215678143 | Central HP <5.4 tons | CARRIER | HRCU-A-CB (Split System: Heat Pump with Remote Outdoor Unit-Air-Source) | 27VNA060A*030* |  |  | CSAH*6012AM*+UI | 59MN7C100C21**22 | 55500 | 17 | 8.5 | 60000 | 42000 | 70% | 1.9 | 0 | 8.5 |  |  |  | No | R-454B | 4.625 | Residential & Commercial | No
214629280 | Central HP <5.4 tons | CARRIER | HRCU-A-CB (Split System: Heat Pump with Remote Outdoor Unit-Air-Source) | 38MURAQ36AB3* | ADP |  | V,C36H175P149 | 59SU5B040M17**12 | 34200 | 15.2 | 8.5 | 36800 | 34600 | 94.02% | 2.04 | 0 | 9.5 |  |  |  | No | R-410A | 2.85 | Residential & Commercial | No
211385897 | Central HP <5.4 tons | COLEMAN | HRCU-A-CB (Split System: Heat Pump with Remote Outdoor Unit-Air-Source) | HMH72B341 |  |  | XAUC48FXXN1+TXV | TMLE080C16MP11 | 33400 | 17 | 8.5 | 32200 | 23400 | 72.67% | 2.06 | 0 | 9.5 |  |  |  | No | R-410A | 2.7833 | Residential & Commercial | No
214731184 | Central HP <5.4 tons | BRYANT HEATING AND COOLING SYSTEMS | HRCU-A-CB (Split System: Heat Pump with Remote Outdoor Unit-Air-Source) | 38MURAQ24AB3* | ADP |  | H,PG7J936 | 926TC48080V17*** | 23000 | 17 | 8.5 | 24400 | 23800 | 97.54% | 2.02 | 0 | 9.5 |  |  |  | No | R-410A | 1.9167 | Residential & Commercial | No
210025754 | Central HP <5.4 tons | PAYNE | HRCU-A-CB (Split System: Heat Pump with Remote Outdoor Unit-Air-Source) | 38MURAQ60AB3 |  |  | 40MUAAQ60XA3 |  | 55000 | 15.3 | 9.4 | 59000 | 48500 | 82.2% | 1.91 | 9 | 8.8 |  |  |  | No | R-410A | 4.5833 | Residential & Commercial | No
214320252 | Central HP <5.4 tons | RUUD | HRCU-A-CB (Split System: Heat Pump with Remote Outdoor Unit-Air-Source) | RD17AZ36AJ3N | ADP |  | PL36H175P389 | R962V0403A17M4S | 33200 | 18 | 8.1 | 32600 | 29200 | 89.57% | 1.9 | 0 | 9.5 |  |  |  | No | R-410A | 2.7667 | Residential & Commercial | No
212970373 | Central HP <5.4 tons | KEEPRITE | HRCU-A-CB (Split System: Heat Pump with Remote Outdoor Unit-Air-Source) | DLCURAH36ABK |  |  | EA*4X36L17A* | *80VSL0701716B* | 35000 | 15.5 | 8.1 | 39000 | 35200 | 90.26% | 1.82 | 0 | 9.5 |  |  |  | No | R-410A | 2.9167 | Residential & Commercial | No
214731157 | Central HP <5.4 tons | BRYANT HEATING AND COOLING SYSTEMS | HRCU-A-CB (Split System: Heat Pump with Remote Outdoor Unit-Air-Source) | 38MURAQ24AB3* | ADP |  | H,PG31930 | 916SA48060M17*** | 23200 | 16 | 9.5 | 25000 | 24400 | 97.6% | 2.04 | 0 | 9.5 |  |  |  | No | R-410A | 1.9333 | Residential & Commercial | No
215682573 | Central HP <5.4 tons | CARRIER | HRCU-A-CB (Split System: Heat Pump with Remote Outdoor Unit-Air-Source) | 27VNA060A*030* |  |  | CAA**6024AM*+UI | 59TN6C080C21**20 | 54500 | 18.5 | 9 | 59500 | 42000 | 70.59% | 1.9 | 0 | 8.5 |  |  |  | No | R-454B | 4.5417 | Residential & Commercial | No
215682923 | Central HP <5.4 tons | CARRIER | HRCU-A-CB (Split System: Heat Pump with Remote Outdoor Unit-Air-Source) | 27VNA060A*030* |  |  | CVAMA6124XMA*+UI | 59TN6C080C21**20 | 57500 | 18.5 | 9 | 64000 | 45000 | 70.31% | 2.08 | 0 | 9 |  |  |  | No | R-454B | 4.7917 | Residential & Commercial | No
215683173 | Central HP <5.4 tons | CARRIER | HRCU-A-CB (Split System: Heat Pump with Remote Outdoor Unit-Air-Source) | 27VNA060A*030* |  |  | CVAVA6121XMA*+UI | 59TN7A100C21**22 | 57500 | 18.5 | 9 | 64000 | 45000 | 70.31% | 2.06 | 0 | 9 |  |  |  | No | R-454B | 4.7917 | Residential & Commercial | No
212603235 | Central HP <5.4 tons | DAY & NIGHT | HRCU-A-CB (Split System: Heat Pump with Remote Outdoor Unit-Air-Source) | DLCURAH30ABK | ADP |  | PL36H210P299 | *92ESN1002120A* | 31200 | 15.2 | 8.5 | 32000 | 25600 | 80% | 1.86 | 0 | 9 |  |  |  | No | R-410A | 2.6 | Residential & Commercial | No
212520334 | Central HP <5.4 tons | CARRIER | HRCU-A-CB (Split System: Heat Pump with Remote Outdoor Unit-Air-Source) | 38MURAQ30AB3* | ADP |  | H,PG34936 | 58S(B,C)*A110E24**20 | 29800 | 15.2 | 8.1 | 32200 | 26800 | 83.23% | 1.8 | 0 | 9 |  |  |  | No | R-410A | 2.4833 | Residential & Commercial | No
214628589 | Central HP <5.4 tons | CARRIER | HRCU-A-CB (Split System: Heat Pump with Remote Outdoor Unit-Air-Source) | 38MURAQ30AB3* | ADP |  | C36A***L129 | 58S(B,C)*B070M17**12 | 28800 | 15.2 | 8.1 | 32600 | 27200 | 83.44% | 1.8 | 0 | 8.5 |  |  |  | No | R-410A | 2.4 | Residential & Commercial | No
215681303 | Central HP <5.4 tons | CARRIER | HRCU-A-CB (Split System: Heat Pump with Remote Outdoor Unit-Air-Source) | 27VNA048A*030* |  |  | CAA**4821AM*+UI | 58CU*B040C17**12 | 44000 | 17.5 | 9 | 48500 | 34000 | 70.1% | 2.04 | 0 | 9.5 |  |  |  | No | R-454B | 3.6667 | Residential & Commercial | No
214861465 | Central HP <5.4 tons | RUUD | HRCU-A-CB (Split System: Heat Pump with Remote Outdoor Unit-Air-Source) | RD17AZ24AJ3N | ADP |  | H,RE7J936 | R962V0603A17M4S | 21600 | 16 | 9.5 | 21000 | 16600 | 79.05% | 2 | 0 | 9.5 |  |  |  | No | R-410A | 1.8 | Residential & Commercial | No
215681453 | Central HP <5.4 tons | CARRIER | HRCU-A-CB (Split System: Heat Pump with Remote Outdoor Unit-Air-Source) | 27VNA048A*030* |  |  | CAA**6121AM*+UI | 58CU*B060C17**16 | 46000 | 17.5 | 9 | 48000 | 33800 | 70.42% | 2.08 | 0 | 9.5 |  |  |  | No | R-454B | 3.8333 | Residential & Commercial | No
214303071 | Central HP <5.4 tons | RUUD | HRCU-A-CB (Split System: Heat Pump with Remote Outdoor Unit-Air-Source) | RD17AZ24AJ3N | ADP |  | H,RG34936 | R801V0504A17UHN | 22000 | 17 | 8.1 | 21000 | 16500 | 78.57% | 2 | 0 | 9.5 |  |  |  | No | R-410A | 1.8333 | Residential & Commercial | No
214303094 | Central HP <5.4 tons | RUUD | HRCU-A-CB (Split System: Heat Pump with Remote Outdoor Unit-Air-Source) | RD17AZ24AJ3N | ADP |  | H,RG34936 | U802VA050317M | 22000 | 18 | 8.1 | 21000 | 16500 | 78.57% | 2 | 0 | 9.5 |  |  |  | No | R-410A | 1.8333 | Residential & Commercial | No
214303096 | Central HP <5.4 tons | RUUD | HRCU-A-CB (Split System: Heat Pump with Remote Outdoor Unit-Air-Source) | RD17AZ24AJ3N | ADP |  | H,RG34936 | U98MV0603A17UPS | 22000 | 18 | 8.1 | 21000 | 16500 | 78.57% | 2 | 0 | 9.5 |  |  |  | No | R-410A | 1.8333 | Residential & Commercial | No
212480221 | Central HP <5.4 tons | CARRIER | HRCU-A-CB (Split System: Heat Pump with Remote Outdoor Unit-Air-Source) | 38MURAQ30AB3* | ADP |  | C36A***L159 | 58SU*A080E21**20 | 29800 | 15.2 | 8.1 | 32200 | 26800 | 83.23% | 1.78 | 0 | 9 |  |  |  | No | R-410A | 2.4833 | Residential & Commercial | No
213369424 | Central HP <5.4 tons | CARRIER | HRCU-A-CB (Split System: Heat Pump with Remote Outdoor Unit-Air-Source) | 38MURAQ30AB3* | ADP |  | H,PG7J936 | 59TP6C100V21**20 | 29600 | 15.2 | 8.5 | 32600 | 27200 | 83.44% | 1.8 | 0 | 8.5 |  |  |  | No | R-410A | 2.4667 | Residential & Commercial | No
214628578 | Central HP <5.4 tons | CARRIER | HRCU-A-CB (Split System: Heat Pump with Remote Outdoor Unit-Air-Source) | 38MURAQ30AB3* | ADP |  | C36A***L159 | 58S(B,C)*B070M14**12 | 29000 | 15.2 | 8.1 | 32400 | 26800 | 82.72% | 1.82 | 0 | 8.5 |  |  |  | No | R-410A | 2.4167 | Residential & Commercial | No
214628587 | Central HP <5.4 tons | CARRIER | HRCU-A-CB (Split System: Heat Pump with Remote Outdoor Unit-Air-Source) | 38MURAQ30AB3* | ADP |  | A36VCA+TXV | 58S(B,C)*B070M17**12 | 29600 | 15.2 | 8.1 | 32600 | 27200 | 83.44% | 1.8 | 0 | 9 |  |  |  | No | R-410A | 2.4667 | Residential & Commercial | No
214628603 | Central HP <5.4 tons | CARRIER | HRCU-A-CB (Split System: Heat Pump with Remote Outdoor Unit-Air-Source) | 38MURAQ30AB3* | ADP |  | PL36H210P749 | 58S(B,C)*B070M17**12 | 29600 | 15.2 | 8.1 | 32600 | 27200 | 83.44% | 1.8 | 0 | 9 |  |  |  | No | R-410A | 2.4667 | Residential & Commercial | No
212520380 | Central HP <5.4 tons | CARRIER | HRCU-A-CB (Split System: Heat Pump with Remote Outdoor Unit-Air-Source) | 38MURAQ30AB3* | ADP |  | H,PG24936 | 58SU*A080E21**20 | 28800 | 15.2 | 8.1 | 32200 | 27200 | 84.47% | 1.76 | 0 | 8.5 |  |  |  | No | R-410A | 2.4 | Residential & Commercial | No
212520382 | Central HP <5.4 tons | CARRIER | HRCU-A-CB (Split System: Heat Pump with Remote Outdoor Unit-Air-Source) | 38MURAQ30AB3* | ADP |  | H,PG34936 | 58SU*A080E21**20 | 29600 | 15.2 | 8.1 | 32200 | 26800 | 83.23% | 1.78 | 0 | 9 |  |  |  | No | R-410A | 2.4667 | Residential & Commercial | No
211712778 | Central HP <5.4 tons | KEEPRITE | HRCU-A-CB (Split System: Heat Pump with Remote Outdoor Unit-Air-Source) | DLCURAH30ABK |  |  | EA*4X42L24A* | *96VTN0802120A* | 29600 | 15.2 | 8.1 | 33600 | 27400 | 81.55% | 1.78 | 0 | 9 |  |  |  | No | R-410A | 2.4667 | Residential & Commercial | No
214731139 | Central HP <5.4 tons | BRYANT HEATING AND COOLING SYSTEMS | HRCU-A-CB (Split System: Heat Pump with Remote Outdoor Unit-Air-Source) | 38MURAQ18AB3* | ADP |  | H,PG7J936 | 926TC30040V14*** | 16900 | 16 | 8.5 | 16600 | 19000 | 114.5% | 2.34 | 0 | 9.5 |  |  |  | No | R-410A | 1.4083 | Residential & Commercial | No
214731162 | Central HP <5.4 tons | BRYANT HEATING AND COOLING SYSTEMS | HRCU-A-CB (Split System: Heat Pump with Remote Outdoor Unit-Air-Source) | 38MURAQ24AB3* | ADP |  | H,PG31930 | 926TC30040V14*** | 22600 | 16 | 8.5 | 25400 | 26800 | 105.5% | 2.3 | 0 | 9 |  |  |  | No | R-410A | 1.8833 | Residential & Commercial | No
214861404 | Central HP <5.4 tons | RUUD | HRCU-A-CB (Split System: Heat Pump with Remote Outdoor Unit-Air-Source) | RD17AZ60AJ3N | ADP |  | H,RE84960 | U98MV0855A21UPS | 53000 | 17 | 8.1 | 52000 | 49000 | 94.23% | 1.75 | 0 | 9.5 |  |  |  | No | R-410A | 4.4167 | Residential & Commercial | No
213362784 | Central HP <5.4 tons | COLEMAN | HRCU-A-CB (Split System: Heat Pump with Remote Outdoor Unit-Air-Source) | HMH72B341 | ADP |  | H,YG9J936 | TPLC080B12MP13 | 32400 | 17 | 8.1 | 32400 | 23400 | 72.22% | 2 | 0 | 9.5 |  |  |  | No | R-410A | 2.7 | Residential & Commercial | No
212407343 | Central HP <5.4 tons | YORK | HRCU-A-CB (Split System: Heat Pump with Remote Outdoor Unit-Air-Source) | HMH72B341 | ADP |  | F,PE*E34936 |  | 33600 | 18 | 8.4 | 32200 | 23400 | 72.67% | 2.1 | 0 | 9.5 |  |  |  | No | R-410A | 2.8 | Residential & Commercial | No
210025744 | Central HP <5.4 tons | HEIL | HRCU-A-CB (Split System: Heat Pump with Remote Outdoor Unit-Air-Source) | DLCURAH60ABK |  |  | DLFUAAH60XAK |  | 55000 | 15.3 | 9.4 | 59000 | 48500 | 82.2% | 1.91 | 9 | 8.8 |  |  |  | No | R-410A | 4.5833 | Residential & Commercial | No
208447900 | Central HP <5.4 tons | PAYNE | HRCU-A-CB (Split System: Heat Pump with Remote Outdoor Unit-Air-Source) | 38MURAQ48AB3 |  |  | 40MUAAQ48XA3 |  | 47000 | 15.6 | 9.4 | 50000 | 46000 | 92% | 1.9 | 8.5 | 8.2 |  |  |  | No | R-410A | 3.9167 | Residential & Commercial | No
211240527 | Central HP <5.4 tons | DAY & NIGHT | HRCU-A-CB (Split System: Heat Pump with Remote Outdoor Unit-Air-Source) | DLCURAH24ABK |  |  | EA*4X24L17A* | *96VTN0401712A* | 23000 | 15.5 | 8.5 | 26400 | 26000 | 98.48% | 2.18 | 0 | 9.5 |  |  |  | No | R-410A | 1.9167 | Residential & Commercial | No
213077040 | Central HP <5.4 tons | DAY & NIGHT | HRCU-A-CB (Split System: Heat Pump with Remote Outdoor Unit-Air-Source) | DLCURAH36ABK |  |  | EA*4X36L21A* | *96VSN0802120B* | 34800 | 16 | 8.1 | 38500 | 35200 | 91.43% | 1.82 | 0 | 9.5 |  |  |  | No | R-410A | 2.9 | Residential & Commercial | No
212400036 | Central HP <5.4 tons | YORK | HRCU-A-CB (Split System: Heat Pump with Remote Outdoor Unit-Air-Source) | HMH72B341 | ADP |  | AD-34(P,U)*****9 | TM9Y080B12MP11 | 32800 | 17 | 8.5 | 32400 | 23400 | 72.22% | 2.02 | 0 | 9.5 |  |  |  | No | R-410A | 2.7333 | Residential & Commercial | No
211387979 | Central HP <5.4 tons | COLEMAN | HRCU-A-CB (Split System: Heat Pump with Remote Outdoor Unit-Air-Source) | HMH72B341 |  |  | XAFB30CXXN1+TXV | TP9C080B12MP13 | 32800 | 17 | 8.1 | 33600 | 23600 | 70.24% | 2.02 | 0 | 9.5 |  |  |  | No | R-410A | 2.7333 | Residential & Commercial | No
213078261 | Central HP <5.4 tons | DAY & NIGHT | HRCU-A-CB (Split System: Heat Pump with Remote Outdoor Unit-Air-Source) | DLCURAH36ABK |  |  | EA*4X36L17A* | *80MS(N,L)0901714A* | 35000 | 16 | 8.1 | 38500 | 35200 | 91.43% | 1.82 | 0 | 9.5 |  |  |  | No | R-410A | 2.9167 | Residential & Commercial | No
215318984 | Central HP <5.4 tons | HEIL | HRCU-A-CB (Split System: Heat Pump with Remote Outdoor Unit-Air-Source) | D5CURAH60AAK |  |  | D5FUAAH60XAK |  | 54000 | 15.2 | 8.4 | 54000 | 38000 | 70.37% | 1.8 | 0 | 8.7 |  |  |  | No | R-454B | 4.5 | Residential & Commercial | No
214624881 | Central HP <5.4 tons | CARRIER | HRCU-A-CB (Split System: Heat Pump with Remote Outdoor Unit-Air-Source) | 38MURAQ36AB3* | ADP |  | V,C36H175P159 | 58SU*B040M17**12 | 35200 | 16 | 8.5 | 36200 | 34200 | 94.48% | 2.04 | 0 | 9.5 |  |  |  | No | R-410A | 2.9333 | Residential & Commercial | No
213078967 | Central HP <5.4 tons | DAY & NIGHT | HRCU-A-CB (Split System: Heat Pump with Remote Outdoor Unit-Air-Source) | DLCURAH36ABK |  |  | EA*4X36L21A* | *80MSU0401712A* | 35000 | 16 | 8.1 | 38500 | 35200 | 91.43% | 1.8 | 0 | 9.5 |  |  |  | No | R-410A | 2.9167 | Residential & Commercial | No
211240745 | Central HP <5.4 tons | DAY & NIGHT | HRCU-A-CB (Split System: Heat Pump with Remote Outdoor Unit-Air-Source) | DLCURAH24ABK |  |  | EA*4X24L17A* | *92ESN0401712A* | 23400 | 15.5 | 8.5 | 26800 | 24800 | 92.54% | 2.04 | 0 | 9.5 |  |  |  | No | R-410A | 1.95 | Residential & Commercial | No
214624897 | Central HP <5.4 tons | CARRIER | HRCU-A-CB (Split System: Heat Pump with Remote Outdoor Unit-Air-Source) | 38MURAQ36AB3* | ADP |  | C36A***L139 | 58SU*B060M17**16 | 34200 | 16 | 8.5 | 36200 | 34200 | 94.48% | 2.06 | 0 | 9.5 |  |  |  | No | R-410A | 2.85 | Residential & Commercial | No
214629009 | Central HP <5.4 tons | CARRIER | HRCU-A-CB (Split System: Heat Pump with Remote Outdoor Unit-Air-Source) | 38MURAQ36AB3* | ADP |  | C36A***L129 | 58S(B,C)*B070M17**12 | 34800 | 16 | 8.1 | 36800 | 34800 | 94.57% | 1.82 | 0 | 9.5 |  |  |  | No | R-410A | 2.9 | Residential & Commercial | No
214629142 | Central HP <5.4 tons | CARRIER | HRCU-A-CB (Split System: Heat Pump with Remote Outdoor Unit-Air-Source) | 38MURAQ36AB3* | ADP |  | PL36H175P149 | 58TP*B045V14**12 | 34600 | 16 | 8.1 | 36800 | 34600 | 94.02% | 1.94 | 0 | 9.5 |  |  |  | No | R-410A | 2.8833 | Residential & Commercial | No
214861406 | Central HP <5.4 tons | RUUD | HRCU-A-CB (Split System: Heat Pump with Remote Outdoor Unit-Air-Source) | RD17AZ60AJ3N | ADP |  | H,RE84960 | U98MV1155A24UPS | 53000 | 17 | 8.1 | 52000 | 49000 | 94.23% | 1.75 | 0 | 9.5 |  |  |  | No | R-410A | 4.4167 | Residential & Commercial | No
214629176 | Central HP <5.4 tons | CARRIER | HRCU-A-CB (Split System: Heat Pump with Remote Outdoor Unit-Air-Source) | 38MURAQ36AB3* | ADP |  | A36VCA+TXV | 58TP*B070V17**16 | 34600 | 16 | 8.5 | 36200 | 34400 | 95.03% | 2.02 | 0 | 9.5 |  |  |  | No | R-410A | 2.8833 | Residential & Commercial | No
214629209 | Central HP <5.4 tons | CARRIER | HRCU-A-CB (Split System: Heat Pump with Remote Outdoor Unit-Air-Source) | 38MURAQ36AB3* | ADP |  | C36A***L159 | 59SC6A060M17**16 | 35200 | 15.2 | 8.5 | 36800 | 34800 | 94.57% | 1.88 | 0 | 9.5 |  |  |  | No | R-410A | 2.9333 | Residential & Commercial | No
213080530 | Central HP <5.4 tons | DAY & NIGHT | HRCU-A-CB (Split System: Heat Pump with Remote Outdoor Unit-Air-Source) | DLCURAH36ABK |  |  | EA*4X37L17A* | *95MSU0401712A* | 35600 | 15.2 | 8.1 | 38500 | 35200 | 91.43% | 1.98 | 0 | 9.5 |  |  |  | No | R-410A | 2.9667 | Residential & Commercial | No
214320253 | Central HP <5.4 tons | RUUD | HRCU-A-CB (Split System: Heat Pump with Remote Outdoor Unit-Air-Source) | RD17AZ36AJ3N | ADP |  | PL36H175P389 | R962V0603A17M4S | 33200 | 18 | 8.1 | 32600 | 29400 | 90.18% | 1.9 | 0 | 9.5 |  |  |  | No | R-410A | 2.7667 | Residential & Commercial | No
214861405 | Central HP <5.4 tons | RUUD | HRCU-A-CB (Split System: Heat Pump with Remote Outdoor Unit-Air-Source) | RD17AZ60AJ3N | ADP |  | H,RE84960 | U98MV1005A21UPS | 53000 | 16 | 8.1 | 52500 | 49000 | 93.33% | 1.75 | 0 | 9.5 |  |  |  | No | R-410A | 4.4167 | Residential & Commercial | No
214628379 | Central HP <5.4 tons | CARRIER | HRCU-A-CB (Split System: Heat Pump with Remote Outdoor Unit-Air-Source) | 38MURAQ24AB3* | ADP |  | PL36H210P749 | 59SC6A040M17**12 | 23200 | 16 | 8.5 | 24600 | 23800 | 96.75% | 2 | 0 | 9.5 |  |  |  | No | R-410A | 1.9333 | Residential & Commercial | No
214629226 | Central HP <5.4 tons | CARRIER | HRCU-A-CB (Split System: Heat Pump with Remote Outdoor Unit-Air-Source) | 38MURAQ36AB3* | ADP |  | V,C36H175P159 | 59SC6A080M17**16 | 34800 | 16 | 8.1 | 36800 | 34600 | 94.02% | 1.98 | 0 | 9.5 |  |  |  | No | R-410A | 2.9 | Residential & Commercial | No
214629277 | Central HP <5.4 tons | CARRIER | HRCU-A-CB (Split System: Heat Pump with Remote Outdoor Unit-Air-Source) | 38MURAQ36AB3* | ADP |  | PL36H175P149 | 59SU5B040M17**12 | 34200 | 15.2 | 8.5 | 36800 | 34600 | 94.02% | 2.04 | 0 | 9.5 |  |  |  | No | R-410A | 2.85 | Residential & Commercial | No
214628474 | Central HP <5.4 tons | CARRIER | HRCU-A-CB (Split System: Heat Pump with Remote Outdoor Unit-Air-Source) | 38MURAQ24AB3* | ADP |  | V,C36H175P139 | 59SU5B040M17**12 | 23000 | 17 | 8.5 | 24400 | 24000 | 98.36% | 2.02 | 0 | 9.5 |  |  |  | No | R-410A | 1.9167 | Residential & Commercial | No
214628600 | Central HP <5.4 tons | CARRIER | HRCU-A-CB (Split System: Heat Pump with Remote Outdoor Unit-Air-Source) | 38MURAQ30AB3* | ADP |  | V,C36H175P159 | 58S(B,C)*B070M17**12 | 29800 | 15.2 | 8.1 | 32600 | 27200 | 83.44% | 1.8 | 0 | 9 |  |  |  | No | R-410A | 2.4833 | Residential & Commercial | No
214303083 | Central HP <5.4 tons | RUUD | HRCU-A-CB (Split System: Heat Pump with Remote Outdoor Unit-Air-Source) | RD17AZ24AJ3N | ADP |  | H,RG34936 | R921V0403A17M4S | 22000 | 17 | 8.1 | 21000 | 16500 | 78.57% | 2 | 0 | 9.5 |  |  |  | No | R-410A | 1.8333 | Residential & Commercial | No
214303085 | Central HP <5.4 tons | RUUD | HRCU-A-CB (Split System: Heat Pump with Remote Outdoor Unit-Air-Source) | RD17AZ24AJ3N | ADP |  | H,RG34936 | R921V0703A17M4S | 22000 | 17 | 8.1 | 21000 | 16500 | 78.57% | 2 | 0 | 9.5 |  |  |  | No | R-410A | 1.8333 | Residential & Commercial | No
214624847 | Central HP <5.4 tons | CARRIER | HRCU-A-CB (Split System: Heat Pump with Remote Outdoor Unit-Air-Source) | 38MURAQ30AB3* | ADP |  | V,C36H175P149 | 58SU*B060M17**16 | 29600 | 15.2 | 8.1 | 32200 | 27000 | 83.85% | 1.8 | 0 | 9 |  |  |  | No | R-410A | 2.4667 | Residential & Commercial | No
214861457 | Central HP <5.4 tons | RUUD | HRCU-A-CB (Split System: Heat Pump with Remote Outdoor Unit-Air-Source) | RD17AZ24AJ3N | ADP |  | H,RE7J936 | R951V0603A17M4S | 21600 | 16 | 9.5 | 21000 | 16600 | 79.05% | 2 | 0 | 9.5 |  |  |  | No | R-410A | 1.8 | Residential & Commercial | No
214861455 | Central HP <5.4 tons | RUUD | HRCU-A-CB (Split System: Heat Pump with Remote Outdoor Unit-Air-Source) | RD17AZ24AJ3N | ADP |  | H,RE7J936 | R951V0403A17UHU | 21400 | 16 | 9.5 | 20800 | 16700 | 80.29% | 2 | 0 | 9.5 |  |  |  | No | R-410A | 1.7833 | Residential & Commercial | No
214624849 | Central HP <5.4 tons | CARRIER | HRCU-A-CB (Split System: Heat Pump with Remote Outdoor Unit-Air-Source) | 38MURAQ30AB3* | ADP |  | PL36H175P159 | 58SU*B060M17**16 | 29800 | 15.2 | 8.1 | 32200 | 27000 | 83.85% | 1.8 | 0 | 9 |  |  |  | No | R-410A | 2.4833 | Residential & Commercial | No
214628644 | Central HP <5.4 tons | CARRIER | HRCU-A-CB (Split System: Heat Pump with Remote Outdoor Unit-Air-Source) | 38MURAQ30AB3* | ADP |  | C36A***L129 | 58S(B,C)*B090M17**14 | 29000 | 15.2 | 8.1 | 32600 | 27200 | 83.44% | 1.8 | 0 | 8.5 |  |  |  | No | R-410A | 2.4167 | Residential & Commercial | No
214628676 | Central HP <5.4 tons | CARRIER | HRCU-A-CB (Split System: Heat Pump with Remote Outdoor Unit-Air-Source) | 38MURAQ30AB3* | ADP |  | C36A***L159 | 58S(B,C)*B090M21**16 | 29600 | 15.2 | 8.1 | 32200 | 27200 | 84.47% | 1.78 | 0 | 9 |  |  |  | No | R-410A | 2.4667 | Residential & Commercial | No
214628860 | Central HP <5.4 tons | CARRIER | HRCU-A-CB (Split System: Heat Pump with Remote Outdoor Unit-Air-Source) | 38MURAQ30AB3* | ADP |  | PL36H210P299 | 59SU5B060M17**16 | 30600 | 15.2 | 8.5 | 32000 | 26000 | 81.25% | 1.86 | 0 | 9 |  |  |  | No | R-410A | 2.55 | Residential & Commercial | No
212984439 | Central HP <5.4 tons | DAY & NIGHT | HRCU-A-CB (Split System: Heat Pump with Remote Outdoor Unit-Air-Source) | DLCURAH30ABK |  |  | EA*4X36L17A* | *92MSN0801716A* | 29400 | 15.2 | 8.1 | 34000 | 28000 | 82.35% | 1.76 | 0 | 9 |  |  |  | No | R-410A | 2.45 | Residential & Commercial | No
214731174 | Central HP <5.4 tons | BRYANT HEATING AND COOLING SYSTEMS | HRCU-A-CB (Split System: Heat Pump with Remote Outdoor Unit-Air-Source) | 38MURAQ24AB3* | ADP |  | H,PG7J936 | 926TC36060V14*** | 23000 | 17 | 8.5 | 24600 | 23600 | 95.93% | 2 | 0 | 9.5 |  |  |  | No | R-410A | 1.9167 | Residential & Commercial | No
212984975 | Central HP <5.4 tons | DAY & NIGHT | HRCU-A-CB (Split System: Heat Pump with Remote Outdoor Unit-Air-Source) | DLCURAH30ABK |  |  | EA*4X37L21A* | *92MSN0802120A* | 30600 | 15.2 | 8.1 | 33200 | 26200 | 78.92% | 1.86 | 0 | 9 |  |  |  | No | R-410A | 2.55 | Residential & Commercial | No
213079519 | Central HP <5.4 tons | CARRIER | HRCU-A-CB (Split System: Heat Pump with Remote Outdoor Unit-Air-Source) | 38MURAQ36AB3* |  |  | CAP**3621AL* | 59SC2E080M17**16 | 35200 | 16 | 8.1 | 38500 | 35200 | 91.43% | 1.82 | 0 | 9.5 |  |  |  | No | R-410A | 2.9333 | Residential & Commercial | No
214861459 | Central HP <5.4 tons | RUUD | HRCU-A-CB (Split System: Heat Pump with Remote Outdoor Unit-Air-Source) | RD17AZ24AJ3N | ADP |  | H,RE7J936 | R951V0603A17UHU | 21400 | 16 | 9.5 | 20800 | 16600 | 79.81% | 2 | 0 | 9.5 |  |  |  | No | R-410A | 1.7833 | Residential & Commercial | No
212983953 | Central HP <5.4 tons | CARRIER | HRCU-A-CB (Split System: Heat Pump with Remote Outdoor Unit-Air-Source) | 38MURAQ30AB3* |  |  | CAP**4321AL* | 59SC2E060M17**14 | 30400 | 15.2 | 8.1 | 33400 | 26400 | 79.04% | 1.84 | 0 | 9 |  |  |  | No | R-410A | 2.5333 | Residential & Commercial | No
215674973 | Central HP <5.4 tons | KENMORE | HRCU-A-CB (Split System: Heat Pump with Remote Outdoor Unit-Air-Source) | (C,H,T)5H0V48*K*AAA* |  |  | ESH5X48M12A*+WALLCON | *97CMN0602120B* | 44500 | 16 | 8.5 | 49500 | 34800 | 70.3% | 1.92 | 0 | 9 |  |  |  | No | R-454B | 3.7083 | Residential & Commercial | No
211228742 | Central HP <5.4 tons | DAY & NIGHT | HRCU-A-CB (Split System: Heat Pump with Remote Outdoor Unit-Air-Source) | DLCURAH36ABK |  |  | EA*4X48L21A* | *80ES(N,L)0451712A* | 35600 | 15.5 | 8.1 | 38500 | 34800 | 90.39% | 2.04 | 0 | 9.5 |  |  |  | No | R-410A | 2.9667 | Residential & Commercial | No
212984469 | Central HP <5.4 tons | CARRIER | HRCU-A-CB (Split System: Heat Pump with Remote Outdoor Unit-Air-Source) | 38MURAQ30AB3* |  |  | CAP**3721AL* | 59SC2E080M17**16 | 31000 | 15.2 | 8.5 | 33400 | 26200 | 78.44% | 1.86 | 0 | 9 |  |  |  | No | R-410A | 2.5833 | Residential & Commercial | No
215675221 | Central HP <5.4 tons | KENMORE | HRCU-A-CB (Split System: Heat Pump with Remote Outdoor Unit-Air-Source) | (C,H,T)5H0V48*K*AAA* |  |  | ESH5X60M12A*+WALLCON | *80CTL1102120B* | 45500 | 16.5 | 8.5 | 48000 | 33600 | 70% | 2.06 | 0 | 9.5 |  |  |  | No | R-454B | 3.7917 | Residential & Commercial | No
214302983 | Central HP <5.4 tons | RUUD | HRCU-A-CB (Split System: Heat Pump with Remote Outdoor Unit-Air-Source) | RD17AZ36AJ3N | ADP |  | H,RG82936 | R801V0704A17UHU | 33600 | 18 | 8.1 | 32600 | 29200 | 89.57% | 1.9 | 0 | 9.5 |  |  |  | No | R-410A | 2.8 | Residential & Commercial | No
214320245 | Central HP <5.4 tons | RUUD | HRCU-A-CB (Split System: Heat Pump with Remote Outdoor Unit-Air-Source) | RD17AZ36AJ3N | ADP |  | PL36H175P389 | R921V0603A17M4S | 33200 | 18 | 8.1 | 32600 | 29400 | 90.18% | 1.9 | 0 | 9.5 |  |  |  | No | R-410A | 2.7667 | Residential & Commercial | No
214320231 | Central HP <5.4 tons | RUUD | HRCU-A-CB (Split System: Heat Pump with Remote Outdoor Unit-Air-Source) | RD17AZ36AJ3N | ADP |  | PL36H175P389 | R801V0504A17UHN | 33200 | 18 | 8.1 | 32600 | 29400 | 90.18% | 1.9 | 0 | 9.5 |  |  |  | No | R-410A | 2.7667 | Residential & Commercial | No
214320250 | Central HP <5.4 tons | RUUD | HRCU-A-CB (Split System: Heat Pump with Remote Outdoor Unit-Air-Source) | RD17AZ36AJ3N | ADP |  | PL36H175P389 | R951V0603A17UHU | 33200 | 18 | 8.1 | 32600 | 29400 | 90.18% | 1.9 | 0 | 9.5 |  |  |  | No | R-410A | 2.7667 | Residential & Commercial | No
212981326 | Central HP <5.4 tons | KEEPRITE | HRCU-A-CB (Split System: Heat Pump with Remote Outdoor Unit-Air-Source) | DLCURAH30ABK |  |  | EA*4X42L24A* | *80MS(N,L)1552420A* | 29800 | 15.2 | 8.1 | 34200 | 27600 | 80.7% | 1.8 | 0 | 9 |  |  |  | No | R-410A | 2.4833 | Residential & Commercial | No
214320234 | Central HP <5.4 tons | RUUD | HRCU-A-CB (Split System: Heat Pump with Remote Outdoor Unit-Air-Source) | RD17AZ36AJ3N | ADP |  | PL36H175P389 | R801V0704A17UHU | 33200 | 18 | 8.1 | 32600 | 29200 | 89.57% | 1.9 | 0 | 9.5 |  |  |  | No | R-410A | 2.7667 | Residential & Commercial | No
212985618 | Central HP <5.4 tons | DAY & NIGHT | HRCU-A-CB (Split System: Heat Pump with Remote Outdoor Unit-Air-Source) | DLCURAH30ABK |  |  | EA*4X42L24A* | *92MSN1202420A* | 30000 | 15.2 | 8.1 | 34200 | 27600 | 80.7% | 1.8 | 0 | 9 |  |  |  | No | R-410A | 2.5 | Residential & Commercial | No
211713130 | Central HP <5.4 tons | DAY & NIGHT | HRCU-A-CB (Split System: Heat Pump with Remote Outdoor Unit-Air-Source) | DLCURAH30ABK |  |  | EA*4X43L21A* | *80ESU0401712A* | 31200 | 15.2 | 8.1 | 33400 | 26000 | 77.84% | 1.86 | 0 | 9 |  |  |  | No | R-410A | 2.6 | Residential & Commercial | No
211713275 | Central HP <5.4 tons | DAY & NIGHT | HRCU-A-CB (Split System: Heat Pump with Remote Outdoor Unit-Air-Source) | DLCURAH30ABK |  |  | EA*4X43L21A* | *80ES(N,L)0901714A* | 30600 | 15.2 | 8.1 | 33200 | 26000 | 78.31% | 1.84 | 0 | 9 |  |  |  | No | R-410A | 2.55 | Residential & Commercial | No
214320255 | Central HP <5.4 tons | RUUD | HRCU-A-CB (Split System: Heat Pump with Remote Outdoor Unit-Air-Source) | RD17AZ36AJ3N | ADP |  | PL36H175P389 | U802VA050317M | 33200 | 18 | 8.1 | 32600 | 29200 | 89.57% | 1.9 | 0 | 9.5 |  |  |  | No | R-410A | 2.7667 | Residential & Commercial | No
212382999 | Central HP <5.4 tons | AIRQUEST | HRCU-A-CB (Split System: Heat Pump with Remote Outdoor Unit-Air-Source) | DLCURAH36ABK |  |  | EA*4X36L17A* | *80ES(N,L)0901714A* | 35600 | 15.5 | 8.1 | 39500 | 35200 | 89.11% | 1.84 | 0 | 9.5 |  |  |  | No | R-410A | 2.9667 | Residential & Commercial | No
212383124 | Central HP <5.4 tons | AIRQUEST | HRCU-A-CB (Split System: Heat Pump with Remote Outdoor Unit-Air-Source) | DLCURAH36ABK |  |  | EA*4X36L21A* | *96VSN1002120A* | 35200 | 16 | 8.1 | 39000 | 35200 | 90.26% | 1.82 | 0 | 9.5 |  |  |  | No | R-410A | 2.9333 | Residential & Commercial | No
213078185 | Central HP <5.4 tons | CARRIER | HRCU-A-CB (Split System: Heat Pump with Remote Outdoor Unit-Air-Source) | 38MURAQ36AB3* |  |  | CAP**4221AL* | 58S(B,C)*B070M21**16 | 35000 | 16.5 | 8.1 | 38500 | 35000 | 90.91% | 1.88 | 0 | 9.5 |  |  |  | No | R-410A | 2.9167 | Residential & Commercial | No
213079237 | Central HP <5.4 tons | CARRIER | HRCU-A-CB (Split System: Heat Pump with Remote Outdoor Unit-Air-Source) | 38MURAQ36AB3* |  |  | CAP**4224AL* | 58SU*B100M21**20 | 35200 | 16 | 8.5 | 38500 | 35000 | 90.91% | 1.88 | 0 | 9.5 |  |  |  | No | R-410A | 2.9333 | Residential & Commercial | No
208284018 | Central HP <5.4 tons | TRUST AIR CONDITIONERS | HRCU-A-CB (Split System: Heat Pump with Remote Outdoor Unit-Air-Source) | AA48H/O44P |  |  | AH48H/I44P |  | 47000 | 15.6 | 9.4 | 50000 | 46000 | 92% | 1.9 | 8.5 | 8.2 |  |  |  | No | R-410A | 3.9167 | Residential & Commercial | No
213163591 | Central HP <5.4 tons | DAY & NIGHT | HRCU-A-CB (Split System: Heat Pump with Remote Outdoor Unit-Air-Source) | DLCURAH30ABK | ADP |  | H,FG82936+AEFE3A* |  | 31200 | 15.2 | 8.5 | 33800 | 26400 | 78.11% | 1.86 | 0 | 9 |  |  |  | No | R-410A | 2.6 | Residential & Commercial | No
214731169 | Central HP <5.4 tons | BRYANT HEATING AND COOLING SYSTEMS | HRCU-A-CB (Split System: Heat Pump with Remote Outdoor Unit-Air-Source) | 38MURAQ24AB3* | ADP |  | H,PG7J936 | 926TC36040V17*** | 23400 | 16 | 8.5 | 25400 | 25800 | 101.6% | 2.18 | 0 | 9.5 |  |  |  | No | R-410A | 1.95 | Residential & Commercial | No
214731210 | Central HP <5.4 tons | BRYANT HEATING AND COOLING SYSTEMS | HRCU-A-CB (Split System: Heat Pump with Remote Outdoor Unit-Air-Source) | 38MURAQ36AB3* | ADP |  | H,PG9J936 | 926TC48080V17*** | 34600 | 16 | 8.1 | 36200 | 34400 | 95.03% | 2 | 0 | 9.5 |  |  |  | No | R-410A | 2.8833 | Residential & Commercial | No
215679363 | Central HP <5.4 tons | CARRIER | HRCU-A-CB (Split System: Heat Pump with Remote Outdoor Unit-Air-Source) | 27VNA036A*030* |  |  | CAA**4221AM*+UI | 58CU*B060C17**16 | 33200 | 17.5 | 8.5 | 35800 | 25600 | 71.51% | 1.84 | 0 | 9.5 |  |  |  | No | R-454B | 2.7667 | Residential & Commercial | No
215679783 | Central HP <5.4 tons | CARRIER | HRCU-A-CB (Split System: Heat Pump with Remote Outdoor Unit-Air-Source) | 27VNA036A*030* |  |  | CSAH*4212AM*+UI | 59TN6C080C21**20 | 34000 | 16 | 8.5 | 35600 | 25200 | 70.79% | 1.76 | 0 | 9.5 |  |  |  | No | R-454B | 2.8333 | Residential & Commercial | No
215679813 | Central HP <5.4 tons | CARRIER | HRCU-A-CB (Split System: Heat Pump with Remote Outdoor Unit-Air-Source) | 27VNA036A*030* |  |  | CSAH*4212AM*+UI | 59TN7A060C17**16 | 33600 | 16 | 8.5 | 35800 | 25600 | 71.51% | 1.76 | 0 | 9 |  |  |  | No | R-454B | 2.8 | Residential & Commercial | No
215679863 | Central HP <5.4 tons | CARRIER | HRCU-A-CB (Split System: Heat Pump with Remote Outdoor Unit-Air-Source) | 27VNA036A*030* |  |  | CSAH*4812AM*+UI | 59TN6C080C21**20 | 34200 | 16 | 8.5 | 35400 | 25200 | 71.19% | 1.88 | 0 | 9.5 |  |  |  | No | R-454B | 2.85 | Residential & Commercial | No
214280280 | Central HP <5.4 tons | CARRIER | HRCU-A-CB (Split System: Heat Pump with Remote Outdoor Unit-Air-Source) | 38MURAQ36AB3* |  |  | CAP**4221AL* | 59SC6A060M17**16 | 35200 | 15.5 | 8.5 | 38500 | 35200 | 91.43% | 1.88 | 0 | 9.5 |  |  |  | No | R-410A | 2.9333 | Residential & Commercial | No
213080003 | Central HP <5.4 tons | CARRIER | HRCU-A-CB (Split System: Heat Pump with Remote Outdoor Unit-Air-Source) | 38MURAQ36AB3* |  |  | CAP**3621AL* | 59SC6A080M17**16 | 35200 | 15.5 | 8.1 | 39000 | 35400 | 90.77% | 1.84 | 0 | 9.5 |  |  |  | No | R-410A | 2.9333 | Residential & Commercial | No
213080644 | Central HP <5.4 tons | CARRIER | HRCU-A-CB (Split System: Heat Pump with Remote Outdoor Unit-Air-Source) | 38MURAQ36AB3* |  |  | CAP**3617AL* | 59SU5B060M17**16 | 35200 | 15.5 | 8.1 | 39000 | 35200 | 90.26% | 1.84 | 0 | 9.5 |  |  |  | No | R-410A | 2.9333 | Residential & Commercial | No
213079507 | Central HP <5.4 tons | CARRIER | HRCU-A-CB (Split System: Heat Pump with Remote Outdoor Unit-Air-Source) | 38MURAQ36AB3* |  |  | CAP**3617AL* | 59SC2E080M17**16 | 35000 | 16 | 8.1 | 38500 | 35200 | 91.43% | 1.82 | 0 | 9.5 |  |  |  | No | R-410A | 2.9167 | Residential & Commercial | No
213369603 | Central HP <5.4 tons | GREE | HRCU-A-C (Split System: Heat Pump with Remote Outdoor Unit with No Indoor Fan --Air Source) | GUD60W/A-D(U) | ADP |  | *E50948+TD |  | 50500 | 15.2 | 8.4 | 51000 | 36800 | 72.16% | 1.78 | 0 | 9.5 |  |  |  | No | R-410A | 4.2083 | Residential & Commercial | No
214320233 | Central HP <5.4 tons | RUUD | HRCU-A-CB (Split System: Heat Pump with Remote Outdoor Unit-Air-Source) | RD17AZ36AJ3N | ADP |  | PL36H175P389 | R801V0504A17UHU | 33200 | 18 | 8.1 | 32600 | 29400 | 90.18% | 1.9 | 0 | 9.5 |  |  |  | No | R-410A | 2.7667 | Residential & Commercial | No
211750026 | Central HP <5.4 tons | GREE | HRCU-A-C (Split System: Heat Pump with Remote Outdoor Unit with No Indoor Fan --Air Source) | GUD60W/A-D(U) | ADP |  | *E50960+TD |  | 50500 | 15.2 | 8.4 | 51000 | 36800 | 72.16% | 1.78 | 0 | 9.5 |  |  |  | No | R-410A | 4.2083 | Residential & Commercial | No
213080812 | Central HP <5.4 tons | CARRIER | HRCU-A-CB (Split System: Heat Pump with Remote Outdoor Unit-Air-Source) | 38MURAQ36AB3* |  |  | CAP**4224AL* | 59SU5B080M21**20 | 35200 | 16 | 8.1 | 38500 | 35000 | 90.91% | 1.88 | 0 | 9.5 |  |  |  | No | R-410A | 2.9333 | Residential & Commercial | No
211750029 | Central HP <5.4 tons | GREE | HRCU-A-C (Split System: Heat Pump with Remote Outdoor Unit with No Indoor Fan --Air Source) | GUD60W/A-D(U) | ADP |  | *E86960+TD |  | 50500 | 15.2 | 8.5 | 51000 | 36800 | 72.16% | 1.8 | 0 | 9.5 |  |  |  | No | R-410A | 4.2083 | Residential & Commercial | No
211749906 | Central HP <5.4 tons | GREE | HRCU-A-C (Split System: Heat Pump with Remote Outdoor Unit with No Indoor Fan --Air Source) | GUD60W/A-D(U) | ADP |  | HE50960+TD |  | 50500 | 15.2 | 8.4 | 51000 | 36800 | 72.16% | 1.78 | 0 | 9.5 |  |  |  | No | R-410A | 4.2083 | Residential & Commercial | No
211750040 | Central HP <5.4 tons | GREE | HRCU-A-C (Split System: Heat Pump with Remote Outdoor Unit with No Indoor Fan --Air Source) | GUD60W/A-D(U) | ADP |  | *E88960+TD |  | 50500 | 15.2 | 8.5 | 51000 | 36800 | 72.16% | 1.8 | 0 | 9.5 |  |  |  | No | R-410A | 4.2083 | Residential & Commercial | No
213076631 | Central HP <5.4 tons | AIRQUEST | HRCU-A-CB (Split System: Heat Pump with Remote Outdoor Unit-Air-Source) | DLCURAH36ABK |  |  | EA*4X36L21A* | *80VTL0902120B* | 35000 | 16 | 8.1 | 38500 | 35200 | 91.43% | 1.82 | 0 | 9.5 |  |  |  | No | R-410A | 2.9167 | Residential & Commercial | No
214320249 | Central HP <5.4 tons | RUUD | HRCU-A-CB (Split System: Heat Pump with Remote Outdoor Unit-Air-Source) | RD17AZ36AJ3N | ADP |  | PL36H175P389 | R951V0603A17M4S | 33200 | 18 | 8.1 | 32600 | 29400 | 90.18% | 1.9 | 0 | 9.5 |  |  |  | No | R-410A | 2.7667 | Residential & Commercial | No
214320258 | Central HP <5.4 tons | RUUD | HRCU-A-CB (Split System: Heat Pump with Remote Outdoor Unit-Air-Source) | RD17AZ36AJ3N | ADP |  | PL36H175P389 | U98MV0703A17UPS | 33200 | 18 | 8.1 | 32600 | 29400 | 90.18% | 1.9 | 0 | 9.5 |  |  |  | No | R-410A | 2.7667 | Residential & Commercial | No
213145603 | Central HP <5.4 tons | GREE | HRCU-A-CB (Split System: Heat Pump with Remote Outdoor Unit-Air-Source) | FLEXX36HP230V1AO | ADP |  | PL36H175P149+AEFE4B* |  | 33000 | 15.5 | 8.7 | 35800 | 28000 | 78.21% | 1.8 | 0 | 9.5 |  |  |  | No | R-410A | 2.75 | Residential & Commercial | No
215864754 | Central HP <5.4 tons | AMERICAN STANDARD | HRCU-A-CB (Split System: Heat Pump with Remote Outdoor Unit-Air-Source) | 5A6V8X60A1 |  |  | 5TXCD010AS3 | S9V2D120D5PSC+LRP | 51000 | 18.1 | 8.5 | 53000 | 38500 | 72.64% | 1.9 | 0 | 9.8 |  |  |  | No | R-454B | 4.25 | Residential & Commercial | No
211750028 | Central HP <5.4 tons | GREE | HRCU-A-C (Split System: Heat Pump with Remote Outdoor Unit with No Indoor Fan --Air Source) | GUD60W/A-D(U) | ADP |  | *G52960+TD |  | 50500 | 15.2 | 8.5 | 51000 | 36800 | 72.16% | 1.8 | 0 | 9.5 |  |  |  | No | R-410A | 4.2083 | Residential & Commercial | No
212925408 | Central HP <5.4 tons | GREE | HRCU-A-C (Split System: Heat Pump with Remote Outdoor Unit with No Indoor Fan --Air Source) | FLEXX60HP230V1AO | ADP |  | HE88960+TD |  | 50500 | 15.2 | 8.5 | 51000 | 36800 | 72.16% | 1.8 | 0 | 9.5 |  |  |  | No | R-410A | 4.2083 | Residential & Commercial | No
212925444 | Central HP <5.4 tons | GREE | HRCU-A-C (Split System: Heat Pump with Remote Outdoor Unit with No Indoor Fan --Air Source) | GUD36W/A-D(U) | ADP |  | HG34936+TD |  | 31600 | 15.2 | 8.5 | 32400 | 23600 | 72.84% | 1.8 | 0 | 9 |  |  |  | No | R-410A | 2.6333 | Residential & Commercial | No
214312478 | Central HP <5.4 tons | GREE | HRCU-A-C (Split System: Heat Pump with Remote Outdoor Unit with No Indoor Fan --Air Source) | FLEXX60HP230V1AO | ADP |  | A48VHC+TXV+TD |  | 46500 | 15.2 | 8.5 | 46000 | 33200 | 72.17% | 1.8 | 0 | 9.5 |  |  |  | No | R-410A | 3.875 | Residential & Commercial | No
213184774 | Central HP <5.4 tons | GREE | HRCU-A-CB (Split System: Heat Pump with Remote Outdoor Unit-Air-Source) | FLEXX60HP230V1AO | ADP |  | H,GE50960+AEFE5* |  | 50500 | 15.5 | 8.5 | 51000 | 36800 | 72.16% | 1.8 | 0 | 9.5 |  |  |  | No | R-410A | 4.2083 | Residential & Commercial | No
211750022 | Central HP <5.4 tons | GREE | HRCU-A-C (Split System: Heat Pump with Remote Outdoor Unit with No Indoor Fan --Air Source) | GUD36W/A-D(U) | ADP |  | *G34936+TD |  | 31600 | 15.2 | 8.5 | 32400 | 23600 | 72.84% | 1.8 | 0 | 9 |  |  |  | No | R-410A | 2.6333 | Residential & Commercial | No
211750037 | Central HP <5.4 tons | GREE | HRCU-A-C (Split System: Heat Pump with Remote Outdoor Unit with No Indoor Fan --Air Source) | FLEXX60HP230V1AO | ADP |  | *G52960+TD |  | 50500 | 15.2 | 8.5 | 51000 | 36800 | 72.16% | 1.8 | 0 | 9.5 |  |  |  | No | R-410A | 4.2083 | Residential & Commercial | No
213078255 | Central HP <5.4 tons | CARRIER | HRCU-A-CB (Split System: Heat Pump with Remote Outdoor Unit-Air-Source) | 38MURAQ36AB3* |  |  | CAP**3617AL* | 58S(B,C)*B090M17**14 | 35000 | 16 | 8.1 | 38500 | 35200 | 91.43% | 1.82 | 0 | 9.5 |  |  |  | No | R-410A | 2.9167 | Residential & Commercial | No
211750036 | Central HP <5.4 tons | GREE | HRCU-A-C (Split System: Heat Pump with Remote Outdoor Unit with No Indoor Fan --Air Source) | FLEXX60HP230V1AO | ADP |  | *E51960+TD |  | 50500 | 15.2 | 8.45 | 51000 | 36800 | 72.16% | 1.78 | 0 | 9.5 |  |  |  | No | R-410A | 4.2083 | Residential & Commercial | No
211750038 | Central HP <5.4 tons | GREE | HRCU-A-C (Split System: Heat Pump with Remote Outdoor Unit with No Indoor Fan --Air Source) | FLEXX60HP230V1AO | ADP |  | *E86960+TD |  | 50500 | 15.2 | 8.5 | 51000 | 36800 | 72.16% | 1.8 | 0 | 9.5 |  |  |  | No | R-410A | 4.2083 | Residential & Commercial | No
211750031 | Central HP <5.4 tons | GREE | HRCU-A-C (Split System: Heat Pump with Remote Outdoor Unit with No Indoor Fan --Air Source) | FLEXX36HP230V1AO | ADP |  | *G34936+TD |  | 31600 | 15.2 | 8.5 | 32400 | 23600 | 72.84% | 1.8 | 0 | 9 |  |  |  | No | R-410A | 2.6333 | Residential & Commercial | No
213307110 | Central HP <5.4 tons | GREE | HRCU-A-C (Split System: Heat Pump with Remote Outdoor Unit with No Indoor Fan --Air Source) | FLEXX60HP230V1AO | ADP |  | V60H210P529+TD |  | 50500 | 15.2 | 8.5 | 51000 | 36800 | 72.16% | 1.8 | 0 | 9.5 |  |  |  | No | R-410A | 4.2083 | Residential & Commercial | No
212578269 | Central HP <5.4 tons | CARRIER | HRCU-A-CB (Split System: Heat Pump with Remote Outdoor Unit-Air-Source) | 25VNA848A*031* | ADP |  | H,PG3K960 | 58TN*A110C21**20 | 45500 | 17 | 8.1 | 44000 | 31600 | 71.82% | 2.26 | 0 | 9.5 |  |  |  | No | R-410A | 3.7917 | Residential & Commercial | No
211750035 | Central HP <5.4 tons | GREE | HRCU-A-C (Split System: Heat Pump with Remote Outdoor Unit with No Indoor Fan --Air Source) | FLEXX60HP230V1AO | ADP |  | *E50960+TD |  | 50500 | 15.2 | 8.4 | 51000 | 36800 | 72.16% | 1.78 | 0 | 9.5 |  |  |  | No | R-410A | 4.2083 | Residential & Commercial | No
211750034 | Central HP <5.4 tons | GREE | HRCU-A-C (Split System: Heat Pump with Remote Outdoor Unit with No Indoor Fan --Air Source) | FLEXX60HP230V1AO | ADP |  | *E49960+TD |  | 50500 | 15.2 | 8.35 | 51000 | 36800 | 72.16% | 1.78 | 0 | 9.5 |  |  |  | No | R-410A | 4.2083 | Residential & Commercial | No
211750041 | Central HP <5.4 tons | GREE | HRCU-A-C (Split System: Heat Pump with Remote Outdoor Unit with No Indoor Fan --Air Source) | FLEXX60HP230V1AO | ADP |  | *E88960+TD |  | 50500 | 15.2 | 8.5 | 51000 | 36800 | 72.16% | 1.8 | 0 | 9.5 |  |  |  | No | R-410A | 4.2083 | Residential & Commercial | No
211712651 | Central HP <5.4 tons | DAY & NIGHT | HRCU-A-CB (Split System: Heat Pump with Remote Outdoor Unit-Air-Source) | DLCURAH30ABK |  |  | EA*4X42L24A* | *96VTN1002122A* | 29600 | 15.2 | 8.1 | 33800 | 27200 | 80.47% | 1.78 | 0 | 9 |  |  |  | No | R-410A | 2.4667 | Residential & Commercial | No
211712936 | Central HP <5.4 tons | DAY & NIGHT | HRCU-A-CB (Split System: Heat Pump with Remote Outdoor Unit-Air-Source) | DLCURAH30ABK |  |  | EA*4X42L24A* | *80ES(N,L)1552420A* | 29800 | 15.2 | 8.1 | 33800 | 27200 | 80.47% | 1.78 | 0 | 9 |  |  |  | No | R-410A | 2.4833 | Residential & Commercial | No
213281065 | Central HP <5.4 tons | GREE | HRCU-A-CB (Split System: Heat Pump with Remote Outdoor Unit-Air-Source) | FLEXX36HP230V1AO | ADP |  | V36H175P149+AEFE4B* |  | 33000 | 15.5 | 8.7 | 35800 | 28000 | 78.21% | 1.8 | 0 | 9.5 |  |  |  | No | R-410A | 2.75 | Residential & Commercial | No
211750033 | Central HP <5.4 tons | GREE | HRCU-A-C (Split System: Heat Pump with Remote Outdoor Unit with No Indoor Fan --Air Source) | FLEXX36HP230V1AO | ADP |  | *G9J936+TD |  | 31800 | 15.2 | 8.5 | 32400 | 23600 | 72.84% | 1.8 | 0 | 9 |  |  |  | No | R-410A | 2.65 | Residential & Commercial | No
212633393 | Central HP <5.4 tons | GREE | HRCU-A-C (Split System: Heat Pump with Remote Outdoor Unit with No Indoor Fan --Air Source) | FLEXX36HP230V1AO | ADP |  | CDP36K15P |  | 31600 | 15.2 | 8.5 | 32400 | 23600 | 72.84% | 1.8 | 0 | 9 |  |  |  | No | R-410A | 2.6333 | Residential & Commercial | No
213088354 | Central HP <5.4 tons | GREE | HRCU-A-CB (Split System: Heat Pump with Remote Outdoor Unit-Air-Source) | FLEXX36HP230V1AO | ADP |  | V,R36H175P149+AEFE4B* |  | 33000 | 15.5 | 8.7 | 35800 | 28000 | 78.21% | 1.8 | 0 | 9.5 |  |  |  | No | R-410A | 2.75 | Residential & Commercial | No
212987747 | Central HP <5.4 tons | CARRIER | HRCU-A-CB (Split System: Heat Pump with Remote Outdoor Unit-Air-Source) | 38MURAQ30AB3* |  |  | CAP**4224AL* | 59SC6A080M21**20 | 29800 | 15.2 | 8.1 | 34200 | 27600 | 80.7% | 1.8 | 0 | 9 |  |  |  | No | R-410A | 2.4833 | Residential & Commercial | No
212989549 | Central HP <5.4 tons | CARRIER | HRCU-A-CB (Split System: Heat Pump with Remote Outdoor Unit-Air-Source) | 38MURAQ30AB3* |  |  | CAP**4224AL* | 59SU5B080M21**20 | 30000 | 15.2 | 8.1 | 34200 | 27600 | 80.7% | 1.8 | 0 | 9 |  |  |  | No | R-410A | 2.5 | Residential & Commercial | No
211712686 | Central HP <5.4 tons | CARRIER | HRCU-A-CB (Split System: Heat Pump with Remote Outdoor Unit-Air-Source) | 38MURAQ30AB3* |  |  | CAP**4224AL* | 58SP*A110V24**22 | 30000 | 15.2 | 8.1 | 33800 | 27200 | 80.47% | 1.8 | 0 | 9 |  |  |  | No | R-410A | 2.5 | Residential & Commercial | No
212480254 | Central HP <5.4 tons | CARRIER | HRCU-A-CB (Split System: Heat Pump with Remote Outdoor Unit-Air-Source) | 38MURAQ30AB3* | ADP |  | PL36H210P749 | 59SC2D080E21**20 | 30600 | 15.2 | 8.1 | 32600 | 26400 | 80.98% | 1.82 | 0 | 9 |  |  |  | No | R-410A | 2.55 | Residential & Commercial | No
211749909 | Central HP <5.4 tons | GREE | HRCU-A-C (Split System: Heat Pump with Remote Outdoor Unit with No Indoor Fan --Air Source) | FLEXX60HP230V1AO | ADP |  | HE49960+TD |  | 50500 | 15.2 | 8.35 | 51000 | 36800 | 72.16% | 1.78 | 0 | 9.5 |  |  |  | No | R-410A | 4.2083 | Residential & Commercial | No
211240396 | Central HP <5.4 tons | DAY & NIGHT | HRCU-A-CB (Split System: Heat Pump with Remote Outdoor Unit-Air-Source) | DLCURAH24ABK |  |  | EA*4X24L17A* | *96VSN0401410A* | 23400 | 15.5 | 8.5 | 26800 | 24800 | 92.54% | 2.04 | 0 | 9.5 |  |  |  | No | R-410A | 1.95 | Residential & Commercial | No
215869154 | Central HP <5.4 tons | TRANE | HRCU-A-CB (Split System: Heat Pump with Remote Outdoor Unit-Air-Source) | 5TWV8X60A1 |  |  | 5TXCD010AS3 | S9V2D120D5VSB+LRP | 50500 | 18.1 | 8.5 | 52500 | 38500 | 73.33% | 1.9 | 0 | 9.8 |  |  |  | No | R-454B | 4.2083 | Residential & Commercial | No
215414561 | Central HP <5.4 tons | GREE | HRCU-A-CB (Split System: Heat Pump with Remote Outdoor Unit-Air-Source) | FLEXX36HP230V1AO | ADP |  | F,PE*G33(1,2)36+TXV |  | 31400 | 15.2 | 8.4 | 32400 | 23600 | 72.84% | 1.78 | 0 | 9 |  |  |  | No | R-410A | 2.6167 | Residential & Commercial | No
214771540 | Central HP <5.4 tons | GREE | HRCU-A-CB (Split System: Heat Pump with Remote Outdoor Unit-Air-Source) | FLEXX36HP230V1AO | ADP |  | PL36H175P269+AEFE4B* |  | 32800 | 15.2 | 8.7 | 34000 | 27000 | 79.41% | 1.76 | 0 | 9.5 |  |  |  | No | R-410A | 2.7333 | Residential & Commercial | No
212925216 | Central HP <5.4 tons | GREE | HRCU-A-C (Split System: Heat Pump with Remote Outdoor Unit with No Indoor Fan --Air Source) | FLEXX36HP230V1AO | ADP |  | HG34936+TD |  | 31600 | 15.2 | 8.5 | 32400 | 24000 | 74.07% | 1.8 | 0 | 9 |  |  |  | No | R-410A | 2.6333 | Residential & Commercial | No
214303070 | Central HP <5.4 tons | RUUD | HRCU-A-CB (Split System: Heat Pump with Remote Outdoor Unit-Air-Source) | RD17AZ24AJ3N | ADP |  | H,RG34936 | R801V0503A14UH | 22000 | 17 | 8.1 | 21000 | 16500 | 78.57% | 2 | 0 | 9.5 |  |  |  | No | R-410A | 1.8333 | Residential & Commercial | No
214303081 | Central HP <5.4 tons | RUUD | HRCU-A-CB (Split System: Heat Pump with Remote Outdoor Unit-Air-Source) | RD17AZ24AJ3N | ADP |  | H,RG34936 | R802V0754A17UHN | 22000 | 18 | 8.1 | 21000 | 16400 | 78.1% | 2.1 | 0 | 9.5 |  |  |  | No | R-410A | 1.8333 | Residential & Commercial | No
213077383 | Central HP <5.4 tons | CARRIER | HRCU-A-CB (Split System: Heat Pump with Remote Outdoor Unit-Air-Source) | 38MURAQ36AB3* |  |  | CAP**4221AL* | 59TP6C080V17**16 | 35000 | 15.5 | 8.1 | 38500 | 35200 | 91.43% | 1.86 | 0 | 9.5 |  |  |  | No | R-410A | 2.9167 | Residential & Commercial | No
211749911 | Central HP <5.4 tons | GREE | HRCU-A-C (Split System: Heat Pump with Remote Outdoor Unit with No Indoor Fan --Air Source) | FLEXX60HP230V1AO | ADP |  | HE51960+TD |  | 50500 | 15.2 | 8.45 | 51000 | 36800 | 72.16% | 1.78 | 0 | 9.5 |  |  |  | No | R-410A | 4.2083 | Residential & Commercial | No
211799280 | Central HP <5.4 tons | GREE | HRCU-A-C (Split System: Heat Pump with Remote Outdoor Unit with No Indoor Fan --Air Source) | FLEXX60HP230V1AO | ADP |  | H,GE50960+TD |  | 50500 | 15.2 | 8.4 | 51000 | 36800 | 72.16% | 1.78 | 0 | 9.5 |  |  |  | No | R-410A | 4.2083 | Residential & Commercial | No
212428668 | Central HP <5.4 tons | GREE | HRCU-A-C (Split System: Heat Pump with Remote Outdoor Unit with No Indoor Fan --Air Source) | FLEXX60HP230V1AO | ADP |  | PL60H210P529+TD |  | 50500 | 15.2 | 8.5 | 51000 | 36800 | 72.16% | 1.8 | 0 | 9.5 |  |  |  | No | R-410A | 4.2083 | Residential & Commercial | No
211750024 | Central HP <5.4 tons | GREE | HRCU-A-C (Split System: Heat Pump with Remote Outdoor Unit with No Indoor Fan --Air Source) | GUD36W/A-D(U) | ADP |  | *G9J936+TD |  | 31800 | 15.2 | 8.5 | 32400 | 23600 | 72.84% | 1.8 | 0 | 9 |  |  |  | No | R-410A | 2.65 | Residential & Commercial | No
214384710 | Central HP <5.4 tons | GREE | HRCU-A-C (Split System: Heat Pump with Remote Outdoor Unit with No Indoor Fan --Air Source) | FLEXX60HP230V1AO | ADP |  | A60VHC+TXV+TD |  | 50000 | 15.2 | 8.5 | 51000 | 36800 | 72.16% | 1.8 | 0 | 9 |  |  |  | No | R-410A | 4.1667 | Residential & Commercial | No
212851792 | Central HP <5.4 tons | GE Appliances | HRCU-A-C (Split System: Heat Pump with Remote Outdoor Unit with No Indoor Fan --Air Source) | AUH4860ZGDA* | ADP |  | HE88960+TD |  | 50500 | 15.2 | 8.5 | 51000 | 36800 | 72.16% | 1.8 | 0 | 9.5 |  |  |  | No | R-410A | 4.2083 | Residential & Commercial | No
212988065 | Central HP <5.4 tons | DAY & NIGHT | HRCU-A-CB (Split System: Heat Pump with Remote Outdoor Unit-Air-Source) | DLCURAH30ABK |  |  | EA*4X42L24A* | *96MSN1002120A* | 30000 | 15.2 | 8.5 | 34000 | 27200 | 80% | 1.8 | 0 | 9 |  |  |  | No | R-410A | 2.5 | Residential & Commercial | No
211222758 | Central HP <5.4 tons | DAY & NIGHT | HRCU-A-CB (Split System: Heat Pump with Remote Outdoor Unit-Air-Source) | DLCURAH30ABK |  |  | FMA4X30**AL* |  | 31200 | 15.5 | 8.5 | 35400 | 26800 | 75.71% | 1.86 | 0 | 9 |  |  |  | No | R-410A | 2.6 | Residential & Commercial | No
211749910 | Central HP <5.4 tons | GREE | HRCU-A-C (Split System: Heat Pump with Remote Outdoor Unit with No Indoor Fan --Air Source) | FLEXX60HP230V1AO | ADP |  | HE50960+TD |  | 50500 | 15.2 | 8.4 | 51000 | 36800 | 72.16% | 1.78 | 0 | 9.5 |  |  |  | No | R-410A | 4.2083 | Residential & Commercial | No
214596034 | Central HP <5.4 tons | AIRQUEST | HRCU-A-C (Split System: Heat Pump with Remote Outdoor Unit with No Indoor Fan --Air Source) | DLCURAH36ABK | ADP |  | H,PG7J936+TD |  | 35200 | 15.2 | 8.35 | 36200 | 31200 | 86.19% | 1.8 | 0 | 9.5 |  |  |  | No | R-410A | 2.9333 | Residential & Commercial | No
214303025 | Central HP <5.4 tons | RUUD | HRCU-A-CB (Split System: Heat Pump with Remote Outdoor Unit-Air-Source) | RD17AZ36AJ3N | ADP |  | H,RG82936 | U802VA050317M | 33600 | 18 | 8.1 | 32600 | 29200 | 89.57% | 1.9 | 0 | 9.5 |  |  |  | No | R-410A | 2.8 | Residential & Commercial | No
211712868 | Central HP <5.4 tons | CARRIER | HRCU-A-CB (Split System: Heat Pump with Remote Outdoor Unit-Air-Source) | 38MURAQ30AB3* |  |  | CAP**4224AL* | 58S(B,C)*A110E24**20 | 30000 | 15.2 | 8.1 | 33800 | 27200 | 80.47% | 1.8 | 0 | 9 |  |  |  | No | R-410A | 2.5 | Residential & Commercial | No
212552622 | Central HP <5.4 tons | DAY & NIGHT | HRCU-A-CB (Split System: Heat Pump with Remote Outdoor Unit-Air-Source) | CVH848GKA** | ADP |  | FG35948 | *80CTL1102120A* | 43500 | 17 | 8.5 | 44500 | 34600 | 77.75% | 2 | 0 | 9.5 |  |  |  | No | R-410A | 3.625 | Residential & Commercial | No
213281064 | Central HP <5.4 tons | GREE | HRCU-A-CB (Split System: Heat Pump with Remote Outdoor Unit-Air-Source) | FLEXX36HP230V1AO | ADP |  | PL36H***P429+AEFE3A* |  | 31200 | 15.2 | 8.3 | 32400 | 23600 | 72.84% | 1.76 | 0 | 9 |  |  |  | No | R-410A | 2.6 | Residential & Commercial | No
212862221 | Central HP <5.4 tons | GE Appliances | HRCU-A-C (Split System: Heat Pump with Remote Outdoor Unit with No Indoor Fan --Air Source) | AUH4860ZGDA* | ADP |  | HE86960+TD |  | 50500 | 15.2 | 8.5 | 51000 | 36800 | 72.16% | 1.8 | 0 | 9.5 |  |  |  | No | R-410A | 4.2083 | Residential & Commercial | No
214596035 | Central HP <5.4 tons | AIRQUEST | HRCU-A-C (Split System: Heat Pump with Remote Outdoor Unit with No Indoor Fan --Air Source) | DLCURAH36ABK | ADP |  | H,PG8J936+TD |  | 35600 | 15.2 | 8.45 | 36400 | 31200 | 85.71% | 1.82 | 0 | 9.5 |  |  |  | No | R-410A | 2.9667 | Residential & Commercial | No
212520374 | Central HP <5.4 tons | CARRIER | HRCU-A-CB (Split System: Heat Pump with Remote Outdoor Unit-Air-Source) | 38MURAQ30AB3* | ADP |  | H,PG34936 | 58SU*A040E17**12 | 30400 | 15.2 | 8.1 | 32600 | 26600 | 81.6% | 1.8 | 0 | 9 |  |  |  | No | R-410A | 2.5333 | Residential & Commercial | No
214595943 | Central HP <5.4 tons | AIRQUEST | HRCU-A-C (Split System: Heat Pump with Remote Outdoor Unit with No Indoor Fan --Air Source) | DLCURAH36ABK | ADP |  | HG33936+TD |  | 35400 | 15.2 | 8.35 | 36200 | 31200 | 86.19% | 1.8 | 0 | 9.5 |  |  |  | No | R-410A | 2.95 | Residential & Commercial | No
215683894 | Central HP <5.4 tons | BRYANT HEATING AND COOLING SYSTEMS | HRCU-A-CB (Split System: Heat Pump with Remote Outdoor Unit-Air-Source) | 290VAN036**AA* |  |  | CAA**3721AM*+UI | 83*CA48060C17*** | 34400 | 18 | 9 | 35400 | 25200 | 71.19% | 1.9 | 0 | 9.5 |  |  |  | No | R-454B | 2.8667 | Residential & Commercial | No
211750027 | Central HP <5.4 tons | GREE | HRCU-A-C (Split System: Heat Pump with Remote Outdoor Unit with No Indoor Fan --Air Source) | GUD60W/A-D(U) | ADP |  | *E51960+TD |  | 50500 | 15.2 | 8.45 | 51000 | 36800 | 72.16% | 1.78 | 0 | 9.5 |  |  |  | No | R-410A | 4.2083 | Residential & Commercial | No
214320259 | Central HP <5.4 tons | GREE | HRCU-A-C (Split System: Heat Pump with Remote Outdoor Unit with No Indoor Fan --Air Source) | FLEXX36HP230V1AO | ADP |  | A36VBA+TXV+TD |  | 31400 | 15.2 | 8.3 | 32400 | 23600 | 72.84% | 1.76 | 0 | 9 |  |  |  | No | R-410A | 2.6167 | Residential & Commercial | No
213145923 | Central HP <5.4 tons | CARRIER | HRCU-A-CB (Split System: Heat Pump with Remote Outdoor Unit-Air-Source) | 38MURAQ30AB3* | ADP |  | V,C36H175P159+AEFE4B* |  | 31200 | 15.2 | 8.5 | 33800 | 26400 | 78.11% | 1.86 | 0 | 9 |  |  |  | No | R-410A | 2.6 | Residential & Commercial | No
213082122 | Central HP <5.4 tons | GREE | HRCU-A-C (Split System: Heat Pump with Remote Outdoor Unit with No Indoor Fan --Air Source) | FLEXX60HP230V1AO | ADP |  | H,RG52960+TD |  | 50500 | 15.2 | 8.5 | 51000 | 36800 | 72.16% | 1.8 | 0 | 9.5 |  |  |  | No | R-410A | 4.2083 | Residential & Commercial | No
214302979 | Central HP <5.4 tons | RUUD | HRCU-A-CB (Split System: Heat Pump with Remote Outdoor Unit-Air-Source) | RD17AZ36AJ3N | ADP |  | H,RG82936 | R801V0504A17UHS | 33600 | 18 | 8.1 | 32600 | 29400 | 90.18% | 1.9 | 0 | 9.5 |  |  |  | No | R-410A | 2.8 | Residential & Commercial | No
214303031 | Central HP <5.4 tons | RUUD | HRCU-A-CB (Split System: Heat Pump with Remote Outdoor Unit-Air-Source) | RD17AZ36AJ3N | ADP |  | H,RG82936 | U98MV0703A17UPS | 33600 | 18 | 8.1 | 32600 | 29400 | 90.18% | 1.9 | 0 | 9.5 |  |  |  | No | R-410A | 2.8 | Residential & Commercial | No
212396588 | Central HP <5.4 tons | YORK | HRCU-A-CB (Split System: Heat Pump with Remote Outdoor Unit-Air-Source) | HMH72B341 | ADP |  | AD-34(P,U)*****9 | TM9Y060B12MP11 | 32600 | 17 | 8.5 | 32400 | 23400 | 72.22% | 2 | 0 | 9.5 |  |  |  | No | R-410A | 2.7167 | Residential & Commercial | No
215674065 | Central HP <5.4 tons | BRYANT HEATING AND COOLING SYSTEMS | HRCU-A-CB (Split System: Heat Pump with Remote Outdoor Unit-Air-Source) | 290VAN048**AA* |  |  | CAA**4821AM*+UI | 88*TB60110C21*** | 44500 | 18 | 9 | 48500 | 34000 | 70.1% | 2.06 | 0 | 9.5 |  |  |  | No | R-454B | 3.7083 | Residential & Commercial | No
212925417 | Central HP <5.4 tons | GREE | HRCU-A-C (Split System: Heat Pump with Remote Outdoor Unit with No Indoor Fan --Air Source) | FLEXX60HP230V1AO | ADP |  | HG52960 |  | 50500 | 15.2 | 8.5 | 51000 | 36800 | 72.16% | 1.8 | 0 | 9.5 |  |  |  | No | R-410A | 4.2083 | Residential & Commercial | No
212552624 | Central HP <5.4 tons | DAY & NIGHT | HRCU-A-CB (Split System: Heat Pump with Remote Outdoor Unit-Air-Source) | CVH848GKA** | ADP |  | FG36960 | *80CTL1102120A* | 45000 | 17 | 8.5 | 44000 | 34600 | 78.64% | 2 | 0 | 9.5 |  |  |  | No | R-410A | 3.75 | Residential & Commercial | No
213270414 | Central HP <5.4 tons | GE Appliances | HRCU-A-C (Split System: Heat Pump with Remote Outdoor Unit with No Indoor Fan --Air Source) | AUH4860ZGDA* | ADP |  | V60H210P529+TD |  | 50500 | 15.2 | 8.5 | 51000 | 36800 | 72.16% | 1.8 | 0 | 9.5 |  |  |  | No | R-410A | 4.2083 | Residential & Commercial | No
214588262 | Central HP <5.4 tons | BRYANT HEATING AND COOLING SYSTEMS | HRCU-A-CB (Split System: Heat Pump with Remote Outdoor Unit-Air-Source) | 38MURAQ24AB3* | ADP |  | V,C36H***P039 | 926TC30040V14*** | 22400 | 15.2 | 8.5 | 25400 | 24600 | 96.85% | 2.06 | 0 | 9.5 |  |  |  | No | R-410A | 1.8667 | Residential & Commercial | No
213333606 | Central HP <5.4 tons | ECO-AIR | HRCU-A-C (Split System: Heat Pump with Remote Outdoor Unit with No Indoor Fan --Air Source) | MOX430U-24HFN1-MR0 | ADP |  | HG21924+TD |  | 23000 | 15.2 | 9.05 | 23600 | 18000 | 76.27% | 2.06 | 0 | 9.5 |  |  |  | No | R-410A | 1.9167 | Residential & Commercial | No
213369645 | Central HP <5.4 tons | ECO-AIR | HRCU-A-C (Split System: Heat Pump with Remote Outdoor Unit with No Indoor Fan --Air Source) | MOX430U-24HFN1-MR0 | ADP |  | *E20924+TD |  | 22400 | 15.2 | 8.85 | 23600 | 18000 | 76.27% | 2.02 | 0 | 9 |  |  |  | No | R-410A | 1.8667 | Residential & Commercial | No
214303003 | Central HP <5.4 tons | RUUD | HRCU-A-CB (Split System: Heat Pump with Remote Outdoor Unit-Air-Source) | RD17AZ36AJ3N | ADP |  | H,RG82936 | R921V0403A17M4S | 33600 | 18 | 8.1 | 32600 | 29200 | 89.57% | 1.9 | 0 | 9.5 |  |  |  | No | R-410A | 2.8 | Residential & Commercial | No
213769863 | Central HP <5.4 tons | GREE | HRCU-A-CB (Split System: Heat Pump with Remote Outdoor Unit-Air-Source) | FLEXX36HP230V1AO | ADP |  | H,RG33936+AEFE4B* |  | 32600 | 15.5 | 8.7 | 35800 | 28000 | 78.21% | 1.8 | 0 | 9.5 |  |  |  | No | R-410A | 2.7167 | Residential & Commercial | No
207764681 | Central HP <5.4 tons | GE Appliances | HRCU-A-CB (Split System: Heat Pump with Remote Outdoor Unit-Air-Source) | AUH2436ZGDA* | ADP |  | SM6937 |  | 32200 | 15.2 | 8.95 | 33400 | 27600 | 82.63% | 1.78 | 10.5 | 9.5 |  |  |  | No | R-410A | 2.6833 | Residential & Commercial | No
214595949 | Central HP <5.4 tons | AIRQUEST | HRCU-A-C (Split System: Heat Pump with Remote Outdoor Unit with No Indoor Fan --Air Source) | DLCURAH36ABK | ADP |  | HG8J936+TD |  | 35600 | 15.2 | 8.45 | 36400 | 31200 | 85.71% | 1.82 | 0 | 9.5 |  |  |  | No | R-410A | 2.9667 | Residential & Commercial | No
212851776 | Central HP <5.4 tons | GE Appliances | HRCU-A-C (Split System: Heat Pump with Remote Outdoor Unit with No Indoor Fan --Air Source) | AUH2436ZGDA* | ADP |  | HG9J936+TD |  | 31800 | 15.2 | 8.5 | 32400 | 23600 | 72.84% | 1.8 | 0 | 9 |  |  |  | No | R-410A | 2.65 | Residential & Commercial | No
211902846 | Central HP <5.4 tons | CARRIER | HRCU-A-CB (Split System: Heat Pump with Remote Outdoor Unit-Air-Source) | 38MURAQ24AB3* | ADP |  | CDP23A13P+TXV | 59SC2D080E17**16 | 23400 | 17 | 8.5 | 25200 | 23800 | 94.44% | 1.96 | 0 | 9.5 |  |  |  | No | R-410A | 1.95 | Residential & Commercial | No
213607819 | Central HP <5.4 tons | HEIL | HRCU-A-CB (Split System: Heat Pump with Remote Outdoor Unit-Air-Source) | DLCURAH60ABK |  |  | FTMA4B60L0D* |  | 55000 | 15.2 | 8.1 | 52500 | 48000 | 91.43% | 1.84 | 0 | 8.5 |  |  |  | No | R-410A | 4.5833 | Residential & Commercial | No
212520240 | Central HP <5.4 tons | CARRIER | HRCU-A-CB (Split System: Heat Pump with Remote Outdoor Unit-Air-Source) | 38MURAQ24AB3* | ADP |  | H,PG24936 | 58SP*A045V17**16 | 22800 | 17 | 8.5 | 24000 | 23200 | 96.67% | 1.96 | 0 | 9.5 |  |  |  | No | R-410A | 1.9 | Residential & Commercial | No
213367372 | Central HP <5.4 tons | CARRIER | HRCU-A-CB (Split System: Heat Pump with Remote Outdoor Unit-Air-Source) | 38MURAQ24AB3* | ADP |  | H,PG31930 | 59TP6C060V14**12 | 22800 | 16 | 8.5 | 25200 | 26400 | 104.8% | 2.28 | 0 | 9.5 |  |  |  | No | R-410A | 1.9 | Residential & Commercial | No
213367374 | Central HP <5.4 tons | CARRIER | HRCU-A-CB (Split System: Heat Pump with Remote Outdoor Unit-Air-Source) | 38MURAQ24AB3* | ADP |  | H,PG31930 | 59TP6C060V17**16 | 22800 | 16 | 8.5 | 25200 | 26200 | 104% | 2.26 | 0 | 9.5 |  |  |  | No | R-410A | 1.9 | Residential & Commercial | No
215683910 | Central HP <5.4 tons | BRYANT HEATING AND COOLING SYSTEMS | HRCU-A-CB (Split System: Heat Pump with Remote Outdoor Unit-Air-Source) | 290VAN036**AA* |  |  | CAA**3721AM*+UI | 935CB48060C17*** | 34200 | 17.5 | 9 | 35400 | 25200 | 71.19% | 1.88 | 0 | 9.5 |  |  |  | No | R-454B | 2.85 | Residential & Commercial | No
215684010 | Central HP <5.4 tons | BRYANT HEATING AND COOLING SYSTEMS | HRCU-A-CB (Split System: Heat Pump with Remote Outdoor Unit-Air-Source) | 290VAN036**AA* |  |  | CSAH*3612AM*+UI | 83*CA48060C17*** | 33600 | 16.5 | 8.5 | 35800 | 25600 | 71.51% | 1.76 | 0 | 9.5 |  |  |  | No | R-454B | 2.8 | Residential & Commercial | No
213769864 | Central HP <5.4 tons | GREE | HRCU-A-CB (Split System: Heat Pump with Remote Outdoor Unit-Air-Source) | FLEXX36HP230V1AO | ADP |  | H,RG33936+AEFE3A* |  | 32600 | 15.5 | 8.7 | 35800 | 28000 | 78.21% | 1.8 | 0 | 9.5 |  |  |  | No | R-410A | 2.7167 | Residential & Commercial | No
212383209 | Central HP <5.4 tons | AIRQUEST | HRCU-A-CB (Split System: Heat Pump with Remote Outdoor Unit-Air-Source) | DLCURAH36ABK |  |  | EA*4X36L21A* | *95ESU1002120A* | 35400 | 16 | 8.1 | 39500 | 35200 | 89.11% | 1.82 | 0 | 9.5 |  |  |  | No | R-410A | 2.95 | Residential & Commercial | No
213355059 | Central HP <5.4 tons | GE Appliances | HRCU-A-CB (Split System: Heat Pump with Remote Outdoor Unit-Air-Source) | AUH2436ZGDA* | ADP |  | FG33936+AEFE4B* |  | 31600 | 16 | 8.4 | 32400 | 23600 | 72.84% | 1.8 | 0 | 9 |  |  |  | No | R-410A | 2.6333 | Residential & Commercial | No
215670237 | Central HP <5.4 tons | BRYANT HEATING AND COOLING SYSTEMS | HRCU-A-CB (Split System: Heat Pump with Remote Outdoor Unit-Air-Source) | 290VAN036**AA* |  |  | CSAH*4812AM*+UI | 935CB48060C17*** | 34000 | 16.5 | 8.5 | 35600 | 25400 | 71.35% | 1.76 | 0 | 9.5 |  |  |  | No | R-454B | 2.8333 | Residential & Commercial | No
212925446 | Central HP <5.4 tons | GREE | HRCU-A-C (Split System: Heat Pump with Remote Outdoor Unit with No Indoor Fan --Air Source) | GUD60W/A-D(U) | ADP |  | HG52960+TD |  | 50500 | 15.2 | 8.5 | 51000 | 36800 | 72.16% | 1.8 | 0 | 9.5 |  |  |  | No | R-410A | 4.2083 | Residential & Commercial | No
213307503 | Central HP <5.4 tons | GE Appliances | HRCU-A-C (Split System: Heat Pump with Remote Outdoor Unit with No Indoor Fan --Air Source) | AUH4860ZGDA* | ADP |  | M60E499+TD |  | 50500 | 15.2 | 8.35 | 51000 | 37400 | 73.33% | 1.78 | 0 | 9.5 |  |  |  | No | R-410A | 4.2083 | Residential & Commercial | No
214771539 | Central HP <5.4 tons | GREE | HRCU-A-CB (Split System: Heat Pump with Remote Outdoor Unit-Air-Source) | FLEXX36HP230V1AO | ADP |  | HG9J936+AEFE4B* |  | 33400 | 15.2 | 8.8 | 34000 | 27000 | 79.41% | 1.8 | 0 | 9.8 |  |  |  | No | R-410A | 2.7833 | Residential & Commercial | No
211749905 | Central HP <5.4 tons | GREE | HRCU-A-C (Split System: Heat Pump with Remote Outdoor Unit with No Indoor Fan --Air Source) | GUD60W/A-D(U) | ADP |  | HE49960+TD |  | 50500 | 15.2 | 8.35 | 51000 | 36800 | 72.16% | 1.78 | 0 | 9.5 |  |  |  | No | R-410A | 4.2083 | Residential & Commercial | No
212498352 | Central HP <5.4 tons | DAY & NIGHT | HRCU-A-CB (Split System: Heat Pump with Remote Outdoor Unit-Air-Source) | DLCURAH24ABK | ADP |  | CP2301A+TXV+TD |  | 22600 | 16 | 8.5 | 24200 | 22600 | 93.39% | 1.92 | 0 | 9.5 |  |  |  | No | R-410A | 1.8833 | Residential & Commercial | No
214596029 | Central HP <5.4 tons | AIRQUEST | HRCU-A-C (Split System: Heat Pump with Remote Outdoor Unit with No Indoor Fan --Air Source) | DLCURAH36ABK | ADP |  | H,PG32936+TD |  | 34800 | 15.2 | 8.2 | 36200 | 31200 | 86.19% | 1.78 | 0 | 9.5 |  |  |  | No | R-410A | 2.9 | Residential & Commercial | No
212984487 | Central HP <5.4 tons | DAY & NIGHT | HRCU-A-CB (Split System: Heat Pump with Remote Outdoor Unit-Air-Source) | DLCURAH30ABK |  |  | EA*4X42L21A* | *92MSN0801716A* | 29800 | 15.2 | 8.1 | 34000 | 27600 | 81.18% | 1.8 | 0 | 9 |  |  |  | No | R-410A | 2.4833 | Residential & Commercial | No
211229196 | Central HP <5.4 tons | DAY & NIGHT | HRCU-A-CB (Split System: Heat Pump with Remote Outdoor Unit-Air-Source) | DLCURAH36ABK |  |  | EA*4X48L21A* | OLV098A12* | 35400 | 15.2 | 8.1 | 38500 | 34800 | 90.39% | 2.02 | 0 | 9.5 |  |  |  | No | R-410A | 2.95 | Residential & Commercial | No
215290052 | Central HP <5.4 tons | AIRQUEST | HRCU-A-CB (Split System: Heat Pump with Remote Outdoor Unit-Air-Source) | DLCURAH18ABK | ADP |  | H,GG31924 | *96VTN0401410B* | 16600 | 16 | 8.5 | 16600 | 19000 | 114.5% | 2.34 | 0 | 9.5 |  |  |  | No | R-410A | 1.3833 | Residential & Commercial | No
214596030 | Central HP <5.4 tons | AIRQUEST | HRCU-A-C (Split System: Heat Pump with Remote Outdoor Unit with No Indoor Fan --Air Source) | DLCURAH36ABK | ADP |  | H,PG33936+TD |  | 35400 | 15.2 | 8.35 | 36200 | 31200 | 86.19% | 1.8 | 0 | 9.5 |  |  |  | No | R-410A | 2.95 | Residential & Commercial | No
212862193 | Central HP <5.4 tons | GE Appliances | HRCU-A-C (Split System: Heat Pump with Remote Outdoor Unit with No Indoor Fan --Air Source) | AUH2436ZGDA* | ADP |  | HG34936+TD |  | 31600 | 15.2 | 8.5 | 32400 | 23600 | 72.84% | 1.8 | 0 | 9 |  |  |  | No | R-410A | 2.6333 | Residential & Commercial | No
214595946 | Central HP <5.4 tons | AIRQUEST | HRCU-A-C (Split System: Heat Pump with Remote Outdoor Unit with No Indoor Fan --Air Source) | DLCURAH36ABK | ADP |  | HG7J936+TD |  | 35200 | 15.2 | 8.35 | 36200 | 31200 | 86.19% | 1.8 | 0 | 9.5 |  |  |  | No | R-410A | 2.9333 | Residential & Commercial | No
213355060 | Central HP <5.4 tons | GE Appliances | HRCU-A-CB (Split System: Heat Pump with Remote Outdoor Unit-Air-Source) | AUH2436ZGDA* | ADP |  | FG33936+AEFE3A* |  | 31400 | 16 | 8.4 | 32400 | 23600 | 72.84% | 1.8 | 0 | 9 |  |  |  | No | R-410A | 2.6167 | Residential & Commercial | No
213082121 | Central HP <5.4 tons | GREE | HRCU-A-C (Split System: Heat Pump with Remote Outdoor Unit with No Indoor Fan --Air Source) | FLEXX60HP230V1AO | ADP |  | V,R60H210P529+TD |  | 50500 | 15.2 | 8.5 | 51000 | 36800 | 72.16% | 1.8 | 0 | 9.5 |  |  |  | No | R-410A | 4.2083 | Residential & Commercial | No
212383073 | Central HP <5.4 tons | AIRQUEST | HRCU-A-CB (Split System: Heat Pump with Remote Outdoor Unit-Air-Source) | DLCURAH36ABK |  |  | EA*4X36L17A* | *80ESU0601716A | 35600 | 15.5 | 8.1 | 39500 | 35200 | 89.11% | 1.84 | 0 | 9.5 |  |  |  | No | R-410A | 2.9667 | Residential & Commercial | No
212925418 | Central HP <5.4 tons | GREE | HRCU-A-C (Split System: Heat Pump with Remote Outdoor Unit with No Indoor Fan --Air Source) | FLEXX60HP230V1AO | ADP |  | HG52960+TD |  | 50500 | 15.2 | 8.5 | 51000 | 36800 | 72.16% | 1.8 | 0 | 9.5 |  |  |  | No | R-410A | 4.2083 | Residential & Commercial | No
215289588 | Central HP <5.4 tons | AIRQUEST | HRCU-A-CB (Split System: Heat Pump with Remote Outdoor Unit-Air-Source) | DLCURAH18ABK | ADP |  | HE30924 | *92MSN0401712A* | 16300 | 15.2 | 8.5 | 16700 | 19000 | 113.8% | 2.32 | 0 | 9.5 |  |  |  | No | R-410A | 1.3583 | Residential & Commercial | No
213367382 | Central HP <5.4 tons | CARRIER | HRCU-A-CB (Split System: Heat Pump with Remote Outdoor Unit-Air-Source) | 38MURAQ24AB3* | ADP |  | H,PG31930 | 59TP6C100V21**22 | 23200 | 17 | 8.5 | 24800 | 22800 | 91.94% | 1.92 | 0 | 9.5 |  |  |  | No | R-410A | 1.9333 | Residential & Commercial | No
212851768 | Central HP <5.4 tons | GE Appliances | HRCU-A-C (Split System: Heat Pump with Remote Outdoor Unit with No Indoor Fan --Air Source) | AUH2436ZGDA* | ADP |  | HG34936+TD |  | 31600 | 15.2 | 8.5 | 32400 | 23600 | 72.84% | 1.8 | 0 | 9 |  |  |  | No | R-410A | 2.6333 | Residential & Commercial | No
211227720 | Central HP <5.4 tons | AIRQUEST | HRCU-A-CB (Split System: Heat Pump with Remote Outdoor Unit-Air-Source) | DLCURAH36ABK |  |  | EA*4X42L21A* | OLV098A12* | 35000 | 15.2 | 8.1 | 38500 | 35200 | 91.43% | 1.86 | 0 | 9.5 |  |  |  | No | R-410A | 2.9167 | Residential & Commercial | No
211227859 | Central HP <5.4 tons | AIRQUEST | HRCU-A-CB (Split System: Heat Pump with Remote Outdoor Unit-Air-Source) | DLCURAH36ABK |  |  | EA*4X42L24A* | *80VSL0702120A* | 35400 | 16 | 8.1 | 38500 | 35000 | 90.91% | 1.88 | 0 | 9.5 |  |  |  | No | R-410A | 2.95 | Residential & Commercial | No
211227868 | Central HP <5.4 tons | AIRQUEST | HRCU-A-CB (Split System: Heat Pump with Remote Outdoor Unit-Air-Source) | DLCURAH36ABK |  |  | EA*4X42L24A* | *80VSL0902120A* | 35000 | 16 | 8.1 | 38500 | 35000 | 90.91% | 1.86 | 0 | 9.5 |  |  |  | No | R-410A | 2.9167 | Residential & Commercial | No
215289836 | Central HP <5.4 tons | AIRQUEST | HRCU-A-CB (Split System: Heat Pump with Remote Outdoor Unit-Air-Source) | DLCURAH18ABK | ADP |  | HE31924 | *96MSN0401712A* | 16600 | 15.2 | 8.5 | 16700 | 19000 | 113.8% | 2.32 | 0 | 9.5 |  |  |  | No | R-410A | 1.3833 | Residential & Commercial | No
211227288 | Central HP <5.4 tons | DAY & NIGHT | HRCU-A-CB (Split System: Heat Pump with Remote Outdoor Unit-Air-Source) | DLCURAH36ABK |  |  | EA*4X42L21A* | *80ES(N,L)0451712A* | 35200 | 15.5 | 8.1 | 38500 | 35000 | 90.91% | 1.86 | 0 | 9.5 |  |  |  | No | R-410A | 2.9333 | Residential & Commercial | No
211227705 | Central HP <5.4 tons | DAY & NIGHT | HRCU-A-CB (Split System: Heat Pump with Remote Outdoor Unit-Air-Source) | DLCURAH36ABK |  |  | EA*4X42L21A* | *96VTN1002120A* | 35800 | 15.5 | 8.1 | 39500 | 35200 | 89.11% | 1.9 | 0 | 9.5 |  |  |  | No | R-410A | 2.9833 | Residential & Commercial | No
211227871 | Central HP <5.4 tons | DAY & NIGHT | HRCU-A-CB (Split System: Heat Pump with Remote Outdoor Unit-Air-Source) | DLCURAH36ABK |  |  | EA*4X42L24A* | *80VSL0902120A* | 35000 | 16 | 8.1 | 38500 | 35000 | 90.91% | 1.86 | 0 | 9.5 |  |  |  | No | R-410A | 2.9167 | Residential & Commercial | No
211227921 | Central HP <5.4 tons | DAY & NIGHT | HRCU-A-CB (Split System: Heat Pump with Remote Outdoor Unit-Air-Source) | DLCURAH36ABK |  |  | EA*4X42L24A* | *80VTL0902120A* | 35000 | 16 | 8.1 | 38500 | 35000 | 90.91% | 1.86 | 0 | 9.5 |  |  |  | No | R-410A | 2.9167 | Residential & Commercial | No
215290055 | Central HP <5.4 tons | AIRQUEST | HRCU-A-CB (Split System: Heat Pump with Remote Outdoor Unit-Air-Source) | DLCURAH18ABK | ADP |  | H,GE31924 | *96VTN0401410B* | 16600 | 16 | 8.5 | 16600 | 19000 | 114.5% | 2.34 | 0 | 9.5 |  |  |  | No | R-410A | 1.3833 | Residential & Commercial | No
215290056 | Central HP <5.4 tons | AIRQUEST | HRCU-A-CB (Split System: Heat Pump with Remote Outdoor Unit-Air-Source) | DLCURAH18ABK | ADP |  | H,GE31930 | *96VTN0401410B* | 16600 | 16 | 8.5 | 16600 | 19000 | 114.5% | 2.34 | 0 | 9.5 |  |  |  | No | R-410A | 1.3833 | Residential & Commercial | No
214320232 | Central HP <5.4 tons | RUUD | HRCU-A-CB (Split System: Heat Pump with Remote Outdoor Unit-Air-Source) | RD17AZ36AJ3N | ADP |  | PL36H175P389 | R801V0504A17UHS | 33200 | 18 | 8.1 | 32600 | 29400 | 90.18% | 1.9 | 0 | 9.5 |  |  |  | No | R-410A | 2.7667 | Residential & Commercial | No
214320247 | Central HP <5.4 tons | RUUD | HRCU-A-CB (Split System: Heat Pump with Remote Outdoor Unit-Air-Source) | RD17AZ36AJ3N | ADP |  | PL36H175P389 | R951V0403A17M4S | 33200 | 18 | 8.1 | 32600 | 29200 | 89.57% | 1.9 | 0 | 9.5 |  |  |  | No | R-410A | 2.7667 | Residential & Commercial | No
211229015 | Central HP <5.4 tons | AIRQUEST | HRCU-A-CB (Split System: Heat Pump with Remote Outdoor Unit-Air-Source) | DLCURAH36ABK |  |  | EA*4X48L21A* | *95ESN0601714A* | 35400 | 15.5 | 8.1 | 38500 | 34800 | 90.39% | 2.02 | 0 | 9.5 |  |  |  | No | R-410A | 2.95 | Residential & Commercial | No
211749907 | Central HP <5.4 tons | GREE | HRCU-A-C (Split System: Heat Pump with Remote Outdoor Unit with No Indoor Fan --Air Source) | GUD60W/A-D(U) | ADP |  | HE51960+TD |  | 50500 | 15.2 | 8.45 | 51000 | 36800 | 72.16% | 1.78 | 0 | 9.5 |  |  |  | No | R-410A | 4.2083 | Residential & Commercial | No
214320238 | Central HP <5.4 tons | RUUD | HRCU-A-CB (Split System: Heat Pump with Remote Outdoor Unit-Air-Source) | RD17AZ36AJ3N | ADP |  | PL36H175P389 | R802V0504A17UHN | 33200 | 18 | 8.1 | 32600 | 29400 | 90.18% | 1.9 | 0 | 9.5 |  |  |  | No | R-410A | 2.7667 | Residential & Commercial | No
212983138 | Central HP <5.4 tons | TEMPSTAR | HRCU-A-CB (Split System: Heat Pump with Remote Outdoor Unit-Air-Source) | DLCURAH24ABK |  |  | EA*4X24L17A* | *92MSN0401712A* | 23200 | 15.5 | 8.5 | 27000 | 26600 | 98.52% | 2.24 | 0 | 9.5 |  |  |  | No | R-410A | 1.9333 | Residential & Commercial | No
212862218 | Central HP <5.4 tons | GE Appliances | HRCU-A-C (Split System: Heat Pump with Remote Outdoor Unit with No Indoor Fan --Air Source) | AUH4860ZGDA* | ADP |  | HG52960+TD |  | 50500 | 15.2 | 8.5 | 51000 | 36800 | 72.16% | 1.8 | 0 | 9.5 |  |  |  | No | R-410A | 4.2083 | Residential & Commercial | No
211239699 | Central HP <5.4 tons | CARRIER | HRCU-A-CB (Split System: Heat Pump with Remote Outdoor Unit-Air-Source) | 38MURAQ24AB3* |  |  | CAP**2417AL* | 59SC2D040E17**12 | 23400 | 15.5 | 8.5 | 26800 | 24800 | 92.54% | 2.04 | 0 | 9.5 |  |  |  | No | R-410A | 1.95 | Residential & Commercial | No
212383114 | Central HP <5.4 tons | AIRQUEST | HRCU-A-CB (Split System: Heat Pump with Remote Outdoor Unit-Air-Source) | DLCURAH36ABK |  |  | EA*4X36L21A* | *96VSN0802120A* | 35400 | 16 | 8.1 | 39500 | 35200 | 89.11% | 1.82 | 0 | 9.5 |  |  |  | No | R-410A | 2.95 | Residential & Commercial | No
213367397 | Central HP <5.4 tons | CARRIER | HRCU-A-CB (Split System: Heat Pump with Remote Outdoor Unit-Air-Source) | 38MURAQ30AB3* | ADP |  | H,PG9J936 | 59TP6C100V21**20 | 30200 | 15.2 | 8.5 | 32600 | 27200 | 83.44% | 1.8 | 0 | 9 |  |  |  | No | R-410A | 2.5167 | Residential & Commercial | No
212980209 | Central HP <5.4 tons | TEMPSTAR | HRCU-A-CB (Split System: Heat Pump with Remote Outdoor Unit-Air-Source) | DLCURAH30ABK |  |  | EA*4X42L21A* | *80MS(N,L)0902116A* | 29600 | 15.2 | 8.1 | 33800 | 27600 | 81.66% | 1.78 | 0 | 9 |  |  |  | No | R-410A | 2.4667 | Residential & Commercial | No
213353807 | Central HP <5.4 tons | CARRIER | HRCU-A-CB (Split System: Heat Pump with Remote Outdoor Unit-Air-Source) | 38MURAQ30AB3* |  |  | F54AA*B30L* |  | 30000 | 15.2 | 8.5 | 33600 | 27200 | 80.95% | 1.8 | 0 | 9 |  |  |  | No | R-410A | 2.5 | Residential & Commercial | No
213145920 | Central HP <5.4 tons | CARRIER | HRCU-A-CB (Split System: Heat Pump with Remote Outdoor Unit-Air-Source) | 38MURAQ30AB3* | ADP |  | PL36H175P149+AEFE4B* |  | 30400 | 15.2 | 8.4 | 33400 | 27000 | 80.84% | 1.8 | 0 | 9 |  |  |  | No | R-410A | 2.5333 | Residential & Commercial | No
213145921 | Central HP <5.4 tons | CARRIER | HRCU-A-CB (Split System: Heat Pump with Remote Outdoor Unit-Air-Source) | 38MURAQ30AB3* | ADP |  | V,C36H175P149+AEFE4B* |  | 30400 | 15.2 | 8.4 | 33400 | 27000 | 80.84% | 1.8 | 0 | 9 |  |  |  | No | R-410A | 2.5333 | Residential & Commercial | No
212520381 | Central HP <5.4 tons | CARRIER | HRCU-A-CB (Split System: Heat Pump with Remote Outdoor Unit-Air-Source) | 38MURAQ30AB3* | ADP |  | H,PG32936 | 58SU*A080E21**20 | 29000 | 15.2 | 8.1 | 32200 | 27200 | 84.47% | 1.76 | 0 | 8.5 |  |  |  | No | R-410A | 2.4167 | Residential & Commercial | No
212520383 | Central HP <5.4 tons | CARRIER | HRCU-A-CB (Split System: Heat Pump with Remote Outdoor Unit-Air-Source) | 38MURAQ30AB3* | ADP |  | H,PG9J936 | 58SU*A080E21**20 | 29800 | 15.2 | 8.1 | 32200 | 26800 | 83.23% | 1.78 | 0 | 9 |  |  |  | No | R-410A | 2.4833 | Residential & Commercial | No
213080572 | Central HP <5.4 tons | CARRIER | HRCU-A-CB (Split System: Heat Pump with Remote Outdoor Unit-Air-Source) | 38MURAQ36AB3* |  |  | CAP**4821AL* | 59SU5B040M17**12 | 35600 | 15.2 | 8.1 | 38000 | 34800 | 91.58% | 2.02 | 0 | 9.5 |  |  |  | No | R-410A | 2.9667 | Residential & Commercial | No
213164341 | Central HP <5.4 tons | ACD | HRCU-A-C (Split System: Heat Pump with Remote Outdoor Unit with No Indoor Fan --Air Source) | FXD-ACD60 |  |  | GCAT60H/NAA |  | 50500 | 15.2 | 8.5 | 53000 | 37200 | 70.19% | 1.8 | 0 | 9.5 |  |  |  | No | R-410A | 4.2083 | Residential & Commercial | No
212517491 | Central HP <5.4 tons | YORK | HRCU-A-CB (Split System: Heat Pump with Remote Outdoor Unit-Air-Source) | HMH72B341 | ADP |  | CH367C9 | TM9E100C20MP12 | 33600 | 15.2 | 8.4 | 31600 | 23200 | 73.42% | 2.04 | 0 | 9.5 |  |  |  | No | R-410A | 2.8 | Residential & Commercial | No
212517492 | Central HP <5.4 tons | YORK | HRCU-A-CB (Split System: Heat Pump with Remote Outdoor Unit-Air-Source) | HMH72B341 | ADP |  | CV365*9 | TM9V100C20MP12 | 33400 | 17 | 8.5 | 32400 | 23200 | 71.6% | 2.06 | 0 | 9.5 |  |  |  | No | R-410A | 2.7833 | Residential & Commercial | No
212519539 | Central HP <5.4 tons | YORK | HRCU-A-CB (Split System: Heat Pump with Remote Outdoor Unit-Air-Source) | HMH72B341 | ADP |  | CH367C9+JMET12CS2N1 |  | 33400 | 17 | 8.35 | 31000 | 23400 | 75.48% | 2.08 | 0 | 9 |  |  |  | No | R-410A | 2.7833 | Residential & Commercial | No
215674115 | Central HP <5.4 tons | BRYANT HEATING AND COOLING SYSTEMS | HRCU-A-CB (Split System: Heat Pump with Remote Outdoor Unit-Air-Source) | 290VAN048**AA* |  |  | CAA**4821AM*+UI | 987MC60080C21*** | 44000 | 17.5 | 9 | 48500 | 34200 | 70.52% | 2.06 | 0 | 9.5 |  |  |  | No | R-454B | 3.6667 | Residential & Commercial | No
212520500 | Central HP <5.4 tons | CARRIER | HRCU-A-CB (Split System: Heat Pump with Remote Outdoor Unit-Air-Source) | 38MURAQ36AB3* | ADP |  | H,PG9J936 | 58SU*A060E17**16 | 36000 | 15.2 | 8.1 | 36800 | 28000 | 76.09% | 1.8 | 0 | 9.5 |  |  |  | No | R-410A | 3 | Residential & Commercial | No
213076514 | Central HP <5.4 tons | HEIL | HRCU-A-CB (Split System: Heat Pump with Remote Outdoor Unit-Air-Source) | DLCURAH36ABK |  |  | EA*4X42L21A* | *80VTL0701716B* | 35000 | 16 | 8.1 | 38500 | 35000 | 90.91% | 1.86 | 0 | 9.5 |  |  |  | No | R-410A | 2.9167 | Residential & Commercial | No
213077481 | Central HP <5.4 tons | HEIL | HRCU-A-CB (Split System: Heat Pump with Remote Outdoor Unit-Air-Source) | DLCURAH36ABK |  |  | EA*4X36L21A* | *96VTN0802120B* | 34800 | 16 | 8.1 | 38500 | 35200 | 91.43% | 1.82 | 0 | 9.5 |  |  |  | No | R-410A | 2.9 | Residential & Commercial | No
213079088 | Central HP <5.4 tons | HEIL | HRCU-A-CB (Split System: Heat Pump with Remote Outdoor Unit-Air-Source) | DLCURAH36ABK |  |  | EA*4X36L21A* | *80MSU0601716A* | 35000 | 16.5 | 8.1 | 38500 | 35000 | 90.91% | 1.8 | 0 | 9.5 |  |  |  | No | R-410A | 2.9167 | Residential & Commercial | No
211750025 | Central HP <5.4 tons | GREE | HRCU-A-C (Split System: Heat Pump with Remote Outdoor Unit with No Indoor Fan --Air Source) | GUD60W/A-D(U) | ADP |  | *E49960+TD |  | 50500 | 15.2 | 8.35 | 51000 | 36800 | 72.16% | 1.78 | 0 | 9.5 |  |  |  | No | R-410A | 4.2083 | Residential & Commercial | No
212851779 | Central HP <5.4 tons | GE Appliances | HRCU-A-C (Split System: Heat Pump with Remote Outdoor Unit with No Indoor Fan --Air Source) | AUH4860ZGDA* | ADP |  | HE49960+TD |  | 50500 | 15.2 | 8.35 | 51000 | 36800 | 72.16% | 1.78 | 0 | 9.5 |  |  |  | No | R-410A | 4.2083 | Residential & Commercial | No
215674335 | Central HP <5.4 tons | BRYANT HEATING AND COOLING SYSTEMS | HRCU-A-CB (Split System: Heat Pump with Remote Outdoor Unit-Air-Source) | 290VAN048**AA* |  |  | CAA**6121AM*+UI | 88*TB48070C17*** | 45500 | 17.5 | 9 | 48000 | 34000 | 70.83% | 2.06 | 0 | 9.5 |  |  |  | No | R-454B | 3.7917 | Residential & Commercial | No
214624931 | Central HP <5.4 tons | CARRIER | HRCU-A-CB (Split System: Heat Pump with Remote Outdoor Unit-Air-Source) | 38MURAQ36AB3* | ADP |  | PL36H210P749 | 58SU*B100M21**20 | 35200 | 16 | 8.5 | 36800 | 34600 | 94.02% | 1.88 | 0 | 9.5 |  |  |  | No | R-410A | 2.9333 | Residential & Commercial | No
211227297 | Central HP <5.4 tons | AIRQUEST | HRCU-A-CB (Split System: Heat Pump with Remote Outdoor Unit-Air-Source) | DLCURAH36ABK |  |  | EA*4X42L21A* | *80ES(N,L)0701712A* | 35600 | 15.2 | 8.1 | 39500 | 35200 | 89.11% | 1.88 | 0 | 9.5 |  |  |  | No | R-410A | 2.9667 | Residential & Commercial | No
213164366 | Central HP <5.4 tons | YORK | HRCU-A-CB (Split System: Heat Pump with Remote Outdoor Unit-Air-Source) | HMH72B341 | ADP |  | CV360A9+AEF36AXP* |  | 31600 | 17 | 8.1 | 31000 | 22800 | 73.55% | 1.88 | 0 | 9.5 |  |  |  | No | R-410A | 2.6333 | Residential & Commercial | No
213164377 | Central HP <5.4 tons | YORK | HRCU-A-CB (Split System: Heat Pump with Remote Outdoor Unit-Air-Source) | HMH72B341 | ADP |  | CH368A9+AEF36AXP* |  | 33400 | 18 | 8.35 | 32200 | 23400 | 72.67% | 2.08 | 0 | 9.5 |  |  |  | No | R-410A | 2.7833 | Residential & Commercial | No
211227379 | Central HP <5.4 tons | AIRQUEST | HRCU-A-CB (Split System: Heat Pump with Remote Outdoor Unit-Air-Source) | DLCURAH36ABK |  |  | EA*4X42L21A* | *80VSL0451716A* | 35200 | 15.5 | 8.1 | 38500 | 35200 | 91.43% | 1.88 | 0 | 9.5 |  |  |  | No | R-410A | 2.9333 | Residential & Commercial | No
211227682 | Central HP <5.4 tons | AIRQUEST | HRCU-A-CB (Split System: Heat Pump with Remote Outdoor Unit-Air-Source) | DLCURAH36ABK |  |  | EA*4X42L21A* | *96VTN0801716A* | 35200 | 15.5 | 8.1 | 38500 | 35000 | 90.91% | 1.86 | 0 | 9.5 |  |  |  | No | R-410A | 2.9333 | Residential & Commercial | No
211227729 | Central HP <5.4 tons | AIRQUEST | HRCU-A-CB (Split System: Heat Pump with Remote Outdoor Unit-Air-Source) | DLCURAH36ABK |  |  | EA*4X42L21A* | OMV098J12* | 35000 | 15.2 | 8.1 | 38500 | 35200 | 91.43% | 1.86 | 0 | 9.5 |  |  |  | No | R-410A | 2.9167 | Residential & Commercial | No
211228149 | Central HP <5.4 tons | AIRQUEST | HRCU-A-CB (Split System: Heat Pump with Remote Outdoor Unit-Air-Source) | DLCURAH36ABK |  |  | EA*4X42L24A* | OLV112A16A | 35400 | 15.2 | 8.1 | 39500 | 35200 | 89.11% | 1.88 | 0 | 9.5 |  |  |  | No | R-410A | 2.95 | Residential & Commercial | No
211713351 | Central HP <5.4 tons | DAY & NIGHT | HRCU-A-CB (Split System: Heat Pump with Remote Outdoor Unit-Air-Source) | DLCURAH30ABK |  |  | EA*4X43L21A* | *92ESN0802120A* | 31200 | 15.2 | 8.5 | 33600 | 26000 | 77.38% | 1.88 | 0 | 9 |  |  |  | No | R-410A | 2.6 | Residential & Commercial | No
211241415 | Central HP <5.4 tons | DAY & NIGHT | HRCU-A-CB (Split System: Heat Pump with Remote Outdoor Unit-Air-Source) | DLCURAH24ABK |  |  | EA*4X30L17A* | *96VSN0401712A* | 23200 | 16 | 8.5 | 25800 | 24200 | 93.8% | 2 | 0 | 9.5 |  |  |  | No | R-410A | 1.9333 | Residential & Commercial | No
213164368 | Central HP <5.4 tons | YORK | HRCU-A-CB (Split System: Heat Pump with Remote Outdoor Unit-Air-Source) | HMH72B341 | ADP |  | CV361A9+AEF36AXP* |  | 32600 | 18 | 8.15 | 32000 | 23400 | 73.12% | 2.04 | 0 | 9.5 |  |  |  | No | R-410A | 2.7167 | Residential & Commercial | No
212614376 | Central HP <5.4 tons | YORK | HRCU-A-CB (Split System: Heat Pump with Remote Outdoor Unit-Air-Source) | HMH72B341 | ADP |  | AD-32(P,U)*****9 | TM9E060B12MP12 | 34000 | 17 | 8.5 | 32400 | 23800 | 73.46% | 2.04 | 0 | 9.5 |  |  |  | No | R-410A | 2.8333 | Residential & Commercial | No
215674555 | Central HP <5.4 tons | BRYANT HEATING AND COOLING SYSTEMS | HRCU-A-CB (Split System: Heat Pump with Remote Outdoor Unit-Air-Source) | 290VAN048**AA* |  |  | CAA**6124AM*+UI | 987MC60060C21*** | 45500 | 17.5 | 9 | 48000 | 34200 | 71.25% | 2.06 | 0 | 9.5 |  |  |  | No | R-454B | 3.7917 | Residential & Commercial | No
215290083 | Central HP <5.4 tons | AIRQUEST | HRCU-A-CB (Split System: Heat Pump with Remote Outdoor Unit-Air-Source) | DLCURAH18ABK | ADP |  | H,GE7J936 | *96VTN0401410B* | 16900 | 16 | 8.5 | 16600 | 19000 | 114.5% | 2.34 | 0 | 9.5 |  |  |  | No | R-410A | 1.4083 | Residential & Commercial | No
215679234 | Central HP <5.4 tons | BRYANT HEATING AND COOLING SYSTEMS | HRCU-A-CB (Split System: Heat Pump with Remote Outdoor Unit-Air-Source) | 290VAN036**AA* |  |  | CAA**3717AM*+UI | 83*CB36040C17*** | 34200 | 17 | 9 | 35600 | 25400 | 71.35% | 1.88 | 0 | 9.5 |  |  |  | No | R-454B | 2.85 | Residential & Commercial | No
215679244 | Central HP <5.4 tons | BRYANT HEATING AND COOLING SYSTEMS | HRCU-A-CB (Split System: Heat Pump with Remote Outdoor Unit-Air-Source) | 290VAN036**AA* |  |  | CAA**3717AM*+UI | 83*CB48060C17*** | 34000 | 17 | 9 | 35600 | 25400 | 71.35% | 1.86 | 0 | 9.5 |  |  |  | No | R-454B | 2.8333 | Residential & Commercial | No
213164339 | Central HP <5.4 tons | ACD | HRCU-A-C (Split System: Heat Pump with Remote Outdoor Unit with No Indoor Fan --Air Source) | FXD-ACD36 |  |  | GCAT36F/NAA |  | 32000 | 15.2 | 8.5 | 34000 | 24000 | 70.59% | 1.8 | 0 | 9.5 |  |  |  | No | R-410A | 2.6667 | Residential & Commercial | No
215290064 | Central HP <5.4 tons | AIRQUEST | HRCU-A-CB (Split System: Heat Pump with Remote Outdoor Unit-Air-Source) | DLCURAH18ABK | ADP |  | H,GE32936 | *96VTN0401410B* | 16800 | 16 | 8.5 | 16600 | 19000 | 114.5% | 2.34 | 0 | 9.5 |  |  |  | No | R-410A | 1.4 | Residential & Commercial | No
215290080 | Central HP <5.4 tons | AIRQUEST | HRCU-A-CB (Split System: Heat Pump with Remote Outdoor Unit-Air-Source) | DLCURAH18ABK | ADP |  | HG7J924 | *96VTN0401410B* | 16900 | 16 | 8.5 | 16600 | 19000 | 114.5% | 2.34 | 0 | 9.5 |  |  |  | No | R-410A | 1.4083 | Residential & Commercial | No
212988329 | Central HP <5.4 tons | CARRIER | HRCU-A-CB (Split System: Heat Pump with Remote Outdoor Unit-Air-Source) | 38MURAQ30AB3* |  |  | CAP**4224AL* | 59SC6A120M24**22 | 30000 | 15.2 | 8.1 | 34200 | 27600 | 80.7% | 1.8 | 0 | 9 |  |  |  | No | R-410A | 2.5 | Residential & Commercial | No
215675254 | Central HP <5.4 tons | BRYANT HEATING AND COOLING SYSTEMS | HRCU-A-CB (Split System: Heat Pump with Remote Outdoor Unit-Air-Source) | 290VAN048**AA* |  |  | CSAH*6012AM*+UI | 935CB66100C21*** | 45500 | 16.5 | 8.5 | 48000 | 33600 | 70% | 2.06 | 0 | 9.5 |  |  |  | No | R-454B | 3.7917 | Residential & Commercial | No
213164370 | Central HP <5.4 tons | YORK | HRCU-A-CB (Split System: Heat Pump with Remote Outdoor Unit-Air-Source) | HMH72B341 | ADP |  | CH360*9+AEF36AXP* |  | 32600 | 18 | 8.1 | 31800 | 23400 | 73.58% | 2.04 | 0 | 9.5 |  |  |  | No | R-410A | 2.7167 | Residential & Commercial | No
212520204 | Central HP <5.4 tons | CARRIER | HRCU-A-CB (Split System: Heat Pump with Remote Outdoor Unit-Air-Source) | 38MURAQ24AB3* | ADP |  | H,PG24936 | 58S(B,C)*A045E17**12 | 23600 | 17 | 8.5 | 24600 | 22200 | 90.24% | 1.86 | 0 | 9.5 |  |  |  | No | R-410A | 1.9667 | Residential & Commercial | No
215290048 | Central HP <5.4 tons | AIRQUEST | HRCU-A-CB (Split System: Heat Pump with Remote Outdoor Unit-Air-Source) | DLCURAH18ABK | ADP |  | H,GE22936 | *96VTN0401410B* | 16600 | 16 | 8.5 | 16600 | 19000 | 114.5% | 2.34 | 0 | 9.5 |  |  |  | No | R-410A | 1.3833 | Residential & Commercial | No
215290082 | Central HP <5.4 tons | AIRQUEST | HRCU-A-CB (Split System: Heat Pump with Remote Outdoor Unit-Air-Source) | DLCURAH18ABK | ADP |  | H,GE7J924 | *96VTN0401410B* | 16900 | 16 | 8.5 | 16600 | 19000 | 114.5% | 2.34 | 0 | 9.5 |  |  |  | No | R-410A | 1.4083 | Residential & Commercial | No
212984989 | Central HP <5.4 tons | CARRIER | HRCU-A-CB (Split System: Heat Pump with Remote Outdoor Unit-Air-Source) | 38MURAQ30AB3* |  |  | CAP**4224AL* | 59SC2E080M21**20 | 30200 | 15.2 | 8.1 | 34200 | 27400 | 80.12% | 1.8 | 0 | 9 |  |  |  | No | R-410A | 2.5167 | Residential & Commercial | No
212985287 | Central HP <5.4 tons | CARRIER | HRCU-A-CB (Split System: Heat Pump with Remote Outdoor Unit-Air-Source) | 38MURAQ30AB3* |  |  | CAP**4224AL* | 59SC2E100M21**20 | 30200 | 15.2 | 8.1 | 34200 | 27400 | 80.12% | 1.8 | 0 | 9 |  |  |  | No | R-410A | 2.5167 | Residential & Commercial | No
212985323 | Central HP <5.4 tons | CARRIER | HRCU-A-CB (Split System: Heat Pump with Remote Outdoor Unit-Air-Source) | 38MURAQ30AB3* |  |  | CNPV*4221AL* | 59SC2E100M21**20 | 30000 | 15.2 | 8.1 | 34400 | 27600 | 80.23% | 1.8 | 0 | 9 |  |  |  | No | R-410A | 2.5 | Residential & Commercial | No
211227602 | Central HP <5.4 tons | AIRQUEST | HRCU-A-CB (Split System: Heat Pump with Remote Outdoor Unit-Air-Source) | DLCURAH36ABK |  |  | EA*4X42L21A* | *96VSN0801716A* | 35200 | 15.5 | 8.1 | 38500 | 35000 | 90.91% | 1.86 | 0 | 9.5 |  |  |  | No | R-410A | 2.9333 | Residential & Commercial | No
211230943 | Central HP <5.4 tons | CARRIER | HRCU-A-CB (Split System: Heat Pump with Remote Outdoor Unit-Air-Source) | 38MURAQ36AB3* |  |  | CAP**4221AL* | GG96VTAA48080B | 35200 | 15.5 | 8.1 | 38500 | 35000 | 90.91% | 1.86 | 0 | 9.5 |  |  |  | No | R-410A | 2.9333 | Residential & Commercial | No
215869144 | Central HP <5.4 tons | TRANE | HRCU-A-CB (Split System: Heat Pump with Remote Outdoor Unit-Air-Source) | 5TWV8X60A1 |  |  | 5TXCC007AS3 | S9V2C100D5VSB+LRP | 50500 | 18.1 | 8.5 | 54000 | 39000 | 72.22% | 1.9 | 0 | 9.5 |  |  |  | No | R-454B | 4.2083 | Residential & Commercial | No
212517496 | Central HP <5.4 tons | YORK | HRCU-A-CB (Split System: Heat Pump with Remote Outdoor Unit-Air-Source) | HMH72B341 | ADP |  | CV365*9 | TP9C100C20MP13 | 33400 | 17 | 8.5 | 32400 | 23200 | 71.6% | 2.06 | 0 | 9.5 |  |  |  | No | R-410A | 2.7833 | Residential & Commercial | No
215675116 | Central HP <5.4 tons | BRYANT HEATING AND COOLING SYSTEMS | HRCU-A-CB (Split System: Heat Pump with Remote Outdoor Unit-Air-Source) | 290VAN048**AA* |  |  | CSAH*6012AM*+UI | 83*CA48060C17*** | 45500 | 16.5 | 8.5 | 48000 | 33800 | 70.42% | 2.06 | 0 | 9.5 |  |  |  | No | R-454B | 3.7917 | Residential & Commercial | No
213307017 | Central HP <5.4 tons | YORK | HRCU-A-CB (Split System: Heat Pump with Remote Outdoor Unit-Air-Source) | HMH72B341 | ADP |  | AD-33(P,U)*****9 | TM9Y080C16MP11 | 34000 | 18 | 8.1 | 32400 | 24000 | 74.07% | 2.08 | 0 | 9.5 |  |  |  | No | R-410A | 2.8333 | Residential & Commercial | No
214810552 | Central HP <5.4 tons | DIYCOOL | HRCU-A-CB (Split System: Heat Pump with Remote Outdoor Unit-Air-Source) | EZ-60-HP |  |  | EZ-60-AH |  | 55000 | 15.3 | 9.4 | 59000 | 48500 | 82.2% | 1.91 | 9 | 8.8 |  |  |  | No | R-410A | 4.5833 | Residential & Commercial | No
211194274 | Central HP <5.4 tons | CARRIER | HRCU-A-CB (Split System: Heat Pump with Remote Outdoor Unit-Air-Source) | 38MURAQ30AB3* |  |  | CAP**3721AL* | 59SC2D080E21**20 | 31200 | 15.2 | 8.5 | 33400 | 26000 | 77.84% | 1.88 | 0 | 9 |  |  |  | No | R-410A | 2.6 | Residential & Commercial | No
211194287 | Central HP <5.4 tons | CARRIER | HRCU-A-CB (Split System: Heat Pump with Remote Outdoor Unit-Air-Source) | 38MURAQ30AB3* |  |  | CAP**3721AL* | 59TP6B100V21**22 | 30600 | 15.2 | 8.1 | 33000 | 26200 | 79.39% | 1.84 | 0 | 9 |  |  |  | No | R-410A | 2.55 | Residential & Commercial | No
213146406 | Central HP <5.4 tons | BRYANT HEATING AND COOLING SYSTEMS | HRCU-A-CB (Split System: Heat Pump with Remote Outdoor Unit-Air-Source) | 38MURAQ30AB3* | ADP |  | C36A***L129+AEFE3A* |  | 29400 | 15.2 | 8.15 | 33200 | 27000 | 81.33% | 1.76 | 0 | 8.5 |  |  |  | No | R-410A | 2.45 | Residential & Commercial | No
215289827 | Central HP <5.4 tons | AIRQUEST | HRCU-A-CB (Split System: Heat Pump with Remote Outdoor Unit-Air-Source) | DLCURAH18ABK | ADP |  | H,GE22936 | *96MSN0401712A* | 16600 | 15.2 | 8.5 | 16700 | 19000 | 113.8% | 2.32 | 0 | 9.5 |  |  |  | No | R-410A | 1.3833 | Residential & Commercial | No
215289834 | Central HP <5.4 tons | AIRQUEST | HRCU-A-CB (Split System: Heat Pump with Remote Outdoor Unit-Air-Source) | DLCURAH18ABK | ADP |  | H,GE31924 | *96MSN0401712A* | 16600 | 15.2 | 8.5 | 16700 | 19000 | 113.8% | 2.32 | 0 | 9.5 |  |  |  | No | R-410A | 1.3833 | Residential & Commercial | No
213297687 | Central HP <5.4 tons | JOHNSON CONTROLS | HRCU-A-CB (Split System: Heat Pump with Remote Outdoor Unit-Air-Source) | HMH72B341 |  |  | XAFC36DBCN1 | Z9ET100C16SMPS1 | 34800 | 18.5 | 8.5 | 34800 | 24400 | 70.11% | 2.06 | 0 | 9.5 |  |  |  | No | R-410A | 2.9 | Residential & Commercial | No
213297152 | Central HP <5.4 tons | JOHNSON CONTROLS | HRCU-A-CB (Split System: Heat Pump with Remote Outdoor Unit-Air-Source) | HMH72B341 |  |  | XAHB30CXXN1+TXV | Z8ES100B12SMPS1 | 32000 | 17 | 8.1 | 32200 | 22600 | 70.19% | 2 | 0 | 9.5 |  |  |  | No | R-410A | 2.6667 | Residential & Commercial | No
213297702 | Central HP <5.4 tons | JOHNSON CONTROLS | HRCU-A-CB (Split System: Heat Pump with Remote Outdoor Unit-Air-Source) | HMH72B341 |  |  | XAHC36DXXN1+TXV | Z9ES080C20SMPS1 | 34000 | 17 | 8.1 | 33400 | 23600 | 70.66% | 2.06 | 0 | 9.5 |  |  |  | No | R-410A | 2.8333 | Residential & Commercial | No
215289902 | Central HP <5.4 tons | AIRQUEST | HRCU-A-CB (Split System: Heat Pump with Remote Outdoor Unit-Air-Source) | DLCURAH18ABK | ADP |  | H,GE30924 | *96MSN0601412A* | 16200 | 16 | 8.5 | 16500 | 18300 | 110.9% | 2.26 | 0 | 9.5 |  |  |  | No | R-410A | 1.35 | Residential & Commercial | No
214810551 | Central HP <5.4 tons | DIYCOOL | HRCU-A-CB (Split System: Heat Pump with Remote Outdoor Unit-Air-Source) | EZ-48-HP |  |  | EZ-48-AH |  | 47000 | 15.6 | 9.4 | 50000 | 46000 | 92% | 1.85 | 8.5 | 8.2 |  |  |  | No | R-410A | 3.9167 | Residential & Commercial | No
212862224 | Central HP <5.4 tons | GE Appliances | HRCU-A-C (Split System: Heat Pump with Remote Outdoor Unit with No Indoor Fan --Air Source) | AUH4860ZGDA* | ADP |  | HE88960+TD |  | 50500 | 15.2 | 8.5 | 51000 | 36800 | 72.16% | 1.8 | 0 | 9.5 |  |  |  | No | R-410A | 4.2083 | Residential & Commercial | No
211222606 | Central HP <5.4 tons | DAY & NIGHT | HRCU-A-CB (Split System: Heat Pump with Remote Outdoor Unit-Air-Source) | DLCURAH30ABK |  |  | EA*4X37L21A* | *92ESN0802120A* | 31200 | 15.2 | 8.5 | 33400 | 26000 | 77.84% | 1.88 | 0 | 9 |  |  |  | No | R-410A | 2.6 | Residential & Commercial | No
212603245 | Central HP <5.4 tons | DAY & NIGHT | HRCU-A-CB (Split System: Heat Pump with Remote Outdoor Unit-Air-Source) | DLCURAH30ABK | ADP |  | PL36H210P299 | *96VTN1002122A* | 30600 | 15.2 | 8.1 | 31400 | 25600 | 81.53% | 1.84 | 0 | 9 |  |  |  | No | R-410A | 2.55 | Residential & Commercial | No
213076042 | Central HP <5.4 tons | CARRIER | HRCU-A-CB (Split System: Heat Pump with Remote Outdoor Unit-Air-Source) | 38MURAQ30AB3* |  |  | CAP**4224AL* | 59SU5B100M21**20 | 29800 | 15.2 | 8.1 | 38000 | 27600 | 72.63% | 1.78 | 0 | 9 |  |  |  | No | R-410A | 2.4833 | Residential & Commercial | No
213078949 | Central HP <5.4 tons | CARRIER | HRCU-A-CB (Split System: Heat Pump with Remote Outdoor Unit-Air-Source) | 38MURAQ36AB3* |  |  | CAP**3617AL* | 58SU*B060M17**16 | 34800 | 16 | 8.1 | 38500 | 35200 | 91.43% | 1.82 | 0 | 9.5 |  |  |  | No | R-410A | 2.9 | Residential & Commercial | No
213079201 | Central HP <5.4 tons | CARRIER | HRCU-A-CB (Split System: Heat Pump with Remote Outdoor Unit-Air-Source) | 38MURAQ36AB3* |  |  | CAP**3621AL* | 58SU*B100M21**20 | 35000 | 16 | 8.5 | 38500 | 35200 | 91.43% | 1.8 | 0 | 9.5 |  |  |  | No | R-410A | 2.9167 | Residential & Commercial | No
213367404 | Central HP <5.4 tons | CARRIER | HRCU-A-CB (Split System: Heat Pump with Remote Outdoor Unit-Air-Source) | 38MURAQ36AB3* | ADP |  | H,PG9J936 | 59TP6C080V17**16 | 34600 | 16 | 8.1 | 36200 | 34400 | 95.03% | 2 | 0 | 9.5 |  |  |  | No | R-410A | 2.8833 | Residential & Commercial | No
215677014 | Central HP <5.4 tons | BRYANT HEATING AND COOLING SYSTEMS | HRCU-A-CB (Split System: Heat Pump with Remote Outdoor Unit-Air-Source) | 290VAN060**AA* |  |  | CVAMA6021XMA*+UI | 88*TB60110C21*** | 57000 | 18.5 | 9 | 63500 | 44500 | 70.08% | 2.08 | 0 | 9.5 |  |  |  | No | R-454B | 4.75 | Residential & Commercial | No
211229079 | Central HP <5.4 tons | DAY & NIGHT | HRCU-A-CB (Split System: Heat Pump with Remote Outdoor Unit-Air-Source) | DLCURAH36ABK |  |  | EA*4X48L21A* | *96VSN0601714A* | 35400 | 15.5 | 8.1 | 38500 | 34800 | 90.39% | 2.02 | 0 | 9.5 |  |  |  | No | R-410A | 2.95 | Residential & Commercial | No
210025746 | Central HP <5.4 tons | KENMORE | HRCU-A-CB (Split System: Heat Pump with Remote Outdoor Unit-Air-Source) | DLCURAH60ABK |  |  | DLFUAAH60XAK |  | 55000 | 15.3 | 9.4 | 59000 | 48500 | 82.2% | 1.91 | 9 | 8.8 |  |  |  | No | R-410A | 4.5833 | Residential & Commercial | No
213078964 | Central HP <5.4 tons | AIRQUEST | HRCU-A-CB (Split System: Heat Pump with Remote Outdoor Unit-Air-Source) | DLCURAH36ABK |  |  | EA*4X36L21A* | *80MSU0401712A* | 35000 | 16 | 8.1 | 38500 | 35200 | 91.43% | 1.8 | 0 | 9.5 |  |  |  | No | R-410A | 2.9167 | Residential & Commercial | No
213297772 | Central HP <5.4 tons | JOHNSON CONTROLS | HRCU-A-CB (Split System: Heat Pump with Remote Outdoor Unit-Air-Source) | HMH72B341 |  |  | XAFC30CXXN1+TXV | Z8ES120C16SMPS1 | 33600 | 18 | 8.5 | 33000 | 23400 | 70.91% | 2.06 | 0 | 9.5 |  |  |  | No | R-410A | 2.8 | Residential & Commercial | No
213297822 | Central HP <5.4 tons | JOHNSON CONTROLS | HRCU-A-CB (Split System: Heat Pump with Remote Outdoor Unit-Air-Source) | HMH72B341 |  |  | XAFB30CXXN1+TXV | Z8ES080B12SMPS1 | 33000 | 18 | 8.5 | 33000 | 23400 | 70.91% | 2.04 | 0 | 9.5 |  |  |  | No | R-410A | 2.75 | Residential & Commercial | No
212596022 | Central HP <5.4 tons | YORK | HRCU-A-CB (Split System: Heat Pump with Remote Outdoor Unit-Air-Source) | HMH72B341 | ADP |  | AD-35(P,U)*****9 | TM9Y080B12MP11 | 32800 | 17 | 8.5 | 32400 | 23400 | 72.22% | 2.02 | 0 | 9.5 |  |  |  | No | R-410A | 2.7333 | Residential & Commercial | No
212603259 | Central HP <5.4 tons | DAY & NIGHT | HRCU-A-CB (Split System: Heat Pump with Remote Outdoor Unit-Air-Source) | DLCURAH36ABK | ADP |  | FG32936 | *92ESN0601412A* | 35200 | 15.2 | 8.1 | 37800 | 35000 | 92.59% | 1.82 | 0 | 9.5 |  |  |  | No | R-410A | 2.9333 | Residential & Commercial | No
212386780 | Central HP <5.4 tons | Gibson | HRCU-A-C (Split System: Heat Pump with Remote Outdoor Unit with No Indoor Fan --Air Source) | GXH24-36MSK4DH |  |  | UE36X4AB |  | 32000 | 15.2 | 8.5 | 34000 | 24000 | 70.59% | 1.8 | 0 | 9.5 |  |  |  | No | R-410A | 2.6667 | Residential & Commercial | No
211227723 | Central HP <5.4 tons | DAY & NIGHT | HRCU-A-CB (Split System: Heat Pump with Remote Outdoor Unit-Air-Source) | DLCURAH36ABK |  |  | EA*4X42L21A* | OLV098A12* | 35000 | 15.2 | 8.1 | 38500 | 35200 | 91.43% | 1.86 | 0 | 9.5 |  |  |  | No | R-410A | 2.9167 | Residential & Commercial | No
215679774 | Central HP <5.4 tons | BRYANT HEATING AND COOLING SYSTEMS | HRCU-A-CB (Split System: Heat Pump with Remote Outdoor Unit-Air-Source) | 290VAN036**AA* |  |  | CSAH*3612AM*+UI | 987TA66120C24*** | 33800 | 16.5 | 8.5 | 35800 | 25400 | 70.95% | 1.76 | 0 | 9.5 |  |  |  | No | R-454B | 2.8167 | Residential & Commercial | No
211229026 | Central HP <5.4 tons | AIRQUEST | HRCU-A-CB (Split System: Heat Pump with Remote Outdoor Unit-Air-Source) | DLCURAH36ABK |  |  | EA*4X48L21A* | *95ESN0801716A* | 35400 | 15.5 | 8.1 | 37800 | 34800 | 92.06% | 2.02 | 0 | 9.5 |  |  |  | No | R-410A | 2.95 | Residential & Commercial | No
211229076 | Central HP <5.4 tons | AIRQUEST | HRCU-A-CB (Split System: Heat Pump with Remote Outdoor Unit-Air-Source) | DLCURAH36ABK |  |  | EA*4X48L21A* | *96VSN0601714A* | 35400 | 15.5 | 8.1 | 38500 | 34800 | 90.39% | 2.02 | 0 | 9.5 |  |  |  | No | R-410A | 2.95 | Residential & Commercial | No
211229211 | Central HP <5.4 tons | AIRQUEST | HRCU-A-CB (Split System: Heat Pump with Remote Outdoor Unit-Air-Source) | DLCURAH36ABK |  |  | EA*4X48L21A* | OMV098J12* | 35600 | 15.2 | 8.1 | 38500 | 34800 | 90.39% | 2.04 | 0 | 9.5 |  |  |  | No | R-410A | 2.9667 | Residential & Commercial | No
211228825 | Central HP <5.4 tons | DAY & NIGHT | HRCU-A-CB (Split System: Heat Pump with Remote Outdoor Unit-Air-Source) | DLCURAH36ABK |  |  | EA*4X48L21A* | *80VSL0451716A* | 35600 | 15.5 | 8.1 | 38500 | 34800 | 90.39% | 2.04 | 0 | 9.5 |  |  |  | No | R-410A | 2.9667 | Residential & Commercial | No
213738468 | Central HP <5.4 tons | DAY & NIGHT | HRCU-A-CB (Split System: Heat Pump with Remote Outdoor Unit-Air-Source) | DLCURAH36ABK | ADP |  | PL36H175P069 | *80MS(N,L)0701712A* | 35000 | 16 | 8.1 | 36800 | 34800 | 94.57% | 1.82 | 0 | 9.5 |  |  |  | No | R-410A | 2.9167 | Residential & Commercial | No
213386570 | Central HP <5.4 tons | GE Appliances | HRCU-A-C (Split System: Heat Pump with Remote Outdoor Unit with No Indoor Fan --Air Source) | AUH4860ZGDA* | ADP |  | *E49960 |  | 50500 | 15.2 | 8.35 | 51000 | 36800 | 72.16% | 1.78 | 0 | 9.5 |  |  |  | No | R-410A | 4.2083 | Residential & Commercial | No
215289837 | Central HP <5.4 tons | AIRQUEST | HRCU-A-CB (Split System: Heat Pump with Remote Outdoor Unit-Air-Source) | DLCURAH18ABK | ADP |  | HE31930 | *96MSN0401712A* | 16600 | 15.2 | 8.5 | 16700 | 19000 | 113.8% | 2.32 | 0 | 9.5 |  |  |  | No | R-410A | 1.3833 | Residential & Commercial | No
213738518 | Central HP <5.4 tons | DAY & NIGHT | HRCU-A-CB (Split System: Heat Pump with Remote Outdoor Unit-Air-Source) | DLCURAH36ABK | ADP |  | FG35936 | *80VTL0451412B* | 35000 | 16 | 8.1 | 36800 | 34600 | 94.02% | 1.94 | 0 | 9.5 |  |  |  | No | R-410A | 2.9167 | Residential & Commercial | No
213079732 | Central HP <5.4 tons | AIRQUEST | HRCU-A-CB (Split System: Heat Pump with Remote Outdoor Unit-Air-Source) | DLCURAH36ABK |  |  | EA*4X36L21A* | *92MSN1002120A* | 35000 | 16.5 | 8.1 | 38500 | 35200 | 91.43% | 1.82 | 0 | 9.5 |  |  |  | No | R-410A | 2.9167 | Residential & Commercial | No
215290053 | Central HP <5.4 tons | AIRQUEST | HRCU-A-CB (Split System: Heat Pump with Remote Outdoor Unit-Air-Source) | DLCURAH18ABK | ADP |  | H,GG31930 | *96VTN0401410B* | 16600 | 16 | 8.5 | 16600 | 19000 | 114.5% | 2.34 | 0 | 9.5 |  |  |  | No | R-410A | 1.3833 | Residential & Commercial | No
213297512 | Central HP <5.4 tons | JOHNSON CONTROLS | HRCU-A-CB (Split System: Heat Pump with Remote Outdoor Unit-Air-Source) | HMH72B341 |  |  | XAFC36DXXN1+TXV | Z8ET080B12LMPS1 | 34000 | 18.5 | 8.1 | 33400 | 24000 | 71.86% | 2.08 | 0 | 9.5 |  |  |  | No | R-410A | 2.8333 | Residential & Commercial | No
213297527 | Central HP <5.4 tons | JOHNSON CONTROLS | HRCU-A-CB (Split System: Heat Pump with Remote Outdoor Unit-Air-Source) | HMH72B341 |  |  | XAHC36DXXN1+TXV | Z8ES120C16LMPS1 | 34000 | 17.5 | 8.1 | 33400 | 24000 | 71.86% | 2.08 | 0 | 9.5 |  |  |  | No | R-410A | 2.8333 | Residential & Commercial | No
213297562 | Central HP <5.4 tons | JOHNSON CONTROLS | HRCU-A-CB (Split System: Heat Pump with Remote Outdoor Unit-Air-Source) | HMH72B341 |  |  | XAHC36DXXN1+TXV | Z8ES100B12SMPS1 | 33400 | 17.5 | 8.1 | 32800 | 23200 | 70.73% | 2.02 | 0 | 9.5 |  |  |  | No | R-410A | 2.7833 | Residential & Commercial | No
213297797 | Central HP <5.4 tons | JOHNSON CONTROLS | HRCU-A-CB (Split System: Heat Pump with Remote Outdoor Unit-Air-Source) | HMH72B341 |  |  | XAFC30CXXN1+TXV | Z8ES100B12LMPS1 | 33000 | 18 | 8.5 | 33000 | 23200 | 70.3% | 2.04 | 0 | 9.5 |  |  |  | No | R-410A | 2.75 | Residential & Commercial | No
213881427 | Central HP <5.4 tons | CARRIER | HRCU-A-CB (Split System: Heat Pump with Remote Outdoor Unit-Air-Source) | 38MURAQ36AB3* | ADP |  | C36A***L159 | 58TP*B070V17**16 | 35000 | 16 | 8.5 | 36200 | 34400 | 95.03% | 2.02 | 0 | 9.5 |  |  |  | No | R-410A | 2.9167 | Residential & Commercial | No
213738456 | Central HP <5.4 tons | DAY & NIGHT | HRCU-A-CB (Split System: Heat Pump with Remote Outdoor Unit-Air-Source) | DLCURAH36ABK | ADP |  | V,G36H***P449 | *80MS(N,L)0451412A* | 35200 | 15.2 | 8.5 | 36800 | 34800 | 94.57% | 2 | 0 | 9.5 |  |  |  | No | R-410A | 2.9333 | Residential & Commercial | No
213297277 | Central HP <5.4 tons | JOHNSON CONTROLS | HRCU-A-CB (Split System: Heat Pump with Remote Outdoor Unit-Air-Source) | HMH72B341 |  |  | XAUB36DXXN1+TXV | Z9ES080B12SMPS1 | 34000 | 17 | 8.1 | 33400 | 23800 | 71.26% | 2.06 | 0 | 9.5 |  |  |  | No | R-410A | 2.8333 | Residential & Commercial | No
213297312 | Central HP <5.4 tons | JOHNSON CONTROLS | HRCU-A-CB (Split System: Heat Pump with Remote Outdoor Unit-Air-Source) | HMH72B341 |  |  | XAFC36DXXN1+TXV | Z8ET080C16LMPS1 | 34000 | 18.5 | 8.5 | 33400 | 24200 | 72.46% | 2.14 | 0 | 9.5 |  |  |  | No | R-410A | 2.8333 | Residential & Commercial | No
213297887 | Central HP <5.4 tons | JOHNSON CONTROLS | HRCU-A-CB (Split System: Heat Pump with Remote Outdoor Unit-Air-Source) | HMH72B341 |  |  | XAFB30CXXN1+TXV | Z9ES080B12SMPS1 | 32600 | 17 | 8.1 | 33000 | 23200 | 70.3% | 2.02 | 0 | 9.5 |  |  |  | No | R-410A | 2.7167 | Residential & Commercial | No
213296802 | Central HP <5.4 tons | JOHNSON CONTROLS | HRCU-A-CB (Split System: Heat Pump with Remote Outdoor Unit-Air-Source) | HMH72B341 |  |  | XAUB30CXXN1+TXV | Z9ET080B12SMPS1 | 32600 | 18.5 | 8.1 | 33000 | 23400 | 70.91% | 2.02 | 0 | 9.5 |  |  |  | No | R-410A | 2.7167 | Residential & Commercial | No
213296817 | Central HP <5.4 tons | JOHNSON CONTROLS | HRCU-A-CB (Split System: Heat Pump with Remote Outdoor Unit-Air-Source) | HMH72B341 |  |  | XAHC30CXXN1+TXV | Z9ES080B12SMPS1 | 31800 | 16.5 | 8.1 | 32200 | 22600 | 70.19% | 1.98 | 0 | 9.5 |  |  |  | No | R-410A | 2.65 | Residential & Commercial | No
213296852 | Central HP <5.4 tons | JOHNSON CONTROLS | HRCU-A-CB (Split System: Heat Pump with Remote Outdoor Unit-Air-Source) | HMH72B341 |  |  | XAHC30CXXN1+TXV | Z8ET080B12LMPS1 | 31800 | 18 | 8.1 | 32200 | 22600 | 70.19% | 2 | 0 | 9.5 |  |  |  | No | R-410A | 2.65 | Residential & Commercial | No
212528154 | Central HP <5.4 tons | YORK | HRCU-A-CB (Split System: Heat Pump with Remote Outdoor Unit-Air-Source) | HMH72B341 | ADP |  | AD-32(P,U)*****9 | TM8E080B12MP11 | 34000 | 18 | 8.5 | 32400 | 24000 | 74.07% | 2.06 | 0 | 9.5 |  |  |  | No | R-410A | 2.8333 | Residential & Commercial | No
213738522 | Central HP <5.4 tons | DAY & NIGHT | HRCU-A-CB (Split System: Heat Pump with Remote Outdoor Unit-Air-Source) | DLCURAH36ABK | ADP |  | PL36H175P069 | *92MSN0601412A* | 35000 | 15.2 | 8.1 | 36800 | 34800 | 94.57% | 1.82 | 0 | 9.5 |  |  |  | No | R-410A | 2.9167 | Residential & Commercial | No
211713037 | Central HP <5.4 tons | CARRIER | HRCU-A-CB (Split System: Heat Pump with Remote Outdoor Unit-Air-Source) | 38MURAQ30AB3* |  |  | CAP**4321AL* | 59TP6B100V21**22 | 30600 | 15.2 | 8.1 | 33000 | 26000 | 78.79% | 1.84 | 0 | 9 |  |  |  | No | R-410A | 2.55 | Residential & Commercial | No
211713321 | Central HP <5.4 tons | CARRIER | HRCU-A-CB (Split System: Heat Pump with Remote Outdoor Unit-Air-Source) | 38MURAQ30AB3* |  |  | CAP**4321AL* | 59SC2D060E17**14 | 30400 | 15.2 | 8.1 | 33000 | 26200 | 79.39% | 1.84 | 0 | 9 |  |  |  | No | R-410A | 2.5333 | Residential & Commercial | No
213738353 | Central HP <5.4 tons | DAY & NIGHT | HRCU-A-CB (Split System: Heat Pump with Remote Outdoor Unit-Air-Source) | DLCURAH30ABK | ADP |  | FG81936 | *80MS(N,L)0701712A* | 30000 | 15.2 | 8.1 | 32400 | 26800 | 82.72% | 1.82 | 0 | 9 |  |  |  | No | R-410A | 2.5 | Residential & Commercial | No
213738338 | Central HP <5.4 tons | DAY & NIGHT | HRCU-A-CB (Split System: Heat Pump with Remote Outdoor Unit-Air-Source) | DLCURAH30ABK | ADP |  | PL36H175P789 | *80MS(N,L)0701412A* | 29600 | 15.2 | 8.1 | 32400 | 26800 | 82.72% | 1.82 | 0 | 9 |  |  |  | No | R-410A | 2.4667 | Residential & Commercial | No
213738340 | Central HP <5.4 tons | DAY & NIGHT | HRCU-A-CB (Split System: Heat Pump with Remote Outdoor Unit-Air-Source) | DLCURAH30ABK | ADP |  | V,G36H***P449 | *80MS(N,L)0701412A* | 29000 | 15.2 | 8.1 | 32400 | 26800 | 82.72% | 1.82 | 0 | 8.5 |  |  |  | No | R-410A | 2.4167 | Residential & Commercial | No
213738349 | Central HP <5.4 tons | DAY & NIGHT | HRCU-A-CB (Split System: Heat Pump with Remote Outdoor Unit-Air-Source) | DLCURAH30ABK | ADP |  | PL36H175P789 | *80MS(N,L)0701712A* | 29800 | 15.2 | 8.1 | 32400 | 26800 | 82.72% | 1.82 | 0 | 9 |  |  |  | No | R-410A | 2.4833 | Residential & Commercial | No
214624830 | Central HP <5.4 tons | CARRIER | HRCU-A-CB (Split System: Heat Pump with Remote Outdoor Unit-Air-Source) | 38MURAQ30AB3* | ADP |  | V,C36H175P139 | 58SU*B040M17**12 | 29800 | 15.2 | 8.5 | 32200 | 27400 | 85.09% | 1.76 | 0 | 9 |  |  |  | No | R-410A | 2.4833 | Residential & Commercial | No
210857359 | Central HP <5.4 tons | DIYCOOL | HRCU-A-CB (Split System: Heat Pump with Remote Outdoor Unit-Air-Source) | ACIQ-60HPB |  |  | ACIQ-60AHB |  | 55000 | 15.3 | 9.4 | 59000 | 48500 | 82.2% | 1.91 | 9 | 8.8 |  |  |  | No | R-410A | 4.5833 | Residential & Commercial | No
213297342 | Central HP <5.4 tons | JOHNSON CONTROLS | HRCU-A-CB (Split System: Heat Pump with Remote Outdoor Unit-Air-Source) | HMH72B341 |  |  | XAFC36DXXN1+TXV | Z8ES100C20LMPS1 | 34000 | 17.5 | 8.5 | 33400 | 24200 | 72.46% | 2.14 | 0 | 9.5 |  |  |  | No | R-410A | 2.8333 | Residential & Commercial | No
213297377 | Central HP <5.4 tons | JOHNSON CONTROLS | HRCU-A-CB (Split System: Heat Pump with Remote Outdoor Unit-Air-Source) | HMH72B341 |  |  | XAUB30CXXN1+TXV | Z8ES100B12SMPS1 | 32800 | 18 | 8.5 | 33000 | 23200 | 70.3% | 2.04 | 0 | 9.5 |  |  |  | No | R-410A | 2.7333 | Residential & Commercial | No
213297712 | Central HP <5.4 tons | JOHNSON CONTROLS | HRCU-A-CB (Split System: Heat Pump with Remote Outdoor Unit-Air-Source) | HMH72B341 |  |  | XAFC36DXXN1+TXV | Z9ES080B12SMPS1 | 34000 | 17.5 | 8.1 | 33400 | 23800 | 71.26% | 2.06 | 0 | 9.5 |  |  |  | No | R-410A | 2.8333 | Residential & Commercial | No
213297747 | Central HP <5.4 tons | JOHNSON CONTROLS | HRCU-A-CB (Split System: Heat Pump with Remote Outdoor Unit-Air-Source) | HMH72B341 |  |  | XAFD48FXXN1+TXV | Z8ET080C16LMPS1 | 33600 | 17.5 | 8.5 | 32800 | 23200 | 70.73% | 2.08 | 0 | 9.5 |  |  |  | No | R-410A | 2.8 | Residential & Commercial | No
213297962 | Central HP <5.4 tons | JOHNSON CONTROLS | HRCU-A-CB (Split System: Heat Pump with Remote Outdoor Unit-Air-Source) | HMH72B341 |  |  | XAHC36DXXN1+TXV | Z8ES100C16SMPS1 | 34000 | 17.5 | 8.1 | 33400 | 24000 | 71.86% | 2.08 | 0 | 9.5 |  |  |  | No | R-410A | 2.8333 | Residential & Commercial | No
215289858 | Central HP <5.4 tons | AIRQUEST | HRCU-A-CB (Split System: Heat Pump with Remote Outdoor Unit-Air-Source) | DLCURAH18ABK | ADP |  | HE30924 | *96MSN0401712A* | 16300 | 15.2 | 8.5 | 16700 | 19000 | 113.8% | 2.32 | 0 | 9.5 |  |  |  | No | R-410A | 1.3583 | Residential & Commercial | No
215293509 | Central HP <5.4 tons | AIRQUEST | HRCU-A-CB (Split System: Heat Pump with Remote Outdoor Unit-Air-Source) | DLCURAH30ABK | ADP |  | H,GG32930 | *92MSN0801716A* | 29000 | 15.2 | 8.1 | 32400 | 27600 | 85.19% | 1.78 | 0 | 8.5 |  |  |  | No | R-410A | 2.4167 | Residential & Commercial | No
213146408 | Central HP <5.4 tons | BRYANT HEATING AND COOLING SYSTEMS | HRCU-A-CB (Split System: Heat Pump with Remote Outdoor Unit-Air-Source) | 38MURAQ30AB3* | ADP |  | PL36H175P149+AEFE4B* |  | 30400 | 15.2 | 8.4 | 33400 | 27000 | 80.84% | 1.8 | 0 | 9 |  |  |  | No | R-410A | 2.5333 | Residential & Commercial | No
215293567 | Central HP <5.4 tons | AIRQUEST | HRCU-A-CB (Split System: Heat Pump with Remote Outdoor Unit-Air-Source) | DLCURAH30ABK | ADP |  | HE33936 | *92MSN0802120A* | 30000 | 15.2 | 8.1 | 32800 | 27600 | 84.15% | 1.78 | 0 | 9 |  |  |  | No | R-410A | 2.5 | Residential & Commercial | No
215293594 | Central HP <5.4 tons | AIRQUEST | HRCU-A-CB (Split System: Heat Pump with Remote Outdoor Unit-Air-Source) | DLCURAH30ABK | ADP |  | HG80936 | *92MSN0802120A* | 30200 | 15.2 | 8.1 | 32600 | 27000 | 82.82% | 1.8 | 0 | 9 |  |  |  | No | R-410A | 2.5167 | Residential & Commercial | No
215293601 | Central HP <5.4 tons | AIRQUEST | HRCU-A-CB (Split System: Heat Pump with Remote Outdoor Unit-Air-Source) | DLCURAH30ABK | ADP |  | H,GE24936 | *92MSN1002120A* | 29200 | 15.2 | 8.1 | 32800 | 27600 | 84.15% | 1.78 | 0 | 8.5 |  |  |  | No | R-410A | 2.4333 | Residential & Commercial | No
215293603 | Central HP <5.4 tons | AIRQUEST | HRCU-A-CB (Split System: Heat Pump with Remote Outdoor Unit-Air-Source) | DLCURAH30ABK | ADP |  | HG31930 | *92MSN1002120A* | 29000 | 15.2 | 8.1 | 32800 | 27600 | 84.15% | 1.78 | 0 | 8.5 |  |  |  | No | R-410A | 2.4167 | Residential & Commercial | No
215293610 | Central HP <5.4 tons | AIRQUEST | HRCU-A-CB (Split System: Heat Pump with Remote Outdoor Unit-Air-Source) | DLCURAH30ABK | ADP |  | H,GE32936 | *92MSN1002120A* | 29600 | 15.2 | 8.1 | 32800 | 27600 | 84.15% | 1.78 | 0 | 8.5 |  |  |  | No | R-410A | 2.4667 | Residential & Commercial | No
215293671 | Central HP <5.4 tons | AIRQUEST | HRCU-A-CB (Split System: Heat Pump with Remote Outdoor Unit-Air-Source) | DLCURAH30ABK | ADP |  | H,GE35936 | *92MSN1202420A* | 30000 | 15.2 | 8.1 | 32600 | 27200 | 83.44% | 1.8 | 0 | 9 |  |  |  | No | R-410A | 2.5 | Residential & Commercial | No
215293676 | Central HP <5.4 tons | AIRQUEST | HRCU-A-CB (Split System: Heat Pump with Remote Outdoor Unit-Air-Source) | DLCURAH30ABK | ADP |  | H,GG37936 | *92MSN1202420A* | 30000 | 15.2 | 8.1 | 32600 | 27200 | 83.44% | 1.8 | 0 | 9 |  |  |  | No | R-410A | 2.5 | Residential & Commercial | No
215293678 | Central HP <5.4 tons | AIRQUEST | HRCU-A-CB (Split System: Heat Pump with Remote Outdoor Unit-Air-Source) | DLCURAH30ABK | ADP |  | HG48936 | *92MSN1202420A* | 30000 | 15.2 | 8.1 | 32600 | 27200 | 83.44% | 1.8 | 0 | 9 |  |  |  | No | R-410A | 2.5 | Residential & Commercial | No
215293903 | Central HP <5.4 tons | AIRQUEST | HRCU-A-CB (Split System: Heat Pump with Remote Outdoor Unit-Air-Source) | DLCURAH30ABK | ADP |  | H,GE9J936 | *96MSN0802120A* | 29800 | 15.2 | 8.1 | 32600 | 27200 | 83.44% | 1.8 | 0 | 9 |  |  |  | No | R-410A | 2.4833 | Residential & Commercial | No
215293928 | Central HP <5.4 tons | AIRQUEST | HRCU-A-CB (Split System: Heat Pump with Remote Outdoor Unit-Air-Source) | DLCURAH30ABK | ADP |  | H,GE33936 | *96MSN1002120A* | 29800 | 15.2 | 8.5 | 32400 | 27000 | 83.33% | 1.8 | 0 | 8.5 |  |  |  | No | R-410A | 2.4833 | Residential & Commercial | No
215293937 | Central HP <5.4 tons | AIRQUEST | HRCU-A-CB (Split System: Heat Pump with Remote Outdoor Unit-Air-Source) | DLCURAH30ABK | ADP |  | HE35936 | *96MSN1002120A* | 30200 | 15.2 | 8.5 | 32400 | 27000 | 83.33% | 1.8 | 0 | 9 |  |  |  | No | R-410A | 2.5167 | Residential & Commercial | No
215293978 | Central HP <5.4 tons | AIRQUEST | HRCU-A-CB (Split System: Heat Pump with Remote Outdoor Unit-Air-Source) | DLCURAH30ABK | ADP |  | HE33936 | *96MSN1202422A* | 29400 | 15.2 | 8.1 | 32600 | 27200 | 83.44% | 1.8 | 0 | 8.5 |  |  |  | No | R-410A | 2.45 | Residential & Commercial | No
215293996 | Central HP <5.4 tons | AIRQUEST | HRCU-A-CB (Split System: Heat Pump with Remote Outdoor Unit-Air-Source) | DLCURAH30ABK | ADP |  | HG8J936 | *96MSN1202422A* | 29800 | 15.2 | 8.1 | 32600 | 27200 | 83.44% | 1.8 | 0 | 9 |  |  |  | No | R-410A | 2.4833 | Residential & Commercial | No
215294219 | Central HP <5.4 tons | AIRQUEST | HRCU-A-CB (Split System: Heat Pump with Remote Outdoor Unit-Air-Source) | DLCURAH30ABK | ADP |  | H,GG48936 | *96VTN0802120A* | 29600 | 15.2 | 8.1 | 32000 | 27000 | 84.38% | 1.78 | 0 | 9 |  |  |  | No | R-410A | 2.4667 | Residential & Commercial | No
215294230 | Central HP <5.4 tons | AIRQUEST | HRCU-A-CB (Split System: Heat Pump with Remote Outdoor Unit-Air-Source) | DLCURAH30ABK | ADP |  | H,GG1K936 | *96VTN0802120A* | 29600 | 15.2 | 8.1 | 32000 | 27000 | 84.38% | 1.78 | 0 | 9 |  |  |  | No | R-410A | 2.4667 | Residential & Commercial | No
215294269 | Central HP <5.4 tons | AIRQUEST | HRCU-A-CB (Split System: Heat Pump with Remote Outdoor Unit-Air-Source) | DLCURAH30ABK | ADP |  | HG48936 | *96VTN0802120B* | 29800 | 15.2 | 8.5 | 31800 | 26000 | 81.76% | 1.86 | 0 | 8.5 |  |  |  | No | R-410A | 2.4833 | Residential & Commercial | No
215294398 | Central HP <5.4 tons | AIRQUEST | HRCU-A-CB (Split System: Heat Pump with Remote Outdoor Unit-Air-Source) | DLCURAH30ABK | ADP |  | HE32936 | *96VTN1002122A* | 29000 | 15.2 | 8.1 | 32200 | 27400 | 85.09% | 1.76 | 0 | 8.5 |  |  |  | No | R-410A | 2.4167 | Residential & Commercial | No
215294430 | Central HP <5.4 tons | AIRQUEST | HRCU-A-CB (Split System: Heat Pump with Remote Outdoor Unit-Air-Source) | DLCURAH30ABK | ADP |  | H,GE80936 | *96VTN1002122A* | 30000 | 15.2 | 8.1 | 32400 | 26800 | 82.72% | 1.8 | 0 | 9 |  |  |  | No | R-410A | 2.5 | Residential & Commercial | No
215294446 | Central HP <5.4 tons | AIRQUEST | HRCU-A-CB (Split System: Heat Pump with Remote Outdoor Unit-Air-Source) | DLCURAH30ABK | ADP |  | H,GE32936 | *96VTN1002122B* | 29400 | 15.2 | 8.1 | 32600 | 27600 | 84.66% | 1.78 | 0 | 8.5 |  |  |  | No | R-410A | 2.45 | Residential & Commercial | No
215293536 | Central HP <5.4 tons | AIRQUEST | HRCU-A-CB (Split System: Heat Pump with Remote Outdoor Unit-Air-Source) | DLCURAH30ABK | ADP |  | HG8J936 | *92MSN0801716A* | 29600 | 15.2 | 8.1 | 32400 | 27600 | 85.19% | 1.78 | 0 | 9 |  |  |  | No | R-410A | 2.4667 | Residential & Commercial | No
215293575 | Central HP <5.4 tons | AIRQUEST | HRCU-A-CB (Split System: Heat Pump with Remote Outdoor Unit-Air-Source) | DLCURAH30ABK | ADP |  | HE35936 | *92MSN0802120A* | 30200 | 15.2 | 8.1 | 32600 | 27000 | 82.82% | 1.8 | 0 | 9 |  |  |  | No | R-410A | 2.5167 | Residential & Commercial | No
215293634 | Central HP <5.4 tons | AIRQUEST | HRCU-A-CB (Split System: Heat Pump with Remote Outdoor Unit-Air-Source) | DLCURAH30ABK | ADP |  | H,GE8J936 | *92MSN1002120A* | 30000 | 15.2 | 8.1 | 32600 | 27000 | 82.82% | 1.8 | 0 | 9 |  |  |  | No | R-410A | 2.5 | Residential & Commercial | No
215292458 | Central HP <5.4 tons | AIRQUEST | HRCU-A-CB (Split System: Heat Pump with Remote Outdoor Unit-Air-Source) | DLCURAH24ABK | ADP |  | H,GE30924 | *96MSN0801716A* | 21600 | 17 | 8.75 | 27600 | 24800 | 89.86% | 2.04 | 0 | 9 |  |  |  | No | R-410A | 1.8 | Residential & Commercial | No
215292533 | Central HP <5.4 tons | AIRQUEST | HRCU-A-CB (Split System: Heat Pump with Remote Outdoor Unit-Air-Source) | DLCURAH24ABK | ADP |  | H,GG31924 | *96VTN0401410A* | 23000 | 15.2 | 8.5 | 25000 | 23600 | 94.4% | 1.96 | 0 | 9.5 |  |  |  | No | R-410A | 1.9167 | Residential & Commercial | No
215292217 | Central HP <5.4 tons | AIRQUEST | HRCU-A-CB (Split System: Heat Pump with Remote Outdoor Unit-Air-Source) | DLCURAH24ABK | ADP |  | H,GE22936 | *96MSN0401410A* | 22200 | 15.2 | 8.5 | 25400 | 24800 | 97.64% | 2.1 | 0 | 9.5 |  |  |  | No | R-410A | 1.85 | Residential & Commercial | No
215292224 | Central HP <5.4 tons | AIRQUEST | HRCU-A-CB (Split System: Heat Pump with Remote Outdoor Unit-Air-Source) | DLCURAH24ABK | ADP |  | H,GE31924 | *96MSN0401410A* | 22600 | 16 | 8.5 | 25400 | 24800 | 97.64% | 2.1 | 0 | 9.5 |  |  |  | No | R-410A | 1.8833 | Residential & Commercial | No
213297992 | Central HP <5.4 tons | JOHNSON CONTROLS | HRCU-A-CB (Split System: Heat Pump with Remote Outdoor Unit-Air-Source) | HMH72B341 |  |  | XAHB36DBCN1 | Z8ES100B12SMPS1 | 33400 | 17.5 | 8.1 | 32800 | 23200 | 70.73% | 2.02 | 0 | 9.5 |  |  |  | No | R-410A | 2.7833 | Residential & Commercial | No
213296822 | Central HP <5.4 tons | JOHNSON CONTROLS | HRCU-A-CB (Split System: Heat Pump with Remote Outdoor Unit-Air-Source) | HMH72B341 |  |  | XAFC36DXXN1+TXV | Z9ES060B12SMPS1 | 34000 | 17.5 | 8.1 | 33400 | 24000 | 71.86% | 2.06 | 0 | 9.5 |  |  |  | No | R-410A | 2.8333 | Residential & Commercial | No
213296897 | Central HP <5.4 tons | JOHNSON CONTROLS | HRCU-A-CB (Split System: Heat Pump with Remote Outdoor Unit-Air-Source) | HMH72B341 |  |  | XAFC36DXXN1+TXV | Z8ES100C16SMPS1 | 34000 | 18 | 8.5 | 33400 | 24400 | 73.05% | 2.12 | 0 | 9.5 |  |  |  | No | R-410A | 2.8333 | Residential & Commercial | No
212517485 | Central HP <5.4 tons | YORK | HRCU-A-CB (Split System: Heat Pump with Remote Outdoor Unit-Air-Source) | HMH72B341 | ADP |  | CH367C9 | TM8Y100C20MP11 | 33600 | 18 | 8.5 | 32400 | 23200 | 71.6% | 2.06 | 0 | 9.5 |  |  |  | No | R-410A | 2.8 | Residential & Commercial | No
212517487 | Central HP <5.4 tons | YORK | HRCU-A-CB (Split System: Heat Pump with Remote Outdoor Unit-Air-Source) | HMH72B341 | ADP |  | CV365*9 | TM8Y120C20MP11 | 33600 | 18 | 8.5 | 32400 | 23200 | 71.6% | 2.06 | 0 | 9.5 |  |  |  | No | R-410A | 2.8 | Residential & Commercial | No
212517494 | Central HP <5.4 tons | YORK | HRCU-A-CB (Split System: Heat Pump with Remote Outdoor Unit-Air-Source) | HMH72B341 | ADP |  | CV365*9 | TM9Y100C20MP11 | 33600 | 15.2 | 8.4 | 32400 | 24000 | 74.07% | 2.04 | 0 | 9 |  |  |  | No | R-410A | 2.8 | Residential & Commercial | No
213296902 | Central HP <5.4 tons | JOHNSON CONTROLS | HRCU-A-CB (Split System: Heat Pump with Remote Outdoor Unit-Air-Source) | HMH72B341 |  |  | XAFC36DXXN1+TXV | Z8ES100C16LMPS1 | 34000 | 18 | 8.5 | 33400 | 24400 | 73.05% | 2.12 | 0 | 9.5 |  |  |  | No | R-410A | 2.8333 | Residential & Commercial | No
215291868 | Central HP <5.4 tons | AIRQUEST | HRCU-A-CB (Split System: Heat Pump with Remote Outdoor Unit-Air-Source) | DLCURAH24ABK | ADP |  | H,GE32930 | *92MSN0401712A* | 23000 | 16 | 8.5 | 24800 | 23600 | 95.16% | 1.96 | 0 | 9.5 |  |  |  | No | R-410A | 1.9167 | Residential & Commercial | No
215293661 | Central HP <5.4 tons | AIRQUEST | HRCU-A-CB (Split System: Heat Pump with Remote Outdoor Unit-Air-Source) | DLCURAH30ABK | ADP |  | H,GG33936 | *92MSN1202420A* | 29600 | 15.2 | 8.1 | 32600 | 27200 | 83.44% | 1.8 | 0 | 8.5 |  |  |  | No | R-410A | 2.4667 | Residential & Commercial | No
215293677 | Central HP <5.4 tons | AIRQUEST | HRCU-A-CB (Split System: Heat Pump with Remote Outdoor Unit-Air-Source) | DLCURAH30ABK | ADP |  | H,GG48936 | *92MSN1202420A* | 30000 | 15.2 | 8.1 | 32600 | 27200 | 83.44% | 1.8 | 0 | 9 |  |  |  | No | R-410A | 2.5 | Residential & Commercial | No
215293679 | Central HP <5.4 tons | AIRQUEST | HRCU-A-CB (Split System: Heat Pump with Remote Outdoor Unit-Air-Source) | DLCURAH30ABK | ADP |  | HG7J936 | *92MSN1202420A* | 29400 | 15.2 | 8.1 | 32600 | 27200 | 83.44% | 1.8 | 0 | 8.5 |  |  |  | No | R-410A | 2.45 | Residential & Commercial | No
215293686 | Central HP <5.4 tons | AIRQUEST | HRCU-A-CB (Split System: Heat Pump with Remote Outdoor Unit-Air-Source) | DLCURAH30ABK | ADP |  | HG9J936 | *92MSN1202420A* | 30000 | 15.2 | 8.1 | 32600 | 27200 | 83.44% | 1.8 | 0 | 9 |  |  |  | No | R-410A | 2.5 | Residential & Commercial | No
215293886 | Central HP <5.4 tons | AIRQUEST | HRCU-A-CB (Split System: Heat Pump with Remote Outdoor Unit-Air-Source) | DLCURAH30ABK | ADP |  | HG35936 | *96MSN0802120A* | 29800 | 15.2 | 8.1 | 32600 | 27200 | 83.44% | 1.8 | 0 | 9 |  |  |  | No | R-410A | 2.4833 | Residential & Commercial | No
215293927 | Central HP <5.4 tons | AIRQUEST | HRCU-A-CB (Split System: Heat Pump with Remote Outdoor Unit-Air-Source) | DLCURAH30ABK | ADP |  | HG33936 | *96MSN1002120A* | 29800 | 15.2 | 8.5 | 32400 | 27000 | 83.33% | 1.8 | 0 | 8.5 |  |  |  | No | R-410A | 2.4833 | Residential & Commercial | No
215293995 | Central HP <5.4 tons | AIRQUEST | HRCU-A-CB (Split System: Heat Pump with Remote Outdoor Unit-Air-Source) | DLCURAH30ABK | ADP |  | HE7J936 | *96MSN1202422A* | 29400 | 15.2 | 8.1 | 32600 | 27200 | 83.44% | 1.8 | 0 | 8.5 |  |  |  | No | R-410A | 2.45 | Residential & Commercial | No
215294211 | Central HP <5.4 tons | AIRQUEST | HRCU-A-CB (Split System: Heat Pump with Remote Outdoor Unit-Air-Source) | DLCURAH30ABK | ADP |  | H,GG35936 | *96VTN0802120A* | 29600 | 15.2 | 8.1 | 32000 | 27000 | 84.38% | 1.78 | 0 | 9 |  |  |  | No | R-410A | 2.4667 | Residential & Commercial | No
213297137 | Central HP <5.4 tons | JOHNSON CONTROLS | HRCU-A-CB (Split System: Heat Pump with Remote Outdoor Unit-Air-Source) | HMH72B341 |  |  | XAUC48FXXN1+TXV | Z8ES120C16LMPS1 | 34000 | 16.5 | 8.5 | 32800 | 23400 | 71.34% | 2.1 | 0 | 9.5 |  |  |  | No | R-410A | 2.8333 | Residential & Commercial | No
215292147 | Central HP <5.4 tons | AIRQUEST | HRCU-A-CB (Split System: Heat Pump with Remote Outdoor Unit-Air-Source) | DLCURAH24ABK | ADP |  | HE30924 | *92MSN1002120A* | 22400 | 17 | 8.5 | 24600 | 23200 | 94.31% | 1.96 | 0 | 9.5 |  |  |  | No | R-410A | 1.8667 | Residential & Commercial | No
215292172 | Central HP <5.4 tons | AIRQUEST | HRCU-A-CB (Split System: Heat Pump with Remote Outdoor Unit-Air-Source) | DLCURAH24ABK | ADP |  | H,GE31924 | *96MSN0261410A* | 23000 | 16 | 8.5 | 25400 | 25800 | 101.6% | 2.2 | 0 | 9.5 |  |  |  | No | R-410A | 1.9167 | Residential & Commercial | No
215292199 | Central HP <5.4 tons | AIRQUEST | HRCU-A-CB (Split System: Heat Pump with Remote Outdoor Unit-Air-Source) | DLCURAH24ABK | ADP |  | HE30924 | *96MSN0261410A* | 22600 | 16 | 8.5 | 25400 | 25800 | 101.6% | 2.2 | 0 | 9.5 |  |  |  | No | R-410A | 1.8833 | Residential & Commercial | No
215292274 | Central HP <5.4 tons | AIRQUEST | HRCU-A-CB (Split System: Heat Pump with Remote Outdoor Unit-Air-Source) | DLCURAH24ABK | ADP |  | H,GG31930 | *96MSN0401712A* | 22800 | 15.2 | 8.5 | 25600 | 24400 | 95.31% | 2.04 | 0 | 9.5 |  |  |  | No | R-410A | 1.9 | Residential & Commercial | No
215294589 | Central HP <5.4 tons | AIRQUEST | HRCU-A-CB (Split System: Heat Pump with Remote Outdoor Unit-Air-Source) | DLCURAH36ABK | ADP |  | H,GG33936 | *92MSN0601412A* | 35000 | 15.2 | 8.1 | 36800 | 34800 | 94.57% | 1.82 | 0 | 9.5 |  |  |  | No | R-410A | 2.9167 | Residential & Commercial | No
215291855 | Central HP <5.4 tons | AIRQUEST | HRCU-A-CB (Split System: Heat Pump with Remote Outdoor Unit-Air-Source) | DLCURAH24ABK | ADP |  | H,GG24936 | *92MSN0401712A* | 23000 | 16 | 8.5 | 24800 | 23600 | 95.16% | 1.96 | 0 | 9.5 |  |  |  | No | R-410A | 1.9167 | Residential & Commercial | No
215291871 | Central HP <5.4 tons | AIRQUEST | HRCU-A-CB (Split System: Heat Pump with Remote Outdoor Unit-Air-Source) | DLCURAH24ABK | ADP |  | H,GG33936 | *92MSN0401712A* | 23200 | 16 | 8.5 | 24800 | 23600 | 95.16% | 1.96 | 0 | 9.5 |  |  |  | No | R-410A | 1.9333 | Residential & Commercial | No
213297467 | Central HP <5.4 tons | JOHNSON CONTROLS | HRCU-A-CB (Split System: Heat Pump with Remote Outdoor Unit-Air-Source) | HMH72B341 |  |  | XAFC30CXXN1+TXV | Z9ES080B12SMPS1 | 32600 | 17 | 8.1 | 33000 | 23200 | 70.3% | 2.02 | 0 | 9.5 |  |  |  | No | R-410A | 2.7167 | Residential & Commercial | No
213297692 | Central HP <5.4 tons | JOHNSON CONTROLS | HRCU-A-CB (Split System: Heat Pump with Remote Outdoor Unit-Air-Source) | HMH72B341 |  |  | XAFC36DXXN1+TXV | Z9ET060B12SMPS1 | 34000 | 18.5 | 8.1 | 33400 | 24000 | 71.86% | 2.06 | 0 | 9.5 |  |  |  | No | R-410A | 2.8333 | Residential & Commercial | No
213297767 | Central HP <5.4 tons | JOHNSON CONTROLS | HRCU-A-CB (Split System: Heat Pump with Remote Outdoor Unit-Air-Source) | HMH72B341 |  |  | XAFC30CXXN1+TXV | Z8ES120C20LMPS1 | 33000 | 17.5 | 8.5 | 33000 | 23400 | 70.91% | 2.04 | 0 | 9.5 |  |  |  | No | R-410A | 2.75 | Residential & Commercial | No
213297827 | Central HP <5.4 tons | JOHNSON CONTROLS | HRCU-A-CB (Split System: Heat Pump with Remote Outdoor Unit-Air-Source) | HMH72B341 |  |  | XAFB30CXXN1+TXV | Z8ES080B12LMPS1 | 33000 | 18 | 8.5 | 33000 | 23400 | 70.91% | 2.04 | 0 | 9.5 |  |  |  | No | R-410A | 2.75 | Residential & Commercial | No
213297967 | Central HP <5.4 tons | JOHNSON CONTROLS | HRCU-A-CB (Split System: Heat Pump with Remote Outdoor Unit-Air-Source) | HMH72B341 |  |  | XAHC36DXXN1+TXV | Z8ES100C16LMPS1 | 34000 | 17.5 | 8.1 | 33400 | 24000 | 71.86% | 2.08 | 0 | 9.5 |  |  |  | No | R-410A | 2.8333 | Residential & Commercial | No
213297247 | Central HP <5.4 tons | JOHNSON CONTROLS | HRCU-A-CB (Split System: Heat Pump with Remote Outdoor Unit-Air-Source) | HMH72B341 |  |  | XAFB36DXXN1+TXV | Z9ET040A10SMPS1 | 34000 | 18 | 8.1 | 33400 | 23800 | 71.26% | 2.04 | 0 | 9.5 |  |  |  | No | R-410A | 2.8333 | Residential & Commercial | No
213297447 | Central HP <5.4 tons | JOHNSON CONTROLS | HRCU-A-CB (Split System: Heat Pump with Remote Outdoor Unit-Air-Source) | HMH72B341 |  |  | XAFB36DBCN1 | Z9ET060B12SMPS1 | 33800 | 17.5 | 8.5 | 33400 | 23400 | 70.06% | 2 | 0 | 9.5 |  |  |  | No | R-410A | 2.8167 | Residential & Commercial | No
213298007 | Central HP <5.4 tons | JOHNSON CONTROLS | HRCU-A-CB (Split System: Heat Pump with Remote Outdoor Unit-Air-Source) | HMH72B341 |  |  | XAHC36DXXN1+TXV | Z8ES080C20LMPS1 | 34000 | 17.5 | 8.1 | 33400 | 23600 | 70.66% | 2.08 | 0 | 9.5 |  |  |  | No | R-410A | 2.8333 | Residential & Commercial | No
213297517 | Central HP <5.4 tons | JOHNSON CONTROLS | HRCU-A-CB (Split System: Heat Pump with Remote Outdoor Unit-Air-Source) | HMH72B341 |  |  | XAFC36DBCN1 | Z8ET080B12LMPS1 | 34000 | 18.5 | 8.1 | 33400 | 24000 | 71.86% | 2.08 | 0 | 9.5 |  |  |  | No | R-410A | 2.8333 | Residential & Commercial | No
213297572 | Central HP <5.4 tons | JOHNSON CONTROLS | HRCU-A-CB (Split System: Heat Pump with Remote Outdoor Unit-Air-Source) | HMH72B341 |  |  | XAHC36DBCN1 | Z8ES100B12SMPS1 | 33400 | 17.5 | 8.1 | 32800 | 23200 | 70.73% | 2.02 | 0 | 9.5 |  |  |  | No | R-410A | 2.7833 | Residential & Commercial | No
213297897 | Central HP <5.4 tons | JOHNSON CONTROLS | HRCU-A-CB (Split System: Heat Pump with Remote Outdoor Unit-Air-Source) | HMH72B341 |  |  | XAFB36DXXN1+TXV | Z9ES060A10SMPS1 | 33400 | 18.5 | 8.1 | 32800 | 23200 | 70.73% | 2.02 | 0 | 9.5 |  |  |  | No | R-410A | 2.7833 | Residential & Commercial | No
215294721 | Central HP <5.4 tons | AIRQUEST | HRCU-A-CB (Split System: Heat Pump with Remote Outdoor Unit-Air-Source) | DLCURAH36ABK | ADP |  | H,GE23936 | *92MSN0802120A* | 33400 | 16 | 8.1 | 36800 | 34800 | 94.57% | 1.82 | 0 | 9 |  |  |  | No | R-410A | 2.7833 | Residential & Commercial | No
213738524 | Central HP <5.4 tons | DAY & NIGHT | HRCU-A-CB (Split System: Heat Pump with Remote Outdoor Unit-Air-Source) | DLCURAH36ABK | ADP |  | FG33936 | *92MSN0601412A* | 35000 | 15.2 | 8.1 | 36800 | 34800 | 94.57% | 1.82 | 0 | 9.5 |  |  |  | No | R-410A | 2.9167 | Residential & Commercial | No
213738533 | Central HP <5.4 tons | DAY & NIGHT | HRCU-A-CB (Split System: Heat Pump with Remote Outdoor Unit-Air-Source) | DLCURAH36ABK | ADP |  | FG32936 | *92MSN0601714A* | 34800 | 16 | 8.1 | 36800 | 34800 | 94.57% | 1.82 | 0 | 9.5 |  |  |  | No | R-410A | 2.9 | Residential & Commercial | No
215294971 | Central HP <5.4 tons | AIRQUEST | HRCU-A-CB (Split System: Heat Pump with Remote Outdoor Unit-Air-Source) | DLCURAH36ABK | ADP |  | H,GE34936 | *96MSN0601716A* | 35200 | 15.2 | 8.5 | 36800 | 34800 | 94.57% | 1.88 | 0 | 9.5 |  |  |  | No | R-410A | 2.9333 | Residential & Commercial | No
215295016 | Central HP <5.4 tons | AIRQUEST | HRCU-A-CB (Split System: Heat Pump with Remote Outdoor Unit-Air-Source) | DLCURAH36ABK | ADP |  | H,GG35936 | *96MSN0801716A* | 34600 | 16 | 8.1 | 36800 | 34600 | 94.02% | 1.98 | 0 | 9.5 |  |  |  | No | R-410A | 2.8833 | Residential & Commercial | No
215295091 | Central HP <5.4 tons | AIRQUEST | HRCU-A-CB (Split System: Heat Pump with Remote Outdoor Unit-Air-Source) | DLCURAH36ABK | ADP |  | HG32936 | *96MSN1002120A* | 34200 | 16 | 8.5 | 36200 | 34200 | 94.48% | 2.04 | 0 | 9.5 |  |  |  | No | R-410A | 2.85 | Residential & Commercial | No
215295175 | Central HP <5.4 tons | AIRQUEST | HRCU-A-CB (Split System: Heat Pump with Remote Outdoor Unit-Air-Source) | DLCURAH36ABK | ADP |  | H,GE24936 | *96MSN1202422A* | 33000 | 16 | 8.45 | 36200 | 34200 | 94.48% | 2 | 0 | 9 |  |  |  | No | R-410A | 2.75 | Residential & Commercial | No
213297997 | Central HP <5.4 tons | JOHNSON CONTROLS | HRCU-A-CB (Split System: Heat Pump with Remote Outdoor Unit-Air-Source) | HMH72B341 |  |  | XAHB36DBCN1 | Z8ES100B12LMPS1 | 33400 | 17.5 | 8.1 | 32800 | 23200 | 70.73% | 2.02 | 0 | 9.5 |  |  |  | No | R-410A | 2.7833 | Residential & Commercial | No
213298012 | Central HP <5.4 tons | JOHNSON CONTROLS | HRCU-A-CB (Split System: Heat Pump with Remote Outdoor Unit-Air-Source) | HMH72B341 |  |  | XAHC36DBCN1 | Z8ES080C20SMPS1 | 34000 | 17.5 | 8.1 | 33400 | 23600 | 70.66% | 2.08 | 0 | 9.5 |  |  |  | No | R-410A | 2.8333 | Residential & Commercial | No
213296842 | Central HP <5.4 tons | JOHNSON CONTROLS | HRCU-A-CB (Split System: Heat Pump with Remote Outdoor Unit-Air-Source) | HMH72B341 |  |  | XAFC30CXXN1+TXV | Z8ET100C20LMPS1 | 33600 | 18.5 | 8.5 | 33000 | 23200 | 70.3% | 2.08 | 0 | 9.5 |  |  |  | No | R-410A | 2.8 | Residential & Commercial | No
213296877 | Central HP <5.4 tons | JOHNSON CONTROLS | HRCU-A-CB (Split System: Heat Pump with Remote Outdoor Unit-Air-Source) | HMH72B341 |  |  | XAFC36DXXN1+TXV | Z8ES120C16SMPS1 | 34000 | 18 | 8.5 | 33400 | 24400 | 73.05% | 2.12 | 0 | 9.5 |  |  |  | No | R-410A | 2.8333 | Residential & Commercial | No
213296857 | Central HP <5.4 tons | JOHNSON CONTROLS | HRCU-A-CB (Split System: Heat Pump with Remote Outdoor Unit-Air-Source) | HMH72B341 |  |  | XAFC36DXXN1+TXV | Z8ES120C20SMPS1 | 34000 | 17.5 | 8.5 | 34000 | 24600 | 72.35% | 2.12 | 0 | 9.5 |  |  |  | No | R-410A | 2.8333 | Residential & Commercial | No
215679744 | Central HP <5.4 tons | BRYANT HEATING AND COOLING SYSTEMS | HRCU-A-CB (Split System: Heat Pump with Remote Outdoor Unit-Air-Source) | 290VAN036**AA* |  |  | CSAH*3612AM*+UI | 987TA42080C17*** | 33400 | 16 | 8.5 | 36000 | 25600 | 71.11% | 1.76 | 0 | 9 |  |  |  | No | R-454B | 2.7833 | Residential & Commercial | No
215294597 | Central HP <5.4 tons | AIRQUEST | HRCU-A-CB (Split System: Heat Pump with Remote Outdoor Unit-Air-Source) | DLCURAH36ABK | ADP |  | H,GG35936 | *92MSN0601412A* | 35400 | 15.2 | 8.5 | 36800 | 34800 | 94.57% | 2 | 0 | 9.5 |  |  |  | No | R-410A | 2.95 | Residential & Commercial | No
215294629 | Central HP <5.4 tons | AIRQUEST | HRCU-A-CB (Split System: Heat Pump with Remote Outdoor Unit-Air-Source) | DLCURAH36ABK | ADP |  | HG32936 | *92MSN0601714A* | 34800 | 16 | 8.1 | 36800 | 34800 | 94.57% | 1.82 | 0 | 9.5 |  |  |  | No | R-410A | 2.9 | Residential & Commercial | No
215294672 | Central HP <5.4 tons | AIRQUEST | HRCU-A-CB (Split System: Heat Pump with Remote Outdoor Unit-Air-Source) | DLCURAH36ABK | ADP |  | HG32936 | *92MSN0801716A* | 34000 | 16 | 8.5 | 36200 | 34200 | 94.48% | 2.02 | 0 | 9.5 |  |  |  | No | R-410A | 2.8333 | Residential & Commercial | No
215294738 | Central HP <5.4 tons | AIRQUEST | HRCU-A-CB (Split System: Heat Pump with Remote Outdoor Unit-Air-Source) | DLCURAH36ABK | ADP |  | HE33936 | *92MSN0802120A* | 34400 | 16 | 8.5 | 36200 | 34200 | 94.48% | 2.02 | 0 | 9.5 |  |  |  | No | R-410A | 2.8667 | Residential & Commercial | No
215294788 | Central HP <5.4 tons | AIRQUEST | HRCU-A-CB (Split System: Heat Pump with Remote Outdoor Unit-Air-Source) | DLCURAH36ABK | ADP |  | H,GE24936 | *92MSN1002120A* | 34000 | 16 | 8.1 | 36800 | 34600 | 94.02% | 1.88 | 0 | 9.5 |  |  |  | No | R-410A | 2.8333 | Residential & Commercial | No
215292581 | Central HP <5.4 tons | AIRQUEST | HRCU-A-CB (Split System: Heat Pump with Remote Outdoor Unit-Air-Source) | DLCURAH24ABK | ADP |  | H,GG31930 | *96VTN0401410B* | 22600 | 16 | 8.5 | 25400 | 26600 | 104.7% | 2.28 | 0 | 9 |  |  |  | No | R-410A | 1.8833 | Residential & Commercial | No
215292615 | Central HP <5.4 tons | AIRQUEST | HRCU-A-CB (Split System: Heat Pump with Remote Outdoor Unit-Air-Source) | DLCURAH24ABK | ADP |  | HE7J936 | *96VTN0401410B* | 23000 | 16 | 8.5 | 24800 | 24400 | 98.39% | 2.06 | 0 | 9.5 |  |  |  | No | R-410A | 1.9167 | Residential & Commercial | No
215292631 | Central HP <5.4 tons | AIRQUEST | HRCU-A-CB (Split System: Heat Pump with Remote Outdoor Unit-Air-Source) | DLCURAH24ABK | ADP |  | H,GE24936 | *96VTN0401712A* | 22800 | 16 | 8.5 | 24200 | 23200 | 95.87% | 1.94 | 0 | 9.5 |  |  |  | No | R-410A | 1.9 | Residential & Commercial | No
213297032 | Central HP <5.4 tons | JOHNSON CONTROLS | HRCU-A-CB (Split System: Heat Pump with Remote Outdoor Unit-Air-Source) | HMH72B341 |  |  | XAFC36DXXN1+TXV | Z9ES100C20SMPS1 | 34000 | 17.5 | 8.5 | 33400 | 24000 | 71.86% | 2.1 | 0 | 9.5 |  |  |  | No | R-410A | 2.8333 | Residential & Commercial | No
213297062 | Central HP <5.4 tons | JOHNSON CONTROLS | HRCU-A-CB (Split System: Heat Pump with Remote Outdoor Unit-Air-Source) | HMH72B341 |  |  | XAFB30CXXN1+TXV | Z9ES060A10SMPS1 | 32400 | 18.5 | 8.1 | 33000 | 23200 | 70.3% | 2.02 | 0 | 9.5 |  |  |  | No | R-410A | 2.7 | Residential & Commercial | No
215674734 | Central HP <5.4 tons | BRYANT HEATING AND COOLING SYSTEMS | HRCU-A-CB (Split System: Heat Pump with Remote Outdoor Unit-Air-Source) | 290VAN048**AA* |  |  | CSAH*4812AM*+UI | 88*TB36045C17*** | 44000 | 15.5 | 8.5 | 50000 | 35200 | 70.4% | 1.92 | 0 | 9 |  |  |  | No | R-454B | 3.6667 | Residential & Commercial | No
215675184 | Central HP <5.4 tons | BRYANT HEATING AND COOLING SYSTEMS | HRCU-A-CB (Split System: Heat Pump with Remote Outdoor Unit-Air-Source) | 290VAN048**AA* |  |  | CSAH*6012AM*+UI | 88*TB60070C21*** | 45500 | 16.5 | 8.5 | 48000 | 33800 | 70.42% | 2.06 | 0 | 9.5 |  |  |  | No | R-454B | 3.7917 | Residential & Commercial | No
215294354 | Central HP <5.4 tons | AIRQUEST | HRCU-A-CB (Split System: Heat Pump with Remote Outdoor Unit-Air-Source) | DLCURAH30ABK | ADP |  | H,GG34936 | *96VTN1002120B* | 30200 | 15.2 | 8.5 | 32600 | 27200 | 83.44% | 1.8 | 0 | 9 |  |  |  | No | R-410A | 2.5167 | Residential & Commercial | No
215294356 | Central HP <5.4 tons | AIRQUEST | HRCU-A-CB (Split System: Heat Pump with Remote Outdoor Unit-Air-Source) | DLCURAH30ABK | ADP |  | H,GE34936 | *96VTN1002120B* | 30200 | 15.2 | 8.5 | 32600 | 27200 | 83.44% | 1.8 | 0 | 9 |  |  |  | No | R-410A | 2.5167 | Residential & Commercial | No
215294361 | Central HP <5.4 tons | AIRQUEST | HRCU-A-CB (Split System: Heat Pump with Remote Outdoor Unit-Air-Source) | DLCURAH30ABK | ADP |  | HE35936 | *96VTN1002120B* | 30200 | 15.2 | 8.5 | 32600 | 27200 | 83.44% | 1.8 | 0 | 9 |  |  |  | No | R-410A | 2.5167 | Residential & Commercial | No
215294363 | Central HP <5.4 tons | AIRQUEST | HRCU-A-CB (Split System: Heat Pump with Remote Outdoor Unit-Air-Source) | DLCURAH30ABK | ADP |  | H,GE36936 | *96VTN1002120B* | 30200 | 15.2 | 8.5 | 32600 | 27200 | 83.44% | 1.8 | 0 | 9 |  |  |  | No | R-410A | 2.5167 | Residential & Commercial | No
215294404 | Central HP <5.4 tons | AIRQUEST | HRCU-A-CB (Split System: Heat Pump with Remote Outdoor Unit-Air-Source) | DLCURAH30ABK | ADP |  | HG34936 | *96VTN1002122A* | 29600 | 15.2 | 8.1 | 32200 | 27400 | 85.09% | 1.76 | 0 | 9 |  |  |  | No | R-410A | 2.4667 | Residential & Commercial | No
215294406 | Central HP <5.4 tons | AIRQUEST | HRCU-A-CB (Split System: Heat Pump with Remote Outdoor Unit-Air-Source) | DLCURAH30ABK | ADP |  | HE34936 | *96VTN1002122A* | 29600 | 15.2 | 8.1 | 32200 | 27400 | 85.09% | 1.76 | 0 | 9 |  |  |  | No | R-410A | 2.4667 | Residential & Commercial | No
215294447 | Central HP <5.4 tons | AIRQUEST | HRCU-A-CB (Split System: Heat Pump with Remote Outdoor Unit-Air-Source) | DLCURAH30ABK | ADP |  | HE32936 | *96VTN1002122B* | 29400 | 15.2 | 8.1 | 32600 | 27600 | 84.66% | 1.78 | 0 | 8.5 |  |  |  | No | R-410A | 2.45 | Residential & Commercial | No
215294454 | Central HP <5.4 tons | AIRQUEST | HRCU-A-CB (Split System: Heat Pump with Remote Outdoor Unit-Air-Source) | DLCURAH30ABK | ADP |  | H,GE34936 | *96VTN1002122B* | 29800 | 15.2 | 8.1 | 32600 | 27200 | 83.44% | 1.8 | 0 | 9 |  |  |  | No | R-410A | 2.4833 | Residential & Commercial | No
211194293 | Central HP <5.4 tons | CARRIER | HRCU-A-CB (Split System: Heat Pump with Remote Outdoor Unit-Air-Source) | 38MURAQ30AB3* |  |  | FMA4X30**AL* |  | 31200 | 15.5 | 8.5 | 35400 | 26800 | 75.71% | 1.86 | 0 | 9 |  |  |  | No | R-410A | 2.6 | Residential & Commercial | No
212520273 | Central HP <5.4 tons | CARRIER | HRCU-A-CB (Split System: Heat Pump with Remote Outdoor Unit-Air-Source) | 38MURAQ24AB3* | ADP |  | H,PG32936 | 58TP*A070V14**12 | 24000 | 17 | 8.5 | 24600 | 22000 | 89.43% | 1.86 | 0 | 9.5 |  |  |  | No | R-410A | 2 | Residential & Commercial | No
215294874 | Central HP <5.4 tons | AIRQUEST | HRCU-A-CB (Split System: Heat Pump with Remote Outdoor Unit-Air-Source) | DLCURAH36ABK | ADP |  | H,GG24936 | *92MSN1202420A* | 34400 | 15.2 | 8.1 | 36800 | 34800 | 94.57% | 1.9 | 0 | 9.5 |  |  |  | No | R-410A | 2.8667 | Residential & Commercial | No
215294974 | Central HP <5.4 tons | AIRQUEST | HRCU-A-CB (Split System: Heat Pump with Remote Outdoor Unit-Air-Source) | DLCURAH36ABK | ADP |  | HG35936 | *96MSN0601716A* | 35200 | 15.2 | 8.5 | 36800 | 34800 | 94.57% | 1.88 | 0 | 9.5 |  |  |  | No | R-410A | 2.9333 | Residential & Commercial | No
215294988 | Central HP <5.4 tons | AIRQUEST | HRCU-A-CB (Split System: Heat Pump with Remote Outdoor Unit-Air-Source) | DLCURAH36ABK | ADP |  | HE8J936 | *96MSN0601716A* | 35200 | 15.2 | 8.5 | 36800 | 34800 | 94.57% | 1.88 | 0 | 9.5 |  |  |  | No | R-410A | 2.9333 | Residential & Commercial | No
215294990 | Central HP <5.4 tons | AIRQUEST | HRCU-A-CB (Split System: Heat Pump with Remote Outdoor Unit-Air-Source) | DLCURAH36ABK | ADP |  | HG9J936 | *96MSN0601716A* | 35200 | 15.2 | 8.5 | 36800 | 34800 | 94.57% | 1.88 | 0 | 9.5 |  |  |  | No | R-410A | 2.9333 | Residential & Commercial | No
215294997 | Central HP <5.4 tons | AIRQUEST | HRCU-A-CB (Split System: Heat Pump with Remote Outdoor Unit-Air-Source) | DLCURAH36ABK | ADP |  | H,GG81936 | *96MSN0601716A* | 35600 | 15.2 | 8.5 | 36400 | 34400 | 94.51% | 2.04 | 0 | 9.5 |  |  |  | No | R-410A | 2.9667 | Residential & Commercial | No
215292658 | Central HP <5.4 tons | AIRQUEST | HRCU-A-CB (Split System: Heat Pump with Remote Outdoor Unit-Air-Source) | DLCURAH24ABK | ADP |  | H,GG30924 | *96VTN0401712A* | 22200 | 15.2 | 8.5 | 24800 | 25600 | 103.2% | 2.18 | 0 | 9 |  |  |  | No | R-410A | 1.85 | Residential & Commercial | No
215292676 | Central HP <5.4 tons | AIRQUEST | HRCU-A-CB (Split System: Heat Pump with Remote Outdoor Unit-Air-Source) | DLCURAH24ABK | ADP |  | H,GE23936 | *96VTN0401712B* | 22400 | 16 | 8.5 | 24600 | 24000 | 97.56% | 2.02 | 0 | 9.5 |  |  |  | No | R-410A | 1.8667 | Residential & Commercial | No
215292733 | Central HP <5.4 tons | AIRQUEST | HRCU-A-CB (Split System: Heat Pump with Remote Outdoor Unit-Air-Source) | DLCURAH24ABK | ADP |  | H,GE31924 | *96VTN0601412A* | 22800 | 16 | 8.5 | 24800 | 25200 | 101.6% | 2.14 | 0 | 9.5 |  |  |  | No | R-410A | 1.9 | Residential & Commercial | No
215292758 | Central HP <5.4 tons | AIRQUEST | HRCU-A-CB (Split System: Heat Pump with Remote Outdoor Unit-Air-Source) | DLCURAH24ABK | ADP |  | H,GE30924 | *96VTN0601412A* | 22400 | 16 | 8.5 | 24800 | 25200 | 101.6% | 2.14 | 0 | 9.5 |  |  |  | No | R-410A | 1.8667 | Residential & Commercial | No
215292774 | Central HP <5.4 tons | AIRQUEST | HRCU-A-CB (Split System: Heat Pump with Remote Outdoor Unit-Air-Source) | DLCURAH24ABK | ADP |  | H,GE22936 | *96VTN0601412B* | 22400 | 16 | 8.5 | 25200 | 26400 | 104.8% | 2.28 | 0 | 9.5 |  |  |  | No | R-410A | 1.8667 | Residential & Commercial | No
215292776 | Central HP <5.4 tons | AIRQUEST | HRCU-A-CB (Split System: Heat Pump with Remote Outdoor Unit-Air-Source) | DLCURAH24ABK | ADP |  | H,GG24936 | *96VTN0601412B* | 23000 | 17 | 8.5 | 24600 | 23600 | 95.93% | 2 | 0 | 9.5 |  |  |  | No | R-410A | 1.9167 | Residential & Commercial | No
215679254 | Central HP <5.4 tons | BRYANT HEATING AND COOLING SYSTEMS | HRCU-A-CB (Split System: Heat Pump with Remote Outdoor Unit-Air-Source) | 290VAN036**AA* |  |  | CAA**3717AM*+UI | 987TA42060C17*** | 33600 | 17 | 9 | 36000 | 25800 | 71.67% | 1.88 | 0 | 9 |  |  |  | No | R-454B | 2.8 | Residential & Commercial | No
215679974 | Central HP <5.4 tons | BRYANT HEATING AND COOLING SYSTEMS | HRCU-A-CB (Split System: Heat Pump with Remote Outdoor Unit-Air-Source) | 290VAN036**AA* |  |  | CSAH*6012AM*+UI | 987TA42080C17*** | 34400 | 16 | 8.5 | 34800 | 25000 | 71.84% | 1.78 | 0 | 9.5 |  |  |  | No | R-454B | 2.8667 | Residential & Commercial | No
215291964 | Central HP <5.4 tons | AIRQUEST | HRCU-A-CB (Split System: Heat Pump with Remote Outdoor Unit-Air-Source) | DLCURAH24ABK | ADP |  | H,GE31924 | *92MSN0601714A* | 23000 | 17 | 8.5 | 25200 | 26000 | 103.2% | 2.24 | 0 | 9.5 |  |  |  | No | R-410A | 1.9167 | Residential & Commercial | No
215292579 | Central HP <5.4 tons | AIRQUEST | HRCU-A-CB (Split System: Heat Pump with Remote Outdoor Unit-Air-Source) | DLCURAH24ABK | ADP |  | H,GE24936 | *96VTN0401410B* | 23000 | 16 | 8.5 | 25400 | 26600 | 104.7% | 2.28 | 0 | 9.5 |  |  |  | No | R-410A | 1.9167 | Residential & Commercial | No
215291864 | Central HP <5.4 tons | AIRQUEST | HRCU-A-CB (Split System: Heat Pump with Remote Outdoor Unit-Air-Source) | DLCURAH24ABK | ADP |  | H,GG32930 | *92MSN0401712A* | 23000 | 16 | 8.5 | 24800 | 23600 | 95.16% | 1.96 | 0 | 9.5 |  |  |  | No | R-410A | 1.9167 | Residential & Commercial | No
215291866 | Central HP <5.4 tons | AIRQUEST | HRCU-A-CB (Split System: Heat Pump with Remote Outdoor Unit-Air-Source) | DLCURAH24ABK | ADP |  | HG32924 | *92MSN0401712A* | 23000 | 16 | 8.5 | 24800 | 23600 | 95.16% | 1.96 | 0 | 9.5 |  |  |  | No | R-410A | 1.9167 | Residential & Commercial | No
215679734 | Central HP <5.4 tons | BRYANT HEATING AND COOLING SYSTEMS | HRCU-A-CB (Split System: Heat Pump with Remote Outdoor Unit-Air-Source) | 290VAN036**AA* |  |  | CSAH*3612AM*+UI | 987TA42060C17*** | 33400 | 16 | 8.5 | 36000 | 25800 | 71.67% | 1.76 | 0 | 9 |  |  |  | No | R-454B | 2.7833 | Residential & Commercial | No
215679804 | Central HP <5.4 tons | BRYANT HEATING AND COOLING SYSTEMS | HRCU-A-CB (Split System: Heat Pump with Remote Outdoor Unit-Air-Source) | 290VAN036**AA* |  |  | CSAH*4212AM*+UI | 83*CB48060C17*** | 34000 | 16.5 | 8.5 | 35600 | 25200 | 70.79% | 1.78 | 0 | 9.5 |  |  |  | No | R-454B | 2.8333 | Residential & Commercial | No
215679904 | Central HP <5.4 tons | BRYANT HEATING AND COOLING SYSTEMS | HRCU-A-CB (Split System: Heat Pump with Remote Outdoor Unit-Air-Source) | 290VAN036**AA* |  |  | CSAH*4812AM*+UI | 987TA60080C21*** | 34200 | 16 | 8.5 | 35400 | 25200 | 71.19% | 1.88 | 0 | 9.5 |  |  |  | No | R-454B | 2.85 | Residential & Commercial | No
215295180 | Central HP <5.4 tons | AIRQUEST | HRCU-A-CB (Split System: Heat Pump with Remote Outdoor Unit-Air-Source) | DLCURAH36ABK | ADP |  | H,GG33936 | *96MSN1202422A* | 34200 | 16 | 8.5 | 36200 | 34200 | 94.48% | 2.02 | 0 | 9.5 |  |  |  | No | R-410A | 2.85 | Residential & Commercial | No
215295182 | Central HP <5.4 tons | AIRQUEST | HRCU-A-CB (Split System: Heat Pump with Remote Outdoor Unit-Air-Source) | DLCURAH36ABK | ADP |  | H,GE33936 | *96MSN1202422A* | 34200 | 16 | 8.5 | 36200 | 34200 | 94.48% | 2.02 | 0 | 9.5 |  |  |  | No | R-410A | 2.85 | Residential & Commercial | No
215295198 | Central HP <5.4 tons | AIRQUEST | HRCU-A-CB (Split System: Heat Pump with Remote Outdoor Unit-Air-Source) | DLCURAH36ABK | ADP |  | HG7J936 | *96MSN1202422A* | 34000 | 16 | 8.5 | 36200 | 34200 | 94.48% | 2.02 | 0 | 9.5 |  |  |  | No | R-410A | 2.8333 | Residential & Commercial | No
215295200 | Central HP <5.4 tons | AIRQUEST | HRCU-A-CB (Split System: Heat Pump with Remote Outdoor Unit-Air-Source) | DLCURAH36ABK | ADP |  | HE7J936 | *96MSN1202422A* | 34000 | 16 | 8.5 | 36200 | 34200 | 94.48% | 2.02 | 0 | 9.5 |  |  |  | No | R-410A | 2.8333 | Residential & Commercial | No
215674979 | Central HP <5.4 tons | BRYANT HEATING AND COOLING SYSTEMS | HRCU-A-CB (Split System: Heat Pump with Remote Outdoor Unit-Air-Source) | 290VAN048**AA* |  |  | CSAH*4812AM*+UI | 987MC42080C17*** | 44500 | 16 | 8.5 | 49500 | 34800 | 70.3% | 1.92 | 0 | 9 |  |  |  | No | R-454B | 3.7083 | Residential & Commercial | No
215675324 | Central HP <5.4 tons | BRYANT HEATING AND COOLING SYSTEMS | HRCU-A-CB (Split System: Heat Pump with Remote Outdoor Unit-Air-Source) | 290VAN048**AA* |  |  | CSAH*6012AM*+UI | 986TD66100C21*** | 45500 | 16.5 | 8.5 | 48000 | 33800 | 70.42% | 2.08 | 0 | 9.5 |  |  |  | No | R-454B | 3.7917 | Residential & Commercial | No
213297282 | Central HP <5.4 tons | JOHNSON CONTROLS | HRCU-A-CB (Split System: Heat Pump with Remote Outdoor Unit-Air-Source) | HMH72B341 |  |  | XAFB30CXXN1+TXV | Z9ES060B12SMPS1 | 32400 | 17 | 8.1 | 33000 | 23200 | 70.3% | 2.02 | 0 | 9.5 |  |  |  | No | R-410A | 2.7 | Residential & Commercial | No
213297332 | Central HP <5.4 tons | JOHNSON CONTROLS | HRCU-A-CB (Split System: Heat Pump with Remote Outdoor Unit-Air-Source) | HMH72B341 |  |  | XAHC30CXXN1+TXV | Z8ES120C16LMPS1 | 32600 | 17 | 8.5 | 32000 | 22600 | 70.62% | 2.04 | 0 | 9.5 |  |  |  | No | R-410A | 2.7167 | Residential & Commercial | No
213297457 | Central HP <5.4 tons | JOHNSON CONTROLS | HRCU-A-CB (Split System: Heat Pump with Remote Outdoor Unit-Air-Source) | HMH72B341 |  |  | XAFC36DXXN1+TXV | Z9ES080C20SMPS1 | 34000 | 17.5 | 8.5 | 33400 | 24000 | 71.86% | 2.1 | 0 | 9.5 |  |  |  | No | R-410A | 2.8333 | Residential & Commercial | No
213297757 | Central HP <5.4 tons | JOHNSON CONTROLS | HRCU-A-CB (Split System: Heat Pump with Remote Outdoor Unit-Air-Source) | HMH72B341 |  |  | XAHB30CXXN1+TXV | Z8ET080B12LMPS1 | 31800 | 18 | 8.1 | 32200 | 22600 | 70.19% | 2 | 0 | 9.5 |  |  |  | No | R-410A | 2.65 | Residential & Commercial | No
215291937 | Central HP <5.4 tons | AIRQUEST | HRCU-A-CB (Split System: Heat Pump with Remote Outdoor Unit-Air-Source) | DLCURAH24ABK | ADP |  | H,GG30924 | *92MSN0601412A* | 23000 | 16 | 9 | 25400 | 25000 | 98.43% | 2.12 | 0 | 9.5 |  |  |  | No | R-410A | 1.9167 | Residential & Commercial | No
215292976 | Central HP <5.4 tons | AIRQUEST | HRCU-A-CB (Split System: Heat Pump with Remote Outdoor Unit-Air-Source) | DLCURAH24ABK | ADP |  | H,GG31924 | *96VTN0801716B* | 23200 | 16 | 8.5 | 25400 | 25200 | 99.21% | 2.14 | 0 | 9.5 |  |  |  | No | R-410A | 1.9333 | Residential & Commercial | No
215295230 | Central HP <5.4 tons | AIRQUEST | HRCU-A-CB (Split System: Heat Pump with Remote Outdoor Unit-Air-Source) | DLCURAH36ABK | ADP |  | HE34936 | *96MSN1402422A* | 34600 | 16 | 8.5 | 36200 | 34200 | 94.48% | 2.02 | 0 | 9.5 |  |  |  | No | R-410A | 2.8833 | Residential & Commercial | No
215295380 | Central HP <5.4 tons | AIRQUEST | HRCU-A-CB (Split System: Heat Pump with Remote Outdoor Unit-Air-Source) | DLCURAH36ABK | ADP |  | H,GG32936 | *96VTN0801716A* | 34400 | 15.2 | 8.1 | 36800 | 34600 | 94.02% | 1.86 | 0 | 9 |  |  |  | No | R-410A | 2.8667 | Residential & Commercial | No
215295400 | Central HP <5.4 tons | AIRQUEST | HRCU-A-CB (Split System: Heat Pump with Remote Outdoor Unit-Air-Source) | DLCURAH36ABK | ADP |  | H,GE7J936 | *96VTN0801716A* | 34800 | 15.2 | 8.1 | 36800 | 34600 | 94.02% | 1.86 | 0 | 9 |  |  |  | No | R-410A | 2.9 | Residential & Commercial | No
215295484 | Central HP <5.4 tons | AIRQUEST | HRCU-A-CB (Split System: Heat Pump with Remote Outdoor Unit-Air-Source) | DLCURAH36ABK | ADP |  | H,GE8J936 | *96VTN0802120A* | 35000 | 16 | 8.1 | 36800 | 34600 | 94.02% | 1.86 | 0 | 9.5 |  |  |  | No | R-410A | 2.9167 | Residential & Commercial | No
213296887 | Central HP <5.4 tons | JOHNSON CONTROLS | HRCU-A-CB (Split System: Heat Pump with Remote Outdoor Unit-Air-Source) | HMH72B341 |  |  | XAFC36DBCN1 | Z8ES120C16SMPS1 | 34000 | 18 | 8.5 | 33400 | 24400 | 73.05% | 2.12 | 0 | 9.5 |  |  |  | No | R-410A | 2.8333 | Residential & Commercial | No
213297087 | Central HP <5.4 tons | JOHNSON CONTROLS | HRCU-A-CB (Split System: Heat Pump with Remote Outdoor Unit-Air-Source) | HMH72B341 |  |  | XAHC36DBCN1 | Z8ET080C16LMPS1 | 34000 | 18.5 | 8.5 | 33400 | 24000 | 71.86% | 2.1 | 0 | 9.5 |  |  |  | No | R-410A | 2.8333 | Residential & Commercial | No
212517497 | Central HP <5.4 tons | YORK | HRCU-A-CB (Split System: Heat Pump with Remote Outdoor Unit-Air-Source) | HMH72B341 | ADP |  | CH367C9 | TP9C100C20MP13 | 33400 | 17 | 8.5 | 32400 | 23200 | 71.6% | 2.06 | 0 | 9.5 |  |  |  | No | R-410A | 2.7833 | Residential & Commercial | No
215675354 | Central HP <5.4 tons | BRYANT HEATING AND COOLING SYSTEMS | HRCU-A-CB (Split System: Heat Pump with Remote Outdoor Unit-Air-Source) | 290VAN048**AA* |  |  | CVAMA4821XMA*+UI | 83*CA48060C17*** | 47000 | 18 | 9 | 50000 | 36400 | 72.8% | 1.98 | 0 | 9.5 |  |  |  | No | R-454B | 3.9167 | Residential & Commercial | No
215675754 | Central HP <5.4 tons | BRYANT HEATING AND COOLING SYSTEMS | HRCU-A-CB (Split System: Heat Pump with Remote Outdoor Unit-Air-Source) | 290VAN048**AA* |  |  | CVAMA6021XMA*+UI | 935CB48060C17*** | 47500 | 18 | 9 | 50000 | 37200 | 74.4% | 1.98 | 0 | 9.5 |  |  |  | No | R-454B | 3.9583 | Residential & Commercial | No
211239679 | Central HP <5.4 tons | CARRIER | HRCU-A-CB (Split System: Heat Pump with Remote Outdoor Unit-Air-Source) | 38MURAQ24AB3* |  |  | CAP**2417AL* | 59TP6B040V17**12 | 23000 | 15.5 | 8.5 | 26400 | 26000 | 98.48% | 2.18 | 0 | 9.5 |  |  |  | No | R-410A | 1.9167 | Residential & Commercial | No
212944463 | Central HP <5.4 tons | YORK | HRCU-A-CB (Split System: Heat Pump with Remote Outdoor Unit-Air-Source) | HMH72B341 | ADP |  | AD-33(P,U)*****9 | YP9C080B12MP13 | 34000 | 17 | 8.5 | 32400 | 24000 | 74.07% | 2.06 | 0 | 9.5 |  |  |  | No | R-410A | 2.8333 | Residential & Commercial | No
213297322 | Central HP <5.4 tons | JOHNSON CONTROLS | HRCU-A-CB (Split System: Heat Pump with Remote Outdoor Unit-Air-Source) | HMH72B341 |  |  | XAFC30CXXN1+TXV | Z8ET080B12LMPS1 | 33200 | 18.5 | 8.5 | 33000 | 23400 | 70.91% | 2.04 | 0 | 9.5 |  |  |  | No | R-410A | 2.7667 | Residential & Commercial | No
213297542 | Central HP <5.4 tons | JOHNSON CONTROLS | HRCU-A-CB (Split System: Heat Pump with Remote Outdoor Unit-Air-Source) | HMH72B341 |  |  | XAHC36DXXN1+TXV | Z8ES100C20SMPS1 | 34000 | 17 | 8.5 | 33400 | 23600 | 70.66% | 2.08 | 0 | 9.5 |  |  |  | No | R-410A | 2.8333 | Residential & Commercial | No
213297942 | Central HP <5.4 tons | JOHNSON CONTROLS | HRCU-A-CB (Split System: Heat Pump with Remote Outdoor Unit-Air-Source) | HMH72B341 |  |  | XAFD48FXXN1+TXV | Z8ES120C16SMPS1 | 34000 | 16.5 | 8.5 | 32800 | 23400 | 71.34% | 2.1 | 0 | 9.5 |  |  |  | No | R-410A | 2.8333 | Residential & Commercial | No
213297072 | Central HP <5.4 tons | JOHNSON CONTROLS | HRCU-A-CB (Split System: Heat Pump with Remote Outdoor Unit-Air-Source) | HMH72B341 |  |  | XAFC36DXXN1+TXV | Z8ET100C20LMPS1 | 34000 | 18.5 | 8.5 | 33400 | 24200 | 72.46% | 2.14 | 0 | 9.5 |  |  |  | No | R-410A | 2.8333 | Residential & Commercial | No
213297567 | Central HP <5.4 tons | JOHNSON CONTROLS | HRCU-A-CB (Split System: Heat Pump with Remote Outdoor Unit-Air-Source) | HMH72B341 |  |  | XAHC36DXXN1+TXV | Z8ES100B12LMPS1 | 33400 | 17.5 | 8.1 | 32800 | 23200 | 70.73% | 2.02 | 0 | 9.5 |  |  |  | No | R-410A | 2.7833 | Residential & Commercial | No
215675434 | Central HP <5.4 tons | BRYANT HEATING AND COOLING SYSTEMS | HRCU-A-CB (Split System: Heat Pump with Remote Outdoor Unit-Air-Source) | 290VAN048**AA* |  |  | CVAMA4821XMA*+UI | 987MC60060C21*** | 46500 | 18 | 9 | 50000 | 37000 | 74% | 1.98 | 0 | 9.5 |  |  |  | No | R-454B | 3.875 | Residential & Commercial | No
215292580 | Central HP <5.4 tons | AIRQUEST | HRCU-A-CB (Split System: Heat Pump with Remote Outdoor Unit-Air-Source) | DLCURAH24ABK | ADP |  | H,GG31924 | *96VTN0401410B* | 22600 | 16 | 8.5 | 25400 | 26600 | 104.7% | 2.28 | 0 | 9 |  |  |  | No | R-410A | 1.8833 | Residential & Commercial | No
215292680 | Central HP <5.4 tons | AIRQUEST | HRCU-A-CB (Split System: Heat Pump with Remote Outdoor Unit-Air-Source) | DLCURAH24ABK | ADP |  | H,GG31930 | *96VTN0401712B* | 22200 | 16 | 8.5 | 24600 | 23800 | 96.75% | 2 | 0 | 9.5 |  |  |  | No | R-410A | 1.85 | Residential & Commercial | No
215292696 | Central HP <5.4 tons | AIRQUEST | HRCU-A-CB (Split System: Heat Pump with Remote Outdoor Unit-Air-Source) | DLCURAH24ABK | ADP |  | HE33936 | *96VTN0401712B* | 23400 | 16 | 8.5 | 25400 | 25800 | 101.6% | 2.18 | 0 | 9.5 |  |  |  | No | R-410A | 1.95 | Residential & Commercial | No
215292983 | Central HP <5.4 tons | AIRQUEST | HRCU-A-CB (Split System: Heat Pump with Remote Outdoor Unit-Air-Source) | DLCURAH24ABK | ADP |  | H,GG32930 | *96VTN0801716B* | 22800 | 17 | 8.5 | 24600 | 24600 | 100% | 2.08 | 0 | 9.5 |  |  |  | No | R-410A | 1.9 | Residential & Commercial | No
215293008 | Central HP <5.4 tons | AIRQUEST | HRCU-A-CB (Split System: Heat Pump with Remote Outdoor Unit-Air-Source) | DLCURAH24ABK | ADP |  | HG7J936 | *96VTN0801716B* | 23000 | 17 | 8.5 | 24600 | 23600 | 95.93% | 2 | 0 | 9.5 |  |  |  | No | R-410A | 1.9167 | Residential & Commercial | No
213297347 | Central HP <5.4 tons | JOHNSON CONTROLS | HRCU-A-CB (Split System: Heat Pump with Remote Outdoor Unit-Air-Source) | HMH72B341 |  |  | XAFC36DBCN1 | Z8ES100C20SMPS1 | 34000 | 17.5 | 8.5 | 33400 | 24200 | 72.46% | 2.14 | 0 | 9.5 |  |  |  | No | R-410A | 2.8333 | Residential & Commercial | No
213297442 | Central HP <5.4 tons | JOHNSON CONTROLS | HRCU-A-CB (Split System: Heat Pump with Remote Outdoor Unit-Air-Source) | HMH72B341 |  |  | XAFB36DXXN1+TXV | Z9ET060B12SMPS1 | 34000 | 18.5 | 8.1 | 33400 | 24000 | 71.86% | 2.06 | 0 | 9.5 |  |  |  | No | R-410A | 2.8333 | Residential & Commercial | No
213297697 | Central HP <5.4 tons | JOHNSON CONTROLS | HRCU-A-CB (Split System: Heat Pump with Remote Outdoor Unit-Air-Source) | HMH72B341 |  |  | XAFC36DBCN1 | Z9ET060B12SMPS1 | 33800 | 17.5 | 8.5 | 33400 | 23400 | 70.06% | 2 | 0 | 9.5 |  |  |  | No | R-410A | 2.8167 | Residential & Commercial | No
215675374 | Central HP <5.4 tons | BRYANT HEATING AND COOLING SYSTEMS | HRCU-A-CB (Split System: Heat Pump with Remote Outdoor Unit-Air-Source) | 290VAN048**AA* |  |  | CVAMA4821XMA*+UI | 88*TB48070C17*** | 46500 | 18 | 9 | 50000 | 36800 | 73.6% | 2 | 0 | 9.5 |  |  |  | No | R-454B | 3.875 | Residential & Commercial | No
215676134 | Central HP <5.4 tons | BRYANT HEATING AND COOLING SYSTEMS | HRCU-A-CB (Split System: Heat Pump with Remote Outdoor Unit-Air-Source) | 290VAN048**AA* |  |  | CVAVA4821XMA*+UI | 935CB48060C17*** | 46500 | 17.5 | 9 | 50000 | 37000 | 74% | 1.98 | 0 | 9.5 |  |  |  | No | R-454B | 3.875 | Residential & Commercial | No
215292066 | Central HP <5.4 tons | AIRQUEST | HRCU-A-CB (Split System: Heat Pump with Remote Outdoor Unit-Air-Source) | DLCURAH24ABK | ADP |  | H,GG31930 | *92MSN0802120A* | 22400 | 17 | 8.5 | 24400 | 23600 | 96.72% | 2.02 | 0 | 9.5 |  |  |  | No | R-410A | 1.8667 | Residential & Commercial | No
215292075 | Central HP <5.4 tons | AIRQUEST | HRCU-A-CB (Split System: Heat Pump with Remote Outdoor Unit-Air-Source) | DLCURAH24ABK | ADP |  | HG32936 | *92MSN0802120A* | 22800 | 17 | 8.5 | 24400 | 23600 | 96.72% | 2.02 | 0 | 9.5 |  |  |  | No | R-410A | 1.9 | Residential & Commercial | No
215292170 | Central HP <5.4 tons | AIRQUEST | HRCU-A-CB (Split System: Heat Pump with Remote Outdoor Unit-Air-Source) | DLCURAH24ABK | ADP |  | H,GG31930 | *96MSN0261410A* | 23000 | 16 | 8.5 | 25400 | 25800 | 101.6% | 2.2 | 0 | 9.5 |  |  |  | No | R-410A | 1.9167 | Residential & Commercial | No
215292713 | Central HP <5.4 tons | AIRQUEST | HRCU-A-CB (Split System: Heat Pump with Remote Outdoor Unit-Air-Source) | DLCURAH24ABK | ADP |  | H,GE7J936 | *96VTN0401712B* | 23400 | 16 | 8.5 | 25400 | 25800 | 101.6% | 2.18 | 0 | 9.5 |  |  |  | No | R-410A | 1.95 | Residential & Commercial | No
215293135 | Central HP <5.4 tons | AIRQUEST | HRCU-A-CB (Split System: Heat Pump with Remote Outdoor Unit-Air-Source) | DLCURAH24ABK | ADP |  | HG32924 | *96VTN1002120A* | 23400 | 17 | 8.5 | 24400 | 22400 | 91.8% | 1.9 | 0 | 9.5 |  |  |  | No | R-410A | 1.95 | Residential & Commercial | No
215291859 | Central HP <5.4 tons | AIRQUEST | HRCU-A-CB (Split System: Heat Pump with Remote Outdoor Unit-Air-Source) | DLCURAH24ABK | ADP |  | HG31930 | *92MSN0401712A* | 22600 | 15.2 | 8.5 | 24800 | 23600 | 95.16% | 1.96 | 0 | 9.5 |  |  |  | No | R-410A | 1.8833 | Residential & Commercial | No
215291860 | Central HP <5.4 tons | AIRQUEST | HRCU-A-CB (Split System: Heat Pump with Remote Outdoor Unit-Air-Source) | DLCURAH24ABK | ADP |  | H,GE31924 | *92MSN0401712A* | 22600 | 15.2 | 8.5 | 24800 | 23600 | 95.16% | 1.96 | 0 | 9.5 |  |  |  | No | R-410A | 1.8833 | Residential & Commercial | No
212974911 | Central HP <5.4 tons | CARRIER | HRCU-A-CB (Split System: Heat Pump with Remote Outdoor Unit-Air-Source) | 38MURAQ24AB3* |  |  | CAP**2414AL* | 59TP6C040V14**10 | 23000 | 16 | 8.5 | 27000 | 27200 | 100.7% | 2.3 | 0 | 9.5 |  |  |  | No | R-410A | 1.9167 | Residential & Commercial | No
212974912 | Central HP <5.4 tons | CARRIER | HRCU-A-CB (Split System: Heat Pump with Remote Outdoor Unit-Air-Source) | 38MURAQ24AB3* |  |  | CAP**2414AL* | GG96VTAB30040A** | 23000 | 16 | 8.5 | 27000 | 27200 | 100.7% | 2.3 | 0 | 9.5 |  |  |  | No | R-410A | 1.9167 | Residential & Commercial | No
212974925 | Central HP <5.4 tons | CARRIER | HRCU-A-CB (Split System: Heat Pump with Remote Outdoor Unit-Air-Source) | 38MURAQ24AB3* |  |  | CAP**2417AL* | GG96VTAB30040A** | 23000 | 16 | 8.5 | 27000 | 27000 | 100% | 2.28 | 0 | 9.5 |  |  |  | No | R-410A | 1.9167 | Residential & Commercial | No
215292273 | Central HP <5.4 tons | AIRQUEST | HRCU-A-CB (Split System: Heat Pump with Remote Outdoor Unit-Air-Source) | DLCURAH24ABK | ADP |  | H,GG31924 | *96MSN0401712A* | 22800 | 15.2 | 8.5 | 25600 | 24400 | 95.31% | 2.04 | 0 | 9.5 |  |  |  | No | R-410A | 1.9 | Residential & Commercial | No
215292280 | Central HP <5.4 tons | AIRQUEST | HRCU-A-CB (Split System: Heat Pump with Remote Outdoor Unit-Air-Source) | DLCURAH24ABK | ADP |  | H,GG32930 | *96MSN0401712A* | 22600 | 16 | 8.5 | 24800 | 24600 | 99.19% | 2.08 | 0 | 9 |  |  |  | No | R-410A | 1.8833 | Residential & Commercial | No
215292307 | Central HP <5.4 tons | AIRQUEST | HRCU-A-CB (Split System: Heat Pump with Remote Outdoor Unit-Air-Source) | DLCURAH24ABK | ADP |  | H,GE7J936 | *96MSN0401712A* | 22800 | 16 | 8.5 | 24600 | 23800 | 96.75% | 2 | 0 | 9 |  |  |  | No | R-410A | 1.9 | Residential & Commercial | No
215292270 | Central HP <5.4 tons | AIRQUEST | HRCU-A-CB (Split System: Heat Pump with Remote Outdoor Unit-Air-Source) | DLCURAH24ABK | ADP |  | H,GE23936 | *96MSN0401712A* | 22800 | 15.2 | 8.5 | 25600 | 24400 | 95.31% | 2.04 | 0 | 9.5 |  |  |  | No | R-410A | 1.9 | Residential & Commercial | No
215292284 | Central HP <5.4 tons | AIRQUEST | HRCU-A-CB (Split System: Heat Pump with Remote Outdoor Unit-Air-Source) | DLCURAH24ABK | ADP |  | H,GE32930 | *96MSN0401712A* | 22600 | 16 | 8.5 | 24800 | 24600 | 99.19% | 2.08 | 0 | 9 |  |  |  | No | R-410A | 1.8833 | Residential & Commercial | No
215292287 | Central HP <5.4 tons | AIRQUEST | HRCU-A-CB (Split System: Heat Pump with Remote Outdoor Unit-Air-Source) | DLCURAH24ABK | ADP |  | H,GG33936 | *96MSN0401712A* | 23000 | 16 | 8.5 | 24600 | 23800 | 96.75% | 2 | 0 | 9 |  |  |  | No | R-410A | 1.9167 | Residential & Commercial | No
213297097 | Central HP <5.4 tons | JOHNSON CONTROLS | HRCU-A-CB (Split System: Heat Pump with Remote Outdoor Unit-Air-Source) | HMH72B341 |  |  | XAHC36DBCN1 | Z8ET080B12LMPS1 | 33000 | 18 | 8.1 | 32000 | 22400 | 70% | 2 | 0 | 9.5 |  |  |  | No | R-410A | 2.75 | Residential & Commercial | No
215295049 | Central HP <5.4 tons | AIRQUEST | HRCU-A-CB (Split System: Heat Pump with Remote Outdoor Unit-Air-Source) | DLCURAH36ABK | ADP |  | H,GE32936 | *96MSN0802120A* | 35000 | 16 | 8.1 | 36800 | 34800 | 94.57% | 1.9 | 0 | 9.5 |  |  |  | No | R-410A | 2.9167 | Residential & Commercial | No
213080524 | Central HP <5.4 tons | CARRIER | HRCU-A-CB (Split System: Heat Pump with Remote Outdoor Unit-Air-Source) | 38MURAQ36AB3* |  |  | CAP**3717AL* | 59SU5B040M17**12 | 35600 | 15.2 | 8.1 | 38500 | 35200 | 91.43% | 1.98 | 0 | 9.5 |  |  |  | No | R-410A | 2.9667 | Residential & Commercial | No
215292301 | Central HP <5.4 tons | AIRQUEST | HRCU-A-CB (Split System: Heat Pump with Remote Outdoor Unit-Air-Source) | DLCURAH24ABK | ADP |  | H,GG30924 | *96MSN0401712A* | 22200 | 15.2 | 8.5 | 25400 | 26800 | 105.5% | 2.3 | 0 | 9 |  |  |  | No | R-410A | 1.85 | Residential & Commercial | No
215292304 | Central HP <5.4 tons | AIRQUEST | HRCU-A-CB (Split System: Heat Pump with Remote Outdoor Unit-Air-Source) | DLCURAH24ABK | ADP |  | HG7J924 | *96MSN0401712A* | 22800 | 16 | 8.5 | 24600 | 23800 | 96.75% | 2 | 0 | 9 |  |  |  | No | R-410A | 1.9 | Residential & Commercial | No
215292352 | Central HP <5.4 tons | AIRQUEST | HRCU-A-CB (Split System: Heat Pump with Remote Outdoor Unit-Air-Source) | DLCURAH24ABK | ADP |  | H,GG37936 | *96MSN0601412A* | 23600 | 17 | 8.5 | 23600 | 21400 | 90.68% | 1.82 | 0 | 9.5 |  |  |  | No | R-410A | 1.9667 | Residential & Commercial | No
215292382 | Central HP <5.4 tons | AIRQUEST | HRCU-A-CB (Split System: Heat Pump with Remote Outdoor Unit-Air-Source) | DLCURAH24ABK | ADP |  | HE31924 | *96MSN0601716A* | 23200 | 16 | 9.5 | 25000 | 24400 | 97.6% | 2.04 | 0 | 9.5 |  |  |  | No | R-410A | 1.9333 | Residential & Commercial | No
215294596 | Central HP <5.4 tons | AIRQUEST | HRCU-A-CB (Split System: Heat Pump with Remote Outdoor Unit-Air-Source) | DLCURAH36ABK | ADP |  | HE34936 | *92MSN0601412A* | 35000 | 15.2 | 8.5 | 36800 | 34800 | 94.57% | 2 | 0 | 9.5 |  |  |  | No | R-410A | 2.9167 | Residential & Commercial | No
215294632 | Central HP <5.4 tons | AIRQUEST | HRCU-A-CB (Split System: Heat Pump with Remote Outdoor Unit-Air-Source) | DLCURAH36ABK | ADP |  | H,GG33936 | *92MSN0601714A* | 35000 | 16 | 8.1 | 36800 | 34800 | 94.57% | 1.82 | 0 | 9.5 |  |  |  | No | R-410A | 2.9167 | Residential & Commercial | No
213297977 | Central HP <5.4 tons | JOHNSON CONTROLS | HRCU-A-CB (Split System: Heat Pump with Remote Outdoor Unit-Air-Source) | HMH72B341 |  |  | XAHC36DBCN1 | Z8ES100C16LMPS1 | 34000 | 17.5 | 8.1 | 33400 | 24000 | 71.86% | 2.08 | 0 | 9.5 |  |  |  | No | R-410A | 2.8333 | Residential & Commercial | No
213296907 | Central HP <5.4 tons | JOHNSON CONTROLS | HRCU-A-CB (Split System: Heat Pump with Remote Outdoor Unit-Air-Source) | HMH72B341 |  |  | XAFC36DBCN1 | Z8ES100C16SMPS1 | 34000 | 18 | 8.5 | 33400 | 24400 | 73.05% | 2.12 | 0 | 9.5 |  |  |  | No | R-410A | 2.8333 | Residential & Commercial | No
215679784 | Central HP <5.4 tons | BRYANT HEATING AND COOLING SYSTEMS | HRCU-A-CB (Split System: Heat Pump with Remote Outdoor Unit-Air-Source) | 290VAN036**AA* |  |  | CSAH*4212AM*+UI | 986TD60080C21*** | 34000 | 16 | 8.5 | 35600 | 25200 | 70.79% | 1.76 | 0 | 9.5 |  |  |  | No | R-454B | 2.8333 | Residential & Commercial | No
215679854 | Central HP <5.4 tons | BRYANT HEATING AND COOLING SYSTEMS | HRCU-A-CB (Split System: Heat Pump with Remote Outdoor Unit-Air-Source) | 290VAN036**AA* |  |  | CSAH*4212AM*+UI | 987TA66120C24*** | 34000 | 16 | 8.5 | 35600 | 25200 | 70.79% | 1.78 | 0 | 9.5 |  |  |  | No | R-454B | 2.8333 | Residential & Commercial | No
215679884 | Central HP <5.4 tons | BRYANT HEATING AND COOLING SYSTEMS | HRCU-A-CB (Split System: Heat Pump with Remote Outdoor Unit-Air-Source) | 290VAN036**AA* |  |  | CSAH*4812AM*+UI | 83*CB48060C17*** | 34200 | 17 | 8.5 | 35400 | 25200 | 71.19% | 1.9 | 0 | 9.5 |  |  |  | No | R-454B | 2.85 | Residential & Commercial | No
215294737 | Central HP <5.4 tons | AIRQUEST | HRCU-A-CB (Split System: Heat Pump with Remote Outdoor Unit-Air-Source) | DLCURAH36ABK | ADP |  | H,GE33936 | *92MSN0802120A* | 34400 | 16 | 8.5 | 36200 | 34200 | 94.48% | 2.02 | 0 | 9.5 |  |  |  | No | R-410A | 2.8667 | Residential & Commercial | No
215294764 | Central HP <5.4 tons | AIRQUEST | HRCU-A-CB (Split System: Heat Pump with Remote Outdoor Unit-Air-Source) | DLCURAH36ABK | ADP |  | HG7J936 | *92MSN0802120A* | 34200 | 16 | 8.5 | 36200 | 34200 | 94.48% | 2.02 | 0 | 9.5 |  |  |  | No | R-410A | 2.85 | Residential & Commercial | No
212520212 | Central HP <5.4 tons | CARRIER | HRCU-A-CB (Split System: Heat Pump with Remote Outdoor Unit-Air-Source) | 38MURAQ24AB3* | ADP |  | H,PG24936 | 58S(B,C)*A070E17**12 | 22800 | 17 | 8.5 | 24000 | 23200 | 96.67% | 1.98 | 0 | 9.5 |  |  |  | No | R-410A | 1.9 | Residential & Commercial | No
215294832 | Central HP <5.4 tons | AIRQUEST | HRCU-A-CB (Split System: Heat Pump with Remote Outdoor Unit-Air-Source) | DLCURAH36ABK | ADP |  | H,GG32936 | *92MSN1002122A* | 34200 | 16 | 8.5 | 36200 | 34200 | 94.48% | 2.04 | 0 | 9.5 |  |  |  | No | R-410A | 2.85 | Residential & Commercial | No
215294980 | Central HP <5.4 tons | AIRQUEST | HRCU-A-CB (Split System: Heat Pump with Remote Outdoor Unit-Air-Source) | DLCURAH36ABK | ADP |  | H,GG37936 | *96MSN0601716A* | 35600 | 15.2 | 8.5 | 36400 | 34400 | 94.51% | 2.04 | 0 | 9.5 |  |  |  | No | R-410A | 2.9667 | Residential & Commercial | No
215294996 | Central HP <5.4 tons | AIRQUEST | HRCU-A-CB (Split System: Heat Pump with Remote Outdoor Unit-Air-Source) | DLCURAH36ABK | ADP |  | H,GE80936 | *96MSN0601716A* | 35600 | 15.2 | 8.5 | 36400 | 34400 | 94.51% | 2.04 | 0 | 9.5 |  |  |  | No | R-410A | 2.9667 | Residential & Commercial | No
215295039 | Central HP <5.4 tons | AIRQUEST | HRCU-A-CB (Split System: Heat Pump with Remote Outdoor Unit-Air-Source) | DLCURAH36ABK | ADP |  | H,GE80936 | *96MSN0801716A* | 35000 | 16 | 8.1 | 36800 | 34600 | 94.02% | 1.98 | 0 | 9.5 |  |  |  | No | R-410A | 2.9167 | Residential & Commercial | No
215295131 | Central HP <5.4 tons | AIRQUEST | HRCU-A-CB (Split System: Heat Pump with Remote Outdoor Unit-Air-Source) | DLCURAH36ABK | ADP |  | H,GG24936 | *96MSN1002122A* | 33200 | 16 | 8.45 | 36200 | 34200 | 94.48% | 2.04 | 0 | 9 |  |  |  | No | R-410A | 2.7667 | Residential & Commercial | No
215295133 | Central HP <5.4 tons | AIRQUEST | HRCU-A-CB (Split System: Heat Pump with Remote Outdoor Unit-Air-Source) | DLCURAH36ABK | ADP |  | H,GG32936 | *96MSN1002122A* | 34600 | 16 | 8.5 | 36800 | 34600 | 94.02% | 1.88 | 0 | 9.5 |  |  |  | No | R-410A | 2.8833 | Residential & Commercial | No
211713393 | Central HP <5.4 tons | CARRIER | HRCU-A-CB (Split System: Heat Pump with Remote Outdoor Unit-Air-Source) | 38MURAQ30AB3* |  |  | CAP**4321AL* | 58SU*A060E17**16 | 31200 | 15.2 | 8.5 | 33400 | 26000 | 77.84% | 1.86 | 0 | 9 |  |  |  | No | R-410A | 2.6 | Residential & Commercial | No
213146407 | Central HP <5.4 tons | BRYANT HEATING AND COOLING SYSTEMS | HRCU-A-CB (Split System: Heat Pump with Remote Outdoor Unit-Air-Source) | 38MURAQ30AB3* | ADP |  | C36A***L139+AEFE3A* |  | 29800 | 15.2 | 8.3 | 33400 | 27000 | 80.84% | 1.78 | 0 | 8.5 |  |  |  | No | R-410A | 2.4833 | Residential & Commercial | No
213367398 | Central HP <5.4 tons | CARRIER | HRCU-A-CB (Split System: Heat Pump with Remote Outdoor Unit-Air-Source) | 38MURAQ30AB3* | ADP |  | H,PG31930 | 59TP6C100V21**22 | 28800 | 15.2 | 8.1 | 32600 | 27600 | 84.66% | 1.78 | 0 | 8.5 |  |  |  | No | R-410A | 2.4 | Residential & Commercial | No
212971432 | Central HP <5.4 tons | CARRIER | HRCU-A-CB (Split System: Heat Pump with Remote Outdoor Unit-Air-Source) | 38MURAQ30AB3* |  |  | CNPV*4217AL* | 58TP*B070V14**12 | 30000 | 15.2 | 8.1 | 34000 | 27200 | 80% | 1.82 | 0 | 9 |  |  |  | No | R-410A | 2.5 | Residential & Commercial | No
213297492 | Central HP <5.4 tons | JOHNSON CONTROLS | HRCU-A-CB (Split System: Heat Pump with Remote Outdoor Unit-Air-Source) | HMH72B341 |  |  | XAHC30CXXN1+TXV | Z8ET100C16LMPS1 | 32400 | 17.5 | 8.5 | 32000 | 22800 | 71.25% | 2.02 | 0 | 9.5 |  |  |  | No | R-410A | 2.7 | Residential & Commercial | No
212517488 | Central HP <5.4 tons | YORK | HRCU-A-CB (Split System: Heat Pump with Remote Outdoor Unit-Air-Source) | HMH72B341 | ADP |  | CH367C9 | TM8Y120C20MP11 | 33600 | 18 | 8.5 | 32400 | 23200 | 71.6% | 2.06 | 0 | 9.5 |  |  |  | No | R-410A | 2.8 | Residential & Commercial | No
212517490 | Central HP <5.4 tons | YORK | HRCU-A-CB (Split System: Heat Pump with Remote Outdoor Unit-Air-Source) | HMH72B341 | ADP |  | CV365*9 | TM9E100C20MP12 | 33600 | 15.2 | 8.4 | 31600 | 23200 | 73.42% | 2.04 | 0 | 9.5 |  |  |  | No | R-410A | 2.8 | Residential & Commercial | No
215292536 | Central HP <5.4 tons | AIRQUEST | HRCU-A-CB (Split System: Heat Pump with Remote Outdoor Unit-Air-Source) | DLCURAH24ABK | ADP |  | H,GE31930 | *96VTN0401410A* | 23000 | 15.2 | 8.5 | 25000 | 23600 | 94.4% | 1.96 | 0 | 9.5 |  |  |  | No | R-410A | 1.9167 | Residential & Commercial | No
213297932 | Central HP <5.4 tons | JOHNSON CONTROLS | HRCU-A-CB (Split System: Heat Pump with Remote Outdoor Unit-Air-Source) | HMH72B341 |  |  | XAFB36DBCN1 | Z8ET080B12LMPS1 | 34000 | 18.5 | 8.1 | 33400 | 24000 | 71.86% | 2.08 | 0 | 9.5 |  |  |  | No | R-410A | 2.8333 | Residential & Commercial | No
215292175 | Central HP <5.4 tons | AIRQUEST | HRCU-A-CB (Split System: Heat Pump with Remote Outdoor Unit-Air-Source) | DLCURAH24ABK | ADP |  | HE31930 | *96MSN0261410A* | 23000 | 16 | 8.5 | 25400 | 25800 | 101.6% | 2.2 | 0 | 9.5 |  |  |  | No | R-410A | 1.9167 | Residential & Commercial | No
215292198 | Central HP <5.4 tons | AIRQUEST | HRCU-A-CB (Split System: Heat Pump with Remote Outdoor Unit-Air-Source) | DLCURAH24ABK | ADP |  | H,GE30924 | *96MSN0261410A* | 22600 | 16 | 8.5 | 25400 | 25800 | 101.6% | 2.2 | 0 | 9.5 |  |  |  | No | R-410A | 1.8833 | Residential & Commercial | No
215293510 | Central HP <5.4 tons | AIRQUEST | HRCU-A-CB (Split System: Heat Pump with Remote Outdoor Unit-Air-Source) | DLCURAH30ABK | ADP |  | H,GG32936 | *92MSN0801716A* | 29000 | 15.2 | 8.1 | 32400 | 27600 | 85.19% | 1.78 | 0 | 8.5 |  |  |  | No | R-410A | 2.4167 | Residential & Commercial | No
215293517 | Central HP <5.4 tons | AIRQUEST | HRCU-A-CB (Split System: Heat Pump with Remote Outdoor Unit-Air-Source) | DLCURAH30ABK | ADP |  | H,GE33936 | *92MSN0801716A* | 29400 | 15.2 | 8.1 | 32400 | 27600 | 85.19% | 1.78 | 0 | 9 |  |  |  | No | R-410A | 2.45 | Residential & Commercial | No
215293569 | Central HP <5.4 tons | AIRQUEST | HRCU-A-CB (Split System: Heat Pump with Remote Outdoor Unit-Air-Source) | DLCURAH30ABK | ADP |  | HG34936 | *92MSN0802120A* | 30200 | 15.2 | 8.1 | 32600 | 27000 | 82.82% | 1.8 | 0 | 9 |  |  |  | No | R-410A | 2.5167 | Residential & Commercial | No
215293578 | Central HP <5.4 tons | AIRQUEST | HRCU-A-CB (Split System: Heat Pump with Remote Outdoor Unit-Air-Source) | DLCURAH30ABK | ADP |  | HE36936 | *92MSN0802120A* | 30200 | 15.2 | 8.1 | 32600 | 27000 | 82.82% | 1.8 | 0 | 9 |  |  |  | No | R-410A | 2.5167 | Residential & Commercial | No
215293612 | Central HP <5.4 tons | AIRQUEST | HRCU-A-CB (Split System: Heat Pump with Remote Outdoor Unit-Air-Source) | DLCURAH30ABK | ADP |  | H,GG33936 | *92MSN1002120A* | 30000 | 15.2 | 8.1 | 32800 | 27600 | 84.15% | 1.78 | 0 | 9 |  |  |  | No | R-410A | 2.5 | Residential & Commercial | No
215293669 | Central HP <5.4 tons | AIRQUEST | HRCU-A-CB (Split System: Heat Pump with Remote Outdoor Unit-Air-Source) | DLCURAH30ABK | ADP |  | H,GG35936 | *92MSN1202420A* | 30000 | 15.2 | 8.1 | 32600 | 27200 | 83.44% | 1.8 | 0 | 9 |  |  |  | No | R-410A | 2.5 | Residential & Commercial | No
215293687 | Central HP <5.4 tons | AIRQUEST | HRCU-A-CB (Split System: Heat Pump with Remote Outdoor Unit-Air-Source) | DLCURAH30ABK | ADP |  | H,GE9J936 | *92MSN1202420A* | 30000 | 15.2 | 8.1 | 32600 | 27200 | 83.44% | 1.8 | 0 | 9 |  |  |  | No | R-410A | 2.5 | Residential & Commercial | No
215292585 | Central HP <5.4 tons | AIRQUEST | HRCU-A-CB (Split System: Heat Pump with Remote Outdoor Unit-Air-Source) | DLCURAH24ABK | ADP |  | HE31924 | *96VTN0401410B* | 22600 | 16 | 8.5 | 25400 | 26600 | 104.7% | 2.28 | 0 | 9 |  |  |  | No | R-410A | 1.8833 | Residential & Commercial | No
215292587 | Central HP <5.4 tons | AIRQUEST | HRCU-A-CB (Split System: Heat Pump with Remote Outdoor Unit-Air-Source) | DLCURAH24ABK | ADP |  | H,GG32930 | *96VTN0401410B* | 23000 | 16 | 8.5 | 25400 | 26600 | 104.7% | 2.28 | 0 | 9.5 |  |  |  | No | R-410A | 1.9167 | Residential & Commercial | No
208130395 | Central HP <5.4 tons | Alsetria | HRCU-A-CB (Split System: Heat Pump with Remote Outdoor Unit-Air-Source) | MOE30U-48HFN1-M-[X1] |  |  | MVC-48HWFN1-M |  | 47000 | 15.6 | 9.4 | 50000 | 46000 | 92% | 1.9 | 8.5 | 8.2 |  |  |  | No | R-410A | 3.9167 | Residential & Commercial | No
215293692 | Central HP <5.4 tons | AIRQUEST | HRCU-A-CB (Split System: Heat Pump with Remote Outdoor Unit-Air-Source) | DLCURAH30ABK | ADP |  | H,GE80936 | *92MSN1202420A* | 30000 | 15.2 | 8.1 | 32600 | 27200 | 83.44% | 1.8 | 0 | 9 |  |  |  | No | R-410A | 2.5 | Residential & Commercial | No
215293876 | Central HP <5.4 tons | AIRQUEST | HRCU-A-CB (Split System: Heat Pump with Remote Outdoor Unit-Air-Source) | DLCURAH30ABK | ADP |  | HE32936 | *96MSN0802120A* | 28800 | 15.2 | 8.1 | 32600 | 27200 | 83.44% | 1.8 | 0 | 8.5 |  |  |  | No | R-410A | 2.4 | Residential & Commercial | No
215293901 | Central HP <5.4 tons | AIRQUEST | HRCU-A-CB (Split System: Heat Pump with Remote Outdoor Unit-Air-Source) | DLCURAH30ABK | ADP |  | H,GG9J936 | *96MSN0802120A* | 29800 | 15.2 | 8.1 | 32600 | 27200 | 83.44% | 1.8 | 0 | 9 |  |  |  | No | R-410A | 2.4833 | Residential & Commercial | No
215293905 | Central HP <5.4 tons | AIRQUEST | HRCU-A-CB (Split System: Heat Pump with Remote Outdoor Unit-Air-Source) | DLCURAH30ABK | ADP |  | H,GE1K936 | *96MSN0802120A* | 29800 | 15.2 | 8.1 | 32600 | 27200 | 83.44% | 1.8 | 0 | 9 |  |  |  | No | R-410A | 2.4833 | Residential & Commercial | No
215293921 | Central HP <5.4 tons | AIRQUEST | HRCU-A-CB (Split System: Heat Pump with Remote Outdoor Unit-Air-Source) | DLCURAH30ABK | ADP |  | H,GG32936 | *96MSN1002120A* | 29400 | 15.2 | 8.5 | 32400 | 27000 | 83.33% | 1.8 | 0 | 8.5 |  |  |  | No | R-410A | 2.45 | Residential & Commercial | No
215293926 | Central HP <5.4 tons | AIRQUEST | HRCU-A-CB (Split System: Heat Pump with Remote Outdoor Unit-Air-Source) | DLCURAH30ABK | ADP |  | H,GG33936 | *96MSN1002120A* | 29800 | 15.2 | 8.5 | 32400 | 27000 | 83.33% | 1.8 | 0 | 8.5 |  |  |  | No | R-410A | 2.4833 | Residential & Commercial | No
215293935 | Central HP <5.4 tons | AIRQUEST | HRCU-A-CB (Split System: Heat Pump with Remote Outdoor Unit-Air-Source) | DLCURAH30ABK | ADP |  | HG35936 | *96MSN1002120A* | 30200 | 15.2 | 8.5 | 32400 | 27000 | 83.33% | 1.8 | 0 | 9 |  |  |  | No | R-410A | 2.5167 | Residential & Commercial | No
215293953 | Central HP <5.4 tons | AIRQUEST | HRCU-A-CB (Split System: Heat Pump with Remote Outdoor Unit-Air-Source) | DLCURAH30ABK | ADP |  | H,GG1K936 | *96MSN1002120A* | 30200 | 15.2 | 8.5 | 32400 | 27000 | 83.33% | 1.8 | 0 | 9 |  |  |  | No | R-410A | 2.5167 | Residential & Commercial | No
215293960 | Central HP <5.4 tons | AIRQUEST | HRCU-A-CB (Split System: Heat Pump with Remote Outdoor Unit-Air-Source) | DLCURAH30ABK | ADP |  | HG82936 | *96MSN1002120A* | 30200 | 15.2 | 8.5 | 32400 | 27000 | 83.33% | 1.8 | 0 | 9 |  |  |  | No | R-410A | 2.5167 | Residential & Commercial | No
215293994 | Central HP <5.4 tons | AIRQUEST | HRCU-A-CB (Split System: Heat Pump with Remote Outdoor Unit-Air-Source) | DLCURAH30ABK | ADP |  | H,GE7J936 | *96MSN1202422A* | 29400 | 15.2 | 8.1 | 32600 | 27200 | 83.44% | 1.8 | 0 | 8.5 |  |  |  | No | R-410A | 2.45 | Residential & Commercial | No
215294003 | Central HP <5.4 tons | AIRQUEST | HRCU-A-CB (Split System: Heat Pump with Remote Outdoor Unit-Air-Source) | DLCURAH30ABK | ADP |  | H,GE1K936 | *96MSN1202422A* | 30000 | 15.2 | 8.1 | 32600 | 27200 | 83.44% | 1.8 | 0 | 9 |  |  |  | No | R-410A | 2.5 | Residential & Commercial | No
215294203 | Central HP <5.4 tons | AIRQUEST | HRCU-A-CB (Split System: Heat Pump with Remote Outdoor Unit-Air-Source) | DLCURAH30ABK | ADP |  | H,GG33936 | *96VTN0802120A* | 29000 | 15.2 | 8.1 | 32000 | 27000 | 84.38% | 1.78 | 0 | 8.5 |  |  |  | No | R-410A | 2.4167 | Residential & Commercial | No
215294228 | Central HP <5.4 tons | AIRQUEST | HRCU-A-CB (Split System: Heat Pump with Remote Outdoor Unit-Air-Source) | DLCURAH30ABK | ADP |  | HG9J936 | *96VTN0802120A* | 29600 | 15.2 | 8.1 | 32000 | 27000 | 84.38% | 1.78 | 0 | 9 |  |  |  | No | R-410A | 2.4667 | Residential & Commercial | No
215294421 | Central HP <5.4 tons | AIRQUEST | HRCU-A-CB (Split System: Heat Pump with Remote Outdoor Unit-Air-Source) | DLCURAH30ABK | ADP |  | H,GE8J936 | *96VTN1002122A* | 29600 | 15.2 | 8.1 | 32200 | 27400 | 85.09% | 1.76 | 0 | 9 |  |  |  | No | R-410A | 2.4667 | Residential & Commercial | No
215294428 | Central HP <5.4 tons | AIRQUEST | HRCU-A-CB (Split System: Heat Pump with Remote Outdoor Unit-Air-Source) | DLCURAH30ABK | ADP |  | H,GG80936 | *96VTN1002122A* | 30000 | 15.2 | 8.1 | 32400 | 26800 | 82.72% | 1.8 | 0 | 9 |  |  |  | No | R-410A | 2.5 | Residential & Commercial | No
215294437 | Central HP <5.4 tons | AIRQUEST | HRCU-A-CB (Split System: Heat Pump with Remote Outdoor Unit-Air-Source) | DLCURAH30ABK | ADP |  | H,GE24936 | *96VTN1002122B* | 29000 | 15.2 | 8.1 | 32600 | 27600 | 84.66% | 1.78 | 0 | 8.5 |  |  |  | No | R-410A | 2.4167 | Residential & Commercial | No
215295222 | Central HP <5.4 tons | AIRQUEST | HRCU-A-CB (Split System: Heat Pump with Remote Outdoor Unit-Air-Source) | DLCURAH36ABK | ADP |  | HE32936 | *96MSN1402422A* | 33600 | 16 | 8.5 | 36200 | 34200 | 94.48% | 2.02 | 0 | 9.5 |  |  |  | No | R-410A | 2.8 | Residential & Commercial | No
215295408 | Central HP <5.4 tons | AIRQUEST | HRCU-A-CB (Split System: Heat Pump with Remote Outdoor Unit-Air-Source) | DLCURAH36ABK | ADP |  | H,GE1K936 | *96VTN0801716A* | 35200 | 15.2 | 8.1 | 36800 | 34600 | 94.02% | 1.86 | 0 | 9.5 |  |  |  | No | R-410A | 2.9333 | Residential & Commercial | No
215295424 | Central HP <5.4 tons | AIRQUEST | HRCU-A-CB (Split System: Heat Pump with Remote Outdoor Unit-Air-Source) | DLCURAH36ABK | ADP |  | H,GE33936 | *96VTN0801716B* | 34400 | 15.2 | 8.5 | 36800 | 34800 | 94.57% | 2 | 0 | 9.5 |  |  |  | No | R-410A | 2.8667 | Residential & Commercial | No
215295431 | Central HP <5.4 tons | AIRQUEST | HRCU-A-CB (Split System: Heat Pump with Remote Outdoor Unit-Air-Source) | DLCURAH36ABK | ADP |  | HG35936 | *96VTN0801716B* | 34800 | 16 | 8.1 | 36200 | 34400 | 95.03% | 2 | 0 | 9.5 |  |  |  | No | R-410A | 2.9 | Residential & Commercial | No
215295447 | Central HP <5.4 tons | AIRQUEST | HRCU-A-CB (Split System: Heat Pump with Remote Outdoor Unit-Air-Source) | DLCURAH36ABK | ADP |  | HG9J936 | *96VTN0801716B* | 34600 | 16 | 8.1 | 36200 | 34400 | 95.03% | 2 | 0 | 9.5 |  |  |  | No | R-410A | 2.8833 | Residential & Commercial | No
215295449 | Central HP <5.4 tons | AIRQUEST | HRCU-A-CB (Split System: Heat Pump with Remote Outdoor Unit-Air-Source) | DLCURAH36ABK | ADP |  | H,GG1K936 | *96VTN0801716B* | 35000 | 16 | 8.1 | 36200 | 34400 | 95.03% | 2 | 0 | 9.5 |  |  |  | No | R-410A | 2.9167 | Residential & Commercial | No
215294448 | Central HP <5.4 tons | AIRQUEST | HRCU-A-CB (Split System: Heat Pump with Remote Outdoor Unit-Air-Source) | DLCURAH30ABK | ADP |  | H,GG33936 | *96VTN1002122B* | 29800 | 15.2 | 8.1 | 32600 | 27600 | 84.66% | 1.78 | 0 | 9 |  |  |  | No | R-410A | 2.4833 | Residential & Commercial | No
215294453 | Central HP <5.4 tons | AIRQUEST | HRCU-A-CB (Split System: Heat Pump with Remote Outdoor Unit-Air-Source) | DLCURAH30ABK | ADP |  | HG34936 | *96VTN1002122B* | 29800 | 15.2 | 8.1 | 32600 | 27200 | 83.44% | 1.8 | 0 | 9 |  |  |  | No | R-410A | 2.4833 | Residential & Commercial | No
215294478 | Central HP <5.4 tons | AIRQUEST | HRCU-A-CB (Split System: Heat Pump with Remote Outdoor Unit-Air-Source) | DLCURAH30ABK | ADP |  | HG80936 | *96VTN1002122B* | 30000 | 15.2 | 8.1 | 32600 | 27200 | 83.44% | 1.8 | 0 | 9 |  |  |  | No | R-410A | 2.5 | Residential & Commercial | No
215294455 | Central HP <5.4 tons | AIRQUEST | HRCU-A-CB (Split System: Heat Pump with Remote Outdoor Unit-Air-Source) | DLCURAH30ABK | ADP |  | HE34936 | *96VTN1002122B* | 29800 | 15.2 | 8.1 | 32600 | 27200 | 83.44% | 1.8 | 0 | 9 |  |  |  | No | R-410A | 2.4833 | Residential & Commercial | No
215294473 | Central HP <5.4 tons | AIRQUEST | HRCU-A-CB (Split System: Heat Pump with Remote Outdoor Unit-Air-Source) | DLCURAH30ABK | ADP |  | HG9J936 | *96VTN1002122B* | 30000 | 15.2 | 8.1 | 32600 | 27200 | 83.44% | 1.8 | 0 | 9 |  |  |  | No | R-410A | 2.5 | Residential & Commercial | No
215294480 | Central HP <5.4 tons | AIRQUEST | HRCU-A-CB (Split System: Heat Pump with Remote Outdoor Unit-Air-Source) | DLCURAH30ABK | ADP |  | H,GG81936 | *96VTN1002122B* | 30000 | 15.2 | 8.1 | 32600 | 27200 | 83.44% | 1.8 | 0 | 9 |  |  |  | No | R-410A | 2.5 | Residential & Commercial | No
213297892 | Central HP <5.4 tons | JOHNSON CONTROLS | HRCU-A-CB (Split System: Heat Pump with Remote Outdoor Unit-Air-Source) | HMH72B341 |  |  | XAUB30CXXN1+TXV | Z9ES080B12SMPS1 | 32600 | 17 | 8.1 | 33000 | 23200 | 70.3% | 2.02 | 0 | 9.5 |  |  |  | No | R-410A | 2.7167 | Residential & Commercial | No
213296872 | Central HP <5.4 tons | JOHNSON CONTROLS | HRCU-A-CB (Split System: Heat Pump with Remote Outdoor Unit-Air-Source) | HMH72B341 |  |  | XAFC36DBCN1 | Z8ES120C20LMPS1 | 34000 | 17.5 | 8.5 | 34000 | 24600 | 72.35% | 2.12 | 0 | 9.5 |  |  |  | No | R-410A | 2.8333 | Residential & Commercial | No
215291870 | Central HP <5.4 tons | AIRQUEST | HRCU-A-CB (Split System: Heat Pump with Remote Outdoor Unit-Air-Source) | DLCURAH24ABK | ADP |  | HE32936 | *92MSN0401712A* | 23000 | 16 | 8.5 | 24800 | 23600 | 95.16% | 1.96 | 0 | 9.5 |  |  |  | No | R-410A | 1.9167 | Residential & Commercial | No
215293276 | Central HP <5.4 tons | AIRQUEST | HRCU-A-CB (Split System: Heat Pump with Remote Outdoor Unit-Air-Source) | DLCURAH24ABK | ADP |  | H,GE31924 | *96VTN1002122B* | 23200 | 17 | 8.5 | 24800 | 22800 | 91.94% | 1.92 | 0 | 9.5 |  |  |  | No | R-410A | 1.9333 | Residential & Commercial | No
215295499 | Central HP <5.4 tons | AIRQUEST | HRCU-A-CB (Split System: Heat Pump with Remote Outdoor Unit-Air-Source) | DLCURAH36ABK | ADP |  | H,GG32936 | *96VTN0802120B* | 35000 | 16 | 8.1 | 36800 | 34800 | 94.57% | 1.9 | 0 | 9.5 |  |  |  | No | R-410A | 2.9167 | Residential & Commercial | No
215295658 | Central HP <5.4 tons | AIRQUEST | HRCU-A-CB (Split System: Heat Pump with Remote Outdoor Unit-Air-Source) | DLCURAH36ABK | ADP |  | H,GE23936 | *96VTN1002122B* | 33400 | 16 | 8.1 | 36800 | 34800 | 94.57% | 1.82 | 0 | 9.5 |  |  |  | No | R-410A | 2.7833 | Residential & Commercial | No
212985005 | Central HP <5.4 tons | DAY & NIGHT | HRCU-A-CB (Split System: Heat Pump with Remote Outdoor Unit-Air-Source) | DLCURAH30ABK |  |  | EA*4X43L21A* | *92MSN0802120A* | 30600 | 15.5 | 8.5 | 33400 | 26400 | 79.04% | 1.86 | 0 | 9 |  |  |  | No | R-410A | 2.55 | Residential & Commercial | No
215295749 | Central HP <5.4 tons | AIRQUEST | HRCU-A-CB (Split System: Heat Pump with Remote Outdoor Unit-Air-Source) | DLCURAH36ABK | ADP |  | HE33936 | *96VTN1202422B* | 34200 | 16 | 8.5 | 36200 | 34200 | 94.48% | 2.02 | 0 | 9.5 |  |  |  | No | R-410A | 2.85 | Residential & Commercial | No
215292275 | Central HP <5.4 tons | AIRQUEST | HRCU-A-CB (Split System: Heat Pump with Remote Outdoor Unit-Air-Source) | DLCURAH24ABK | ADP |  | HG31930 | *96MSN0401712A* | 22800 | 15.2 | 8.5 | 25600 | 24400 | 95.31% | 2.04 | 0 | 9.5 |  |  |  | No | R-410A | 1.9 | Residential & Commercial | No
215292314 | Central HP <5.4 tons | AIRQUEST | HRCU-A-CB (Split System: Heat Pump with Remote Outdoor Unit-Air-Source) | DLCURAH24ABK | ADP |  | H,GE9J936 | *96MSN0401712A* | 23400 | 16 | 8.5 | 24600 | 23800 | 96.75% | 2 | 0 | 9.5 |  |  |  | No | R-410A | 1.95 | Residential & Commercial | No
215293301 | Central HP <5.4 tons | AIRQUEST | HRCU-A-CB (Split System: Heat Pump with Remote Outdoor Unit-Air-Source) | DLCURAH24ABK | ADP |  | H,GG30924 | *96VTN1002122B* | 23000 | 17 | 8.5 | 24800 | 22800 | 91.94% | 1.92 | 0 | 9.5 |  |  |  | No | R-410A | 1.9167 | Residential & Commercial | No
213297497 | Central HP <5.4 tons | JOHNSON CONTROLS | HRCU-A-CB (Split System: Heat Pump with Remote Outdoor Unit-Air-Source) | HMH72B341 |  |  | XAFC48FXXN1+TXV | Z8ET080C16LMPS1 | 33600 | 17.5 | 8.5 | 32800 | 23200 | 70.73% | 2.08 | 0 | 9.5 |  |  |  | No | R-410A | 2.8 | Residential & Commercial | No
213297592 | Central HP <5.4 tons | JOHNSON CONTROLS | HRCU-A-CB (Split System: Heat Pump with Remote Outdoor Unit-Air-Source) | HMH72B341 |  |  | XAFB36DBCN1 | Z8ES100B12SMPS1 | 34000 | 18 | 8.1 | 34000 | 24600 | 72.35% | 2.1 | 0 | 9.5 |  |  |  | No | R-410A | 2.8333 | Residential & Commercial | No
213297752 | Central HP <5.4 tons | JOHNSON CONTROLS | HRCU-A-CB (Split System: Heat Pump with Remote Outdoor Unit-Air-Source) | HMH72B341 |  |  | XAFD48FBCN1 | Z8ET080C16LMPS1 | 33600 | 17.5 | 8.5 | 32800 | 23200 | 70.73% | 2.08 | 0 | 9.5 |  |  |  | No | R-410A | 2.8 | Residential & Commercial | No
215292325 | Central HP <5.4 tons | AIRQUEST | HRCU-A-CB (Split System: Heat Pump with Remote Outdoor Unit-Air-Source) | DLCURAH24ABK | ADP |  | H,GG31924 | *96MSN0601412A* | 23000 | 16 | 8.5 | 25400 | 26000 | 102.4% | 2.22 | 0 | 9.5 |  |  |  | No | R-410A | 1.9167 | Residential & Commercial | No
215292407 | Central HP <5.4 tons | AIRQUEST | HRCU-A-CB (Split System: Heat Pump with Remote Outdoor Unit-Air-Source) | DLCURAH24ABK | ADP |  | HE30924 | *96MSN0601716A* | 23000 | 16 | 9.5 | 25000 | 24400 | 97.6% | 2.04 | 0 | 9.5 |  |  |  | No | R-410A | 1.9167 | Residential & Commercial | No
215292409 | Central HP <5.4 tons | AIRQUEST | HRCU-A-CB (Split System: Heat Pump with Remote Outdoor Unit-Air-Source) | DLCURAH24ABK | ADP |  | HG7J936 | *96MSN0601716A* | 23000 | 17 | 9 | 24200 | 23200 | 95.87% | 1.96 | 0 | 9.5 |  |  |  | No | R-410A | 1.9167 | Residential & Commercial | No
215292636 | Central HP <5.4 tons | AIRQUEST | HRCU-A-CB (Split System: Heat Pump with Remote Outdoor Unit-Air-Source) | DLCURAH24ABK | ADP |  | HE31924 | *96VTN0401712A* | 22400 | 15.2 | 8.5 | 24200 | 23200 | 95.87% | 1.94 | 0 | 9.5 |  |  |  | No | R-410A | 1.8667 | Residential & Commercial | No
215292637 | Central HP <5.4 tons | AIRQUEST | HRCU-A-CB (Split System: Heat Pump with Remote Outdoor Unit-Air-Source) | DLCURAH24ABK | ADP |  | HE31930 | *96VTN0401712A* | 22400 | 15.2 | 8.5 | 24200 | 23200 | 95.87% | 1.94 | 0 | 9.5 |  |  |  | No | R-410A | 1.8667 | Residential & Commercial | No
215292638 | Central HP <5.4 tons | AIRQUEST | HRCU-A-CB (Split System: Heat Pump with Remote Outdoor Unit-Air-Source) | DLCURAH24ABK | ADP |  | H,GG32930 | *96VTN0401712A* | 22600 | 16 | 8.5 | 24200 | 23200 | 95.87% | 1.94 | 0 | 9.5 |  |  |  | No | R-410A | 1.8833 | Residential & Commercial | No
212520333 | Central HP <5.4 tons | CARRIER | HRCU-A-CB (Split System: Heat Pump with Remote Outdoor Unit-Air-Source) | 38MURAQ30AB3* | ADP |  | H,PG32936 | 58S(B,C)*A110E24**20 | 29000 | 15.2 | 8.1 | 32200 | 26800 | 83.23% | 1.8 | 0 | 8.5 |  |  |  | No | R-410A | 2.4167 | Residential & Commercial | No
215293503 | Central HP <5.4 tons | AIRQUEST | HRCU-A-CB (Split System: Heat Pump with Remote Outdoor Unit-Air-Source) | DLCURAH30ABK | ADP |  | H,GG24936 | *92MSN0801716A* | 28800 | 15.2 | 8.1 | 32400 | 27600 | 85.19% | 1.78 | 0 | 8.5 |  |  |  | No | R-410A | 2.4 | Residential & Commercial | No
215293512 | Central HP <5.4 tons | AIRQUEST | HRCU-A-CB (Split System: Heat Pump with Remote Outdoor Unit-Air-Source) | DLCURAH30ABK | ADP |  | H,GE32930 | *92MSN0801716A* | 29000 | 15.2 | 8.1 | 32400 | 27600 | 85.19% | 1.78 | 0 | 8.5 |  |  |  | No | R-410A | 2.4167 | Residential & Commercial | No
215293519 | Central HP <5.4 tons | AIRQUEST | HRCU-A-CB (Split System: Heat Pump with Remote Outdoor Unit-Air-Source) | DLCURAH30ABK | ADP |  | H,GG34936 | *92MSN0801716A* | 29600 | 15.2 | 8.1 | 32400 | 27200 | 83.95% | 1.8 | 0 | 9 |  |  |  | No | R-410A | 2.4667 | Residential & Commercial | No
215295157 | Central HP <5.4 tons | AIRQUEST | HRCU-A-CB (Split System: Heat Pump with Remote Outdoor Unit-Air-Source) | DLCURAH36ABK | ADP |  | HE7J936 | *96MSN1002122A* | 35000 | 16 | 8.5 | 36800 | 34600 | 94.02% | 1.88 | 0 | 9.5 |  |  |  | No | R-410A | 2.9167 | Residential & Commercial | No
215295223 | Central HP <5.4 tons | AIRQUEST | HRCU-A-CB (Split System: Heat Pump with Remote Outdoor Unit-Air-Source) | DLCURAH36ABK | ADP |  | H,GG33936 | *96MSN1402422A* | 34200 | 16 | 8.5 | 36200 | 34200 | 94.48% | 2.02 | 0 | 9.5 |  |  |  | No | R-410A | 2.85 | Residential & Commercial | No
215295384 | Central HP <5.4 tons | AIRQUEST | HRCU-A-CB (Split System: Heat Pump with Remote Outdoor Unit-Air-Source) | DLCURAH36ABK | ADP |  | H,GG33936 | *96VTN0801716A* | 34800 | 15.2 | 8.1 | 36800 | 34600 | 94.02% | 1.86 | 0 | 9 |  |  |  | No | R-410A | 2.9 | Residential & Commercial | No
215295398 | Central HP <5.4 tons | AIRQUEST | HRCU-A-CB (Split System: Heat Pump with Remote Outdoor Unit-Air-Source) | DLCURAH36ABK | ADP |  | H,GG37936 | *96VTN0801716A* | 35200 | 15.2 | 8.1 | 36800 | 34600 | 94.02% | 1.86 | 0 | 9.5 |  |  |  | No | R-410A | 2.9333 | Residential & Commercial | No
215295405 | Central HP <5.4 tons | AIRQUEST | HRCU-A-CB (Split System: Heat Pump with Remote Outdoor Unit-Air-Source) | DLCURAH36ABK | ADP |  | H,GG9J936 | *96VTN0801716A* | 35200 | 15.2 | 8.1 | 36800 | 34600 | 94.02% | 1.86 | 0 | 9.5 |  |  |  | No | R-410A | 2.9333 | Residential & Commercial | No
215295707 | Central HP <5.4 tons | AIRQUEST | HRCU-A-CB (Split System: Heat Pump with Remote Outdoor Unit-Air-Source) | DLCURAH36ABK | ADP |  | HE32936 | *96VTN1202422A* | 34800 | 16 | 8.1 | 36800 | 34600 | 94.02% | 1.88 | 0 | 9.5 |  |  |  | No | R-410A | 2.9 | Residential & Commercial | No
215293528 | Central HP <5.4 tons | AIRQUEST | HRCU-A-CB (Split System: Heat Pump with Remote Outdoor Unit-Air-Source) | DLCURAH30ABK | ADP |  | H,GE36936 | *92MSN0801716A* | 29800 | 15.2 | 8.1 | 32400 | 27200 | 83.95% | 1.8 | 0 | 9 |  |  |  | No | R-410A | 2.4833 | Residential & Commercial | No
215293560 | Central HP <5.4 tons | AIRQUEST | HRCU-A-CB (Split System: Heat Pump with Remote Outdoor Unit-Air-Source) | DLCURAH30ABK | ADP |  | HG32936 | *92MSN0802120A* | 29600 | 15.2 | 8.1 | 32800 | 27600 | 84.15% | 1.78 | 0 | 8.5 |  |  |  | No | R-410A | 2.4667 | Residential & Commercial | No
215293576 | Central HP <5.4 tons | AIRQUEST | HRCU-A-CB (Split System: Heat Pump with Remote Outdoor Unit-Air-Source) | DLCURAH30ABK | ADP |  | H,GG36936 | *92MSN0802120A* | 30200 | 15.2 | 8.1 | 32600 | 27000 | 82.82% | 1.8 | 0 | 9 |  |  |  | No | R-410A | 2.5167 | Residential & Commercial | No
215293587 | Central HP <5.4 tons | AIRQUEST | HRCU-A-CB (Split System: Heat Pump with Remote Outdoor Unit-Air-Source) | DLCURAH30ABK | ADP |  | HE8J936 | *92MSN0802120A* | 30000 | 15.2 | 8.1 | 32600 | 27000 | 82.82% | 1.8 | 0 | 9 |  |  |  | No | R-410A | 2.5 | Residential & Commercial | No
215293617 | Central HP <5.4 tons | AIRQUEST | HRCU-A-CB (Split System: Heat Pump with Remote Outdoor Unit-Air-Source) | DLCURAH30ABK | ADP |  | HG34936 | *92MSN1002120A* | 30200 | 15.2 | 8.1 | 32600 | 27000 | 82.82% | 1.8 | 0 | 9 |  |  |  | No | R-410A | 2.5167 | Residential & Commercial | No
215293619 | Central HP <5.4 tons | AIRQUEST | HRCU-A-CB (Split System: Heat Pump with Remote Outdoor Unit-Air-Source) | DLCURAH30ABK | ADP |  | HE34936 | *92MSN1002120A* | 30200 | 15.2 | 8.1 | 32600 | 27000 | 82.82% | 1.8 | 0 | 9 |  |  |  | No | R-410A | 2.5167 | Residential & Commercial | No
215293626 | Central HP <5.4 tons | AIRQUEST | HRCU-A-CB (Split System: Heat Pump with Remote Outdoor Unit-Air-Source) | DLCURAH30ABK | ADP |  | HE36936 | *92MSN1002120A* | 30200 | 15.2 | 8.1 | 32600 | 27000 | 82.82% | 1.8 | 0 | 9 |  |  |  | No | R-410A | 2.5167 | Residential & Commercial | No
215293637 | Central HP <5.4 tons | AIRQUEST | HRCU-A-CB (Split System: Heat Pump with Remote Outdoor Unit-Air-Source) | DLCURAH30ABK | ADP |  | HG9J936 | *92MSN1002120A* | 30200 | 15.2 | 8.1 | 32600 | 27000 | 82.82% | 1.8 | 0 | 9 |  |  |  | No | R-410A | 2.5167 | Residential & Commercial | No
215295756 | Central HP <5.4 tons | AIRQUEST | HRCU-A-CB (Split System: Heat Pump with Remote Outdoor Unit-Air-Source) | DLCURAH36ABK | ADP |  | H,GE35936 | *96VTN1202422B* | 35000 | 16 | 8.5 | 36200 | 34200 | 94.48% | 2.02 | 0 | 9.5 |  |  |  | No | R-410A | 2.9167 | Residential & Commercial | No
215679844 | Central HP <5.4 tons | BRYANT HEATING AND COOLING SYSTEMS | HRCU-A-CB (Split System: Heat Pump with Remote Outdoor Unit-Air-Source) | 290VAN036**AA* |  |  | CSAH*4212AM*+UI | 987TA66100C21*** | 34000 | 16.5 | 8.5 | 35600 | 25200 | 70.79% | 1.78 | 0 | 9.5 |  |  |  | No | R-454B | 2.8333 | Residential & Commercial | No
215293642 | Central HP <5.4 tons | AIRQUEST | HRCU-A-CB (Split System: Heat Pump with Remote Outdoor Unit-Air-Source) | DLCURAH30ABK | ADP |  | HG80936 | *92MSN1002120A* | 30200 | 15.2 | 8.1 | 32600 | 27000 | 82.82% | 1.8 | 0 | 9 |  |  |  | No | R-410A | 2.5167 | Residential & Commercial | No
215293685 | Central HP <5.4 tons | AIRQUEST | HRCU-A-CB (Split System: Heat Pump with Remote Outdoor Unit-Air-Source) | DLCURAH30ABK | ADP |  | H,GG9J936 | *92MSN1202420A* | 30000 | 15.2 | 8.1 | 32600 | 27200 | 83.44% | 1.8 | 0 | 9 |  |  |  | No | R-410A | 2.5 | Residential & Commercial | No
215293694 | Central HP <5.4 tons | AIRQUEST | HRCU-A-CB (Split System: Heat Pump with Remote Outdoor Unit-Air-Source) | DLCURAH30ABK | ADP |  | HG81936 | *92MSN1202420A* | 30000 | 15.2 | 8.1 | 32600 | 27200 | 83.44% | 1.8 | 0 | 9 |  |  |  | No | R-410A | 2.5 | Residential & Commercial | No
215293887 | Central HP <5.4 tons | AIRQUEST | HRCU-A-CB (Split System: Heat Pump with Remote Outdoor Unit-Air-Source) | DLCURAH30ABK | ADP |  | H,GE35936 | *96MSN0802120A* | 29800 | 15.2 | 8.1 | 32600 | 27200 | 83.44% | 1.8 | 0 | 9 |  |  |  | No | R-410A | 2.4833 | Residential & Commercial | No
215293910 | Central HP <5.4 tons | AIRQUEST | HRCU-A-CB (Split System: Heat Pump with Remote Outdoor Unit-Air-Source) | DLCURAH30ABK | ADP |  | HG81936 | *96MSN0802120A* | 29800 | 15.2 | 8.1 | 32600 | 27200 | 83.44% | 1.8 | 0 | 9 |  |  |  | No | R-410A | 2.4833 | Residential & Commercial | No
215293969 | Central HP <5.4 tons | AIRQUEST | HRCU-A-CB (Split System: Heat Pump with Remote Outdoor Unit-Air-Source) | DLCURAH30ABK | ADP |  | H,GG32930 | *96MSN1202422A* | 29000 | 15.2 | 8.1 | 32600 | 27200 | 83.44% | 1.8 | 0 | 8.5 |  |  |  | No | R-410A | 2.4167 | Residential & Commercial | No
215293971 | Central HP <5.4 tons | AIRQUEST | HRCU-A-CB (Split System: Heat Pump with Remote Outdoor Unit-Air-Source) | DLCURAH30ABK | ADP |  | HG32936 | *96MSN1202422A* | 29000 | 15.2 | 8.1 | 32600 | 27200 | 83.44% | 1.8 | 0 | 8.5 |  |  |  | No | R-410A | 2.4167 | Residential & Commercial | No
215293987 | Central HP <5.4 tons | AIRQUEST | HRCU-A-CB (Split System: Heat Pump with Remote Outdoor Unit-Air-Source) | DLCURAH30ABK | ADP |  | H,GG36936 | *96MSN1202422A* | 30000 | 15.2 | 8.1 | 32600 | 27200 | 83.44% | 1.8 | 0 | 9 |  |  |  | No | R-410A | 2.5 | Residential & Commercial | No
215679984 | Central HP <5.4 tons | BRYANT HEATING AND COOLING SYSTEMS | HRCU-A-CB (Split System: Heat Pump with Remote Outdoor Unit-Air-Source) | 290VAN036**AA* |  |  | CSAH*6012AM*+UI | 987TA60080C21*** | 34600 | 16.5 | 8.5 | 34600 | 24800 | 71.68% | 1.8 | 0 | 9.5 |  |  |  | No | R-454B | 2.8833 | Residential & Commercial | No
215295659 | Central HP <5.4 tons | AIRQUEST | HRCU-A-CB (Split System: Heat Pump with Remote Outdoor Unit-Air-Source) | DLCURAH36ABK | ADP |  | H,GG24936 | *96VTN1002122B* | 34000 | 16 | 8.1 | 36800 | 34800 | 94.57% | 1.82 | 0 | 9.5 |  |  |  | No | R-410A | 2.8333 | Residential & Commercial | No
215294598 | Central HP <5.4 tons | AIRQUEST | HRCU-A-CB (Split System: Heat Pump with Remote Outdoor Unit-Air-Source) | DLCURAH36ABK | ADP |  | HG35936 | *92MSN0601412A* | 35400 | 15.2 | 8.5 | 36800 | 34800 | 94.57% | 2 | 0 | 9.5 |  |  |  | No | R-410A | 2.95 | Residential & Commercial | No
215295744 | Central HP <5.4 tons | AIRQUEST | HRCU-A-CB (Split System: Heat Pump with Remote Outdoor Unit-Air-Source) | DLCURAH36ABK | ADP |  | H,GE32936 | *96VTN1202422B* | 33600 | 16 | 8.5 | 36200 | 34200 | 94.48% | 2.02 | 0 | 9.5 |  |  |  | No | R-410A | 2.8 | Residential & Commercial | No
215293278 | Central HP <5.4 tons | AIRQUEST | HRCU-A-CB (Split System: Heat Pump with Remote Outdoor Unit-Air-Source) | DLCURAH24ABK | ADP |  | HE31924 | *96VTN1002122B* | 23200 | 17 | 8.5 | 24800 | 22800 | 91.94% | 1.92 | 0 | 9.5 |  |  |  | No | R-410A | 1.9333 | Residential & Commercial | No
215295748 | Central HP <5.4 tons | AIRQUEST | HRCU-A-CB (Split System: Heat Pump with Remote Outdoor Unit-Air-Source) | DLCURAH36ABK | ADP |  | H,GE33936 | *96VTN1202422B* | 34200 | 16 | 8.5 | 36200 | 34200 | 94.48% | 2.02 | 0 | 9.5 |  |  |  | No | R-410A | 2.85 | Residential & Commercial | No
215295743 | Central HP <5.4 tons | AIRQUEST | HRCU-A-CB (Split System: Heat Pump with Remote Outdoor Unit-Air-Source) | DLCURAH36ABK | ADP |  | HG32936 | *96VTN1202422B* | 33600 | 16 | 8.5 | 36200 | 34200 | 94.48% | 2.02 | 0 | 9.5 |  |  |  | No | R-410A | 2.8 | Residential & Commercial | No
215292806 | Central HP <5.4 tons | AIRQUEST | HRCU-A-CB (Split System: Heat Pump with Remote Outdoor Unit-Air-Source) | DLCURAH24ABK | ADP |  | H,GG30924 | *96VTN0601412B* | 22400 | 16 | 8.5 | 25200 | 26400 | 104.8% | 2.28 | 0 | 9.5 |  |  |  | No | R-410A | 1.8667 | Residential & Commercial | No
215291862 | Central HP <5.4 tons | AIRQUEST | HRCU-A-CB (Split System: Heat Pump with Remote Outdoor Unit-Air-Source) | DLCURAH24ABK | ADP |  | HE31924 | *92MSN0401712A* | 22600 | 15.2 | 8.5 | 24800 | 23600 | 95.16% | 1.96 | 0 | 9.5 |  |  |  | No | R-410A | 1.8833 | Residential & Commercial | No
215292532 | Central HP <5.4 tons | AIRQUEST | HRCU-A-CB (Split System: Heat Pump with Remote Outdoor Unit-Air-Source) | DLCURAH24ABK | ADP |  | H,GE24936 | *96VTN0401410A* | 22800 | 16 | 8.5 | 24000 | 23400 | 97.5% | 1.96 | 0 | 9.5 |  |  |  | No | R-410A | 1.9 | Residential & Commercial | No
215292582 | Central HP <5.4 tons | AIRQUEST | HRCU-A-CB (Split System: Heat Pump with Remote Outdoor Unit-Air-Source) | DLCURAH24ABK | ADP |  | HG31930 | *96VTN0401410B* | 22600 | 16 | 8.5 | 25400 | 26600 | 104.7% | 2.28 | 0 | 9 |  |  |  | No | R-410A | 1.8833 | Residential & Commercial | No
215292632 | Central HP <5.4 tons | AIRQUEST | HRCU-A-CB (Split System: Heat Pump with Remote Outdoor Unit-Air-Source) | DLCURAH24ABK | ADP |  | H,GG31924 | *96VTN0401712A* | 22400 | 15.2 | 8.5 | 24200 | 23200 | 95.87% | 1.94 | 0 | 9.5 |  |  |  | No | R-410A | 1.8667 | Residential & Commercial | No
215295742 | Central HP <5.4 tons | AIRQUEST | HRCU-A-CB (Split System: Heat Pump with Remote Outdoor Unit-Air-Source) | DLCURAH36ABK | ADP |  | H,GG32936 | *96VTN1202422B* | 33600 | 16 | 8.5 | 36200 | 34200 | 94.48% | 2.02 | 0 | 9.5 |  |  |  | No | R-410A | 2.8 | Residential & Commercial | No
215295751 | Central HP <5.4 tons | AIRQUEST | HRCU-A-CB (Split System: Heat Pump with Remote Outdoor Unit-Air-Source) | DLCURAH36ABK | ADP |  | HG34936 | *96VTN1202422B* | 34600 | 16 | 8.5 | 36200 | 34200 | 94.48% | 2.02 | 0 | 9.5 |  |  |  | No | R-410A | 2.8833 | Residential & Commercial | No
215295765 | Central HP <5.4 tons | AIRQUEST | HRCU-A-CB (Split System: Heat Pump with Remote Outdoor Unit-Air-Source) | DLCURAH36ABK | ADP |  | H,GE7J936 | *96VTN1202422B* | 34000 | 16 | 8.5 | 36200 | 34200 | 94.48% | 2.02 | 0 | 9.5 |  |  |  | No | R-410A | 2.8333 | Residential & Commercial | No
215292634 | Central HP <5.4 tons | AIRQUEST | HRCU-A-CB (Split System: Heat Pump with Remote Outdoor Unit-Air-Source) | DLCURAH24ABK | ADP |  | H,GE31924 | *96VTN0401712A* | 22400 | 15.2 | 8.5 | 24200 | 23200 | 95.87% | 1.94 | 0 | 9.5 |  |  |  | No | R-410A | 1.8667 | Residential & Commercial | No
215291939 | Central HP <5.4 tons | AIRQUEST | HRCU-A-CB (Split System: Heat Pump with Remote Outdoor Unit-Air-Source) | DLCURAH24ABK | ADP |  | HE30924 | *92MSN0601412A* | 23000 | 16 | 9 | 25400 | 25000 | 98.43% | 2.12 | 0 | 9.5 |  |  |  | No | R-410A | 1.9167 | Residential & Commercial | No
215292425 | Central HP <5.4 tons | AIRQUEST | HRCU-A-CB (Split System: Heat Pump with Remote Outdoor Unit-Air-Source) | DLCURAH24ABK | ADP |  | H,GE22936 | *96MSN0801716A* | 22600 | 16 | 8.5 | 25400 | 25600 | 100.8% | 2.16 | 0 | 9.5 |  |  |  | No | R-410A | 1.8833 | Residential & Commercial | No
215292434 | Central HP <5.4 tons | AIRQUEST | HRCU-A-CB (Split System: Heat Pump with Remote Outdoor Unit-Air-Source) | DLCURAH24ABK | ADP |  | HE31924 | *96MSN0801716A* | 21800 | 17 | 8.85 | 27600 | 24800 | 89.86% | 2.08 | 0 | 9 |  |  |  | No | R-410A | 1.8167 | Residential & Commercial | No
215292457 | Central HP <5.4 tons | AIRQUEST | HRCU-A-CB (Split System: Heat Pump with Remote Outdoor Unit-Air-Source) | DLCURAH24ABK | ADP |  | H,GG30924 | *96MSN0801716A* | 21600 | 17 | 8.75 | 27600 | 24800 | 89.86% | 2.04 | 0 | 9 |  |  |  | No | R-410A | 1.8 | Residential & Commercial | No
215292459 | Central HP <5.4 tons | AIRQUEST | HRCU-A-CB (Split System: Heat Pump with Remote Outdoor Unit-Air-Source) | DLCURAH24ABK | ADP |  | HE30924 | *96MSN0801716A* | 21600 | 17 | 8.75 | 27600 | 24800 | 89.86% | 2.04 | 0 | 9 |  |  |  | No | R-410A | 1.8 | Residential & Commercial | No
215292041 | Central HP <5.4 tons | AIRQUEST | HRCU-A-CB (Split System: Heat Pump with Remote Outdoor Unit-Air-Source) | DLCURAH24ABK | ADP |  | H,GG30924 | *92MSN0801716A* | 22400 | 17 | 8.5 | 24600 | 23400 | 95.12% | 2 | 0 | 9.5 |  |  |  | No | R-410A | 1.8667 | Residential & Commercial | No
215292693 | Central HP <5.4 tons | AIRQUEST | HRCU-A-CB (Split System: Heat Pump with Remote Outdoor Unit-Air-Source) | DLCURAH24ABK | ADP |  | H,GG33936 | *96VTN0401712B* | 23400 | 16 | 8.5 | 25400 | 25800 | 101.6% | 2.18 | 0 | 9.5 |  |  |  | No | R-410A | 1.95 | Residential & Commercial | No
215292707 | Central HP <5.4 tons | AIRQUEST | HRCU-A-CB (Split System: Heat Pump with Remote Outdoor Unit-Air-Source) | DLCURAH24ABK | ADP |  | H,GG30924 | *96VTN0401712B* | 22600 | 16 | 8.5 | 25400 | 25800 | 101.6% | 2.18 | 0 | 9 |  |  |  | No | R-410A | 1.8833 | Residential & Commercial | No
215292509 | Central HP <5.4 tons | AIRQUEST | HRCU-A-CB (Split System: Heat Pump with Remote Outdoor Unit-Air-Source) | DLCURAH24ABK | ADP |  | H,GG30924 | *96MSN0802120A* | 22400 | 16 | 8.5 | 24600 | 23200 | 94.31% | 1.96 | 0 | 9.5 |  |  |  | No | R-410A | 1.8667 | Residential & Commercial | No
215292856 | Central HP <5.4 tons | AIRQUEST | HRCU-A-CB (Split System: Heat Pump with Remote Outdoor Unit-Air-Source) | DLCURAH24ABK | ADP |  | H,GG30924 | *96VTN0601714A* | 23000 | 16 | 8.5 | 25200 | 24000 | 95.24% | 2.02 | 0 | 9.5 |  |  |  | No | R-410A | 1.9167 | Residential & Commercial | No
215292073 | Central HP <5.4 tons | AIRQUEST | HRCU-A-CB (Split System: Heat Pump with Remote Outdoor Unit-Air-Source) | DLCURAH24ABK | ADP |  | H,GG32936 | *92MSN0802120A* | 22800 | 17 | 8.5 | 24400 | 23600 | 96.72% | 2.02 | 0 | 9.5 |  |  |  | No | R-410A | 1.9 | Residential & Commercial | No
215292541 | Central HP <5.4 tons | AIRQUEST | HRCU-A-CB (Split System: Heat Pump with Remote Outdoor Unit-Air-Source) | DLCURAH24ABK | ADP |  | HG32924 | *96VTN0401410A* | 22600 | 16 | 8.5 | 24200 | 23800 | 98.35% | 2.02 | 0 | 9.5 |  |  |  | No | R-410A | 1.8833 | Residential & Commercial | No
215292584 | Central HP <5.4 tons | AIRQUEST | HRCU-A-CB (Split System: Heat Pump with Remote Outdoor Unit-Air-Source) | DLCURAH24ABK | ADP |  | H,GE31930 | *96VTN0401410B* | 22600 | 16 | 8.5 | 25400 | 26600 | 104.7% | 2.28 | 0 | 9 |  |  |  | No | R-410A | 1.8833 | Residential & Commercial | No
215292593 | Central HP <5.4 tons | AIRQUEST | HRCU-A-CB (Split System: Heat Pump with Remote Outdoor Unit-Air-Source) | DLCURAH24ABK | ADP |  | HE32936 | *96VTN0401410B* | 23000 | 16 | 8.5 | 25400 | 26600 | 104.7% | 2.28 | 0 | 9.5 |  |  |  | No | R-410A | 1.9167 | Residential & Commercial | No
215292166 | Central HP <5.4 tons | AIRQUEST | HRCU-A-CB (Split System: Heat Pump with Remote Outdoor Unit-Air-Source) | DLCURAH24ABK | ADP |  | H,GE23936 | *96MSN0261410A* | 23000 | 16 | 8.5 | 25400 | 25800 | 101.6% | 2.2 | 0 | 9.5 |  |  |  | No | R-410A | 1.9167 | Residential & Commercial | No
215292173 | Central HP <5.4 tons | AIRQUEST | HRCU-A-CB (Split System: Heat Pump with Remote Outdoor Unit-Air-Source) | DLCURAH24ABK | ADP |  | H,GE31930 | *96MSN0261410A* | 23000 | 16 | 8.5 | 25400 | 25800 | 101.6% | 2.2 | 0 | 9.5 |  |  |  | No | R-410A | 1.9167 | Residential & Commercial | No
213146420 | Central HP <5.4 tons | BRYANT HEATING AND COOLING SYSTEMS | HRCU-A-CB (Split System: Heat Pump with Remote Outdoor Unit-Air-Source) | 38MURAQ36AB3* | ADP |  | C36A***L129+AEFE3A* |  | 35400 | 15.2 | 8.1 | 36800 | 34400 | 93.48% | 2 | 0 | 9.5 |  |  |  | No | R-410A | 2.95 | Residential & Commercial | No
212365449 | Central HP <5.4 tons | Custom Comfort | HRCU-A-CB (Split System: Heat Pump with Remote Outdoor Unit-Air-Source) | CCOXHASZ60CHP |  |  | CCOXHAAHUC60 |  | 55000 | 15.5 | 9.2 | 60000 | 53500 | 89.17% | 1.96 | 9 | 9 |  |  |  | No | R-410A | 4.5833 | Residential & Commercial | No
215294630 | Central HP <5.4 tons | AIRQUEST | HRCU-A-CB (Split System: Heat Pump with Remote Outdoor Unit-Air-Source) | DLCURAH36ABK | ADP |  | H,GE32936 | *92MSN0601714A* | 34800 | 16 | 8.1 | 36800 | 34800 | 94.57% | 1.82 | 0 | 9.5 |  |  |  | No | R-410A | 2.9 | Residential & Commercial | No
213297067 | Central HP <5.4 tons | JOHNSON CONTROLS | HRCU-A-CB (Split System: Heat Pump with Remote Outdoor Unit-Air-Source) | HMH72B341 |  |  | XAUB30CXXN1+TXV | Z9ES060A10SMPS1 | 32400 | 18.5 | 8.1 | 33000 | 23200 | 70.3% | 2.02 | 0 | 9.5 |  |  |  | No | R-410A | 2.7 | Residential & Commercial | No
213297167 | Central HP <5.4 tons | JOHNSON CONTROLS | HRCU-A-CB (Split System: Heat Pump with Remote Outdoor Unit-Air-Source) | HMH72B341 |  |  | XAHC30CXXN1+TXV | Z8ES080C20LMPS1 | 32800 | 17.5 | 8.5 | 32000 | 22800 | 71.25% | 2.02 | 0 | 9.5 |  |  |  | No | R-410A | 2.7333 | Residential & Commercial | No
213297302 | Central HP <5.4 tons | JOHNSON CONTROLS | HRCU-A-CB (Split System: Heat Pump with Remote Outdoor Unit-Air-Source) | HMH72B341 |  |  | XAFC36DXXN1+TXV | Z8ET100C16LMPS1 | 34000 | 18 | 8.5 | 33400 | 24200 | 72.46% | 2.12 | 0 | 9.5 |  |  |  | No | R-410A | 2.8333 | Residential & Commercial | No
215292225 | Central HP <5.4 tons | AIRQUEST | HRCU-A-CB (Split System: Heat Pump with Remote Outdoor Unit-Air-Source) | DLCURAH24ABK | ADP |  | H,GE31930 | *96MSN0401410A* | 22600 | 16 | 8.5 | 25400 | 24800 | 97.64% | 2.1 | 0 | 9.5 |  |  |  | No | R-410A | 1.8833 | Residential & Commercial | No
215292675 | Central HP <5.4 tons | AIRQUEST | HRCU-A-CB (Split System: Heat Pump with Remote Outdoor Unit-Air-Source) | DLCURAH24ABK | ADP |  | H,GE22936 | *96VTN0401712B* | 21800 | 16 | 8.45 | 24600 | 23800 | 96.75% | 2 | 0 | 9 |  |  |  | No | R-410A | 1.8167 | Residential & Commercial | No
215292298 | Central HP <5.4 tons | AIRQUEST | HRCU-A-CB (Split System: Heat Pump with Remote Outdoor Unit-Air-Source) | DLCURAH24ABK | ADP |  | HE35936 | *96MSN0401712A* | 23400 | 16 | 8.5 | 24600 | 24000 | 97.56% | 2 | 0 | 9.5 |  |  |  | No | R-410A | 1.95 | Residential & Commercial | No
215292300 | Central HP <5.4 tons | AIRQUEST | HRCU-A-CB (Split System: Heat Pump with Remote Outdoor Unit-Air-Source) | DLCURAH24ABK | ADP |  | H,GG37936 | *96MSN0401712A* | 23400 | 16 | 8.5 | 24600 | 23800 | 96.75% | 2 | 0 | 9.5 |  |  |  | No | R-410A | 1.95 | Residential & Commercial | No
215292990 | Central HP <5.4 tons | AIRQUEST | HRCU-A-CB (Split System: Heat Pump with Remote Outdoor Unit-Air-Source) | DLCURAH24ABK | ADP |  | H,GG33936 | *96VTN0801716B* | 23200 | 17 | 8.5 | 24600 | 23600 | 95.93% | 2 | 0 | 9.5 |  |  |  | No | R-410A | 1.9333 | Residential & Commercial | No
215293004 | Central HP <5.4 tons | AIRQUEST | HRCU-A-CB (Split System: Heat Pump with Remote Outdoor Unit-Air-Source) | DLCURAH24ABK | ADP |  | H,GG30924 | *96VTN0801716B* | 23000 | 16 | 8.5 | 25400 | 25200 | 99.21% | 2.14 | 0 | 9.5 |  |  |  | No | R-410A | 1.9167 | Residential & Commercial | No
215292305 | Central HP <5.4 tons | AIRQUEST | HRCU-A-CB (Split System: Heat Pump with Remote Outdoor Unit-Air-Source) | DLCURAH24ABK | ADP |  | HG7J936 | *96MSN0401712A* | 22800 | 16 | 8.5 | 24600 | 23800 | 96.75% | 2 | 0 | 9 |  |  |  | No | R-410A | 1.9 | Residential & Commercial | No
215292309 | Central HP <5.4 tons | AIRQUEST | HRCU-A-CB (Split System: Heat Pump with Remote Outdoor Unit-Air-Source) | DLCURAH24ABK | ADP |  | HG8J936 | *96MSN0401712A* | 23200 | 16 | 8.5 | 24600 | 23800 | 96.75% | 2 | 0 | 9.5 |  |  |  | No | R-410A | 1.9333 | Residential & Commercial | No
215292709 | Central HP <5.4 tons | AIRQUEST | HRCU-A-CB (Split System: Heat Pump with Remote Outdoor Unit-Air-Source) | DLCURAH24ABK | ADP |  | HE30924 | *96VTN0401712B* | 22600 | 16 | 8.5 | 25400 | 25800 | 101.6% | 2.18 | 0 | 9 |  |  |  | No | R-410A | 1.8833 | Residential & Commercial | No
215292355 | Central HP <5.4 tons | AIRQUEST | HRCU-A-CB (Split System: Heat Pump with Remote Outdoor Unit-Air-Source) | DLCURAH24ABK | ADP |  | HE30924 | *96MSN0601412A* | 22600 | 16 | 8.5 | 25400 | 26000 | 102.4% | 2.22 | 0 | 9.5 |  |  |  | No | R-410A | 1.8833 | Residential & Commercial | No
215292373 | Central HP <5.4 tons | AIRQUEST | HRCU-A-CB (Split System: Heat Pump with Remote Outdoor Unit-Air-Source) | DLCURAH24ABK | ADP |  | H,GE22936 | *96MSN0601716A* | 22800 | 16 | 9.5 | 25000 | 24400 | 97.6% | 2.04 | 0 | 9.5 |  |  |  | No | R-410A | 1.9 | Residential & Commercial | No
215292375 | Central HP <5.4 tons | AIRQUEST | HRCU-A-CB (Split System: Heat Pump with Remote Outdoor Unit-Air-Source) | DLCURAH24ABK | ADP |  | H,GG24936 | *96MSN0601716A* | 23000 | 17 | 9 | 24200 | 23200 | 95.87% | 1.96 | 0 | 9.5 |  |  |  | No | R-410A | 1.9167 | Residential & Commercial | No
215291885 | Central HP <5.4 tons | AIRQUEST | HRCU-A-CB (Split System: Heat Pump with Remote Outdoor Unit-Air-Source) | DLCURAH24ABK | ADP |  | H,GG30924 | *92MSN0401712A* | 22200 | 15.2 | 8.5 | 25400 | 25200 | 99.21% | 2.12 | 0 | 9.5 |  |  |  | No | R-410A | 1.85 | Residential & Commercial | No
215292784 | Central HP <5.4 tons | AIRQUEST | HRCU-A-CB (Split System: Heat Pump with Remote Outdoor Unit-Air-Source) | DLCURAH24ABK | ADP |  | HE31930 | *96VTN0601412B* | 22800 | 16 | 8.5 | 25200 | 26600 | 105.6% | 2.3 | 0 | 9.5 |  |  |  | No | R-410A | 1.9 | Residential & Commercial | No
215292857 | Central HP <5.4 tons | AIRQUEST | HRCU-A-CB (Split System: Heat Pump with Remote Outdoor Unit-Air-Source) | DLCURAH24ABK | ADP |  | H,GE30924 | *96VTN0601714A* | 23000 | 16 | 8.5 | 25200 | 24000 | 95.24% | 2.02 | 0 | 9.5 |  |  |  | No | R-410A | 1.9167 | Residential & Commercial | No
215292925 | Central HP <5.4 tons | AIRQUEST | HRCU-A-CB (Split System: Heat Pump with Remote Outdoor Unit-Air-Source) | DLCURAH24ABK | ADP |  | H,GE22936 | *96VTN0801716A* | 23000 | 16 | 8.5 | 25200 | 23600 | 93.65% | 1.98 | 0 | 9.5 |  |  |  | No | R-410A | 1.9167 | Residential & Commercial | No
215292432 | Central HP <5.4 tons | AIRQUEST | HRCU-A-CB (Split System: Heat Pump with Remote Outdoor Unit-Air-Source) | DLCURAH24ABK | ADP |  | H,GE31924 | *96MSN0801716A* | 21800 | 17 | 8.85 | 27600 | 24800 | 89.86% | 2.08 | 0 | 9 |  |  |  | No | R-410A | 1.8167 | Residential & Commercial | No
215292377 | Central HP <5.4 tons | AIRQUEST | HRCU-A-CB (Split System: Heat Pump with Remote Outdoor Unit-Air-Source) | DLCURAH24ABK | ADP |  | H,GG31924 | *96MSN0601716A* | 23200 | 16 | 9.5 | 25000 | 24400 | 97.6% | 2.04 | 0 | 9.5 |  |  |  | No | R-410A | 1.9333 | Residential & Commercial | No
215292534 | Central HP <5.4 tons | AIRQUEST | HRCU-A-CB (Split System: Heat Pump with Remote Outdoor Unit-Air-Source) | DLCURAH24ABK | ADP |  | H,GG31930 | *96VTN0401410A* | 23000 | 15.2 | 8.5 | 25000 | 23600 | 94.4% | 1.96 | 0 | 9.5 |  |  |  | No | R-410A | 1.9167 | Residential & Commercial | No
215291890 | Central HP <5.4 tons | AIRQUEST | HRCU-A-CB (Split System: Heat Pump with Remote Outdoor Unit-Air-Source) | DLCURAH24ABK | ADP |  | H,GE7J924 | *92MSN0401712A* | 23000 | 16 | 8.5 | 24800 | 23600 | 95.16% | 1.96 | 0 | 9.5 |  |  |  | No | R-410A | 1.9167 | Residential & Commercial | No
215291938 | Central HP <5.4 tons | AIRQUEST | HRCU-A-CB (Split System: Heat Pump with Remote Outdoor Unit-Air-Source) | DLCURAH24ABK | ADP |  | H,GE30924 | *92MSN0601412A* | 23000 | 16 | 9 | 25400 | 25000 | 98.43% | 2.12 | 0 | 9.5 |  |  |  | No | R-410A | 1.9167 | Residential & Commercial | No
215294005 | Central HP <5.4 tons | AIRQUEST | HRCU-A-CB (Split System: Heat Pump with Remote Outdoor Unit-Air-Source) | DLCURAH30ABK | ADP |  | HG80936 | *96MSN1202422A* | 30000 | 15.2 | 8.1 | 32600 | 27200 | 83.44% | 1.8 | 0 | 9 |  |  |  | No | R-410A | 2.5 | Residential & Commercial | No
215294212 | Central HP <5.4 tons | AIRQUEST | HRCU-A-CB (Split System: Heat Pump with Remote Outdoor Unit-Air-Source) | DLCURAH30ABK | ADP |  | HG35936 | *96VTN0802120A* | 29600 | 15.2 | 8.1 | 32000 | 27000 | 84.38% | 1.78 | 0 | 9 |  |  |  | No | R-410A | 2.4667 | Residential & Commercial | No
215294237 | Central HP <5.4 tons | AIRQUEST | HRCU-A-CB (Split System: Heat Pump with Remote Outdoor Unit-Air-Source) | DLCURAH30ABK | ADP |  | HG82936 | *96VTN0802120A* | 29600 | 15.2 | 8.1 | 32000 | 27000 | 84.38% | 1.78 | 0 | 9 |  |  |  | No | R-410A | 2.4667 | Residential & Commercial | No
215294362 | Central HP <5.4 tons | AIRQUEST | HRCU-A-CB (Split System: Heat Pump with Remote Outdoor Unit-Air-Source) | DLCURAH30ABK | ADP |  | H,GG36936 | *96VTN1002120B* | 30200 | 15.2 | 8.5 | 32600 | 27200 | 83.44% | 1.8 | 0 | 9 |  |  |  | No | R-410A | 2.5167 | Residential & Commercial | No
215294403 | Central HP <5.4 tons | AIRQUEST | HRCU-A-CB (Split System: Heat Pump with Remote Outdoor Unit-Air-Source) | DLCURAH30ABK | ADP |  | H,GG34936 | *96VTN1002122A* | 29600 | 15.2 | 8.1 | 32200 | 27400 | 85.09% | 1.76 | 0 | 9 |  |  |  | No | R-410A | 2.4667 | Residential & Commercial | No
213146409 | Central HP <5.4 tons | BRYANT HEATING AND COOLING SYSTEMS | HRCU-A-CB (Split System: Heat Pump with Remote Outdoor Unit-Air-Source) | 38MURAQ30AB3* | ADP |  | V,C36H175P149+AEFE4B* |  | 30400 | 15.2 | 8.4 | 33400 | 27000 | 80.84% | 1.8 | 0 | 9 |  |  |  | No | R-410A | 2.5333 | Residential & Commercial | No
215291892 | Central HP <5.4 tons | AIRQUEST | HRCU-A-CB (Split System: Heat Pump with Remote Outdoor Unit-Air-Source) | DLCURAH24ABK | ADP |  | HE7J936 | *92MSN0401712A* | 23000 | 16 | 8.5 | 24800 | 23600 | 95.16% | 1.96 | 0 | 9.5 |  |  |  | No | R-410A | 1.9167 | Residential & Commercial | No
215675264 | Central HP <5.4 tons | BRYANT HEATING AND COOLING SYSTEMS | HRCU-A-CB (Split System: Heat Pump with Remote Outdoor Unit-Air-Source) | 290VAN048**AA* |  |  | CSAH*6012AM*+UI | 987MC60060C21*** | 45000 | 16 | 8.5 | 48500 | 34200 | 70.52% | 1.96 | 0 | 9 |  |  |  | No | R-454B | 3.75 | Residential & Commercial | No
215675214 | Central HP <5.4 tons | BRYANT HEATING AND COOLING SYSTEMS | HRCU-A-CB (Split System: Heat Pump with Remote Outdoor Unit-Air-Source) | 290VAN048**AA* |  |  | CSAH*6012AM*+UI | 88*TB60110C21*** | 45500 | 16.5 | 8.5 | 48000 | 33600 | 70% | 2.06 | 0 | 9.5 |  |  |  | No | R-454B | 3.7917 | Residential & Commercial | No
213297157 | Central HP <5.4 tons | JOHNSON CONTROLS | HRCU-A-CB (Split System: Heat Pump with Remote Outdoor Unit-Air-Source) | HMH72B341 |  |  | XAHB30CXXN1+TXV | Z8ES100B12LMPS1 | 32000 | 17 | 8.1 | 32200 | 22600 | 70.19% | 2 | 0 | 9.5 |  |  |  | No | R-410A | 2.6667 | Residential & Commercial | No
213297257 | Central HP <5.4 tons | JOHNSON CONTROLS | HRCU-A-CB (Split System: Heat Pump with Remote Outdoor Unit-Air-Source) | HMH72B341 |  |  | XAUB36DXXN1+TXV | Z9ET040A10SMPS1 | 34000 | 18 | 8.1 | 33400 | 23800 | 71.26% | 2.04 | 0 | 9.5 |  |  |  | No | R-410A | 2.8333 | Residential & Commercial | No
213297357 | Central HP <5.4 tons | JOHNSON CONTROLS | HRCU-A-CB (Split System: Heat Pump with Remote Outdoor Unit-Air-Source) | HMH72B341 |  |  | XAHC30CXXN1+TXV | Z8ES100B12SMPS1 | 32000 | 17.5 | 8.1 | 32200 | 22600 | 70.19% | 2 | 0 | 9.5 |  |  |  | No | R-410A | 2.6667 | Residential & Commercial | No
213297382 | Central HP <5.4 tons | JOHNSON CONTROLS | HRCU-A-CB (Split System: Heat Pump with Remote Outdoor Unit-Air-Source) | HMH72B341 |  |  | XAUB30CXXN1+TXV | Z8ES100B12LMPS1 | 32800 | 18 | 8.5 | 33000 | 23200 | 70.3% | 2.04 | 0 | 9.5 |  |  |  | No | R-410A | 2.7333 | Residential & Commercial | No
213297507 | Central HP <5.4 tons | JOHNSON CONTROLS | HRCU-A-CB (Split System: Heat Pump with Remote Outdoor Unit-Air-Source) | HMH72B341 |  |  | XAUC48FXXN1+TXV | Z8ET080C16LMPS1 | 33600 | 17.5 | 8.5 | 32800 | 23200 | 70.73% | 2.08 | 0 | 9.5 |  |  |  | No | R-410A | 2.8 | Residential & Commercial | No
213297607 | Central HP <5.4 tons | JOHNSON CONTROLS | HRCU-A-CB (Split System: Heat Pump with Remote Outdoor Unit-Air-Source) | HMH72B341 |  |  | XAUB36DXXN1+TXV | Z8ES100B12LMPS1 | 34000 | 18 | 8.1 | 34000 | 24600 | 72.35% | 2.1 | 0 | 9.5 |  |  |  | No | R-410A | 2.8333 | Residential & Commercial | No
215291967 | Central HP <5.4 tons | AIRQUEST | HRCU-A-CB (Split System: Heat Pump with Remote Outdoor Unit-Air-Source) | DLCURAH24ABK | ADP |  | HE31930 | *92MSN0601714A* | 23000 | 17 | 8.5 | 25200 | 26000 | 103.2% | 2.24 | 0 | 9.5 |  |  |  | No | R-410A | 1.9167 | Residential & Commercial | No
215292609 | Central HP <5.4 tons | AIRQUEST | HRCU-A-CB (Split System: Heat Pump with Remote Outdoor Unit-Air-Source) | DLCURAH24ABK | ADP |  | H,GE30924 | *96VTN0401410B* | 22400 | 15.2 | 8.5 | 25400 | 24600 | 96.85% | 2.06 | 0 | 9.5 |  |  |  | No | R-410A | 1.8667 | Residential & Commercial | No
215291990 | Central HP <5.4 tons | AIRQUEST | HRCU-A-CB (Split System: Heat Pump with Remote Outdoor Unit-Air-Source) | DLCURAH24ABK | ADP |  | H,GE30924 | *92MSN0601714A* | 22400 | 17 | 8.5 | 24600 | 23200 | 94.31% | 1.96 | 0 | 9.5 |  |  |  | No | R-410A | 1.8667 | Residential & Commercial | No
215293136 | Central HP <5.4 tons | AIRQUEST | HRCU-A-CB (Split System: Heat Pump with Remote Outdoor Unit-Air-Source) | DLCURAH24ABK | ADP |  | HG32936 | *96VTN1002120A* | 23400 | 17 | 8.5 | 24400 | 22400 | 91.8% | 1.9 | 0 | 9.5 |  |  |  | No | R-410A | 1.95 | Residential & Commercial | No
215292684 | Central HP <5.4 tons | AIRQUEST | HRCU-A-CB (Split System: Heat Pump with Remote Outdoor Unit-Air-Source) | DLCURAH24ABK | ADP |  | HE31924 | *96VTN0401712B* | 22200 | 16 | 8.5 | 24600 | 23800 | 96.75% | 2 | 0 | 9.5 |  |  |  | No | R-410A | 1.85 | Residential & Commercial | No
215292691 | Central HP <5.4 tons | AIRQUEST | HRCU-A-CB (Split System: Heat Pump with Remote Outdoor Unit-Air-Source) | DLCURAH24ABK | ADP |  | H,GE32936 | *96VTN0401712B* | 23400 | 16 | 8.5 | 25400 | 25800 | 101.6% | 2.18 | 0 | 9.5 |  |  |  | No | R-410A | 1.95 | Residential & Commercial | No
215293159 | Central HP <5.4 tons | AIRQUEST | HRCU-A-CB (Split System: Heat Pump with Remote Outdoor Unit-Air-Source) | DLCURAH24ABK | ADP |  | HE7J936 | *96VTN1002120A* | 23600 | 17 | 8.5 | 24400 | 22400 | 91.8% | 1.9 | 0 | 9.5 |  |  |  | No | R-410A | 1.9667 | Residential & Commercial | No
215293184 | Central HP <5.4 tons | AIRQUEST | HRCU-A-CB (Split System: Heat Pump with Remote Outdoor Unit-Air-Source) | DLCURAH24ABK | ADP |  | HG32936 | *96VTN1002120B* | 22800 | 17 | 8.5 | 24600 | 23400 | 95.12% | 1.98 | 0 | 9.5 |  |  |  | No | R-410A | 1.9 | Residential & Commercial | No
215292807 | Central HP <5.4 tons | AIRQUEST | HRCU-A-CB (Split System: Heat Pump with Remote Outdoor Unit-Air-Source) | DLCURAH24ABK | ADP |  | H,GE30924 | *96VTN0601412B* | 22400 | 16 | 8.5 | 25200 | 26400 | 104.8% | 2.28 | 0 | 9.5 |  |  |  | No | R-410A | 1.8667 | Residential & Commercial | No
215292809 | Central HP <5.4 tons | AIRQUEST | HRCU-A-CB (Split System: Heat Pump with Remote Outdoor Unit-Air-Source) | DLCURAH24ABK | ADP |  | HG7J924 | *96VTN0601412B* | 23000 | 17 | 8.5 | 24600 | 23600 | 95.93% | 2 | 0 | 9.5 |  |  |  | No | R-410A | 1.9167 | Residential & Commercial | No
215292072 | Central HP <5.4 tons | AIRQUEST | HRCU-A-CB (Split System: Heat Pump with Remote Outdoor Unit-Air-Source) | DLCURAH24ABK | ADP |  | H,GG32930 | *92MSN0802120A* | 22800 | 17 | 8.5 | 24400 | 23600 | 96.72% | 2.02 | 0 | 9.5 |  |  |  | No | R-410A | 1.9 | Residential & Commercial | No
208699605 | Central HP <5.4 tons | CARRIER | HRCU-A-CB (Split System: Heat Pump with Remote Outdoor Unit-Air-Source) | 25VNA848A*031* | ADP |  | H,PG1K948 | 58TN*A110C21**20 | 45000 | 17 | 8.1 | 44000 | 31600 | 71.82% | 2.26 | 10.5 | 9.5 |  |  |  | No | R-410A | 3.75 | Residential & Commercial | No
213296932 | Central HP <5.4 tons | JOHNSON CONTROLS | HRCU-A-CB (Split System: Heat Pump with Remote Outdoor Unit-Air-Source) | HMH72B341 |  |  | XAFC36DBCN1 | Z8ES100B12LMPS1 | 34000 | 18.5 | 8.1 | 34000 | 24600 | 72.35% | 2.12 | 0 | 9.5 |  |  |  | No | R-410A | 2.8333 | Residential & Commercial | No
213296812 | Central HP <5.4 tons | JOHNSON CONTROLS | HRCU-A-CB (Split System: Heat Pump with Remote Outdoor Unit-Air-Source) | HMH72B341 |  |  | XAFC36DBCN1 | Z9ES100C16SMPS1 | 34000 | 16.5 | 8.1 | 33400 | 24000 | 71.86% | 2.08 | 0 | 9.5 |  |  |  | No | R-410A | 2.8333 | Residential & Commercial | No
213297082 | Central HP <5.4 tons | JOHNSON CONTROLS | HRCU-A-CB (Split System: Heat Pump with Remote Outdoor Unit-Air-Source) | HMH72B341 |  |  | XAHC36DXXN1+TXV | Z8ET080C16LMPS1 | 34000 | 18.5 | 8.5 | 33400 | 24000 | 71.86% | 2.1 | 0 | 9.5 |  |  |  | No | R-410A | 2.8333 | Residential & Commercial | No
212520285 | Central HP <5.4 tons | CARRIER | HRCU-A-CB (Split System: Heat Pump with Remote Outdoor Unit-Air-Source) | 38MURAQ24AB3* | ADP |  | H,PG32936 | 58TP*A090V21**20 | 23600 | 17 | 8.5 | 24400 | 22400 | 91.8% | 1.88 | 0 | 9.5 |  |  |  | No | R-410A | 1.9667 | Residential & Commercial | No
211229220 | Central HP <5.4 tons | AIRQUEST | HRCU-A-CB (Split System: Heat Pump with Remote Outdoor Unit-Air-Source) | DLCURAH36ABK |  |  | EA*4X48L21A* | OMV112K14A | 35600 | 15.5 | 8.1 | 38500 | 34800 | 90.39% | 2.04 | 0 | 9.5 |  |  |  | No | R-410A | 2.9667 | Residential & Commercial | No
215292093 | Central HP <5.4 tons | AIRQUEST | HRCU-A-CB (Split System: Heat Pump with Remote Outdoor Unit-Air-Source) | DLCURAH24ABK | ADP |  | H,GG30924 | *92MSN0802120A* | 22200 | 17 | 8.5 | 24400 | 23600 | 96.72% | 2.02 | 0 | 9.5 |  |  |  | No | R-410A | 1.85 | Residential & Commercial | No
215295409 | Central HP <5.4 tons | AIRQUEST | HRCU-A-CB (Split System: Heat Pump with Remote Outdoor Unit-Air-Source) | DLCURAH36ABK | ADP |  | H,GG80936 | *96VTN0801716A* | 35200 | 15.2 | 8.1 | 36800 | 34600 | 94.02% | 1.86 | 0 | 9.5 |  |  |  | No | R-410A | 2.9333 | Residential & Commercial | No
215295425 | Central HP <5.4 tons | AIRQUEST | HRCU-A-CB (Split System: Heat Pump with Remote Outdoor Unit-Air-Source) | DLCURAH36ABK | ADP |  | HE33936 | *96VTN0801716B* | 34400 | 15.2 | 8.5 | 36800 | 34800 | 94.57% | 2 | 0 | 9.5 |  |  |  | No | R-410A | 2.8667 | Residential & Commercial | No
215295432 | Central HP <5.4 tons | AIRQUEST | HRCU-A-CB (Split System: Heat Pump with Remote Outdoor Unit-Air-Source) | DLCURAH36ABK | ADP |  | H,GE35936 | *96VTN0801716B* | 34800 | 16 | 8.1 | 36200 | 34400 | 95.03% | 2 | 0 | 9.5 |  |  |  | No | R-410A | 2.9 | Residential & Commercial | No
213297832 | Central HP <5.4 tons | JOHNSON CONTROLS | HRCU-A-CB (Split System: Heat Pump with Remote Outdoor Unit-Air-Source) | HMH72B341 |  |  | XAUB30CXXN1+TXV | Z8ES080B12SMPS1 | 33000 | 18 | 8.5 | 33000 | 23400 | 70.91% | 2.04 | 0 | 9.5 |  |  |  | No | R-410A | 2.75 | Residential & Commercial | No
213297522 | Central HP <5.4 tons | JOHNSON CONTROLS | HRCU-A-CB (Split System: Heat Pump with Remote Outdoor Unit-Air-Source) | HMH72B341 |  |  | XAHC36DXXN1+TXV | Z8ES120C16SMPS1 | 34000 | 17.5 | 8.1 | 33400 | 24000 | 71.86% | 2.08 | 0 | 9.5 |  |  |  | No | R-410A | 2.8333 | Residential & Commercial | No
213297597 | Central HP <5.4 tons | JOHNSON CONTROLS | HRCU-A-CB (Split System: Heat Pump with Remote Outdoor Unit-Air-Source) | HMH72B341 |  |  | XAUB36DXXN1+TXV | Z8ES100B12SMPS1 | 34000 | 18 | 8.1 | 34000 | 24600 | 72.35% | 2.1 | 0 | 9.5 |  |  |  | No | R-410A | 2.8333 | Residential & Commercial | No
213297792 | Central HP <5.4 tons | JOHNSON CONTROLS | HRCU-A-CB (Split System: Heat Pump with Remote Outdoor Unit-Air-Source) | HMH72B341 |  |  | XAFC30CXXN1+TXV | Z8ES100B12SMPS1 | 33000 | 18 | 8.5 | 33000 | 23200 | 70.3% | 2.04 | 0 | 9.5 |  |  |  | No | R-410A | 2.75 | Residential & Commercial | No
215292222 | Central HP <5.4 tons | AIRQUEST | HRCU-A-CB (Split System: Heat Pump with Remote Outdoor Unit-Air-Source) | DLCURAH24ABK | ADP |  | H,GG31930 | *96MSN0401410A* | 22600 | 16 | 8.5 | 25400 | 24800 | 97.64% | 2.1 | 0 | 9.5 |  |  |  | No | R-410A | 1.8833 | Residential & Commercial | No
215292975 | Central HP <5.4 tons | AIRQUEST | HRCU-A-CB (Split System: Heat Pump with Remote Outdoor Unit-Air-Source) | DLCURAH24ABK | ADP |  | H,GE24936 | *96VTN0801716B* | 23000 | 17 | 8.5 | 24600 | 23600 | 95.93% | 2 | 0 | 9.5 |  |  |  | No | R-410A | 1.9167 | Residential & Commercial | No
215292281 | Central HP <5.4 tons | AIRQUEST | HRCU-A-CB (Split System: Heat Pump with Remote Outdoor Unit-Air-Source) | DLCURAH24ABK | ADP |  | H,GG32936 | *96MSN0401712A* | 22600 | 16 | 8.5 | 24800 | 24600 | 99.19% | 2.08 | 0 | 9 |  |  |  | No | R-410A | 1.8833 | Residential & Commercial | No
215292283 | Central HP <5.4 tons | AIRQUEST | HRCU-A-CB (Split System: Heat Pump with Remote Outdoor Unit-Air-Source) | DLCURAH24ABK | ADP |  | HG32936 | *96MSN0401712A* | 22600 | 16 | 8.5 | 24800 | 24600 | 99.19% | 2.08 | 0 | 9 |  |  |  | No | R-410A | 1.8833 | Residential & Commercial | No
215294723 | Central HP <5.4 tons | AIRQUEST | HRCU-A-CB (Split System: Heat Pump with Remote Outdoor Unit-Air-Source) | DLCURAH36ABK | ADP |  | H,GG24936 | *92MSN0802120A* | 33800 | 16 | 8.1 | 36800 | 34600 | 94.02% | 1.88 | 0 | 9.5 |  |  |  | No | R-410A | 2.8167 | Residential & Commercial | No
215294730 | Central HP <5.4 tons | AIRQUEST | HRCU-A-CB (Split System: Heat Pump with Remote Outdoor Unit-Air-Source) | DLCURAH36ABK | ADP |  | H,GE32936 | *92MSN0802120A* | 33800 | 16 | 8.5 | 36200 | 34200 | 94.48% | 2.02 | 0 | 9.5 |  |  |  | No | R-410A | 2.8167 | Residential & Commercial | No
215294982 | Central HP <5.4 tons | AIRQUEST | HRCU-A-CB (Split System: Heat Pump with Remote Outdoor Unit-Air-Source) | DLCURAH36ABK | ADP |  | HG48936 | *96MSN0601716A* | 35600 | 15.2 | 8.5 | 36400 | 34400 | 94.51% | 2.04 | 0 | 9.5 |  |  |  | No | R-410A | 2.9667 | Residential & Commercial | No
215294998 | Central HP <5.4 tons | AIRQUEST | HRCU-A-CB (Split System: Heat Pump with Remote Outdoor Unit-Air-Source) | DLCURAH36ABK | ADP |  | HG81936 | *96MSN0601716A* | 35600 | 15.2 | 8.5 | 36400 | 34400 | 94.51% | 2.04 | 0 | 9.5 |  |  |  | No | R-410A | 2.9667 | Residential & Commercial | No
215295021 | Central HP <5.4 tons | AIRQUEST | HRCU-A-CB (Split System: Heat Pump with Remote Outdoor Unit-Air-Source) | DLCURAH36ABK | ADP |  | H,GE36936 | *96MSN0801716A* | 34800 | 16 | 8.1 | 36800 | 34600 | 94.02% | 1.98 | 0 | 9.5 |  |  |  | No | R-410A | 2.9 | Residential & Commercial | No
215295023 | Central HP <5.4 tons | AIRQUEST | HRCU-A-CB (Split System: Heat Pump with Remote Outdoor Unit-Air-Source) | DLCURAH36ABK | ADP |  | H,GG37936 | *96MSN0801716A* | 35200 | 16 | 8.1 | 36800 | 34600 | 94.02% | 1.98 | 0 | 9.5 |  |  |  | No | R-410A | 2.9333 | Residential & Commercial | No
213079837 | Central HP <5.4 tons | CARRIER | HRCU-A-CB (Split System: Heat Pump with Remote Outdoor Unit-Air-Source) | 38MURAQ36AB3* |  |  | CAP**3621AL* | 59SC2E100M21**22 | 35200 | 16 | 8.1 | 38500 | 35200 | 91.43% | 1.84 | 0 | 9.5 |  |  |  | No | R-410A | 2.9333 | Residential & Commercial | No
215292290 | Central HP <5.4 tons | AIRQUEST | HRCU-A-CB (Split System: Heat Pump with Remote Outdoor Unit-Air-Source) | DLCURAH24ABK | ADP |  | HE33936 | *96MSN0401712A* | 23000 | 16 | 8.5 | 24600 | 24000 | 97.56% | 2 | 0 | 9 |  |  |  | No | R-410A | 1.9167 | Residential & Commercial | No
215292292 | Central HP <5.4 tons | AIRQUEST | HRCU-A-CB (Split System: Heat Pump with Remote Outdoor Unit-Air-Source) | DLCURAH24ABK | ADP |  | HG34936 | *96MSN0401712A* | 23200 | 16 | 8.5 | 24600 | 24000 | 97.56% | 2 | 0 | 9.5 |  |  |  | No | R-410A | 1.9333 | Residential & Commercial | No
215292991 | Central HP <5.4 tons | AIRQUEST | HRCU-A-CB (Split System: Heat Pump with Remote Outdoor Unit-Air-Source) | DLCURAH24ABK | ADP |  | HG33936 | *96VTN0801716B* | 23200 | 17 | 8.5 | 24600 | 23600 | 95.93% | 2 | 0 | 9.5 |  |  |  | No | R-410A | 1.9333 | Residential & Commercial | No
215295046 | Central HP <5.4 tons | AIRQUEST | HRCU-A-CB (Split System: Heat Pump with Remote Outdoor Unit-Air-Source) | DLCURAH36ABK | ADP |  | H,GE24936 | *96MSN0802120A* | 34200 | 16 | 8.1 | 37400 | 34800 | 93.05% | 1.84 | 0 | 9 |  |  |  | No | R-410A | 2.85 | Residential & Commercial | No
215292429 | Central HP <5.4 tons | AIRQUEST | HRCU-A-CB (Split System: Heat Pump with Remote Outdoor Unit-Air-Source) | DLCURAH24ABK | ADP |  | H,GG31924 | *96MSN0801716A* | 21800 | 17 | 8.85 | 27600 | 24800 | 89.86% | 2.08 | 0 | 9 |  |  |  | No | R-410A | 1.8167 | Residential & Commercial | No
215292477 | Central HP <5.4 tons | AIRQUEST | HRCU-A-CB (Split System: Heat Pump with Remote Outdoor Unit-Air-Source) | DLCURAH24ABK | ADP |  | H,GE22936 | *96MSN0802120A* | 22000 | 16 | 8.45 | 24800 | 23800 | 95.97% | 2.02 | 0 | 9.5 |  |  |  | No | R-410A | 1.8333 | Residential & Commercial | No
215293202 | Central HP <5.4 tons | AIRQUEST | HRCU-A-CB (Split System: Heat Pump with Remote Outdoor Unit-Air-Source) | DLCURAH24ABK | ADP |  | H,GG30924 | *96VTN1002120B* | 22200 | 17 | 8.5 | 24600 | 23400 | 95.12% | 1.98 | 0 | 9.5 |  |  |  | No | R-410A | 1.85 | Residential & Commercial | No
215295114 | Central HP <5.4 tons | AIRQUEST | HRCU-A-CB (Split System: Heat Pump with Remote Outdoor Unit-Air-Source) | DLCURAH36ABK | ADP |  | HE7J936 | *96MSN1002120A* | 34400 | 16 | 8.5 | 36200 | 34200 | 94.48% | 2.04 | 0 | 9.5 |  |  |  | No | R-410A | 2.8667 | Residential & Commercial | No
215292547 | Central HP <5.4 tons | AIRQUEST | HRCU-A-CB (Split System: Heat Pump with Remote Outdoor Unit-Air-Source) | DLCURAH24ABK | ADP |  | HG33936 | *96VTN0401410A* | 23000 | 16 | 8.5 | 24000 | 23400 | 97.5% | 1.96 | 0 | 9.5 |  |  |  | No | R-410A | 1.9167 | Residential & Commercial | No
215292560 | Central HP <5.4 tons | AIRQUEST | HRCU-A-CB (Split System: Heat Pump with Remote Outdoor Unit-Air-Source) | DLCURAH24ABK | ADP |  | H,GE30924 | *96VTN0401410A* | 22800 | 15.2 | 8.5 | 25200 | 24400 | 96.83% | 2.04 | 0 | 9.5 |  |  |  | No | R-410A | 1.9 | Residential & Commercial | No
215292614 | Central HP <5.4 tons | AIRQUEST | HRCU-A-CB (Split System: Heat Pump with Remote Outdoor Unit-Air-Source) | DLCURAH24ABK | ADP |  | H,GE7J936 | *96VTN0401410B* | 23000 | 16 | 8.5 | 24800 | 24400 | 98.39% | 2.06 | 0 | 9.5 |  |  |  | No | R-410A | 1.9167 | Residential & Commercial | No
215292381 | Central HP <5.4 tons | AIRQUEST | HRCU-A-CB (Split System: Heat Pump with Remote Outdoor Unit-Air-Source) | DLCURAH24ABK | ADP |  | H,GE31930 | *96MSN0601716A* | 23200 | 16 | 9.5 | 25000 | 24400 | 97.6% | 2.04 | 0 | 9.5 |  |  |  | No | R-410A | 1.9333 | Residential & Commercial | No
215292392 | Central HP <5.4 tons | AIRQUEST | HRCU-A-CB (Split System: Heat Pump with Remote Outdoor Unit-Air-Source) | DLCURAH24ABK | ADP |  | HG33936 | *96MSN0601716A* | 23200 | 17 | 9 | 24200 | 23200 | 95.87% | 1.96 | 0 | 9.5 |  |  |  | No | R-410A | 1.9333 | Residential & Commercial | No
215293877 | Central HP <5.4 tons | AIRQUEST | HRCU-A-CB (Split System: Heat Pump with Remote Outdoor Unit-Air-Source) | DLCURAH30ABK | ADP |  | H,GG33936 | *96MSN0802120A* | 29200 | 15.2 | 8.1 | 32600 | 27200 | 83.44% | 1.8 | 0 | 8.5 |  |  |  | No | R-410A | 2.4333 | Residential & Commercial | No
215293893 | Central HP <5.4 tons | AIRQUEST | HRCU-A-CB (Split System: Heat Pump with Remote Outdoor Unit-Air-Source) | DLCURAH30ABK | ADP |  | H,GG48936 | *96MSN0802120A* | 29800 | 15.2 | 8.1 | 32600 | 27200 | 83.44% | 1.8 | 0 | 9 |  |  |  | No | R-410A | 2.4833 | Residential & Commercial | No
215293920 | Central HP <5.4 tons | AIRQUEST | HRCU-A-CB (Split System: Heat Pump with Remote Outdoor Unit-Air-Source) | DLCURAH30ABK | ADP |  | H,GG32930 | *96MSN1002120A* | 29400 | 15.2 | 8.5 | 32400 | 27000 | 83.33% | 1.8 | 0 | 8.5 |  |  |  | No | R-410A | 2.45 | Residential & Commercial | No
215293929 | Central HP <5.4 tons | AIRQUEST | HRCU-A-CB (Split System: Heat Pump with Remote Outdoor Unit-Air-Source) | DLCURAH30ABK | ADP |  | HE33936 | *96MSN1002120A* | 29800 | 15.2 | 8.5 | 32400 | 27000 | 83.33% | 1.8 | 0 | 8.5 |  |  |  | No | R-410A | 2.4833 | Residential & Commercial | No
215293936 | Central HP <5.4 tons | AIRQUEST | HRCU-A-CB (Split System: Heat Pump with Remote Outdoor Unit-Air-Source) | DLCURAH30ABK | ADP |  | H,GE35936 | *96MSN1002120A* | 30200 | 15.2 | 8.5 | 32400 | 27000 | 83.33% | 1.8 | 0 | 9 |  |  |  | No | R-410A | 2.5167 | Residential & Commercial | No
215292661 | Central HP <5.4 tons | AIRQUEST | HRCU-A-CB (Split System: Heat Pump with Remote Outdoor Unit-Air-Source) | DLCURAH24ABK | ADP |  | HG7J924 | *96VTN0401712A* | 22800 | 16 | 8.5 | 24200 | 23800 | 98.35% | 2 | 0 | 9.5 |  |  |  | No | R-410A | 1.9 | Residential & Commercial | No
215292662 | Central HP <5.4 tons | AIRQUEST | HRCU-A-CB (Split System: Heat Pump with Remote Outdoor Unit-Air-Source) | DLCURAH24ABK | ADP |  | H,GE7J924 | *96VTN0401712A* | 22800 | 16 | 8.5 | 24200 | 23200 | 95.87% | 1.94 | 0 | 9.5 |  |  |  | No | R-410A | 1.9 | Residential & Commercial | No
213076634 | Central HP <5.4 tons | DAY & NIGHT | HRCU-A-CB (Split System: Heat Pump with Remote Outdoor Unit-Air-Source) | DLCURAH36ABK |  |  | EA*4X36L21A* | *80VTL0902120B* | 35000 | 16 | 8.1 | 38500 | 35200 | 91.43% | 1.82 | 0 | 9.5 |  |  |  | No | R-410A | 2.9167 | Residential & Commercial | No
215293500 | Central HP <5.4 tons | AIRQUEST | HRCU-A-CB (Split System: Heat Pump with Remote Outdoor Unit-Air-Source) | DLCURAH30ABK | ADP |  | HG82936 | *92MSN0601714A* | 29600 | 15.2 | 8.1 | 31800 | 26000 | 81.76% | 1.84 | 0 | 8.5 |  |  |  | No | R-410A | 2.4667 | Residential & Commercial | No
215293545 | Central HP <5.4 tons | AIRQUEST | HRCU-A-CB (Split System: Heat Pump with Remote Outdoor Unit-Air-Source) | DLCURAH30ABK | ADP |  | HG80936 | *92MSN0801716A* | 29800 | 15.2 | 8.1 | 32400 | 27200 | 83.95% | 1.8 | 0 | 9 |  |  |  | No | R-410A | 2.4833 | Residential & Commercial | No
215293561 | Central HP <5.4 tons | AIRQUEST | HRCU-A-CB (Split System: Heat Pump with Remote Outdoor Unit-Air-Source) | DLCURAH30ABK | ADP |  | H,GE32930 | *92MSN0802120A* | 29600 | 15.2 | 8.1 | 32800 | 27600 | 84.15% | 1.78 | 0 | 8.5 |  |  |  | No | R-410A | 2.4667 | Residential & Commercial | No
215293568 | Central HP <5.4 tons | AIRQUEST | HRCU-A-CB (Split System: Heat Pump with Remote Outdoor Unit-Air-Source) | DLCURAH30ABK | ADP |  | H,GG34936 | *92MSN0802120A* | 30200 | 15.2 | 8.1 | 32600 | 27000 | 82.82% | 1.8 | 0 | 9 |  |  |  | No | R-410A | 2.5167 | Residential & Commercial | No
215293595 | Central HP <5.4 tons | AIRQUEST | HRCU-A-CB (Split System: Heat Pump with Remote Outdoor Unit-Air-Source) | DLCURAH30ABK | ADP |  | H,GE80936 | *92MSN0802120A* | 30200 | 15.2 | 8.1 | 32600 | 27000 | 82.82% | 1.8 | 0 | 9 |  |  |  | No | R-410A | 2.5167 | Residential & Commercial | No
215293543 | Central HP <5.4 tons | AIRQUEST | HRCU-A-CB (Split System: Heat Pump with Remote Outdoor Unit-Air-Source) | DLCURAH30ABK | ADP |  | H,GE1K936 | *92MSN0801716A* | 29800 | 15.2 | 8.1 | 32400 | 27200 | 83.95% | 1.8 | 0 | 9 |  |  |  | No | R-410A | 2.4833 | Residential & Commercial | No
215293570 | Central HP <5.4 tons | AIRQUEST | HRCU-A-CB (Split System: Heat Pump with Remote Outdoor Unit-Air-Source) | DLCURAH30ABK | ADP |  | H,GE34936 | *92MSN0802120A* | 30200 | 15.2 | 8.1 | 32600 | 27000 | 82.82% | 1.8 | 0 | 9 |  |  |  | No | R-410A | 2.5167 | Residential & Commercial | No
215293586 | Central HP <5.4 tons | AIRQUEST | HRCU-A-CB (Split System: Heat Pump with Remote Outdoor Unit-Air-Source) | DLCURAH30ABK | ADP |  | H,GE8J936 | *92MSN0802120A* | 30000 | 15.2 | 8.1 | 32600 | 27000 | 82.82% | 1.8 | 0 | 9 |  |  |  | No | R-410A | 2.5 | Residential & Commercial | No
215292663 | Central HP <5.4 tons | AIRQUEST | HRCU-A-CB (Split System: Heat Pump with Remote Outdoor Unit-Air-Source) | DLCURAH24ABK | ADP |  | H,GE7J936 | *96VTN0401712A* | 22800 | 16 | 8.5 | 24200 | 23200 | 95.87% | 1.94 | 0 | 9.5 |  |  |  | No | R-410A | 1.9 | Residential & Commercial | No
215292218 | Central HP <5.4 tons | AIRQUEST | HRCU-A-CB (Split System: Heat Pump with Remote Outdoor Unit-Air-Source) | DLCURAH24ABK | ADP |  | H,GE23936 | *96MSN0401410A* | 22800 | 16 | 8.5 | 25400 | 24800 | 97.64% | 2.1 | 0 | 9.5 |  |  |  | No | R-410A | 1.9 | Residential & Commercial | No
215292269 | Central HP <5.4 tons | AIRQUEST | HRCU-A-CB (Split System: Heat Pump with Remote Outdoor Unit-Air-Source) | DLCURAH24ABK | ADP |  | H,GE22936 | *96MSN0401712A* | 22200 | 15.2 | 8.5 | 25400 | 26800 | 105.5% | 2.3 | 0 | 9 |  |  |  | No | R-410A | 1.85 | Residential & Commercial | No
215292286 | Central HP <5.4 tons | AIRQUEST | HRCU-A-CB (Split System: Heat Pump with Remote Outdoor Unit-Air-Source) | DLCURAH24ABK | ADP |  | HE32936 | *96MSN0401712A* | 22600 | 16 | 8.5 | 24800 | 24600 | 99.19% | 2.08 | 0 | 9 |  |  |  | No | R-410A | 1.8833 | Residential & Commercial | No
215292354 | Central HP <5.4 tons | AIRQUEST | HRCU-A-CB (Split System: Heat Pump with Remote Outdoor Unit-Air-Source) | DLCURAH24ABK | ADP |  | H,GE30924 | *96MSN0601412A* | 22600 | 16 | 8.5 | 25400 | 26000 | 102.4% | 2.22 | 0 | 9.5 |  |  |  | No | R-410A | 1.8833 | Residential & Commercial | No
215292435 | Central HP <5.4 tons | AIRQUEST | HRCU-A-CB (Split System: Heat Pump with Remote Outdoor Unit-Air-Source) | DLCURAH24ABK | ADP |  | HE31930 | *96MSN0801716A* | 21800 | 17 | 8.85 | 27600 | 24800 | 89.86% | 2.08 | 0 | 9 |  |  |  | No | R-410A | 1.8167 | Residential & Commercial | No
215292542 | Central HP <5.4 tons | AIRQUEST | HRCU-A-CB (Split System: Heat Pump with Remote Outdoor Unit-Air-Source) | DLCURAH24ABK | ADP |  | HG32936 | *96VTN0401410A* | 22600 | 16 | 8.5 | 24200 | 23800 | 98.35% | 2.02 | 0 | 9.5 |  |  |  | No | R-410A | 1.8833 | Residential & Commercial | No
215292683 | Central HP <5.4 tons | AIRQUEST | HRCU-A-CB (Split System: Heat Pump with Remote Outdoor Unit-Air-Source) | DLCURAH24ABK | ADP |  | H,GE31930 | *96VTN0401712B* | 22200 | 16 | 8.5 | 24600 | 23800 | 96.75% | 2 | 0 | 9.5 |  |  |  | No | R-410A | 1.85 | Residential & Commercial | No
215292690 | Central HP <5.4 tons | AIRQUEST | HRCU-A-CB (Split System: Heat Pump with Remote Outdoor Unit-Air-Source) | DLCURAH24ABK | ADP |  | H,GE32930 | *96VTN0401712B* | 23400 | 16 | 8.5 | 25400 | 25800 | 101.6% | 2.18 | 0 | 9.5 |  |  |  | No | R-410A | 1.95 | Residential & Commercial | No
215292708 | Central HP <5.4 tons | AIRQUEST | HRCU-A-CB (Split System: Heat Pump with Remote Outdoor Unit-Air-Source) | DLCURAH24ABK | ADP |  | H,GE30924 | *96VTN0401712B* | 22600 | 16 | 8.5 | 25400 | 25800 | 101.6% | 2.18 | 0 | 9 |  |  |  | No | R-410A | 1.8833 | Residential & Commercial | No
215292311 | Central HP <5.4 tons | AIRQUEST | HRCU-A-CB (Split System: Heat Pump with Remote Outdoor Unit-Air-Source) | DLCURAH24ABK | ADP |  | HE8J936 | *96MSN0401712A* | 23200 | 16 | 8.5 | 24600 | 23800 | 96.75% | 2 | 0 | 9.5 |  |  |  | No | R-410A | 1.9333 | Residential & Commercial | No
215292312 | Central HP <5.4 tons | AIRQUEST | HRCU-A-CB (Split System: Heat Pump with Remote Outdoor Unit-Air-Source) | DLCURAH24ABK | ADP |  | H,GG9J936 | *96MSN0401712A* | 23400 | 16 | 8.5 | 24600 | 24000 | 97.56% | 2 | 0 | 9.5 |  |  |  | No | R-410A | 1.95 | Residential & Commercial | No
215292327 | Central HP <5.4 tons | AIRQUEST | HRCU-A-CB (Split System: Heat Pump with Remote Outdoor Unit-Air-Source) | DLCURAH24ABK | ADP |  | HG31930 | *96MSN0601412A* | 23000 | 16 | 8.5 | 25400 | 26000 | 102.4% | 2.22 | 0 | 9.5 |  |  |  | No | R-410A | 1.9167 | Residential & Commercial | No
215292810 | Central HP <5.4 tons | AIRQUEST | HRCU-A-CB (Split System: Heat Pump with Remote Outdoor Unit-Air-Source) | DLCURAH24ABK | ADP |  | HG7J936 | *96VTN0601412B* | 23000 | 17 | 8.5 | 24600 | 23600 | 95.93% | 2 | 0 | 9.5 |  |  |  | No | R-410A | 1.9167 | Residential & Commercial | No
215293036 | Central HP <5.4 tons | AIRQUEST | HRCU-A-CB (Split System: Heat Pump with Remote Outdoor Unit-Air-Source) | DLCURAH24ABK | ADP |  | HG32924 | *96VTN0802120A* | 23200 | 17 | 8.5 | 24200 | 22800 | 94.21% | 1.94 | 0 | 9.5 |  |  |  | No | R-410A | 1.9333 | Residential & Commercial | No
215292974 | Central HP <5.4 tons | AIRQUEST | HRCU-A-CB (Split System: Heat Pump with Remote Outdoor Unit-Air-Source) | DLCURAH24ABK | ADP |  | H,GG24936 | *96VTN0801716B* | 23000 | 17 | 8.5 | 24600 | 23600 | 95.93% | 2 | 0 | 9.5 |  |  |  | No | R-410A | 1.9167 | Residential & Commercial | No
215292380 | Central HP <5.4 tons | AIRQUEST | HRCU-A-CB (Split System: Heat Pump with Remote Outdoor Unit-Air-Source) | DLCURAH24ABK | ADP |  | H,GE31924 | *96MSN0601716A* | 23200 | 16 | 9.5 | 25000 | 24400 | 97.6% | 2.04 | 0 | 9.5 |  |  |  | No | R-410A | 1.9333 | Residential & Commercial | No
215292393 | Central HP <5.4 tons | AIRQUEST | HRCU-A-CB (Split System: Heat Pump with Remote Outdoor Unit-Air-Source) | DLCURAH24ABK | ADP |  | H,GE33936 | *96MSN0601716A* | 23200 | 17 | 9 | 24200 | 23200 | 95.87% | 1.96 | 0 | 9.5 |  |  |  | No | R-410A | 1.9333 | Residential & Commercial | No
215292394 | Central HP <5.4 tons | AIRQUEST | HRCU-A-CB (Split System: Heat Pump with Remote Outdoor Unit-Air-Source) | DLCURAH24ABK | ADP |  | HE33936 | *96MSN0601716A* | 23200 | 17 | 9 | 24200 | 23200 | 95.87% | 1.96 | 0 | 9.5 |  |  |  | No | R-410A | 1.9333 | Residential & Commercial | No
213297777 | Central HP <5.4 tons | JOHNSON CONTROLS | HRCU-A-CB (Split System: Heat Pump with Remote Outdoor Unit-Air-Source) | HMH72B341 |  |  | XAFC30CXXN1+TXV | Z8ES120C16LMPS1 | 33600 | 18 | 8.5 | 33000 | 23400 | 70.91% | 2.06 | 0 | 9.5 |  |  |  | No | R-410A | 2.8 | Residential & Commercial | No
213297877 | Central HP <5.4 tons | JOHNSON CONTROLS | HRCU-A-CB (Split System: Heat Pump with Remote Outdoor Unit-Air-Source) | HMH72B341 |  |  | XAFC36DXXN1+TXV | Z9ES080C16SMPS1 | 34000 | 17.5 | 8.1 | 33400 | 23800 | 71.26% | 2.06 | 0 | 9.5 |  |  |  | No | R-410A | 2.8333 | Residential & Commercial | No
215293010 | Central HP <5.4 tons | AIRQUEST | HRCU-A-CB (Split System: Heat Pump with Remote Outdoor Unit-Air-Source) | DLCURAH24ABK | ADP |  | H,GE7J936 | *96VTN0801716B* | 23000 | 17 | 8.5 | 24600 | 23600 | 95.93% | 2 | 0 | 9.5 |  |  |  | No | R-410A | 1.9167 | Residential & Commercial | No
215293176 | Central HP <5.4 tons | AIRQUEST | HRCU-A-CB (Split System: Heat Pump with Remote Outdoor Unit-Air-Source) | DLCURAH24ABK | ADP |  | HG31930 | *96VTN1002120B* | 22600 | 17 | 8.5 | 24600 | 23400 | 95.12% | 1.98 | 0 | 9.5 |  |  |  | No | R-410A | 1.8833 | Residential & Commercial | No
215293303 | Central HP <5.4 tons | AIRQUEST | HRCU-A-CB (Split System: Heat Pump with Remote Outdoor Unit-Air-Source) | DLCURAH24ABK | ADP |  | HE30924 | *96VTN1002122B* | 23000 | 17 | 8.5 | 24800 | 22800 | 91.94% | 1.92 | 0 | 9.5 |  |  |  | No | R-410A | 1.9167 | Residential & Commercial | No
213298002 | Central HP <5.4 tons | JOHNSON CONTROLS | HRCU-A-CB (Split System: Heat Pump with Remote Outdoor Unit-Air-Source) | HMH72B341 |  |  | XAHC36DXXN1+TXV | Z8ES080C20SMPS1 | 34000 | 17.5 | 8.1 | 33400 | 23600 | 70.66% | 2.08 | 0 | 9.5 |  |  |  | No | R-410A | 2.8333 | Residential & Commercial | No
213297787 | Central HP <5.4 tons | JOHNSON CONTROLS | HRCU-A-CB (Split System: Heat Pump with Remote Outdoor Unit-Air-Source) | HMH72B341 |  |  | XAFC30CXXN1+TXV | Z8ES100C16LMPS1 | 33600 | 18 | 8.5 | 33000 | 23400 | 70.91% | 2.06 | 0 | 9.5 |  |  |  | No | R-410A | 2.8 | Residential & Commercial | No
213297872 | Central HP <5.4 tons | JOHNSON CONTROLS | HRCU-A-CB (Split System: Heat Pump with Remote Outdoor Unit-Air-Source) | HMH72B341 |  |  | XAHC36DBCN1 | Z9ES100C20SMPS1 | 34000 | 17 | 8.1 | 33400 | 23600 | 70.66% | 2.06 | 0 | 9.5 |  |  |  | No | R-410A | 2.8333 | Residential & Commercial | No
213296867 | Central HP <5.4 tons | JOHNSON CONTROLS | HRCU-A-CB (Split System: Heat Pump with Remote Outdoor Unit-Air-Source) | HMH72B341 |  |  | XAFC36DBCN1 | Z8ES120C20SMPS1 | 34000 | 17.5 | 8.5 | 34000 | 24600 | 72.35% | 2.12 | 0 | 9.5 |  |  |  | No | R-410A | 2.8333 | Residential & Commercial | No
213297267 | Central HP <5.4 tons | JOHNSON CONTROLS | HRCU-A-CB (Split System: Heat Pump with Remote Outdoor Unit-Air-Source) | HMH72B341 |  |  | XAFB36DXXN1+TXV | Z9ES080B12SMPS1 | 34000 | 17 | 8.1 | 33400 | 23800 | 71.26% | 2.06 | 0 | 9.5 |  |  |  | No | R-410A | 2.8333 | Residential & Commercial | No
213297602 | Central HP <5.4 tons | JOHNSON CONTROLS | HRCU-A-CB (Split System: Heat Pump with Remote Outdoor Unit-Air-Source) | HMH72B341 |  |  | XAFB36DBCN1 | Z8ES100B12LMPS1 | 34000 | 18 | 8.1 | 34000 | 24600 | 72.35% | 2.1 | 0 | 9.5 |  |  |  | No | R-410A | 2.8333 | Residential & Commercial | No
213297952 | Central HP <5.4 tons | JOHNSON CONTROLS | HRCU-A-CB (Split System: Heat Pump with Remote Outdoor Unit-Air-Source) | HMH72B341 |  |  | XAFD48FBCN1 | Z8ES120C16SMPS1 | 34000 | 16.5 | 8.5 | 32800 | 23400 | 71.34% | 2.1 | 0 | 9.5 |  |  |  | No | R-410A | 2.8333 | Residential & Commercial | No
213078258 | Central HP <5.4 tons | AIRQUEST | HRCU-A-CB (Split System: Heat Pump with Remote Outdoor Unit-Air-Source) | DLCURAH36ABK |  |  | EA*4X36L17A* | *80MS(N,L)0901714A* | 35000 | 16 | 8.1 | 38500 | 35200 | 91.43% | 1.82 | 0 | 9.5 |  |  |  | No | R-410A | 2.9167 | Residential & Commercial | No
215292529 | Central HP <5.4 tons | AIRQUEST | HRCU-A-CB (Split System: Heat Pump with Remote Outdoor Unit-Air-Source) | DLCURAH24ABK | ADP |  | H,GE22936 | *96VTN0401410A* | 22600 | 15.2 | 8.5 | 25200 | 24400 | 96.83% | 2.04 | 0 | 9.5 |  |  |  | No | R-410A | 1.8833 | Residential & Commercial | No
215292543 | Central HP <5.4 tons | AIRQUEST | HRCU-A-CB (Split System: Heat Pump with Remote Outdoor Unit-Air-Source) | DLCURAH24ABK | ADP |  | H,GE32930 | *96VTN0401410A* | 22600 | 16 | 8.5 | 24200 | 23800 | 98.35% | 2.02 | 0 | 9.5 |  |  |  | No | R-410A | 1.8833 | Residential & Commercial | No
215292544 | Central HP <5.4 tons | AIRQUEST | HRCU-A-CB (Split System: Heat Pump with Remote Outdoor Unit-Air-Source) | DLCURAH24ABK | ADP |  | H,GE32936 | *96VTN0401410A* | 22600 | 16 | 8.5 | 24200 | 23800 | 98.35% | 2.02 | 0 | 9.5 |  |  |  | No | R-410A | 1.8833 | Residential & Commercial | No
215292545 | Central HP <5.4 tons | AIRQUEST | HRCU-A-CB (Split System: Heat Pump with Remote Outdoor Unit-Air-Source) | DLCURAH24ABK | ADP |  | HE32936 | *96VTN0401410A* | 22600 | 16 | 8.5 | 24200 | 23800 | 98.35% | 2.02 | 0 | 9.5 |  |  |  | No | R-410A | 1.8833 | Residential & Commercial | No
213296917 | Central HP <5.4 tons | JOHNSON CONTROLS | HRCU-A-CB (Split System: Heat Pump with Remote Outdoor Unit-Air-Source) | HMH72B341 |  |  | XAFC36DXXN1+TXV | Z8ES100B12SMPS1 | 34000 | 18.5 | 8.1 | 34000 | 24600 | 72.35% | 2.12 | 0 | 9.5 |  |  |  | No | R-410A | 2.8333 | Residential & Commercial | No
213297367 | Central HP <5.4 tons | JOHNSON CONTROLS | HRCU-A-CB (Split System: Heat Pump with Remote Outdoor Unit-Air-Source) | HMH72B341 |  |  | XAFB30CXXN1+TXV | Z8ES100B12SMPS1 | 32800 | 18 | 8.5 | 33000 | 23200 | 70.3% | 2.04 | 0 | 9.5 |  |  |  | No | R-410A | 2.7333 | Residential & Commercial | No
215293186 | Central HP <5.4 tons | AIRQUEST | HRCU-A-CB (Split System: Heat Pump with Remote Outdoor Unit-Air-Source) | DLCURAH24ABK | ADP |  | H,GE32936 | *96VTN1002120B* | 22800 | 17 | 8.5 | 24600 | 23400 | 95.12% | 1.98 | 0 | 9.5 |  |  |  | No | R-410A | 1.9 | Residential & Commercial | No
215295766 | Central HP <5.4 tons | AIRQUEST | HRCU-A-CB (Split System: Heat Pump with Remote Outdoor Unit-Air-Source) | DLCURAH36ABK | ADP |  | HE7J936 | *96VTN1202422B* | 34000 | 16 | 8.5 | 36200 | 34200 | 94.48% | 2.02 | 0 | 9.5 |  |  |  | No | R-410A | 2.8333 | Residential & Commercial | No
215293005 | Central HP <5.4 tons | AIRQUEST | HRCU-A-CB (Split System: Heat Pump with Remote Outdoor Unit-Air-Source) | DLCURAH24ABK | ADP |  | H,GE30924 | *96VTN0801716B* | 23000 | 16 | 8.5 | 25400 | 25200 | 99.21% | 2.14 | 0 | 9.5 |  |  |  | No | R-410A | 1.9167 | Residential & Commercial | No
215293039 | Central HP <5.4 tons | AIRQUEST | HRCU-A-CB (Split System: Heat Pump with Remote Outdoor Unit-Air-Source) | DLCURAH24ABK | ADP |  | H,GE32936 | *96VTN0802120A* | 23200 | 17 | 8.5 | 24200 | 22800 | 94.21% | 1.94 | 0 | 9.5 |  |  |  | No | R-410A | 1.9333 | Residential & Commercial | No
212851783 | Central HP <5.4 tons | GE Appliances | HRCU-A-C (Split System: Heat Pump with Remote Outdoor Unit with No Indoor Fan --Air Source) | AUH4860ZGDA* | ADP |  | HE50960+TD |  | 50500 | 15.2 | 8.4 | 51000 | 36800 | 72.16% | 1.78 | 0 | 9.5 |  |  |  | No | R-410A | 4.2083 | Residential & Commercial | No
212862211 | Central HP <5.4 tons | GE Appliances | HRCU-A-C (Split System: Heat Pump with Remote Outdoor Unit with No Indoor Fan --Air Source) | AUH4860ZGDA* | ADP |  | HE50960+TD |  | 50500 | 15.2 | 8.4 | 51000 | 36800 | 72.16% | 1.78 | 0 | 9.5 |  |  |  | No | R-410A | 4.2083 | Residential & Commercial | No
215677074 | Central HP <5.4 tons | BRYANT HEATING AND COOLING SYSTEMS | HRCU-A-CB (Split System: Heat Pump with Remote Outdoor Unit-Air-Source) | 290VAN060**AA* |  |  | CVAMA6021XMA*+UI | 986TD66100C21*** | 56500 | 18.5 | 9 | 64000 | 45000 | 70.31% | 2.08 | 0 | 9 |  |  |  | No | R-454B | 4.7083 | Residential & Commercial | No
215293275 | Central HP <5.4 tons | AIRQUEST | HRCU-A-CB (Split System: Heat Pump with Remote Outdoor Unit-Air-Source) | DLCURAH24ABK | ADP |  | HG31930 | *96VTN1002122B* | 23200 | 17 | 8.5 | 24800 | 22800 | 91.94% | 1.92 | 0 | 9.5 |  |  |  | No | R-410A | 1.9333 | Residential & Commercial | No
215293055 | Central HP <5.4 tons | AIRQUEST | HRCU-A-CB (Split System: Heat Pump with Remote Outdoor Unit-Air-Source) | DLCURAH24ABK | ADP |  | H,GE30924 | *96VTN0802120A* | 22400 | 16 | 8.5 | 24200 | 22800 | 94.21% | 1.94 | 0 | 9.5 |  |  |  | No | R-410A | 1.8667 | Residential & Commercial | No
215293056 | Central HP <5.4 tons | AIRQUEST | HRCU-A-CB (Split System: Heat Pump with Remote Outdoor Unit-Air-Source) | DLCURAH24ABK | ADP |  | HE30924 | *96VTN0802120A* | 22400 | 16 | 8.5 | 24200 | 22800 | 94.21% | 1.94 | 0 | 9.5 |  |  |  | No | R-410A | 1.8667 | Residential & Commercial | No
215293071 | Central HP <5.4 tons | AIRQUEST | HRCU-A-CB (Split System: Heat Pump with Remote Outdoor Unit-Air-Source) | DLCURAH24ABK | ADP |  | H,GE22936 | *96VTN0802120B* | 22200 | 16 | 8.45 | 24800 | 23600 | 95.16% | 1.98 | 0 | 9.5 |  |  |  | No | R-410A | 1.85 | Residential & Commercial | No
215293139 | Central HP <5.4 tons | AIRQUEST | HRCU-A-CB (Split System: Heat Pump with Remote Outdoor Unit-Air-Source) | DLCURAH24ABK | ADP |  | HE32936 | *96VTN1002120A* | 23400 | 17 | 8.5 | 24400 | 22400 | 91.8% | 1.9 | 0 | 9.5 |  |  |  | No | R-410A | 1.95 | Residential & Commercial | No
215293156 | Central HP <5.4 tons | AIRQUEST | HRCU-A-CB (Split System: Heat Pump with Remote Outdoor Unit-Air-Source) | DLCURAH24ABK | ADP |  | HG7J924 | *96VTN1002120A* | 23600 | 17 | 8.5 | 24400 | 22400 | 91.8% | 1.9 | 0 | 9.5 |  |  |  | No | R-410A | 1.9667 | Residential & Commercial | No
215293181 | Central HP <5.4 tons | AIRQUEST | HRCU-A-CB (Split System: Heat Pump with Remote Outdoor Unit-Air-Source) | DLCURAH24ABK | ADP |  | H,GG32930 | *96VTN1002120B* | 22800 | 17 | 8.5 | 24600 | 23400 | 95.12% | 1.98 | 0 | 9.5 |  |  |  | No | R-410A | 1.9 | Residential & Commercial | No
215293157 | Central HP <5.4 tons | AIRQUEST | HRCU-A-CB (Split System: Heat Pump with Remote Outdoor Unit-Air-Source) | DLCURAH24ABK | ADP |  | H,GE7J924 | *96VTN1002120A* | 23600 | 17 | 8.5 | 24400 | 22400 | 91.8% | 1.9 | 0 | 9.5 |  |  |  | No | R-410A | 1.9667 | Residential & Commercial | No
215293170 | Central HP <5.4 tons | AIRQUEST | HRCU-A-CB (Split System: Heat Pump with Remote Outdoor Unit-Air-Source) | DLCURAH24ABK | ADP |  | H,GE22936 | *96VTN1002120B* | 22000 | 17 | 8.45 | 24600 | 23400 | 95.12% | 1.98 | 0 | 9 |  |  |  | No | R-410A | 1.8333 | Residential & Commercial | No
215293187 | Central HP <5.4 tons | AIRQUEST | HRCU-A-CB (Split System: Heat Pump with Remote Outdoor Unit-Air-Source) | DLCURAH24ABK | ADP |  | HE32936 | *96VTN1002120B* | 22800 | 17 | 8.5 | 24600 | 23400 | 95.12% | 1.98 | 0 | 9.5 |  |  |  | No | R-410A | 1.9 | Residential & Commercial | No
215292664 | Central HP <5.4 tons | AIRQUEST | HRCU-A-CB (Split System: Heat Pump with Remote Outdoor Unit-Air-Source) | DLCURAH24ABK | ADP |  | HE7J936 | *96VTN0401712A* | 22800 | 16 | 8.5 | 24200 | 23200 | 95.87% | 1.94 | 0 | 9.5 |  |  |  | No | R-410A | 1.9 | Residential & Commercial | No
215292677 | Central HP <5.4 tons | AIRQUEST | HRCU-A-CB (Split System: Heat Pump with Remote Outdoor Unit-Air-Source) | DLCURAH24ABK | ADP |  | H,GG24936 | *96VTN0401712B* | 23400 | 16 | 8.5 | 25400 | 25800 | 101.6% | 2.18 | 0 | 9.5 |  |  |  | No | R-410A | 1.95 | Residential & Commercial | No
215292694 | Central HP <5.4 tons | AIRQUEST | HRCU-A-CB (Split System: Heat Pump with Remote Outdoor Unit-Air-Source) | DLCURAH24ABK | ADP |  | HG33936 | *96VTN0401712B* | 23400 | 16 | 8.5 | 25400 | 25800 | 101.6% | 2.18 | 0 | 9.5 |  |  |  | No | R-410A | 1.95 | Residential & Commercial | No
213078823 | Central HP <5.4 tons | DAY & NIGHT | HRCU-A-CB (Split System: Heat Pump with Remote Outdoor Unit-Air-Source) | DLCURAH36ABK |  |  | EA*4X36L17A* | *80MSU1002120A* | 35400 | 15.5 | 8.1 | 39000 | 35400 | 90.77% | 1.84 | 0 | 9.5 |  |  |  | No | R-410A | 2.95 | Residential & Commercial | No
215292695 | Central HP <5.4 tons | AIRQUEST | HRCU-A-CB (Split System: Heat Pump with Remote Outdoor Unit-Air-Source) | DLCURAH24ABK | ADP |  | H,GE33936 | *96VTN0401712B* | 23400 | 16 | 8.5 | 25400 | 25800 | 101.6% | 2.18 | 0 | 9.5 |  |  |  | No | R-410A | 1.95 | Residential & Commercial | No
215292731 | Central HP <5.4 tons | AIRQUEST | HRCU-A-CB (Split System: Heat Pump with Remote Outdoor Unit-Air-Source) | DLCURAH24ABK | ADP |  | H,GG31924 | *96VTN0601412A* | 22800 | 16 | 8.5 | 24800 | 25200 | 101.6% | 2.14 | 0 | 9.5 |  |  |  | No | R-410A | 1.9 | Residential & Commercial | No
215292813 | Central HP <5.4 tons | AIRQUEST | HRCU-A-CB (Split System: Heat Pump with Remote Outdoor Unit-Air-Source) | DLCURAH24ABK | ADP |  | HE7J936 | *96VTN0601412B* | 23000 | 17 | 8.5 | 24600 | 23600 | 95.93% | 2 | 0 | 9.5 |  |  |  | No | R-410A | 1.9167 | Residential & Commercial | No
215292537 | Central HP <5.4 tons | AIRQUEST | HRCU-A-CB (Split System: Heat Pump with Remote Outdoor Unit-Air-Source) | DLCURAH24ABK | ADP |  | HE31924 | *96VTN0401410A* | 23000 | 15.2 | 8.5 | 25000 | 23600 | 94.4% | 1.96 | 0 | 9.5 |  |  |  | No | R-410A | 1.9167 | Residential & Commercial | No
215292588 | Central HP <5.4 tons | AIRQUEST | HRCU-A-CB (Split System: Heat Pump with Remote Outdoor Unit-Air-Source) | DLCURAH24ABK | ADP |  | H,GG32936 | *96VTN0401410B* | 23000 | 16 | 8.5 | 25400 | 26600 | 104.7% | 2.28 | 0 | 9.5 |  |  |  | No | R-410A | 1.9167 | Residential & Commercial | No
215292639 | Central HP <5.4 tons | AIRQUEST | HRCU-A-CB (Split System: Heat Pump with Remote Outdoor Unit-Air-Source) | DLCURAH24ABK | ADP |  | H,GG32936 | *96VTN0401712A* | 22600 | 16 | 8.5 | 24200 | 23200 | 95.87% | 1.94 | 0 | 9.5 |  |  |  | No | R-410A | 1.8833 | Residential & Commercial | No
213080554 | Central HP <5.4 tons | DAY & NIGHT | HRCU-A-CB (Split System: Heat Pump with Remote Outdoor Unit-Air-Source) | DLCURAH36ABK |  |  | EA*4X42L21A* | *95MSU0401712A* | 35200 | 15.2 | 8.1 | 39000 | 35200 | 90.26% | 1.88 | 0 | 9.5 |  |  |  | No | R-410A | 2.9333 | Residential & Commercial | No
215294591 | Central HP <5.4 tons | AIRQUEST | HRCU-A-CB (Split System: Heat Pump with Remote Outdoor Unit-Air-Source) | DLCURAH36ABK | ADP |  | H,GE33936 | *92MSN0601412A* | 35000 | 15.2 | 8.1 | 36800 | 34800 | 94.57% | 1.82 | 0 | 9.5 |  |  |  | No | R-410A | 2.9167 | Residential & Commercial | No
213077918 | Central HP <5.4 tons | DAY & NIGHT | HRCU-A-CB (Split System: Heat Pump with Remote Outdoor Unit-Air-Source) | DLCURAH36ABK |  |  | EA*4X36L17A* | *80MS(N,L)0701712A* | 35000 | 16 | 8.1 | 38500 | 35200 | 91.43% | 1.82 | 0 | 9.5 |  |  |  | No | R-410A | 2.9167 | Residential & Commercial | No
215292688 | Central HP <5.4 tons | AIRQUEST | HRCU-A-CB (Split System: Heat Pump with Remote Outdoor Unit-Air-Source) | DLCURAH24ABK | ADP |  | HG32924 | *96VTN0401712B* | 23400 | 16 | 8.5 | 25400 | 25800 | 101.6% | 2.18 | 0 | 9.5 |  |  |  | No | R-410A | 1.95 | Residential & Commercial | No
215294609 | Central HP <5.4 tons | AIRQUEST | HRCU-A-CB (Split System: Heat Pump with Remote Outdoor Unit-Air-Source) | DLCURAH36ABK | ADP |  | HE7J936 | *92MSN0601412A* | 35000 | 15.2 | 8.1 | 36800 | 34800 | 94.57% | 1.82 | 0 | 9.5 |  |  |  | No | R-410A | 2.9167 | Residential & Commercial | No
215294611 | Central HP <5.4 tons | AIRQUEST | HRCU-A-CB (Split System: Heat Pump with Remote Outdoor Unit-Air-Source) | DLCURAH36ABK | ADP |  | H,GE8J936 | *92MSN0601412A* | 35000 | 15.2 | 8.1 | 36800 | 34800 | 94.57% | 1.82 | 0 | 9.5 |  |  |  | No | R-410A | 2.9167 | Residential & Commercial | No
215294627 | Central HP <5.4 tons | AIRQUEST | HRCU-A-CB (Split System: Heat Pump with Remote Outdoor Unit-Air-Source) | DLCURAH36ABK | ADP |  | H,GE24936 | *92MSN0601714A* | 34000 | 16 | 8.1 | 36800 | 34800 | 94.57% | 1.82 | 0 | 9 |  |  |  | No | R-410A | 2.8333 | Residential & Commercial | No
215294728 | Central HP <5.4 tons | AIRQUEST | HRCU-A-CB (Split System: Heat Pump with Remote Outdoor Unit-Air-Source) | DLCURAH36ABK | ADP |  | HG32936 | *92MSN0802120A* | 33800 | 16 | 8.5 | 36200 | 34200 | 94.48% | 2.02 | 0 | 9.5 |  |  |  | No | R-410A | 2.8167 | Residential & Commercial | No
215293602 | Central HP <5.4 tons | AIRQUEST | HRCU-A-CB (Split System: Heat Pump with Remote Outdoor Unit-Air-Source) | DLCURAH30ABK | ADP |  | H,GG31930 | *92MSN1002120A* | 29000 | 15.2 | 8.1 | 32800 | 27600 | 84.15% | 1.78 | 0 | 8.5 |  |  |  | No | R-410A | 2.4167 | Residential & Commercial | No
215293604 | Central HP <5.4 tons | AIRQUEST | HRCU-A-CB (Split System: Heat Pump with Remote Outdoor Unit-Air-Source) | DLCURAH30ABK | ADP |  | H,GE31930 | *92MSN1002120A* | 29000 | 15.2 | 8.1 | 32800 | 27600 | 84.15% | 1.78 | 0 | 8.5 |  |  |  | No | R-410A | 2.4167 | Residential & Commercial | No
215293629 | Central HP <5.4 tons | AIRQUEST | HRCU-A-CB (Split System: Heat Pump with Remote Outdoor Unit-Air-Source) | DLCURAH30ABK | ADP |  | HG48936 | *92MSN1002120A* | 30000 | 16 | 8.5 | 33400 | 26400 | 79.04% | 1.86 | 0 | 8.5 |  |  |  | No | R-410A | 2.5 | Residential & Commercial | No
215293668 | Central HP <5.4 tons | AIRQUEST | HRCU-A-CB (Split System: Heat Pump with Remote Outdoor Unit-Air-Source) | DLCURAH30ABK | ADP |  | HE34936 | *92MSN1202420A* | 30000 | 15.2 | 8.1 | 32600 | 27200 | 83.44% | 1.8 | 0 | 9 |  |  |  | No | R-410A | 2.5 | Residential & Commercial | No
215293670 | Central HP <5.4 tons | AIRQUEST | HRCU-A-CB (Split System: Heat Pump with Remote Outdoor Unit-Air-Source) | DLCURAH30ABK | ADP |  | HG35936 | *92MSN1202420A* | 30000 | 15.2 | 8.1 | 32600 | 27200 | 83.44% | 1.8 | 0 | 9 |  |  |  | No | R-410A | 2.5 | Residential & Commercial | No
215293589 | Central HP <5.4 tons | AIRQUEST | HRCU-A-CB (Split System: Heat Pump with Remote Outdoor Unit-Air-Source) | DLCURAH30ABK | ADP |  | HG9J936 | *92MSN0802120A* | 30200 | 15.2 | 8.1 | 32600 | 27000 | 82.82% | 1.8 | 0 | 9 |  |  |  | No | R-410A | 2.5167 | Residential & Commercial | No
215292986 | Central HP <5.4 tons | AIRQUEST | HRCU-A-CB (Split System: Heat Pump with Remote Outdoor Unit-Air-Source) | DLCURAH24ABK | ADP |  | HG32936 | *96VTN0801716B* | 22800 | 17 | 8.5 | 24600 | 24600 | 100% | 2.08 | 0 | 9.5 |  |  |  | No | R-410A | 1.9 | Residential & Commercial | No
215292987 | Central HP <5.4 tons | AIRQUEST | HRCU-A-CB (Split System: Heat Pump with Remote Outdoor Unit-Air-Source) | DLCURAH24ABK | ADP |  | H,GE32930 | *96VTN0801716B* | 22800 | 17 | 8.5 | 24600 | 24600 | 100% | 2.08 | 0 | 9.5 |  |  |  | No | R-410A | 1.9 | Residential & Commercial | No
214608239 | Central HP <5.4 tons | TRANE | HRCU-A-CB (Split System: Heat Pump with Remote Outdoor Unit-Air-Source) | E4HL5024A1000A |  |  | E4AH5E24A1J30A |  | 24000 | 15.2 | 8.1 | 24000 | 18000 | 75% | 1.94 | 0 | 9.2 |  |  |  | No | R-410A | 2 | Residential & Commercial | No
214608298 | Central HP <5.4 tons | TRANE | HRCU-A-CB (Split System: Heat Pump with Remote Outdoor Unit-Air-Source) | E4HL5024A1000A |  |  | 4TXCB003DS3 | A801X060BM4SCA | 24000 | 15.2 | 8.5 | 24000 | 21000 | 87.5% | 1.85 | 0 | 9 |  |  |  | No | R-410A | 2 | Residential & Commercial | No
215293590 | Central HP <5.4 tons | AIRQUEST | HRCU-A-CB (Split System: Heat Pump with Remote Outdoor Unit-Air-Source) | DLCURAH30ABK | ADP |  | H,GE9J936 | *92MSN0802120A* | 30200 | 15.2 | 8.1 | 32600 | 27000 | 82.82% | 1.8 | 0 | 9 |  |  |  | No | R-410A | 2.5167 | Residential & Commercial | No
215293481 | Central HP <5.4 tons | AIRQUEST | HRCU-A-CB (Split System: Heat Pump with Remote Outdoor Unit-Air-Source) | DLCURAH30ABK | ADP |  | H,GG37936 | *92MSN0601714A* | 29400 | 15.2 | 8.1 | 31800 | 26000 | 81.76% | 1.84 | 0 | 8.5 |  |  |  | No | R-410A | 2.45 | Residential & Commercial | No
215293514 | Central HP <5.4 tons | AIRQUEST | HRCU-A-CB (Split System: Heat Pump with Remote Outdoor Unit-Air-Source) | DLCURAH30ABK | ADP |  | HE32936 | *92MSN0801716A* | 29000 | 15.2 | 8.1 | 32400 | 27600 | 85.19% | 1.78 | 0 | 8.5 |  |  |  | No | R-410A | 2.4167 | Residential & Commercial | No
215293516 | Central HP <5.4 tons | AIRQUEST | HRCU-A-CB (Split System: Heat Pump with Remote Outdoor Unit-Air-Source) | DLCURAH30ABK | ADP |  | HG33936 | *92MSN0801716A* | 29400 | 15.2 | 8.1 | 32400 | 27600 | 85.19% | 1.78 | 0 | 9 |  |  |  | No | R-410A | 2.45 | Residential & Commercial | No
215293674 | Central HP <5.4 tons | AIRQUEST | HRCU-A-CB (Split System: Heat Pump with Remote Outdoor Unit-Air-Source) | DLCURAH30ABK | ADP |  | H,GE36936 | *92MSN1202420A* | 30000 | 15.2 | 8.1 | 32600 | 27200 | 83.44% | 1.8 | 0 | 9 |  |  |  | No | R-410A | 2.5 | Residential & Commercial | No
215293691 | Central HP <5.4 tons | AIRQUEST | HRCU-A-CB (Split System: Heat Pump with Remote Outdoor Unit-Air-Source) | DLCURAH30ABK | ADP |  | HG80936 | *92MSN1202420A* | 30000 | 15.2 | 8.1 | 32600 | 27200 | 83.44% | 1.8 | 0 | 9 |  |  |  | No | R-410A | 2.5 | Residential & Commercial | No
215293875 | Central HP <5.4 tons | AIRQUEST | HRCU-A-CB (Split System: Heat Pump with Remote Outdoor Unit-Air-Source) | DLCURAH30ABK | ADP |  | H,GE32936 | *96MSN0802120A* | 28800 | 15.2 | 8.1 | 32600 | 27200 | 83.44% | 1.8 | 0 | 8.5 |  |  |  | No | R-410A | 2.4 | Residential & Commercial | No
215293137 | Central HP <5.4 tons | AIRQUEST | HRCU-A-CB (Split System: Heat Pump with Remote Outdoor Unit-Air-Source) | DLCURAH24ABK | ADP |  | H,GE32930 | *96VTN1002120A* | 23400 | 17 | 8.5 | 24400 | 22400 | 91.8% | 1.9 | 0 | 9.5 |  |  |  | No | R-410A | 1.95 | Residential & Commercial | No
215293890 | Central HP <5.4 tons | AIRQUEST | HRCU-A-CB (Split System: Heat Pump with Remote Outdoor Unit-Air-Source) | DLCURAH30ABK | ADP |  | H,GE36936 | *96MSN0802120A* | 29800 | 15.2 | 8.1 | 32600 | 27200 | 83.44% | 1.8 | 0 | 9 |  |  |  | No | R-410A | 2.4833 | Residential & Commercial | No
215293908 | Central HP <5.4 tons | AIRQUEST | HRCU-A-CB (Split System: Heat Pump with Remote Outdoor Unit-Air-Source) | DLCURAH30ABK | ADP |  | H,GE80936 | *96MSN0802120A* | 29800 | 15.2 | 8.1 | 32600 | 27200 | 83.44% | 1.8 | 0 | 9 |  |  |  | No | R-410A | 2.4833 | Residential & Commercial | No
215293942 | Central HP <5.4 tons | AIRQUEST | HRCU-A-CB (Split System: Heat Pump with Remote Outdoor Unit-Air-Source) | DLCURAH30ABK | ADP |  | H,GG48936 | *96MSN1002120A* | 30200 | 15.2 | 8.5 | 32400 | 27000 | 83.33% | 1.8 | 0 | 9 |  |  |  | No | R-410A | 2.5167 | Residential & Commercial | No
215293956 | Central HP <5.4 tons | AIRQUEST | HRCU-A-CB (Split System: Heat Pump with Remote Outdoor Unit-Air-Source) | DLCURAH30ABK | ADP |  | HG80936 | *96MSN1002120A* | 30200 | 15.2 | 8.5 | 32400 | 27000 | 83.33% | 1.8 | 0 | 9 |  |  |  | No | R-410A | 2.5167 | Residential & Commercial | No
215293958 | Central HP <5.4 tons | AIRQUEST | HRCU-A-CB (Split System: Heat Pump with Remote Outdoor Unit-Air-Source) | DLCURAH30ABK | ADP |  | H,GG81936 | *96MSN1002120A* | 30200 | 15.2 | 8.5 | 32400 | 27000 | 83.33% | 1.8 | 0 | 9 |  |  |  | No | R-410A | 2.5167 | Residential & Commercial | No
215293975 | Central HP <5.4 tons | AIRQUEST | HRCU-A-CB (Split System: Heat Pump with Remote Outdoor Unit-Air-Source) | DLCURAH30ABK | ADP |  | H,GG33936 | *96MSN1202422A* | 29400 | 15.2 | 8.1 | 32600 | 27200 | 83.44% | 1.8 | 0 | 8.5 |  |  |  | No | R-410A | 2.45 | Residential & Commercial | No
215293976 | Central HP <5.4 tons | AIRQUEST | HRCU-A-CB (Split System: Heat Pump with Remote Outdoor Unit-Air-Source) | DLCURAH30ABK | ADP |  | HG33936 | *96MSN1202422A* | 29400 | 15.2 | 8.1 | 32600 | 27200 | 83.44% | 1.8 | 0 | 8.5 |  |  |  | No | R-410A | 2.45 | Residential & Commercial | No
215293991 | Central HP <5.4 tons | AIRQUEST | HRCU-A-CB (Split System: Heat Pump with Remote Outdoor Unit-Air-Source) | DLCURAH30ABK | ADP |  | H,GG48936 | *96MSN1202422A* | 30000 | 15.2 | 8.1 | 32600 | 27200 | 83.44% | 1.8 | 0 | 9 |  |  |  | No | R-410A | 2.5 | Residential & Commercial | No
215293237 | Central HP <5.4 tons | AIRQUEST | HRCU-A-CB (Split System: Heat Pump with Remote Outdoor Unit-Air-Source) | DLCURAH24ABK | ADP |  | H,GE32936 | *96VTN1002122A* | 23200 | 17 | 8.5 | 24200 | 22800 | 94.21% | 1.92 | 0 | 9.5 |  |  |  | No | R-410A | 1.9333 | Residential & Commercial | No
215293270 | Central HP <5.4 tons | AIRQUEST | HRCU-A-CB (Split System: Heat Pump with Remote Outdoor Unit-Air-Source) | DLCURAH24ABK | ADP |  | H,GE23936 | *96VTN1002122B* | 23200 | 17 | 8.5 | 24800 | 22800 | 91.94% | 1.92 | 0 | 9.5 |  |  |  | No | R-410A | 1.9333 | Residential & Commercial | No
215294226 | Central HP <5.4 tons | AIRQUEST | HRCU-A-CB (Split System: Heat Pump with Remote Outdoor Unit-Air-Source) | DLCURAH30ABK | ADP |  | HE8J936 | *96VTN0802120A* | 29200 | 15.2 | 8.1 | 32000 | 27000 | 84.38% | 1.78 | 0 | 8.5 |  |  |  | No | R-410A | 2.4333 | Residential & Commercial | No
215294357 | Central HP <5.4 tons | AIRQUEST | HRCU-A-CB (Split System: Heat Pump with Remote Outdoor Unit-Air-Source) | DLCURAH30ABK | ADP |  | HE34936 | *96VTN1002120B* | 30200 | 15.2 | 8.5 | 32600 | 27200 | 83.44% | 1.8 | 0 | 9 |  |  |  | No | R-410A | 2.5167 | Residential & Commercial | No
215294360 | Central HP <5.4 tons | AIRQUEST | HRCU-A-CB (Split System: Heat Pump with Remote Outdoor Unit-Air-Source) | DLCURAH30ABK | ADP |  | H,GE35936 | *96VTN1002120B* | 30200 | 15.2 | 8.5 | 32600 | 27200 | 83.44% | 1.8 | 0 | 9 |  |  |  | No | R-410A | 2.5167 | Residential & Commercial | No
215294374 | Central HP <5.4 tons | AIRQUEST | HRCU-A-CB (Split System: Heat Pump with Remote Outdoor Unit-Air-Source) | DLCURAH30ABK | ADP |  | H,GG9J936 | *96VTN1002120B* | 30200 | 15.2 | 8.5 | 32600 | 27200 | 83.44% | 1.8 | 0 | 9 |  |  |  | No | R-410A | 2.5167 | Residential & Commercial | No
215294376 | Central HP <5.4 tons | AIRQUEST | HRCU-A-CB (Split System: Heat Pump with Remote Outdoor Unit-Air-Source) | DLCURAH30ABK | ADP |  | H,GE9J936 | *96VTN1002120B* | 30200 | 15.2 | 8.5 | 32600 | 27200 | 83.44% | 1.8 | 0 | 9 |  |  |  | No | R-410A | 2.5167 | Residential & Commercial | No
215294408 | Central HP <5.4 tons | AIRQUEST | HRCU-A-CB (Split System: Heat Pump with Remote Outdoor Unit-Air-Source) | DLCURAH30ABK | ADP |  | HG35936 | *96VTN1002122A* | 30000 | 15.2 | 8.1 | 32400 | 26800 | 82.72% | 1.8 | 0 | 9 |  |  |  | No | R-410A | 2.5 | Residential & Commercial | No
215294425 | Central HP <5.4 tons | AIRQUEST | HRCU-A-CB (Split System: Heat Pump with Remote Outdoor Unit-Air-Source) | DLCURAH30ABK | ADP |  | H,GE9J936 | *96VTN1002122A* | 29800 | 15.2 | 8.1 | 32400 | 26800 | 82.72% | 1.8 | 0 | 9 |  |  |  | No | R-410A | 2.4833 | Residential & Commercial | No
215294440 | Central HP <5.4 tons | AIRQUEST | HRCU-A-CB (Split System: Heat Pump with Remote Outdoor Unit-Air-Source) | DLCURAH30ABK | ADP |  | H,GE31930 | *96VTN1002122B* | 28800 | 15.2 | 8.1 | 32600 | 27600 | 84.66% | 1.78 | 0 | 8.5 |  |  |  | No | R-410A | 2.4 | Residential & Commercial | No
214608243 | Central HP <5.4 tons | TRANE | HRCU-A-CB (Split System: Heat Pump with Remote Outdoor Unit-Air-Source) | E4HL5048A1000A |  |  | E4AH5E48A1K30A |  | 48000 | 15.2 | 8.1 | 48000 | 34000 | 70.83% | 1.75 | 0 | 8.2 |  |  |  | No | R-410A | 4 | Residential & Commercial | No
215677174 | Central HP <5.4 tons | BRYANT HEATING AND COOLING SYSTEMS | HRCU-A-CB (Split System: Heat Pump with Remote Outdoor Unit-Air-Source) | 290VAN060**AA* |  |  | CVAMA6024XMA*+UI | 987MC66100C21*** | 56500 | 18.5 | 9 | 63000 | 44500 | 70.63% | 2.08 | 0 | 9 |  |  |  | No | R-454B | 4.7083 | Residential & Commercial | No
215677374 | Central HP <5.4 tons | BRYANT HEATING AND COOLING SYSTEMS | HRCU-A-CB (Split System: Heat Pump with Remote Outdoor Unit-Air-Source) | 290VAN060**AA* |  |  | CVAVA6021XMA*+UI | 935CB60080C21*** | 56500 | 18 | 9 | 64000 | 45000 | 70.31% | 2.08 | 0 | 9 |  |  |  | No | R-454B | 4.7083 | Residential & Commercial | No
215677574 | Central HP <5.4 tons | BRYANT HEATING AND COOLING SYSTEMS | HRCU-A-CB (Split System: Heat Pump with Remote Outdoor Unit-Air-Source) | 290VAN060**AA* |  |  | CVAVA6121XMA*+UI | 88*TB48070C17*** | 55500 | 18 | 9 | 60500 | 43500 | 71.9% | 2.1 | 0 | 9.5 |  |  |  | No | R-454B | 4.625 | Residential & Commercial | No
213296807 | Central HP <5.4 tons | JOHNSON CONTROLS | HRCU-A-CB (Split System: Heat Pump with Remote Outdoor Unit-Air-Source) | HMH72B341 |  |  | XAFC36DXXN1+TXV | Z9ES100C16SMPS1 | 34000 | 16.5 | 8.1 | 33400 | 24000 | 71.86% | 2.08 | 0 | 9.5 |  |  |  | No | R-410A | 2.8333 | Residential & Commercial | No
213297107 | Central HP <5.4 tons | JOHNSON CONTROLS | HRCU-A-CB (Split System: Heat Pump with Remote Outdoor Unit-Air-Source) | HMH72B341 |  |  | XAUB30CXXN1+TXV | Z8ET080B12LMPS1 | 33000 | 18.5 | 8.1 | 33000 | 23400 | 70.91% | 2.04 | 0 | 9.5 |  |  |  | No | R-410A | 2.75 | Residential & Commercial | No
213297387 | Central HP <5.4 tons | JOHNSON CONTROLS | HRCU-A-CB (Split System: Heat Pump with Remote Outdoor Unit-Air-Source) | HMH72B341 |  |  | XAHC30CXXN1+TXV | Z8ES080C16SMPS1 | 32800 | 17.5 | 8.5 | 32000 | 22800 | 71.25% | 2.04 | 0 | 9.5 |  |  |  | No | R-410A | 2.7333 | Residential & Commercial | No
213297487 | Central HP <5.4 tons | JOHNSON CONTROLS | HRCU-A-CB (Split System: Heat Pump with Remote Outdoor Unit-Air-Source) | HMH72B341 |  |  | XAFC30CXXN1+TXV | Z8ET120C20LMPS1 | 33600 | 18.5 | 8.5 | 33000 | 23400 | 70.91% | 2.06 | 0 | 9.5 |  |  |  | No | R-410A | 2.8 | Residential & Commercial | No
214608307 | Central HP <5.4 tons | TRANE | HRCU-A-CB (Split System: Heat Pump with Remote Outdoor Unit-Air-Source) | E4HL5036A1000A |  |  | 4TXCB004DS3 | A952V060BU4SAD | 30000 | 15.2 | 8.1 | 25000 | 18000 | 72% | 1.75 | 0 | 9.5 |  |  |  | No | R-410A | 2.5 | Residential & Commercial | No
214608296 | Central HP <5.4 tons | TRANE | HRCU-A-CB (Split System: Heat Pump with Remote Outdoor Unit-Air-Source) | E4HL5018A1000A |  |  | 4TXCB003DS3 | A951X040BU3SAB | 20000 | 15.2 | 8.5 | 20000 | 18000 | 90% | 1.85 | 0 | 9 |  |  |  | No | R-410A | 1.6667 | Residential & Commercial | No
208106634 | Central HP <5.4 tons | DIYCOOL | HRCU-A-CB (Split System: Heat Pump with Remote Outdoor Unit-Air-Source) | ACIQ-48-HPB |  |  | ACIQ-48-AHB |  | 47000 | 15.6 | 9.4 | 50000 | 46000 | 92% | 1.9 | 8.5 | 8.2 |  |  |  | No | R-410A | 3.9167 | Residential & Commercial | No
214608297 | Central HP <5.4 tons | TRANE | HRCU-A-CB (Split System: Heat Pump with Remote Outdoor Unit-Air-Source) | E4HL5018A1000A |  |  | 4TXCB003DS3 | A952V040BU3SAD | 20000 | 15.2 | 8.5 | 20000 | 18000 | 90% | 1.85 | 0 | 9 |  |  |  | No | R-410A | 1.6667 | Residential & Commercial | No
212365455 | Central HP <5.4 tons | Custom Comfort | HRCU-A-CB (Split System: Heat Pump with Remote Outdoor Unit-Air-Source) | CCOXHA24V60HP |  |  | CCOXHAAH24V60 |  | 55000 | 15.3 | 9.4 | 59000 | 48500 | 82.2% | 1.91 | 9 | 8.8 |  |  |  | No | R-410A | 4.5833 | Residential & Commercial | No
215402259 | Central HP <5.4 tons | TRANE | HRCU-A-CB (Split System: Heat Pump with Remote Outdoor Unit-Air-Source) | E4HL5036A1000A |  |  | 4TXCB004DS3 | A801X060BM4SD | 30000 | 15.2 | 8.1 | 25000 | 18000 | 72% | 1.75 | 0 | 9.5 |  |  |  | No | R-410A | 2.5 | Residential & Commercial | No
214608311 | Central HP <5.4 tons | TRANE | HRCU-A-CB (Split System: Heat Pump with Remote Outdoor Unit-Air-Source) | E4HL5036A1000A |  |  | 4TXCB006DS3 | A801X080BM4SCA | 30000 | 15.2 | 8.1 | 27000 | 19000 | 70.37% | 1.75 | 0 | 9.8 |  |  |  | No | R-410A | 2.5 | Residential & Commercial | No
213076584 | Central HP <5.4 tons | CARRIER | HRCU-A-CB (Split System: Heat Pump with Remote Outdoor Unit-Air-Source) | 38MURAQ36AB3* |  |  | CAP**3617AL* | 58TP*B090V17**16 | 34800 | 16 | 8.1 | 38500 | 35200 | 91.43% | 1.82 | 0 | 9.5 |  |  |  | No | R-410A | 2.9 | Residential & Commercial | No
214608300 | Central HP <5.4 tons | TRANE | HRCU-A-CB (Split System: Heat Pump with Remote Outdoor Unit-Air-Source) | E4HL5024A1000A |  |  | 4TXCB003DS3 | A952V060BU4SAD | 24000 | 15.2 | 8.5 | 24000 | 21000 | 87.5% | 1.85 | 0 | 9 |  |  |  | No | R-410A | 2 | Residential & Commercial | No
212386782 | Central HP <5.4 tons | Gibson | HRCU-A-C (Split System: Heat Pump with Remote Outdoor Unit with No Indoor Fan --Air Source) | GXH48-60MSK4DH |  |  | UE60X4AD |  | 50500 | 15.2 | 8.5 | 53000 | 37200 | 70.19% | 1.8 | 0 | 9.5 |  |  |  | No | R-410A | 4.2083 | Residential & Commercial | No
213079426 | Central HP <5.4 tons | AIRQUEST | HRCU-A-CB (Split System: Heat Pump with Remote Outdoor Unit-Air-Source) | DLCURAH36ABK |  |  | EA*4X42L21A* | *92MSN0601714A* | 35200 | 16 | 8.1 | 38500 | 35200 | 91.43% | 1.88 | 0 | 9.5 |  |  |  | No | R-410A | 2.9333 | Residential & Commercial | No
213079510 | Central HP <5.4 tons | AIRQUEST | HRCU-A-CB (Split System: Heat Pump with Remote Outdoor Unit-Air-Source) | DLCURAH36ABK |  |  | EA*4X36L17A* | *92MSN0801716A* | 35000 | 16 | 8.1 | 38500 | 35200 | 91.43% | 1.82 | 0 | 9.5 |  |  |  | No | R-410A | 2.9167 | Residential & Commercial | No
215293175 | Central HP <5.4 tons | AIRQUEST | HRCU-A-CB (Split System: Heat Pump with Remote Outdoor Unit-Air-Source) | DLCURAH24ABK | ADP |  | H,GG31930 | *96VTN1002120B* | 22600 | 17 | 8.5 | 24600 | 23400 | 95.12% | 1.98 | 0 | 9.5 |  |  |  | No | R-410A | 1.8833 | Residential & Commercial | No
215293177 | Central HP <5.4 tons | AIRQUEST | HRCU-A-CB (Split System: Heat Pump with Remote Outdoor Unit-Air-Source) | DLCURAH24ABK | ADP |  | H,GE31924 | *96VTN1002120B* | 22600 | 17 | 8.5 | 24600 | 23400 | 95.12% | 1.98 | 0 | 9.5 |  |  |  | No | R-410A | 1.8833 | Residential & Commercial | No
212365454 | Central HP <5.4 tons | Custom Comfort | HRCU-A-CB (Split System: Heat Pump with Remote Outdoor Unit-Air-Source) | CCOXHA24V48HP |  |  | CCOXHAAH24V48 |  | 47000 | 15.6 | 9.4 | 50000 | 46000 | 92% | 1.9 | 8.5 | 8.2 |  |  |  | No | R-410A | 3.9167 | Residential & Commercial | No
214608314 | Central HP <5.4 tons | TRANE | HRCU-A-CB (Split System: Heat Pump with Remote Outdoor Unit-Air-Source) | E4HL5036A1000A |  |  | 4TXCB006DS3 | A952V060BU4SAD | 30000 | 15.2 | 8.1 | 27000 | 19000 | 70.37% | 1.75 | 0 | 9.8 |  |  |  | No | R-410A | 2.5 | Residential & Commercial | No
215441374 | Central HP <5.4 tons | YORK | HRCU-A-CB (Split System: Heat Pump with Remote Outdoor Unit-Air-Source) | HMH72B341 | ADP |  | H,YG8J736 | TM9E080B12MP12 | 32800 | 17 | 8.1 | 32000 | 23200 | 72.5% | 2.02 | 0 | 9.5 |  |  |  | No | R-410A | 2.7333 | Residential & Commercial | No
213077959 | Central HP <5.4 tons | AIRQUEST | HRCU-A-CB (Split System: Heat Pump with Remote Outdoor Unit-Air-Source) | DLCURAH36ABK |  |  | EA*4X42L21A* | *80MS(N,L)0701712A* | 35000 | 16 | 8.1 | 38500 | 35000 | 90.91% | 1.88 | 0 | 9.5 |  |  |  | No | R-410A | 2.9167 | Residential & Commercial | No
211240393 | Central HP <5.4 tons | AIRQUEST | HRCU-A-CB (Split System: Heat Pump with Remote Outdoor Unit-Air-Source) | DLCURAH24ABK |  |  | EA*4X24L17A* | *96VSN0401410A* | 23400 | 15.5 | 8.5 | 26800 | 24800 | 92.54% | 2.04 | 0 | 9.5 |  |  |  | No | R-410A | 1.95 | Residential & Commercial | No
211240402 | Central HP <5.4 tons | AIRQUEST | HRCU-A-CB (Split System: Heat Pump with Remote Outdoor Unit-Air-Source) | DLCURAH24ABK |  |  | EA*4X24L17A* | *96VSN0401712A* | 23000 | 15.5 | 8.5 | 26400 | 26000 | 98.48% | 2.18 | 0 | 9.5 |  |  |  | No | R-410A | 1.9167 | Residential & Commercial | No
215293277 | Central HP <5.4 tons | AIRQUEST | HRCU-A-CB (Split System: Heat Pump with Remote Outdoor Unit-Air-Source) | DLCURAH24ABK | ADP |  | H,GE31930 | *96VTN1002122B* | 23200 | 17 | 8.5 | 24800 | 22800 | 91.94% | 1.92 | 0 | 9.5 |  |  |  | No | R-410A | 1.9333 | Residential & Commercial | No
215294631 | Central HP <5.4 tons | AIRQUEST | HRCU-A-CB (Split System: Heat Pump with Remote Outdoor Unit-Air-Source) | DLCURAH36ABK | ADP |  | HE32936 | *92MSN0601714A* | 34800 | 16 | 8.1 | 36800 | 34800 | 94.57% | 1.82 | 0 | 9.5 |  |  |  | No | R-410A | 2.9 | Residential & Commercial | No
216411135 | Central HP <5.4 tons | JOHNSON CONTROLS | HRCU-A-CB (Split System: Heat Pump with Remote Outdoor Unit-Air-Source) | HMH72B341 |  |  | XAHC36DBCN1 | Z9ET080C16SMPS1 | 33800 | 17.5 | 8.5 | 34200 | 24000 | 70.18% | 2.04 | 0 | 9.5 |  |  |  | No | R-410A | 2.8167 | Residential & Commercial | No
215670101 | Central HP <5.4 tons | TEMPSTAR | HRCU-A-CB (Split System: Heat Pump with Remote Outdoor Unit-Air-Source) | T5H0V36*K*AAA* |  |  | ESH5X42M12A*+WALLCON | *96CTN0601714B* | 33600 | 16.5 | 8.5 | 35800 | 25600 | 71.51% | 1.76 | 0 | 9 |  |  |  | No | R-454B | 2.8 | Residential & Commercial | No
215670185 | Central HP <5.4 tons | TEMPSTAR | HRCU-A-CB (Split System: Heat Pump with Remote Outdoor Unit-Air-Source) | T5H0V36*K*AAA* |  |  | ESH5X48M12A*+WALLCON | *80CTL0701716B* | 34000 | 16.5 | 8.5 | 35600 | 25400 | 71.35% | 1.78 | 0 | 9.5 |  |  |  | No | R-454B | 2.8333 | Residential & Commercial | No
215669191 | Central HP <5.4 tons | TEMPSTAR | HRCU-A-CB (Split System: Heat Pump with Remote Outdoor Unit-Air-Source) | T5H0V36*K*AAA* |  |  | EA*5X48M21A*+WALLCON | *95CSU0601716B* | 33600 | 17.5 | 9 | 35200 | 25200 | 71.59% | 1.88 | 0 | 9.5 |  |  |  | No | R-454B | 2.8 | Residential & Commercial | No
215669241 | Central HP <5.4 tons | TEMPSTAR | HRCU-A-CB (Split System: Heat Pump with Remote Outdoor Unit-Air-Source) | T5H0V36*K*AAA* |  |  | EA*5X48M21A*+WALLCON | *97CMN0801714B* | 33600 | 17.5 | 9 | 35200 | 25200 | 71.59% | 1.88 | 0 | 9.5 |  |  |  | No | R-454B | 2.8 | Residential & Commercial | No
215669877 | Central HP <5.4 tons | TEMPSTAR | HRCU-A-CB (Split System: Heat Pump with Remote Outdoor Unit-Air-Source) | T5H0V36*K*AAA* |  |  | ESH5X36M12A*+WALLCON | *97CMN0801714B* | 33400 | 16 | 8.5 | 35800 | 25600 | 71.51% | 1.76 | 0 | 9 |  |  |  | No | R-454B | 2.7833 | Residential & Commercial | No
215669909 | Central HP <5.4 tons | TEMPSTAR | HRCU-A-CB (Split System: Heat Pump with Remote Outdoor Unit-Air-Source) | T5H0V36*K*AAA* |  |  | ESH5X36M12A*+WALLCON | *96CTN0401410B* | 32200 | 15.2 | 8.5 | 36200 | 25800 | 71.27% | 1.76 | 0 | 9 |  |  |  | No | R-454B | 2.6833 | Residential & Commercial | No
215669925 | Central HP <5.4 tons | TEMPSTAR | HRCU-A-CB (Split System: Heat Pump with Remote Outdoor Unit-Air-Source) | T5H0V36*K*AAA* |  |  | ESH5X36M12A*+WALLCON | *96CTN1002122B* | 33800 | 16.5 | 8.5 | 35800 | 25400 | 70.95% | 1.76 | 0 | 9.5 |  |  |  | No | R-454B | 2.8167 | Residential & Commercial | No
213297147 | Central HP <5.4 tons | JOHNSON CONTROLS | HRCU-A-CB (Split System: Heat Pump with Remote Outdoor Unit-Air-Source) | HMH72B341 |  |  | XAHC30CXXN1+TXV | Z8ES100C16LMPS1 | 32400 | 17.5 | 8.1 | 32000 | 22800 | 71.25% | 2.02 | 0 | 9.5 |  |  |  | No | R-410A | 2.7 | Residential & Commercial | No
213297547 | Central HP <5.4 tons | JOHNSON CONTROLS | HRCU-A-CB (Split System: Heat Pump with Remote Outdoor Unit-Air-Source) | HMH72B341 |  |  | XAHC36DXXN1+TXV | Z8ES100C20LMPS1 | 34000 | 17 | 8.5 | 33400 | 23600 | 70.66% | 2.08 | 0 | 9.5 |  |  |  | No | R-410A | 2.8333 | Residential & Commercial | No
214608242 | Central HP <5.4 tons | TRANE | HRCU-A-CB (Split System: Heat Pump with Remote Outdoor Unit-Air-Source) | E4HL5042A1000A |  |  | E4AH5E48A1K30A |  | 42000 | 15.2 | 8.1 | 42000 | 34000 | 80.95% | 1.75 | 0 | 9 |  |  |  | No | R-410A | 3.5 | Residential & Commercial | No
215588594 | Central HP <5.4 tons | TRANE | HRCU-A-CB (Split System: Heat Pump with Remote Outdoor Unit-Air-Source) | E4HL5042A1000A |  |  | A4AH5V42A1C3 |  | 42000 | 15.2 | 8.1 | 42000 | 30000 | 71.43% | 1.75 | 0 | 8.5 |  |  |  | No | R-410A | 3.5 | Residential & Commercial | No
215295741 | Central HP <5.4 tons | AIRQUEST | HRCU-A-CB (Split System: Heat Pump with Remote Outdoor Unit-Air-Source) | DLCURAH36ABK | ADP |  | H,GE24936 | *96VTN1202422B* | 33000 | 16 | 8.45 | 36200 | 34200 | 94.48% | 2 | 0 | 9 |  |  |  | No | R-410A | 2.75 | Residential & Commercial | No
215295768 | Central HP <5.4 tons | AIRQUEST | HRCU-A-CB (Split System: Heat Pump with Remote Outdoor Unit-Air-Source) | DLCURAH36ABK | ADP |  | H,GE8J936 | *96VTN1202422B* | 34400 | 16 | 8.5 | 36200 | 34200 | 94.48% | 2.02 | 0 | 9.5 |  |  |  | No | R-410A | 2.8667 | Residential & Commercial | No
211239654 | Central HP <5.4 tons | CARRIER | HRCU-A-CB (Split System: Heat Pump with Remote Outdoor Unit-Air-Source) | 38MURAQ24AB3* |  |  | CAP**2414AL* | 59TP6B040V14**10 | 23400 | 15.5 | 8.5 | 26800 | 24800 | 92.54% | 2.04 | 0 | 9.5 |  |  |  | No | R-410A | 1.95 | Residential & Commercial | No
211239703 | Central HP <5.4 tons | CARRIER | HRCU-A-CB (Split System: Heat Pump with Remote Outdoor Unit-Air-Source) | 38MURAQ24AB3* |  |  | CAP**2417AL* | OVLAAB036098 | 23000 | 16 | 8.5 | 26400 | 26000 | 98.48% | 2.18 | 0 | 9.5 |  |  |  | No | R-410A | 1.9167 | Residential & Commercial | No
215441369 | Central HP <5.4 tons | YORK | HRCU-A-CB (Split System: Heat Pump with Remote Outdoor Unit-Air-Source) | HMH72B341 | ADP |  | V,Y36H***P217 | TM9E040A10MP12 | 32200 | 17 | 8.1 | 31800 | 23000 | 72.33% | 1.98 | 0 | 9.5 |  |  |  | No | R-410A | 2.6833 | Residential & Commercial | No
215441371 | Central HP <5.4 tons | YORK | HRCU-A-CB (Split System: Heat Pump with Remote Outdoor Unit-Air-Source) | HMH72B341 | ADP |  | H,YG8J736 | TM9E060B12MP12 | 32600 | 17 | 8.1 | 32000 | 23200 | 72.5% | 2 | 0 | 9.5 |  |  |  | No | R-410A | 2.7167 | Residential & Commercial | No
215588588 | Central HP <5.4 tons | TRANE | HRCU-A-CB (Split System: Heat Pump with Remote Outdoor Unit-Air-Source) | E4HL5060A1000A |  |  | A4AH5V60A1C3 |  | 54000 | 15.2 | 8.1 | 54000 | 38000 | 70.37% | 1.85 | 0 | 8.2 |  |  |  | No | R-410A | 4.5 | Residential & Commercial | No
213296832 | Central HP <5.4 tons | JOHNSON CONTROLS | HRCU-A-CB (Split System: Heat Pump with Remote Outdoor Unit-Air-Source) | HMH72B341 |  |  | XAHC36DXXN1+TXV | Z8ET120C20LMPS1 | 34000 | 18.5 | 8.1 | 33400 | 23800 | 71.26% | 2.06 | 0 | 9.5 |  |  |  | No | R-410A | 2.8333 | Residential & Commercial | No
213296862 | Central HP <5.4 tons | JOHNSON CONTROLS | HRCU-A-CB (Split System: Heat Pump with Remote Outdoor Unit-Air-Source) | HMH72B341 |  |  | XAFC36DXXN1+TXV | Z8ES120C20LMPS1 | 34000 | 17.5 | 8.5 | 34000 | 24600 | 72.35% | 2.12 | 0 | 9.5 |  |  |  | No | R-410A | 2.8333 | Residential & Commercial | No
213296882 | Central HP <5.4 tons | JOHNSON CONTROLS | HRCU-A-CB (Split System: Heat Pump with Remote Outdoor Unit-Air-Source) | HMH72B341 |  |  | XAFC36DXXN1+TXV | Z8ES120C16LMPS1 | 34000 | 18 | 8.5 | 33400 | 24400 | 73.05% | 2.12 | 0 | 9.5 |  |  |  | No | R-410A | 2.8333 | Residential & Commercial | No
213297037 | Central HP <5.4 tons | JOHNSON CONTROLS | HRCU-A-CB (Split System: Heat Pump with Remote Outdoor Unit-Air-Source) | HMH72B341 |  |  | XAFC36DBCN1 | Z9ES100C20SMPS1 | 34000 | 17.5 | 8.5 | 33400 | 24000 | 71.86% | 2.1 | 0 | 9.5 |  |  |  | No | R-410A | 2.8333 | Residential & Commercial | No
215319040 | Central HP <5.4 tons | KENMORE | HRCU-A-CB (Split System: Heat Pump with Remote Outdoor Unit-Air-Source) | D5CURAH60AAK |  |  | D5FUAAH60XAK |  | 54000 | 15.2 | 8.4 | 54000 | 38000 | 70.37% | 1.8 | 0 | 8.7 |  |  |  | No | R-454B | 4.5 | Residential & Commercial | No
213296847 | Central HP <5.4 tons | JOHNSON CONTROLS | HRCU-A-CB (Split System: Heat Pump with Remote Outdoor Unit-Air-Source) | HMH72B341 |  |  | XAHC30CXXN1+TXV | Z8ET080C16LMPS1 | 32800 | 18.5 | 8.5 | 32000 | 22800 | 71.25% | 2.04 | 0 | 9.5 |  |  |  | No | R-410A | 2.7333 | Residential & Commercial | No
213297372 | Central HP <5.4 tons | JOHNSON CONTROLS | HRCU-A-CB (Split System: Heat Pump with Remote Outdoor Unit-Air-Source) | HMH72B341 |  |  | XAFB30CXXN1+TXV | Z8ES100B12LMPS1 | 32800 | 18 | 8.5 | 33000 | 23200 | 70.3% | 2.04 | 0 | 9.5 |  |  |  | No | R-410A | 2.7333 | Residential & Commercial | No
215679264 | Central HP <5.4 tons | BRYANT HEATING AND COOLING SYSTEMS | HRCU-A-CB (Split System: Heat Pump with Remote Outdoor Unit-Air-Source) | 290VAN036**AA* |  |  | CAA**3717AM*+UI | 987TA42080C17*** | 33800 | 17.5 | 9 | 35800 | 25600 | 71.51% | 1.86 | 0 | 9.5 |  |  |  | No | R-454B | 2.8167 | Residential & Commercial | No
215679364 | Central HP <5.4 tons | BRYANT HEATING AND COOLING SYSTEMS | HRCU-A-CB (Split System: Heat Pump with Remote Outdoor Unit-Air-Source) | 290VAN036**AA* |  |  | CAA**4221AM*+UI | 83*CB48060C17*** | 33200 | 17.5 | 8.5 | 35800 | 25600 | 71.51% | 1.84 | 0 | 9.5 |  |  |  | No | R-454B | 2.7667 | Residential & Commercial | No
214608244 | Central HP <5.4 tons | TRANE | HRCU-A-CB (Split System: Heat Pump with Remote Outdoor Unit-Air-Source) | E4HL5060A1000A |  |  | E4AH5E60A1K30A |  | 54000 | 15.2 | 8.1 | 54000 | 38000 | 70.37% | 1.84 | 0 | 8.2 |  |  |  | No | R-410A | 4.5 | Residential & Commercial | No
215681724 | Central HP <5.4 tons | BRYANT HEATING AND COOLING SYSTEMS | HRCU-A-CB (Split System: Heat Pump with Remote Outdoor Unit-Air-Source) | 290VAN048**AA* |  |  | CSAH*6012AM*+UI | 987TA60080C21*** | 45500 | 16.5 | 8.5 | 48000 | 33800 | 70.42% | 2.06 | 0 | 9.5 |  |  |  | No | R-454B | 3.7917 | Residential & Commercial | No
215677264 | Central HP <5.4 tons | BRYANT HEATING AND COOLING SYSTEMS | HRCU-A-CB (Split System: Heat Pump with Remote Outdoor Unit-Air-Source) | 290VAN060**AA* |  |  | CVAMA6124XMA*+UI | 987MC60060C21*** | 56500 | 18 | 9 | 65000 | 45500 | 70% | 2.06 | 0 | 8.5 |  |  |  | No | R-454B | 4.7083 | Residential & Commercial | No
215677434 | Central HP <5.4 tons | BRYANT HEATING AND COOLING SYSTEMS | HRCU-A-CB (Split System: Heat Pump with Remote Outdoor Unit-Air-Source) | 290VAN060**AA* |  |  | CVAVA6024XMA*+UI | 83*CA60100C21*** | 56500 | 18 | 9 | 63000 | 44500 | 70.63% | 2.08 | 0 | 9 |  |  |  | No | R-454B | 4.7083 | Residential & Commercial | No
215588606 | Central HP <5.4 tons | TRANE | HRCU-A-CB (Split System: Heat Pump with Remote Outdoor Unit-Air-Source) | E4HL5024A1000A |  |  | A4AH5V30A1B3 |  | 24000 | 15.2 | 8.1 | 24000 | 17000 | 70.83% | 1.8 | 0 | 9 |  |  |  | No | R-410A | 2 | Residential & Commercial | No
215441370 | Central HP <5.4 tons | YORK | HRCU-A-CB (Split System: Heat Pump with Remote Outdoor Unit-Air-Source) | HMH72B341 | ADP |  | V,Y36H175P137 | TM9E060B12MP12 | 32600 | 17 | 8.1 | 32000 | 23200 | 72.5% | 2 | 0 | 9.5 |  |  |  | No | R-410A | 2.7167 | Residential & Commercial | No
213079385 | Central HP <5.4 tons | CARRIER | HRCU-A-CB (Split System: Heat Pump with Remote Outdoor Unit-Air-Source) | 38MURAQ36AB3* |  |  | CAP**3621AL* | 59SC2E060M17**14 | 35000 | 16 | 8.1 | 38500 | 35200 | 91.43% | 1.82 | 0 | 9.5 |  |  |  | No | R-410A | 2.9167 | Residential & Commercial | No
213296927 | Central HP <5.4 tons | JOHNSON CONTROLS | HRCU-A-CB (Split System: Heat Pump with Remote Outdoor Unit-Air-Source) | HMH72B341 |  |  | XAFC36DBCN1 | Z8ES100B12SMPS1 | 34000 | 18.5 | 8.1 | 34000 | 24600 | 72.35% | 2.12 | 0 | 9.5 |  |  |  | No | R-410A | 2.8333 | Residential & Commercial | No
213297027 | Central HP <5.4 tons | JOHNSON CONTROLS | HRCU-A-CB (Split System: Heat Pump with Remote Outdoor Unit-Air-Source) | HMH72B341 |  |  | XAUB36DXXN1+TXV | Z9ET080B12SMPS1 | 34000 | 18.5 | 8.1 | 33400 | 24200 | 72.46% | 2.08 | 0 | 9.5 |  |  |  | No | R-410A | 2.8333 | Residential & Commercial | No
215293238 | Central HP <5.4 tons | AIRQUEST | HRCU-A-CB (Split System: Heat Pump with Remote Outdoor Unit-Air-Source) | DLCURAH24ABK | ADP |  | HE32936 | *96VTN1002122A* | 23200 | 17 | 8.5 | 24200 | 22800 | 94.21% | 1.92 | 0 | 9.5 |  |  |  | No | R-410A | 1.9333 | Residential & Commercial | No
213077474 | Central HP <5.4 tons | CARRIER | HRCU-A-CB (Split System: Heat Pump with Remote Outdoor Unit-Air-Source) | 38MURAQ36AB3* |  |  | CAP**3621AL* | 59TP6C080V21**20 | 34800 | 16 | 8.1 | 38500 | 35200 | 91.43% | 1.82 | 0 | 9.5 |  |  |  | No | R-410A | 2.9 | Residential & Commercial | No
213297782 | Central HP <5.4 tons | JOHNSON CONTROLS | HRCU-A-CB (Split System: Heat Pump with Remote Outdoor Unit-Air-Source) | HMH72B341 |  |  | XAFC30CXXN1+TXV | Z8ES100C16SMPS1 | 33600 | 18 | 8.5 | 33000 | 23400 | 70.91% | 2.06 | 0 | 9.5 |  |  |  | No | R-410A | 2.8 | Residential & Commercial | No
213297907 | Central HP <5.4 tons | JOHNSON CONTROLS | HRCU-A-CB (Split System: Heat Pump with Remote Outdoor Unit-Air-Source) | HMH72B341 |  |  | XAUB36DXXN1+TXV | Z9ES060A10SMPS1 | 33400 | 18.5 | 8.1 | 32800 | 23200 | 70.73% | 2.02 | 0 | 9.5 |  |  |  | No | R-410A | 2.7833 | Residential & Commercial | No
215681314 | Central HP <5.4 tons | BRYANT HEATING AND COOLING SYSTEMS | HRCU-A-CB (Split System: Heat Pump with Remote Outdoor Unit-Air-Source) | 290VAN048**AA* |  |  | CAA**4821AM*+UI | 83*CB48060C17*** | 44000 | 17 | 9 | 48500 | 34200 | 70.52% | 2.04 | 0 | 9.5 |  |  |  | No | R-454B | 3.6667 | Residential & Commercial | No
213297722 | Central HP <5.4 tons | JOHNSON CONTROLS | HRCU-A-CB (Split System: Heat Pump with Remote Outdoor Unit-Air-Source) | HMH72B341 |  |  | XAFC30CXXN1+TXV | Z9ES060B12SMPS1 | 32400 | 17 | 8.1 | 33000 | 23200 | 70.3% | 2.02 | 0 | 9.5 |  |  |  | No | R-410A | 2.7 | Residential & Commercial | No
213297937 | Central HP <5.4 tons | JOHNSON CONTROLS | HRCU-A-CB (Split System: Heat Pump with Remote Outdoor Unit-Air-Source) | HMH72B341 |  |  | XAUB36DXXN1+TXV | Z8ET080B12LMPS1 | 34000 | 18.5 | 8.1 | 33400 | 24000 | 71.86% | 2.08 | 0 | 9.5 |  |  |  | No | R-410A | 2.8333 | Residential & Commercial | No
215669035 | Central HP <5.4 tons | TEMPSTAR | HRCU-A-CB (Split System: Heat Pump with Remote Outdoor Unit-Air-Source) | T5H0V36*K*AAA* |  |  | EA*5X43M21A*+WALLCON | *95CSU0802120B* | 34400 | 17.5 | 9 | 35400 | 25200 | 71.19% | 1.88 | 0 | 9.5 |  |  |  | No | R-454B | 2.8667 | Residential & Commercial | No
215669821 | Central HP <5.4 tons | TEMPSTAR | HRCU-A-CB (Split System: Heat Pump with Remote Outdoor Unit-Air-Source) | T5H0V36*K*AAA* |  |  | ESH5X36M12A*+WALLCON | *80CTL1102120B* | 33800 | 16 | 8.5 | 35600 | 25400 | 71.35% | 1.76 | 0 | 9.5 |  |  |  | No | R-454B | 2.8167 | Residential & Commercial | No
215669973 | Central HP <5.4 tons | TEMPSTAR | HRCU-A-CB (Split System: Heat Pump with Remote Outdoor Unit-Air-Source) | T5H0V36*K*AAA* |  |  | ESH5X42M12A*+WALLCON | *80CTL0701412B* | 33800 | 16.5 | 8.5 | 35800 | 25400 | 70.95% | 1.78 | 0 | 9 |  |  |  | No | R-454B | 2.8167 | Residential & Commercial | No
215670005 | Central HP <5.4 tons | TEMPSTAR | HRCU-A-CB (Split System: Heat Pump with Remote Outdoor Unit-Air-Source) | T5H0V36*K*AAA* |  |  | ESH5X42M12A*+WALLCON | *80CTL0902120B* | 34000 | 16.5 | 8.5 | 35600 | 25200 | 70.79% | 1.78 | 0 | 9.5 |  |  |  | No | R-454B | 2.8333 | Residential & Commercial | No
215670053 | Central HP <5.4 tons | TEMPSTAR | HRCU-A-CB (Split System: Heat Pump with Remote Outdoor Unit-Air-Source) | T5H0V36*K*AAA* |  |  | ESH5X42M12A*+WALLCON | *97CMN0601714B* | 33600 | 16 | 8.5 | 35800 | 25600 | 71.51% | 1.76 | 0 | 9 |  |  |  | No | R-454B | 2.8 | Residential & Commercial | No
215402257 | Central HP <5.4 tons | TRANE | HRCU-A-CB (Split System: Heat Pump with Remote Outdoor Unit-Air-Source) | E4HL5036A1000A |  |  | 4TXCB006DS3 | A801X080BM4SD | 30000 | 15.2 | 8.1 | 27000 | 19000 | 70.37% | 1.75 | 0 | 9.8 |  |  |  | No | R-410A | 2.5 | Residential & Commercial | No
214608306 | Central HP <5.4 tons | TRANE | HRCU-A-CB (Split System: Heat Pump with Remote Outdoor Unit-Air-Source) | E4HL5036A1000A |  |  | 4TXCB004DS3 | A951X060BU4SAB | 30000 | 15.2 | 8.1 | 25000 | 18000 | 72% | 1.75 | 0 | 9.5 |  |  |  | No | R-410A | 2.5 | Residential & Commercial | No
215588593 | Central HP <5.4 tons | TRANE | HRCU-A-CB (Split System: Heat Pump with Remote Outdoor Unit-Air-Source) | E4HL5024A1000A |  |  | A4AH5V36A1C3 |  | 24000 | 15.2 | 8.1 | 24000 | 17000 | 70.83% | 1.8 | 0 | 9 |  |  |  | No | R-410A | 2 | Residential & Commercial | No
215677554 | Central HP <5.4 tons | BRYANT HEATING AND COOLING SYSTEMS | HRCU-A-CB (Split System: Heat Pump with Remote Outdoor Unit-Air-Source) | 290VAN060**AA* |  |  | CVAVA6024XMA*+UI | 986TD66120C24*** | 56500 | 18.5 | 9 | 63000 | 44500 | 70.63% | 2.08 | 0 | 9 |  |  |  | No | R-454B | 4.7083 | Residential & Commercial | No
214608299 | Central HP <5.4 tons | TRANE | HRCU-A-CB (Split System: Heat Pump with Remote Outdoor Unit-Air-Source) | E4HL5024A1000A |  |  | 4TXCB003DS3 | A951X060BU4SAB | 24000 | 15.2 | 8.5 | 24000 | 21000 | 87.5% | 1.85 | 0 | 9 |  |  |  | No | R-410A | 2 | Residential & Commercial | No
215402261 | Central HP <5.4 tons | TRANE | HRCU-A-CB (Split System: Heat Pump with Remote Outdoor Unit-Air-Source) | E4HL5060A1000A |  |  | 4TXCD010DS3 | A801X120DM5SD | 47500 | 15.2 | 8.1 | 45000 | 33400 | 74.22% | 1.75 | 0 | 9.5 |  |  |  | No | R-410A | 3.9583 | Residential & Commercial | No
215402249 | Central HP <5.4 tons | TRANE | HRCU-A-CB (Split System: Heat Pump with Remote Outdoor Unit-Air-Source) | E4HL5036A1000A |  |  | 4TXCB004DS3 | A952V080BU4SB | 30000 | 15.2 | 8.1 | 25000 | 18000 | 72% | 1.75 | 0 | 9.5 |  |  |  | No | R-410A | 2.5 | Residential & Commercial | No
215588607 | Central HP <5.4 tons | TRANE | HRCU-A-CB (Split System: Heat Pump with Remote Outdoor Unit-Air-Source) | E4HL5036A1000A |  |  | A4AH5V30A1B3 |  | 28000 | 15.2 | 8.5 | 28000 | 21000 | 75% | 1.9 | 0 | 9.8 |  |  |  | No | R-410A | 2.3333 | Residential & Commercial | No
215294460 | Central HP <5.4 tons | AIRQUEST | HRCU-A-CB (Split System: Heat Pump with Remote Outdoor Unit-Air-Source) | DLCURAH30ABK | ADP |  | H,GG36936 | *96VTN1002122B* | 30000 | 15.2 | 8.1 | 32600 | 27200 | 83.44% | 1.8 | 0 | 9 |  |  |  | No | R-410A | 2.5 | Residential & Commercial | No
215293563 | Central HP <5.4 tons | AIRQUEST | HRCU-A-CB (Split System: Heat Pump with Remote Outdoor Unit-Air-Source) | DLCURAH30ABK | ADP |  | HE32936 | *92MSN0802120A* | 29600 | 15.2 | 8.1 | 32800 | 27600 | 84.15% | 1.78 | 0 | 8.5 |  |  |  | No | R-410A | 2.4667 | Residential & Commercial | No
215293564 | Central HP <5.4 tons | AIRQUEST | HRCU-A-CB (Split System: Heat Pump with Remote Outdoor Unit-Air-Source) | DLCURAH30ABK | ADP |  | H,GG33936 | *92MSN0802120A* | 30000 | 15.2 | 8.1 | 32800 | 27600 | 84.15% | 1.78 | 0 | 9 |  |  |  | No | R-410A | 2.5 | Residential & Commercial | No
215293599 | Central HP <5.4 tons | AIRQUEST | HRCU-A-CB (Split System: Heat Pump with Remote Outdoor Unit-Air-Source) | DLCURAH30ABK | ADP |  | H,GE23936 | *92MSN1002120A* | 27200 | 15.2 | 8.25 | 33200 | 26400 | 79.52% | 1.82 | 0 | 8 |  |  |  | No | R-410A | 2.2667 | Residential & Commercial | No
215293615 | Central HP <5.4 tons | AIRQUEST | HRCU-A-CB (Split System: Heat Pump with Remote Outdoor Unit-Air-Source) | DLCURAH30ABK | ADP |  | HE33936 | *92MSN1002120A* | 30000 | 15.2 | 8.1 | 32800 | 27600 | 84.15% | 1.78 | 0 | 9 |  |  |  | No | R-410A | 2.5 | Residential & Commercial | No
215293664 | Central HP <5.4 tons | AIRQUEST | HRCU-A-CB (Split System: Heat Pump with Remote Outdoor Unit-Air-Source) | DLCURAH30ABK | ADP |  | HE33936 | *92MSN1202420A* | 29600 | 15.2 | 8.1 | 32600 | 27200 | 83.44% | 1.8 | 0 | 8.5 |  |  |  | No | R-410A | 2.4667 | Residential & Commercial | No
215293883 | Central HP <5.4 tons | AIRQUEST | HRCU-A-CB (Split System: Heat Pump with Remote Outdoor Unit-Air-Source) | DLCURAH30ABK | ADP |  | H,GE34936 | *96MSN0802120A* | 29600 | 15.2 | 8.1 | 32600 | 27200 | 83.44% | 1.8 | 0 | 9 |  |  |  | No | R-410A | 2.4667 | Residential & Commercial | No
215293897 | Central HP <5.4 tons | AIRQUEST | HRCU-A-CB (Split System: Heat Pump with Remote Outdoor Unit-Air-Source) | DLCURAH30ABK | ADP |  | HE7J936 | *96MSN0802120A* | 29000 | 15.2 | 8.1 | 32600 | 27200 | 83.44% | 1.8 | 0 | 8.5 |  |  |  | No | R-410A | 2.4167 | Residential & Commercial | No
215293899 | Central HP <5.4 tons | AIRQUEST | HRCU-A-CB (Split System: Heat Pump with Remote Outdoor Unit-Air-Source) | DLCURAH30ABK | ADP |  | H,GE8J936 | *96MSN0802120A* | 29400 | 15.2 | 8.1 | 32600 | 27200 | 83.44% | 1.8 | 0 | 8.5 |  |  |  | No | R-410A | 2.45 | Residential & Commercial | No
215293932 | Central HP <5.4 tons | AIRQUEST | HRCU-A-CB (Split System: Heat Pump with Remote Outdoor Unit-Air-Source) | DLCURAH30ABK | ADP |  | H,GE34936 | *96MSN1002120A* | 30200 | 15.2 | 8.5 | 32400 | 27000 | 83.33% | 1.8 | 0 | 9 |  |  |  | No | R-410A | 2.5167 | Residential & Commercial | No
215293949 | Central HP <5.4 tons | AIRQUEST | HRCU-A-CB (Split System: Heat Pump with Remote Outdoor Unit-Air-Source) | DLCURAH30ABK | ADP |  | HE8J936 | *96MSN1002120A* | 30000 | 15.2 | 8.5 | 32400 | 27000 | 83.33% | 1.8 | 0 | 9 |  |  |  | No | R-410A | 2.5 | Residential & Commercial | No
215293950 | Central HP <5.4 tons | AIRQUEST | HRCU-A-CB (Split System: Heat Pump with Remote Outdoor Unit-Air-Source) | DLCURAH30ABK | ADP |  | H,GG9J936 | *96MSN1002120A* | 30200 | 15.2 | 8.5 | 32400 | 27000 | 83.33% | 1.8 | 0 | 9 |  |  |  | No | R-410A | 2.5167 | Residential & Commercial | No
215293981 | Central HP <5.4 tons | AIRQUEST | HRCU-A-CB (Split System: Heat Pump with Remote Outdoor Unit-Air-Source) | DLCURAH30ABK | ADP |  | H,GE34936 | *96MSN1202422A* | 29800 | 15.2 | 8.1 | 32600 | 27200 | 83.44% | 1.8 | 0 | 9 |  |  |  | No | R-410A | 2.4833 | Residential & Commercial | No
215293983 | Central HP <5.4 tons | AIRQUEST | HRCU-A-CB (Split System: Heat Pump with Remote Outdoor Unit-Air-Source) | DLCURAH30ABK | ADP |  | H,GG35936 | *96MSN1202422A* | 30000 | 15.2 | 8.1 | 32600 | 27200 | 83.44% | 1.8 | 0 | 9 |  |  |  | No | R-410A | 2.5 | Residential & Commercial | No
215293984 | Central HP <5.4 tons | AIRQUEST | HRCU-A-CB (Split System: Heat Pump with Remote Outdoor Unit-Air-Source) | DLCURAH30ABK | ADP |  | HG35936 | *96MSN1202422A* | 30000 | 15.2 | 8.1 | 32600 | 27200 | 83.44% | 1.8 | 0 | 9 |  |  |  | No | R-410A | 2.5 | Residential & Commercial | No
215294000 | Central HP <5.4 tons | AIRQUEST | HRCU-A-CB (Split System: Heat Pump with Remote Outdoor Unit-Air-Source) | DLCURAH30ABK | ADP |  | HG9J936 | *96MSN1202422A* | 30000 | 15.2 | 8.1 | 32600 | 27200 | 83.44% | 1.8 | 0 | 9 |  |  |  | No | R-410A | 2.5 | Residential & Commercial | No
214608329 | Central HP <5.4 tons | TRANE | HRCU-A-CB (Split System: Heat Pump with Remote Outdoor Unit-Air-Source) | E4HL5060A1000A |  |  | 4TXCD010DS3 | A801X120DM5SCA | 47500 | 15.2 | 8.1 | 45000 | 33400 | 74.22% | 1.75 | 0 | 9.5 |  |  |  | No | R-410A | 3.9583 | Residential & Commercial | No
215294218 | Central HP <5.4 tons | AIRQUEST | HRCU-A-CB (Split System: Heat Pump with Remote Outdoor Unit-Air-Source) | DLCURAH30ABK | ADP |  | H,GG37936 | *96VTN0802120A* | 29600 | 15.2 | 8.1 | 32000 | 27000 | 84.38% | 1.78 | 0 | 9 |  |  |  | No | R-410A | 2.4667 | Residential & Commercial | No
215294231 | Central HP <5.4 tons | AIRQUEST | HRCU-A-CB (Split System: Heat Pump with Remote Outdoor Unit-Air-Source) | DLCURAH30ABK | ADP |  | H,GE1K936 | *96VTN0802120A* | 29600 | 15.2 | 8.1 | 32000 | 27000 | 84.38% | 1.78 | 0 | 9 |  |  |  | No | R-410A | 2.4667 | Residential & Commercial | No
215294232 | Central HP <5.4 tons | AIRQUEST | HRCU-A-CB (Split System: Heat Pump with Remote Outdoor Unit-Air-Source) | DLCURAH30ABK | ADP |  | H,GG80936 | *96VTN0802120A* | 29600 | 15.2 | 8.1 | 32000 | 27000 | 84.38% | 1.78 | 0 | 9 |  |  |  | No | R-410A | 2.4667 | Residential & Commercial | No
215294365 | Central HP <5.4 tons | AIRQUEST | HRCU-A-CB (Split System: Heat Pump with Remote Outdoor Unit-Air-Source) | DLCURAH30ABK | ADP |  | H,GG37936 | *96VTN1002120B* | 30200 | 15.2 | 8.5 | 32600 | 27200 | 83.44% | 1.8 | 0 | 9 |  |  |  | No | R-410A | 2.5167 | Residential & Commercial | No
215294382 | Central HP <5.4 tons | AIRQUEST | HRCU-A-CB (Split System: Heat Pump with Remote Outdoor Unit-Air-Source) | DLCURAH30ABK | ADP |  | H,GG81936 | *96VTN1002120B* | 30200 | 15.2 | 8.5 | 32600 | 27200 | 83.44% | 1.8 | 0 | 9 |  |  |  | No | R-410A | 2.5167 | Residential & Commercial | No
215293504 | Central HP <5.4 tons | AIRQUEST | HRCU-A-CB (Split System: Heat Pump with Remote Outdoor Unit-Air-Source) | DLCURAH30ABK | ADP |  | H,GE24936 | *92MSN0801716A* | 28800 | 15.2 | 8.1 | 32400 | 27600 | 85.19% | 1.78 | 0 | 8.5 |  |  |  | No | R-410A | 2.4 | Residential & Commercial | No
215294405 | Central HP <5.4 tons | AIRQUEST | HRCU-A-CB (Split System: Heat Pump with Remote Outdoor Unit-Air-Source) | DLCURAH30ABK | ADP |  | H,GE34936 | *96VTN1002122A* | 29600 | 15.2 | 8.1 | 32200 | 27400 | 85.09% | 1.76 | 0 | 9 |  |  |  | No | R-410A | 2.4667 | Residential & Commercial | No
215294419 | Central HP <5.4 tons | AIRQUEST | HRCU-A-CB (Split System: Heat Pump with Remote Outdoor Unit-Air-Source) | DLCURAH30ABK | ADP |  | HE7J936 | *96VTN1002122A* | 29200 | 15.2 | 8.1 | 32200 | 27400 | 85.09% | 1.76 | 0 | 8.5 |  |  |  | No | R-410A | 2.4333 | Residential & Commercial | No
215294462 | Central HP <5.4 tons | AIRQUEST | HRCU-A-CB (Split System: Heat Pump with Remote Outdoor Unit-Air-Source) | DLCURAH30ABK | ADP |  | HE36936 | *96VTN1002122B* | 30000 | 15.2 | 8.1 | 32600 | 27200 | 83.44% | 1.8 | 0 | 9 |  |  |  | No | R-410A | 2.5 | Residential & Commercial | No
212972482 | Central HP <5.4 tons | CARRIER | HRCU-A-CB (Split System: Heat Pump with Remote Outdoor Unit-Air-Source) | 38MURAQ30AB3* |  |  | CAP**4321AL* | 58TP*B110V21**22 | 30400 | 15.2 | 8.1 | 33400 | 26400 | 79.04% | 1.84 | 0 | 9 |  |  |  | No | R-410A | 2.5333 | Residential & Commercial | No
215293620 | Central HP <5.4 tons | AIRQUEST | HRCU-A-CB (Split System: Heat Pump with Remote Outdoor Unit-Air-Source) | DLCURAH30ABK | ADP |  | H,GG35936 | *92MSN1002120A* | 30200 | 15.2 | 8.1 | 32600 | 27000 | 82.82% | 1.8 | 0 | 9 |  |  |  | No | R-410A | 2.5167 | Residential & Commercial | No
215293627 | Central HP <5.4 tons | AIRQUEST | HRCU-A-CB (Split System: Heat Pump with Remote Outdoor Unit-Air-Source) | DLCURAH30ABK | ADP |  | H,GG37936 | *92MSN1002120A* | 29600 | 16 | 8.5 | 33400 | 26400 | 79.04% | 1.86 | 0 | 8.5 |  |  |  | No | R-410A | 2.4667 | Residential & Commercial | No
215293695 | Central HP <5.4 tons | AIRQUEST | HRCU-A-CB (Split System: Heat Pump with Remote Outdoor Unit-Air-Source) | DLCURAH30ABK | ADP |  | HG82936 | *92MSN1202420A* | 30000 | 15.2 | 8.1 | 32600 | 27200 | 83.44% | 1.8 | 0 | 9 |  |  |  | No | R-410A | 2.5 | Residential & Commercial | No
215294004 | Central HP <5.4 tons | AIRQUEST | HRCU-A-CB (Split System: Heat Pump with Remote Outdoor Unit-Air-Source) | DLCURAH30ABK | ADP |  | H,GG80936 | *96MSN1202422A* | 30000 | 15.2 | 8.1 | 32600 | 27200 | 83.44% | 1.8 | 0 | 9 |  |  |  | No | R-410A | 2.5 | Residential & Commercial | No
215294213 | Central HP <5.4 tons | AIRQUEST | HRCU-A-CB (Split System: Heat Pump with Remote Outdoor Unit-Air-Source) | DLCURAH30ABK | ADP |  | H,GE35936 | *96VTN0802120A* | 29600 | 15.2 | 8.1 | 32000 | 27000 | 84.38% | 1.78 | 0 | 9 |  |  |  | No | R-410A | 2.4667 | Residential & Commercial | No
215294236 | Central HP <5.4 tons | AIRQUEST | HRCU-A-CB (Split System: Heat Pump with Remote Outdoor Unit-Air-Source) | DLCURAH30ABK | ADP |  | HG81936 | *96VTN0802120A* | 29600 | 15.2 | 8.1 | 32000 | 27000 | 84.38% | 1.78 | 0 | 9 |  |  |  | No | R-410A | 2.4667 | Residential & Commercial | No
215294370 | Central HP <5.4 tons | AIRQUEST | HRCU-A-CB (Split System: Heat Pump with Remote Outdoor Unit-Air-Source) | DLCURAH30ABK | ADP |  | HE7J936 | *96VTN1002120B* | 29600 | 15.2 | 8.5 | 32600 | 27200 | 83.44% | 1.8 | 0 | 8.5 |  |  |  | No | R-410A | 2.4667 | Residential & Commercial | No
215293179 | Central HP <5.4 tons | AIRQUEST | HRCU-A-CB (Split System: Heat Pump with Remote Outdoor Unit-Air-Source) | DLCURAH24ABK | ADP |  | HE31924 | *96VTN1002120B* | 22600 | 17 | 8.5 | 24600 | 23400 | 95.12% | 1.98 | 0 | 9.5 |  |  |  | No | R-410A | 1.8833 | Residential & Commercial | No
215293182 | Central HP <5.4 tons | AIRQUEST | HRCU-A-CB (Split System: Heat Pump with Remote Outdoor Unit-Air-Source) | DLCURAH24ABK | ADP |  | H,GG32936 | *96VTN1002120B* | 22800 | 17 | 8.5 | 24600 | 23400 | 95.12% | 1.98 | 0 | 9.5 |  |  |  | No | R-410A | 1.9 | Residential & Commercial | No
215293232 | Central HP <5.4 tons | AIRQUEST | HRCU-A-CB (Split System: Heat Pump with Remote Outdoor Unit-Air-Source) | DLCURAH24ABK | ADP |  | H,GG32930 | *96VTN1002122A* | 23200 | 17 | 8.5 | 24200 | 22800 | 94.21% | 1.92 | 0 | 9.5 |  |  |  | No | R-410A | 1.9333 | Residential & Commercial | No
212603260 | Central HP <5.4 tons | DAY & NIGHT | HRCU-A-CB (Split System: Heat Pump with Remote Outdoor Unit-Air-Source) | DLCURAH36ABK | ADP |  | FG33936 | *92ESN0601412A* | 35400 | 15.2 | 8.1 | 37800 | 35000 | 92.59% | 1.82 | 0 | 9.5 |  |  |  | No | R-410A | 2.95 | Residential & Commercial | No
213080515 | Central HP <5.4 tons | AIRQUEST | HRCU-A-CB (Split System: Heat Pump with Remote Outdoor Unit-Air-Source) | DLCURAH36ABK |  |  | EA*4X36L21A* | *95MSU0401712A* | 35000 | 15.2 | 8.1 | 39000 | 35400 | 90.77% | 1.82 | 0 | 9.5 |  |  |  | No | R-410A | 2.9167 | Residential & Commercial | No
215294388 | Central HP <5.4 tons | AIRQUEST | HRCU-A-CB (Split System: Heat Pump with Remote Outdoor Unit-Air-Source) | DLCURAH30ABK | ADP |  | H,GE24936 | *96VTN1002122A* | 28800 | 15.2 | 8.1 | 32200 | 27400 | 85.09% | 1.76 | 0 | 8.5 |  |  |  | No | R-410A | 2.4 | Residential & Commercial | No
214608327 | Central HP <5.4 tons | TRANE | HRCU-A-CB (Split System: Heat Pump with Remote Outdoor Unit-Air-Source) | E4HL5030A1000A |  |  | 4TXCB004DS3 | A801X060BM4SCA | 30000 | 15.2 | 8.1 | 25000 | 18000 | 72% | 1.75 | 0 | 9.5 |  |  |  | No | R-410A | 2.5 | Residential & Commercial | No
215293535 | Central HP <5.4 tons | AIRQUEST | HRCU-A-CB (Split System: Heat Pump with Remote Outdoor Unit-Air-Source) | DLCURAH30ABK | ADP |  | HE7J936 | *92MSN0801716A* | 29400 | 15.2 | 8.1 | 32400 | 27600 | 85.19% | 1.78 | 0 | 9 |  |  |  | No | R-410A | 2.45 | Residential & Commercial | No
212984448 | Central HP <5.4 tons | AIRQUEST | HRCU-A-CB (Split System: Heat Pump with Remote Outdoor Unit-Air-Source) | DLCURAH30ABK |  |  | EA*4X36L21A* | *92MSN0801716A* | 29600 | 15.2 | 8.1 | 34000 | 28000 | 82.35% | 1.78 | 0 | 9 |  |  |  | No | R-410A | 2.4667 | Residential & Commercial | No
212985002 | Central HP <5.4 tons | AIRQUEST | HRCU-A-CB (Split System: Heat Pump with Remote Outdoor Unit-Air-Source) | DLCURAH30ABK |  |  | EA*4X43L21A* | *92MSN0802120A* | 30600 | 15.5 | 8.5 | 33400 | 26400 | 79.04% | 1.86 | 0 | 9 |  |  |  | No | R-410A | 2.55 | Residential & Commercial | No
211712773 | Central HP <5.4 tons | AIRQUEST | HRCU-A-CB (Split System: Heat Pump with Remote Outdoor Unit-Air-Source) | DLCURAH30ABK |  |  | EA*4X42L24A* | *96VTN0802120A* | 29600 | 15.2 | 8.1 | 33600 | 27400 | 81.55% | 1.78 | 0 | 9 |  |  |  | No | R-410A | 2.4667 | Residential & Commercial | No
211712648 | Central HP <5.4 tons | AIRQUEST | HRCU-A-CB (Split System: Heat Pump with Remote Outdoor Unit-Air-Source) | DLCURAH30ABK |  |  | EA*4X42L24A* | *96VTN1002122A* | 29600 | 15.2 | 8.1 | 33800 | 27200 | 80.47% | 1.78 | 0 | 9 |  |  |  | No | R-410A | 2.4667 | Residential & Commercial | No
211713200 | Central HP <5.4 tons | AIRQUEST | HRCU-A-CB (Split System: Heat Pump with Remote Outdoor Unit-Air-Source) | DLCURAH30ABK |  |  | EA*4X43L21A* | *96VTN0802120A* | 30400 | 15.2 | 8.1 | 33000 | 26200 | 79.39% | 1.84 | 0 | 9 |  |  |  | No | R-410A | 2.5333 | Residential & Commercial | No
215293895 | Central HP <5.4 tons | AIRQUEST | HRCU-A-CB (Split System: Heat Pump with Remote Outdoor Unit-Air-Source) | DLCURAH30ABK | ADP |  | HG7J936 | *96MSN0802120A* | 29000 | 15.2 | 8.1 | 32600 | 27200 | 83.44% | 1.8 | 0 | 8.5 |  |  |  | No | R-410A | 2.4167 | Residential & Commercial | No
215293904 | Central HP <5.4 tons | AIRQUEST | HRCU-A-CB (Split System: Heat Pump with Remote Outdoor Unit-Air-Source) | DLCURAH30ABK | ADP |  | H,GG1K936 | *96MSN0802120A* | 29800 | 15.2 | 8.1 | 32600 | 27200 | 83.44% | 1.8 | 0 | 9 |  |  |  | No | R-410A | 2.4833 | Residential & Commercial | No
215293525 | Central HP <5.4 tons | AIRQUEST | HRCU-A-CB (Split System: Heat Pump with Remote Outdoor Unit-Air-Source) | DLCURAH30ABK | ADP |  | H,GE35936 | *92MSN0801716A* | 29800 | 15.2 | 8.1 | 32400 | 27200 | 83.95% | 1.8 | 0 | 9 |  |  |  | No | R-410A | 2.4833 | Residential & Commercial | No
212989543 | Central HP <5.4 tons | DAY & NIGHT | HRCU-A-CB (Split System: Heat Pump with Remote Outdoor Unit-Air-Source) | DLCURAH30ABK |  |  | EA*4X42L21A* | *95MSU0802120A* | 30000 | 15.2 | 8.1 | 34200 | 27600 | 80.7% | 1.8 | 0 | 9 |  |  |  | No | R-410A | 2.5 | Residential & Commercial | No
215293521 | Central HP <5.4 tons | AIRQUEST | HRCU-A-CB (Split System: Heat Pump with Remote Outdoor Unit-Air-Source) | DLCURAH30ABK | ADP |  | H,GE34936 | *92MSN0801716A* | 29600 | 15.2 | 8.1 | 32400 | 27200 | 83.95% | 1.8 | 0 | 9 |  |  |  | No | R-410A | 2.4667 | Residential & Commercial | No
214608313 | Central HP <5.4 tons | TRANE | HRCU-A-CB (Split System: Heat Pump with Remote Outdoor Unit-Air-Source) | E4HL5036A1000A |  |  | 4TXCB006DS3 | A952V080BU4SAD | 30000 | 15.2 | 8.1 | 27000 | 19000 | 70.37% | 1.75 | 0 | 9.8 |  |  |  | No | R-410A | 2.5 | Residential & Commercial | No
215293524 | Central HP <5.4 tons | AIRQUEST | HRCU-A-CB (Split System: Heat Pump with Remote Outdoor Unit-Air-Source) | DLCURAH30ABK | ADP |  | HG35936 | *92MSN0801716A* | 29800 | 15.2 | 8.1 | 32400 | 27200 | 83.95% | 1.8 | 0 | 9 |  |  |  | No | R-410A | 2.4833 | Residential & Commercial | No
215293556 | Central HP <5.4 tons | AIRQUEST | HRCU-A-CB (Split System: Heat Pump with Remote Outdoor Unit-Air-Source) | DLCURAH30ABK | ADP |  | H,GE31930 | *92MSN0802120A* | 29000 | 15.2 | 8.1 | 32800 | 27600 | 84.15% | 1.78 | 0 | 8.5 |  |  |  | No | R-410A | 2.4167 | Residential & Commercial | No
211712803 | Central HP <5.4 tons | CARRIER | HRCU-A-CB (Split System: Heat Pump with Remote Outdoor Unit-Air-Source) | 38MURAQ30AB3* |  |  | CAP**4224AL* | 58S(B,C)*A070E21**16 | 29600 | 15.2 | 8.1 | 33800 | 27400 | 81.07% | 1.78 | 0 | 9 |  |  |  | No | R-410A | 2.4667 | Residential & Commercial | No
215294633 | Central HP <5.4 tons | AIRQUEST | HRCU-A-CB (Split System: Heat Pump with Remote Outdoor Unit-Air-Source) | DLCURAH36ABK | ADP |  | HG33936 | *92MSN0601714A* | 35000 | 16 | 8.1 | 36800 | 34800 | 94.57% | 1.82 | 0 | 9.5 |  |  |  | No | R-410A | 2.9167 | Residential & Commercial | No
215294635 | Central HP <5.4 tons | AIRQUEST | HRCU-A-CB (Split System: Heat Pump with Remote Outdoor Unit-Air-Source) | DLCURAH36ABK | ADP |  | HE33936 | *92MSN0601714A* | 35000 | 16 | 8.1 | 36800 | 34800 | 94.57% | 1.82 | 0 | 9.5 |  |  |  | No | R-410A | 2.9167 | Residential & Commercial | No
215294650 | Central HP <5.4 tons | AIRQUEST | HRCU-A-CB (Split System: Heat Pump with Remote Outdoor Unit-Air-Source) | DLCURAH36ABK | ADP |  | HG7J936 | *92MSN0601714A* | 35000 | 16 | 8.1 | 36800 | 34800 | 94.57% | 1.82 | 0 | 9.5 |  |  |  | No | R-410A | 2.9167 | Residential & Commercial | No
215294651 | Central HP <5.4 tons | AIRQUEST | HRCU-A-CB (Split System: Heat Pump with Remote Outdoor Unit-Air-Source) | DLCURAH36ABK | ADP |  | H,GE7J936 | *92MSN0601714A* | 35000 | 16 | 8.1 | 36800 | 34800 | 94.57% | 1.82 | 0 | 9.5 |  |  |  | No | R-410A | 2.9167 | Residential & Commercial | No
215294766 | Central HP <5.4 tons | AIRQUEST | HRCU-A-CB (Split System: Heat Pump with Remote Outdoor Unit-Air-Source) | DLCURAH36ABK | ADP |  | H,GE7J936 | *92MSN0802120A* | 34200 | 16 | 8.5 | 36200 | 34200 | 94.48% | 2.02 | 0 | 9.5 |  |  |  | No | R-410A | 2.85 | Residential & Commercial | No
215293515 | Central HP <5.4 tons | AIRQUEST | HRCU-A-CB (Split System: Heat Pump with Remote Outdoor Unit-Air-Source) | DLCURAH30ABK | ADP |  | H,GG33936 | *92MSN0801716A* | 29400 | 15.2 | 8.1 | 32400 | 27600 | 85.19% | 1.78 | 0 | 9 |  |  |  | No | R-410A | 2.45 | Residential & Commercial | No
215293546 | Central HP <5.4 tons | AIRQUEST | HRCU-A-CB (Split System: Heat Pump with Remote Outdoor Unit-Air-Source) | DLCURAH30ABK | ADP |  | H,GE80936 | *92MSN0801716A* | 29800 | 15.2 | 8.1 | 32400 | 27200 | 83.95% | 1.8 | 0 | 9 |  |  |  | No | R-410A | 2.4833 | Residential & Commercial | No
215293549 | Central HP <5.4 tons | AIRQUEST | HRCU-A-CB (Split System: Heat Pump with Remote Outdoor Unit-Air-Source) | DLCURAH30ABK | ADP |  | HG82936 | *92MSN0801716A* | 30000 | 15.2 | 8.1 | 32400 | 26800 | 82.72% | 1.82 | 0 | 9 |  |  |  | No | R-410A | 2.5 | Residential & Commercial | No
215293565 | Central HP <5.4 tons | AIRQUEST | HRCU-A-CB (Split System: Heat Pump with Remote Outdoor Unit-Air-Source) | DLCURAH30ABK | ADP |  | HG33936 | *92MSN0802120A* | 30000 | 15.2 | 8.1 | 32800 | 27600 | 84.15% | 1.78 | 0 | 9 |  |  |  | No | R-410A | 2.5 | Residential & Commercial | No
215293582 | Central HP <5.4 tons | AIRQUEST | HRCU-A-CB (Split System: Heat Pump with Remote Outdoor Unit-Air-Source) | DLCURAH30ABK | ADP |  | HG7J936 | *92MSN0802120A* | 29800 | 15.2 | 8.1 | 32800 | 27600 | 84.15% | 1.78 | 0 | 9 |  |  |  | No | R-410A | 2.4833 | Residential & Commercial | No
215293683 | Central HP <5.4 tons | AIRQUEST | HRCU-A-CB (Split System: Heat Pump with Remote Outdoor Unit-Air-Source) | DLCURAH30ABK | ADP |  | H,GE8J936 | *92MSN1202420A* | 29800 | 15.2 | 8.1 | 32600 | 27200 | 83.44% | 1.8 | 0 | 9 |  |  |  | No | R-410A | 2.4833 | Residential & Commercial | No
215293880 | Central HP <5.4 tons | AIRQUEST | HRCU-A-CB (Split System: Heat Pump with Remote Outdoor Unit-Air-Source) | DLCURAH30ABK | ADP |  | HE33936 | *96MSN0802120A* | 29200 | 15.2 | 8.1 | 32600 | 27200 | 83.44% | 1.8 | 0 | 8.5 |  |  |  | No | R-410A | 2.4333 | Residential & Commercial | No
215293881 | Central HP <5.4 tons | AIRQUEST | HRCU-A-CB (Split System: Heat Pump with Remote Outdoor Unit-Air-Source) | DLCURAH30ABK | ADP |  | H,GG34936 | *96MSN0802120A* | 29600 | 15.2 | 8.1 | 32600 | 27200 | 83.44% | 1.8 | 0 | 9 |  |  |  | No | R-410A | 2.4667 | Residential & Commercial | No
215675144 | Central HP <5.4 tons | BRYANT HEATING AND COOLING SYSTEMS | HRCU-A-CB (Split System: Heat Pump with Remote Outdoor Unit-Air-Source) | 290VAN048**AA* |  |  | CSAH*6012AM*+UI | 83*CA60100C21*** | 45500 | 16.5 | 8.5 | 48000 | 33800 | 70.42% | 2.06 | 0 | 9.5 |  |  |  | No | R-454B | 3.7917 | Residential & Commercial | No
215675194 | Central HP <5.4 tons | BRYANT HEATING AND COOLING SYSTEMS | HRCU-A-CB (Split System: Heat Pump with Remote Outdoor Unit-Air-Source) | 290VAN048**AA* |  |  | CSAH*6012AM*+UI | 88*TB48090C17*** | 45500 | 16.5 | 8.5 | 48000 | 34000 | 70.83% | 2.06 | 0 | 9.5 |  |  |  | No | R-454B | 3.7917 | Residential & Commercial | No
214608238 | Central HP <5.4 tons | TRANE | HRCU-A-CB (Split System: Heat Pump with Remote Outdoor Unit-Air-Source) | E4HL5018A1000A |  |  | E4AH5E24A1J30A |  | 20000 | 15.2 | 8.5 | 20000 | 18000 | 90% | 1.9 | 0 | 9.8 |  |  |  | No | R-410A | 1.6667 | Residential & Commercial | No
211240290 | Central HP <5.4 tons | AIRQUEST | HRCU-A-CB (Split System: Heat Pump with Remote Outdoor Unit-Air-Source) | DLCURAH24ABK |  |  | EA*4X24L14A* | *96VTN0401410A* | 23400 | 15.5 | 8.5 | 26800 | 24800 | 92.54% | 2.04 | 0 | 9.5 |  |  |  | No | R-410A | 1.95 | Residential & Commercial | No
211240742 | Central HP <5.4 tons | AIRQUEST | HRCU-A-CB (Split System: Heat Pump with Remote Outdoor Unit-Air-Source) | DLCURAH24ABK |  |  | EA*4X24L17A* | *92ESN0401712A* | 23400 | 15.5 | 8.5 | 26800 | 24800 | 92.54% | 2.04 | 0 | 9.5 |  |  |  | No | R-410A | 1.95 | Residential & Commercial | No
215676114 | Central HP <5.4 tons | BRYANT HEATING AND COOLING SYSTEMS | HRCU-A-CB (Split System: Heat Pump with Remote Outdoor Unit-Air-Source) | 290VAN048**AA* |  |  | CVAVA4821XMA*+UI | 88*TB48070C17*** | 46500 | 18 | 9 | 50000 | 36800 | 73.6% | 1.98 | 0 | 9.5 |  |  |  | No | R-454B | 3.875 | Residential & Commercial | No
215293882 | Central HP <5.4 tons | AIRQUEST | HRCU-A-CB (Split System: Heat Pump with Remote Outdoor Unit-Air-Source) | DLCURAH30ABK | ADP |  | HG34936 | *96MSN0802120A* | 29600 | 15.2 | 8.1 | 32600 | 27200 | 83.44% | 1.8 | 0 | 9 |  |  |  | No | R-410A | 2.4667 | Residential & Commercial | No
215293931 | Central HP <5.4 tons | AIRQUEST | HRCU-A-CB (Split System: Heat Pump with Remote Outdoor Unit-Air-Source) | DLCURAH30ABK | ADP |  | HG34936 | *96MSN1002120A* | 30200 | 15.2 | 8.5 | 32400 | 27000 | 83.33% | 1.8 | 0 | 9 |  |  |  | No | R-410A | 2.5167 | Residential & Commercial | No
215293999 | Central HP <5.4 tons | AIRQUEST | HRCU-A-CB (Split System: Heat Pump with Remote Outdoor Unit-Air-Source) | DLCURAH30ABK | ADP |  | H,GG9J936 | *96MSN1202422A* | 30000 | 15.2 | 8.1 | 32600 | 27200 | 83.44% | 1.8 | 0 | 9 |  |  |  | No | R-410A | 2.5 | Residential & Commercial | No
215294217 | Central HP <5.4 tons | AIRQUEST | HRCU-A-CB (Split System: Heat Pump with Remote Outdoor Unit-Air-Source) | DLCURAH30ABK | ADP |  | HE36936 | *96VTN0802120A* | 29600 | 15.2 | 8.1 | 32000 | 27000 | 84.38% | 1.78 | 0 | 9 |  |  |  | No | R-410A | 2.4667 | Residential & Commercial | No
215294348 | Central HP <5.4 tons | AIRQUEST | HRCU-A-CB (Split System: Heat Pump with Remote Outdoor Unit-Air-Source) | DLCURAH30ABK | ADP |  | H,GE32936 | *96VTN1002120B* | 29400 | 15.2 | 8.5 | 32600 | 27200 | 83.44% | 1.8 | 0 | 8.5 |  |  |  | No | R-410A | 2.45 | Residential & Commercial | No
215294384 | Central HP <5.4 tons | AIRQUEST | HRCU-A-CB (Split System: Heat Pump with Remote Outdoor Unit-Air-Source) | DLCURAH30ABK | ADP |  | HG82936 | *96VTN1002120B* | 30200 | 15.2 | 8.5 | 32600 | 27200 | 83.44% | 1.8 | 0 | 9 |  |  |  | No | R-410A | 2.5167 | Residential & Commercial | No
215294432 | Central HP <5.4 tons | AIRQUEST | HRCU-A-CB (Split System: Heat Pump with Remote Outdoor Unit-Air-Source) | DLCURAH30ABK | ADP |  | HG81936 | *96VTN1002122A* | 30000 | 15.2 | 8.1 | 32400 | 26800 | 82.72% | 1.8 | 0 | 9 |  |  |  | No | R-410A | 2.5 | Residential & Commercial | No
215294450 | Central HP <5.4 tons | AIRQUEST | HRCU-A-CB (Split System: Heat Pump with Remote Outdoor Unit-Air-Source) | DLCURAH30ABK | ADP |  | H,GE33936 | *96VTN1002122B* | 29800 | 15.2 | 8.1 | 32600 | 27600 | 84.66% | 1.78 | 0 | 9 |  |  |  | No | R-410A | 2.4833 | Residential & Commercial | No
215294451 | Central HP <5.4 tons | AIRQUEST | HRCU-A-CB (Split System: Heat Pump with Remote Outdoor Unit-Air-Source) | DLCURAH30ABK | ADP |  | HE33936 | *96VTN1002122B* | 29800 | 15.2 | 8.1 | 32600 | 27600 | 84.66% | 1.78 | 0 | 9 |  |  |  | No | R-410A | 2.4833 | Residential & Commercial | No
215294467 | Central HP <5.4 tons | AIRQUEST | HRCU-A-CB (Split System: Heat Pump with Remote Outdoor Unit-Air-Source) | DLCURAH30ABK | ADP |  | H,GE7J936 | *96VTN1002122B* | 29600 | 15.2 | 8.1 | 32600 | 27600 | 84.66% | 1.78 | 0 | 9 |  |  |  | No | R-410A | 2.4667 | Residential & Commercial | No
215294469 | Central HP <5.4 tons | AIRQUEST | HRCU-A-CB (Split System: Heat Pump with Remote Outdoor Unit-Air-Source) | DLCURAH30ABK | ADP |  | HG8J936 | *96VTN1002122B* | 29800 | 15.2 | 8.1 | 32600 | 27600 | 84.66% | 1.78 | 0 | 9 |  |  |  | No | R-410A | 2.4833 | Residential & Commercial | No
215402247 | Central HP <5.4 tons | TRANE | HRCU-A-CB (Split System: Heat Pump with Remote Outdoor Unit-Air-Source) | E4HL5030A1000A |  |  | 4TXCB004DS3 | A801X060BM4SD | 30000 | 15.2 | 8.1 | 25000 | 18000 | 72% | 1.75 | 0 | 9.5 |  |  |  | No | R-410A | 2.5 | Residential & Commercial | No
215294395 | Central HP <5.4 tons | AIRQUEST | HRCU-A-CB (Split System: Heat Pump with Remote Outdoor Unit-Air-Source) | DLCURAH30ABK | ADP |  | HG32936 | *96VTN1002122A* | 29000 | 15.2 | 8.1 | 32200 | 27400 | 85.09% | 1.76 | 0 | 8.5 |  |  |  | No | R-410A | 2.4167 | Residential & Commercial | No
215294429 | Central HP <5.4 tons | AIRQUEST | HRCU-A-CB (Split System: Heat Pump with Remote Outdoor Unit-Air-Source) | DLCURAH30ABK | ADP |  | HG80936 | *96VTN1002122A* | 30000 | 15.2 | 8.1 | 32400 | 26800 | 82.72% | 1.8 | 0 | 9 |  |  |  | No | R-410A | 2.5 | Residential & Commercial | No
215293605 | Central HP <5.4 tons | AIRQUEST | HRCU-A-CB (Split System: Heat Pump with Remote Outdoor Unit-Air-Source) | DLCURAH30ABK | ADP |  | HE31930 | *92MSN1002120A* | 29000 | 15.2 | 8.1 | 32800 | 27600 | 84.15% | 1.78 | 0 | 8.5 |  |  |  | No | R-410A | 2.4167 | Residential & Commercial | No
215293607 | Central HP <5.4 tons | AIRQUEST | HRCU-A-CB (Split System: Heat Pump with Remote Outdoor Unit-Air-Source) | DLCURAH30ABK | ADP |  | H,GG32936 | *92MSN1002120A* | 29600 | 15.2 | 8.1 | 32800 | 27600 | 84.15% | 1.78 | 0 | 8.5 |  |  |  | No | R-410A | 2.4667 | Residential & Commercial | No
215677244 | Central HP <5.4 tons | BRYANT HEATING AND COOLING SYSTEMS | HRCU-A-CB (Split System: Heat Pump with Remote Outdoor Unit-Air-Source) | 290VAN060**AA* |  |  | CVAMA6124XMA*+UI | 935CB60080C21*** | 57500 | 18 | 9 | 64000 | 45000 | 70.31% | 2.08 | 0 | 9 |  |  |  | No | R-454B | 4.7917 | Residential & Commercial | No
215293625 | Central HP <5.4 tons | AIRQUEST | HRCU-A-CB (Split System: Heat Pump with Remote Outdoor Unit-Air-Source) | DLCURAH30ABK | ADP |  | H,GE36936 | *92MSN1002120A* | 30200 | 15.2 | 8.1 | 32600 | 27000 | 82.82% | 1.8 | 0 | 9 |  |  |  | No | R-410A | 2.5167 | Residential & Commercial | No
215293638 | Central HP <5.4 tons | AIRQUEST | HRCU-A-CB (Split System: Heat Pump with Remote Outdoor Unit-Air-Source) | DLCURAH30ABK | ADP |  | H,GE9J936 | *92MSN1002120A* | 30200 | 15.2 | 8.1 | 32600 | 27000 | 82.82% | 1.8 | 0 | 9 |  |  |  | No | R-410A | 2.5167 | Residential & Commercial | No
215293641 | Central HP <5.4 tons | AIRQUEST | HRCU-A-CB (Split System: Heat Pump with Remote Outdoor Unit-Air-Source) | DLCURAH30ABK | ADP |  | H,GG80936 | *92MSN1002120A* | 30200 | 15.2 | 8.1 | 32600 | 27000 | 82.82% | 1.8 | 0 | 9 |  |  |  | No | R-410A | 2.5167 | Residential & Commercial | No
215293656 | Central HP <5.4 tons | AIRQUEST | HRCU-A-CB (Split System: Heat Pump with Remote Outdoor Unit-Air-Source) | DLCURAH30ABK | ADP |  | H,GG32936 | *92MSN1202420A* | 29200 | 15.2 | 8.1 | 32600 | 27200 | 83.44% | 1.8 | 0 | 8.5 |  |  |  | No | R-410A | 2.4333 | Residential & Commercial | No
215293658 | Central HP <5.4 tons | AIRQUEST | HRCU-A-CB (Split System: Heat Pump with Remote Outdoor Unit-Air-Source) | DLCURAH30ABK | ADP |  | H,GE32930 | *92MSN1202420A* | 29200 | 15.2 | 8.1 | 32600 | 27200 | 83.44% | 1.8 | 0 | 8.5 |  |  |  | No | R-410A | 2.4333 | Residential & Commercial | No
215293672 | Central HP <5.4 tons | AIRQUEST | HRCU-A-CB (Split System: Heat Pump with Remote Outdoor Unit-Air-Source) | DLCURAH30ABK | ADP |  | HE35936 | *92MSN1202420A* | 30000 | 15.2 | 8.1 | 32600 | 27200 | 83.44% | 1.8 | 0 | 9 |  |  |  | No | R-410A | 2.5 | Residential & Commercial | No
215293688 | Central HP <5.4 tons | AIRQUEST | HRCU-A-CB (Split System: Heat Pump with Remote Outdoor Unit-Air-Source) | DLCURAH30ABK | ADP |  | H,GG1K936 | *92MSN1202420A* | 30000 | 15.2 | 8.1 | 32600 | 27200 | 83.44% | 1.8 | 0 | 9 |  |  |  | No | R-410A | 2.5 | Residential & Commercial | No
215293690 | Central HP <5.4 tons | AIRQUEST | HRCU-A-CB (Split System: Heat Pump with Remote Outdoor Unit-Air-Source) | DLCURAH30ABK | ADP |  | H,GG80936 | *92MSN1202420A* | 30000 | 15.2 | 8.1 | 32600 | 27200 | 83.44% | 1.8 | 0 | 9 |  |  |  | No | R-410A | 2.5 | Residential & Commercial | No
211391651 | Central HP <5.4 tons | CHAMPION HEATING AND COOLING | HRCU-A-CB (Split System: Heat Pump with Remote Outdoor Unit-Air-Source) | HMH72B341 |  |  | XAHC30CXXN1+TXV | TMLE100B12MP11 | 32000 | 17.5 | 8.1 | 32600 | 23000 | 70.55% | 1.98 | 0 | 9.5 |  |  |  | No | R-410A | 2.6667 | Residential & Commercial | No
211391701 | Central HP <5.4 tons | CHAMPION HEATING AND COOLING | HRCU-A-CB (Split System: Heat Pump with Remote Outdoor Unit-Air-Source) | HMH72B341 |  |  | XAHB36DBCN1 | TMLE100B12MP11 | 33200 | 17.5 | 8.1 | 33000 | 23400 | 70.91% | 2.02 | 0 | 9.5 |  |  |  | No | R-410A | 2.7667 | Residential & Commercial | No
211391942 | Central HP <5.4 tons | CHAMPION HEATING AND COOLING | HRCU-A-CB (Split System: Heat Pump with Remote Outdoor Unit-Air-Source) | HMH72B341 |  |  | XAUB30CXXN1+TXV | TM8E100B12MP11 | 32800 | 17.5 | 8.1 | 33400 | 23400 | 70.06% | 2.04 | 0 | 9.5 |  |  |  | No | R-410A | 2.7333 | Residential & Commercial | No
215294877 | Central HP <5.4 tons | AIRQUEST | HRCU-A-CB (Split System: Heat Pump with Remote Outdoor Unit-Air-Source) | DLCURAH36ABK | ADP |  | HG32936 | *92MSN1202420A* | 35200 | 16 | 8.1 | 36800 | 34800 | 94.57% | 1.9 | 0 | 9.5 |  |  |  | No | R-410A | 2.9333 | Residential & Commercial | No
215294977 | Central HP <5.4 tons | AIRQUEST | HRCU-A-CB (Split System: Heat Pump with Remote Outdoor Unit-Air-Source) | DLCURAH36ABK | ADP |  | H,GG36936 | *96MSN0601716A* | 35400 | 15.2 | 8.5 | 36400 | 34400 | 94.51% | 2.04 | 0 | 9.5 |  |  |  | No | R-410A | 2.95 | Residential & Commercial | No
215441373 | Central HP <5.4 tons | YORK | HRCU-A-CB (Split System: Heat Pump with Remote Outdoor Unit-Air-Source) | HMH72B341 | ADP |  | V,Y36H175P137 | TM9E080B12MP12 | 32800 | 17 | 8.1 | 31800 | 23000 | 72.33% | 2.02 | 0 | 9.5 |  |  |  | No | R-410A | 2.7333 | Residential & Commercial | No
211391107 | Central HP <5.4 tons | CHAMPION HEATING AND COOLING | HRCU-A-CB (Split System: Heat Pump with Remote Outdoor Unit-Air-Source) | HMH72B341 |  |  | XAFB36DBCN1 | TPLC060A12MP13 | 34000 | 17.5 | 8.1 | 34000 | 24200 | 71.18% | 2.06 | 0 | 9.5 |  |  |  | No | R-410A | 2.8333 | Residential & Commercial | No
215402243 | Central HP <5.4 tons | TRANE | HRCU-A-CB (Split System: Heat Pump with Remote Outdoor Unit-Air-Source) | E4HL5024A1000A |  |  | 4TXCB003DS3 | A952V040BU3SB | 24000 | 15.2 | 8.5 | 24000 | 21000 | 87.5% | 1.85 | 0 | 9 |  |  |  | No | R-410A | 2 | Residential & Commercial | No
215677744 | Central HP <5.4 tons | BRYANT HEATING AND COOLING SYSTEMS | HRCU-A-CB (Split System: Heat Pump with Remote Outdoor Unit-Air-Source) | 290VAN060**AA* |  |  | CAA**6024AM*+UI | 83*CA60080C21*** | 55000 | 18.5 | 8.5 | 59000 | 41500 | 70.34% | 2.02 | 0 | 9 |  |  |  | No | R-454B | 4.5833 | Residential & Commercial | No
215677794 | Central HP <5.4 tons | BRYANT HEATING AND COOLING SYSTEMS | HRCU-A-CB (Split System: Heat Pump with Remote Outdoor Unit-Air-Source) | 290VAN060**AA* |  |  | CAA**6024AM*+UI | 88*TB66135C24*** | 55500 | 18.5 | 9 | 59000 | 41500 | 70.34% | 2.02 | 0 | 9 |  |  |  | No | R-454B | 4.625 | Residential & Commercial | No
215677824 | Central HP <5.4 tons | BRYANT HEATING AND COOLING SYSTEMS | HRCU-A-CB (Split System: Heat Pump with Remote Outdoor Unit-Air-Source) | 290VAN060**AA* |  |  | CAA**6024AM*+UI | 987MC60060C21*** | 54000 | 17.5 | 8.5 | 60500 | 42500 | 70.25% | 1.86 | 0 | 8 |  |  |  | No | R-454B | 4.5 | Residential & Commercial | No
215677874 | Central HP <5.4 tons | BRYANT HEATING AND COOLING SYSTEMS | HRCU-A-CB (Split System: Heat Pump with Remote Outdoor Unit-Air-Source) | 290VAN060**AA* |  |  | CAA**6024AM*+UI | 986TD66120C24*** | 55000 | 18.5 | 9 | 59000 | 41500 | 70.34% | 2.02 | 0 | 9 |  |  |  | No | R-454B | 4.5833 | Residential & Commercial | No
215677994 | Central HP <5.4 tons | BRYANT HEATING AND COOLING SYSTEMS | HRCU-A-CB (Split System: Heat Pump with Remote Outdoor Unit-Air-Source) | 290VAN060**AA* |  |  | CAA**6124AM*+UI | 987MC66100C21*** | 56000 | 18.5 | 9 | 60000 | 42000 | 70% | 2.02 | 0 | 9 |  |  |  | No | R-454B | 4.6667 | Residential & Commercial | No
215293891 | Central HP <5.4 tons | AIRQUEST | HRCU-A-CB (Split System: Heat Pump with Remote Outdoor Unit-Air-Source) | DLCURAH30ABK | ADP |  | HE36936 | *96MSN0802120A* | 29800 | 15.2 | 8.1 | 32600 | 27200 | 83.44% | 1.8 | 0 | 9 |  |  |  | No | R-410A | 2.4833 | Residential & Commercial | No
215293923 | Central HP <5.4 tons | AIRQUEST | HRCU-A-CB (Split System: Heat Pump with Remote Outdoor Unit-Air-Source) | DLCURAH30ABK | ADP |  | H,GE32930 | *96MSN1002120A* | 29400 | 15.2 | 8.5 | 32400 | 27000 | 83.33% | 1.8 | 0 | 8.5 |  |  |  | No | R-410A | 2.45 | Residential & Commercial | No
215293941 | Central HP <5.4 tons | AIRQUEST | HRCU-A-CB (Split System: Heat Pump with Remote Outdoor Unit-Air-Source) | DLCURAH30ABK | ADP |  | H,GG37936 | *96MSN1002120A* | 30200 | 15.2 | 8.5 | 32400 | 27000 | 83.33% | 1.8 | 0 | 9 |  |  |  | No | R-410A | 2.5167 | Residential & Commercial | No
215293973 | Central HP <5.4 tons | AIRQUEST | HRCU-A-CB (Split System: Heat Pump with Remote Outdoor Unit-Air-Source) | DLCURAH30ABK | ADP |  | H,GE32936 | *96MSN1202422A* | 29000 | 15.2 | 8.1 | 32600 | 27200 | 83.44% | 1.8 | 0 | 8.5 |  |  |  | No | R-410A | 2.4167 | Residential & Commercial | No
215294009 | Central HP <5.4 tons | AIRQUEST | HRCU-A-CB (Split System: Heat Pump with Remote Outdoor Unit-Air-Source) | DLCURAH30ABK | ADP |  | HG82936 | *96MSN1202422A* | 30000 | 15.2 | 8.1 | 32600 | 27200 | 83.44% | 1.8 | 0 | 9 |  |  |  | No | R-410A | 2.5 | Residential & Commercial | No
215294210 | Central HP <5.4 tons | AIRQUEST | HRCU-A-CB (Split System: Heat Pump with Remote Outdoor Unit-Air-Source) | DLCURAH30ABK | ADP |  | HE34936 | *96VTN0802120A* | 29400 | 15.2 | 8.1 | 32000 | 27000 | 84.38% | 1.78 | 0 | 9 |  |  |  | No | R-410A | 2.45 | Residential & Commercial | No
215294443 | Central HP <5.4 tons | AIRQUEST | HRCU-A-CB (Split System: Heat Pump with Remote Outdoor Unit-Air-Source) | DLCURAH30ABK | ADP |  | H,GG32936 | *96VTN1002122B* | 29400 | 15.2 | 8.1 | 32600 | 27600 | 84.66% | 1.78 | 0 | 8.5 |  |  |  | No | R-410A | 2.45 | Residential & Commercial | No
215294474 | Central HP <5.4 tons | AIRQUEST | HRCU-A-CB (Split System: Heat Pump with Remote Outdoor Unit-Air-Source) | DLCURAH30ABK | ADP |  | H,GE9J936 | *96VTN1002122B* | 30000 | 15.2 | 8.1 | 32600 | 27200 | 83.44% | 1.8 | 0 | 9 |  |  |  | No | R-410A | 2.5 | Residential & Commercial | No
215402253 | Central HP <5.4 tons | TRANE | HRCU-A-CB (Split System: Heat Pump with Remote Outdoor Unit-Air-Source) | E4HL5036A1000A |  |  | 4TXCB004DS3 | A952V060BU4SB | 30000 | 15.2 | 8.1 | 25000 | 18000 | 72% | 1.75 | 0 | 9.5 |  |  |  | No | R-410A | 2.5 | Residential & Commercial | No
215402255 | Central HP <5.4 tons | TRANE | HRCU-A-CB (Split System: Heat Pump with Remote Outdoor Unit-Air-Source) | E4HL5036A1000A |  |  | 4TXCB006DS3 | A952V060BU4SB | 30000 | 15.2 | 8.1 | 27000 | 19000 | 70.37% | 1.75 | 0 | 9.8 |  |  |  | No | R-410A | 2.5 | Residential & Commercial | No
214608310 | Central HP <5.4 tons | TRANE | HRCU-A-CB (Split System: Heat Pump with Remote Outdoor Unit-Air-Source) | E4HL5036A1000A |  |  | 4TXCB004DS3 | A952V080BU4SAD | 30000 | 15.2 | 8.1 | 25000 | 18000 | 72% | 1.75 | 0 | 9.5 |  |  |  | No | R-410A | 2.5 | Residential & Commercial | No
211392716 | Central HP <5.4 tons | CHAMPION HEATING AND COOLING | HRCU-A-CB (Split System: Heat Pump with Remote Outdoor Unit-Air-Source) | HMH72B341 |  |  | XAUB30CXXN1+TXV | TM8E060A12MP11 | 32800 | 17.5 | 8.1 | 33400 | 23400 | 70.06% | 2.02 | 0 | 9.5 |  |  |  | No | R-410A | 2.7333 | Residential & Commercial | No
211392276 | Central HP <5.4 tons | CHAMPION HEATING AND COOLING | HRCU-A-CB (Split System: Heat Pump with Remote Outdoor Unit-Air-Source) | HMH72B341 |  |  | XAHB30CXXN1+TXV | TM8E080B12MP11 | 32000 | 17 | 8.1 | 32800 | 23400 | 71.34% | 1.98 | 0 | 9 |  |  |  | No | R-410A | 2.6667 | Residential & Commercial | No
211392580 | Central HP <5.4 tons | CHAMPION HEATING AND COOLING | HRCU-A-CB (Split System: Heat Pump with Remote Outdoor Unit-Air-Source) | HMH72B341 |  |  | XAHB30CXXN1+TXV | TM8E060A12MP11 | 32000 | 17 | 8.1 | 32800 | 23000 | 70.12% | 1.98 | 0 | 9.5 |  |  |  | No | R-410A | 2.6667 | Residential & Commercial | No
211392746 | Central HP <5.4 tons | CHAMPION HEATING AND COOLING | HRCU-A-CB (Split System: Heat Pump with Remote Outdoor Unit-Air-Source) | HMH72B341 |  |  | XAHB36DXXN1+TXV | TM8E040A12MP11 | 33200 | 17.5 | 8.1 | 33000 | 23200 | 70.3% | 2.02 | 0 | 9.5 |  |  |  | No | R-410A | 2.7667 | Residential & Commercial | No
211712895 | Central HP <5.4 tons | BRYANT HEATING AND COOLING SYSTEMS | HRCU-A-CB (Split System: Heat Pump with Remote Outdoor Unit-Air-Source) | 38MURAQ30AB3* |  |  | CAP**4224AL* | 912SD60080E21*** | 30600 | 15.2 | 8.1 | 34200 | 26800 | 78.36% | 1.82 | 0 | 9 |  |  |  | No | R-410A | 2.55 | Residential & Commercial | No
215295045 | Central HP <5.4 tons | AIRQUEST | HRCU-A-CB (Split System: Heat Pump with Remote Outdoor Unit-Air-Source) | DLCURAH36ABK | ADP |  | H,GG24936 | *96MSN0802120A* | 34200 | 16 | 8.1 | 37400 | 34800 | 93.05% | 1.84 | 0 | 9 |  |  |  | No | R-410A | 2.85 | Residential & Commercial | No
215374897 | Central HP <5.4 tons | Durastar | HRCU-A-CB (Split System: Heat Pump with Remote Outdoor Unit-Air-Source) | DRU1U60S2A |  |  | DRUM4260S2A |  | 54000 | 15.2 | 8.4 | 54000 | 38000 | 70.37% | 1.8 | 0 | 8.6 |  |  |  | No | R-454B | 4.5 | Residential & Commercial | No
215294610 | Central HP <5.4 tons | AIRQUEST | HRCU-A-CB (Split System: Heat Pump with Remote Outdoor Unit-Air-Source) | DLCURAH36ABK | ADP |  | HG8J936 | *92MSN0601412A* | 35000 | 15.2 | 8.1 | 36800 | 34800 | 94.57% | 1.82 | 0 | 9.5 |  |  |  | No | R-410A | 2.9167 | Residential & Commercial | No
215294674 | Central HP <5.4 tons | AIRQUEST | HRCU-A-CB (Split System: Heat Pump with Remote Outdoor Unit-Air-Source) | DLCURAH36ABK | ADP |  | HE32936 | *92MSN0801716A* | 34000 | 16 | 8.5 | 36200 | 34200 | 94.48% | 2.02 | 0 | 9.5 |  |  |  | No | R-410A | 2.8333 | Residential & Commercial | No
215295178 | Central HP <5.4 tons | AIRQUEST | HRCU-A-CB (Split System: Heat Pump with Remote Outdoor Unit-Air-Source) | DLCURAH36ABK | ADP |  | H,GE32936 | *96MSN1202422A* | 33800 | 16 | 8.5 | 36200 | 34200 | 94.48% | 2.02 | 0 | 9.5 |  |  |  | No | R-410A | 2.8167 | Residential & Commercial | No
215295227 | Central HP <5.4 tons | AIRQUEST | HRCU-A-CB (Split System: Heat Pump with Remote Outdoor Unit-Air-Source) | DLCURAH36ABK | ADP |  | H,GG34936 | *96MSN1402422A* | 34600 | 16 | 8.5 | 36200 | 34200 | 94.48% | 2.02 | 0 | 9.5 |  |  |  | No | R-410A | 2.8833 | Residential & Commercial | No
215295243 | Central HP <5.4 tons | AIRQUEST | HRCU-A-CB (Split System: Heat Pump with Remote Outdoor Unit-Air-Source) | DLCURAH36ABK | ADP |  | HE7J936 | *96MSN1402422A* | 34000 | 16 | 8.5 | 36200 | 34200 | 94.48% | 2.02 | 0 | 9.5 |  |  |  | No | R-410A | 2.8333 | Residential & Commercial | No
215295244 | Central HP <5.4 tons | AIRQUEST | HRCU-A-CB (Split System: Heat Pump with Remote Outdoor Unit-Air-Source) | DLCURAH36ABK | ADP |  | HG8J936 | *96MSN1402422A* | 34400 | 16 | 8.5 | 36200 | 34200 | 94.48% | 2.02 | 0 | 9.5 |  |  |  | No | R-410A | 2.8667 | Residential & Commercial | No
215295393 | Central HP <5.4 tons | AIRQUEST | HRCU-A-CB (Split System: Heat Pump with Remote Outdoor Unit-Air-Source) | DLCURAH36ABK | ADP |  | H,GE35936 | *96VTN0801716A* | 35200 | 15.2 | 8.1 | 36800 | 34600 | 94.02% | 1.86 | 0 | 9.5 |  |  |  | No | R-410A | 2.9333 | Residential & Commercial | No
215295396 | Central HP <5.4 tons | AIRQUEST | HRCU-A-CB (Split System: Heat Pump with Remote Outdoor Unit-Air-Source) | DLCURAH36ABK | ADP |  | H,GE36936 | *96VTN0801716A* | 35200 | 15.2 | 8.1 | 36800 | 34600 | 94.02% | 1.86 | 0 | 9.5 |  |  |  | No | R-410A | 2.9333 | Residential & Commercial | No
215295427 | Central HP <5.4 tons | AIRQUEST | HRCU-A-CB (Split System: Heat Pump with Remote Outdoor Unit-Air-Source) | DLCURAH36ABK | ADP |  | HG34936 | *96VTN0801716B* | 34400 | 16 | 8.1 | 36200 | 34400 | 95.03% | 2 | 0 | 9.5 |  |  |  | No | R-410A | 2.8667 | Residential & Commercial | No
215295428 | Central HP <5.4 tons | AIRQUEST | HRCU-A-CB (Split System: Heat Pump with Remote Outdoor Unit-Air-Source) | DLCURAH36ABK | ADP |  | H,GE34936 | *96VTN0801716B* | 34400 | 16 | 8.1 | 36200 | 34400 | 95.03% | 2 | 0 | 9.5 |  |  |  | No | R-410A | 2.8667 | Residential & Commercial | No
211393028 | Central HP <5.4 tons | COLEMAN | HRCU-A-CB (Split System: Heat Pump with Remote Outdoor Unit-Air-Source) | HMH72B341 |  |  | XAFC36DBCN1 | TL9E100C20UH11 | 34000 | 17 | 8.5 | 34000 | 25000 | 73.53% | 2.12 | 0 | 9.5 |  |  |  | No | R-410A | 2.8333 | Residential & Commercial | No
211391933 | Central HP <5.4 tons | COLEMAN | HRCU-A-CB (Split System: Heat Pump with Remote Outdoor Unit-Air-Source) | HMH72B341 |  |  | XAUB30CXXN1+TXV | TM8E100B12MP11 | 32800 | 17.5 | 8.1 | 33400 | 23400 | 70.06% | 2.04 | 0 | 9.5 |  |  |  | No | R-410A | 2.7333 | Residential & Commercial | No
211391666 | Central HP <5.4 tons | CHAMPION HEATING AND COOLING | HRCU-A-CB (Split System: Heat Pump with Remote Outdoor Unit-Air-Source) | HMH72B341 |  |  | XAHB36DXXN1+TXV | TM8E100B12MP11 | 33200 | 17.5 | 8.1 | 33000 | 23400 | 70.91% | 2.02 | 0 | 9.5 |  |  |  | No | R-410A | 2.7667 | Residential & Commercial | No
215294584 | Central HP <5.4 tons | AIRQUEST | HRCU-A-CB (Split System: Heat Pump with Remote Outdoor Unit-Air-Source) | DLCURAH36ABK | ADP |  | H,GE24936 | *92MSN0601412A* | 34000 | 15.2 | 8.1 | 36800 | 34800 | 94.57% | 1.82 | 0 | 9 |  |  |  | No | R-410A | 2.8333 | Residential & Commercial | No
215294600 | Central HP <5.4 tons | AIRQUEST | HRCU-A-CB (Split System: Heat Pump with Remote Outdoor Unit-Air-Source) | DLCURAH36ABK | ADP |  | HE35936 | *92MSN0601412A* | 35400 | 15.2 | 8.5 | 36800 | 34800 | 94.57% | 2 | 0 | 9.5 |  |  |  | No | R-410A | 2.95 | Residential & Commercial | No
215294735 | Central HP <5.4 tons | AIRQUEST | HRCU-A-CB (Split System: Heat Pump with Remote Outdoor Unit-Air-Source) | DLCURAH36ABK | ADP |  | HG33936 | *92MSN0802120A* | 34400 | 16 | 8.5 | 36200 | 34200 | 94.48% | 2.02 | 0 | 9.5 |  |  |  | No | R-410A | 2.8667 | Residential & Commercial | No
215294979 | Central HP <5.4 tons | AIRQUEST | HRCU-A-CB (Split System: Heat Pump with Remote Outdoor Unit-Air-Source) | DLCURAH36ABK | ADP |  | HE36936 | *96MSN0601716A* | 35400 | 15.2 | 8.5 | 36400 | 34400 | 94.51% | 2.04 | 0 | 9.5 |  |  |  | No | R-410A | 2.95 | Residential & Commercial | No
215295006 | Central HP <5.4 tons | AIRQUEST | HRCU-A-CB (Split System: Heat Pump with Remote Outdoor Unit-Air-Source) | DLCURAH36ABK | ADP |  | H,GE32936 | *96MSN0801716A* | 34000 | 15.2 | 8.5 | 36400 | 34400 | 94.51% | 2.02 | 0 | 9.5 |  |  |  | No | R-410A | 2.8333 | Residential & Commercial | No
215295181 | Central HP <5.4 tons | AIRQUEST | HRCU-A-CB (Split System: Heat Pump with Remote Outdoor Unit-Air-Source) | DLCURAH36ABK | ADP |  | HG33936 | *96MSN1202422A* | 34200 | 16 | 8.5 | 36200 | 34200 | 94.48% | 2.02 | 0 | 9.5 |  |  |  | No | R-410A | 2.85 | Residential & Commercial | No
215295390 | Central HP <5.4 tons | AIRQUEST | HRCU-A-CB (Split System: Heat Pump with Remote Outdoor Unit-Air-Source) | DLCURAH36ABK | ADP |  | H,GE34936 | *96VTN0801716A* | 35200 | 15.2 | 8.1 | 36800 | 34600 | 94.02% | 1.86 | 0 | 9.5 |  |  |  | No | R-410A | 2.9333 | Residential & Commercial | No
215295406 | Central HP <5.4 tons | AIRQUEST | HRCU-A-CB (Split System: Heat Pump with Remote Outdoor Unit-Air-Source) | DLCURAH36ABK | ADP |  | H,GE9J936 | *96VTN0801716A* | 35200 | 15.2 | 8.1 | 36800 | 34600 | 94.02% | 1.86 | 0 | 9.5 |  |  |  | No | R-410A | 2.9333 | Residential & Commercial | No
215295442 | Central HP <5.4 tons | AIRQUEST | HRCU-A-CB (Split System: Heat Pump with Remote Outdoor Unit-Air-Source) | DLCURAH36ABK | ADP |  | HE7J936 | *96VTN0801716B* | 34200 | 15.2 | 8.5 | 36800 | 34800 | 94.57% | 2 | 0 | 9.5 |  |  |  | No | R-410A | 2.85 | Residential & Commercial | No
215295522 | Central HP <5.4 tons | AIRQUEST | HRCU-A-CB (Split System: Heat Pump with Remote Outdoor Unit-Air-Source) | DLCURAH36ABK | ADP |  | H,GE7J936 | *96VTN0802120B* | 35200 | 16 | 8.1 | 36800 | 34800 | 94.57% | 1.9 | 0 | 9.5 |  |  |  | No | R-410A | 2.9333 | Residential & Commercial | No
215402229 | Central HP <5.4 tons | TRANE | HRCU-A-CB (Split System: Heat Pump with Remote Outdoor Unit-Air-Source) | E4HL5042A1000A |  |  | 4TXCC009DS3 | A801X080CM5SD | 48000 | 15.2 | 8.1 | 45000 | 33400 | 74.22% | 1.75 | 0 | 9.5 |  |  |  | No | R-410A | 4 | Residential & Commercial | No
215295745 | Central HP <5.4 tons | AIRQUEST | HRCU-A-CB (Split System: Heat Pump with Remote Outdoor Unit-Air-Source) | DLCURAH36ABK | ADP |  | HE32936 | *96VTN1202422B* | 33600 | 16 | 8.5 | 36200 | 34200 | 94.48% | 2.02 | 0 | 9.5 |  |  |  | No | R-410A | 2.8 | Residential & Commercial | No
215402239 | Central HP <5.4 tons | TRANE | HRCU-A-CB (Split System: Heat Pump with Remote Outdoor Unit-Air-Source) | E4HL5018A1000A |  |  | 4TXCB003DS3 | A801X040BM2SD | 20000 | 15.2 | 8.5 | 20000 | 18000 | 90% | 1.85 | 0 | 9 |  |  |  | No | R-410A | 1.6667 | Residential & Commercial | No
212520228 | Central HP <5.4 tons | CARRIER | HRCU-A-CB (Split System: Heat Pump with Remote Outdoor Unit-Air-Source) | 38MURAQ24AB3* | ADP |  | H,PG24936 | 58S(B,C)*A090E21**20 | 24200 | 17 | 8.5 | 25000 | 21600 | 86.4% | 1.82 | 0 | 9.5 |  |  |  | No | R-410A | 2.0167 | Residential & Commercial | No
209852094 | Central HP <5.4 tons | KENMORE | HRCU-A-CB (Split System: Heat Pump with Remote Outdoor Unit-Air-Source) | DLCURAH48ABK |  |  | DLFUAAH48XAK |  | 47000 | 15.6 | 9.4 | 50000 | 46000 | 92% | 1.9 | 8.5 | 8.2 |  |  |  | No | R-410A | 3.9167 | Residential & Commercial | No
215402237 | Central HP <5.4 tons | TRANE | HRCU-A-CB (Split System: Heat Pump with Remote Outdoor Unit-Air-Source) | E4HL5018A1000A |  |  | 4TXCB003DS3 | A952V040BU3SB | 20000 | 15.2 | 8.5 | 20000 | 18000 | 90% | 1.85 | 0 | 9 |  |  |  | No | R-410A | 1.6667 | Residential & Commercial | No
215295009 | Central HP <5.4 tons | AIRQUEST | HRCU-A-CB (Split System: Heat Pump with Remote Outdoor Unit-Air-Source) | DLCURAH36ABK | ADP |  | HG33936 | *96MSN0801716A* | 34400 | 15.2 | 8.5 | 36400 | 34400 | 94.51% | 2.02 | 0 | 9.5 |  |  |  | No | R-410A | 2.8667 | Residential & Commercial | No
215295026 | Central HP <5.4 tons | AIRQUEST | HRCU-A-CB (Split System: Heat Pump with Remote Outdoor Unit-Air-Source) | DLCURAH36ABK | ADP |  | HG7J936 | *96MSN0801716A* | 34200 | 15.2 | 8.5 | 36400 | 34400 | 94.51% | 2.02 | 0 | 9.5 |  |  |  | No | R-410A | 2.85 | Residential & Commercial | No
215295027 | Central HP <5.4 tons | AIRQUEST | HRCU-A-CB (Split System: Heat Pump with Remote Outdoor Unit-Air-Source) | DLCURAH36ABK | ADP |  | H,GE7J936 | *96MSN0801716A* | 34200 | 15.2 | 8.5 | 36400 | 34400 | 94.51% | 2.02 | 0 | 9.5 |  |  |  | No | R-410A | 2.85 | Residential & Commercial | No
214608328 | Central HP <5.4 tons | TRANE | HRCU-A-CB (Split System: Heat Pump with Remote Outdoor Unit-Air-Source) | E4HL5036A1000A |  |  | 4TXCB004DS3 | A801X060BM4SCA | 30000 | 15.2 | 8.1 | 25000 | 18000 | 72% | 1.75 | 0 | 9.5 |  |  |  | No | R-410A | 2.5 | Residential & Commercial | No
215402251 | Central HP <5.4 tons | TRANE | HRCU-A-CB (Split System: Heat Pump with Remote Outdoor Unit-Air-Source) | E4HL5036A1000A |  |  | 4TXCB006DS3 | A952V080BU4SB | 30000 | 15.2 | 8.1 | 27000 | 19000 | 70.37% | 1.75 | 0 | 9.8 |  |  |  | No | R-410A | 2.5 | Residential & Commercial | No
214608331 | Central HP <5.4 tons | TRANE | HRCU-A-CB (Split System: Heat Pump with Remote Outdoor Unit-Air-Source) | E4HL5060A1000A |  |  | 4TXCC009DS3 | A801X080CM5SCA | 48000 | 15.2 | 8.1 | 45000 | 33400 | 74.22% | 1.75 | 0 | 9.5 |  |  |  | No | R-410A | 4 | Residential & Commercial | No
211393100 | Central HP <5.4 tons | CHAMPION HEATING AND COOLING | HRCU-A-CB (Split System: Heat Pump with Remote Outdoor Unit-Air-Source) | HMH72B341 |  |  | XAFC36DXXN1+TXV | TL9E080C16UH11 | 34000 | 17.5 | 8.1 | 34000 | 24400 | 71.76% | 2.1 | 0 | 9.5 |  |  |  | No | R-410A | 2.8333 | Residential & Commercial | No
211393186 | Central HP <5.4 tons | CHAMPION HEATING AND COOLING | HRCU-A-CB (Split System: Heat Pump with Remote Outdoor Unit-Air-Source) | HMH72B341 |  |  | XAHB30CXXN1+TXV | TL9E060B12UH11 | 31600 | 16.5 | 8.1 | 32200 | 22800 | 70.81% | 1.96 | 0 | 9.5 |  |  |  | No | R-410A | 2.6333 | Residential & Commercial | No
211387454 | Central HP <5.4 tons | CHAMPION HEATING AND COOLING | HRCU-A-CB (Split System: Heat Pump with Remote Outdoor Unit-Air-Source) | HMH72B341 |  |  | XAHC36DBCN1 | TP9C100C16MP13 | 33800 | 17 | 8.1 | 33400 | 23600 | 70.66% | 2.06 | 0 | 9.5 |  |  |  | No | R-410A | 2.8167 | Residential & Commercial | No
213081455 | Central HP <5.4 tons | Alsetria | HRCU-A-CB (Split System: Heat Pump with Remote Outdoor Unit-Air-Source) | MOE30U-55HFN1-M |  |  | MVC-60HWFN1-M |  | 55000 | 15.3 | 9.4 | 59000 | 48500 | 82.2% | 1.91 | 9 | 8.8 |  |  |  | No | R-410A | 4.5833 | Residential & Commercial | No
215294588 | Central HP <5.4 tons | AIRQUEST | HRCU-A-CB (Split System: Heat Pump with Remote Outdoor Unit-Air-Source) | DLCURAH36ABK | ADP |  | HE32936 | *92MSN0601412A* | 34800 | 15.2 | 8.1 | 36800 | 34800 | 94.57% | 1.82 | 0 | 9.5 |  |  |  | No | R-410A | 2.9 | Residential & Commercial | No
211392178 | Central HP <5.4 tons | COLEMAN | HRCU-A-CB (Split System: Heat Pump with Remote Outdoor Unit-Air-Source) | HMH72B341 |  |  | XAHC36DBCN1 | TMLE080B12MP11 | 33400 | 17.5 | 8.1 | 33200 | 23400 | 70.48% | 2.02 | 0 | 9.5 |  |  |  | No | R-410A | 2.7833 | Residential & Commercial | No
214608301 | Central HP <5.4 tons | TRANE | HRCU-A-CB (Split System: Heat Pump with Remote Outdoor Unit-Air-Source) | E4HL5024A1000A |  |  | 4TXCB003DS3 | A952V040BU3SAD | 24000 | 15.2 | 8.5 | 24000 | 21000 | 87.5% | 1.85 | 0 | 9 |  |  |  | No | R-410A | 2 | Residential & Commercial | No
215402241 | Central HP <5.4 tons | TRANE | HRCU-A-CB (Split System: Heat Pump with Remote Outdoor Unit-Air-Source) | E4HL5024A1000A |  |  | 4TXCB003DS3 | A952V060BU4SB | 24000 | 15.2 | 8.5 | 24000 | 21000 | 87.5% | 1.85 | 0 | 9 |  |  |  | No | R-410A | 2 | Residential & Commercial | No
215294731 | Central HP <5.4 tons | AIRQUEST | HRCU-A-CB (Split System: Heat Pump with Remote Outdoor Unit-Air-Source) | DLCURAH36ABK | ADP |  | HE32936 | *92MSN0802120A* | 33800 | 16 | 8.5 | 36200 | 34200 | 94.48% | 2.02 | 0 | 9.5 |  |  |  | No | R-410A | 2.8167 | Residential & Commercial | No
211392530 | Central HP <5.4 tons | COLEMAN | HRCU-A-CB (Split System: Heat Pump with Remote Outdoor Unit-Air-Source) | HMH72B341 |  |  | XAHB36DXXN1+TXV | TMLE060A12MP11 | 33200 | 17 | 8.1 | 33200 | 23400 | 70.48% | 2 | 0 | 9.5 |  |  |  | No | R-410A | 2.7667 | Residential & Commercial | No
211392571 | Central HP <5.4 tons | COLEMAN | HRCU-A-CB (Split System: Heat Pump with Remote Outdoor Unit-Air-Source) | HMH72B341 |  |  | XAHB30CXXN1+TXV | TM8E060A12MP11 | 32000 | 17 | 8.1 | 32800 | 23000 | 70.12% | 1.98 | 0 | 9.5 |  |  |  | No | R-410A | 2.6667 | Residential & Commercial | No
213297042 | Central HP <5.4 tons | JOHNSON CONTROLS | HRCU-A-CB (Split System: Heat Pump with Remote Outdoor Unit-Air-Source) | HMH72B341 |  |  | XAHC36DXXN1+TXV | Z9ES080B12SMPS1 | 33000 | 16.5 | 8.1 | 32200 | 22800 | 70.81% | 2 | 0 | 9.5 |  |  |  | No | R-410A | 2.75 | Residential & Commercial | No
213881420 | Central HP <5.4 tons | CARRIER | HRCU-A-CB (Split System: Heat Pump with Remote Outdoor Unit-Air-Source) | 38MURAQ36AB3* | ADP |  | C36A***L129 | 58TP*B070V17**16 | 34200 | 16 | 8.1 | 36800 | 34600 | 94.02% | 1.86 | 0 | 9 |  |  |  | No | R-410A | 2.85 | Residential & Commercial | No
214608330 | Central HP <5.4 tons | TRANE | HRCU-A-CB (Split System: Heat Pump with Remote Outdoor Unit-Air-Source) | E4HL5060A1000A |  |  | 4TXCD010DS3 | A951X120DD5SAB | 48000 | 15.2 | 8.1 | 45000 | 33400 | 74.22% | 1.75 | 0 | 9.5 |  |  |  | No | R-410A | 4 | Residential & Commercial | No
211398291 | Central HP <5.4 tons | COLEMAN | HRCU-A-CB (Split System: Heat Pump with Remote Outdoor Unit-Air-Source) | HMH72B341 |  |  | XAFC48FBCN1 | TM8E120C16MP11 | 33600 | 17 | 8.5 | 32400 | 23600 | 72.84% | 2.08 | 0 | 9.5 |  |  |  | No | R-410A | 2.8 | Residential & Commercial | No
211398306 | Central HP <5.4 tons | COLEMAN | HRCU-A-CB (Split System: Heat Pump with Remote Outdoor Unit-Air-Source) | HMH72B341 |  |  | XAUC48FXXN1+TXV | TM8E120C16MP11 | 33600 | 17 | 8.5 | 32400 | 23600 | 72.84% | 2.08 | 0 | 9.5 |  |  |  | No | R-410A | 2.8 | Residential & Commercial | No
213881438 | Central HP <5.4 tons | CARRIER | HRCU-A-CB (Split System: Heat Pump with Remote Outdoor Unit-Air-Source) | 38MURAQ36AB3* | ADP |  | V,C36H175P139 | 58TP*B090V17**16 | 34800 | 16 | 8.1 | 36800 | 34600 | 94.02% | 1.86 | 0 | 9.5 |  |  |  | No | R-410A | 2.9 | Residential & Commercial | No
214608302 | Central HP <5.4 tons | TRANE | HRCU-A-CB (Split System: Heat Pump with Remote Outdoor Unit-Air-Source) | E4HL5024A1000A |  |  | 4TXCB003DS3 | A951X040BU3SAB | 24000 | 15.2 | 8.5 | 24000 | 21000 | 87.5% | 1.85 | 0 | 9 |  |  |  | No | R-410A | 2 | Residential & Commercial | No
215295018 | Central HP <5.4 tons | AIRQUEST | HRCU-A-CB (Split System: Heat Pump with Remote Outdoor Unit-Air-Source) | DLCURAH36ABK | ADP |  | H,GE35936 | *96MSN0801716A* | 34600 | 16 | 8.1 | 36800 | 34600 | 94.02% | 1.98 | 0 | 9.5 |  |  |  | No | R-410A | 2.8833 | Residential & Commercial | No
212498430 | Central HP <5.4 tons | CARRIER | HRCU-A-CB (Split System: Heat Pump with Remote Outdoor Unit-Air-Source) | 38MURAQ24AB3* | ADP |  | CP2301A+TXV+TD |  | 22600 | 15.2 | 8.8 | 25600 | 25200 | 98.44% | 2.1 | 0 | 9.5 |  |  |  | No | R-410A | 1.8833 | Residential & Commercial | No
215295218 | Central HP <5.4 tons | AIRQUEST | HRCU-A-CB (Split System: Heat Pump with Remote Outdoor Unit-Air-Source) | DLCURAH36ABK | ADP |  | H,GE24936 | *96MSN1402422A* | 33000 | 16 | 8.45 | 36200 | 34200 | 94.48% | 2 | 0 | 9 |  |  |  | No | R-410A | 2.75 | Residential & Commercial | No
215295386 | Central HP <5.4 tons | AIRQUEST | HRCU-A-CB (Split System: Heat Pump with Remote Outdoor Unit-Air-Source) | DLCURAH36ABK | ADP |  | H,GE33936 | *96VTN0801716A* | 34800 | 15.2 | 8.1 | 36800 | 34600 | 94.02% | 1.86 | 0 | 9 |  |  |  | No | R-410A | 2.9 | Residential & Commercial | No
215295701 | Central HP <5.4 tons | AIRQUEST | HRCU-A-CB (Split System: Heat Pump with Remote Outdoor Unit-Air-Source) | DLCURAH36ABK | ADP |  | H,GE23936 | *96VTN1202422A* | 32800 | 15.2 | 8.3 | 36800 | 34200 | 92.93% | 2.02 | 0 | 9 |  |  |  | No | R-410A | 2.7333 | Residential & Commercial | No
211388953 | Central HP <5.4 tons | COLEMAN | HRCU-A-CB (Split System: Heat Pump with Remote Outdoor Unit-Air-Source) | HMH72B341 |  |  | XAHC36DBCN1 | TM9E060B12MP12 | 33400 | 17 | 8.1 | 33400 | 23800 | 71.26% | 2 | 0 | 9.5 |  |  |  | No | R-410A | 2.7833 | Residential & Commercial | No
212517480 | Central HP <5.4 tons | YORK | HRCU-A-CB (Split System: Heat Pump with Remote Outdoor Unit-Air-Source) | HMH72B341 | ADP |  | CV360*9 | TL9E100C20UH11 | 32400 | 16 | 8.3 | 32200 | 22600 | 70.19% | 1.98 | 0 | 9 |  |  |  | No | R-410A | 2.7 | Residential & Commercial | No
215294831 | Central HP <5.4 tons | AIRQUEST | HRCU-A-CB (Split System: Heat Pump with Remote Outdoor Unit-Air-Source) | DLCURAH36ABK | ADP |  | H,GE24936 | *92MSN1002122A* | 34000 | 16 | 8.1 | 36800 | 34600 | 94.02% | 1.9 | 0 | 9.5 |  |  |  | No | R-410A | 2.8333 | Residential & Commercial | No
215294981 | Central HP <5.4 tons | AIRQUEST | HRCU-A-CB (Split System: Heat Pump with Remote Outdoor Unit-Air-Source) | DLCURAH36ABK | ADP |  | H,GG48936 | *96MSN0601716A* | 35600 | 15.2 | 8.5 | 36400 | 34400 | 94.51% | 2.04 | 0 | 9.5 |  |  |  | No | R-410A | 2.9667 | Residential & Commercial | No
215294999 | Central HP <5.4 tons | AIRQUEST | HRCU-A-CB (Split System: Heat Pump with Remote Outdoor Unit-Air-Source) | DLCURAH36ABK | ADP |  | HG82936 | *96MSN0601716A* | 35600 | 15.2 | 8.5 | 36400 | 34400 | 94.51% | 2.04 | 0 | 9.5 |  |  |  | No | R-410A | 2.9667 | Residential & Commercial | No
215295022 | Central HP <5.4 tons | AIRQUEST | HRCU-A-CB (Split System: Heat Pump with Remote Outdoor Unit-Air-Source) | DLCURAH36ABK | ADP |  | HE36936 | *96MSN0801716A* | 34800 | 16 | 8.1 | 36800 | 34600 | 94.02% | 1.98 | 0 | 9.5 |  |  |  | No | R-410A | 2.9 | Residential & Commercial | No
215295047 | Central HP <5.4 tons | AIRQUEST | HRCU-A-CB (Split System: Heat Pump with Remote Outdoor Unit-Air-Source) | DLCURAH36ABK | ADP |  | H,GG32936 | *96MSN0802120A* | 35000 | 16 | 8.1 | 37400 | 34800 | 93.05% | 1.84 | 0 | 9.5 |  |  |  | No | R-410A | 2.9167 | Residential & Commercial | No
215295088 | Central HP <5.4 tons | AIRQUEST | HRCU-A-CB (Split System: Heat Pump with Remote Outdoor Unit-Air-Source) | DLCURAH36ABK | ADP |  | H,GG24936 | *96MSN1002120A* | 33400 | 16 | 8.45 | 36200 | 34200 | 94.48% | 2.02 | 0 | 9 |  |  |  | No | R-410A | 2.7833 | Residential & Commercial | No
215295090 | Central HP <5.4 tons | AIRQUEST | HRCU-A-CB (Split System: Heat Pump with Remote Outdoor Unit-Air-Source) | DLCURAH36ABK | ADP |  | H,GG32936 | *96MSN1002120A* | 34200 | 16 | 8.5 | 36200 | 34200 | 94.48% | 2.04 | 0 | 9.5 |  |  |  | No | R-410A | 2.85 | Residential & Commercial | No
215295113 | Central HP <5.4 tons | AIRQUEST | HRCU-A-CB (Split System: Heat Pump with Remote Outdoor Unit-Air-Source) | DLCURAH36ABK | ADP |  | H,GE7J936 | *96MSN1002120A* | 34400 | 16 | 8.5 | 36200 | 34200 | 94.48% | 2.04 | 0 | 9.5 |  |  |  | No | R-410A | 2.8667 | Residential & Commercial | No
215295174 | Central HP <5.4 tons | AIRQUEST | HRCU-A-CB (Split System: Heat Pump with Remote Outdoor Unit-Air-Source) | DLCURAH36ABK | ADP |  | H,GG24936 | *96MSN1202422A* | 33000 | 16 | 8.45 | 36200 | 34200 | 94.48% | 2 | 0 | 9 |  |  |  | No | R-410A | 2.75 | Residential & Commercial | No
215679246 | Central HP <5.4 tons | AIRQUEST | HRCU-A-CB (Split System: Heat Pump with Remote Outdoor Unit-Air-Source) | H5H0V36*K*AAA* |  |  | EA*5X37M17A*+WALLCON | *80CSU0601716B* | 34000 | 17 | 9 | 35600 | 25400 | 71.35% | 1.86 | 0 | 9.5 |  |  |  | No | R-454B | 2.8333 | Residential & Commercial | No
215677976 | Central HP <5.4 tons | AIRQUEST | HRCU-A-CB (Split System: Heat Pump with Remote Outdoor Unit-Air-Source) | H5H0V60*K*AAA* |  |  | EA*5X61M24A*+WALLCON | *97CMN0602120B* | 55000 | 17.5 | 8.5 | 61000 | 43000 | 70.49% | 1.88 | 0 | 8 |  |  |  | No | R-454B | 4.5833 | Residential & Commercial | No
215682606 | Central HP <5.4 tons | AIRQUEST | HRCU-A-CB (Split System: Heat Pump with Remote Outdoor Unit-Air-Source) | H5H0V60*K*AAA* |  |  | EA*5X60M24A*+WALLCON | *97CTN0802120A* | 54500 | 18.5 | 9 | 59500 | 42000 | 70.59% | 1.9 | 0 | 8.5 |  |  |  | No | R-454B | 4.5417 | Residential & Commercial | No
215682656 | Central HP <5.4 tons | AIRQUEST | HRCU-A-CB (Split System: Heat Pump with Remote Outdoor Unit-Air-Source) | H5H0V60*K*AAA* |  |  | EA*5X61M24A*+WALLCON | *96CTN0802120B* | 56000 | 18.5 | 9 | 60000 | 42000 | 70% | 2.02 | 0 | 9 |  |  |  | No | R-454B | 4.6667 | Residential & Commercial | No
215681486 | Central HP <5.4 tons | AIRQUEST | HRCU-A-CB (Split System: Heat Pump with Remote Outdoor Unit-Air-Source) | H5H0V48*K*AAA* |  |  | EA*5X61M21A*+WALLCON | *97CTN0801716A* | 45500 | 17.5 | 9 | 48000 | 34200 | 71.25% | 2.06 | 0 | 9.5 |  |  |  | No | R-454B | 3.7917 | Residential & Commercial | No
215681736 | Central HP <5.4 tons | AIRQUEST | HRCU-A-CB (Split System: Heat Pump with Remote Outdoor Unit-Air-Source) | H5H0V48*K*AAA* |  |  | ESH5X60M12A*+WALLCON | *97CTN1002122A* | 45500 | 16.5 | 8.5 | 48000 | 33800 | 70.42% | 2.08 | 0 | 9.5 |  |  |  | No | R-454B | 3.7917 | Residential & Commercial | No
215679796 | Central HP <5.4 tons | AIRQUEST | HRCU-A-CB (Split System: Heat Pump with Remote Outdoor Unit-Air-Source) | H5H0V36*K*AAA* |  |  | ESH5X42M12A*+WALLCON | *80CSU0401712B* | 34000 | 16.5 | 8.5 | 35600 | 25200 | 70.79% | 1.78 | 0 | 9.5 |  |  |  | No | R-454B | 2.8333 | Residential & Commercial | No
215295183 | Central HP <5.4 tons | AIRQUEST | HRCU-A-CB (Split System: Heat Pump with Remote Outdoor Unit-Air-Source) | DLCURAH36ABK | ADP |  | HE33936 | *96MSN1202422A* | 34200 | 16 | 8.5 | 36200 | 34200 | 94.48% | 2.02 | 0 | 9.5 |  |  |  | No | R-410A | 2.85 | Residential & Commercial | No
215295249 | Central HP <5.4 tons | AIRQUEST | HRCU-A-CB (Split System: Heat Pump with Remote Outdoor Unit-Air-Source) | DLCURAH36ABK | ADP |  | H,GE9J936 | *96MSN1402422A* | 34800 | 16 | 8.5 | 36200 | 34200 | 94.48% | 2.02 | 0 | 9.5 |  |  |  | No | R-410A | 2.9 | Residential & Commercial | No
215295392 | Central HP <5.4 tons | AIRQUEST | HRCU-A-CB (Split System: Heat Pump with Remote Outdoor Unit-Air-Source) | DLCURAH36ABK | ADP |  | H,GG35936 | *96VTN0801716A* | 35200 | 15.2 | 8.1 | 36800 | 34600 | 94.02% | 1.86 | 0 | 9.5 |  |  |  | No | R-410A | 2.9333 | Residential & Commercial | No
215295397 | Central HP <5.4 tons | AIRQUEST | HRCU-A-CB (Split System: Heat Pump with Remote Outdoor Unit-Air-Source) | DLCURAH36ABK | ADP |  | HE36936 | *96VTN0801716A* | 35200 | 15.2 | 8.1 | 36800 | 34600 | 94.02% | 1.86 | 0 | 9.5 |  |  |  | No | R-410A | 2.9333 | Residential & Commercial | No
215295417 | Central HP <5.4 tons | AIRQUEST | HRCU-A-CB (Split System: Heat Pump with Remote Outdoor Unit-Air-Source) | DLCURAH36ABK | ADP |  | H,GE24936 | *96VTN0801716B* | 34200 | 15.2 | 8.1 | 37400 | 35000 | 93.58% | 1.82 | 0 | 9 |  |  |  | No | R-410A | 2.85 | Residential & Commercial | No
215295422 | Central HP <5.4 tons | AIRQUEST | HRCU-A-CB (Split System: Heat Pump with Remote Outdoor Unit-Air-Source) | DLCURAH36ABK | ADP |  | H,GG33936 | *96VTN0801716B* | 34400 | 15.2 | 8.5 | 36800 | 34800 | 94.57% | 2 | 0 | 9.5 |  |  |  | No | R-410A | 2.8667 | Residential & Commercial | No
215295402 | Central HP <5.4 tons | AIRQUEST | HRCU-A-CB (Split System: Heat Pump with Remote Outdoor Unit-Air-Source) | DLCURAH36ABK | ADP |  | HG8J936 | *96VTN0801716A* | 35200 | 15.2 | 8.1 | 36800 | 34600 | 94.02% | 1.86 | 0 | 9.5 |  |  |  | No | R-410A | 2.9333 | Residential & Commercial | No
215295403 | Central HP <5.4 tons | AIRQUEST | HRCU-A-CB (Split System: Heat Pump with Remote Outdoor Unit-Air-Source) | DLCURAH36ABK | ADP |  | H,GE8J936 | *96VTN0801716A* | 35200 | 15.2 | 8.1 | 36800 | 34600 | 94.02% | 1.86 | 0 | 9.5 |  |  |  | No | R-410A | 2.9333 | Residential & Commercial | No
215674702 | Central HP <5.4 tons | HEIL | HRCU-A-CB (Split System: Heat Pump with Remote Outdoor Unit-Air-Source) | H5H0V48*K*AAA* |  |  | ESH5X48M12A*+WALLCON | *80CSU0802120A* | 45000 | 16.5 | 8.5 | 48500 | 34200 | 70.52% | 2.06 | 0 | 9.5 |  |  |  | No | R-454B | 3.75 | Residential & Commercial | No
215675235 | Central HP <5.4 tons | HEIL | HRCU-A-CB (Split System: Heat Pump with Remote Outdoor Unit-Air-Source) | H5H0V48*K*AAA* |  |  | ESH5X60M12A*+WALLCON | *95CSU0601716B* | 45000 | 16 | 8.5 | 48500 | 34200 | 70.52% | 1.94 | 0 | 9 |  |  |  | No | R-454B | 3.75 | Residential & Commercial | No
215294969 | Central HP <5.4 tons | AIRQUEST | HRCU-A-CB (Split System: Heat Pump with Remote Outdoor Unit-Air-Source) | DLCURAH36ABK | ADP |  | H,GG34936 | *96MSN0601716A* | 35200 | 15.2 | 8.5 | 36800 | 34800 | 94.57% | 1.88 | 0 | 9.5 |  |  |  | No | R-410A | 2.9333 | Residential & Commercial | No
215295418 | Central HP <5.4 tons | AIRQUEST | HRCU-A-CB (Split System: Heat Pump with Remote Outdoor Unit-Air-Source) | DLCURAH36ABK | ADP |  | H,GG32936 | *96VTN0801716B* | 35000 | 15.2 | 8.1 | 37400 | 35000 | 93.58% | 1.82 | 0 | 9.5 |  |  |  | No | R-410A | 2.9167 | Residential & Commercial | No
215295470 | Central HP <5.4 tons | AIRQUEST | HRCU-A-CB (Split System: Heat Pump with Remote Outdoor Unit-Air-Source) | DLCURAH36ABK | ADP |  | HG34936 | *96VTN0802120A* | 35000 | 16 | 8.1 | 36800 | 34600 | 94.02% | 1.86 | 0 | 9.5 |  |  |  | No | R-410A | 2.9167 | Residential & Commercial | No
215295486 | Central HP <5.4 tons | AIRQUEST | HRCU-A-CB (Split System: Heat Pump with Remote Outdoor Unit-Air-Source) | DLCURAH36ABK | ADP |  | H,GG9J936 | *96VTN0802120A* | 35000 | 16 | 8.1 | 36800 | 34600 | 94.02% | 1.86 | 0 | 9.5 |  |  |  | No | R-410A | 2.9167 | Residential & Commercial | No
215295502 | Central HP <5.4 tons | AIRQUEST | HRCU-A-CB (Split System: Heat Pump with Remote Outdoor Unit-Air-Source) | DLCURAH36ABK | ADP |  | HE32936 | *96VTN0802120B* | 35000 | 16 | 8.1 | 36800 | 34800 | 94.57% | 1.9 | 0 | 9.5 |  |  |  | No | R-410A | 2.9167 | Residential & Commercial | No
215295483 | Central HP <5.4 tons | AIRQUEST | HRCU-A-CB (Split System: Heat Pump with Remote Outdoor Unit-Air-Source) | DLCURAH36ABK | ADP |  | HG8J936 | *96VTN0802120A* | 35000 | 16 | 8.1 | 36800 | 34600 | 94.02% | 1.86 | 0 | 9.5 |  |  |  | No | R-410A | 2.9167 | Residential & Commercial | No
215295155 | Central HP <5.4 tons | AIRQUEST | HRCU-A-CB (Split System: Heat Pump with Remote Outdoor Unit-Air-Source) | DLCURAH36ABK | ADP |  | HG7J936 | *96MSN1002122A* | 35000 | 16 | 8.5 | 36800 | 34600 | 94.02% | 1.88 | 0 | 9.5 |  |  |  | No | R-410A | 2.9167 | Residential & Commercial | No
215295225 | Central HP <5.4 tons | AIRQUEST | HRCU-A-CB (Split System: Heat Pump with Remote Outdoor Unit-Air-Source) | DLCURAH36ABK | ADP |  | H,GE33936 | *96MSN1402422A* | 34200 | 16 | 8.5 | 36200 | 34200 | 94.48% | 2.02 | 0 | 9.5 |  |  |  | No | R-410A | 2.85 | Residential & Commercial | No
215295248 | Central HP <5.4 tons | AIRQUEST | HRCU-A-CB (Split System: Heat Pump with Remote Outdoor Unit-Air-Source) | DLCURAH36ABK | ADP |  | HG9J936 | *96MSN1402422A* | 34800 | 16 | 8.5 | 36200 | 34200 | 94.48% | 2.02 | 0 | 9.5 |  |  |  | No | R-410A | 2.9 | Residential & Commercial | No
215295250 | Central HP <5.4 tons | AIRQUEST | HRCU-A-CB (Split System: Heat Pump with Remote Outdoor Unit-Air-Source) | DLCURAH36ABK | ADP |  | H,GG1K936 | *96MSN1402422A* | 35200 | 16 | 8.5 | 36200 | 34200 | 94.48% | 2.02 | 0 | 9.5 |  |  |  | No | R-410A | 2.9333 | Residential & Commercial | No
215295382 | Central HP <5.4 tons | AIRQUEST | HRCU-A-CB (Split System: Heat Pump with Remote Outdoor Unit-Air-Source) | DLCURAH36ABK | ADP |  | H,GE32936 | *96VTN0801716A* | 34400 | 15.2 | 8.1 | 36800 | 34600 | 94.02% | 1.86 | 0 | 9 |  |  |  | No | R-410A | 2.8667 | Residential & Commercial | No
215295391 | Central HP <5.4 tons | AIRQUEST | HRCU-A-CB (Split System: Heat Pump with Remote Outdoor Unit-Air-Source) | DLCURAH36ABK | ADP |  | HE34936 | *96VTN0801716A* | 35200 | 15.2 | 8.1 | 36800 | 34600 | 94.02% | 1.86 | 0 | 9.5 |  |  |  | No | R-410A | 2.9333 | Residential & Commercial | No
215295407 | Central HP <5.4 tons | AIRQUEST | HRCU-A-CB (Split System: Heat Pump with Remote Outdoor Unit-Air-Source) | DLCURAH36ABK | ADP |  | H,GG1K936 | *96VTN0801716A* | 35200 | 15.2 | 8.1 | 36800 | 34600 | 94.02% | 1.86 | 0 | 9.5 |  |  |  | No | R-410A | 2.9333 | Residential & Commercial | No
215295416 | Central HP <5.4 tons | AIRQUEST | HRCU-A-CB (Split System: Heat Pump with Remote Outdoor Unit-Air-Source) | DLCURAH36ABK | ADP |  | H,GG24936 | *96VTN0801716B* | 34200 | 15.2 | 8.1 | 37400 | 35000 | 93.58% | 1.82 | 0 | 9 |  |  |  | No | R-410A | 2.85 | Residential & Commercial | No
215295441 | Central HP <5.4 tons | AIRQUEST | HRCU-A-CB (Split System: Heat Pump with Remote Outdoor Unit-Air-Source) | DLCURAH36ABK | ADP |  | H,GE7J936 | *96VTN0801716B* | 34200 | 15.2 | 8.5 | 36800 | 34800 | 94.57% | 2 | 0 | 9.5 |  |  |  | No | R-410A | 2.85 | Residential & Commercial | No
215295450 | Central HP <5.4 tons | AIRQUEST | HRCU-A-CB (Split System: Heat Pump with Remote Outdoor Unit-Air-Source) | DLCURAH36ABK | ADP |  | H,GE1K936 | *96VTN0801716B* | 35000 | 16 | 8.1 | 36200 | 34400 | 95.03% | 2 | 0 | 9.5 |  |  |  | No | R-410A | 2.9167 | Residential & Commercial | No
215295464 | Central HP <5.4 tons | AIRQUEST | HRCU-A-CB (Split System: Heat Pump with Remote Outdoor Unit-Air-Source) | DLCURAH36ABK | ADP |  | HE32936 | *96VTN0802120A* | 34200 | 16 | 8.1 | 36800 | 34600 | 94.02% | 1.86 | 0 | 9 |  |  |  | No | R-410A | 2.85 | Residential & Commercial | No
215295489 | Central HP <5.4 tons | AIRQUEST | HRCU-A-CB (Split System: Heat Pump with Remote Outdoor Unit-Air-Source) | DLCURAH36ABK | ADP |  | H,GE1K936 | *96VTN0802120A* | 35200 | 16 | 8.1 | 36200 | 34200 | 94.48% | 2.02 | 0 | 9.5 |  |  |  | No | R-410A | 2.9333 | Residential & Commercial | No
215295702 | Central HP <5.4 tons | AIRQUEST | HRCU-A-CB (Split System: Heat Pump with Remote Outdoor Unit-Air-Source) | DLCURAH36ABK | ADP |  | H,GG24936 | *96VTN1202422A* | 34200 | 15.2 | 8.1 | 36800 | 34600 | 94.02% | 1.88 | 0 | 9.5 |  |  |  | No | R-410A | 2.85 | Residential & Commercial | No
215295703 | Central HP <5.4 tons | AIRQUEST | HRCU-A-CB (Split System: Heat Pump with Remote Outdoor Unit-Air-Source) | DLCURAH36ABK | ADP |  | H,GE24936 | *96VTN1202422A* | 34200 | 15.2 | 8.1 | 36800 | 34600 | 94.02% | 1.88 | 0 | 9.5 |  |  |  | No | R-410A | 2.85 | Residential & Commercial | No
215295752 | Central HP <5.4 tons | AIRQUEST | HRCU-A-CB (Split System: Heat Pump with Remote Outdoor Unit-Air-Source) | DLCURAH36ABK | ADP |  | H,GE34936 | *96VTN1202422B* | 34600 | 16 | 8.5 | 36200 | 34200 | 94.48% | 2.02 | 0 | 9.5 |  |  |  | No | R-410A | 2.8833 | Residential & Commercial | No
215677325 | Central HP <5.4 tons | HEIL | HRCU-A-CB (Split System: Heat Pump with Remote Outdoor Unit-Air-Source) | H5H0V60*K*AAA* |  |  | EVD5X60M21A*+WALLCON | *80CSU1002120A* | 56500 | 18 | 9 | 64000 | 45000 | 70.31% | 2.08 | 0 | 9 |  |  |  | No | R-454B | 4.7083 | Residential & Commercial | No
215677525 | Central HP <5.4 tons | HEIL | HRCU-A-CB (Split System: Heat Pump with Remote Outdoor Unit-Air-Source) | H5H0V60*K*AAA* |  |  | EVD5X60M24A*+WALLCON | *97CMN1002122B* | 56500 | 18.5 | 9 | 63000 | 44500 | 70.63% | 2.08 | 0 | 9 |  |  |  | No | R-454B | 4.7083 | Residential & Commercial | No
215677775 | Central HP <5.4 tons | HEIL | HRCU-A-CB (Split System: Heat Pump with Remote Outdoor Unit-Air-Source) | H5H0V60*K*AAA* |  |  | EA*5X60M24A*+WALLCON | *80CTL0902120B* | 55000 | 18.5 | 9 | 59000 | 41500 | 70.34% | 2.04 | 0 | 9 |  |  |  | No | R-454B | 4.5833 | Residential & Commercial | No
211398523 | Central HP <5.4 tons | COLEMAN | HRCU-A-CB (Split System: Heat Pump with Remote Outdoor Unit-Air-Source) | HMH72B341 |  |  | XAFC48FXXN1+TXV | TMLE100C16MP11 | 33600 | 17 | 8.5 | 32400 | 23600 | 72.84% | 2.06 | 0 | 9.5 |  |  |  | No | R-410A | 2.8 | Residential & Commercial | No
211398725 | Central HP <5.4 tons | COLEMAN | HRCU-A-CB (Split System: Heat Pump with Remote Outdoor Unit-Air-Source) | HMH72B341 |  |  | XAUC48FXXN1+TXV | TMLE100B12MP11 | 33400 | 17 | 8.5 | 32400 | 23800 | 73.46% | 2.06 | 0 | 9.5 |  |  |  | No | R-410A | 2.7833 | Residential & Commercial | No
213297095 | Central HP <5.4 tons | FRASER-JOHNSTON | HRCU-A-CB (Split System: Heat Pump with Remote Outdoor Unit-Air-Source) | HMH72B341 |  |  | XAHC36DBCN1 | Z8ET080B12LMPS1 | 33000 | 18 | 8.1 | 32000 | 22400 | 70% | 2 | 0 | 9.5 |  |  |  | No | R-410A | 2.75 | Residential & Commercial | No
213297672 | Central HP <5.4 tons | JOHNSON CONTROLS | HRCU-A-CB (Split System: Heat Pump with Remote Outdoor Unit-Air-Source) | HMH72B341 |  |  | XAHB30CXXN1+JMVT12BC2N1+TXV |  | 32600 | 17.5 | 8.1 | 32400 | 22800 | 70.37% | 2.02 | 0 | 9.5 |  |  |  | No | R-410A | 2.7167 | Residential & Commercial | No
213297867 | Central HP <5.4 tons | JOHNSON CONTROLS | HRCU-A-CB (Split System: Heat Pump with Remote Outdoor Unit-Air-Source) | HMH72B341 |  |  | XAHC36DXXN1+TXV | Z9ES100C20SMPS1 | 34000 | 17 | 8.1 | 33400 | 23600 | 70.66% | 2.06 | 0 | 9.5 |  |  |  | No | R-410A | 2.8333 | Residential & Commercial | No
213297917 | Central HP <5.4 tons | JOHNSON CONTROLS | HRCU-A-CB (Split System: Heat Pump with Remote Outdoor Unit-Air-Source) | HMH72B341 |  |  | XAFC30CXXN1+TXV | Z8ET100C16LMPS1 | 33400 | 18 | 8.5 | 33000 | 23400 | 70.91% | 2.06 | 0 | 9.5 |  |  |  | No | R-410A | 2.7833 | Residential & Commercial | No
213297245 | Central HP <5.4 tons | FRASER-JOHNSTON | HRCU-A-CB (Split System: Heat Pump with Remote Outdoor Unit-Air-Source) | HMH72B341 |  |  | XAFB36DXXN1+TXV | Z9ET040A10SMPS1 | 34000 | 18 | 8.1 | 33400 | 23800 | 71.26% | 2.04 | 0 | 9.5 |  |  |  | No | R-410A | 2.8333 | Residential & Commercial | No
211389176 | Central HP <5.4 tons | COLEMAN | HRCU-A-CB (Split System: Heat Pump with Remote Outdoor Unit-Air-Source) | HMH72B341 |  |  | XAFB36DXXN1+TXV | TM9E060A10MP12 | 33600 | 17.5 | 8.1 | 33800 | 23800 | 70.41% | 2.02 | 0 | 9.5 |  |  |  | No | R-410A | 2.8 | Residential & Commercial | No
215295754 | Central HP <5.4 tons | AIRQUEST | HRCU-A-CB (Split System: Heat Pump with Remote Outdoor Unit-Air-Source) | DLCURAH36ABK | ADP |  | H,GG35936 | *96VTN1202422B* | 35000 | 16 | 8.5 | 36200 | 34200 | 94.48% | 2.02 | 0 | 9.5 |  |  |  | No | R-410A | 2.9167 | Residential & Commercial | No
215295500 | Central HP <5.4 tons | AIRQUEST | HRCU-A-CB (Split System: Heat Pump with Remote Outdoor Unit-Air-Source) | DLCURAH36ABK | ADP |  | HG32936 | *96VTN0802120B* | 35000 | 16 | 8.1 | 36800 | 34800 | 94.57% | 1.9 | 0 | 9.5 |  |  |  | No | R-410A | 2.9167 | Residential & Commercial | No
215295523 | Central HP <5.4 tons | AIRQUEST | HRCU-A-CB (Split System: Heat Pump with Remote Outdoor Unit-Air-Source) | DLCURAH36ABK | ADP |  | HE7J936 | *96VTN0802120B* | 35200 | 16 | 8.1 | 36800 | 34800 | 94.57% | 1.9 | 0 | 9.5 |  |  |  | No | R-410A | 2.9333 | Residential & Commercial | No
215295539 | Central HP <5.4 tons | AIRQUEST | HRCU-A-CB (Split System: Heat Pump with Remote Outdoor Unit-Air-Source) | DLCURAH36ABK | ADP |  | H,GE23936 | *96VTN1002120A* | 34000 | 15.2 | 8.1 | 37800 | 34800 | 92.06% | 1.84 | 0 | 9 |  |  |  | No | R-410A | 2.8333 | Residential & Commercial | No
215292043 | Central HP <5.4 tons | AIRQUEST | HRCU-A-CB (Split System: Heat Pump with Remote Outdoor Unit-Air-Source) | DLCURAH24ABK | ADP |  | HE30924 | *92MSN0801716A* | 22400 | 17 | 8.5 | 24600 | 23400 | 95.12% | 2 | 0 | 9.5 |  |  |  | No | R-410A | 1.8667 | Residential & Commercial | No
215292062 | Central HP <5.4 tons | AIRQUEST | HRCU-A-CB (Split System: Heat Pump with Remote Outdoor Unit-Air-Source) | DLCURAH24ABK | ADP |  | H,GE23936 | *92MSN0802120A* | 22600 | 17 | 8.5 | 24400 | 23600 | 96.72% | 2.02 | 0 | 9.5 |  |  |  | No | R-410A | 1.8833 | Residential & Commercial | No
215292076 | Central HP <5.4 tons | AIRQUEST | HRCU-A-CB (Split System: Heat Pump with Remote Outdoor Unit-Air-Source) | DLCURAH24ABK | ADP |  | H,GE32930 | *92MSN0802120A* | 22800 | 17 | 8.5 | 24400 | 23600 | 96.72% | 2.02 | 0 | 9.5 |  |  |  | No | R-410A | 1.9 | Residential & Commercial | No
215292077 | Central HP <5.4 tons | AIRQUEST | HRCU-A-CB (Split System: Heat Pump with Remote Outdoor Unit-Air-Source) | DLCURAH24ABK | ADP |  | H,GE32936 | *92MSN0802120A* | 22800 | 17 | 8.5 | 24400 | 23600 | 96.72% | 2.02 | 0 | 9.5 |  |  |  | No | R-410A | 1.9 | Residential & Commercial | No
215295725 | Central HP <5.4 tons | AIRQUEST | HRCU-A-CB (Split System: Heat Pump with Remote Outdoor Unit-Air-Source) | DLCURAH36ABK | ADP |  | HE7J936 | *96VTN1202422A* | 35200 | 16 | 8.1 | 36800 | 34600 | 94.02% | 1.88 | 0 | 9.5 |  |  |  | No | R-410A | 2.9333 | Residential & Commercial | No
215295750 | Central HP <5.4 tons | AIRQUEST | HRCU-A-CB (Split System: Heat Pump with Remote Outdoor Unit-Air-Source) | DLCURAH36ABK | ADP |  | H,GG34936 | *96VTN1202422B* | 34600 | 16 | 8.5 | 36200 | 34200 | 94.48% | 2.02 | 0 | 9.5 |  |  |  | No | R-410A | 2.8833 | Residential & Commercial | No
215295757 | Central HP <5.4 tons | AIRQUEST | HRCU-A-CB (Split System: Heat Pump with Remote Outdoor Unit-Air-Source) | DLCURAH36ABK | ADP |  | HE35936 | *96VTN1202422B* | 35000 | 16 | 8.5 | 36200 | 34200 | 94.48% | 2.02 | 0 | 9.5 |  |  |  | No | R-410A | 2.9167 | Residential & Commercial | No
215292145 | Central HP <5.4 tons | AIRQUEST | HRCU-A-CB (Split System: Heat Pump with Remote Outdoor Unit-Air-Source) | DLCURAH24ABK | ADP |  | H,GG30924 | *92MSN1002120A* | 22400 | 17 | 8.5 | 24600 | 23200 | 94.31% | 1.96 | 0 | 9.5 |  |  |  | No | R-410A | 1.8667 | Residential & Commercial | No
215292146 | Central HP <5.4 tons | AIRQUEST | HRCU-A-CB (Split System: Heat Pump with Remote Outdoor Unit-Air-Source) | DLCURAH24ABK | ADP |  | H,GE30924 | *92MSN1002120A* | 22400 | 17 | 8.5 | 24600 | 23200 | 94.31% | 1.96 | 0 | 9.5 |  |  |  | No | R-410A | 1.8667 | Residential & Commercial | No
215676155 | Central HP <5.4 tons | HEIL | HRCU-A-CB (Split System: Heat Pump with Remote Outdoor Unit-Air-Source) | H5H0V48*K*AAA* |  |  | EVD5X48M21A*+WALLCON | *96CTN0801714B* | 46500 | 18 | 9 | 50000 | 35600 | 71.2% | 2 | 0 | 9.5 |  |  |  | No | R-454B | 3.875 | Residential & Commercial | No
215294970 | Central HP <5.4 tons | AIRQUEST | HRCU-A-CB (Split System: Heat Pump with Remote Outdoor Unit-Air-Source) | DLCURAH36ABK | ADP |  | HG34936 | *96MSN0601716A* | 35200 | 15.2 | 8.5 | 36800 | 34800 | 94.57% | 1.88 | 0 | 9.5 |  |  |  | No | R-410A | 2.9333 | Residential & Commercial | No
215295020 | Central HP <5.4 tons | AIRQUEST | HRCU-A-CB (Split System: Heat Pump with Remote Outdoor Unit-Air-Source) | DLCURAH36ABK | ADP |  | H,GG36936 | *96MSN0801716A* | 34800 | 16 | 8.1 | 36800 | 34600 | 94.02% | 1.98 | 0 | 9.5 |  |  |  | No | R-410A | 2.9 | Residential & Commercial | No
215295037 | Central HP <5.4 tons | AIRQUEST | HRCU-A-CB (Split System: Heat Pump with Remote Outdoor Unit-Air-Source) | DLCURAH36ABK | ADP |  | H,GG80936 | *96MSN0801716A* | 35000 | 16 | 8.1 | 36800 | 34600 | 94.02% | 1.98 | 0 | 9.5 |  |  |  | No | R-410A | 2.9167 | Residential & Commercial | No
215295070 | Central HP <5.4 tons | AIRQUEST | HRCU-A-CB (Split System: Heat Pump with Remote Outdoor Unit-Air-Source) | DLCURAH36ABK | ADP |  | H,GE7J936 | *96MSN0802120A* | 35200 | 16 | 8.1 | 36800 | 34800 | 94.57% | 1.9 | 0 | 9.5 |  |  |  | No | R-410A | 2.9333 | Residential & Commercial | No
215292293 | Central HP <5.4 tons | AIRQUEST | HRCU-A-CB (Split System: Heat Pump with Remote Outdoor Unit-Air-Source) | DLCURAH24ABK | ADP |  | H,GE34936 | *96MSN0401712A* | 23200 | 16 | 8.5 | 24600 | 23800 | 96.75% | 2 | 0 | 9.5 |  |  |  | No | R-410A | 1.9333 | Residential & Commercial | No
215292295 | Central HP <5.4 tons | AIRQUEST | HRCU-A-CB (Split System: Heat Pump with Remote Outdoor Unit-Air-Source) | DLCURAH24ABK | ADP |  | H,GG35936 | *96MSN0401712A* | 23400 | 16 | 8.5 | 24600 | 24000 | 97.56% | 2 | 0 | 9.5 |  |  |  | No | R-410A | 1.95 | Residential & Commercial | No
215292310 | Central HP <5.4 tons | AIRQUEST | HRCU-A-CB (Split System: Heat Pump with Remote Outdoor Unit-Air-Source) | DLCURAH24ABK | ADP |  | H,GE8J936 | *96MSN0401712A* | 23200 | 16 | 8.5 | 24600 | 23800 | 96.75% | 2 | 0 | 9.5 |  |  |  | No | R-410A | 1.9333 | Residential & Commercial | No
215292329 | Central HP <5.4 tons | AIRQUEST | HRCU-A-CB (Split System: Heat Pump with Remote Outdoor Unit-Air-Source) | DLCURAH24ABK | ADP |  | H,GE31930 | *96MSN0601412A* | 23000 | 16 | 8.5 | 25400 | 26000 | 102.4% | 2.22 | 0 | 9.5 |  |  |  | No | R-410A | 1.9167 | Residential & Commercial | No
215292376 | Central HP <5.4 tons | AIRQUEST | HRCU-A-CB (Split System: Heat Pump with Remote Outdoor Unit-Air-Source) | DLCURAH24ABK | ADP |  | H,GE24936 | *96MSN0601716A* | 23000 | 17 | 9 | 24200 | 23200 | 95.87% | 1.96 | 0 | 9.5 |  |  |  | No | R-410A | 1.9167 | Residential & Commercial | No
215292411 | Central HP <5.4 tons | AIRQUEST | HRCU-A-CB (Split System: Heat Pump with Remote Outdoor Unit-Air-Source) | DLCURAH24ABK | ADP |  | H,GE7J936 | *96MSN0601716A* | 23000 | 17 | 9 | 24200 | 23200 | 95.87% | 1.96 | 0 | 9.5 |  |  |  | No | R-410A | 1.9167 | Residential & Commercial | No
215292426 | Central HP <5.4 tons | AIRQUEST | HRCU-A-CB (Split System: Heat Pump with Remote Outdoor Unit-Air-Source) | DLCURAH24ABK | ADP |  | H,GE23936 | *96MSN0801716A* | 21800 | 17 | 8.8 | 27600 | 24800 | 89.86% | 2.06 | 0 | 9 |  |  |  | No | R-410A | 1.8167 | Residential & Commercial | No
215292430 | Central HP <5.4 tons | AIRQUEST | HRCU-A-CB (Split System: Heat Pump with Remote Outdoor Unit-Air-Source) | DLCURAH24ABK | ADP |  | H,GG31930 | *96MSN0801716A* | 21800 | 17 | 8.85 | 27600 | 24800 | 89.86% | 2.08 | 0 | 9 |  |  |  | No | R-410A | 1.8167 | Residential & Commercial | No
215295385 | Central HP <5.4 tons | AIRQUEST | HRCU-A-CB (Split System: Heat Pump with Remote Outdoor Unit-Air-Source) | DLCURAH36ABK | ADP |  | HG33936 | *96VTN0801716A* | 34800 | 15.2 | 8.1 | 36800 | 34600 | 94.02% | 1.86 | 0 | 9 |  |  |  | No | R-410A | 2.9 | Residential & Commercial | No
215295401 | Central HP <5.4 tons | AIRQUEST | HRCU-A-CB (Split System: Heat Pump with Remote Outdoor Unit-Air-Source) | DLCURAH36ABK | ADP |  | HE7J936 | *96VTN0801716A* | 34800 | 15.2 | 8.1 | 36800 | 34600 | 94.02% | 1.86 | 0 | 9 |  |  |  | No | R-410A | 2.9 | Residential & Commercial | No
215292610 | Central HP <5.4 tons | AIRQUEST | HRCU-A-CB (Split System: Heat Pump with Remote Outdoor Unit-Air-Source) | DLCURAH24ABK | ADP |  | HE30924 | *96VTN0401410B* | 22400 | 15.2 | 8.5 | 25400 | 24600 | 96.85% | 2.06 | 0 | 9.5 |  |  |  | No | R-410A | 1.8667 | Residential & Commercial | No
215292611 | Central HP <5.4 tons | AIRQUEST | HRCU-A-CB (Split System: Heat Pump with Remote Outdoor Unit-Air-Source) | DLCURAH24ABK | ADP |  | HG7J924 | *96VTN0401410B* | 23000 | 16 | 8.5 | 25400 | 26600 | 104.7% | 2.28 | 0 | 9.5 |  |  |  | No | R-410A | 1.9167 | Residential & Commercial | No
215292613 | Central HP <5.4 tons | AIRQUEST | HRCU-A-CB (Split System: Heat Pump with Remote Outdoor Unit-Air-Source) | DLCURAH24ABK | ADP |  | H,GE7J924 | *96VTN0401410B* | 23000 | 16 | 8.5 | 24800 | 24400 | 98.39% | 2.06 | 0 | 9.5 |  |  |  | No | R-410A | 1.9167 | Residential & Commercial | No
215294583 | Central HP <5.4 tons | AIRQUEST | HRCU-A-CB (Split System: Heat Pump with Remote Outdoor Unit-Air-Source) | DLCURAH36ABK | ADP |  | H,GG24936 | *92MSN0601412A* | 34000 | 15.2 | 8.1 | 36800 | 34800 | 94.57% | 1.82 | 0 | 9 |  |  |  | No | R-410A | 2.8333 | Residential & Commercial | No
215294586 | Central HP <5.4 tons | AIRQUEST | HRCU-A-CB (Split System: Heat Pump with Remote Outdoor Unit-Air-Source) | DLCURAH36ABK | ADP |  | HG32936 | *92MSN0601412A* | 34800 | 15.2 | 8.1 | 36800 | 34800 | 94.57% | 1.82 | 0 | 9.5 |  |  |  | No | R-410A | 2.9 | Residential & Commercial | No
215294652 | Central HP <5.4 tons | AIRQUEST | HRCU-A-CB (Split System: Heat Pump with Remote Outdoor Unit-Air-Source) | DLCURAH36ABK | ADP |  | HE7J936 | *92MSN0601714A* | 35000 | 16 | 8.1 | 36800 | 34800 | 94.57% | 1.82 | 0 | 9.5 |  |  |  | No | R-410A | 2.9167 | Residential & Commercial | No
215292660 | Central HP <5.4 tons | AIRQUEST | HRCU-A-CB (Split System: Heat Pump with Remote Outdoor Unit-Air-Source) | DLCURAH24ABK | ADP |  | HE30924 | *96VTN0401712A* | 22200 | 15.2 | 8.5 | 24800 | 25600 | 103.2% | 2.18 | 0 | 9 |  |  |  | No | R-410A | 1.85 | Residential & Commercial | No
215292714 | Central HP <5.4 tons | AIRQUEST | HRCU-A-CB (Split System: Heat Pump with Remote Outdoor Unit-Air-Source) | DLCURAH24ABK | ADP |  | HE7J936 | *96VTN0401712B* | 23400 | 16 | 8.5 | 25400 | 25800 | 101.6% | 2.18 | 0 | 9.5 |  |  |  | No | R-410A | 1.95 | Residential & Commercial | No
215292780 | Central HP <5.4 tons | AIRQUEST | HRCU-A-CB (Split System: Heat Pump with Remote Outdoor Unit-Air-Source) | DLCURAH24ABK | ADP |  | HG31930 | *96VTN0601412B* | 22800 | 16 | 8.5 | 25200 | 26600 | 105.6% | 2.3 | 0 | 9.5 |  |  |  | No | R-410A | 1.9 | Residential & Commercial | No
215292812 | Central HP <5.4 tons | AIRQUEST | HRCU-A-CB (Split System: Heat Pump with Remote Outdoor Unit-Air-Source) | DLCURAH24ABK | ADP |  | H,GE7J936 | *96VTN0601412B* | 23000 | 17 | 8.5 | 24600 | 23600 | 95.93% | 2 | 0 | 9.5 |  |  |  | No | R-410A | 1.9167 | Residential & Commercial | No
215294733 | Central HP <5.4 tons | AIRQUEST | HRCU-A-CB (Split System: Heat Pump with Remote Outdoor Unit-Air-Source) | DLCURAH36ABK | ADP |  | H,GG33936 | *92MSN0802120A* | 34400 | 16 | 8.5 | 36200 | 34200 | 94.48% | 2.02 | 0 | 9.5 |  |  |  | No | R-410A | 2.8667 | Residential & Commercial | No
215294767 | Central HP <5.4 tons | AIRQUEST | HRCU-A-CB (Split System: Heat Pump with Remote Outdoor Unit-Air-Source) | DLCURAH36ABK | ADP |  | HE7J936 | *92MSN0802120A* | 34200 | 16 | 8.5 | 36200 | 34200 | 94.48% | 2.02 | 0 | 9.5 |  |  |  | No | R-410A | 2.85 | Residential & Commercial | No
215292980 | Central HP <5.4 tons | AIRQUEST | HRCU-A-CB (Split System: Heat Pump with Remote Outdoor Unit-Air-Source) | DLCURAH24ABK | ADP |  | H,GE31930 | *96VTN0801716B* | 23200 | 16 | 8.5 | 25400 | 25200 | 99.21% | 2.14 | 0 | 9.5 |  |  |  | No | R-410A | 1.9333 | Residential & Commercial | No
215294833 | Central HP <5.4 tons | AIRQUEST | HRCU-A-CB (Split System: Heat Pump with Remote Outdoor Unit-Air-Source) | DLCURAH36ABK | ADP |  | HG32936 | *92MSN1002122A* | 34200 | 16 | 8.5 | 36200 | 34200 | 94.48% | 2.04 | 0 | 9.5 |  |  |  | No | R-410A | 2.85 | Residential & Commercial | No
215295019 | Central HP <5.4 tons | AIRQUEST | HRCU-A-CB (Split System: Heat Pump with Remote Outdoor Unit-Air-Source) | DLCURAH36ABK | ADP |  | HE35936 | *96MSN0801716A* | 34600 | 16 | 8.1 | 36800 | 34600 | 94.02% | 1.98 | 0 | 9.5 |  |  |  | No | R-410A | 2.8833 | Residential & Commercial | No
215295035 | Central HP <5.4 tons | AIRQUEST | HRCU-A-CB (Split System: Heat Pump with Remote Outdoor Unit-Air-Source) | DLCURAH36ABK | ADP |  | H,GG1K936 | *96MSN0801716A* | 34800 | 16 | 8.1 | 36800 | 34600 | 94.02% | 1.98 | 0 | 9.5 |  |  |  | No | R-410A | 2.9 | Residential & Commercial | No
215295050 | Central HP <5.4 tons | AIRQUEST | HRCU-A-CB (Split System: Heat Pump with Remote Outdoor Unit-Air-Source) | DLCURAH36ABK | ADP |  | HE32936 | *96MSN0802120A* | 35000 | 16 | 8.1 | 36800 | 34800 | 94.57% | 1.9 | 0 | 9.5 |  |  |  | No | R-410A | 2.9167 | Residential & Commercial | No
215295219 | Central HP <5.4 tons | AIRQUEST | HRCU-A-CB (Split System: Heat Pump with Remote Outdoor Unit-Air-Source) | DLCURAH36ABK | ADP |  | H,GG32936 | *96MSN1402422A* | 33600 | 16 | 8.5 | 36200 | 34200 | 94.48% | 2.02 | 0 | 9.5 |  |  |  | No | R-410A | 2.8 | Residential & Commercial | No
215295251 | Central HP <5.4 tons | AIRQUEST | HRCU-A-CB (Split System: Heat Pump with Remote Outdoor Unit-Air-Source) | DLCURAH36ABK | ADP |  | H,GE1K936 | *96MSN1402422A* | 35200 | 16 | 8.5 | 36200 | 34200 | 94.48% | 2.02 | 0 | 9.5 |  |  |  | No | R-410A | 2.9333 | Residential & Commercial | No
215295387 | Central HP <5.4 tons | AIRQUEST | HRCU-A-CB (Split System: Heat Pump with Remote Outdoor Unit-Air-Source) | DLCURAH36ABK | ADP |  | HE33936 | *96VTN0801716A* | 34800 | 15.2 | 8.1 | 36800 | 34600 | 94.02% | 1.86 | 0 | 9 |  |  |  | No | R-410A | 2.9 | Residential & Commercial | No
215295419 | Central HP <5.4 tons | AIRQUEST | HRCU-A-CB (Split System: Heat Pump with Remote Outdoor Unit-Air-Source) | DLCURAH36ABK | ADP |  | HG32936 | *96VTN0801716B* | 35000 | 15.2 | 8.1 | 37400 | 35000 | 93.58% | 1.82 | 0 | 9.5 |  |  |  | No | R-410A | 2.9167 | Residential & Commercial | No
215295421 | Central HP <5.4 tons | AIRQUEST | HRCU-A-CB (Split System: Heat Pump with Remote Outdoor Unit-Air-Source) | DLCURAH36ABK | ADP |  | HE32936 | *96VTN0801716B* | 35000 | 15.2 | 8.1 | 37400 | 35000 | 93.58% | 1.82 | 0 | 9.5 |  |  |  | No | R-410A | 2.9167 | Residential & Commercial | No
215295485 | Central HP <5.4 tons | AIRQUEST | HRCU-A-CB (Split System: Heat Pump with Remote Outdoor Unit-Air-Source) | DLCURAH36ABK | ADP |  | HE8J936 | *96VTN0802120A* | 35000 | 16 | 8.1 | 36800 | 34600 | 94.02% | 1.86 | 0 | 9.5 |  |  |  | No | R-410A | 2.9167 | Residential & Commercial | No
215295404 | Central HP <5.4 tons | AIRQUEST | HRCU-A-CB (Split System: Heat Pump with Remote Outdoor Unit-Air-Source) | DLCURAH36ABK | ADP |  | HE8J936 | *96VTN0801716A* | 35200 | 15.2 | 8.1 | 36800 | 34600 | 94.02% | 1.86 | 0 | 9.5 |  |  |  | No | R-410A | 2.9333 | Residential & Commercial | No
215295471 | Central HP <5.4 tons | AIRQUEST | HRCU-A-CB (Split System: Heat Pump with Remote Outdoor Unit-Air-Source) | DLCURAH36ABK | ADP |  | H,GE34936 | *96VTN0802120A* | 35000 | 16 | 8.1 | 36800 | 34600 | 94.02% | 1.86 | 0 | 9.5 |  |  |  | No | R-410A | 2.9167 | Residential & Commercial | No
215295621 | Central HP <5.4 tons | AIRQUEST | HRCU-A-CB (Split System: Heat Pump with Remote Outdoor Unit-Air-Source) | DLCURAH36ABK | ADP |  | H,GG24936 | *96VTN1002122A* | 34200 | 16 | 8.1 | 36800 | 34800 | 94.57% | 1.82 | 0 | 9.5 |  |  |  | No | R-410A | 2.85 | Residential & Commercial | No
215295622 | Central HP <5.4 tons | AIRQUEST | HRCU-A-CB (Split System: Heat Pump with Remote Outdoor Unit-Air-Source) | DLCURAH36ABK | ADP |  | H,GE24936 | *96VTN1002122A* | 34200 | 16 | 8.1 | 36800 | 34800 | 94.57% | 1.82 | 0 | 9.5 |  |  |  | No | R-410A | 2.85 | Residential & Commercial | No
215295488 | Central HP <5.4 tons | AIRQUEST | HRCU-A-CB (Split System: Heat Pump with Remote Outdoor Unit-Air-Source) | DLCURAH36ABK | ADP |  | H,GG1K936 | *96VTN0802120A* | 35200 | 16 | 8.1 | 36200 | 34200 | 94.48% | 2.02 | 0 | 9.5 |  |  |  | No | R-410A | 2.9333 | Residential & Commercial | No
215295705 | Central HP <5.4 tons | AIRQUEST | HRCU-A-CB (Split System: Heat Pump with Remote Outdoor Unit-Air-Source) | DLCURAH36ABK | ADP |  | HG32936 | *96VTN1202422A* | 34800 | 16 | 8.1 | 36800 | 34600 | 94.02% | 1.88 | 0 | 9.5 |  |  |  | No | R-410A | 2.9 | Residential & Commercial | No
215294402 | Central HP <5.4 tons | AIRQUEST | HRCU-A-CB (Split System: Heat Pump with Remote Outdoor Unit-Air-Source) | DLCURAH30ABK | ADP |  | HE33936 | *96VTN1002122A* | 29400 | 15.2 | 8.1 | 32200 | 27400 | 85.09% | 1.76 | 0 | 9 |  |  |  | No | R-410A | 2.45 | Residential & Commercial | No
215294433 | Central HP <5.4 tons | AIRQUEST | HRCU-A-CB (Split System: Heat Pump with Remote Outdoor Unit-Air-Source) | DLCURAH30ABK | ADP |  | HG82936 | *96VTN1002122A* | 30000 | 15.2 | 8.1 | 32400 | 26800 | 82.72% | 1.8 | 0 | 9 |  |  |  | No | R-410A | 2.5 | Residential & Commercial | No
215294449 | Central HP <5.4 tons | AIRQUEST | HRCU-A-CB (Split System: Heat Pump with Remote Outdoor Unit-Air-Source) | DLCURAH30ABK | ADP |  | HG33936 | *96VTN1002122B* | 29800 | 15.2 | 8.1 | 32600 | 27600 | 84.66% | 1.78 | 0 | 9 |  |  |  | No | R-410A | 2.4833 | Residential & Commercial | No
215293911 | Central HP <5.4 tons | AIRQUEST | HRCU-A-CB (Split System: Heat Pump with Remote Outdoor Unit-Air-Source) | DLCURAH30ABK | ADP |  | HG82936 | *96MSN0802120A* | 29800 | 15.2 | 8.1 | 32600 | 27200 | 83.44% | 1.8 | 0 | 9 |  |  |  | No | R-410A | 2.4833 | Residential & Commercial | No
215293938 | Central HP <5.4 tons | AIRQUEST | HRCU-A-CB (Split System: Heat Pump with Remote Outdoor Unit-Air-Source) | DLCURAH30ABK | ADP |  | H,GG36936 | *96MSN1002120A* | 30200 | 15.2 | 8.5 | 32400 | 27000 | 83.33% | 1.8 | 0 | 9 |  |  |  | No | R-410A | 2.5167 | Residential & Commercial | No
215293986 | Central HP <5.4 tons | AIRQUEST | HRCU-A-CB (Split System: Heat Pump with Remote Outdoor Unit-Air-Source) | DLCURAH30ABK | ADP |  | HE35936 | *96MSN1202422A* | 30000 | 15.2 | 8.1 | 32600 | 27200 | 83.44% | 1.8 | 0 | 9 |  |  |  | No | R-410A | 2.5 | Residential & Commercial | No
215293988 | Central HP <5.4 tons | AIRQUEST | HRCU-A-CB (Split System: Heat Pump with Remote Outdoor Unit-Air-Source) | DLCURAH30ABK | ADP |  | H,GE36936 | *96MSN1202422A* | 30000 | 15.2 | 8.1 | 32600 | 27200 | 83.44% | 1.8 | 0 | 9 |  |  |  | No | R-410A | 2.5 | Residential & Commercial | No
215293993 | Central HP <5.4 tons | AIRQUEST | HRCU-A-CB (Split System: Heat Pump with Remote Outdoor Unit-Air-Source) | DLCURAH30ABK | ADP |  | HG7J936 | *96MSN1202422A* | 29400 | 15.2 | 8.1 | 32600 | 27200 | 83.44% | 1.8 | 0 | 8.5 |  |  |  | No | R-410A | 2.45 | Residential & Commercial | No
215294227 | Central HP <5.4 tons | AIRQUEST | HRCU-A-CB (Split System: Heat Pump with Remote Outdoor Unit-Air-Source) | DLCURAH30ABK | ADP |  | H,GG9J936 | *96VTN0802120A* | 29600 | 15.2 | 8.1 | 32000 | 27000 | 84.38% | 1.78 | 0 | 9 |  |  |  | No | R-410A | 2.4667 | Residential & Commercial | No
215294345 | Central HP <5.4 tons | AIRQUEST | HRCU-A-CB (Split System: Heat Pump with Remote Outdoor Unit-Air-Source) | DLCURAH30ABK | ADP |  | H,GG32936 | *96VTN1002120B* | 29400 | 15.2 | 8.5 | 32600 | 27200 | 83.44% | 1.8 | 0 | 8.5 |  |  |  | No | R-410A | 2.45 | Residential & Commercial | No
212974522 | Central HP <5.4 tons | CARRIER | HRCU-A-CB (Split System: Heat Pump with Remote Outdoor Unit-Air-Source) | 38MURAQ30AB3* |  |  | CAP**4224AL* | 59SP6B120V24**22 | 30200 | 15.2 | 8.1 | 34400 | 27400 | 79.65% | 1.8 | 0 | 9 |  |  |  | No | R-410A | 2.5167 | Residential & Commercial | No
215294372 | Central HP <5.4 tons | AIRQUEST | HRCU-A-CB (Split System: Heat Pump with Remote Outdoor Unit-Air-Source) | DLCURAH30ABK | ADP |  | H,GE8J936 | *96VTN1002120B* | 30000 | 15.2 | 8.5 | 32600 | 27200 | 83.44% | 1.8 | 0 | 9 |  |  |  | No | R-410A | 2.5 | Residential & Commercial | No
215294381 | Central HP <5.4 tons | AIRQUEST | HRCU-A-CB (Split System: Heat Pump with Remote Outdoor Unit-Air-Source) | DLCURAH30ABK | ADP |  | H,GE80936 | *96VTN1002120B* | 30200 | 15.2 | 8.5 | 32600 | 27200 | 83.44% | 1.8 | 0 | 9 |  |  |  | No | R-410A | 2.5167 | Residential & Commercial | No
215294413 | Central HP <5.4 tons | AIRQUEST | HRCU-A-CB (Split System: Heat Pump with Remote Outdoor Unit-Air-Source) | DLCURAH30ABK | ADP |  | HE36936 | *96VTN1002122A* | 30000 | 15.2 | 8.1 | 32400 | 26800 | 82.72% | 1.8 | 0 | 9 |  |  |  | No | R-410A | 2.5 | Residential & Commercial | No
212520311 | Central HP <5.4 tons | CARRIER | HRCU-A-CB (Split System: Heat Pump with Remote Outdoor Unit-Air-Source) | 38MURAQ30AB3* | ADP |  | H,PG9J936 | 58S(B,C)*A070E21**16 | 29600 | 15.2 | 8.1 | 32200 | 27000 | 83.85% | 1.78 | 0 | 9 |  |  |  | No | R-410A | 2.4667 | Residential & Commercial | No
212985266 | Central HP <5.4 tons | AIRQUEST | HRCU-A-CB (Split System: Heat Pump with Remote Outdoor Unit-Air-Source) | DLCURAH30ABK |  |  | EA*4X37L21A* | *92MSN1002120A* | 30600 | 15.2 | 8.5 | 33400 | 26400 | 79.04% | 1.86 | 0 | 9 |  |  |  | No | R-410A | 2.55 | Residential & Commercial | No
213787627 | Central HP <5.4 tons | CARRIER | HRCU-A-CB (Split System: Heat Pump with Remote Outdoor Unit-Air-Source) | 38MURAQ30AB3* |  |  | FG4ANXC48L* |  | 31600 | 15.75 | 9 | 32400 | 25800 | 79.63% | 1.88 | 0 | 9.5 |  |  |  | No | R-410A | 2.6333 | Residential & Commercial | No
212520342 | Central HP <5.4 tons | CARRIER | HRCU-A-CB (Split System: Heat Pump with Remote Outdoor Unit-Air-Source) | 38MURAQ30AB3* | ADP |  | H,PG34936 | 58S(B,C)*A155E24**20 | 29600 | 15.2 | 8.1 | 32200 | 26800 | 83.23% | 1.78 | 0 | 9 |  |  |  | No | R-410A | 2.4667 | Residential & Commercial | No
212520369 | Central HP <5.4 tons | CARRIER | HRCU-A-CB (Split System: Heat Pump with Remote Outdoor Unit-Air-Source) | 38MURAQ30AB3* | ADP |  | H,PG32936 | 58SP*A110V24**22 | 29000 | 15.2 | 8.1 | 32200 | 26800 | 83.23% | 1.8 | 0 | 8.5 |  |  |  | No | R-410A | 2.4167 | Residential & Commercial | No
215293483 | Central HP <5.4 tons | AIRQUEST | HRCU-A-CB (Split System: Heat Pump with Remote Outdoor Unit-Air-Source) | DLCURAH30ABK | ADP |  | HG48936 | *92MSN0601714A* | 29800 | 15.2 | 8.1 | 31800 | 26000 | 81.76% | 1.84 | 0 | 8.5 |  |  |  | No | R-410A | 2.4833 | Residential & Commercial | No
215293547 | Central HP <5.4 tons | AIRQUEST | HRCU-A-CB (Split System: Heat Pump with Remote Outdoor Unit-Air-Source) | DLCURAH30ABK | ADP |  | H,GG81936 | *92MSN0801716A* | 30000 | 15.2 | 8.1 | 32400 | 26800 | 82.72% | 1.82 | 0 | 9 |  |  |  | No | R-410A | 2.5 | Residential & Commercial | No
215293581 | Central HP <5.4 tons | AIRQUEST | HRCU-A-CB (Split System: Heat Pump with Remote Outdoor Unit-Air-Source) | DLCURAH30ABK | ADP |  | HG48936 | *92MSN0802120A* | 30200 | 15.2 | 8.1 | 32600 | 27000 | 82.82% | 1.8 | 0 | 9 |  |  |  | No | R-410A | 2.5167 | Residential & Commercial | No
215293598 | Central HP <5.4 tons | AIRQUEST | HRCU-A-CB (Split System: Heat Pump with Remote Outdoor Unit-Air-Source) | DLCURAH30ABK | ADP |  | HG82936 | *92MSN0802120A* | 30200 | 15.2 | 8.1 | 32600 | 27000 | 82.82% | 1.8 | 0 | 9 |  |  |  | No | R-410A | 2.5167 | Residential & Commercial | No
215293616 | Central HP <5.4 tons | AIRQUEST | HRCU-A-CB (Split System: Heat Pump with Remote Outdoor Unit-Air-Source) | DLCURAH30ABK | ADP |  | H,GG34936 | *92MSN1002120A* | 30200 | 15.2 | 8.1 | 32600 | 27000 | 82.82% | 1.8 | 0 | 9 |  |  |  | No | R-410A | 2.5167 | Residential & Commercial | No
215293630 | Central HP <5.4 tons | AIRQUEST | HRCU-A-CB (Split System: Heat Pump with Remote Outdoor Unit-Air-Source) | DLCURAH30ABK | ADP |  | HG7J936 | *92MSN1002120A* | 29800 | 15.2 | 8.1 | 32800 | 27600 | 84.15% | 1.78 | 0 | 9 |  |  |  | No | R-410A | 2.4833 | Residential & Commercial | No
215293631 | Central HP <5.4 tons | AIRQUEST | HRCU-A-CB (Split System: Heat Pump with Remote Outdoor Unit-Air-Source) | DLCURAH30ABK | ADP |  | H,GE7J936 | *92MSN1002120A* | 29800 | 15.2 | 8.1 | 32800 | 27600 | 84.15% | 1.78 | 0 | 9 |  |  |  | No | R-410A | 2.4833 | Residential & Commercial | No
215293681 | Central HP <5.4 tons | AIRQUEST | HRCU-A-CB (Split System: Heat Pump with Remote Outdoor Unit-Air-Source) | DLCURAH30ABK | ADP |  | HE7J936 | *92MSN1202420A* | 29400 | 15.2 | 8.1 | 32600 | 27200 | 83.44% | 1.8 | 0 | 8.5 |  |  |  | No | R-410A | 2.45 | Residential & Commercial | No
215293682 | Central HP <5.4 tons | AIRQUEST | HRCU-A-CB (Split System: Heat Pump with Remote Outdoor Unit-Air-Source) | DLCURAH30ABK | ADP |  | HG8J936 | *92MSN1202420A* | 29800 | 15.2 | 8.1 | 32600 | 27200 | 83.44% | 1.8 | 0 | 9 |  |  |  | No | R-410A | 2.4833 | Residential & Commercial | No
215293933 | Central HP <5.4 tons | AIRQUEST | HRCU-A-CB (Split System: Heat Pump with Remote Outdoor Unit-Air-Source) | DLCURAH30ABK | ADP |  | HE34936 | *96MSN1002120A* | 30200 | 15.2 | 8.5 | 32400 | 27000 | 83.33% | 1.8 | 0 | 9 |  |  |  | No | R-410A | 2.5167 | Residential & Commercial | No
215293934 | Central HP <5.4 tons | AIRQUEST | HRCU-A-CB (Split System: Heat Pump with Remote Outdoor Unit-Air-Source) | DLCURAH30ABK | ADP |  | H,GG35936 | *96MSN1002120A* | 30200 | 15.2 | 8.5 | 32400 | 27000 | 83.33% | 1.8 | 0 | 9 |  |  |  | No | R-410A | 2.5167 | Residential & Commercial | No
214608246 | Central HP <5.4 tons | TRANE | HRCU-A-CB (Split System: Heat Pump with Remote Outdoor Unit-Air-Source) | E4HL5060A1000A |  |  | E4AH5E48A1K30A |  | 48000 | 15.2 | 8.1 | 48000 | 34000 | 70.83% | 1.75 | 0 | 8.6 |  |  |  | No | R-410A | 4 | Residential & Commercial | No
215295739 | Central HP <5.4 tons | AIRQUEST | HRCU-A-CB (Split System: Heat Pump with Remote Outdoor Unit-Air-Source) | DLCURAH36ABK | ADP |  | H,GE23936 | *96VTN1202422B* | 32400 | 15.2 | 8.3 | 36200 | 34200 | 94.48% | 1.98 | 0 | 9 |  |  |  | No | R-410A | 2.7 | Residential & Commercial | No
215295770 | Central HP <5.4 tons | AIRQUEST | HRCU-A-CB (Split System: Heat Pump with Remote Outdoor Unit-Air-Source) | DLCURAH36ABK | ADP |  | H,GG9J936 | *96VTN1202422B* | 34800 | 16 | 8.5 | 36200 | 34200 | 94.48% | 2.02 | 0 | 9.5 |  |  |  | No | R-410A | 2.9 | Residential & Commercial | No
215295226 | Central HP <5.4 tons | AIRQUEST | HRCU-A-CB (Split System: Heat Pump with Remote Outdoor Unit-Air-Source) | DLCURAH36ABK | ADP |  | HE33936 | *96MSN1402422A* | 34200 | 16 | 8.5 | 36200 | 34200 | 94.48% | 2.02 | 0 | 9.5 |  |  |  | No | R-410A | 2.85 | Residential & Commercial | No
215295379 | Central HP <5.4 tons | AIRQUEST | HRCU-A-CB (Split System: Heat Pump with Remote Outdoor Unit-Air-Source) | DLCURAH36ABK | ADP |  | H,GE24936 | *96VTN0801716A* | 33800 | 15.2 | 8.1 | 36800 | 34600 | 94.02% | 1.86 | 0 | 9 |  |  |  | No | R-410A | 2.8167 | Residential & Commercial | No
215295413 | Central HP <5.4 tons | AIRQUEST | HRCU-A-CB (Split System: Heat Pump with Remote Outdoor Unit-Air-Source) | DLCURAH36ABK | ADP |  | HG82936 | *96VTN0801716A* | 35200 | 15.2 | 8.1 | 36800 | 34600 | 94.02% | 1.86 | 0 | 9.5 |  |  |  | No | R-410A | 2.9333 | Residential & Commercial | No
215295462 | Central HP <5.4 tons | AIRQUEST | HRCU-A-CB (Split System: Heat Pump with Remote Outdoor Unit-Air-Source) | DLCURAH36ABK | ADP |  | HG32936 | *96VTN0802120A* | 34200 | 16 | 8.1 | 36800 | 34600 | 94.02% | 1.86 | 0 | 9 |  |  |  | No | R-410A | 2.85 | Residential & Commercial | No
215295577 | Central HP <5.4 tons | AIRQUEST | HRCU-A-CB (Split System: Heat Pump with Remote Outdoor Unit-Air-Source) | DLCURAH36ABK | ADP |  | H,GE23936 | *96VTN1002120B* | 33200 | 16 | 8.1 | 36800 | 34600 | 94.02% | 1.88 | 0 | 9 |  |  |  | No | R-410A | 2.7667 | Residential & Commercial | No
215677825 | Central HP <5.4 tons | HEIL | HRCU-A-CB (Split System: Heat Pump with Remote Outdoor Unit-Air-Source) | H5H0V60*K*AAA* |  |  | EA*5X60M24A*+WALLCON | *97CMN0602120B* | 54000 | 17.5 | 8.5 | 60500 | 42500 | 70.25% | 1.86 | 0 | 8 |  |  |  | No | R-454B | 4.5 | Residential & Commercial | No
215683176 | Central HP <5.4 tons | AIRQUEST | HRCU-A-CB (Split System: Heat Pump with Remote Outdoor Unit-Air-Source) | H5H0V60*K*AAA* |  |  | EVD5X61M21A*+WALLCON | *97CTN1002122A* | 57500 | 18.5 | 9 | 64000 | 45000 | 70.31% | 2.06 | 0 | 9 |  |  |  | No | R-454B | 4.7917 | Residential & Commercial | No
213296875 | Central HP <5.4 tons | FRASER-JOHNSTON | HRCU-A-CB (Split System: Heat Pump with Remote Outdoor Unit-Air-Source) | HMH72B341 |  |  | XAFC36DXXN1+TXV | Z8ES120C16SMPS1 | 34000 | 18 | 8.5 | 33400 | 24400 | 73.05% | 2.12 | 0 | 9.5 |  |  |  | No | R-410A | 2.8333 | Residential & Commercial | No
213297025 | Central HP <5.4 tons | FRASER-JOHNSTON | HRCU-A-CB (Split System: Heat Pump with Remote Outdoor Unit-Air-Source) | HMH72B341 |  |  | XAUB36DXXN1+TXV | Z9ET080B12SMPS1 | 34000 | 18.5 | 8.1 | 33400 | 24200 | 72.46% | 2.08 | 0 | 9.5 |  |  |  | No | R-410A | 2.8333 | Residential & Commercial | No
213297145 | Central HP <5.4 tons | FRASER-JOHNSTON | HRCU-A-CB (Split System: Heat Pump with Remote Outdoor Unit-Air-Source) | HMH72B341 |  |  | XAHC30CXXN1+TXV | Z8ES100C16LMPS1 | 32400 | 17.5 | 8.1 | 32000 | 22800 | 71.25% | 2.02 | 0 | 9.5 |  |  |  | No | R-410A | 2.7 | Residential & Commercial | No
213297260 | Central HP <5.4 tons | FRASER-JOHNSTON | HRCU-A-CB (Split System: Heat Pump with Remote Outdoor Unit-Air-Source) | HMH72B341 |  |  | XAFC30CXXN1+TXV | Z9ES080C20SMPS1 | 33400 | 17.5 | 8.5 | 33000 | 23200 | 70.3% | 2.06 | 0 | 9.5 |  |  |  | No | R-410A | 2.7833 | Residential & Commercial | No
215295764 | Central HP <5.4 tons | AIRQUEST | HRCU-A-CB (Split System: Heat Pump with Remote Outdoor Unit-Air-Source) | DLCURAH36ABK | ADP |  | HG7J936 | *96VTN1202422B* | 34000 | 16 | 8.5 | 36200 | 34200 | 94.48% | 2.02 | 0 | 9.5 |  |  |  | No | R-410A | 2.8333 | Residential & Commercial | No
215291858 | Central HP <5.4 tons | AIRQUEST | HRCU-A-CB (Split System: Heat Pump with Remote Outdoor Unit-Air-Source) | DLCURAH24ABK | ADP |  | H,GG31930 | *92MSN0401712A* | 22600 | 15.2 | 8.5 | 24800 | 23600 | 95.16% | 1.96 | 0 | 9.5 |  |  |  | No | R-410A | 1.8833 | Residential & Commercial | No
215291961 | Central HP <5.4 tons | AIRQUEST | HRCU-A-CB (Split System: Heat Pump with Remote Outdoor Unit-Air-Source) | DLCURAH24ABK | ADP |  | H,GG31924 | *92MSN0601714A* | 23000 | 17 | 8.5 | 25200 | 26000 | 103.2% | 2.24 | 0 | 9.5 |  |  |  | No | R-410A | 1.9167 | Residential & Commercial | No
215291962 | Central HP <5.4 tons | AIRQUEST | HRCU-A-CB (Split System: Heat Pump with Remote Outdoor Unit-Air-Source) | DLCURAH24ABK | ADP |  | H,GG31930 | *92MSN0601714A* | 23000 | 17 | 8.5 | 25200 | 26000 | 103.2% | 2.24 | 0 | 9.5 |  |  |  | No | R-410A | 1.9167 | Residential & Commercial | No
211871493 | Central HP <5.4 tons | CARRIER | HRCU-A-CB (Split System: Heat Pump with Remote Outdoor Unit-Air-Source) | 38MURAQ24AB3* | ADP |  | H,PE30(1,2)24+TXV | 59SC2D080E17**16 | 23400 | 17 | 8.5 | 25200 | 23400 | 92.86% | 1.96 | 0 | 9.5 |  |  |  | No | R-410A | 1.95 | Residential & Commercial | No
215292009 | Central HP <5.4 tons | AIRQUEST | HRCU-A-CB (Split System: Heat Pump with Remote Outdoor Unit-Air-Source) | DLCURAH24ABK | ADP |  | H,GE22936 | *92MSN0801716A* | 22000 | 17 | 8.45 | 24600 | 24200 | 98.37% | 2.04 | 0 | 9.5 |  |  |  | No | R-410A | 1.8333 | Residential & Commercial | No
215292078 | Central HP <5.4 tons | AIRQUEST | HRCU-A-CB (Split System: Heat Pump with Remote Outdoor Unit-Air-Source) | DLCURAH24ABK | ADP |  | HE32936 | *92MSN0802120A* | 22800 | 17 | 8.5 | 24400 | 23600 | 96.72% | 2.02 | 0 | 9.5 |  |  |  | No | R-410A | 1.9 | Residential & Commercial | No
215292094 | Central HP <5.4 tons | AIRQUEST | HRCU-A-CB (Split System: Heat Pump with Remote Outdoor Unit-Air-Source) | DLCURAH24ABK | ADP |  | H,GE30924 | *92MSN0802120A* | 22200 | 17 | 8.5 | 24400 | 23600 | 96.72% | 2.02 | 0 | 9.5 |  |  |  | No | R-410A | 1.85 | Residential & Commercial | No
215292226 | Central HP <5.4 tons | AIRQUEST | HRCU-A-CB (Split System: Heat Pump with Remote Outdoor Unit-Air-Source) | DLCURAH24ABK | ADP |  | HE31924 | *96MSN0401410A* | 22600 | 16 | 8.5 | 25400 | 24800 | 97.64% | 2.1 | 0 | 9.5 |  |  |  | No | R-410A | 1.8833 | Residential & Commercial | No
215292276 | Central HP <5.4 tons | AIRQUEST | HRCU-A-CB (Split System: Heat Pump with Remote Outdoor Unit-Air-Source) | DLCURAH24ABK | ADP |  | H,GE31924 | *96MSN0401712A* | 22800 | 15.2 | 8.5 | 25600 | 24400 | 95.31% | 2.04 | 0 | 9.5 |  |  |  | No | R-410A | 1.9 | Residential & Commercial | No
215292279 | Central HP <5.4 tons | AIRQUEST | HRCU-A-CB (Split System: Heat Pump with Remote Outdoor Unit-Air-Source) | DLCURAH24ABK | ADP |  | HE31930 | *96MSN0401712A* | 22800 | 15.2 | 8.5 | 25600 | 24400 | 95.31% | 2.04 | 0 | 9.5 |  |  |  | No | R-410A | 1.9 | Residential & Commercial | No
215292294 | Central HP <5.4 tons | AIRQUEST | HRCU-A-CB (Split System: Heat Pump with Remote Outdoor Unit-Air-Source) | DLCURAH24ABK | ADP |  | HE34936 | *96MSN0401712A* | 23200 | 16 | 8.5 | 24600 | 23800 | 96.75% | 2 | 0 | 9.5 |  |  |  | No | R-410A | 1.9333 | Residential & Commercial | No
215292379 | Central HP <5.4 tons | AIRQUEST | HRCU-A-CB (Split System: Heat Pump with Remote Outdoor Unit-Air-Source) | DLCURAH24ABK | ADP |  | HG31930 | *96MSN0601716A* | 23200 | 16 | 9.5 | 25000 | 24400 | 97.6% | 2.04 | 0 | 9.5 |  |  |  | No | R-410A | 1.9333 | Residential & Commercial | No
215292412 | Central HP <5.4 tons | AIRQUEST | HRCU-A-CB (Split System: Heat Pump with Remote Outdoor Unit-Air-Source) | DLCURAH24ABK | ADP |  | HE7J936 | *96MSN0601716A* | 23000 | 17 | 9 | 24200 | 23200 | 95.87% | 1.96 | 0 | 9.5 |  |  |  | No | R-410A | 1.9167 | Residential & Commercial | No
215292530 | Central HP <5.4 tons | AIRQUEST | HRCU-A-CB (Split System: Heat Pump with Remote Outdoor Unit-Air-Source) | DLCURAH24ABK | ADP |  | H,GE23936 | *96VTN0401410A* | 23000 | 15.2 | 8.5 | 25000 | 23600 | 94.4% | 1.96 | 0 | 9.5 |  |  |  | No | R-410A | 1.9167 | Residential & Commercial | No
215292561 | Central HP <5.4 tons | AIRQUEST | HRCU-A-CB (Split System: Heat Pump with Remote Outdoor Unit-Air-Source) | DLCURAH24ABK | ADP |  | HE30924 | *96VTN0401410A* | 22800 | 15.2 | 8.5 | 25200 | 24400 | 96.83% | 2.04 | 0 | 9.5 |  |  |  | No | R-410A | 1.9 | Residential & Commercial | No
215292562 | Central HP <5.4 tons | AIRQUEST | HRCU-A-CB (Split System: Heat Pump with Remote Outdoor Unit-Air-Source) | DLCURAH24ABK | ADP |  | HG7J924 | *96VTN0401410A* | 22800 | 16 | 8.5 | 24200 | 23800 | 98.35% | 2.02 | 0 | 9.5 |  |  |  | No | R-410A | 1.9 | Residential & Commercial | No
215292563 | Central HP <5.4 tons | AIRQUEST | HRCU-A-CB (Split System: Heat Pump with Remote Outdoor Unit-Air-Source) | DLCURAH24ABK | ADP |  | H,GE7J924 | *96VTN0401410A* | 22800 | 16 | 8.5 | 24000 | 23400 | 97.5% | 1.96 | 0 | 9.5 |  |  |  | No | R-410A | 1.9 | Residential & Commercial | No
215292577 | Central HP <5.4 tons | AIRQUEST | HRCU-A-CB (Split System: Heat Pump with Remote Outdoor Unit-Air-Source) | DLCURAH24ABK | ADP |  | H,GE23936 | *96VTN0401410B* | 22600 | 16 | 8.5 | 25400 | 26800 | 105.5% | 2.3 | 0 | 9 |  |  |  | No | R-410A | 1.8833 | Residential & Commercial | No
215292578 | Central HP <5.4 tons | AIRQUEST | HRCU-A-CB (Split System: Heat Pump with Remote Outdoor Unit-Air-Source) | DLCURAH24ABK | ADP |  | H,GG24936 | *96VTN0401410B* | 23000 | 16 | 8.5 | 25400 | 26800 | 105.5% | 2.3 | 0 | 9.5 |  |  |  | No | R-410A | 1.9167 | Residential & Commercial | No
215292628 | Central HP <5.4 tons | AIRQUEST | HRCU-A-CB (Split System: Heat Pump with Remote Outdoor Unit-Air-Source) | DLCURAH24ABK | ADP |  | H,GE22936 | *96VTN0401712A* | 22200 | 15.2 | 8.5 | 24800 | 25600 | 103.2% | 2.18 | 0 | 9 |  |  |  | No | R-410A | 1.85 | Residential & Commercial | No
215292630 | Central HP <5.4 tons | AIRQUEST | HRCU-A-CB (Split System: Heat Pump with Remote Outdoor Unit-Air-Source) | DLCURAH24ABK | ADP |  | H,GG24936 | *96VTN0401712A* | 22800 | 16 | 8.5 | 24200 | 23200 | 95.87% | 1.96 | 0 | 9.5 |  |  |  | No | R-410A | 1.9 | Residential & Commercial | No
215292644 | Central HP <5.4 tons | AIRQUEST | HRCU-A-CB (Split System: Heat Pump with Remote Outdoor Unit-Air-Source) | DLCURAH24ABK | ADP |  | HE32936 | *96VTN0401712A* | 22600 | 16 | 8.5 | 24200 | 23800 | 98.35% | 2 | 0 | 9.5 |  |  |  | No | R-410A | 1.8833 | Residential & Commercial | No
215292678 | Central HP <5.4 tons | AIRQUEST | HRCU-A-CB (Split System: Heat Pump with Remote Outdoor Unit-Air-Source) | DLCURAH24ABK | ADP |  | H,GE24936 | *96VTN0401712B* | 23400 | 16 | 8.5 | 25400 | 25800 | 101.6% | 2.18 | 0 | 9.5 |  |  |  | No | R-410A | 1.95 | Residential & Commercial | No
215292711 | Central HP <5.4 tons | AIRQUEST | HRCU-A-CB (Split System: Heat Pump with Remote Outdoor Unit-Air-Source) | DLCURAH24ABK | ADP |  | HG7J936 | *96VTN0401712B* | 23400 | 16 | 8.5 | 25400 | 25800 | 101.6% | 2.18 | 0 | 9.5 |  |  |  | No | R-410A | 1.95 | Residential & Commercial | No
215292712 | Central HP <5.4 tons | AIRQUEST | HRCU-A-CB (Split System: Heat Pump with Remote Outdoor Unit-Air-Source) | DLCURAH24ABK | ADP |  | H,GE7J924 | *96VTN0401712B* | 23400 | 16 | 8.5 | 25400 | 25800 | 101.6% | 2.18 | 0 | 9.5 |  |  |  | No | R-410A | 1.95 | Residential & Commercial | No
215292727 | Central HP <5.4 tons | AIRQUEST | HRCU-A-CB (Split System: Heat Pump with Remote Outdoor Unit-Air-Source) | DLCURAH24ABK | ADP |  | H,GE22936 | *96VTN0601412A* | 22400 | 16 | 8.5 | 24800 | 25200 | 101.6% | 2.14 | 0 | 9.5 |  |  |  | No | R-410A | 1.8667 | Residential & Commercial | No
215292728 | Central HP <5.4 tons | AIRQUEST | HRCU-A-CB (Split System: Heat Pump with Remote Outdoor Unit-Air-Source) | DLCURAH24ABK | ADP |  | H,GE23936 | *96VTN0601412A* | 22800 | 16 | 8.5 | 24800 | 24200 | 97.58% | 2.04 | 0 | 9.5 |  |  |  | No | R-410A | 1.9 | Residential & Commercial | No
215292777 | Central HP <5.4 tons | AIRQUEST | HRCU-A-CB (Split System: Heat Pump with Remote Outdoor Unit-Air-Source) | DLCURAH24ABK | ADP |  | H,GE24936 | *96VTN0601412B* | 23000 | 17 | 8.5 | 24600 | 23600 | 95.93% | 2 | 0 | 9.5 |  |  |  | No | R-410A | 1.9167 | Residential & Commercial | No
215295769 | Central HP <5.4 tons | AIRQUEST | HRCU-A-CB (Split System: Heat Pump with Remote Outdoor Unit-Air-Source) | DLCURAH36ABK | ADP |  | HE8J936 | *96VTN1202422B* | 34400 | 16 | 8.5 | 36200 | 34200 | 94.48% | 2.02 | 0 | 9.5 |  |  |  | No | R-410A | 2.8667 | Residential & Commercial | No
215294599 | Central HP <5.4 tons | AIRQUEST | HRCU-A-CB (Split System: Heat Pump with Remote Outdoor Unit-Air-Source) | DLCURAH36ABK | ADP |  | H,GE35936 | *92MSN0601412A* | 35400 | 15.2 | 8.5 | 36800 | 34800 | 94.57% | 2 | 0 | 9.5 |  |  |  | No | R-410A | 2.95 | Residential & Commercial | No
215294634 | Central HP <5.4 tons | AIRQUEST | HRCU-A-CB (Split System: Heat Pump with Remote Outdoor Unit-Air-Source) | DLCURAH36ABK | ADP |  | H,GE33936 | *92MSN0601714A* | 35000 | 16 | 8.1 | 36800 | 34800 | 94.57% | 1.82 | 0 | 9.5 |  |  |  | No | R-410A | 2.9167 | Residential & Commercial | No
215294786 | Central HP <5.4 tons | AIRQUEST | HRCU-A-CB (Split System: Heat Pump with Remote Outdoor Unit-Air-Source) | DLCURAH36ABK | ADP |  | H,GE23936 | *92MSN1002120A* | 33400 | 16 | 8.1 | 36800 | 34800 | 94.57% | 1.82 | 0 | 9 |  |  |  | No | R-410A | 2.7833 | Residential & Commercial | No
215294835 | Central HP <5.4 tons | AIRQUEST | HRCU-A-CB (Split System: Heat Pump with Remote Outdoor Unit-Air-Source) | DLCURAH36ABK | ADP |  | HE32936 | *92MSN1002122A* | 34200 | 16 | 8.5 | 36200 | 34200 | 94.48% | 2.04 | 0 | 9.5 |  |  |  | No | R-410A | 2.85 | Residential & Commercial | No
215294967 | Central HP <5.4 tons | AIRQUEST | HRCU-A-CB (Split System: Heat Pump with Remote Outdoor Unit-Air-Source) | DLCURAH36ABK | ADP |  | H,GE33936 | *96MSN0601716A* | 35000 | 15.2 | 8.5 | 36800 | 34800 | 94.57% | 1.88 | 0 | 9.5 |  |  |  | No | R-410A | 2.9167 | Residential & Commercial | No
215669822 | Central HP <5.4 tons | HEIL | HRCU-A-CB (Split System: Heat Pump with Remote Outdoor Unit-Air-Source) | H5H0V36*K*AAA* |  |  | ESH5X36M12A*+WALLCON | *80CTL1352422B* | 33800 | 16 | 8.5 | 35600 | 25400 | 71.35% | 1.76 | 0 | 9.5 |  |  |  | No | R-454B | 2.8167 | Residential & Commercial | No
215670022 | Central HP <5.4 tons | HEIL | HRCU-A-CB (Split System: Heat Pump with Remote Outdoor Unit-Air-Source) | H5H0V36*K*AAA* |  |  | ESH5X42M12A*+WALLCON | *95CSU0601716B* | 33800 | 16 | 8.5 | 35600 | 25400 | 71.35% | 1.78 | 0 | 9 |  |  |  | No | R-454B | 2.8167 | Residential & Commercial | No
215294986 | Central HP <5.4 tons | AIRQUEST | HRCU-A-CB (Split System: Heat Pump with Remote Outdoor Unit-Air-Source) | DLCURAH36ABK | ADP |  | HG8J936 | *96MSN0601716A* | 35200 | 15.2 | 8.5 | 36800 | 34800 | 94.57% | 1.88 | 0 | 9.5 |  |  |  | No | R-410A | 2.9333 | Residential & Commercial | No
215294987 | Central HP <5.4 tons | AIRQUEST | HRCU-A-CB (Split System: Heat Pump with Remote Outdoor Unit-Air-Source) | DLCURAH36ABK | ADP |  | H,GE8J936 | *96MSN0601716A* | 35200 | 15.2 | 8.5 | 36800 | 34800 | 94.57% | 1.88 | 0 | 9.5 |  |  |  | No | R-410A | 2.9333 | Residential & Commercial | No
215295001 | Central HP <5.4 tons | AIRQUEST | HRCU-A-CB (Split System: Heat Pump with Remote Outdoor Unit-Air-Source) | DLCURAH36ABK | ADP |  | H,GE23936 | *96MSN0801716A* | 33600 | 15.2 | 8.1 | 37400 | 35000 | 93.58% | 1.84 | 0 | 9 |  |  |  | No | R-410A | 2.8 | Residential & Commercial | No
215295017 | Central HP <5.4 tons | AIRQUEST | HRCU-A-CB (Split System: Heat Pump with Remote Outdoor Unit-Air-Source) | DLCURAH36ABK | ADP |  | HG35936 | *96MSN0801716A* | 34600 | 16 | 8.1 | 36800 | 34600 | 94.02% | 1.98 | 0 | 9.5 |  |  |  | No | R-410A | 2.8833 | Residential & Commercial | No
215295036 | Central HP <5.4 tons | AIRQUEST | HRCU-A-CB (Split System: Heat Pump with Remote Outdoor Unit-Air-Source) | DLCURAH36ABK | ADP |  | H,GE1K936 | *96MSN0801716A* | 34800 | 16 | 8.1 | 36800 | 34600 | 94.02% | 1.98 | 0 | 9.5 |  |  |  | No | R-410A | 2.9 | Residential & Commercial | No
215295134 | Central HP <5.4 tons | AIRQUEST | HRCU-A-CB (Split System: Heat Pump with Remote Outdoor Unit-Air-Source) | DLCURAH36ABK | ADP |  | HG32936 | *96MSN1002122A* | 34600 | 16 | 8.5 | 36800 | 34600 | 94.02% | 1.88 | 0 | 9.5 |  |  |  | No | R-410A | 2.8833 | Residential & Commercial | No
215295135 | Central HP <5.4 tons | AIRQUEST | HRCU-A-CB (Split System: Heat Pump with Remote Outdoor Unit-Air-Source) | DLCURAH36ABK | ADP |  | H,GE32936 | *96MSN1002122A* | 34600 | 16 | 8.5 | 36800 | 34600 | 94.02% | 1.88 | 0 | 9.5 |  |  |  | No | R-410A | 2.8833 | Residential & Commercial | No
215295217 | Central HP <5.4 tons | AIRQUEST | HRCU-A-CB (Split System: Heat Pump with Remote Outdoor Unit-Air-Source) | DLCURAH36ABK | ADP |  | H,GG24936 | *96MSN1402422A* | 33000 | 16 | 8.45 | 36200 | 34200 | 94.48% | 2 | 0 | 9 |  |  |  | No | R-410A | 2.75 | Residential & Commercial | No
215295220 | Central HP <5.4 tons | AIRQUEST | HRCU-A-CB (Split System: Heat Pump with Remote Outdoor Unit-Air-Source) | DLCURAH36ABK | ADP |  | HG32936 | *96MSN1402422A* | 33600 | 16 | 8.5 | 36200 | 34200 | 94.48% | 2.02 | 0 | 9.5 |  |  |  | No | R-410A | 2.8 | Residential & Commercial | No
215295234 | Central HP <5.4 tons | AIRQUEST | HRCU-A-CB (Split System: Heat Pump with Remote Outdoor Unit-Air-Source) | DLCURAH36ABK | ADP |  | HE35936 | *96MSN1402422A* | 35000 | 16 | 8.5 | 36200 | 34200 | 94.48% | 2.02 | 0 | 9.5 |  |  |  | No | R-410A | 2.9167 | Residential & Commercial | No
215295388 | Central HP <5.4 tons | AIRQUEST | HRCU-A-CB (Split System: Heat Pump with Remote Outdoor Unit-Air-Source) | DLCURAH36ABK | ADP |  | H,GG34936 | *96VTN0801716A* | 35200 | 15.2 | 8.1 | 36800 | 34600 | 94.02% | 1.86 | 0 | 9.5 |  |  |  | No | R-410A | 2.9333 | Residential & Commercial | No
215295487 | Central HP <5.4 tons | AIRQUEST | HRCU-A-CB (Split System: Heat Pump with Remote Outdoor Unit-Air-Source) | DLCURAH36ABK | ADP |  | H,GE9J936 | *96VTN0802120A* | 35000 | 16 | 8.1 | 36800 | 34600 | 94.02% | 1.86 | 0 | 9.5 |  |  |  | No | R-410A | 2.9167 | Residential & Commercial | No
215295620 | Central HP <5.4 tons | AIRQUEST | HRCU-A-CB (Split System: Heat Pump with Remote Outdoor Unit-Air-Source) | DLCURAH36ABK | ADP |  | H,GE23936 | *96VTN1002122A* | 33600 | 16 | 8.1 | 36800 | 34800 | 94.57% | 1.82 | 0 | 9.5 |  |  |  | No | R-410A | 2.8 | Residential & Commercial | No
212603140 | Central HP <5.4 tons | DAY & NIGHT | HRCU-A-CB (Split System: Heat Pump with Remote Outdoor Unit-Air-Source) | DLCURAH24ABK | ADP |  | FG33936 | *80VSL0451716A* | 23000 | 17 | 8.5 | 24000 | 23200 | 96.67% | 1.96 | 0 | 9.5 |  |  |  | No | R-410A | 1.9167 | Residential & Commercial | No
211393515 | Central HP <5.4 tons | COLEMAN | HRCU-A-CB (Split System: Heat Pump with Remote Outdoor Unit-Air-Source) | HMH72B341 |  |  | XAHB30CXXN1+TXV | TL8E060A12UH11 | 32000 | 17.5 | 8.1 | 32600 | 23000 | 70.55% | 1.98 | 0 | 9.5 |  |  |  | No | R-410A | 2.6667 | Residential & Commercial | No
211388509 | Central HP <5.4 tons | COLEMAN | HRCU-A-CB (Split System: Heat Pump with Remote Outdoor Unit-Air-Source) | HMH72B341 |  |  | XAFB36DBCN1 | TM9V040A10MP12 | 33200 | 17 | 8.1 | 33200 | 23400 | 70.48% | 2 | 0 | 9.5 |  |  |  | No | R-410A | 2.7667 | Residential & Commercial | No
211394273 | Central HP <5.4 tons | COLEMAN | HRCU-A-CB (Split System: Heat Pump with Remote Outdoor Unit-Air-Source) | HMH72B341 |  |  | XAHD48FXXN1+TXV | TP9C120D20MP13 | 33400 | 16.5 | 8.5 | 32000 | 23200 | 72.5% | 2.06 | 0 | 9.5 |  |  |  | No | R-410A | 2.7833 | Residential & Commercial | No
211719789 | Central HP <5.4 tons | LUXAIRE | HRCU-A-CB (Split System: Heat Pump with Remote Outdoor Unit-Air-Source) | HMH72B341 |  |  | XAFB36DXXN1+TXV | LPLC060A12MP13 | 34000 | 17.5 | 8.1 | 34000 | 24200 | 71.18% | 2.06 | 0 | 9.5 |  |  |  | No | R-410A | 2.8333 | Residential & Commercial | No
211719720 | Central HP <5.4 tons | LUXAIRE | HRCU-A-CB (Split System: Heat Pump with Remote Outdoor Unit-Air-Source) | HMH72B341 |  |  | XAFA30DXXN1+TXV | LPLC060A12MP13 | 34000 | 17 | 8.1 | 34000 | 24200 | 71.18% | 2.04 | 0 | 9.5 |  |  |  | No | R-410A | 2.8333 | Residential & Commercial | No
211719722 | Central HP <5.4 tons | LUXAIRE | HRCU-A-CB (Split System: Heat Pump with Remote Outdoor Unit-Air-Source) | HMH72B341 |  |  | XAHB36DXXN1+TXV | LPLC060A12MP13 | 33400 | 16.5 | 8.1 | 33600 | 23800 | 70.83% | 2.02 | 0 | 9.5 |  |  |  | No | R-410A | 2.7833 | Residential & Commercial | No
215295767 | Central HP <5.4 tons | AIRQUEST | HRCU-A-CB (Split System: Heat Pump with Remote Outdoor Unit-Air-Source) | DLCURAH36ABK | ADP |  | HG8J936 | *96VTN1202422B* | 34400 | 16 | 8.5 | 36200 | 34200 | 94.48% | 2.02 | 0 | 9.5 |  |  |  | No | R-410A | 2.8667 | Residential & Commercial | No
213738531 | Central HP <5.4 tons | DAY & NIGHT | HRCU-A-CB (Split System: Heat Pump with Remote Outdoor Unit-Air-Source) | DLCURAH36ABK | ADP |  | PL36H175P069 | *92MSN0601714A* | 35000 | 16 | 8.1 | 36800 | 34800 | 94.57% | 1.82 | 0 | 9.5 |  |  |  | No | R-410A | 2.9167 | Residential & Commercial | No
215402245 | Central HP <5.4 tons | TRANE | HRCU-A-CB (Split System: Heat Pump with Remote Outdoor Unit-Air-Source) | E4HL5024A1000A |  |  | 4TXCB003DS3 | A801X060BM4SD | 24000 | 15.2 | 8.5 | 24000 | 21000 | 87.5% | 1.85 | 0 | 9 |  |  |  | No | R-410A | 2 | Residential & Commercial | No
211388670 | Central HP <5.4 tons | COLEMAN | HRCU-A-CB (Split System: Heat Pump with Remote Outdoor Unit-Air-Source) | HMH72B341 |  |  | XAHC36DBCN1 | TM9E080C16MP12 | 34000 | 17.5 | 8.1 | 34000 | 24400 | 71.76% | 2.06 | 0 | 9.5 |  |  |  | No | R-410A | 2.8333 | Residential & Commercial | No
211389023 | Central HP <5.4 tons | COLEMAN | HRCU-A-CB (Split System: Heat Pump with Remote Outdoor Unit-Air-Source) | HMH72B341 |  |  | XAFC36DXXN1+TXV | TM9E060B12MP12 | 34000 | 17.5 | 8.1 | 34000 | 24200 | 71.18% | 2.04 | 0 | 9.5 |  |  |  | No | R-410A | 2.8333 | Residential & Commercial | No
213297445 | Central HP <5.4 tons | FRASER-JOHNSTON | HRCU-A-CB (Split System: Heat Pump with Remote Outdoor Unit-Air-Source) | HMH72B341 |  |  | XAFB36DBCN1 | Z9ET060B12SMPS1 | 33800 | 17.5 | 8.5 | 33400 | 23400 | 70.06% | 2 | 0 | 9.5 |  |  |  | No | R-410A | 2.8167 | Residential & Commercial | No
211393672 | Central HP <5.4 tons | COLEMAN | HRCU-A-CB (Split System: Heat Pump with Remote Outdoor Unit-Air-Source) | HMH72B341 |  |  | XAFA30DXXN1+TXV | TM8V060A12MP12 | 34000 | 17 | 8.1 | 34000 | 24200 | 71.18% | 2.04 | 0 | 9.5 |  |  |  | No | R-410A | 2.8333 | Residential & Commercial | No
212520478 | Central HP <5.4 tons | CARRIER | HRCU-A-CB (Split System: Heat Pump with Remote Outdoor Unit-Air-Source) | 38MURAQ36AB3* | ADP |  | H,PG32936 | 58SP*A070V21**20 | 34200 | 16 | 8.1 | 36800 | 28000 | 76.09% | 1.8 | 0 | 9.5 |  |  |  | No | R-410A | 2.85 | Residential & Commercial | No
216367897 | Central HP <5.4 tons | BRYANT HEATING AND COOLING SYSTEMS | HRCU-A-CB (Split System: Heat Pump with Remote Outdoor Unit-Air-Source) | 38MURAQ36AB3* | ADP |  | V,C36H175P159 | 935SB48060M17*** | 35000 | 16 | 8.1 | 36800 | 34600 | 94.02% | 1.86 | 0 | 9.5 |  |  |  | No | R-410A | 2.9167 | Residential & Commercial | No
215670558 | Central HP <5.4 tons | HEIL | HRCU-A-CB (Split System: Heat Pump with Remote Outdoor Unit-Air-Source) | H5H0V36*K*AAA* |  |  | ESH5X60M12A*+WALLCON | *96CTN0401410B* | 33000 | 15.5 | 8.5 | 35000 | 25200 | 72% | 1.78 | 0 | 9 |  |  |  | No | R-454B | 2.75 | Residential & Commercial | No
214588207 | Central HP <5.4 tons | BRYANT HEATING AND COOLING SYSTEMS | HRCU-A-CB (Split System: Heat Pump with Remote Outdoor Unit-Air-Source) | 38MURAQ18AB3* | ADP |  | V,C36H***P429 | 926TC30040V14*** | 17000 | 16 | 8.5 | 16600 | 19000 | 114.5% | 2.34 | 0 | 9.5 |  |  |  | No | R-410A | 1.4167 | Residential & Commercial | No
211395010 | Central HP <5.4 tons | COLEMAN | HRCU-A-CB (Split System: Heat Pump with Remote Outdoor Unit-Air-Source) | HMH72B341 |  |  | XAHD48FXXN1+TXV | TP9C080C16MP13 | 32600 | 16 | 8.1 | 31800 | 23200 | 72.96% | 2.02 | 0 | 9 |  |  |  | No | R-410A | 2.7167 | Residential & Commercial | No
211398888 | Central HP <5.4 tons | COLEMAN | HRCU-A-CB (Split System: Heat Pump with Remote Outdoor Unit-Air-Source) | HMH72B341 |  |  | XAFD48FBCN1 | TMLE080C16MP11 | 33400 | 17 | 8.5 | 32200 | 23400 | 72.67% | 2.06 | 0 | 9.5 |  |  |  | No | R-410A | 2.7833 | Residential & Commercial | No
212970406 | Central HP <5.4 tons | CARRIER | HRCU-A-CB (Split System: Heat Pump with Remote Outdoor Unit-Air-Source) | 38MURAQ36AB3* |  |  | CAP**4221AL* | 58SP*B070V17**16 | 35400 | 15.5 | 8.1 | 38000 | 35200 | 92.63% | 1.9 | 0 | 9.5 |  |  |  | No | R-410A | 2.95 | Residential & Commercial | No
215670138 | Central HP <5.4 tons | HEIL | HRCU-A-CB (Split System: Heat Pump with Remote Outdoor Unit-Air-Source) | H5H0V36*K*AAA* |  |  | ESH5X48M12A*+WALLCON | *80CSU0601716A* | 34000 | 17 | 8.5 | 35400 | 25200 | 71.19% | 1.88 | 0 | 9.5 |  |  |  | No | R-454B | 2.8333 | Residential & Commercial | No
214302675 | Central HP <5.4 tons | BRYANT HEATING AND COOLING SYSTEMS | HRCU-A-CB (Split System: Heat Pump with Remote Outdoor Unit-Air-Source) | 38MURAQ24AB3* | ADP |  | C36A***L139 | 926TC36060V14*** | 23200 | 17 | 8.5 | 24600 | 23600 | 95.93% | 2 | 0 | 9.5 |  |  |  | No | R-410A | 1.9333 | Residential & Commercial | No
215294001 | Central HP <5.4 tons | AIRQUEST | HRCU-A-CB (Split System: Heat Pump with Remote Outdoor Unit-Air-Source) | DLCURAH30ABK | ADP |  | H,GE9J936 | *96MSN1202422A* | 30000 | 15.2 | 8.1 | 32600 | 27200 | 83.44% | 1.8 | 0 | 9 |  |  |  | No | R-410A | 2.5 | Residential & Commercial | No
215294215 | Central HP <5.4 tons | AIRQUEST | HRCU-A-CB (Split System: Heat Pump with Remote Outdoor Unit-Air-Source) | DLCURAH30ABK | ADP |  | H,GG36936 | *96VTN0802120A* | 29600 | 15.2 | 8.1 | 32000 | 27000 | 84.38% | 1.78 | 0 | 9 |  |  |  | No | R-410A | 2.4667 | Residential & Commercial | No
215294284 | Central HP <5.4 tons | AIRQUEST | HRCU-A-CB (Split System: Heat Pump with Remote Outdoor Unit-Air-Source) | DLCURAH30ABK | ADP |  | H,GG81936 | *96VTN0802120B* | 29400 | 15.2 | 8.5 | 31800 | 26000 | 81.76% | 1.86 | 0 | 8.5 |  |  |  | No | R-410A | 2.45 | Residential & Commercial | No
215294285 | Central HP <5.4 tons | AIRQUEST | HRCU-A-CB (Split System: Heat Pump with Remote Outdoor Unit-Air-Source) | DLCURAH30ABK | ADP |  | HG81936 | *96VTN0802120B* | 29400 | 15.2 | 8.5 | 31800 | 26000 | 81.76% | 1.86 | 0 | 8.5 |  |  |  | No | R-410A | 2.45 | Residential & Commercial | No
215294383 | Central HP <5.4 tons | AIRQUEST | HRCU-A-CB (Split System: Heat Pump with Remote Outdoor Unit-Air-Source) | DLCURAH30ABK | ADP |  | HG81936 | *96VTN1002120B* | 30200 | 15.2 | 8.5 | 32600 | 27200 | 83.44% | 1.8 | 0 | 9 |  |  |  | No | R-410A | 2.5167 | Residential & Commercial | No
215294400 | Central HP <5.4 tons | AIRQUEST | HRCU-A-CB (Split System: Heat Pump with Remote Outdoor Unit-Air-Source) | DLCURAH30ABK | ADP |  | HG33936 | *96VTN1002122A* | 29400 | 15.2 | 8.1 | 32200 | 27400 | 85.09% | 1.76 | 0 | 9 |  |  |  | No | R-410A | 2.45 | Residential & Commercial | No
215294466 | Central HP <5.4 tons | AIRQUEST | HRCU-A-CB (Split System: Heat Pump with Remote Outdoor Unit-Air-Source) | DLCURAH30ABK | ADP |  | HG7J936 | *96VTN1002122B* | 29600 | 15.2 | 8.1 | 32600 | 27600 | 84.66% | 1.78 | 0 | 9 |  |  |  | No | R-410A | 2.4667 | Residential & Commercial | No
212977048 | Central HP <5.4 tons | CARRIER | HRCU-A-CB (Split System: Heat Pump with Remote Outdoor Unit-Air-Source) | 38MURAQ30AB3* |  |  | CAP**4321AL* | 59TP6C100V21**22 | 30400 | 15.2 | 8.1 | 33000 | 26400 | 80% | 1.84 | 0 | 9 |  |  |  | No | R-410A | 2.5333 | Residential & Commercial | No
215293482 | Central HP <5.4 tons | AIRQUEST | HRCU-A-CB (Split System: Heat Pump with Remote Outdoor Unit-Air-Source) | DLCURAH30ABK | ADP |  | H,GG48936 | *92MSN0601714A* | 29800 | 15.2 | 8.1 | 31800 | 26000 | 81.76% | 1.84 | 0 | 8.5 |  |  |  | No | R-410A | 2.4833 | Residential & Commercial | No
215293498 | Central HP <5.4 tons | AIRQUEST | HRCU-A-CB (Split System: Heat Pump with Remote Outdoor Unit-Air-Source) | DLCURAH30ABK | ADP |  | H,GG81936 | *92MSN0601714A* | 29400 | 15.2 | 8.1 | 31800 | 26000 | 81.76% | 1.84 | 0 | 8.5 |  |  |  | No | R-410A | 2.45 | Residential & Commercial | No
214608295 | Central HP <5.4 tons | TRANE | HRCU-A-CB (Split System: Heat Pump with Remote Outdoor Unit-Air-Source) | E4HL5018A1000A |  |  | 4TXCB003DS3 | A801X040BM2SCA | 20000 | 15.2 | 8.5 | 20000 | 18000 | 90% | 1.85 | 0 | 9 |  |  |  | No | R-410A | 1.6667 | Residential & Commercial | No
211912012 | Central HP <5.4 tons | CARRIER | HRCU-A-CB (Split System: Heat Pump with Remote Outdoor Unit-Air-Source) | 38MURAQ24AB3* | ADP |  | CDP23H13P+TXV | 59SC2D080E17**16 | 23400 | 17 | 8.5 | 25200 | 23800 | 94.44% | 1.96 | 0 | 9.5 |  |  |  | No | R-410A | 1.95 | Residential & Commercial | No
213297360 | Central HP <5.4 tons | FRASER-JOHNSTON | HRCU-A-CB (Split System: Heat Pump with Remote Outdoor Unit-Air-Source) | HMH72B341 |  |  | XAHC30CXXN1+TXV | Z8ES100B12LMPS1 | 32000 | 17.5 | 8.1 | 32200 | 22600 | 70.19% | 2 | 0 | 9.5 |  |  |  | No | R-410A | 2.6667 | Residential & Commercial | No
213297510 | Central HP <5.4 tons | FRASER-JOHNSTON | HRCU-A-CB (Split System: Heat Pump with Remote Outdoor Unit-Air-Source) | HMH72B341 |  |  | XAFC36DXXN1+TXV | Z8ET080B12LMPS1 | 34000 | 18.5 | 8.1 | 33400 | 24000 | 71.86% | 2.08 | 0 | 9.5 |  |  |  | No | R-410A | 2.8333 | Residential & Commercial | No
215293499 | Central HP <5.4 tons | AIRQUEST | HRCU-A-CB (Split System: Heat Pump with Remote Outdoor Unit-Air-Source) | DLCURAH30ABK | ADP |  | HG81936 | *92MSN0601714A* | 29400 | 15.2 | 8.1 | 31800 | 26000 | 81.76% | 1.84 | 0 | 8.5 |  |  |  | No | R-410A | 2.45 | Residential & Commercial | No
215293513 | Central HP <5.4 tons | AIRQUEST | HRCU-A-CB (Split System: Heat Pump with Remote Outdoor Unit-Air-Source) | DLCURAH30ABK | ADP |  | H,GE32936 | *92MSN0801716A* | 29000 | 15.2 | 8.1 | 32400 | 27600 | 85.19% | 1.78 | 0 | 8.5 |  |  |  | No | R-410A | 2.4167 | Residential & Commercial | No
215293530 | Central HP <5.4 tons | AIRQUEST | HRCU-A-CB (Split System: Heat Pump with Remote Outdoor Unit-Air-Source) | DLCURAH30ABK | ADP |  | H,GG37936 | *92MSN0801716A* | 30000 | 15.2 | 8.1 | 32400 | 26800 | 82.72% | 1.82 | 0 | 9 |  |  |  | No | R-410A | 2.5 | Residential & Commercial | No
215293531 | Central HP <5.4 tons | AIRQUEST | HRCU-A-CB (Split System: Heat Pump with Remote Outdoor Unit-Air-Source) | DLCURAH30ABK | ADP |  | H,GG48936 | *92MSN0801716A* | 30000 | 15.2 | 8.1 | 32400 | 26800 | 82.72% | 1.82 | 0 | 9 |  |  |  | No | R-410A | 2.5 | Residential & Commercial | No
215293532 | Central HP <5.4 tons | AIRQUEST | HRCU-A-CB (Split System: Heat Pump with Remote Outdoor Unit-Air-Source) | DLCURAH30ABK | ADP |  | HG48936 | *92MSN0801716A* | 30000 | 15.2 | 8.1 | 32400 | 26800 | 82.72% | 1.82 | 0 | 9 |  |  |  | No | R-410A | 2.5 | Residential & Commercial | No
215293596 | Central HP <5.4 tons | AIRQUEST | HRCU-A-CB (Split System: Heat Pump with Remote Outdoor Unit-Air-Source) | DLCURAH30ABK | ADP |  | H,GG81936 | *92MSN0802120A* | 30200 | 15.2 | 8.1 | 32600 | 27000 | 82.82% | 1.8 | 0 | 9 |  |  |  | No | R-410A | 2.5167 | Residential & Commercial | No
215293597 | Central HP <5.4 tons | AIRQUEST | HRCU-A-CB (Split System: Heat Pump with Remote Outdoor Unit-Air-Source) | DLCURAH30ABK | ADP |  | HG81936 | *92MSN0802120A* | 30200 | 15.2 | 8.1 | 32600 | 27000 | 82.82% | 1.8 | 0 | 9 |  |  |  | No | R-410A | 2.5167 | Residential & Commercial | No
215293613 | Central HP <5.4 tons | AIRQUEST | HRCU-A-CB (Split System: Heat Pump with Remote Outdoor Unit-Air-Source) | DLCURAH30ABK | ADP |  | HG33936 | *92MSN1002120A* | 30000 | 15.2 | 8.1 | 32800 | 27600 | 84.15% | 1.78 | 0 | 9 |  |  |  | No | R-410A | 2.5 | Residential & Commercial | No
213312839 | Central HP <5.4 tons | BRYANT HEATING AND COOLING SYSTEMS | HRCU-A-CB (Split System: Heat Pump with Remote Outdoor Unit-Air-Source) | 38MURAQ24AB3* | ADP |  | V36H***P039+CBPE3A* |  | 22800 | 17 | 8.6 | 25400 | 25400 | 100% | 2.1 | 0 | 9.5 |  |  |  | No | R-410A | 1.9 | Residential & Commercial | No
211386645 | Central HP <5.4 tons | FRASER-JOHNSTON | HRCU-A-CB (Split System: Heat Pump with Remote Outdoor Unit-Air-Source) | HMH72B341 |  |  | XAUC48FXXN1+JMET12CS2N1+TXV |  | 34000 | 17.5 | 8.5 | 32600 | 23800 | 73.01% | 2.12 | 0 | 9.5 |  |  |  | No | R-410A | 2.8333 | Residential & Commercial | No
211386838 | Central HP <5.4 tons | FRASER-JOHNSTON | HRCU-A-CB (Split System: Heat Pump with Remote Outdoor Unit-Air-Source) | HMH72B341 |  |  | XAFC36DXXN1+TXV | TM9Y080C16MP11 | 34000 | 18.5 | 8.1 | 34000 | 24400 | 71.76% | 2.08 | 0 | 9.5 |  |  |  | No | R-410A | 2.8333 | Residential & Commercial | No
215674466 | Central HP <5.4 tons | HEIL | HRCU-A-CB (Split System: Heat Pump with Remote Outdoor Unit-Air-Source) | H5H0V48*K*AAA* |  |  | EA*5X61M24A*+WALLCON | *80CSU1002120A* | 46000 | 18 | 9 | 48000 | 33800 | 70.42% | 2.08 | 0 | 9.5 |  |  |  | No | R-454B | 3.8333 | Residential & Commercial | No
211389205 | Central HP <5.4 tons | COLEMAN | HRCU-A-CB (Split System: Heat Pump with Remote Outdoor Unit-Air-Source) | HMH72B341 |  |  | XAUB36DXXN1+TXV | TM9E060A10MP12 | 33600 | 17.5 | 8.1 | 33800 | 23800 | 70.41% | 2.02 | 0 | 9.5 |  |  |  | No | R-410A | 2.8 | Residential & Commercial | No
211389923 | Central HP <5.4 tons | COLEMAN | HRCU-A-CB (Split System: Heat Pump with Remote Outdoor Unit-Air-Source) | HMH72B341 |  |  | XAHC36DXXN1+TXV | TM8V080C16MP12 | 34000 | 17 | 8.1 | 34000 | 24600 | 72.35% | 2.08 | 0 | 9.5 |  |  |  | No | R-410A | 2.8333 | Residential & Commercial | No
211390645 | Central HP <5.4 tons | COLEMAN | HRCU-A-CB (Split System: Heat Pump with Remote Outdoor Unit-Air-Source) | HMH72B341 |  |  | XAFC36DBCN1 | TPLC080B12MP13 | 33800 | 17 | 8.1 | 34000 | 24200 | 71.18% | 2.04 | 0 | 9.5 |  |  |  | No | R-410A | 2.8167 | Residential & Commercial | No
211390759 | Central HP <5.4 tons | COLEMAN | HRCU-A-CB (Split System: Heat Pump with Remote Outdoor Unit-Air-Source) | HMH72B341 |  |  | XAFB36DBCN1 | TPLC080B12MP13 | 33600 | 17 | 8.1 | 33600 | 23600 | 70.24% | 2.02 | 0 | 9.5 |  |  |  | No | R-410A | 2.8 | Residential & Commercial | No
213738460 | Central HP <5.4 tons | DAY & NIGHT | HRCU-A-CB (Split System: Heat Pump with Remote Outdoor Unit-Air-Source) | DLCURAH36ABK | ADP |  | FG32936 | *80MS(N,L)0701412A* | 33600 | 15.2 | 8.1 | 36800 | 34600 | 94.02% | 1.94 | 0 | 9.5 |  |  |  | No | R-410A | 2.8 | Residential & Commercial | No
213738543 | Central HP <5.4 tons | DAY & NIGHT | HRCU-A-CB (Split System: Heat Pump with Remote Outdoor Unit-Air-Source) | DLCURAH36ABK | ADP |  | PL36H175P069 | *95MSU0401712A* | 35000 | 15.2 | 8.1 | 37400 | 35000 | 93.58% | 1.82 | 0 | 9.5 |  |  |  | No | R-410A | 2.9167 | Residential & Commercial | No
215293632 | Central HP <5.4 tons | AIRQUEST | HRCU-A-CB (Split System: Heat Pump with Remote Outdoor Unit-Air-Source) | DLCURAH30ABK | ADP |  | HE7J936 | *92MSN1002120A* | 29800 | 15.2 | 8.1 | 32800 | 27600 | 84.15% | 1.78 | 0 | 9 |  |  |  | No | R-410A | 2.4833 | Residential & Commercial | No
215293633 | Central HP <5.4 tons | AIRQUEST | HRCU-A-CB (Split System: Heat Pump with Remote Outdoor Unit-Air-Source) | DLCURAH30ABK | ADP |  | HG8J936 | *92MSN1002120A* | 30000 | 15.2 | 8.1 | 32600 | 27000 | 82.82% | 1.8 | 0 | 9 |  |  |  | No | R-410A | 2.5 | Residential & Commercial | No
215293663 | Central HP <5.4 tons | AIRQUEST | HRCU-A-CB (Split System: Heat Pump with Remote Outdoor Unit-Air-Source) | DLCURAH30ABK | ADP |  | H,GE33936 | *92MSN1202420A* | 29600 | 15.2 | 8.1 | 32600 | 27200 | 83.44% | 1.8 | 0 | 8.5 |  |  |  | No | R-410A | 2.4667 | Residential & Commercial | No
215293680 | Central HP <5.4 tons | AIRQUEST | HRCU-A-CB (Split System: Heat Pump with Remote Outdoor Unit-Air-Source) | DLCURAH30ABK | ADP |  | H,GE7J936 | *92MSN1202420A* | 29400 | 15.2 | 8.1 | 32600 | 27200 | 83.44% | 1.8 | 0 | 8.5 |  |  |  | No | R-410A | 2.45 | Residential & Commercial | No
215293982 | Central HP <5.4 tons | AIRQUEST | HRCU-A-CB (Split System: Heat Pump with Remote Outdoor Unit-Air-Source) | DLCURAH30ABK | ADP |  | HE34936 | *96MSN1202422A* | 29800 | 15.2 | 8.1 | 32600 | 27200 | 83.44% | 1.8 | 0 | 9 |  |  |  | No | R-410A | 2.4833 | Residential & Commercial | No
215294216 | Central HP <5.4 tons | AIRQUEST | HRCU-A-CB (Split System: Heat Pump with Remote Outdoor Unit-Air-Source) | DLCURAH30ABK | ADP |  | H,GE36936 | *96VTN0802120A* | 29600 | 15.2 | 8.1 | 32000 | 27000 | 84.38% | 1.78 | 0 | 9 |  |  |  | No | R-410A | 2.4667 | Residential & Commercial | No
215294234 | Central HP <5.4 tons | AIRQUEST | HRCU-A-CB (Split System: Heat Pump with Remote Outdoor Unit-Air-Source) | DLCURAH30ABK | ADP |  | H,GE80936 | *96VTN0802120A* | 29600 | 15.2 | 8.1 | 32000 | 27000 | 84.38% | 1.78 | 0 | 9 |  |  |  | No | R-410A | 2.4667 | Residential & Commercial | No
215294235 | Central HP <5.4 tons | AIRQUEST | HRCU-A-CB (Split System: Heat Pump with Remote Outdoor Unit-Air-Source) | DLCURAH30ABK | ADP |  | H,GG81936 | *96VTN0802120A* | 29600 | 15.2 | 8.1 | 32000 | 27000 | 84.38% | 1.78 | 0 | 9 |  |  |  | No | R-410A | 2.4667 | Residential & Commercial | No
215294267 | Central HP <5.4 tons | AIRQUEST | HRCU-A-CB (Split System: Heat Pump with Remote Outdoor Unit-Air-Source) | DLCURAH30ABK | ADP |  | H,GG37936 | *96VTN0802120B* | 29400 | 15.2 | 8.5 | 31800 | 26000 | 81.76% | 1.86 | 0 | 8.5 |  |  |  | No | R-410A | 2.45 | Residential & Commercial | No
215294349 | Central HP <5.4 tons | AIRQUEST | HRCU-A-CB (Split System: Heat Pump with Remote Outdoor Unit-Air-Source) | DLCURAH30ABK | ADP |  | HE32936 | *96VTN1002120B* | 29400 | 15.2 | 8.5 | 32600 | 27200 | 83.44% | 1.8 | 0 | 8.5 |  |  |  | No | R-410A | 2.45 | Residential & Commercial | No
215294351 | Central HP <5.4 tons | AIRQUEST | HRCU-A-CB (Split System: Heat Pump with Remote Outdoor Unit-Air-Source) | DLCURAH30ABK | ADP |  | HG33936 | *96VTN1002120B* | 29800 | 15.2 | 8.5 | 32600 | 27200 | 83.44% | 1.8 | 0 | 8.5 |  |  |  | No | R-410A | 2.4833 | Residential & Commercial | No
213738356 | Central HP <5.4 tons | DAY & NIGHT | HRCU-A-CB (Split System: Heat Pump with Remote Outdoor Unit-Air-Source) | DLCURAH30ABK | ADP |  | PL36H210P299 | *80MSU0401712A* | 30800 | 15.2 | 8.5 | 31800 | 25800 | 81.13% | 1.86 | 0 | 9 |  |  |  | No | R-410A | 2.5667 | Residential & Commercial | No
213738363 | Central HP <5.4 tons | DAY & NIGHT | HRCU-A-CB (Split System: Heat Pump with Remote Outdoor Unit-Air-Source) | DLCURAH30ABK | ADP |  | PL36H210P179 | *80MSU0401712A* | 29800 | 15.2 | 8.1 | 32200 | 27200 | 84.47% | 1.8 | 0 | 9 |  |  |  | No | R-410A | 2.4833 | Residential & Commercial | No
211393956 | Central HP <5.4 tons | COLEMAN | HRCU-A-CB (Split System: Heat Pump with Remote Outdoor Unit-Air-Source) | HMH72B341 |  |  | XAFC48FBCN1 | TM9Y100C16MP11 | 33800 | 17.5 | 8.5 | 32800 | 24200 | 73.78% | 2.06 | 0 | 9 |  |  |  | No | R-410A | 2.8167 | Residential & Commercial | No
211394231 | Central HP <5.4 tons | COLEMAN | HRCU-A-CB (Split System: Heat Pump with Remote Outdoor Unit-Air-Source) | HMH72B341 |  |  | XAFC48FBCN1 | TM9Y060B12MP11 | 33200 | 16.5 | 8.1 | 32600 | 24000 | 73.62% | 2.02 | 0 | 9 |  |  |  | No | R-410A | 2.7667 | Residential & Commercial | No
213738342 | Central HP <5.4 tons | DAY & NIGHT | HRCU-A-CB (Split System: Heat Pump with Remote Outdoor Unit-Air-Source) | DLCURAH30ABK | ADP |  | FG82936 | *80MS(N,L)0701412A* | 29800 | 15.2 | 8.1 | 32400 | 26800 | 82.72% | 1.82 | 0 | 9 |  |  |  | No | R-410A | 2.4833 | Residential & Commercial | No
213738358 | Central HP <5.4 tons | DAY & NIGHT | HRCU-A-CB (Split System: Heat Pump with Remote Outdoor Unit-Air-Source) | DLCURAH30ABK | ADP |  | FG33936 | *80MSU0401712A* | 29400 | 15.2 | 8.1 | 32400 | 27600 | 85.19% | 1.76 | 0 | 9 |  |  |  | No | R-410A | 2.45 | Residential & Commercial | No
211712241 | Central HP <5.4 tons | CARRIER | HRCU-A-CB (Split System: Heat Pump with Remote Outdoor Unit-Air-Source) | 38MURAQ30AB3* |  |  | CAP**4221AL* | GG96VTAA60100C | 29600 | 15.2 | 8.1 | 33600 | 27400 | 81.55% | 1.78 | 0 | 9 |  |  |  | No | R-410A | 2.4667 | Residential & Commercial | No
211712327 | Central HP <5.4 tons | CARRIER | HRCU-A-CB (Split System: Heat Pump with Remote Outdoor Unit-Air-Source) | 38MURAQ30AB3* |  |  | CAP**4221AL* | 58SU*A040E17**12 | 30400 | 15.2 | 8.1 | 34200 | 27000 | 78.95% | 1.8 | 0 | 9 |  |  |  | No | R-410A | 2.5333 | Residential & Commercial | No
215295378 | Central HP <5.4 tons | AIRQUEST | HRCU-A-CB (Split System: Heat Pump with Remote Outdoor Unit-Air-Source) | DLCURAH36ABK | ADP |  | H,GG24936 | *96VTN0801716A* | 33800 | 15.2 | 8.1 | 36800 | 34600 | 94.02% | 1.86 | 0 | 9 |  |  |  | No | R-410A | 2.8167 | Residential & Commercial | No
215295395 | Central HP <5.4 tons | AIRQUEST | HRCU-A-CB (Split System: Heat Pump with Remote Outdoor Unit-Air-Source) | DLCURAH36ABK | ADP |  | H,GG36936 | *96VTN0801716A* | 35200 | 15.2 | 8.1 | 36800 | 34600 | 94.02% | 1.86 | 0 | 9.5 |  |  |  | No | R-410A | 2.9333 | Residential & Commercial | No
215295426 | Central HP <5.4 tons | AIRQUEST | HRCU-A-CB (Split System: Heat Pump with Remote Outdoor Unit-Air-Source) | DLCURAH36ABK | ADP |  | H,GG34936 | *96VTN0801716B* | 34400 | 16 | 8.1 | 36200 | 34400 | 95.03% | 2 | 0 | 9.5 |  |  |  | No | R-410A | 2.8667 | Residential & Commercial | No
215295443 | Central HP <5.4 tons | AIRQUEST | HRCU-A-CB (Split System: Heat Pump with Remote Outdoor Unit-Air-Source) | DLCURAH36ABK | ADP |  | HG8J936 | *96VTN0801716B* | 34200 | 16 | 8.1 | 36200 | 34400 | 95.03% | 2 | 0 | 9.5 |  |  |  | No | R-410A | 2.85 | Residential & Commercial | No
215295446 | Central HP <5.4 tons | AIRQUEST | HRCU-A-CB (Split System: Heat Pump with Remote Outdoor Unit-Air-Source) | DLCURAH36ABK | ADP |  | H,GG9J936 | *96VTN0801716B* | 34600 | 16 | 8.1 | 36200 | 34400 | 95.03% | 2 | 0 | 9.5 |  |  |  | No | R-410A | 2.8833 | Residential & Commercial | No
215294468 | Central HP <5.4 tons | AIRQUEST | HRCU-A-CB (Split System: Heat Pump with Remote Outdoor Unit-Air-Source) | DLCURAH30ABK | ADP |  | HE7J936 | *96VTN1002122B* | 29600 | 15.2 | 8.1 | 32600 | 27600 | 84.66% | 1.78 | 0 | 9 |  |  |  | No | R-410A | 2.4667 | Residential & Commercial | No
215294482 | Central HP <5.4 tons | AIRQUEST | HRCU-A-CB (Split System: Heat Pump with Remote Outdoor Unit-Air-Source) | DLCURAH30ABK | ADP |  | HG82936 | *96VTN1002122B* | 30000 | 15.2 | 8.1 | 32600 | 27200 | 83.44% | 1.8 | 0 | 9 |  |  |  | No | R-410A | 2.5 | Residential & Commercial | No
215294458 | Central HP <5.4 tons | AIRQUEST | HRCU-A-CB (Split System: Heat Pump with Remote Outdoor Unit-Air-Source) | DLCURAH30ABK | ADP |  | H,GE35936 | *96VTN1002122B* | 30000 | 15.2 | 8.1 | 32600 | 27200 | 83.44% | 1.8 | 0 | 9 |  |  |  | No | R-410A | 2.5 | Residential & Commercial | No
213738395 | Central HP <5.4 tons | DAY & NIGHT | HRCU-A-CB (Split System: Heat Pump with Remote Outdoor Unit-Air-Source) | DLCURAH30ABK | ADP |  | PL36H210P299 | *92MSN0601714A* | 30400 | 15.2 | 8.1 | 31800 | 26000 | 81.76% | 1.84 | 0 | 9 |  |  |  | No | R-410A | 2.5333 | Residential & Commercial | No
215297507 | Central HP <5.4 tons | YORK | HRCU-A-CB (Split System: Heat Pump with Remote Outdoor Unit-Air-Source) | HMH72B341 | ADP |  | V,Y36H210P177 | Y81E100C20SMPS1 | 34000 | 17 | 8.5 | 31800 | 23200 | 72.96% | 2.08 | 0 | 9.5 |  |  |  | No | R-410A | 2.8333 | Residential & Commercial | No
211397621 | Central HP <5.4 tons | COLEMAN | HRCU-A-CB (Split System: Heat Pump with Remote Outdoor Unit-Air-Source) | HMH72B341 |  |  | XAFD48FBCN1 | TM8V080C16MP12 | 34000 | 16.5 | 8.5 | 33000 | 24400 | 73.94% | 2.1 | 0 | 9 |  |  |  | No | R-410A | 2.8333 | Residential & Commercial | No
211397636 | Central HP <5.4 tons | COLEMAN | HRCU-A-CB (Split System: Heat Pump with Remote Outdoor Unit-Air-Source) | HMH72B341 |  |  | XAFD48FBCN1 | TMLV100C16MP12 | 34000 | 16.5 | 8.5 | 33000 | 24400 | 73.94% | 2.1 | 0 | 9 |  |  |  | No | R-410A | 2.8333 | Residential & Commercial | No
211397803 | Central HP <5.4 tons | COLEMAN | HRCU-A-CB (Split System: Heat Pump with Remote Outdoor Unit-Air-Source) | HMH72B341 |  |  | XAFC48FBCN1 | TM8V080C16MP12 | 34000 | 16.5 | 8.5 | 33200 | 24400 | 73.49% | 2.1 | 0 | 9 |  |  |  | No | R-410A | 2.8333 | Residential & Commercial | No
211395918 | Central HP <5.4 tons | COLEMAN | HRCU-A-CB (Split System: Heat Pump with Remote Outdoor Unit-Air-Source) | HMH72B341 |  |  | XAUC48FXXN1+TXV | CP9C060B12MP13 | 33000 | 16.5 | 8.1 | 32400 | 24000 | 74.07% | 2.04 | 0 | 9 |  |  |  | No | R-410A | 2.75 | Residential & Commercial | No
211394391 | Central HP <5.4 tons | COLEMAN | HRCU-A-CB (Split System: Heat Pump with Remote Outdoor Unit-Air-Source) | HMH72B341 |  |  | XAHD48FXXN1+TXV | TM9V100C20MP12 | 33600 | 16.5 | 8.5 | 32400 | 23800 | 73.46% | 2.06 | 0 | 9 |  |  |  | No | R-410A | 2.8 | Residential & Commercial | No
211394650 | Central HP <5.4 tons | COLEMAN | HRCU-A-CB (Split System: Heat Pump with Remote Outdoor Unit-Air-Source) | HMH72B341 |  |  | XAFC48FBCN1 | TP9C100C20MP13 | 34000 | 16.5 | 8.5 | 33000 | 24200 | 73.33% | 2.1 | 0 | 9 |  |  |  | No | R-410A | 2.8333 | Residential & Commercial | No
211395334 | Central HP <5.4 tons | COLEMAN | HRCU-A-CB (Split System: Heat Pump with Remote Outdoor Unit-Air-Source) | HMH72B341 |  |  | XAFC48FXXN1+TXV | CP9C080C16MP13 | 33400 | 16.5 | 8.5 | 32400 | 23600 | 72.84% | 2.06 | 0 | 9.5 |  |  |  | No | R-410A | 2.7833 | Residential & Commercial | No
211395711 | Central HP <5.4 tons | COLEMAN | HRCU-A-CB (Split System: Heat Pump with Remote Outdoor Unit-Air-Source) | HMH72B341 |  |  | XAHC48FXXN1+TXV | TM9V060B12MP12 | 32400 | 16 | 8.1 | 32000 | 23400 | 73.12% | 2 | 0 | 9 |  |  |  | No | R-410A | 2.7 | Residential & Commercial | No
211396304 | Central HP <5.4 tons | COLEMAN | HRCU-A-CB (Split System: Heat Pump with Remote Outdoor Unit-Air-Source) | HMH72B341 |  |  | XAHC48FXXN1+TXV | TM9E060B12MP12 | 32400 | 16 | 8.1 | 32000 | 23600 | 73.75% | 2 | 0 | 9 |  |  |  | No | R-410A | 2.7 | Residential & Commercial | No
211396395 | Central HP <5.4 tons | COLEMAN | HRCU-A-CB (Split System: Heat Pump with Remote Outdoor Unit-Air-Source) | HMH72B341 |  |  | XAUC48FXXN1+TXV | TM9E060B12MP12 | 33200 | 16.5 | 8.1 | 32600 | 24000 | 73.62% | 2.02 | 0 | 9 |  |  |  | No | R-410A | 2.7667 | Residential & Commercial | No
211396674 | Central HP <5.4 tons | COLEMAN | HRCU-A-CB (Split System: Heat Pump with Remote Outdoor Unit-Air-Source) | HMH72B341 |  |  | XAUC48FXXN1+TXV | TM8Y120C20MP11 | 34000 | 16.5 | 8.5 | 33000 | 24200 | 73.33% | 2.1 | 0 | 9.5 |  |  |  | No | R-410A | 2.8333 | Residential & Commercial | No
211396858 | Central HP <5.4 tons | COLEMAN | HRCU-A-CB (Split System: Heat Pump with Remote Outdoor Unit-Air-Source) | HMH72B341 |  |  | XAFD48FBCN1 | TM8Y100C16MP11 | 34000 | 17.5 | 8.5 | 33200 | 24400 | 73.49% | 2.08 | 0 | 9 |  |  |  | No | R-410A | 2.8333 | Residential & Commercial | No
211394385 | Central HP <5.4 tons | COLEMAN | HRCU-A-CB (Split System: Heat Pump with Remote Outdoor Unit-Air-Source) | HMH72B341 |  |  | XAFD48FBCN1 | CP9C120D20MP13 | 34000 | 17 | 8.5 | 32400 | 23800 | 73.46% | 2.1 | 0 | 9.5 |  |  |  | No | R-410A | 2.8333 | Residential & Commercial | No
211396548 | Central HP <5.4 tons | COLEMAN | HRCU-A-CB (Split System: Heat Pump with Remote Outdoor Unit-Air-Source) | HMH72B341 |  |  | XAHC48FBCN1 | TM8Y120C20MP11 | 33800 | 16.5 | 8.5 | 32400 | 23800 | 73.46% | 2.06 | 0 | 9 |  |  |  | No | R-410A | 2.8167 | Residential & Commercial | No
211396775 | Central HP <5.4 tons | COLEMAN | HRCU-A-CB (Split System: Heat Pump with Remote Outdoor Unit-Air-Source) | HMH72B341 |  |  | XAHC48FXXN1+TXV | TM8Y100C16MP11 | 33600 | 17 | 8.1 | 32600 | 24000 | 73.62% | 2.04 | 0 | 9 |  |  |  | No | R-410A | 2.8 | Residential & Commercial | No
211396942 | Central HP <5.4 tons | COLEMAN | HRCU-A-CB (Split System: Heat Pump with Remote Outdoor Unit-Air-Source) | HMH72B341 |  |  | XAFC48FBCN1 | TM8Y080C16MP11 | 34000 | 17.5 | 8.5 | 33200 | 24400 | 73.49% | 2.08 | 0 | 9 |  |  |  | No | R-410A | 2.8333 | Residential & Commercial | No
211397365 | Central HP <5.4 tons | COLEMAN | HRCU-A-CB (Split System: Heat Pump with Remote Outdoor Unit-Air-Source) | HMH72B341 |  |  | XAHC48FXXN1+TXV | TM8V100C16MP12 | 33600 | 16.5 | 8.5 | 32400 | 23800 | 73.46% | 2.06 | 0 | 9 |  |  |  | No | R-410A | 2.8 | Residential & Commercial | No
211397433 | Central HP <5.4 tons | COLEMAN | HRCU-A-CB (Split System: Heat Pump with Remote Outdoor Unit-Air-Source) | HMH72B341 |  |  | XAHC48FXXN1+TXV | CPLC080C16MP13 | 33600 | 16.5 | 8.5 | 32400 | 23800 | 73.46% | 2.06 | 0 | 9 |  |  |  | No | R-410A | 2.8 | Residential & Commercial | No
211397173 | Central HP <5.4 tons | COLEMAN | HRCU-A-CB (Split System: Heat Pump with Remote Outdoor Unit-Air-Source) | HMH72B341 |  |  | XAHC48FBCN1 | TPLC120C20MP13 | 33800 | 16.5 | 8.5 | 32400 | 23800 | 73.46% | 2.06 | 0 | 9 |  |  |  | No | R-410A | 2.8167 | Residential & Commercial | No
211397273 | Central HP <5.4 tons | COLEMAN | HRCU-A-CB (Split System: Heat Pump with Remote Outdoor Unit-Air-Source) | HMH72B341 |  |  | XAHD48FXXN1+TXV | CPLC080C16MP13 | 33600 | 16 | 8.5 | 32400 | 23800 | 73.46% | 2.06 | 0 | 9 |  |  |  | No | R-410A | 2.8 | Residential & Commercial | No
211397418 | Central HP <5.4 tons | COLEMAN | HRCU-A-CB (Split System: Heat Pump with Remote Outdoor Unit-Air-Source) | HMH72B341 |  |  | XAHC48FXXN1+TXV | TPLC100C16MP13 | 33600 | 16.5 | 8.5 | 32400 | 23800 | 73.46% | 2.06 | 0 | 9 |  |  |  | No | R-410A | 2.8 | Residential & Commercial | No
211397600 | Central HP <5.4 tons | COLEMAN | HRCU-A-CB (Split System: Heat Pump with Remote Outdoor Unit-Air-Source) | HMH72B341 |  |  | XAFD48FXXN1+TXV | CPLC100C16MP13 | 34000 | 16.5 | 8.5 | 33000 | 24400 | 73.94% | 2.1 | 0 | 9 |  |  |  | No | R-410A | 2.8333 | Residential & Commercial | No
211398120 | Central HP <5.4 tons | COLEMAN | HRCU-A-CB (Split System: Heat Pump with Remote Outdoor Unit-Air-Source) | HMH72B341 |  |  | XAHD48FBCN1 | TM8E120C16MP11 | 33000 | 16.5 | 8.5 | 31800 | 23200 | 72.96% | 2.04 | 0 | 9.5 |  |  |  | No | R-410A | 2.75 | Residential & Commercial | No
211398159 | Central HP <5.4 tons | COLEMAN | HRCU-A-CB (Split System: Heat Pump with Remote Outdoor Unit-Air-Source) | HMH72B341 |  |  | XAHC48FXXN1+TXV | TMLE120C16MP11 | 33000 | 17 | 8.5 | 31600 | 23200 | 73.42% | 2.04 | 0 | 9.5 |  |  |  | No | R-410A | 2.75 | Residential & Commercial | No
211398538 | Central HP <5.4 tons | COLEMAN | HRCU-A-CB (Split System: Heat Pump with Remote Outdoor Unit-Air-Source) | HMH72B341 |  |  | XAFC48FBCN1 | TM8E100C16MP11 | 33600 | 17 | 8.5 | 32400 | 23600 | 72.84% | 2.06 | 0 | 9.5 |  |  |  | No | R-410A | 2.8 | Residential & Commercial | No
211398680 | Central HP <5.4 tons | COLEMAN | HRCU-A-CB (Split System: Heat Pump with Remote Outdoor Unit-Air-Source) | HMH72B341 |  |  | XAFC48FBCN1 | TM8E100B12MP11 | 33400 | 17 | 8.5 | 32400 | 23800 | 73.46% | 2.06 | 0 | 9.5 |  |  |  | No | R-410A | 2.7833 | Residential & Commercial | No
211397717 | Central HP <5.4 tons | COLEMAN | HRCU-A-CB (Split System: Heat Pump with Remote Outdoor Unit-Air-Source) | HMH72B341 |  |  | XAFC48FXXN1+TXV | TMLV100C16MP12 | 34000 | 16.5 | 8.5 | 33200 | 24400 | 73.49% | 2.1 | 0 | 9 |  |  |  | No | R-410A | 2.8333 | Residential & Commercial | No
211389645 | Central HP <5.4 tons | COLEMAN | HRCU-A-CB (Split System: Heat Pump with Remote Outdoor Unit-Air-Source) | HMH72B341 |  |  | XAHB36DXXN1+TXV | TM8Y080B12MP11 | 33000 | 17.5 | 8.1 | 32800 | 23000 | 70.12% | 2 | 0 | 9.5 |  |  |  | No | R-410A | 2.75 | Residential & Commercial | No
211390396 | Central HP <5.4 tons | COLEMAN | HRCU-A-CB (Split System: Heat Pump with Remote Outdoor Unit-Air-Source) | HMH72B341 |  |  | XAFC30CXXN1+TXV | CPLC100C16MP13 | 33000 | 17.5 | 8.5 | 33000 | 23200 | 70.3% | 2.04 | 0 | 9.5 |  |  |  | No | R-410A | 2.75 | Residential & Commercial | No
211390948 | Central HP <5.4 tons | COLEMAN | HRCU-A-CB (Split System: Heat Pump with Remote Outdoor Unit-Air-Source) | HMH72B341 |  |  | XAHB30CXXN1+TXV | TM8V060A12MP12 | 32000 | 17 | 8.1 | 32800 | 23000 | 70.12% | 1.98 | 0 | 9.5 |  |  |  | No | R-410A | 2.6667 | Residential & Commercial | No
211395951 | Central HP <5.4 tons | COLEMAN | HRCU-A-CB (Split System: Heat Pump with Remote Outdoor Unit-Air-Source) | HMH72B341 |  |  | XAHC48FXXN1+TXV | TM9E100C16MP12 | 32800 | 16.5 | 8.5 | 31800 | 23200 | 72.96% | 2.02 | 0 | 9 |  |  |  | No | R-410A | 2.7333 | Residential & Commercial | No
211398357 | Central HP <5.4 tons | COLEMAN | HRCU-A-CB (Split System: Heat Pump with Remote Outdoor Unit-Air-Source) | HMH72B341 |  |  | XAHD48FXXN1+TXV | TMLE100C16MP11 | 32800 | 16.5 | 8.5 | 31600 | 23200 | 73.42% | 2.02 | 0 | 9.5 |  |  |  | No | R-410A | 2.7333 | Residential & Commercial | No
215681335 | Central HP <5.4 tons | HEIL | HRCU-A-CB (Split System: Heat Pump with Remote Outdoor Unit-Air-Source) | H5H0V48*K*AAA* |  |  | EA*5X48M21A*+WALLCON | *80CSU1002120B* | 44000 | 17 | 9 | 48500 | 34000 | 70.1% | 2.04 | 0 | 9.5 |  |  |  | No | R-454B | 3.6667 | Residential & Commercial | No
215681485 | Central HP <5.4 tons | HEIL | HRCU-A-CB (Split System: Heat Pump with Remote Outdoor Unit-Air-Source) | H5H0V48*K*AAA* |  |  | EA*5X61M21A*+WALLCON | *97CTN0801716A* | 45500 | 17.5 | 9 | 48000 | 34200 | 71.25% | 2.06 | 0 | 9.5 |  |  |  | No | R-454B | 3.7917 | Residential & Commercial | No
215678045 | Central HP <5.4 tons | HEIL | HRCU-A-CB (Split System: Heat Pump with Remote Outdoor Unit-Air-Source) | H5H0V60*K*AAA* |  |  | ESH5X60M12A*+WALLCON | *80CSU1002120A* | 55500 | 17 | 8.5 | 60000 | 42000 | 70% | 1.9 | 0 | 8.5 |  |  |  | No | R-454B | 4.625 | Residential & Commercial | No
215683055 | Central HP <5.4 tons | HEIL | HRCU-A-CB (Split System: Heat Pump with Remote Outdoor Unit-Air-Source) | H5H0V60*K*AAA* |  |  | EVD5X60M24A*+WALLCON | *96CTN0802120B* | 56500 | 18 | 9 | 63500 | 44500 | 70.08% | 2.08 | 0 | 9 |  |  |  | No | R-454B | 4.7083 | Residential & Commercial | No
215683175 | Central HP <5.4 tons | HEIL | HRCU-A-CB (Split System: Heat Pump with Remote Outdoor Unit-Air-Source) | H5H0V60*K*AAA* |  |  | EVD5X61M21A*+WALLCON | *97CTN1002122A* | 57500 | 18.5 | 9 | 64000 | 45000 | 70.31% | 2.06 | 0 | 9 |  |  |  | No | R-454B | 4.7917 | Residential & Commercial | No
215295773 | Central HP <5.4 tons | AIRQUEST | HRCU-A-CB (Split System: Heat Pump with Remote Outdoor Unit-Air-Source) | DLCURAH36ABK | ADP |  | H,GG1K936 | *96VTN1202422B* | 35200 | 16 | 8.5 | 36200 | 34200 | 94.48% | 2.02 | 0 | 9.5 |  |  |  | No | R-410A | 2.9333 | Residential & Commercial | No
215679245 | Central HP <5.4 tons | HEIL | HRCU-A-CB (Split System: Heat Pump with Remote Outdoor Unit-Air-Source) | H5H0V36*K*AAA* |  |  | EA*5X37M17A*+WALLCON | *80CSU0601716B* | 34000 | 17 | 9 | 35600 | 25400 | 71.35% | 1.86 | 0 | 9.5 |  |  |  | No | R-454B | 2.8333 | Residential & Commercial | No
215679515 | Central HP <5.4 tons | HEIL | HRCU-A-CB (Split System: Heat Pump with Remote Outdoor Unit-Air-Source) | H5H0V36*K*AAA* |  |  | EA*5X48M21A*+WALLCON | *97CTN0601716A* | 33400 | 17.5 | 9 | 35200 | 25400 | 72.16% | 1.88 | 0 | 9.5 |  |  |  | No | R-454B | 2.7833 | Residential & Commercial | No
215681705 | Central HP <5.4 tons | HEIL | HRCU-A-CB (Split System: Heat Pump with Remote Outdoor Unit-Air-Source) | H5H0V48*K*AAA* |  |  | ESH5X60M12A*+WALLCON | *80CSU1002120B* | 45500 | 16.5 | 8.5 | 48000 | 33800 | 70.42% | 2.08 | 0 | 9.5 |  |  |  | No | R-454B | 3.7917 | Residential & Commercial | No
211398739 | Central HP <5.4 tons | COLEMAN | HRCU-A-CB (Split System: Heat Pump with Remote Outdoor Unit-Air-Source) | HMH72B341 |  |  | XAHD48FXXN1+TXV | TM8E080C16MP11 | 32800 | 16.5 | 8.5 | 31600 | 23000 | 72.78% | 2.02 | 0 | 9.5 |  |  |  | No | R-410A | 2.7333 | Residential & Commercial | No
213297520 | Central HP <5.4 tons | FRASER-JOHNSTON | HRCU-A-CB (Split System: Heat Pump with Remote Outdoor Unit-Air-Source) | HMH72B341 |  |  | XAHC36DXXN1+TXV | Z8ES120C16SMPS1 | 34000 | 17.5 | 8.1 | 33400 | 24000 | 71.86% | 2.08 | 0 | 9.5 |  |  |  | No | R-410A | 2.8333 | Residential & Commercial | No
213297735 | Central HP <5.4 tons | FRASER-JOHNSTON | HRCU-A-CB (Split System: Heat Pump with Remote Outdoor Unit-Air-Source) | HMH72B341 |  |  | XAHC36DXXN1+TXV | Z8ET100C16LMPS1 | 34000 | 17.5 | 8.1 | 33400 | 23800 | 71.26% | 2.08 | 0 | 9.5 |  |  |  | No | R-410A | 2.8333 | Residential & Commercial | No
213297570 | Central HP <5.4 tons | FRASER-JOHNSTON | HRCU-A-CB (Split System: Heat Pump with Remote Outdoor Unit-Air-Source) | HMH72B341 |  |  | XAHC36DBCN1 | Z8ES100B12SMPS1 | 33400 | 17.5 | 8.1 | 32800 | 23200 | 70.73% | 2.02 | 0 | 9.5 |  |  |  | No | R-410A | 2.7833 | Residential & Commercial | No
211390449 | Central HP <5.4 tons | COLEMAN | HRCU-A-CB (Split System: Heat Pump with Remote Outdoor Unit-Air-Source) | HMH72B341 |  |  | XAHC36DBCN1 | TPLC080B12MP13 | 32800 | 16.5 | 8.1 | 32800 | 23200 | 70.73% | 1.98 | 0 | 9.5 |  |  |  | No | R-410A | 2.7333 | Residential & Commercial | No
211390499 | Central HP <5.4 tons | COLEMAN | HRCU-A-CB (Split System: Heat Pump with Remote Outdoor Unit-Air-Source) | HMH72B341 |  |  | XAHB36DXXN1+TXV | TM8V080B12MP12 | 32800 | 16.5 | 8.1 | 33000 | 23400 | 70.91% | 1.98 | 0 | 9.5 |  |  |  | No | R-410A | 2.7333 | Residential & Commercial | No
211386879 | Central HP <5.4 tons | FRASER-JOHNSTON | HRCU-A-CB (Split System: Heat Pump with Remote Outdoor Unit-Air-Source) | HMH72B341 |  |  | XAHC36DXXN1+TXV | TM9Y080B12MP11 | 33400 | 17.5 | 8.1 | 33600 | 24000 | 71.43% | 2.02 | 0 | 9.5 |  |  |  | No | R-410A | 2.7833 | Residential & Commercial | No
213738351 | Central HP <5.4 tons | DAY & NIGHT | HRCU-A-CB (Split System: Heat Pump with Remote Outdoor Unit-Air-Source) | DLCURAH30ABK | ADP |  | PL36H210P179 | *80MS(N,L)0701712A* | 30200 | 15.2 | 8.1 | 32200 | 26600 | 82.61% | 1.82 | 0 | 9 |  |  |  | No | R-410A | 2.5167 | Residential & Commercial | No
215869155 | Central HP <5.4 tons | AMERICAN STANDARD | HRCU-A-CB (Split System: Heat Pump with Remote Outdoor Unit-Air-Source) | 5A6V8X60A1 |  |  | 5TXCD010AS3 | S9V2D120D5VSB+LRP | 50500 | 18.1 | 8.5 | 52500 | 38500 | 73.33% | 1.9 | 0 | 9.8 |  |  |  | No | R-454B | 4.2083 | Residential & Commercial | No
213297135 | Central HP <5.4 tons | FRASER-JOHNSTON | HRCU-A-CB (Split System: Heat Pump with Remote Outdoor Unit-Air-Source) | HMH72B341 |  |  | XAUC48FXXN1+TXV | Z8ES120C16LMPS1 | 34000 | 16.5 | 8.5 | 32800 | 23400 | 71.34% | 2.1 | 0 | 9.5 |  |  |  | No | R-410A | 2.8333 | Residential & Commercial | No
213297320 | Central HP <5.4 tons | FRASER-JOHNSTON | HRCU-A-CB (Split System: Heat Pump with Remote Outdoor Unit-Air-Source) | HMH72B341 |  |  | XAFC30CXXN1+TXV | Z8ET080B12LMPS1 | 33200 | 18.5 | 8.5 | 33000 | 23400 | 70.91% | 2.04 | 0 | 9.5 |  |  |  | No | R-410A | 2.7667 | Residential & Commercial | No
215295772 | Central HP <5.4 tons | AIRQUEST | HRCU-A-CB (Split System: Heat Pump with Remote Outdoor Unit-Air-Source) | DLCURAH36ABK | ADP |  | H,GE9J936 | *96VTN1202422B* | 34800 | 16 | 8.5 | 36200 | 34200 | 94.48% | 2.02 | 0 | 9.5 |  |  |  | No | R-410A | 2.9 | Residential & Commercial | No
211390993 | Central HP <5.4 tons | COLEMAN | HRCU-A-CB (Split System: Heat Pump with Remote Outdoor Unit-Air-Source) | HMH72B341 |  |  | XAFB36DXXN1+TXV | TM8V060A12MP12 | 34000 | 17.5 | 8.1 | 34000 | 24200 | 71.18% | 2.06 | 0 | 9.5 |  |  |  | No | R-410A | 2.8333 | Residential & Commercial | No
211392214 | Central HP <5.4 tons | COLEMAN | HRCU-A-CB (Split System: Heat Pump with Remote Outdoor Unit-Air-Source) | HMH72B341 |  |  | XAHB36DXXN1+TXV | TM8E080B12MP11 | 33200 | 17 | 8.1 | 33200 | 23400 | 70.48% | 2 | 0 | 9.5 |  |  |  | No | R-410A | 2.7667 | Residential & Commercial | No
211392782 | Central HP <5.4 tons | COLEMAN | HRCU-A-CB (Split System: Heat Pump with Remote Outdoor Unit-Air-Source) | HMH72B341 |  |  | XAHB36DBCN1 | TMLE040A12MP11 | 33200 | 17.5 | 8.1 | 33000 | 23200 | 70.3% | 2.02 | 0 | 9.5 |  |  |  | No | R-410A | 2.7667 | Residential & Commercial | No
207573707 | Central HP <5.4 tons | DAY & NIGHT | HRCU-A-CB (Split System: Heat Pump with Remote Outdoor Unit-Air-Source) | CVH848GKA2* | ADP |  | FG36948 | *80CTL1102120A* | 45000 | 17 | 8.1 | 44000 | 31600 | 71.82% | 2.26 | 10.5 | 9.5 |  |  |  | No | R-410A | 3.75 | Residential & Commercial | No
211393334 | Central HP <5.4 tons | COLEMAN | HRCU-A-CB (Split System: Heat Pump with Remote Outdoor Unit-Air-Source) | HMH72B341 |  |  | XAHC30CXXN1+TXV | TL8E100C20UH11 | 32600 | 17 | 8.1 | 32400 | 22800 | 70.37% | 2.02 | 0 | 9.5 |  |  |  | No | R-410A | 2.7167 | Residential & Commercial | No
211393485 | Central HP <5.4 tons | COLEMAN | HRCU-A-CB (Split System: Heat Pump with Remote Outdoor Unit-Air-Source) | HMH72B341 |  |  | XAHB36DXXN1+TXV | TL8E060A12UH11 | 33200 | 17.5 | 8.1 | 33000 | 23400 | 70.91% | 2 | 0 | 9.5 |  |  |  | No | R-410A | 2.7667 | Residential & Commercial | No
211393686 | Central HP <5.4 tons | COLEMAN | HRCU-A-CB (Split System: Heat Pump with Remote Outdoor Unit-Air-Source) | HMH72B341 |  |  | XAFA30DXXN1+TXV | TMLV060A12MP12 | 34000 | 17 | 8.1 | 34000 | 24200 | 71.18% | 2.04 | 0 | 9.5 |  |  |  | No | R-410A | 2.8333 | Residential & Commercial | No
214849162 | Central HP <5.4 tons | YORK | HRCU-A-CB (Split System: Heat Pump with Remote Outdoor Unit-Air-Source) | HMH72B341 | ADP |  | CX361B935 | Y82E080B12LMPS1 | 33200 | 18 | 8.5 | 31400 | 23000 | 73.25% | 2.04 | 0 | 9.5 |  |  |  | No | R-410A | 2.7667 | Residential & Commercial | No
214849159 | Central HP <5.4 tons | YORK | HRCU-A-CB (Split System: Heat Pump with Remote Outdoor Unit-Air-Source) | HMH72B341 | ADP |  | CH360B9 | Y82E080B12LMPS1 | 33200 | 18 | 8.5 | 31400 | 23000 | 73.25% | 2.04 | 0 | 9.5 |  |  |  | No | R-410A | 2.7667 | Residential & Commercial | No
211397579 | Central HP <5.4 tons | COLEMAN | HRCU-A-CB (Split System: Heat Pump with Remote Outdoor Unit-Air-Source) | HMH72B341 |  |  | XAFD48FXXN1+TXV | TPLC100C16MP13 | 34000 | 16.5 | 8.5 | 33000 | 24400 | 73.94% | 2.1 | 0 | 9 |  |  |  | No | R-410A | 2.8333 | Residential & Commercial | No
211397762 | Central HP <5.4 tons | COLEMAN | HRCU-A-CB (Split System: Heat Pump with Remote Outdoor Unit-Air-Source) | HMH72B341 |  |  | XAFC48FXXN1+TXV | CPLC080C16MP13 | 34000 | 16.5 | 8.5 | 33200 | 24400 | 73.49% | 2.1 | 0 | 9 |  |  |  | No | R-410A | 2.8333 | Residential & Commercial | No
211397812 | Central HP <5.4 tons | COLEMAN | HRCU-A-CB (Split System: Heat Pump with Remote Outdoor Unit-Air-Source) | HMH72B341 |  |  | XAUC48FXXN1+TXV | TM8V080C16MP12 | 34000 | 16.5 | 8.5 | 33200 | 24400 | 73.49% | 2.1 | 0 | 9 |  |  |  | No | R-410A | 2.8333 | Residential & Commercial | No
211398065 | Central HP <5.4 tons | COLEMAN | HRCU-A-CB (Split System: Heat Pump with Remote Outdoor Unit-Air-Source) | HMH72B341 |  |  | XAFC48FBCN1 | TPLC080B12MP13 | 33000 | 16 | 8.1 | 32600 | 24000 | 73.62% | 2.02 | 0 | 9 |  |  |  | No | R-410A | 2.75 | Residential & Commercial | No
211394876 | Central HP <5.4 tons | COLEMAN | HRCU-A-CB (Split System: Heat Pump with Remote Outdoor Unit-Air-Source) | HMH72B341 |  |  | XAFD48FBCN1 | TP9C100C16MP13 | 33800 | 16.5 | 8.5 | 32400 | 23600 | 72.84% | 2.08 | 0 | 9.5 |  |  |  | No | R-410A | 2.8167 | Residential & Commercial | No
211394985 | Central HP <5.4 tons | COLEMAN | HRCU-A-CB (Split System: Heat Pump with Remote Outdoor Unit-Air-Source) | HMH72B341 |  |  | XAFC48FBCN1 | CP9C100C16MP13 | 33800 | 16.5 | 8.5 | 32400 | 23800 | 73.46% | 2.08 | 0 | 9.5 |  |  |  | No | R-410A | 2.8167 | Residential & Commercial | No
211395496 | Central HP <5.4 tons | COLEMAN | HRCU-A-CB (Split System: Heat Pump with Remote Outdoor Unit-Air-Source) | HMH72B341 |  |  | XAHC48FBCN1 | TM9V080B12MP12 | 32800 | 16 | 8.1 | 32200 | 23600 | 73.29% | 2.02 | 0 | 9 |  |  |  | No | R-410A | 2.7333 | Residential & Commercial | No
211395858 | Central HP <5.4 tons | COLEMAN | HRCU-A-CB (Split System: Heat Pump with Remote Outdoor Unit-Air-Source) | HMH72B341 |  |  | XAFC48FBCN1 | TM9V060B12MP12 | 33000 | 16.5 | 8.1 | 32400 | 24000 | 74.07% | 2.04 | 0 | 9 |  |  |  | No | R-410A | 2.75 | Residential & Commercial | No
211396261 | Central HP <5.4 tons | COLEMAN | HRCU-A-CB (Split System: Heat Pump with Remote Outdoor Unit-Air-Source) | HMH72B341 |  |  | XAFC48FBCN1 | TM9E080B12MP12 | 33200 | 16.5 | 8.5 | 32400 | 23800 | 73.46% | 2.04 | 0 | 9 |  |  |  | No | R-410A | 2.7667 | Residential & Commercial | No
213297370 | Central HP <5.4 tons | FRASER-JOHNSTON | HRCU-A-CB (Split System: Heat Pump with Remote Outdoor Unit-Air-Source) | HMH72B341 |  |  | XAFB30CXXN1+TXV | Z8ES100B12LMPS1 | 32800 | 18 | 8.5 | 33000 | 23200 | 70.3% | 2.04 | 0 | 9.5 |  |  |  | No | R-410A | 2.7333 | Residential & Commercial | No
211389616 | Central HP <5.4 tons | COLEMAN | HRCU-A-CB (Split System: Heat Pump with Remote Outdoor Unit-Air-Source) | HMH72B341 |  |  | XAHC36DBCN1 | TM8Y080B12MP11 | 33200 | 17.5 | 8.1 | 32800 | 23200 | 70.73% | 2.02 | 0 | 9.5 |  |  |  | No | R-410A | 2.7667 | Residential & Commercial | No
211389801 | Central HP <5.4 tons | COLEMAN | HRCU-A-CB (Split System: Heat Pump with Remote Outdoor Unit-Air-Source) | HMH72B341 |  |  | XAHB36DXXN1+TXV | TM8Y060A12MP11 | 32800 | 17.5 | 8.1 | 32600 | 23000 | 70.55% | 1.98 | 0 | 9.5 |  |  |  | No | R-410A | 2.7333 | Residential & Commercial | No
211390434 | Central HP <5.4 tons | COLEMAN | HRCU-A-CB (Split System: Heat Pump with Remote Outdoor Unit-Air-Source) | HMH72B341 |  |  | XAHC36DBCN1 | TM8V080B12MP12 | 32800 | 16.5 | 8.1 | 32800 | 23200 | 70.73% | 1.98 | 0 | 9.5 |  |  |  | No | R-410A | 2.7333 | Residential & Commercial | No
215295746 | Central HP <5.4 tons | AIRQUEST | HRCU-A-CB (Split System: Heat Pump with Remote Outdoor Unit-Air-Source) | DLCURAH36ABK | ADP |  | H,GG33936 | *96VTN1202422B* | 34200 | 16 | 8.5 | 36200 | 34200 | 94.48% | 2.02 | 0 | 9.5 |  |  |  | No | R-410A | 2.85 | Residential & Commercial | No
211390919 | Central HP <5.4 tons | COLEMAN | HRCU-A-CB (Split System: Heat Pump with Remote Outdoor Unit-Air-Source) | HMH72B341 |  |  | XAHB36DBCN1 | TMLV060A12MP12 | 33400 | 16.5 | 8.1 | 33600 | 23800 | 70.83% | 2.02 | 0 | 9.5 |  |  |  | No | R-410A | 2.7833 | Residential & Commercial | No
211386592 | Central HP <5.4 tons | FRASER-JOHNSTON | HRCU-A-CB (Split System: Heat Pump with Remote Outdoor Unit-Air-Source) | HMH72B341 |  |  | XAHC48FXXN1+JMET12CS2N1+TXV |  | 33800 | 17.5 | 8.5 | 32000 | 23400 | 73.12% | 2.08 | 0 | 9.5 |  |  |  | No | R-410A | 2.8167 | Residential & Commercial | No
211390663 | Central HP <5.4 tons | COLEMAN | HRCU-A-CB (Split System: Heat Pump with Remote Outdoor Unit-Air-Source) | HMH72B341 |  |  | XAFC30CXXN1+TXV | TM8V080B12MP12 | 32400 | 17 | 8.1 | 34000 | 23800 | 70% | 2 | 0 | 9.5 |  |  |  | No | R-410A | 2.7 | Residential & Commercial | No
211391785 | Central HP <5.4 tons | COLEMAN | HRCU-A-CB (Split System: Heat Pump with Remote Outdoor Unit-Air-Source) | HMH72B341 |  |  | XAFC30CXXN1+TXV | TM8E100B12MP11 | 32800 | 17.5 | 8.1 | 33400 | 23400 | 70.06% | 2.04 | 0 | 9.5 |  |  |  | No | R-410A | 2.7333 | Residential & Commercial | No
211387372 | Central HP <5.4 tons | FRASER-JOHNSTON | HRCU-A-CB (Split System: Heat Pump with Remote Outdoor Unit-Air-Source) | HMH72B341 |  |  | XAFC30CXXN1+TXV | TM9V100C20MP12 | 33400 | 17.5 | 8.1 | 33600 | 23600 | 70.24% | 2.06 | 0 | 9.5 |  |  |  | No | R-410A | 2.7833 | Residential & Commercial | No
211388090 | Central HP <5.4 tons | FRASER-JOHNSTON | HRCU-A-CB (Split System: Heat Pump with Remote Outdoor Unit-Air-Source) | HMH72B341 |  |  | XAHC30CXXN1+TXV | TM9V060B12MP12 | 31800 | 16.5 | 8.1 | 33000 | 23200 | 70.3% | 1.96 | 0 | 9 |  |  |  | No | R-410A | 2.65 | Residential & Commercial | No
211396080 | Central HP <5.4 tons | COLEMAN | HRCU-A-CB (Split System: Heat Pump with Remote Outdoor Unit-Air-Source) | HMH72B341 |  |  | XAHC48FXXN1+TXV | TM9E080C16MP12 | 33600 | 17 | 8.1 | 32800 | 24200 | 73.78% | 2.04 | 0 | 9 |  |  |  | No | R-410A | 2.8 | Residential & Commercial | No
211388320 | Central HP <5.4 tons | FRASER-JOHNSTON | HRCU-A-CB (Split System: Heat Pump with Remote Outdoor Unit-Air-Source) | HMH72B341 |  |  | XAFB36DXXN1+TXV | TP9C060B12MP13 | 33800 | 17 | 8.5 | 33400 | 23800 | 71.26% | 2.04 | 0 | 9.5 |  |  |  | No | R-410A | 2.8167 | Residential & Commercial | No
211394635 | Central HP <5.4 tons | COLEMAN | HRCU-A-CB (Split System: Heat Pump with Remote Outdoor Unit-Air-Source) | HMH72B341 |  |  | XAUC48FXXN1+TXV | TM9V100C20MP12 | 34000 | 16.5 | 8.5 | 33000 | 24200 | 73.33% | 2.1 | 0 | 9 |  |  |  | No | R-410A | 2.8333 | Residential & Commercial | No
211395219 | Central HP <5.4 tons | COLEMAN | HRCU-A-CB (Split System: Heat Pump with Remote Outdoor Unit-Air-Source) | HMH72B341 |  |  | XAFD48FXXN1+TXV | CP9C080C16MP13 | 33400 | 16.5 | 8.5 | 32400 | 23600 | 72.84% | 2.06 | 0 | 9.5 |  |  |  | No | R-410A | 2.7833 | Residential & Commercial | No
211396982 | Central HP <5.4 tons | COLEMAN | HRCU-A-CB (Split System: Heat Pump with Remote Outdoor Unit-Air-Source) | HMH72B341 |  |  | XAHC48FBCN1 | TM8Y080B12MP11 | 32600 | 17 | 8.1 | 31600 | 23000 | 72.78% | 2.02 | 0 | 9 |  |  |  | No | R-410A | 2.7167 | Residential & Commercial | No
211397041 | Central HP <5.4 tons | COLEMAN | HRCU-A-CB (Split System: Heat Pump with Remote Outdoor Unit-Air-Source) | HMH72B341 |  |  | XAHC48FXXN1+TXV | TM8V120C20MP12 | 33800 | 16.5 | 8.5 | 32400 | 23800 | 73.46% | 2.06 | 0 | 9 |  |  |  | No | R-410A | 2.8167 | Residential & Commercial | No
211393851 | Central HP <5.4 tons | COLEMAN | HRCU-A-CB (Split System: Heat Pump with Remote Outdoor Unit-Air-Source) | HMH72B341 |  |  | XAHD48FXXN1+TXV | TM9Y100C16MP11 | 33200 | 15.5 | 8.1 | 32400 | 23600 | 72.84% | 2.02 | 0 | 9 |  |  |  | No | R-410A | 2.7667 | Residential & Commercial | No
211394119 | Central HP <5.4 tons | COLEMAN | HRCU-A-CB (Split System: Heat Pump with Remote Outdoor Unit-Air-Source) | HMH72B341 |  |  | XAHC48FXXN1+TXV | TM9Y080B12MP11 | 32600 | 16.5 | 8.1 | 32400 | 23800 | 73.46% | 2 | 0 | 9 |  |  |  | No | R-410A | 2.7167 | Residential & Commercial | No
211387076 | Central HP <5.4 tons | FRASER-JOHNSTON | HRCU-A-CB (Split System: Heat Pump with Remote Outdoor Unit-Air-Source) | HMH72B341 |  |  | XAHC36DXXN1+TXV | TM9Y060B12MP11 | 33200 | 17.5 | 8.1 | 33400 | 23600 | 70.66% | 2 | 0 | 9.5 |  |  |  | No | R-410A | 2.7667 | Residential & Commercial | No
211387225 | Central HP <5.4 tons | FRASER-JOHNSTON | HRCU-A-CB (Split System: Heat Pump with Remote Outdoor Unit-Air-Source) | HMH72B341 |  |  | XAUB36DXXN1+TXV | TM9Y060B12MP11 | 33600 | 16.5 | 8.5 | 33400 | 23600 | 70.66% | 2.04 | 0 | 9.5 |  |  |  | No | R-410A | 2.8 | Residential & Commercial | No
211386607 | Central HP <5.4 tons | FRASER-JOHNSTON | HRCU-A-CB (Split System: Heat Pump with Remote Outdoor Unit-Air-Source) | HMH72B341 |  |  | XAHC48FBCN1+JMET12CS2N1 |  | 33800 | 17.5 | 8.5 | 32000 | 23400 | 73.12% | 2.08 | 0 | 9.5 |  |  |  | No | R-410A | 2.8167 | Residential & Commercial | No
211386725 | Central HP <5.4 tons | FRASER-JOHNSTON | HRCU-A-CB (Split System: Heat Pump with Remote Outdoor Unit-Air-Source) | HMH72B341 |  |  | XAHC36DBCN1 | TM9Y100C16MP11 | 33800 | 16.5 | 8.1 | 33600 | 24000 | 71.43% | 2.04 | 0 | 9.5 |  |  |  | No | R-410A | 2.8167 | Residential & Commercial | No
211396439 | Central HP <5.4 tons | COLEMAN | HRCU-A-CB (Split System: Heat Pump with Remote Outdoor Unit-Air-Source) | HMH72B341 |  |  | XAHD48FXXN1+TXV | TM8Y100C20MP11 | 33800 | 16.5 | 8.5 | 32400 | 23800 | 73.46% | 2.06 | 0 | 9 |  |  |  | No | R-410A | 2.8167 | Residential & Commercial | No
211396464 | Central HP <5.4 tons | COLEMAN | HRCU-A-CB (Split System: Heat Pump with Remote Outdoor Unit-Air-Source) | HMH72B341 |  |  | XAHD48FBCN1 | TM8Y120C20MP11 | 33800 | 16.5 | 8.5 | 32400 | 23800 | 73.46% | 2.06 | 0 | 9 |  |  |  | No | R-410A | 2.8167 | Residential & Commercial | No
211396562 | Central HP <5.4 tons | COLEMAN | HRCU-A-CB (Split System: Heat Pump with Remote Outdoor Unit-Air-Source) | HMH72B341 |  |  | XAHC48FBCN1 | TM8Y100C20MP11 | 33800 | 16.5 | 8.5 | 32400 | 23800 | 73.46% | 2.06 | 0 | 9 |  |  |  | No | R-410A | 2.8167 | Residential & Commercial | No
211397275 | Central HP <5.4 tons | COLEMAN | HRCU-A-CB (Split System: Heat Pump with Remote Outdoor Unit-Air-Source) | HMH72B341 |  |  | XAHD48FXXN1+TXV | CPLC100C16MP13 | 33600 | 16 | 8.5 | 32400 | 23800 | 73.46% | 2.06 | 0 | 9 |  |  |  | No | R-410A | 2.8 | Residential & Commercial | No
211391672 | Central HP <5.4 tons | COLEMAN | HRCU-A-CB (Split System: Heat Pump with Remote Outdoor Unit-Air-Source) | HMH72B341 |  |  | XAHB36DXXN1+TXV | TMLE100B12MP11 | 33200 | 17.5 | 8.1 | 33000 | 23400 | 70.91% | 2.02 | 0 | 9.5 |  |  |  | No | R-410A | 2.7667 | Residential & Commercial | No
211392408 | Central HP <5.4 tons | COLEMAN | HRCU-A-CB (Split System: Heat Pump with Remote Outdoor Unit-Air-Source) | HMH72B341 |  |  | XAFB36DBCN1 | TM8E080B12MP11 | 34000 | 18 | 8.1 | 34000 | 24400 | 71.76% | 2.06 | 0 | 9.5 |  |  |  | No | R-410A | 2.8333 | Residential & Commercial | No
214849136 | Central HP <5.4 tons | YORK | HRCU-A-CB (Split System: Heat Pump with Remote Outdoor Unit-Air-Source) | HMH72B341 | ADP |  | CV360*9 | Y81E080B12LMPS1 | 32800 | 17 | 8.3 | 31200 | 23000 | 73.72% | 2 | 0 | 9.5 |  |  |  | No | R-410A | 2.7333 | Residential & Commercial | No
213608442 | Central HP <5.4 tons | CARRIER | HRCU-A-C (Split System: Heat Pump with Remote Outdoor Unit with No Indoor Fan --Air Source) | 38MURAQ36AB3 | ADP |  | H,PG33936+TD |  | 35400 | 15.2 | 8.35 | 36200 | 31200 | 86.19% | 1.8 | 0 | 9.5 |  |  |  | No | R-410A | 2.95 | Residential & Commercial | No
211397492 | Central HP <5.4 tons | COLEMAN | HRCU-A-CB (Split System: Heat Pump with Remote Outdoor Unit-Air-Source) | HMH72B341 |  |  | XAHC48FBCN1 | TPLC100C16MP13 | 33600 | 16.5 | 8.5 | 32400 | 23800 | 73.46% | 2.06 | 0 | 9 |  |  |  | No | R-410A | 2.8 | Residential & Commercial | No
211397549 | Central HP <5.4 tons | COLEMAN | HRCU-A-CB (Split System: Heat Pump with Remote Outdoor Unit-Air-Source) | HMH72B341 |  |  | XAFD48FXXN1+TXV | TMLV100C16MP12 | 34000 | 16.5 | 8.5 | 33000 | 24400 | 73.94% | 2.1 | 0 | 9 |  |  |  | No | R-410A | 2.8333 | Residential & Commercial | No
211397951 | Central HP <5.4 tons | COLEMAN | HRCU-A-CB (Split System: Heat Pump with Remote Outdoor Unit-Air-Source) | HMH72B341 |  |  | XAHC48FXXN1+TXV | TPLC080B12MP13 | 32400 | 16 | 8.1 | 32000 | 23600 | 73.75% | 1.98 | 0 | 8.5 |  |  |  | No | R-410A | 2.7 | Residential & Commercial | No
211394486 | Central HP <5.4 tons | COLEMAN | HRCU-A-CB (Split System: Heat Pump with Remote Outdoor Unit-Air-Source) | HMH72B341 |  |  | XAHC48FXXN1+TXV | CP9C100C20MP13 | 33200 | 17 | 8.5 | 32000 | 23400 | 73.12% | 2.04 | 0 | 9 |  |  |  | No | R-410A | 2.7667 | Residential & Commercial | No
211394523 | Central HP <5.4 tons | COLEMAN | HRCU-A-CB (Split System: Heat Pump with Remote Outdoor Unit-Air-Source) | HMH72B341 |  |  | XAFD48FXXN1+TXV | TM9V100C20MP12 | 34000 | 16.5 | 8.5 | 33000 | 24200 | 73.33% | 2.1 | 0 | 9 |  |  |  | No | R-410A | 2.8333 | Residential & Commercial | No
211394689 | Central HP <5.4 tons | COLEMAN | HRCU-A-CB (Split System: Heat Pump with Remote Outdoor Unit-Air-Source) | HMH72B341 |  |  | XAHD48FXXN1+TXV | TM9V100C16MP12 | 33000 | 16 | 8.5 | 31800 | 23200 | 72.96% | 2.04 | 0 | 9 |  |  |  | No | R-410A | 2.75 | Residential & Commercial | No
211393836 | Central HP <5.4 tons | COLEMAN | HRCU-A-CB (Split System: Heat Pump with Remote Outdoor Unit-Air-Source) | HMH72B341 |  |  | XAFD48FBCN1 | TM9Y120D20MP11 | 34000 | 16.5 | 8.5 | 32400 | 23800 | 73.46% | 2.08 | 0 | 9.5 |  |  |  | No | R-410A | 2.8333 | Residential & Commercial | No
211387253 | Central HP <5.4 tons | FRASER-JOHNSTON | HRCU-A-CB (Split System: Heat Pump with Remote Outdoor Unit-Air-Source) | HMH72B341 |  |  | XAUB30CXXN1+TXV | TM9Y060B12MP11 | 32600 | 17.5 | 8.1 | 34000 | 23800 | 70% | 2 | 0 | 9.5 |  |  |  | No | R-410A | 2.7167 | Residential & Commercial | No
211387301 | Central HP <5.4 tons | FRASER-JOHNSTON | HRCU-A-CB (Split System: Heat Pump with Remote Outdoor Unit-Air-Source) | HMH72B341 |  |  | XAFC36DXXN1+TXV | TM9V100C20MP12 | 34000 | 17.5 | 8.1 | 34000 | 24800 | 72.94% | 2.12 | 0 | 9.5 |  |  |  | No | R-410A | 2.8333 | Residential & Commercial | No
211386314 | Central HP <5.4 tons | FRASER-JOHNSTON | HRCU-A-CB (Split System: Heat Pump with Remote Outdoor Unit-Air-Source) | HMH72B341 |  |  | XAHC48FBCN1 | TL9E060B12UH11 | 32400 | 16.5 | 8.1 | 32000 | 23600 | 73.75% | 2 | 0 | 9 |  |  |  | No | R-410A | 2.7 | Residential & Commercial | No
211387169 | Central HP <5.4 tons | FRASER-JOHNSTON | HRCU-A-CB (Split System: Heat Pump with Remote Outdoor Unit-Air-Source) | HMH72B341 |  |  | XAFC36DBCN1 | TM9Y060B12MP11 | 34000 | 17.5 | 8.1 | 34000 | 24200 | 71.18% | 2.04 | 0 | 9.5 |  |  |  | No | R-410A | 2.8333 | Residential & Commercial | No
211392812 | Central HP <5.4 tons | COLEMAN | HRCU-A-CB (Split System: Heat Pump with Remote Outdoor Unit-Air-Source) | HMH72B341 |  |  | XAHB30CXXN1+TXV | TMLE040A12MP11 | 32000 | 17.5 | 8.1 | 31800 | 23000 | 72.33% | 1.98 | 0 | 9.5 |  |  |  | No | R-410A | 2.6667 | Residential & Commercial | No
211396328 | Central HP <5.4 tons | COLEMAN | HRCU-A-CB (Split System: Heat Pump with Remote Outdoor Unit-Air-Source) | HMH72B341 |  |  | XAHC48FBCN1 | TM9E060B12MP12 | 32400 | 16 | 8.1 | 32000 | 23600 | 73.75% | 2 | 0 | 9 |  |  |  | No | R-410A | 2.7 | Residential & Commercial | No
211397507 | Central HP <5.4 tons | COLEMAN | HRCU-A-CB (Split System: Heat Pump with Remote Outdoor Unit-Air-Source) | HMH72B341 |  |  | XAHC48FBCN1 | CPLC080C16MP13 | 33600 | 16.5 | 8.5 | 32400 | 23800 | 73.46% | 2.06 | 0 | 9 |  |  |  | No | R-410A | 2.8 | Residential & Commercial | No
211397841 | Central HP <5.4 tons | COLEMAN | HRCU-A-CB (Split System: Heat Pump with Remote Outdoor Unit-Air-Source) | HMH72B341 |  |  | XAUC48FXXN1+TXV | TMLV100C16MP12 | 34000 | 16.5 | 8.5 | 33200 | 24400 | 73.49% | 2.1 | 0 | 9 |  |  |  | No | R-410A | 2.8333 | Residential & Commercial | No
211397918 | Central HP <5.4 tons | COLEMAN | HRCU-A-CB (Split System: Heat Pump with Remote Outdoor Unit-Air-Source) | HMH72B341 |  |  | XAUC48FXXN1+TXV | CPLC080C16MP13 | 34000 | 16.5 | 8.5 | 33200 | 24400 | 73.49% | 2.1 | 0 | 9 |  |  |  | No | R-410A | 2.8333 | Residential & Commercial | No
211398050 | Central HP <5.4 tons | COLEMAN | HRCU-A-CB (Split System: Heat Pump with Remote Outdoor Unit-Air-Source) | HMH72B341 |  |  | XAUC48FXXN1+TXV | TM8V080B12MP12 | 33000 | 16 | 8.1 | 32600 | 24000 | 73.62% | 2.02 | 0 | 9 |  |  |  | No | R-410A | 2.75 | Residential & Commercial | No
211387420 | Central HP <5.4 tons | FRASER-JOHNSTON | HRCU-A-CB (Split System: Heat Pump with Remote Outdoor Unit-Air-Source) | HMH72B341 |  |  | XAHC36DXXN1+TXV | TP9C100C16MP13 | 33800 | 17 | 8.1 | 33400 | 23600 | 70.66% | 2.06 | 0 | 9.5 |  |  |  | No | R-410A | 2.8167 | Residential & Commercial | No
211387970 | Central HP <5.4 tons | FRASER-JOHNSTON | HRCU-A-CB (Split System: Heat Pump with Remote Outdoor Unit-Air-Source) | HMH72B341 |  |  | XAFB30CXXN1+TXV | TM9V080B12MP12 | 32800 | 17 | 8.1 | 33600 | 23600 | 70.24% | 2.02 | 0 | 9.5 |  |  |  | No | R-410A | 2.7333 | Residential & Commercial | No
211393207 | Central HP <5.4 tons | COLEMAN | HRCU-A-CB (Split System: Heat Pump with Remote Outdoor Unit-Air-Source) | HMH72B341 |  |  | XAFC36DBCN1 | TL9E060B12UH11 | 33800 | 18 | 8.1 | 34000 | 24200 | 71.18% | 2.04 | 0 | 9.5 |  |  |  | No | R-410A | 2.8167 | Residential & Commercial | No
211393057 | Central HP <5.4 tons | COLEMAN | HRCU-A-CB (Split System: Heat Pump with Remote Outdoor Unit-Air-Source) | HMH72B341 |  |  | XAHC36DXXN1+TXV | TL9E080C16UH11 | 34000 | 17 | 8.1 | 33800 | 24000 | 71.01% | 2.06 | 0 | 9.5 |  |  |  | No | R-410A | 2.8333 | Residential & Commercial | No
211398234 | Central HP <5.4 tons | COLEMAN | HRCU-A-CB (Split System: Heat Pump with Remote Outdoor Unit-Air-Source) | HMH72B341 |  |  | XAFD48FBCN1 | TM8E120C16MP11 | 33600 | 17 | 8.5 | 32400 | 23600 | 72.84% | 2.08 | 0 | 9.5 |  |  |  | No | R-410A | 2.8 | Residential & Commercial | No
211398386 | Central HP <5.4 tons | COLEMAN | HRCU-A-CB (Split System: Heat Pump with Remote Outdoor Unit-Air-Source) | HMH72B341 |  |  | XAHD48FBCN1 | TMLE100C16MP11 | 32800 | 16.5 | 8.5 | 31600 | 23200 | 73.42% | 2.02 | 0 | 9.5 |  |  |  | No | R-410A | 2.7333 | Residential & Commercial | No
211396139 | Central HP <5.4 tons | COLEMAN | HRCU-A-CB (Split System: Heat Pump with Remote Outdoor Unit-Air-Source) | HMH72B341 |  |  | XAFC48FXXN1+TXV | TM9E080C16MP12 | 34000 | 17 | 8.1 | 33400 | 24600 | 73.65% | 2.08 | 0 | 9 |  |  |  | No | R-410A | 2.8333 | Residential & Commercial | No
211394001 | Central HP <5.4 tons | COLEMAN | HRCU-A-CB (Split System: Heat Pump with Remote Outdoor Unit-Air-Source) | HMH72B341 |  |  | XAHD48FBCN1 | TM9Y080C16MP11 | 32800 | 17 | 8.1 | 31800 | 23200 | 72.96% | 2.02 | 0 | 9 |  |  |  | No | R-410A | 2.7333 | Residential & Commercial | No
211394422 | Central HP <5.4 tons | COLEMAN | HRCU-A-CB (Split System: Heat Pump with Remote Outdoor Unit-Air-Source) | HMH72B341 |  |  | XAHD48FBCN1 | TM9V100C20MP12 | 33600 | 16.5 | 8.5 | 32400 | 23800 | 73.46% | 2.06 | 0 | 9 |  |  |  | No | R-410A | 2.8 | Residential & Commercial | No
211393076 | Central HP <5.4 tons | COLEMAN | HRCU-A-CB (Split System: Heat Pump with Remote Outdoor Unit-Air-Source) | HMH72B341 |  |  | XAHC30CXXN1+TXV | TL9E080C16UH11 | 32400 | 17 | 8.1 | 33000 | 23200 | 70.3% | 2 | 0 | 9.5 |  |  |  | No | R-410A | 2.7 | Residential & Commercial | No
211393426 | Central HP <5.4 tons | COLEMAN | HRCU-A-CB (Split System: Heat Pump with Remote Outdoor Unit-Air-Source) | HMH72B341 |  |  | XAHC30CXXN1+TXV | TL8E080C16UH11 | 32400 | 17 | 8.1 | 32800 | 23000 | 70.12% | 2 | 0 | 9.5 |  |  |  | No | R-410A | 2.7 | Residential & Commercial | No
211394046 | Central HP <5.4 tons | COLEMAN | HRCU-A-CB (Split System: Heat Pump with Remote Outdoor Unit-Air-Source) | HMH72B341 |  |  | XAFD48FXXN1+TXV | TM9Y080C16MP11 | 33400 | 17.5 | 8.5 | 32400 | 23600 | 72.84% | 2.06 | 0 | 9.5 |  |  |  | No | R-410A | 2.7833 | Residential & Commercial | No
211394548 | Central HP <5.4 tons | COLEMAN | HRCU-A-CB (Split System: Heat Pump with Remote Outdoor Unit-Air-Source) | HMH72B341 |  |  | XAFD48FXXN1+TXV | CP9C100C20MP13 | 34000 | 16.5 | 8.5 | 33000 | 24200 | 73.33% | 2.1 | 0 | 9 |  |  |  | No | R-410A | 2.8333 | Residential & Commercial | No
211394294 | Central HP <5.4 tons | COLEMAN | HRCU-A-CB (Split System: Heat Pump with Remote Outdoor Unit-Air-Source) | HMH72B341 |  |  | XAHD48FBCN1 | TM9V120D20MP12 | 33400 | 16.5 | 8.5 | 32000 | 23200 | 72.5% | 2.06 | 0 | 9.5 |  |  |  | No | R-410A | 2.7833 | Residential & Commercial | No
211394895 | Central HP <5.4 tons | COLEMAN | HRCU-A-CB (Split System: Heat Pump with Remote Outdoor Unit-Air-Source) | HMH72B341 |  |  | XAFC48FXXN1+TXV | TM9V100C16MP12 | 33800 | 16.5 | 8.5 | 32400 | 23800 | 73.46% | 2.08 | 0 | 9.5 |  |  |  | No | R-410A | 2.8167 | Residential & Commercial | No
211394929 | Central HP <5.4 tons | COLEMAN | HRCU-A-CB (Split System: Heat Pump with Remote Outdoor Unit-Air-Source) | HMH72B341 |  |  | XAFC48FBCN1 | TM9V100C16MP12 | 33800 | 16.5 | 8.5 | 32400 | 23800 | 73.46% | 2.08 | 0 | 9.5 |  |  |  | No | R-410A | 2.8167 | Residential & Commercial | No
214608312 | Central HP <5.4 tons | TRANE | HRCU-A-CB (Split System: Heat Pump with Remote Outdoor Unit-Air-Source) | E4HL5036A1000A |  |  | 4TXCB006DS3 | A951X080BU4SAB | 30000 | 15.2 | 8.1 | 27000 | 19000 | 70.37% | 1.75 | 0 | 9.8 |  |  |  | No | R-410A | 2.5 | Residential & Commercial | No
211397747 | Central HP <5.4 tons | COLEMAN | HRCU-A-CB (Split System: Heat Pump with Remote Outdoor Unit-Air-Source) | HMH72B341 |  |  | XAFC48FXXN1+TXV | TPLC100C16MP13 | 34000 | 16.5 | 8.5 | 33200 | 24400 | 73.49% | 2.1 | 0 | 9 |  |  |  | No | R-410A | 2.8333 | Residential & Commercial | No
211397882 | Central HP <5.4 tons | COLEMAN | HRCU-A-CB (Split System: Heat Pump with Remote Outdoor Unit-Air-Source) | HMH72B341 |  |  | XAFC48FBCN1 | TPLC100C16MP13 | 34000 | 16.5 | 8.5 | 33200 | 24400 | 73.49% | 2.1 | 0 | 9 |  |  |  | No | R-410A | 2.8333 | Residential & Commercial | No
211385943 | Central HP <5.4 tons | FRASER-JOHNSTON | HRCU-A-CB (Split System: Heat Pump with Remote Outdoor Unit-Air-Source) | HMH72B341 |  |  | XAHC48FBCN1 | TM8E080B12MP11 | 32800 | 16.5 | 8.1 | 32400 | 23800 | 73.46% | 2 | 0 | 9 |  |  |  | No | R-410A | 2.7333 | Residential & Commercial | No
212520341 | Central HP <5.4 tons | CARRIER | HRCU-A-CB (Split System: Heat Pump with Remote Outdoor Unit-Air-Source) | 38MURAQ30AB3* | ADP |  | H,PG32936 | 58S(B,C)*A155E24**20 | 28800 | 15.2 | 8.1 | 32200 | 26800 | 83.23% | 1.78 | 0 | 8.5 |  |  |  | No | R-410A | 2.4 | Residential & Commercial | No
211397897 | Central HP <5.4 tons | COLEMAN | HRCU-A-CB (Split System: Heat Pump with Remote Outdoor Unit-Air-Source) | HMH72B341 |  |  | XAUC48FXXN1+TXV | TPLC100C16MP13 | 34000 | 16.5 | 8.5 | 33200 | 24400 | 73.49% | 2.1 | 0 | 9 |  |  |  | No | R-410A | 2.8333 | Residential & Commercial | No
211397930 | Central HP <5.4 tons | COLEMAN | HRCU-A-CB (Split System: Heat Pump with Remote Outdoor Unit-Air-Source) | HMH72B341 |  |  | XAUC48FXXN1+TXV | CPLC100C16MP13 | 34000 | 16.5 | 8.5 | 33200 | 24400 | 73.49% | 2.1 | 0 | 9 |  |  |  | No | R-410A | 2.8333 | Residential & Commercial | No
211398430 | Central HP <5.4 tons | COLEMAN | HRCU-A-CB (Split System: Heat Pump with Remote Outdoor Unit-Air-Source) | HMH72B341 |  |  | XAHC48FBCN1 | TM8E100C16MP11 | 33000 | 17 | 8.5 | 31800 | 23200 | 72.96% | 2.04 | 0 | 9.5 |  |  |  | No | R-410A | 2.75 | Residential & Commercial | No
211398598 | Central HP <5.4 tons | COLEMAN | HRCU-A-CB (Split System: Heat Pump with Remote Outdoor Unit-Air-Source) | HMH72B341 |  |  | XAHC48FXXN1+TXV | TM8E100B12MP11 | 32600 | 17 | 8.1 | 31800 | 23200 | 72.96% | 2.02 | 0 | 9 |  |  |  | No | R-410A | 2.7167 | Residential & Commercial | No
211385930 | Central HP <5.4 tons | FRASER-JOHNSTON | HRCU-A-CB (Split System: Heat Pump with Remote Outdoor Unit-Air-Source) | HMH72B341 |  |  | XAHC48FXXN1+TXV | TMLE080B12MP11 | 32800 | 16.5 | 8.1 | 32400 | 23800 | 73.46% | 2 | 0 | 9 |  |  |  | No | R-410A | 2.7333 | Residential & Commercial | No
211386854 | Central HP <5.4 tons | FRASER-JOHNSTON | HRCU-A-CB (Split System: Heat Pump with Remote Outdoor Unit-Air-Source) | HMH72B341 |  |  | XAFC36DBCN1 | TM9Y080C16MP11 | 34000 | 18.5 | 8.1 | 34000 | 24400 | 71.76% | 2.08 | 0 | 9.5 |  |  |  | No | R-410A | 2.8333 | Residential & Commercial | No
211387772 | Central HP <5.4 tons | FRASER-JOHNSTON | HRCU-A-CB (Split System: Heat Pump with Remote Outdoor Unit-Air-Source) | HMH72B341 |  |  | XAHB36DBCN1 | TP9C080B12MP13 | 33200 | 16.5 | 8.1 | 33400 | 23600 | 70.66% | 2 | 0 | 9.5 |  |  |  | No | R-410A | 2.7667 | Residential & Commercial | No
211388306 | Central HP <5.4 tons | FRASER-JOHNSTON | HRCU-A-CB (Split System: Heat Pump with Remote Outdoor Unit-Air-Source) | HMH72B341 |  |  | XAFB36DXXN1+TXV | TM9V060B12MP12 | 33800 | 17 | 8.5 | 33400 | 23800 | 71.26% | 2.04 | 0 | 9.5 |  |  |  | No | R-410A | 2.8167 | Residential & Commercial | No
211392319 | Central HP <5.4 tons | COLEMAN | HRCU-A-CB (Split System: Heat Pump with Remote Outdoor Unit-Air-Source) | HMH72B341 |  |  | XAFC36DBCN1 | TM8E080B12MP11 | 34000 | 18 | 8.1 | 34000 | 24400 | 71.76% | 2.06 | 0 | 9.5 |  |  |  | No | R-410A | 2.8333 | Residential & Commercial | No
211392519 | Central HP <5.4 tons | COLEMAN | HRCU-A-CB (Split System: Heat Pump with Remote Outdoor Unit-Air-Source) | HMH72B341 |  |  | XAHB36DXXN1+TXV | TM8E060A12MP11 | 33200 | 17 | 8.1 | 33200 | 23400 | 70.48% | 2 | 0 | 9.5 |  |  |  | No | R-410A | 2.7667 | Residential & Commercial | No
214777071 | Central HP <5.4 tons | FRASER-JOHNSTON | HRCU-A-CB (Split System: Heat Pump with Remote Outdoor Unit-Air-Source) | HMH72B361 |  |  | XAFC36DBCN1 | Z9ES080C16SMPS1 | 36000 | 17 | 8.5 | 36000 | 25200 | 70% | 2.06 | 0 | 8.5 |  |  |  | No | R-410A | 3 | Residential & Commercial | No
212979716 | Central HP <5.4 tons | AIRQUEST | HRCU-A-CB (Split System: Heat Pump with Remote Outdoor Unit-Air-Source) | DLCURAH30ABK |  |  | EA*4X37L21A* | *80MS(N,L)0901714A* | 30400 | 15.2 | 8.1 | 33200 | 26400 | 79.52% | 1.84 | 0 | 9 |  |  |  | No | R-410A | 2.5333 | Residential & Commercial | No
212980937 | Central HP <5.4 tons | AIRQUEST | HRCU-A-CB (Split System: Heat Pump with Remote Outdoor Unit-Air-Source) | DLCURAH30ABK |  |  | EA*4X42L24A* | *80MS(N,L)1102120A* | 30400 | 15.2 | 8.1 | 34400 | 27400 | 79.65% | 1.82 | 0 | 9 |  |  |  | No | R-410A | 2.5333 | Residential & Commercial | No
212982639 | Central HP <5.4 tons | AIRQUEST | HRCU-A-CB (Split System: Heat Pump with Remote Outdoor Unit-Air-Source) | DLCURAH30ABK |  |  | EA*4X42L21A* | *80MSU0601716A* | 29800 | 15.2 | 8.1 | 33800 | 27400 | 81.07% | 1.8 | 0 | 9 |  |  |  | No | R-410A | 2.4833 | Residential & Commercial | No
212982939 | Central HP <5.4 tons | AIRQUEST | HRCU-A-CB (Split System: Heat Pump with Remote Outdoor Unit-Air-Source) | DLCURAH30ABK |  |  | EA*4X37L21A* | *80MSU0802120A* | 30600 | 15.2 | 8.1 | 33400 | 26200 | 78.44% | 1.86 | 0 | 9 |  |  |  | No | R-410A | 2.55 | Residential & Commercial | No
212978074 | Central HP <5.4 tons | KEEPRITE | HRCU-A-CB (Split System: Heat Pump with Remote Outdoor Unit-Air-Source) | DLCURAH30ABK |  |  | END4X42L17** | *80MS(N,L)0701412A* | 29800 | 15.2 | 8.1 | 34000 | 27200 | 80% | 1.82 | 0 | 9 |  |  |  | No | R-410A | 2.4833 | Residential & Commercial | No
211395914 | Central HP <5.4 tons | COLEMAN | HRCU-A-CB (Split System: Heat Pump with Remote Outdoor Unit-Air-Source) | HMH72B341 |  |  | XAFC48FBCN1 | CP9C060B12MP13 | 33000 | 16.5 | 8.1 | 32400 | 24000 | 74.07% | 2.04 | 0 | 9 |  |  |  | No | R-410A | 2.75 | Residential & Commercial | No
211396162 | Central HP <5.4 tons | COLEMAN | HRCU-A-CB (Split System: Heat Pump with Remote Outdoor Unit-Air-Source) | HMH72B341 |  |  | XAFC48FBCN1 | TM9E080C16MP12 | 34000 | 17 | 8.1 | 33400 | 24600 | 73.65% | 2.08 | 0 | 9 |  |  |  | No | R-410A | 2.8333 | Residential & Commercial | No
213296910 | Central HP <5.4 tons | FRASER-JOHNSTON | HRCU-A-CB (Split System: Heat Pump with Remote Outdoor Unit-Air-Source) | HMH72B341 |  |  | XAFC36DBCN1 | Z8ES100C16LMPS1 | 34000 | 18 | 8.5 | 33400 | 24400 | 73.05% | 2.12 | 0 | 9.5 |  |  |  | No | R-410A | 2.8333 | Residential & Commercial | No
215295755 | Central HP <5.4 tons | AIRQUEST | HRCU-A-CB (Split System: Heat Pump with Remote Outdoor Unit-Air-Source) | DLCURAH36ABK | ADP |  | HG35936 | *96VTN1202422B* | 35000 | 16 | 8.5 | 36200 | 34200 | 94.48% | 2.02 | 0 | 9.5 |  |  |  | No | R-410A | 2.9167 | Residential & Commercial | No
215295771 | Central HP <5.4 tons | AIRQUEST | HRCU-A-CB (Split System: Heat Pump with Remote Outdoor Unit-Air-Source) | DLCURAH36ABK | ADP |  | HG9J936 | *96VTN1202422B* | 34800 | 16 | 8.5 | 36200 | 34200 | 94.48% | 2.02 | 0 | 9.5 |  |  |  | No | R-410A | 2.9 | Residential & Commercial | No
214849146 | Central HP <5.4 tons | YORK | HRCU-A-CB (Split System: Heat Pump with Remote Outdoor Unit-Air-Source) | HMH72B341 | ADP |  | CV360*9 | Y81E080B12SMPS1 | 32800 | 17 | 8.3 | 31200 | 23000 | 73.72% | 2 | 0 | 9.5 |  |  |  | No | R-410A | 2.7333 | Residential & Commercial | No
214849164 | Central HP <5.4 tons | YORK | HRCU-A-CB (Split System: Heat Pump with Remote Outdoor Unit-Air-Source) | HMH72B341 | ADP |  | CX363B935 | Y82E080B12LMPS1 | 33200 | 18 | 8.5 | 31400 | 23000 | 73.25% | 2.04 | 0 | 9.5 |  |  |  | No | R-410A | 2.7667 | Residential & Commercial | No
213296930 | Central HP <5.4 tons | FRASER-JOHNSTON | HRCU-A-CB (Split System: Heat Pump with Remote Outdoor Unit-Air-Source) | HMH72B341 |  |  | XAFC36DBCN1 | Z8ES100B12LMPS1 | 34000 | 18.5 | 8.1 | 34000 | 24600 | 72.35% | 2.12 | 0 | 9.5 |  |  |  | No | R-410A | 2.8333 | Residential & Commercial | No
211394173 | Central HP <5.4 tons | COLEMAN | HRCU-A-CB (Split System: Heat Pump with Remote Outdoor Unit-Air-Source) | HMH72B341 |  |  | XAUC48FXXN1+TXV | TM9Y080B12MP11 | 33400 | 17 | 8.1 | 32800 | 24200 | 73.78% | 2.04 | 0 | 9 |  |  |  | No | R-410A | 2.7833 | Residential & Commercial | No
211394325 | Central HP <5.4 tons | COLEMAN | HRCU-A-CB (Split System: Heat Pump with Remote Outdoor Unit-Air-Source) | HMH72B341 |  |  | XAFD48FXXN1+TXV | TM9V120D20MP12 | 34000 | 17 | 8.5 | 32400 | 23800 | 73.46% | 2.1 | 0 | 9.5 |  |  |  | No | R-410A | 2.8333 | Residential & Commercial | No
211394416 | Central HP <5.4 tons | COLEMAN | HRCU-A-CB (Split System: Heat Pump with Remote Outdoor Unit-Air-Source) | HMH72B341 |  |  | XAHD48FXXN1+TXV | CP9C100C20MP13 | 33600 | 16.5 | 8.5 | 32400 | 23800 | 73.46% | 2.06 | 0 | 9 |  |  |  | No | R-410A | 2.8 | Residential & Commercial | No
211395752 | Central HP <5.4 tons | COLEMAN | HRCU-A-CB (Split System: Heat Pump with Remote Outdoor Unit-Air-Source) | HMH72B341 |  |  | XAHC48FXXN1+TXV | CP9C060B12MP13 | 32400 | 16 | 8.1 | 32000 | 23400 | 73.12% | 2 | 0 | 9 |  |  |  | No | R-410A | 2.7 | Residential & Commercial | No
211395979 | Central HP <5.4 tons | COLEMAN | HRCU-A-CB (Split System: Heat Pump with Remote Outdoor Unit-Air-Source) | HMH72B341 |  |  | XAFD48FXXN1+TXV | TM9E100C16MP12 | 33400 | 17 | 8.5 | 32400 | 23600 | 72.84% | 2.06 | 0 | 9.5 |  |  |  | No | R-410A | 2.7833 | Residential & Commercial | No
213297550 | Central HP <5.4 tons | FRASER-JOHNSTON | HRCU-A-CB (Split System: Heat Pump with Remote Outdoor Unit-Air-Source) | HMH72B341 |  |  | XAHC36DBCN1 | Z8ES100C20SMPS1 | 34000 | 17 | 8.5 | 33400 | 23600 | 70.66% | 2.08 | 0 | 9.5 |  |  |  | No | R-410A | 2.8333 | Residential & Commercial | No
215588590 | Central HP <5.4 tons | TRANE | HRCU-A-CB (Split System: Heat Pump with Remote Outdoor Unit-Air-Source) | E4HL5030A1000A |  |  | A4AH5V30A1B3 |  | 28000 | 15.2 | 8.5 | 28000 | 21000 | 75% | 1.9 | 0 | 9.8 |  |  |  | No | R-410A | 2.3333 | Residential & Commercial | No
212520370 | Central HP <5.4 tons | CARRIER | HRCU-A-CB (Split System: Heat Pump with Remote Outdoor Unit-Air-Source) | 38MURAQ30AB3* | ADP |  | H,PG34936 | 58SP*A110V24**22 | 29800 | 15.2 | 8.1 | 32200 | 26800 | 83.23% | 1.8 | 0 | 9 |  |  |  | No | R-410A | 2.4833 | Residential & Commercial | No
215294420 | Central HP <5.4 tons | AIRQUEST | HRCU-A-CB (Split System: Heat Pump with Remote Outdoor Unit-Air-Source) | DLCURAH30ABK | ADP |  | HG8J936 | *96VTN1002122A* | 29600 | 15.2 | 8.1 | 32200 | 27400 | 85.09% | 1.76 | 0 | 9 |  |  |  | No | R-410A | 2.4667 | Residential & Commercial | No
213312853 | Central HP <5.4 tons | BRYANT HEATING AND COOLING SYSTEMS | HRCU-A-CB (Split System: Heat Pump with Remote Outdoor Unit-Air-Source) | 38MURAQ36AB3* | ADP |  | V36H175P139+CBPE4B* |  | 36200 | 16 | 8.1 | 36800 | 34400 | 93.48% | 2 | 0 | 9.5 |  |  |  | No | R-410A | 3.0167 | Residential & Commercial | No
215294415 | Central HP <5.4 tons | AIRQUEST | HRCU-A-CB (Split System: Heat Pump with Remote Outdoor Unit-Air-Source) | DLCURAH30ABK | ADP |  | H,GG48936 | *96VTN1002122A* | 30000 | 15.2 | 8.1 | 32400 | 26800 | 82.72% | 1.8 | 0 | 9 |  |  |  | No | R-410A | 2.5 | Residential & Commercial | No
212520375 | Central HP <5.4 tons | CARRIER | HRCU-A-CB (Split System: Heat Pump with Remote Outdoor Unit-Air-Source) | 38MURAQ30AB3* | ADP |  | H,PG9J936 | 58SU*A040E17**12 | 30400 | 15.2 | 8.1 | 32600 | 26600 | 81.6% | 1.8 | 0 | 9 |  |  |  | No | R-410A | 2.5333 | Residential & Commercial | No
211396927 | Central HP <5.4 tons | COLEMAN | HRCU-A-CB (Split System: Heat Pump with Remote Outdoor Unit-Air-Source) | HMH72B341 |  |  | XAUC48FXXN1+TXV | TM8Y100C16MP11 | 34000 | 17.5 | 8.5 | 33200 | 24400 | 73.49% | 2.08 | 0 | 9 |  |  |  | No | R-410A | 2.8333 | Residential & Commercial | No
212603258 | Central HP <5.4 tons | DAY & NIGHT | HRCU-A-CB (Split System: Heat Pump with Remote Outdoor Unit-Air-Source) | DLCURAH36ABK | ADP |  | PL36H175P069 | *92ESN0601412A* | 35400 | 15.2 | 8.1 | 37800 | 35000 | 92.59% | 1.82 | 0 | 9.5 |  |  |  | No | R-410A | 2.95 | Residential & Commercial | No
211397026 | Central HP <5.4 tons | COLEMAN | HRCU-A-CB (Split System: Heat Pump with Remote Outdoor Unit-Air-Source) | HMH72B341 |  |  | XAUC48FXXN1+TXV | TM8Y080B12MP11 | 33200 | 17 | 8.5 | 32200 | 23600 | 73.29% | 2.04 | 0 | 9.5 |  |  |  | No | R-410A | 2.7667 | Residential & Commercial | No
211397377 | Central HP <5.4 tons | COLEMAN | HRCU-A-CB (Split System: Heat Pump with Remote Outdoor Unit-Air-Source) | HMH72B341 |  |  | XAHC48FXXN1+TXV | TM8V080C16MP12 | 33600 | 16.5 | 8.5 | 32400 | 23800 | 73.46% | 2.06 | 0 | 9 |  |  |  | No | R-410A | 2.8 | Residential & Commercial | No
211397513 | Central HP <5.4 tons | COLEMAN | HRCU-A-CB (Split System: Heat Pump with Remote Outdoor Unit-Air-Source) | HMH72B341 |  |  | XAHC48FBCN1 | CPLC100C16MP13 | 33600 | 16.5 | 8.5 | 32400 | 23800 | 73.46% | 2.06 | 0 | 9 |  |  |  | No | R-410A | 2.8 | Residential & Commercial | No
211397912 | Central HP <5.4 tons | COLEMAN | HRCU-A-CB (Split System: Heat Pump with Remote Outdoor Unit-Air-Source) | HMH72B341 |  |  | XAFC48FBCN1 | CPLC080C16MP13 | 34000 | 16.5 | 8.5 | 33200 | 24400 | 73.49% | 2.1 | 0 | 9 |  |  |  | No | R-410A | 2.8333 | Residential & Commercial | No
211398080 | Central HP <5.4 tons | COLEMAN | HRCU-A-CB (Split System: Heat Pump with Remote Outdoor Unit-Air-Source) | HMH72B341 |  |  | XAUC48FXXN1+TXV | TPLC080B12MP13 | 33000 | 16 | 8.1 | 32600 | 24000 | 73.62% | 2.02 | 0 | 9 |  |  |  | No | R-410A | 2.75 | Residential & Commercial | No
211398264 | Central HP <5.4 tons | COLEMAN | HRCU-A-CB (Split System: Heat Pump with Remote Outdoor Unit-Air-Source) | HMH72B341 |  |  | XAFC48FXXN1+TXV | TM8E120C16MP11 | 33600 | 17 | 8.5 | 32400 | 23600 | 72.84% | 2.08 | 0 | 9.5 |  |  |  | No | R-410A | 2.8 | Residential & Commercial | No
211393470 | Central HP <5.4 tons | COLEMAN | HRCU-A-CB (Split System: Heat Pump with Remote Outdoor Unit-Air-Source) | HMH72B341 |  |  | XAFC30CXXN1+TXV | TL8E080C16UH11 | 33200 | 17.5 | 8.5 | 33400 | 23400 | 70.06% | 2.04 | 0 | 9.5 |  |  |  | No | R-410A | 2.7667 | Residential & Commercial | No
211393702 | Central HP <5.4 tons | COLEMAN | HRCU-A-CB (Split System: Heat Pump with Remote Outdoor Unit-Air-Source) | HMH72B341 |  |  | XAFA30DXXN1+TXV | TPLC060A12MP13 | 34000 | 17 | 8.1 | 34000 | 24200 | 71.18% | 2.04 | 0 | 9.5 |  |  |  | No | R-410A | 2.8333 | Residential & Commercial | No
211394756 | Central HP <5.4 tons | COLEMAN | HRCU-A-CB (Split System: Heat Pump with Remote Outdoor Unit-Air-Source) | HMH72B341 |  |  | XAHC48FXXN1+TXV | TM9V100C16MP12 | 33000 | 16.5 | 8.5 | 31800 | 23200 | 72.96% | 2.04 | 0 | 9 |  |  |  | No | R-410A | 2.75 | Residential & Commercial | No
211394856 | Central HP <5.4 tons | COLEMAN | HRCU-A-CB (Split System: Heat Pump with Remote Outdoor Unit-Air-Source) | HMH72B341 |  |  | XAFD48FXXN1+TXV | CP9C100C16MP13 | 33800 | 16.5 | 8.5 | 32400 | 23600 | 72.84% | 2.08 | 0 | 9.5 |  |  |  | No | R-410A | 2.8167 | Residential & Commercial | No
211396577 | Central HP <5.4 tons | COLEMAN | HRCU-A-CB (Split System: Heat Pump with Remote Outdoor Unit-Air-Source) | HMH72B341 |  |  | XAFD48FXXN1+TXV | TM8Y120C20MP11 | 34000 | 16.5 | 8.5 | 34000 | 24200 | 71.18% | 2.1 | 0 | 9.5 |  |  |  | No | R-410A | 2.8333 | Residential & Commercial | No
211396760 | Central HP <5.4 tons | COLEMAN | HRCU-A-CB (Split System: Heat Pump with Remote Outdoor Unit-Air-Source) | HMH72B341 |  |  | XAHD48FBCN1 | TM8Y080C16MP11 | 33600 | 17 | 8.1 | 32600 | 24000 | 73.62% | 2.04 | 0 | 9 |  |  |  | No | R-410A | 2.8 | Residential & Commercial | No
211396828 | Central HP <5.4 tons | COLEMAN | HRCU-A-CB (Split System: Heat Pump with Remote Outdoor Unit-Air-Source) | HMH72B341 |  |  | XAFD48FXXN1+TXV | TM8Y100C16MP11 | 34000 | 17.5 | 8.5 | 33200 | 24400 | 73.49% | 2.08 | 0 | 9 |  |  |  | No | R-410A | 2.8333 | Residential & Commercial | No
211391113 | Central HP <5.4 tons | COLEMAN | HRCU-A-CB (Split System: Heat Pump with Remote Outdoor Unit-Air-Source) | HMH72B341 |  |  | XAUB36DXXN1+TXV | TPLC060A12MP13 | 34000 | 17.5 | 8.1 | 34000 | 24200 | 71.18% | 2.06 | 0 | 9.5 |  |  |  | No | R-410A | 2.8333 | Residential & Commercial | No
215669906 | Central HP <5.4 tons | DAY & NIGHT | HRCU-A-CB (Split System: Heat Pump with Remote Outdoor Unit-Air-Source) | C5H0V36*K*AAA* |  |  | ESH5X36M12A*+WALLCON | *96CTN0401410B* | 32200 | 15.2 | 8.5 | 36200 | 25800 | 71.27% | 1.76 | 0 | 9 |  |  |  | No | R-454B | 2.6833 | Residential & Commercial | No
215670222 | Central HP <5.4 tons | DAY & NIGHT | HRCU-A-CB (Split System: Heat Pump with Remote Outdoor Unit-Air-Source) | C5H0V36*K*AAA* |  |  | ESH5X48M12A*+WALLCON | *80CTL1102120B* | 34200 | 17 | 8.5 | 35400 | 25200 | 71.19% | 1.9 | 0 | 9.5 |  |  |  | No | R-454B | 2.85 | Residential & Commercial | No
215670422 | Central HP <5.4 tons | DAY & NIGHT | HRCU-A-CB (Split System: Heat Pump with Remote Outdoor Unit-Air-Source) | C5H0V36*K*AAA* |  |  | ESH5X60M12A*+WALLCON | *80CTL0701716B* | 34400 | 17 | 8.5 | 34800 | 25000 | 71.84% | 1.8 | 0 | 9.5 |  |  |  | No | R-454B | 2.8667 | Residential & Commercial | No
215674100 | Central HP <5.4 tons | DAY & NIGHT | HRCU-A-CB (Split System: Heat Pump with Remote Outdoor Unit-Air-Source) | C5H0V48*K*AAA* |  |  | EA*5X48M21A*+WALLCON | *97CMN0602120B* | 44000 | 17 | 9 | 49000 | 34600 | 70.61% | 2.04 | 0 | 9.5 |  |  |  | No | R-454B | 3.6667 | Residential & Commercial | No
213073401 | Central HP <5.4 tons | ACIQ | HRCU-A-CB (Split System: Heat Pump with Remote Outdoor Unit-Air-Source) | DLCURAH30ABK |  |  | EA*4X42L24A* | *92ESN1002120A* | 30600 | 15.2 | 8.1 | 34200 | 27000 | 78.95% | 1.82 | 0 | 9 |  |  |  | No | R-410A | 2.55 | Residential & Commercial | No
211394203 | Central HP <5.4 tons | COLEMAN | HRCU-A-CB (Split System: Heat Pump with Remote Outdoor Unit-Air-Source) | HMH72B341 |  |  | XAHC48FBCN1 | TM9Y060B12MP11 | 32400 | 16.5 | 8.1 | 32200 | 23600 | 73.29% | 1.98 | 0 | 9 |  |  |  | No | R-410A | 2.7 | Residential & Commercial | No
211394320 | Central HP <5.4 tons | COLEMAN | HRCU-A-CB (Split System: Heat Pump with Remote Outdoor Unit-Air-Source) | HMH72B341 |  |  | XAHD48FBCN1 | CP9C120D20MP13 | 33400 | 16.5 | 8.5 | 32000 | 23200 | 72.5% | 2.06 | 0 | 9.5 |  |  |  | No | R-410A | 2.7833 | Residential & Commercial | No
211389053 | Central HP <5.4 tons | COLEMAN | HRCU-A-CB (Split System: Heat Pump with Remote Outdoor Unit-Air-Source) | HMH72B341 |  |  | XAFC30CXXN1+TXV | TM9E060B12MP12 | 32600 | 17 | 8.1 | 33600 | 23600 | 70.24% | 2 | 0 | 9.5 |  |  |  | No | R-410A | 2.7167 | Residential & Commercial | No
211389301 | Central HP <5.4 tons | COLEMAN | HRCU-A-CB (Split System: Heat Pump with Remote Outdoor Unit-Air-Source) | HMH72B341 |  |  | XAHC36DBCN1 | TM8Y120C20MP11 | 34000 | 17 | 8.1 | 33800 | 24200 | 71.6% | 2.08 | 0 | 9.5 |  |  |  | No | R-410A | 2.8333 | Residential & Commercial | No
211390332 | Central HP <5.4 tons | COLEMAN | HRCU-A-CB (Split System: Heat Pump with Remote Outdoor Unit-Air-Source) | HMH72B341 |  |  | XAFC30CXXN1+TXV | TM8V080C16MP12 | 33000 | 17.5 | 8.5 | 33000 | 23200 | 70.3% | 2.04 | 0 | 9.5 |  |  |  | No | R-410A | 2.75 | Residential & Commercial | No
211390482 | Central HP <5.4 tons | COLEMAN | HRCU-A-CB (Split System: Heat Pump with Remote Outdoor Unit-Air-Source) | HMH72B341 |  |  | XAHC30CXXN1+TXV | TPLC080B12MP13 | 31800 | 16.5 | 8.1 | 33000 | 23200 | 70.3% | 1.96 | 0 | 9 |  |  |  | No | R-410A | 2.65 | Residential & Commercial | No
211390514 | Central HP <5.4 tons | COLEMAN | HRCU-A-CB (Split System: Heat Pump with Remote Outdoor Unit-Air-Source) | HMH72B341 |  |  | XAHB36DXXN1+TXV | TPLC080B12MP13 | 32800 | 16.5 | 8.1 | 33000 | 23400 | 70.91% | 1.98 | 0 | 9.5 |  |  |  | No | R-410A | 2.7333 | Residential & Commercial | No
211390598 | Central HP <5.4 tons | COLEMAN | HRCU-A-CB (Split System: Heat Pump with Remote Outdoor Unit-Air-Source) | HMH72B341 |  |  | XAFC36DXXN1+TXV | TM8V080B12MP12 | 33800 | 17 | 8.1 | 34000 | 24200 | 71.18% | 2.04 | 0 | 9.5 |  |  |  | No | R-410A | 2.8167 | Residential & Commercial | No
211390005 | Central HP <5.4 tons | COLEMAN | HRCU-A-CB (Split System: Heat Pump with Remote Outdoor Unit-Air-Source) | HMH72B341 |  |  | XAHC36DBCN1 | TM8V080C16MP12 | 34000 | 17 | 8.1 | 34000 | 24600 | 72.35% | 2.08 | 0 | 9.5 |  |  |  | No | R-410A | 2.8333 | Residential & Commercial | No
213738365 | Central HP <5.4 tons | DAY & NIGHT | HRCU-A-CB (Split System: Heat Pump with Remote Outdoor Unit-Air-Source) | DLCURAH30ABK | ADP |  | FG81936 | *80MSU0401712A* | 29800 | 15.2 | 8.1 | 32200 | 27200 | 84.47% | 1.8 | 0 | 9 |  |  |  | No | R-410A | 2.4833 | Residential & Commercial | No
211386026 | Central HP <5.4 tons | FRASER-JOHNSTON | HRCU-A-CB (Split System: Heat Pump with Remote Outdoor Unit-Air-Source) | HMH72B341 |  |  | XAFC48FBCN1 | TMLE080B12MP11 | 33400 | 17 | 8.5 | 32400 | 23800 | 73.46% | 2.04 | 0 | 9 |  |  |  | No | R-410A | 2.7833 | Residential & Commercial | No
213297325 | Central HP <5.4 tons | FRASER-JOHNSTON | HRCU-A-CB (Split System: Heat Pump with Remote Outdoor Unit-Air-Source) | HMH72B341 |  |  | XAHC30CXXN1+TXV | Z8ES120C16SMPS1 | 32600 | 17 | 8.5 | 32000 | 22600 | 70.62% | 2.04 | 0 | 9.5 |  |  |  | No | R-410A | 2.7167 | Residential & Commercial | No
213069255 | Central HP <5.4 tons | ACIQ | HRCU-A-CB (Split System: Heat Pump with Remote Outdoor Unit-Air-Source) | DLCURAH36ABK |  |  | EA*4X37L17A* | *80ES(N,L)0701712A* | 36000 | 15.2 | 8.1 | 38500 | 35000 | 90.91% | 2 | 0 | 9.5 |  |  |  | No | R-410A | 3 | Residential & Commercial | No
213069323 | Central HP <5.4 tons | ACIQ | HRCU-A-CB (Split System: Heat Pump with Remote Outdoor Unit-Air-Source) | DLCURAH36ABK |  |  | EA*4X42L21A* | *80VSL0701716A* | 35200 | 16 | 8.1 | 38500 | 35000 | 90.91% | 1.86 | 0 | 9.5 |  |  |  | No | R-410A | 2.9333 | Residential & Commercial | No
213069341 | Central HP <5.4 tons | ACIQ | HRCU-A-CB (Split System: Heat Pump with Remote Outdoor Unit-Air-Source) | DLCURAH36ABK |  |  | EA*4X42L21A* | *96VSN0801716A* | 35200 | 15.5 | 8.1 | 38500 | 35000 | 90.91% | 1.86 | 0 | 9.5 |  |  |  | No | R-410A | 2.9333 | Residential & Commercial | No
211385887 | Central HP <5.4 tons | FRASER-JOHNSTON | HRCU-A-CB (Split System: Heat Pump with Remote Outdoor Unit-Air-Source) | HMH72B341 |  |  | XAFC48FBCN1 | TMLE080C16MP11 | 33400 | 17 | 8.5 | 32200 | 23400 | 72.67% | 2.06 | 0 | 9.5 |  |  |  | No | R-410A | 2.7833 | Residential & Commercial | No
213296860 | Central HP <5.4 tons | FRASER-JOHNSTON | HRCU-A-CB (Split System: Heat Pump with Remote Outdoor Unit-Air-Source) | HMH72B341 |  |  | XAFC36DXXN1+TXV | Z8ES120C20LMPS1 | 34000 | 17.5 | 8.5 | 34000 | 24600 | 72.35% | 2.12 | 0 | 9.5 |  |  |  | No | R-410A | 2.8333 | Residential & Commercial | No
213296925 | Central HP <5.4 tons | FRASER-JOHNSTON | HRCU-A-CB (Split System: Heat Pump with Remote Outdoor Unit-Air-Source) | HMH72B341 |  |  | XAFC36DBCN1 | Z8ES100B12SMPS1 | 34000 | 18.5 | 8.1 | 34000 | 24600 | 72.35% | 2.12 | 0 | 9.5 |  |  |  | No | R-410A | 2.8333 | Residential & Commercial | No
213297495 | Central HP <5.4 tons | FRASER-JOHNSTON | HRCU-A-CB (Split System: Heat Pump with Remote Outdoor Unit-Air-Source) | HMH72B341 |  |  | XAFC48FXXN1+TXV | Z8ET080C16LMPS1 | 33600 | 17.5 | 8.5 | 32800 | 23200 | 70.73% | 2.08 | 0 | 9.5 |  |  |  | No | R-410A | 2.8 | Residential & Commercial | No
213297275 | Central HP <5.4 tons | FRASER-JOHNSTON | HRCU-A-CB (Split System: Heat Pump with Remote Outdoor Unit-Air-Source) | HMH72B341 |  |  | XAUB36DXXN1+TXV | Z9ES080B12SMPS1 | 34000 | 17 | 8.1 | 33400 | 23800 | 71.26% | 2.06 | 0 | 9.5 |  |  |  | No | R-410A | 2.8333 | Residential & Commercial | No
213297545 | Central HP <5.4 tons | FRASER-JOHNSTON | HRCU-A-CB (Split System: Heat Pump with Remote Outdoor Unit-Air-Source) | HMH72B341 |  |  | XAHC36DXXN1+TXV | Z8ES100C20LMPS1 | 34000 | 17 | 8.5 | 33400 | 23600 | 70.66% | 2.08 | 0 | 9.5 |  |  |  | No | R-410A | 2.8333 | Residential & Commercial | No
213297560 | Central HP <5.4 tons | FRASER-JOHNSTON | HRCU-A-CB (Split System: Heat Pump with Remote Outdoor Unit-Air-Source) | HMH72B341 |  |  | XAHC36DXXN1+TXV | Z8ES100B12SMPS1 | 33400 | 17.5 | 8.1 | 32800 | 23200 | 70.73% | 2.02 | 0 | 9.5 |  |  |  | No | R-410A | 2.7833 | Residential & Commercial | No
213297595 | Central HP <5.4 tons | FRASER-JOHNSTON | HRCU-A-CB (Split System: Heat Pump with Remote Outdoor Unit-Air-Source) | HMH72B341 |  |  | XAUB36DXXN1+TXV | Z8ES100B12SMPS1 | 34000 | 18 | 8.1 | 34000 | 24600 | 72.35% | 2.1 | 0 | 9.5 |  |  |  | No | R-410A | 2.8333 | Residential & Commercial | No
213069432 | Central HP <5.4 tons | ACIQ | HRCU-A-CB (Split System: Heat Pump with Remote Outdoor Unit-Air-Source) | DLCURAH36ABK |  |  | EA*4X43L21A* | OLV098A12* | 36200 | 15.2 | 8.5 | 38500 | 35000 | 90.91% | 2.06 | 0 | 9.5 |  |  |  | No | R-410A | 3.0167 | Residential & Commercial | No
213069464 | Central HP <5.4 tons | ACIQ | HRCU-A-CB (Split System: Heat Pump with Remote Outdoor Unit-Air-Source) | DLCURAH36ABK |  |  | EA*4X48L21A* | *96VSN0601714A* | 35400 | 15.5 | 8.1 | 38500 | 34800 | 90.39% | 2.02 | 0 | 9.5 |  |  |  | No | R-410A | 2.95 | Residential & Commercial | No
215588592 | Central HP <5.4 tons | TRANE | HRCU-A-CB (Split System: Heat Pump with Remote Outdoor Unit-Air-Source) | E4HL5018A1000A |  |  | A4AH5V24A1B3 |  | 18000 | 15.2 | 8.5 | 18000 | 16000 | 88.89% | 1.9 | 0 | 9.8 |  |  |  | No | R-410A | 1.5 | Residential & Commercial | No
213297505 | Central HP <5.4 tons | FRASER-JOHNSTON | HRCU-A-CB (Split System: Heat Pump with Remote Outdoor Unit-Air-Source) | HMH72B341 |  |  | XAUC48FXXN1+TXV | Z8ET080C16LMPS1 | 33600 | 17.5 | 8.5 | 32800 | 23200 | 70.73% | 2.08 | 0 | 9.5 |  |  |  | No | R-410A | 2.8 | Residential & Commercial | No
211397192 | Central HP <5.4 tons | COLEMAN | HRCU-A-CB (Split System: Heat Pump with Remote Outdoor Unit-Air-Source) | HMH72B341 |  |  | XAHC48FBCN1 | CPLC120C20MP13 | 33800 | 16.5 | 8.5 | 32400 | 23800 | 73.46% | 2.06 | 0 | 9 |  |  |  | No | R-410A | 2.8167 | Residential & Commercial | No
211398613 | Central HP <5.4 tons | COLEMAN | HRCU-A-CB (Split System: Heat Pump with Remote Outdoor Unit-Air-Source) | HMH72B341 |  |  | XAHC48FXXN1+TXV | TMLE100B12MP11 | 32600 | 17 | 8.1 | 31800 | 23200 | 72.96% | 2.02 | 0 | 9 |  |  |  | No | R-410A | 2.7167 | Residential & Commercial | No
211398695 | Central HP <5.4 tons | COLEMAN | HRCU-A-CB (Split System: Heat Pump with Remote Outdoor Unit-Air-Source) | HMH72B341 |  |  | XAUC48FXXN1+TXV | TM8E100B12MP11 | 33400 | 17 | 8.5 | 32400 | 23800 | 73.46% | 2.06 | 0 | 9.5 |  |  |  | No | R-410A | 2.7833 | Residential & Commercial | No
211398802 | Central HP <5.4 tons | COLEMAN | HRCU-A-CB (Split System: Heat Pump with Remote Outdoor Unit-Air-Source) | HMH72B341 |  |  | XAHC48FXXN1+TXV | TMLE080C16MP11 | 32800 | 16.5 | 8.5 | 31600 | 23000 | 72.78% | 2.04 | 0 | 9.5 |  |  |  | No | R-410A | 2.7333 | Residential & Commercial | No
211397651 | Central HP <5.4 tons | COLEMAN | HRCU-A-CB (Split System: Heat Pump with Remote Outdoor Unit-Air-Source) | HMH72B341 |  |  | XAFD48FBCN1 | TPLC080C16MP13 | 34000 | 16.5 | 8.5 | 33000 | 24400 | 73.94% | 2.1 | 0 | 9 |  |  |  | No | R-410A | 2.8333 | Residential & Commercial | No
211394582 | Central HP <5.4 tons | COLEMAN | HRCU-A-CB (Split System: Heat Pump with Remote Outdoor Unit-Air-Source) | HMH72B341 |  |  | XAFD48FBCN1 | CP9C100C20MP13 | 34000 | 16.5 | 8.5 | 33000 | 24200 | 73.33% | 2.1 | 0 | 9 |  |  |  | No | R-410A | 2.8333 | Residential & Commercial | No
211397281 | Central HP <5.4 tons | COLEMAN | HRCU-A-CB (Split System: Heat Pump with Remote Outdoor Unit-Air-Source) | HMH72B341 |  |  | XAHD48FBCN1 | TM8V100C16MP12 | 33600 | 16 | 8.5 | 32400 | 23800 | 73.46% | 2.06 | 0 | 9 |  |  |  | No | R-410A | 2.8 | Residential & Commercial | No
211386083 | Central HP <5.4 tons | FRASER-JOHNSTON | HRCU-A-CB (Split System: Heat Pump with Remote Outdoor Unit-Air-Source) | HMH72B341 |  |  | XAHC48FXXN1+TXV | TL9E100C20UH11 | 33400 | 15.5 | 8.5 | 32000 | 23400 | 73.12% | 2.04 | 0 | 9 |  |  |  | No | R-410A | 2.7833 | Residential & Commercial | No
211398400 | Central HP <5.4 tons | COLEMAN | HRCU-A-CB (Split System: Heat Pump with Remote Outdoor Unit-Air-Source) | HMH72B341 |  |  | XAHC48FXXN1+TXV | TM8E100C16MP11 | 33000 | 17 | 8.5 | 31800 | 23200 | 72.96% | 2.04 | 0 | 9.5 |  |  |  | No | R-410A | 2.75 | Residential & Commercial | No
211398650 | Central HP <5.4 tons | COLEMAN | HRCU-A-CB (Split System: Heat Pump with Remote Outdoor Unit-Air-Source) | HMH72B341 |  |  | XAFC48FXXN1+TXV | TM8E100B12MP11 | 33400 | 17 | 8.5 | 32400 | 23800 | 73.46% | 2.06 | 0 | 9.5 |  |  |  | No | R-410A | 2.7833 | Residential & Commercial | No
212978540 | Central HP <5.4 tons | KEEPRITE | HRCU-A-CB (Split System: Heat Pump with Remote Outdoor Unit-Air-Source) | DLCURAH30ABK |  |  | EA*4X37L21A* | *80MS(N,L)0701712A* | 30400 | 15.2 | 8.1 | 33000 | 26400 | 80% | 1.84 | 0 | 9 |  |  |  | No | R-410A | 2.5333 | Residential & Commercial | No
211396372 | Central HP <5.4 tons | COLEMAN | HRCU-A-CB (Split System: Heat Pump with Remote Outdoor Unit-Air-Source) | HMH72B341 |  |  | XAFC48FBCN1 | TM9E060B12MP12 | 33200 | 16.5 | 8.1 | 32600 | 24000 | 73.62% | 2.02 | 0 | 9 |  |  |  | No | R-410A | 2.7667 | Residential & Commercial | No
211397056 | Central HP <5.4 tons | COLEMAN | HRCU-A-CB (Split System: Heat Pump with Remote Outdoor Unit-Air-Source) | HMH72B341 |  |  | XAHC48FXXN1+TXV | TM8V100C20MP12 | 33800 | 16.5 | 8.5 | 32400 | 23800 | 73.46% | 2.06 | 0 | 9 |  |  |  | No | R-410A | 2.8167 | Residential & Commercial | No
215389777 | Central HP <5.4 tons | AIRQUEST | HRCU-A-CB (Split System: Heat Pump with Remote Outdoor Unit-Air-Source) | DLCURAH36ABK |  |  | EA*4X36L17A* | *96VTN0601716B* | 34800 | 15.2 | 8.1 | 38500 | 35200 | 91.43% | 1.8 | 0 | 9.5 |  |  |  | No | R-410A | 2.9 | Residential & Commercial | No
211395902 | Central HP <5.4 tons | COLEMAN | HRCU-A-CB (Split System: Heat Pump with Remote Outdoor Unit-Air-Source) | HMH72B341 |  |  | XAUC48FXXN1+TXV | TP9C060B12MP13 | 33000 | 16.5 | 8.1 | 32400 | 24000 | 74.07% | 2.04 | 0 | 9 |  |  |  | No | R-410A | 2.75 | Residential & Commercial | No
211396813 | Central HP <5.4 tons | COLEMAN | HRCU-A-CB (Split System: Heat Pump with Remote Outdoor Unit-Air-Source) | HMH72B341 |  |  | XAHC48FBCN1 | TM8Y080C16MP11 | 33600 | 17 | 8.1 | 32600 | 24000 | 73.62% | 2.04 | 0 | 9 |  |  |  | No | R-410A | 2.8 | Residential & Commercial | No
215667353 | Central HP <5.4 tons | DAY & NIGHT | HRCU-A-CB (Split System: Heat Pump with Remote Outdoor Unit-Air-Source) | C5H0V24*K*AAA* |  |  | EA*5X30M14A*+WALLCON | *96CTN0401410B* | 22600 | 15.5 | 8.5 | 24200 | 17100 | 70.66% | 1.84 | 0 | 9 |  |  |  | No | R-454B | 1.8833 | Residential & Commercial | No
211394996 | Central HP <5.4 tons | COLEMAN | HRCU-A-CB (Split System: Heat Pump with Remote Outdoor Unit-Air-Source) | HMH72B341 |  |  | XAHD48FXXN1+TXV | TM9V080C16MP12 | 32600 | 16 | 8.1 | 31800 | 23200 | 72.96% | 2.02 | 0 | 9 |  |  |  | No | R-410A | 2.7167 | Residential & Commercial | No
211393776 | Central HP <5.4 tons | COLEMAN | HRCU-A-CB (Split System: Heat Pump with Remote Outdoor Unit-Air-Source) | HMH72B341 |  |  | XAFA30DXXN1+TXV | TL8E060A12UH11 | 33800 | 18 | 8.1 | 33800 | 23800 | 70.41% | 2.04 | 0 | 9.5 |  |  |  | No | R-410A | 2.8167 | Residential & Commercial | No
213297745 | Central HP <5.4 tons | FRASER-JOHNSTON | HRCU-A-CB (Split System: Heat Pump with Remote Outdoor Unit-Air-Source) | HMH72B341 |  |  | XAFD48FXXN1+TXV | Z8ET080C16LMPS1 | 33600 | 17.5 | 8.5 | 32800 | 23200 | 70.73% | 2.08 | 0 | 9.5 |  |  |  | No | R-410A | 2.8 | Residential & Commercial | No
211393926 | Central HP <5.4 tons | COLEMAN | HRCU-A-CB (Split System: Heat Pump with Remote Outdoor Unit-Air-Source) | HMH72B341 |  |  | XAFD48FBCN1 | TM9Y100C16MP11 | 33400 | 17 | 8.5 | 32400 | 23600 | 72.84% | 2.06 | 0 | 9.5 |  |  |  | No | R-410A | 2.7833 | Residential & Commercial | No
212977045 | Central HP <5.4 tons | KEEPRITE | HRCU-A-CB (Split System: Heat Pump with Remote Outdoor Unit-Air-Source) | DLCURAH30ABK |  |  | EA*4X42L24A* | *96VTN1002122B* | 30000 | 15.2 | 8.1 | 34200 | 27600 | 80.7% | 1.8 | 0 | 9 |  |  |  | No | R-410A | 2.5 | Residential & Commercial | No
212978606 | Central HP <5.4 tons | KEEPRITE | HRCU-A-CB (Split System: Heat Pump with Remote Outdoor Unit-Air-Source) | DLCURAH30ABK |  |  | END4X42L17** | *80MS(N,L)0701712A* | 30000 | 15.2 | 8.1 | 34000 | 27200 | 80% | 1.82 | 0 | 9 |  |  |  | No | R-410A | 2.5 | Residential & Commercial | No
215669185 | Central HP <5.4 tons | AIRQUEST | HRCU-A-CB (Split System: Heat Pump with Remote Outdoor Unit-Air-Source) | H5H0V36*K*AAA* |  |  | EA*5X48M21A*+WALLCON | *95CSU0601716B* | 33600 | 17.5 | 9 | 35200 | 25200 | 71.59% | 1.88 | 0 | 9.5 |  |  |  | No | R-454B | 2.8 | Residential & Commercial | No
215669871 | Central HP <5.4 tons | AIRQUEST | HRCU-A-CB (Split System: Heat Pump with Remote Outdoor Unit-Air-Source) | H5H0V36*K*AAA* |  |  | ESH5X36M12A*+WALLCON | *97CMN0801714B* | 33400 | 16 | 8.5 | 35800 | 25600 | 71.51% | 1.76 | 0 | 9 |  |  |  | No | R-454B | 2.7833 | Residential & Commercial | No
215669903 | Central HP <5.4 tons | AIRQUEST | HRCU-A-CB (Split System: Heat Pump with Remote Outdoor Unit-Air-Source) | H5H0V36*K*AAA* |  |  | ESH5X36M12A*+WALLCON | *96CTN0401410B* | 32200 | 15.2 | 8.5 | 36200 | 25800 | 71.27% | 1.76 | 0 | 9 |  |  |  | No | R-454B | 2.6833 | Residential & Commercial | No
215670039 | Central HP <5.4 tons | AIRQUEST | HRCU-A-CB (Split System: Heat Pump with Remote Outdoor Unit-Air-Source) | H5H0V36*K*AAA* |  |  | ESH5X42M12A*+WALLCON | *95CSU1002122B* | 34000 | 16.5 | 8.5 | 35600 | 25200 | 70.79% | 1.78 | 0 | 9.5 |  |  |  | No | R-454B | 2.8333 | Residential & Commercial | No
215670139 | Central HP <5.4 tons | AIRQUEST | HRCU-A-CB (Split System: Heat Pump with Remote Outdoor Unit-Air-Source) | H5H0V36*K*AAA* |  |  | ESH5X48M12A*+WALLCON | *80CSU0601716A* | 34000 | 17 | 8.5 | 35400 | 25200 | 71.19% | 1.88 | 0 | 9.5 |  |  |  | No | R-454B | 2.8333 | Residential & Commercial | No
215670389 | Central HP <5.4 tons | AIRQUEST | HRCU-A-CB (Split System: Heat Pump with Remote Outdoor Unit-Air-Source) | H5H0V36*K*AAA* |  |  | ESH5X60M12A*+WALLCON | *80CSU0601716A* | 34600 | 17 | 8.5 | 34600 | 25000 | 72.25% | 1.8 | 0 | 9.5 |  |  |  | No | R-454B | 2.8833 | Residential & Commercial | No
211386409 | Central HP <5.4 tons | FRASER-JOHNSTON | HRCU-A-CB (Split System: Heat Pump with Remote Outdoor Unit-Air-Source) | HMH72B341 |  |  | XAFD48FXXN1+TXV | TL8E100C20UH11 | 34000 | 16.5 | 8.5 | 32400 | 23800 | 73.46% | 2.1 | 0 | 9.5 |  |  |  | No | R-410A | 2.8333 | Residential & Commercial | No
211393574 | Central HP <5.4 tons | COLEMAN | HRCU-A-CB (Split System: Heat Pump with Remote Outdoor Unit-Air-Source) | HMH72B341 |  |  | XAFB30CXXN1+TXV | TL8E060A12UH11 | 32800 | 18 | 8.1 | 33400 | 23400 | 70.06% | 2.02 | 0 | 9.5 |  |  |  | No | R-410A | 2.7333 | Residential & Commercial | No
211393588 | Central HP <5.4 tons | COLEMAN | HRCU-A-CB (Split System: Heat Pump with Remote Outdoor Unit-Air-Source) | HMH72B341 |  |  | XAUB30CXXN1+TXV | TL8E060A12UH11 | 32800 | 18 | 8.1 | 33400 | 23400 | 70.06% | 2.02 | 0 | 9.5 |  |  |  | No | R-410A | 2.7333 | Residential & Commercial | No
211395924 | Central HP <5.4 tons | COLEMAN | HRCU-A-CB (Split System: Heat Pump with Remote Outdoor Unit-Air-Source) | HMH72B341 |  |  | XAHD48FXXN1+TXV | TM9E100C16MP12 | 32800 | 16.5 | 8.5 | 31800 | 23200 | 72.96% | 2.02 | 0 | 9 |  |  |  | No | R-410A | 2.7333 | Residential & Commercial | No
215673997 | Central HP <5.4 tons | AIRQUEST | HRCU-A-CB (Split System: Heat Pump with Remote Outdoor Unit-Air-Source) | H5H0V48*K*AAA* |  |  | EA*5X48M21A*+WALLCON | *80CSU0802120A* | 44500 | 18 | 9 | 48500 | 34000 | 70.1% | 2.06 | 0 | 9.5 |  |  |  | No | R-454B | 3.7083 | Residential & Commercial | No
215674047 | Central HP <5.4 tons | AIRQUEST | HRCU-A-CB (Split System: Heat Pump with Remote Outdoor Unit-Air-Source) | H5H0V48*K*AAA* |  |  | EA*5X48M21A*+WALLCON | *80CTL0901716B* | 44000 | 17.5 | 9 | 48500 | 34200 | 70.52% | 2.06 | 0 | 9.5 |  |  |  | No | R-454B | 3.6667 | Residential & Commercial | No
215674067 | Central HP <5.4 tons | AIRQUEST | HRCU-A-CB (Split System: Heat Pump with Remote Outdoor Unit-Air-Source) | H5H0V48*K*AAA* |  |  | EA*5X48M21A*+WALLCON | *80CTL1102120B* | 44500 | 18 | 9 | 48500 | 34000 | 70.1% | 2.06 | 0 | 9.5 |  |  |  | No | R-454B | 3.7083 | Residential & Commercial | No
215667699 | Central HP <5.4 tons | AIRQUEST | HRCU-A-CB (Split System: Heat Pump with Remote Outdoor Unit-Air-Source) | H5H0V24*K*AAA* |  |  | EA*5X36M17A*+WALLCON | *96CTN0401410B* | 22600 | 16 | 8.5 | 24200 | 17000 | 70.25% | 1.84 | 0 | 9.5 |  |  |  | No | R-454B | 1.8833 | Residential & Commercial | No
211396592 | Central HP <5.4 tons | COLEMAN | HRCU-A-CB (Split System: Heat Pump with Remote Outdoor Unit-Air-Source) | HMH72B341 |  |  | XAFD48FXXN1+TXV | TM8Y100C20MP11 | 34000 | 16.5 | 8.5 | 34000 | 24200 | 71.18% | 2.1 | 0 | 9.5 |  |  |  | No | R-410A | 2.8333 | Residential & Commercial | No
211395024 | Central HP <5.4 tons | COLEMAN | HRCU-A-CB (Split System: Heat Pump with Remote Outdoor Unit-Air-Source) | HMH72B341 |  |  | XAHD48FXXN1+TXV | CP9C080C16MP13 | 32600 | 16 | 8.1 | 31800 | 23200 | 72.96% | 2.02 | 0 | 9 |  |  |  | No | R-410A | 2.7167 | Residential & Commercial | No
211394554 | Central HP <5.4 tons | COLEMAN | HRCU-A-CB (Split System: Heat Pump with Remote Outdoor Unit-Air-Source) | HMH72B341 |  |  | XAFD48FBCN1 | TM9V100C20MP12 | 34000 | 16.5 | 8.5 | 33000 | 24200 | 73.33% | 2.1 | 0 | 9 |  |  |  | No | R-410A | 2.8333 | Residential & Commercial | No
211394588 | Central HP <5.4 tons | COLEMAN | HRCU-A-CB (Split System: Heat Pump with Remote Outdoor Unit-Air-Source) | HMH72B341 |  |  | XAFC48FXXN1+TXV | TM9V100C20MP12 | 34000 | 16.5 | 8.5 | 33000 | 24200 | 73.33% | 2.1 | 0 | 9 |  |  |  | No | R-410A | 2.8333 | Residential & Commercial | No
211394603 | Central HP <5.4 tons | COLEMAN | HRCU-A-CB (Split System: Heat Pump with Remote Outdoor Unit-Air-Source) | HMH72B341 |  |  | XAFC48FXXN1+TXV | TP9C100C20MP13 | 34000 | 16.5 | 8.5 | 33000 | 24200 | 73.33% | 2.1 | 0 | 9 |  |  |  | No | R-410A | 2.8333 | Residential & Commercial | No
211394806 | Central HP <5.4 tons | COLEMAN | HRCU-A-CB (Split System: Heat Pump with Remote Outdoor Unit-Air-Source) | HMH72B341 |  |  | XAHC48FBCN1 | TP9C100C16MP13 | 33000 | 16.5 | 8.5 | 31800 | 23200 | 72.96% | 2.04 | 0 | 9 |  |  |  | No | R-410A | 2.75 | Residential & Commercial | No
211394955 | Central HP <5.4 tons | COLEMAN | HRCU-A-CB (Split System: Heat Pump with Remote Outdoor Unit-Air-Source) | HMH72B341 |  |  | XAFC48FBCN1 | TP9C100C16MP13 | 33800 | 16.5 | 8.5 | 32400 | 23800 | 73.46% | 2.08 | 0 | 9.5 |  |  |  | No | R-410A | 2.8167 | Residential & Commercial | No
215668549 | Central HP <5.4 tons | AIRQUEST | HRCU-A-CB (Split System: Heat Pump with Remote Outdoor Unit-Air-Source) | H5H0V36*K*AAA* |  |  | EA*5X37M17A*+WALLCON | *80CTL0451712B* | 33600 | 17 | 9 | 36000 | 25800 | 71.67% | 1.86 | 0 | 9 |  |  |  | No | R-454B | 2.8 | Residential & Commercial | No
215677356 | Central HP <5.4 tons | AIRQUEST | HRCU-A-CB (Split System: Heat Pump with Remote Outdoor Unit-Air-Source) | H5H0V60*K*AAA* |  |  | EVD5X60M21A*+WALLCON | *80CTL0902120B* | 57000 | 18.5 | 9 | 63500 | 44500 | 70.08% | 2.08 | 0 | 9.5 |  |  |  | No | R-454B | 4.75 | Residential & Commercial | No
215677106 | Central HP <5.4 tons | AIRQUEST | HRCU-A-CB (Split System: Heat Pump with Remote Outdoor Unit-Air-Source) | H5H0V60*K*AAA* |  |  | EVM5X60M24A*+WALLCON | *80CTL0702120B* | 56000 | 18 | 9 | 63500 | 45000 | 70.87% | 2.06 | 0 | 9 |  |  |  | No | R-454B | 4.6667 | Residential & Commercial | No
215677226 | Central HP <5.4 tons | AIRQUEST | HRCU-A-CB (Split System: Heat Pump with Remote Outdoor Unit-Air-Source) | H5H0V60*K*AAA* |  |  | EVM5X61M24A*+WALLCON | *80CTL0702120B* | 57000 | 18.5 | 9 | 64000 | 45000 | 70.31% | 2.08 | 0 | 9 |  |  |  | No | R-454B | 4.75 | Residential & Commercial | No
215682806 | Central HP <5.4 tons | AIRQUEST | HRCU-A-CB (Split System: Heat Pump with Remote Outdoor Unit-Air-Source) | H5H0V60*K*AAA* |  |  | EVM5X60M21A*+WALLCON | *80CSU0401712B* | 56000 | 18 | 8.5 | 60500 | 43500 | 71.9% | 2.12 | 0 | 9.5 |  |  |  | No | R-454B | 4.6667 | Residential & Commercial | No
215681336 | Central HP <5.4 tons | AIRQUEST | HRCU-A-CB (Split System: Heat Pump with Remote Outdoor Unit-Air-Source) | H5H0V48*K*AAA* |  |  | EA*5X48M21A*+WALLCON | *80CSU1002120B* | 44000 | 17 | 9 | 48500 | 34000 | 70.1% | 2.04 | 0 | 9.5 |  |  |  | No | R-454B | 3.6667 | Residential & Commercial | No
215681536 | Central HP <5.4 tons | AIRQUEST | HRCU-A-CB (Split System: Heat Pump with Remote Outdoor Unit-Air-Source) | H5H0V48*K*AAA* |  |  | EA*5X61M24A*+WALLCON | *80CSU1002120B* | 46000 | 18 | 9 | 47500 | 33600 | 70.74% | 2.08 | 0 | 9.5 |  |  |  | No | R-454B | 3.8333 | Residential & Commercial | No
215681686 | Central HP <5.4 tons | AIRQUEST | HRCU-A-CB (Split System: Heat Pump with Remote Outdoor Unit-Air-Source) | H5H0V48*K*AAA* |  |  | ESH5X60M12A*+WALLCON | *80CSU0601716B* | 45500 | 17 | 8.5 | 48000 | 33800 | 70.42% | 2.08 | 0 | 9.5 |  |  |  | No | R-454B | 3.7917 | Residential & Commercial | No
215679746 | Central HP <5.4 tons | AIRQUEST | HRCU-A-CB (Split System: Heat Pump with Remote Outdoor Unit-Air-Source) | H5H0V36*K*AAA* |  |  | ESH5X36M12A*+WALLCON | *97CTN0801716A* | 33400 | 16 | 8.5 | 36000 | 25600 | 71.11% | 1.76 | 0 | 9 |  |  |  | No | R-454B | 2.7833 | Residential & Commercial | No
215679766 | Central HP <5.4 tons | AIRQUEST | HRCU-A-CB (Split System: Heat Pump with Remote Outdoor Unit-Air-Source) | H5H0V36*K*AAA* |  |  | ESH5X36M12A*+WALLCON | *97CTN1002122A* | 33800 | 16 | 8.5 | 35800 | 25400 | 70.95% | 1.76 | 0 | 9.5 |  |  |  | No | R-454B | 2.8167 | Residential & Commercial | No
211392459 | Central HP <5.4 tons | COLEMAN | HRCU-A-CB (Split System: Heat Pump with Remote Outdoor Unit-Air-Source) | HMH72B341 |  |  | XAFB30CXXN1+TXV | TM8E080B12MP11 | 32800 | 17.5 | 8.1 | 34000 | 23800 | 70% | 2.02 | 0 | 9.5 |  |  |  | No | R-410A | 2.7333 | Residential & Commercial | No
211393177 | Central HP <5.4 tons | COLEMAN | HRCU-A-CB (Split System: Heat Pump with Remote Outdoor Unit-Air-Source) | HMH72B341 |  |  | XAHB30CXXN1+TXV | TL9E060B12UH11 | 31600 | 16.5 | 8.1 | 32200 | 22800 | 70.81% | 1.96 | 0 | 9.5 |  |  |  | No | R-410A | 2.6333 | Residential & Commercial | No
211394243 | Central HP <5.4 tons | COLEMAN | HRCU-A-CB (Split System: Heat Pump with Remote Outdoor Unit-Air-Source) | HMH72B341 |  |  | XAUC48FXXN1+TXV | TM9Y060B12MP11 | 33200 | 16.5 | 8.1 | 32600 | 24000 | 73.62% | 2.02 | 0 | 9 |  |  |  | No | R-410A | 2.7667 | Residential & Commercial | No
215667514 | Central HP <5.4 tons | DAY & NIGHT | HRCU-A-CB (Split System: Heat Pump with Remote Outdoor Unit-Air-Source) | C5H0V24*K*AAA* |  |  | EA*5X30M17A*+WALLCON | *96CTN0401410B* | 22600 | 15.5 | 8.5 | 24400 | 17100 | 70.08% | 1.84 | 0 | 9 |  |  |  | No | R-454B | 1.8833 | Residential & Commercial | No
211394841 | Central HP <5.4 tons | COLEMAN | HRCU-A-CB (Split System: Heat Pump with Remote Outdoor Unit-Air-Source) | HMH72B341 |  |  | XAFD48FXXN1+TXV | TP9C100C16MP13 | 33800 | 16.5 | 8.5 | 32400 | 23600 | 72.84% | 2.08 | 0 | 9.5 |  |  |  | No | R-410A | 2.8167 | Residential & Commercial | No
211394941 | Central HP <5.4 tons | COLEMAN | HRCU-A-CB (Split System: Heat Pump with Remote Outdoor Unit-Air-Source) | HMH72B341 |  |  | XAUC48FXXN1+TXV | TM9V100C16MP12 | 33800 | 16.5 | 8.5 | 32400 | 23800 | 73.46% | 2.08 | 0 | 9.5 |  |  |  | No | R-410A | 2.8167 | Residential & Commercial | No
211394970 | Central HP <5.4 tons | COLEMAN | HRCU-A-CB (Split System: Heat Pump with Remote Outdoor Unit-Air-Source) | HMH72B341 |  |  | XAUC48FXXN1+TXV | TP9C100C16MP13 | 33800 | 16.5 | 8.5 | 32400 | 23800 | 73.46% | 2.08 | 0 | 9.5 |  |  |  | No | R-410A | 2.8167 | Residential & Commercial | No
211394677 | Central HP <5.4 tons | COLEMAN | HRCU-A-CB (Split System: Heat Pump with Remote Outdoor Unit-Air-Source) | HMH72B341 |  |  | XAFC48FBCN1 | CP9C100C20MP13 | 34000 | 16.5 | 8.5 | 33000 | 24200 | 73.33% | 2.1 | 0 | 9 |  |  |  | No | R-410A | 2.8333 | Residential & Commercial | No
211395229 | Central HP <5.4 tons | COLEMAN | HRCU-A-CB (Split System: Heat Pump with Remote Outdoor Unit-Air-Source) | HMH72B341 |  |  | XAFD48FBCN1 | TM9V080C16MP12 | 33400 | 16.5 | 8.5 | 32400 | 23600 | 72.84% | 2.06 | 0 | 9.5 |  |  |  | No | R-410A | 2.7833 | Residential & Commercial | No
211395761 | Central HP <5.4 tons | COLEMAN | HRCU-A-CB (Split System: Heat Pump with Remote Outdoor Unit-Air-Source) | HMH72B341 |  |  | XAHC48FBCN1 | TM9V060B12MP12 | 32400 | 16 | 8.1 | 32000 | 23400 | 73.12% | 2 | 0 | 9 |  |  |  | No | R-410A | 2.7 | Residential & Commercial | No
211395804 | Central HP <5.4 tons | COLEMAN | HRCU-A-CB (Split System: Heat Pump with Remote Outdoor Unit-Air-Source) | HMH72B341 |  |  | XAFC48FXXN1+TXV | TM9V060B12MP12 | 33000 | 16.5 | 8.1 | 32400 | 24000 | 74.07% | 2.04 | 0 | 9 |  |  |  | No | R-410A | 2.75 | Residential & Commercial | No
215668648 | Central HP <5.4 tons | DAY & NIGHT | HRCU-A-CB (Split System: Heat Pump with Remote Outdoor Unit-Air-Source) | C5H0V36*K*AAA* |  |  | EA*5X37M21A*+WALLCON | *80CSU1002120A* | 34400 | 17.5 | 9 | 35400 | 25200 | 71.19% | 1.9 | 0 | 9.5 |  |  |  | No | R-454B | 2.8667 | Residential & Commercial | No
215667280 | Central HP <5.4 tons | DAY & NIGHT | HRCU-A-CB (Split System: Heat Pump with Remote Outdoor Unit-Air-Source) | C5H0V24*K*AAA* |  |  | EA*5X25M17A*+WALLCON | *96CTN0401410B* | 23400 | 16 | 9 | 24000 | 16800 | 70% | 1.98 | 0 | 9.5 |  |  |  | No | R-454B | 1.95 | Residential & Commercial | No
215682906 | Central HP <5.4 tons | AIRQUEST | HRCU-A-CB (Split System: Heat Pump with Remote Outdoor Unit-Air-Source) | H5H0V60*K*AAA* |  |  | EVM5X60M24A*+WALLCON | *97CTN1002122A* | 56500 | 18.5 | 9 | 63000 | 44500 | 70.63% | 2.08 | 0 | 9 |  |  |  | No | R-454B | 4.7083 | Residential & Commercial | No
215682136 | Central HP <5.4 tons | AIRQUEST | HRCU-A-CB (Split System: Heat Pump with Remote Outdoor Unit-Air-Source) | H5H0V48*K*AAA* |  |  | EVD5X48M21A*+WALLCON | *80CSU1002120B* | 47000 | 18 | 9 | 50000 | 36400 | 72.8% | 2.02 | 0 | 9.5 |  |  |  | No | R-454B | 3.9167 | Residential & Commercial | No
215668552 | Central HP <5.4 tons | DAY & NIGHT | HRCU-A-CB (Split System: Heat Pump with Remote Outdoor Unit-Air-Source) | C5H0V36*K*AAA* |  |  | EA*5X37M17A*+WALLCON | *80CTL0451712B* | 33600 | 17 | 9 | 36000 | 25800 | 71.67% | 1.86 | 0 | 9 |  |  |  | No | R-454B | 2.8 | Residential & Commercial | No
215668568 | Central HP <5.4 tons | DAY & NIGHT | HRCU-A-CB (Split System: Heat Pump with Remote Outdoor Unit-Air-Source) | C5H0V36*K*AAA* |  |  | EA*5X37M17A*+WALLCON | *80CTL0701716B* | 33800 | 17.5 | 9 | 35800 | 25600 | 71.51% | 1.88 | 0 | 9.5 |  |  |  | No | R-454B | 2.8167 | Residential & Commercial | No
215668584 | Central HP <5.4 tons | DAY & NIGHT | HRCU-A-CB (Split System: Heat Pump with Remote Outdoor Unit-Air-Source) | C5H0V36*K*AAA* |  |  | EA*5X37M17A*+WALLCON | *95CSU0601716B* | 33800 | 17 | 9 | 35800 | 25600 | 71.51% | 1.86 | 0 | 9.5 |  |  |  | No | R-454B | 2.8167 | Residential & Commercial | No
211394147 | Central HP <5.4 tons | COLEMAN | HRCU-A-CB (Split System: Heat Pump with Remote Outdoor Unit-Air-Source) | HMH72B341 |  |  | XAFC48FXXN1+TXV | TM9Y080B12MP11 | 33400 | 17 | 8.1 | 32800 | 24200 | 73.78% | 2.04 | 0 | 9 |  |  |  | No | R-410A | 2.7833 | Residential & Commercial | No
211394517 | Central HP <5.4 tons | COLEMAN | HRCU-A-CB (Split System: Heat Pump with Remote Outdoor Unit-Air-Source) | HMH72B341 |  |  | XAHC48FBCN1 | CP9C100C20MP13 | 33200 | 17 | 8.5 | 32000 | 23400 | 73.12% | 2.04 | 0 | 9 |  |  |  | No | R-410A | 2.7667 | Residential & Commercial | No
211398371 | Central HP <5.4 tons | COLEMAN | HRCU-A-CB (Split System: Heat Pump with Remote Outdoor Unit-Air-Source) | HMH72B341 |  |  | XAHD48FBCN1 | TM8E100C16MP11 | 32800 | 16.5 | 8.5 | 31600 | 23200 | 73.42% | 2.02 | 0 | 9.5 |  |  |  | No | R-410A | 2.7333 | Residential & Commercial | No
213069324 | Central HP <5.4 tons | ACIQ | HRCU-A-CB (Split System: Heat Pump with Remote Outdoor Unit-Air-Source) | DLCURAH36ABK |  |  | EA*4X42L21A* | *80VSL0702120A* | 35400 | 16 | 8.1 | 38500 | 35000 | 90.91% | 1.88 | 0 | 9.5 |  |  |  | No | R-410A | 2.95 | Residential & Commercial | No
213069365 | Central HP <5.4 tons | ACIQ | HRCU-A-CB (Split System: Heat Pump with Remote Outdoor Unit-Air-Source) | DLCURAH36ABK |  |  | EA*4X42L24A* | *80VSL0902120A* | 35000 | 16 | 8.1 | 38500 | 35000 | 90.91% | 1.86 | 0 | 9.5 |  |  |  | No | R-410A | 2.9167 | Residential & Commercial | No
211398460 | Central HP <5.4 tons | COLEMAN | HRCU-A-CB (Split System: Heat Pump with Remote Outdoor Unit-Air-Source) | HMH72B341 |  |  | XAFD48FXXN1+TXV | TM8E100C16MP11 | 33600 | 17 | 8.5 | 32400 | 23600 | 72.84% | 2.08 | 0 | 9.5 |  |  |  | No | R-410A | 2.8 | Residential & Commercial | No
211398553 | Central HP <5.4 tons | COLEMAN | HRCU-A-CB (Split System: Heat Pump with Remote Outdoor Unit-Air-Source) | HMH72B341 |  |  | XAUC48FXXN1+TXV | TM8E100C16MP11 | 33600 | 17 | 8.5 | 32400 | 23600 | 72.84% | 2.06 | 0 | 9.5 |  |  |  | No | R-410A | 2.8 | Residential & Commercial | No
213312023 | Central HP <5.4 tons | BRYANT HEATING AND COOLING SYSTEMS | HRCU-A-CB (Split System: Heat Pump with Remote Outdoor Unit-Air-Source) | 38MURAQ36AB3* | ADP |  | V36H***P429+CBPE3A* |  | 35600 | 15.2 | 8.1 | 36800 | 34400 | 93.48% | 2 | 0 | 9.5 |  |  |  | No | R-410A | 2.9667 | Residential & Commercial | No
215683576 | Central HP <5.4 tons | BRYANT HEATING AND COOLING SYSTEMS | HRCU-A-CB (Split System: Heat Pump with Remote Outdoor Unit-Air-Source) | 290VAN024**AA* |  |  | CAA**2414AM*+UI | 986TD30040C14*** | 22400 | 15.5 | 8.5 | 24600 | 17300 | 70.33% | 1.82 | 0 | 9 |  |  |  | No | R-454B | 1.8667 | Residential & Commercial | No
211387783 | Central HP <5.4 tons | FRASER-JOHNSTON | HRCU-A-CB (Split System: Heat Pump with Remote Outdoor Unit-Air-Source) | HMH72B341 |  |  | XAHB30CXXN1+TXV | TM9V080B12MP12 | 32000 | 16.5 | 8.1 | 33400 | 23400 | 70.06% | 1.98 | 0 | 9 |  |  |  | No | R-410A | 2.6667 | Residential & Commercial | No
215679259 | Central HP <5.4 tons | DAY & NIGHT | HRCU-A-CB (Split System: Heat Pump with Remote Outdoor Unit-Air-Source) | C5H0V36*K*AAA* |  |  | EA*5X37M17A*+WALLCON | *97CTN0601716A* | 33600 | 17 | 9 | 36000 | 25800 | 71.67% | 1.88 | 0 | 9 |  |  |  | No | R-454B | 2.8 | Residential & Commercial | No
215679239 | Central HP <5.4 tons | DAY & NIGHT | HRCU-A-CB (Split System: Heat Pump with Remote Outdoor Unit-Air-Source) | C5H0V36*K*AAA* |  |  | EA*5X37M17A*+WALLCON | *80CSU0401712B* | 34200 | 17 | 9 | 35600 | 25400 | 71.35% | 1.88 | 0 | 9.5 |  |  |  | No | R-454B | 2.85 | Residential & Commercial | No
215675269 | Central HP <5.4 tons | DAY & NIGHT | HRCU-A-CB (Split System: Heat Pump with Remote Outdoor Unit-Air-Source) | C5H0V48*K*AAA* |  |  | ESH5X60M12A*+WALLCON | *97CMN0602120B* | 45000 | 16 | 8.5 | 48500 | 34200 | 70.52% | 1.96 | 0 | 9 |  |  |  | No | R-454B | 3.75 | Residential & Commercial | No
215682956 | Central HP <5.4 tons | AIRQUEST | HRCU-A-CB (Split System: Heat Pump with Remote Outdoor Unit-Air-Source) | H5H0V60*K*AAA* |  |  | EVM5X61M24A*+WALLCON | *97CTN0802120A* | 57500 | 18.5 | 9 | 64000 | 45000 | 70.31% | 2.08 | 0 | 9 |  |  |  | No | R-454B | 4.7917 | Residential & Commercial | No
215683106 | Central HP <5.4 tons | AIRQUEST | HRCU-A-CB (Split System: Heat Pump with Remote Outdoor Unit-Air-Source) | H5H0V60*K*AAA* |  |  | EVD5X60M24A*+WALLCON | *97CTN1202422A* | 56500 | 18.5 | 9 | 63000 | 44500 | 70.63% | 2.1 | 0 | 9 |  |  |  | No | R-454B | 4.7083 | Residential & Commercial | No
215674000 | Central HP <5.4 tons | DAY & NIGHT | HRCU-A-CB (Split System: Heat Pump with Remote Outdoor Unit-Air-Source) | C5H0V48*K*AAA* |  |  | EA*5X48M21A*+WALLCON | *80CSU0802120A* | 44500 | 18 | 9 | 48500 | 34000 | 70.1% | 2.06 | 0 | 9.5 |  |  |  | No | R-454B | 3.7083 | Residential & Commercial | No
215674050 | Central HP <5.4 tons | DAY & NIGHT | HRCU-A-CB (Split System: Heat Pump with Remote Outdoor Unit-Air-Source) | C5H0V48*K*AAA* |  |  | EA*5X48M21A*+WALLCON | *80CTL0901716B* | 44000 | 17.5 | 9 | 48500 | 34200 | 70.52% | 2.06 | 0 | 9.5 |  |  |  | No | R-454B | 3.6667 | Residential & Commercial | No
215674300 | Central HP <5.4 tons | DAY & NIGHT | HRCU-A-CB (Split System: Heat Pump with Remote Outdoor Unit-Air-Source) | C5H0V48*K*AAA* |  |  | EA*5X61M21A*+WALLCON | *80CSU0601716A* | 46000 | 18 | 9 | 48000 | 33800 | 70.42% | 2.08 | 0 | 9.5 |  |  |  | No | R-454B | 3.8333 | Residential & Commercial | No
215675339 | Central HP <5.4 tons | DAY & NIGHT | HRCU-A-CB (Split System: Heat Pump with Remote Outdoor Unit-Air-Source) | C5H0V48*K*AAA* |  |  | ESH5X60M12A*+WALLCON | *96CTN1202422B* | 45500 | 16.5 | 8.5 | 48000 | 33800 | 70.42% | 2.08 | 0 | 9.5 |  |  |  | No | R-454B | 3.7917 | Residential & Commercial | No
211398665 | Central HP <5.4 tons | COLEMAN | HRCU-A-CB (Split System: Heat Pump with Remote Outdoor Unit-Air-Source) | HMH72B341 |  |  | XAFC48FXXN1+TXV | TMLE100B12MP11 | 33400 | 17 | 8.5 | 32400 | 23800 | 73.46% | 2.06 | 0 | 9.5 |  |  |  | No | R-410A | 2.7833 | Residential & Commercial | No
211398782 | Central HP <5.4 tons | COLEMAN | HRCU-A-CB (Split System: Heat Pump with Remote Outdoor Unit-Air-Source) | HMH72B341 |  |  | XAHD48FBCN1 | TMLE080C16MP11 | 32800 | 16.5 | 8.5 | 31600 | 23000 | 72.78% | 2.02 | 0 | 9.5 |  |  |  | No | R-410A | 2.7333 | Residential & Commercial | No
211719797 | Central HP <5.4 tons | LUXAIRE | HRCU-A-CB (Split System: Heat Pump with Remote Outdoor Unit-Air-Source) | HMH72B341 |  |  | XAUB30CXXN1+TXV | LPLC060A12MP13 | 32800 | 17.5 | 8.1 | 33400 | 23400 | 70.06% | 2.02 | 0 | 9.5 |  |  |  | No | R-410A | 2.7333 | Residential & Commercial | No
215679739 | Central HP <5.4 tons | DAY & NIGHT | HRCU-A-CB (Split System: Heat Pump with Remote Outdoor Unit-Air-Source) | C5H0V36*K*AAA* |  |  | ESH5X36M12A*+WALLCON | *97CTN0601716A* | 33400 | 16 | 8.5 | 36000 | 25800 | 71.67% | 1.76 | 0 | 9 |  |  |  | No | R-454B | 2.7833 | Residential & Commercial | No
215679789 | Central HP <5.4 tons | DAY & NIGHT | HRCU-A-CB (Split System: Heat Pump with Remote Outdoor Unit-Air-Source) | C5H0V36*K*AAA* |  |  | ESH5X42M12A*+WALLCON | *96CTN0802120B* | 34000 | 16 | 8.5 | 35600 | 25200 | 70.79% | 1.76 | 0 | 9.5 |  |  |  | No | R-454B | 2.8333 | Residential & Commercial | No
215679509 | Central HP <5.4 tons | DAY & NIGHT | HRCU-A-CB (Split System: Heat Pump with Remote Outdoor Unit-Air-Source) | C5H0V36*K*AAA* |  |  | EA*5X48M21A*+WALLCON | *80CSU0601716B* | 33800 | 18 | 9 | 35000 | 25000 | 71.43% | 1.9 | 0 | 9.5 |  |  |  | No | R-454B | 2.8167 | Residential & Commercial | No
215679309 | Central HP <5.4 tons | DAY & NIGHT | HRCU-A-CB (Split System: Heat Pump with Remote Outdoor Unit-Air-Source) | C5H0V36*K*AAA* |  |  | EA*5X37M21A*+WALLCON | *97CTN0601716A* | 34200 | 17.5 | 9 | 35600 | 25400 | 71.35% | 1.88 | 0 | 9.5 |  |  |  | No | R-454B | 2.85 | Residential & Commercial | No
212977055 | Central HP <5.4 tons | KEEPRITE | HRCU-A-CB (Split System: Heat Pump with Remote Outdoor Unit-Air-Source) | DLCURAH30ABK |  |  | EA*4X43L21A* | *96VTN1002122B* | 30400 | 15.2 | 8.1 | 33000 | 26400 | 80% | 1.84 | 0 | 9 |  |  |  | No | R-410A | 2.5333 | Residential & Commercial | No
215675149 | Central HP <5.4 tons | DAY & NIGHT | HRCU-A-CB (Split System: Heat Pump with Remote Outdoor Unit-Air-Source) | C5H0V48*K*AAA* |  |  | ESH5X60M12A*+WALLCON | *80CSU1002120A* | 45500 | 16.5 | 8.5 | 48000 | 33800 | 70.42% | 2.06 | 0 | 9.5 |  |  |  | No | R-454B | 3.7917 | Residential & Commercial | No
215675299 | Central HP <5.4 tons | DAY & NIGHT | HRCU-A-CB (Split System: Heat Pump with Remote Outdoor Unit-Air-Source) | C5H0V48*K*AAA* |  |  | ESH5X60M12A*+WALLCON | *97CMN1002122B* | 45500 | 16.5 | 8.5 | 48000 | 33800 | 70.42% | 2.08 | 0 | 9.5 |  |  |  | No | R-454B | 3.7917 | Residential & Commercial | No
215675439 | Central HP <5.4 tons | DAY & NIGHT | HRCU-A-CB (Split System: Heat Pump with Remote Outdoor Unit-Air-Source) | C5H0V48*K*AAA* |  |  | EVM5X48M21A*+WALLCON | *97CMN0602120B* | 46500 | 18 | 9 | 50000 | 37000 | 74% | 1.98 | 0 | 9.5 |  |  |  | No | R-454B | 3.875 | Residential & Commercial | No
215683006 | Central HP <5.4 tons | AIRQUEST | HRCU-A-CB (Split System: Heat Pump with Remote Outdoor Unit-Air-Source) | H5H0V60*K*AAA* |  |  | EVD5X60M21A*+WALLCON | *80CSU0601716B* | 56000 | 18.5 | 8.5 | 60000 | 43000 | 71.67% | 2.12 | 0 | 9.5 |  |  |  | No | R-454B | 4.6667 | Residential & Commercial | No
212981225 | Central HP <5.4 tons | KEEPRITE | HRCU-A-CB (Split System: Heat Pump with Remote Outdoor Unit-Air-Source) | DLCURAH30ABK |  |  | EA*4X42L24A* | *80MS(N,L)1352420A* | 30200 | 15.2 | 8.1 | 34400 | 27400 | 79.65% | 1.8 | 0 | 9 |  |  |  | No | R-410A | 2.5167 | Residential & Commercial | No
215683874 | Central HP <5.4 tons | BRYANT HEATING AND COOLING SYSTEMS | HRCU-A-CB (Split System: Heat Pump with Remote Outdoor Unit-Air-Source) | 290VAN036**AA* |  |  | CAA**3717AM*+UI | 88*TB36070C14*** | 33800 | 17.5 | 9 | 35800 | 25600 | 71.51% | 1.86 | 0 | 9.5 |  |  |  | No | R-454B | 2.8167 | Residential & Commercial | No
215683876 | Central HP <5.4 tons | BRYANT HEATING AND COOLING SYSTEMS | HRCU-A-CB (Split System: Heat Pump with Remote Outdoor Unit-Air-Source) | 290VAN036**AA* |  |  | CAA**3717AM*+UI | 88*TB48070C17*** | 33800 | 17.5 | 9 | 35800 | 25600 | 71.51% | 1.88 | 0 | 9.5 |  |  |  | No | R-454B | 2.8167 | Residential & Commercial | No
215684042 | Central HP <5.4 tons | BRYANT HEATING AND COOLING SYSTEMS | HRCU-A-CB (Split System: Heat Pump with Remote Outdoor Unit-Air-Source) | 290VAN036**AA* |  |  | CSAH*3612AM*+UI | 987MC60080C21*** | 33800 | 16.5 | 8.5 | 35800 | 25400 | 70.95% | 1.76 | 0 | 9.5 |  |  |  | No | R-454B | 2.8167 | Residential & Commercial | No
215675469 | Central HP <5.4 tons | DAY & NIGHT | HRCU-A-CB (Split System: Heat Pump with Remote Outdoor Unit-Air-Source) | C5H0V48*K*AAA* |  |  | EVM5X48M21A*+WALLCON | *96CTN0801714B* | 46500 | 18 | 9 | 50000 | 35600 | 71.2% | 2 | 0 | 9.5 |  |  |  | No | R-454B | 3.875 | Residential & Commercial | No
211390532 | Central HP <5.4 tons | COLEMAN | HRCU-A-CB (Split System: Heat Pump with Remote Outdoor Unit-Air-Source) | HMH72B341 |  |  | XAHB36DBCN1 | TM8V080B12MP12 | 32800 | 16.5 | 8.1 | 33000 | 23400 | 70.91% | 1.98 | 0 | 9.5 |  |  |  | No | R-410A | 2.7333 | Residential & Commercial | No
211390696 | Central HP <5.4 tons | COLEMAN | HRCU-A-CB (Split System: Heat Pump with Remote Outdoor Unit-Air-Source) | HMH72B341 |  |  | XAFB36DXXN1+TXV | TM8V080B12MP12 | 33600 | 17 | 8.1 | 33600 | 23600 | 70.24% | 2.02 | 0 | 9.5 |  |  |  | No | R-410A | 2.8 | Residential & Commercial | No
211393192 | Central HP <5.4 tons | COLEMAN | HRCU-A-CB (Split System: Heat Pump with Remote Outdoor Unit-Air-Source) | HMH72B341 |  |  | XAFC36DXXN1+TXV | TL9E060B12UH11 | 33800 | 18 | 8.1 | 34000 | 24200 | 71.18% | 2.04 | 0 | 9.5 |  |  |  | No | R-410A | 2.8167 | Residential & Commercial | No
215679729 | Central HP <5.4 tons | DAY & NIGHT | HRCU-A-CB (Split System: Heat Pump with Remote Outdoor Unit-Air-Source) | C5H0V36*K*AAA* |  |  | ESH5X36M12A*+WALLCON | *80CSU0601716B* | 33800 | 16.5 | 8.5 | 35600 | 25400 | 71.35% | 1.76 | 0 | 9.5 |  |  |  | No | R-454B | 2.8167 | Residential & Commercial | No
213069151 | Central HP <5.4 tons | ACIQ | HRCU-A-CB (Split System: Heat Pump with Remote Outdoor Unit-Air-Source) | DLCURAH30ABK |  |  | EA*4X36L21A* | *80ESU0802120A | 29600 | 15.2 | 8.1 | 33800 | 27600 | 81.66% | 1.76 | 0 | 9 |  |  |  | No | R-410A | 2.4667 | Residential & Commercial | No
213069201 | Central HP <5.4 tons | ACIQ | HRCU-A-CB (Split System: Heat Pump with Remote Outdoor Unit-Air-Source) | DLCURAH30ABK |  |  | EA*4X37L21A* | *80ESU0601716A | 31200 | 15.2 | 8.5 | 33400 | 26000 | 77.84% | 1.86 | 0 | 9 |  |  |  | No | R-410A | 2.6 | Residential & Commercial | No
215677049 | Central HP <5.4 tons | DAY & NIGHT | HRCU-A-CB (Split System: Heat Pump with Remote Outdoor Unit-Air-Source) | C5H0V60*K*AAA* |  |  | EVM5X60M21A*+WALLCON | *97CMN0602120B* | 55500 | 17.5 | 8.5 | 65000 | 46000 | 70.77% | 1.94 | 0 | 8.5 |  |  |  | No | R-454B | 4.625 | Residential & Commercial | No
215677199 | Central HP <5.4 tons | DAY & NIGHT | HRCU-A-CB (Split System: Heat Pump with Remote Outdoor Unit-Air-Source) | C5H0V60*K*AAA* |  |  | EVM5X60M24A*+WALLCON | *96CTN1002122B* | 56500 | 18.5 | 9 | 63000 | 44500 | 70.63% | 2.08 | 0 | 9 |  |  |  | No | R-454B | 4.7083 | Residential & Commercial | No
215677349 | Central HP <5.4 tons | DAY & NIGHT | HRCU-A-CB (Split System: Heat Pump with Remote Outdoor Unit-Air-Source) | C5H0V60*K*AAA* |  |  | EVD5X60M21A*+WALLCON | *80CTL0702120B* | 56500 | 18 | 9 | 64000 | 45000 | 70.31% | 2.06 | 0 | 9 |  |  |  | No | R-454B | 4.7083 | Residential & Commercial | No
213069635 | Central HP <5.4 tons | ACIQ | HRCU-A-CB (Split System: Heat Pump with Remote Outdoor Unit-Air-Source) | DLCURAH24ABK |  |  | EA*4X24L14A* | *96VTN0401410A* | 23400 | 15.5 | 8.5 | 26800 | 24800 | 92.54% | 2.04 | 0 | 9.5 |  |  |  | No | R-410A | 1.95 | Residential & Commercial | No
215676989 | Central HP <5.4 tons | DAY & NIGHT | HRCU-A-CB (Split System: Heat Pump with Remote Outdoor Unit-Air-Source) | C5H0V60*K*AAA* |  |  | EVM5X60M21A*+WALLCON | *80CTL0701716B* | 55000 | 18 | 9 | 59500 | 43500 | 73.11% | 2.1 | 0 | 9.5 |  |  |  | No | R-454B | 4.5833 | Residential & Commercial | No
215677039 | Central HP <5.4 tons | DAY & NIGHT | HRCU-A-CB (Split System: Heat Pump with Remote Outdoor Unit-Air-Source) | C5H0V60*K*AAA* |  |  | EVM5X60M21A*+WALLCON | *95CSU1002122B* | 57000 | 18 | 9 | 63500 | 44500 | 70.08% | 2.08 | 0 | 9 |  |  |  | No | R-454B | 4.75 | Residential & Commercial | No
215677209 | Central HP <5.4 tons | DAY & NIGHT | HRCU-A-CB (Split System: Heat Pump with Remote Outdoor Unit-Air-Source) | C5H0V60*K*AAA* |  |  | EVM5X60M24A*+WALLCON | *96CTN1202422B* | 56500 | 18.5 | 9 | 63000 | 44500 | 70.63% | 2.1 | 0 | 9 |  |  |  | No | R-454B | 4.7083 | Residential & Commercial | No
215677359 | Central HP <5.4 tons | DAY & NIGHT | HRCU-A-CB (Split System: Heat Pump with Remote Outdoor Unit-Air-Source) | C5H0V60*K*AAA* |  |  | EVD5X60M21A*+WALLCON | *80CTL0902120B* | 57000 | 18.5 | 9 | 63500 | 44500 | 70.08% | 2.08 | 0 | 9.5 |  |  |  | No | R-454B | 4.75 | Residential & Commercial | No
215679319 | Central HP <5.4 tons | DAY & NIGHT | HRCU-A-CB (Split System: Heat Pump with Remote Outdoor Unit-Air-Source) | C5H0V36*K*AAA* |  |  | EA*5X37M21A*+WALLCON | *97CTN0801716A* | 34200 | 17.5 | 9 | 35400 | 25400 | 71.75% | 1.88 | 0 | 9.5 |  |  |  | No | R-454B | 2.85 | Residential & Commercial | No
215679769 | Central HP <5.4 tons | DAY & NIGHT | HRCU-A-CB (Split System: Heat Pump with Remote Outdoor Unit-Air-Source) | C5H0V36*K*AAA* |  |  | ESH5X36M12A*+WALLCON | *97CTN1002122A* | 33800 | 16 | 8.5 | 35800 | 25400 | 70.95% | 1.76 | 0 | 9.5 |  |  |  | No | R-454B | 2.8167 | Residential & Commercial | No
212978562 | Central HP <5.4 tons | KEEPRITE | HRCU-A-CB (Split System: Heat Pump with Remote Outdoor Unit-Air-Source) | DLCURAH30ABK |  |  | EA*4X43L21A* | *80MS(N,L)0701712A* | 30600 | 15.2 | 8.1 | 33400 | 26400 | 79.04% | 1.86 | 0 | 9 |  |  |  | No | R-410A | 2.55 | Residential & Commercial | No
215681309 | Central HP <5.4 tons | DAY & NIGHT | HRCU-A-CB (Split System: Heat Pump with Remote Outdoor Unit-Air-Source) | C5H0V48*K*AAA* |  |  | EA*5X48M21A*+WALLCON | *80CSU0401712B* | 44000 | 17.5 | 9 | 48500 | 34000 | 70.1% | 2.04 | 0 | 9.5 |  |  |  | No | R-454B | 3.6667 | Residential & Commercial | No
215674989 | Central HP <5.4 tons | DAY & NIGHT | HRCU-A-CB (Split System: Heat Pump with Remote Outdoor Unit-Air-Source) | C5H0V48*K*AAA* |  |  | ESH5X48M12A*+WALLCON | *97CMN0801714B* | 44500 | 16 | 8.5 | 49500 | 34800 | 70.3% | 1.92 | 0 | 9 |  |  |  | No | R-454B | 3.7083 | Residential & Commercial | No
215675239 | Central HP <5.4 tons | DAY & NIGHT | HRCU-A-CB (Split System: Heat Pump with Remote Outdoor Unit-Air-Source) | C5H0V48*K*AAA* |  |  | ESH5X60M12A*+WALLCON | *95CSU0601716B* | 45000 | 16 | 8.5 | 48500 | 34200 | 70.52% | 1.94 | 0 | 9 |  |  |  | No | R-454B | 3.75 | Residential & Commercial | No
215675289 | Central HP <5.4 tons | DAY & NIGHT | HRCU-A-CB (Split System: Heat Pump with Remote Outdoor Unit-Air-Source) | C5H0V48*K*AAA* |  |  | ESH5X60M12A*+WALLCON | *97CMN0802120B* | 45500 | 16.5 | 8.5 | 48000 | 33800 | 70.42% | 2.06 | 0 | 9.5 |  |  |  | No | R-454B | 3.7917 | Residential & Commercial | No
211395781 | Central HP <5.4 tons | COLEMAN | HRCU-A-CB (Split System: Heat Pump with Remote Outdoor Unit-Air-Source) | HMH72B341 |  |  | XAHC48FBCN1 | TP9C060B12MP13 | 32400 | 16 | 8.1 | 32000 | 23400 | 73.12% | 2 | 0 | 9 |  |  |  | No | R-410A | 2.7 | Residential & Commercial | No
211395849 | Central HP <5.4 tons | COLEMAN | HRCU-A-CB (Split System: Heat Pump with Remote Outdoor Unit-Air-Source) | HMH72B341 |  |  | XAFC48FXXN1+TXV | CP9C060B12MP13 | 33000 | 16.5 | 8.1 | 32400 | 24000 | 74.07% | 2.04 | 0 | 9 |  |  |  | No | R-410A | 2.75 | Residential & Commercial | No
211395065 | Central HP <5.4 tons | COLEMAN | HRCU-A-CB (Split System: Heat Pump with Remote Outdoor Unit-Air-Source) | HMH72B341 |  |  | XAHC48FXXN1+TXV | TM9V080C16MP12 | 32800 | 16.5 | 8.5 | 31800 | 23200 | 72.96% | 2.02 | 0 | 9 |  |  |  | No | R-410A | 2.7333 | Residential & Commercial | No
211395690 | Central HP <5.4 tons | COLEMAN | HRCU-A-CB (Split System: Heat Pump with Remote Outdoor Unit-Air-Source) | HMH72B341 |  |  | XAFC48FBCN1 | CP9C080B12MP13 | 33400 | 16.5 | 8.5 | 32600 | 24000 | 73.62% | 2.06 | 0 | 9 |  |  |  | No | R-410A | 2.7833 | Residential & Commercial | No
211395825 | Central HP <5.4 tons | COLEMAN | HRCU-A-CB (Split System: Heat Pump with Remote Outdoor Unit-Air-Source) | HMH72B341 |  |  | XAFC48FXXN1+TXV | TP9C060B12MP13 | 33000 | 16.5 | 8.1 | 32400 | 24000 | 74.07% | 2.04 | 0 | 9 |  |  |  | No | R-410A | 2.75 | Residential & Commercial | No
211398249 | Central HP <5.4 tons | COLEMAN | HRCU-A-CB (Split System: Heat Pump with Remote Outdoor Unit-Air-Source) | HMH72B341 |  |  | XAFD48FBCN1 | TMLE120C16MP11 | 33600 | 17 | 8.5 | 32400 | 23600 | 72.84% | 2.08 | 0 | 9.5 |  |  |  | No | R-410A | 2.8 | Residential & Commercial | No
211398415 | Central HP <5.4 tons | COLEMAN | HRCU-A-CB (Split System: Heat Pump with Remote Outdoor Unit-Air-Source) | HMH72B341 |  |  | XAHC48FXXN1+TXV | TMLE100C16MP11 | 33000 | 17 | 8.5 | 31800 | 23200 | 72.96% | 2.04 | 0 | 9.5 |  |  |  | No | R-410A | 2.75 | Residential & Commercial | No
211397323 | Central HP <5.4 tons | COLEMAN | HRCU-A-CB (Split System: Heat Pump with Remote Outdoor Unit-Air-Source) | HMH72B341 |  |  | XAHD48FBCN1 | TPLC080C16MP13 | 33600 | 16 | 8.5 | 32400 | 23800 | 73.46% | 2.06 | 0 | 9 |  |  |  | No | R-410A | 2.8 | Residential & Commercial | No
211397768 | Central HP <5.4 tons | COLEMAN | HRCU-A-CB (Split System: Heat Pump with Remote Outdoor Unit-Air-Source) | HMH72B341 |  |  | XAFC48FXXN1+TXV | CPLC100C16MP13 | 34000 | 16.5 | 8.5 | 33200 | 24400 | 73.49% | 2.1 | 0 | 9 |  |  |  | No | R-410A | 2.8333 | Residential & Commercial | No
211397984 | Central HP <5.4 tons | COLEMAN | HRCU-A-CB (Split System: Heat Pump with Remote Outdoor Unit-Air-Source) | HMH72B341 |  |  | XAHC48FBCN1 | TPLC080B12MP13 | 32400 | 16 | 8.1 | 32000 | 23600 | 73.75% | 1.98 | 0 | 8.5 |  |  |  | No | R-410A | 2.7 | Residential & Commercial | No
211398279 | Central HP <5.4 tons | COLEMAN | HRCU-A-CB (Split System: Heat Pump with Remote Outdoor Unit-Air-Source) | HMH72B341 |  |  | XAFC48FXXN1+TXV | TMLE120C16MP11 | 33600 | 17 | 8.5 | 32400 | 23600 | 72.84% | 2.08 | 0 | 9.5 |  |  |  | No | R-410A | 2.8 | Residential & Commercial | No
215679759 | Central HP <5.4 tons | DAY & NIGHT | HRCU-A-CB (Split System: Heat Pump with Remote Outdoor Unit-Air-Source) | C5H0V36*K*AAA* |  |  | ESH5X36M12A*+WALLCON | *97CTN0802120A* | 33600 | 16 | 8.5 | 35800 | 25400 | 70.95% | 1.76 | 0 | 9.5 |  |  |  | No | R-454B | 2.8 | Residential & Commercial | No
215679829 | Central HP <5.4 tons | DAY & NIGHT | HRCU-A-CB (Split System: Heat Pump with Remote Outdoor Unit-Air-Source) | C5H0V36*K*AAA* |  |  | ESH5X42M12A*+WALLCON | *97CTN0801716A* | 33800 | 16 | 8.5 | 35800 | 25400 | 70.95% | 1.76 | 0 | 9 |  |  |  | No | R-454B | 2.8167 | Residential & Commercial | No
215679879 | Central HP <5.4 tons | DAY & NIGHT | HRCU-A-CB (Split System: Heat Pump with Remote Outdoor Unit-Air-Source) | C5H0V36*K*AAA* |  |  | ESH5X48M12A*+WALLCON | *80CSU0401712B* | 34200 | 17 | 8.5 | 35400 | 25200 | 71.19% | 1.9 | 0 | 9.5 |  |  |  | No | R-454B | 2.85 | Residential & Commercial | No
215679929 | Central HP <5.4 tons | DAY & NIGHT | HRCU-A-CB (Split System: Heat Pump with Remote Outdoor Unit-Air-Source) | C5H0V36*K*AAA* |  |  | ESH5X48M12A*+WALLCON | *97CTN1202422A* | 34200 | 17 | 8.5 | 35400 | 25200 | 71.19% | 1.9 | 0 | 9.5 |  |  |  | No | R-454B | 2.85 | Residential & Commercial | No
212985295 | Central HP <5.4 tons | KEEPRITE | HRCU-A-CB (Split System: Heat Pump with Remote Outdoor Unit-Air-Source) | DLCURAH30ABK |  |  | EA*4X42L24A* | *92MSN1002120A* | 30200 | 15.2 | 8.1 | 34200 | 27400 | 80.12% | 1.8 | 0 | 9 |  |  |  | No | R-410A | 2.5167 | Residential & Commercial | No
212976452 | Central HP <5.4 tons | KEEPRITE | HRCU-A-CB (Split System: Heat Pump with Remote Outdoor Unit-Air-Source) | DLCURAH30ABK |  |  | EA*4X37L21A* | *96VTN0802120B* | 30400 | 15.2 | 8.5 | 33400 | 26400 | 79.04% | 1.86 | 0 | 9 |  |  |  | No | R-410A | 2.5333 | Residential & Commercial | No
212976736 | Central HP <5.4 tons | KEEPRITE | HRCU-A-CB (Split System: Heat Pump with Remote Outdoor Unit-Air-Source) | DLCURAH30ABK |  |  | EA*4X42L21A* | *96VTN1002120B* | 30200 | 15.2 | 8.5 | 34200 | 27600 | 80.7% | 1.8 | 0 | 9 |  |  |  | No | R-410A | 2.5167 | Residential & Commercial | No
212974169 | Central HP <5.4 tons | KEEPRITE | HRCU-A-CB (Split System: Heat Pump with Remote Outdoor Unit-Air-Source) | DLCURAH30ABK |  |  | EA*4X43L21A* | *96VSN0802120B* | 30600 | 15.2 | 8.1 | 33400 | 26400 | 79.04% | 1.86 | 0 | 9 |  |  |  | No | R-410A | 2.55 | Residential & Commercial | No
212972490 | Central HP <5.4 tons | KEEPRITE | HRCU-A-CB (Split System: Heat Pump with Remote Outdoor Unit-Air-Source) | DLCURAH30ABK |  |  | EA*4X43L21A* | *80VTL1102122B* | 30400 | 15.2 | 8.1 | 33400 | 26400 | 79.04% | 1.84 | 0 | 9 |  |  |  | No | R-410A | 2.5333 | Residential & Commercial | No
213069221 | Central HP <5.4 tons | ACIQ | HRCU-A-CB (Split System: Heat Pump with Remote Outdoor Unit-Air-Source) | DLCURAH30ABK |  |  | EA*4X37L21A* | *96VTN1002122A* | 30600 | 15.2 | 8.1 | 33000 | 26200 | 79.39% | 1.84 | 0 | 9 |  |  |  | No | R-410A | 2.55 | Residential & Commercial | No
212978551 | Central HP <5.4 tons | KEEPRITE | HRCU-A-CB (Split System: Heat Pump with Remote Outdoor Unit-Air-Source) | DLCURAH30ABK |  |  | EA*4X42L21A* | *80MS(N,L)0701712A* | 29800 | 15.2 | 8.1 | 34200 | 27600 | 80.7% | 1.8 | 0 | 9 |  |  |  | No | R-410A | 2.4833 | Residential & Commercial | No
212980230 | Central HP <5.4 tons | KEEPRITE | HRCU-A-CB (Split System: Heat Pump with Remote Outdoor Unit-Air-Source) | DLCURAH30ABK |  |  | EA*4X43L21A* | *80MS(N,L)0902116A* | 30600 | 15.2 | 8.1 | 33400 | 26400 | 79.04% | 1.86 | 0 | 9 |  |  |  | No | R-410A | 2.55 | Residential & Commercial | No
212974139 | Central HP <5.4 tons | KEEPRITE | HRCU-A-CB (Split System: Heat Pump with Remote Outdoor Unit-Air-Source) | DLCURAH30ABK |  |  | EA*4X37L21A* | *96VSN0802120B* | 30400 | 15.2 | 8.1 | 33400 | 26400 | 79.04% | 1.86 | 0 | 9 |  |  |  | No | R-410A | 2.5333 | Residential & Commercial | No
215679809 | Central HP <5.4 tons | DAY & NIGHT | HRCU-A-CB (Split System: Heat Pump with Remote Outdoor Unit-Air-Source) | C5H0V36*K*AAA* |  |  | ESH5X42M12A*+WALLCON | *80CSU0601716B* | 34000 | 16.5 | 8.5 | 35600 | 25200 | 70.79% | 1.78 | 0 | 9.5 |  |  |  | No | R-454B | 2.8333 | Residential & Commercial | No
215668600 | Central HP <5.4 tons | DAY & NIGHT | HRCU-A-CB (Split System: Heat Pump with Remote Outdoor Unit-Air-Source) | C5H0V36*K*AAA* |  |  | EA*5X37M17A*+WALLCON | *97CMN0801714B* | 33800 | 17.5 | 9 | 35800 | 25600 | 71.51% | 1.86 | 0 | 9.5 |  |  |  | No | R-454B | 2.8167 | Residential & Commercial | No
215668768 | Central HP <5.4 tons | DAY & NIGHT | HRCU-A-CB (Split System: Heat Pump with Remote Outdoor Unit-Air-Source) | C5H0V36*K*AAA* |  |  | EA*5X37M21A*+WALLCON | *96CTN0601714B* | 34200 | 17.5 | 9 | 35400 | 25400 | 71.75% | 1.88 | 0 | 9.5 |  |  |  | No | R-454B | 2.85 | Residential & Commercial | No
215668576 | Central HP <5.4 tons | DAY & NIGHT | HRCU-A-CB (Split System: Heat Pump with Remote Outdoor Unit-Air-Source) | C5H0V36*K*AAA* |  |  | EA*5X37M17A*+WALLCON | *80CTL0901716B* | 34000 | 17.5 | 9 | 35800 | 25400 | 70.95% | 1.88 | 0 | 9.5 |  |  |  | No | R-454B | 2.8333 | Residential & Commercial | No
215668592 | Central HP <5.4 tons | DAY & NIGHT | HRCU-A-CB (Split System: Heat Pump with Remote Outdoor Unit-Air-Source) | C5H0V36*K*AAA* |  |  | EA*5X37M17A*+WALLCON | *97CMN0601714B* | 33600 | 17 | 9 | 36000 | 25800 | 71.67% | 1.86 | 0 | 9.5 |  |  |  | No | R-454B | 2.8 | Residential & Commercial | No
215679819 | Central HP <5.4 tons | DAY & NIGHT | HRCU-A-CB (Split System: Heat Pump with Remote Outdoor Unit-Air-Source) | C5H0V36*K*AAA* |  |  | ESH5X42M12A*+WALLCON | *97CTN0601716A* | 33600 | 16 | 8.5 | 35800 | 25600 | 71.51% | 1.76 | 0 | 9 |  |  |  | No | R-454B | 2.8 | Residential & Commercial | No
215679869 | Central HP <5.4 tons | DAY & NIGHT | HRCU-A-CB (Split System: Heat Pump with Remote Outdoor Unit-Air-Source) | C5H0V36*K*AAA* |  |  | ESH5X48M12A*+WALLCON | *96CTN0802120B* | 34200 | 16 | 8.5 | 35400 | 25200 | 71.19% | 1.88 | 0 | 9.5 |  |  |  | No | R-454B | 2.85 | Residential & Commercial | No
211388811 | Central HP <5.4 tons | COLEMAN | HRCU-A-CB (Split System: Heat Pump with Remote Outdoor Unit-Air-Source) | HMH72B341 |  |  | XAHB30CXXN1+TXV | TM9E080B12MP12 | 32000 | 16.5 | 8.1 | 32800 | 23000 | 70.12% | 1.98 | 0 | 9.5 |  |  |  | No | R-410A | 2.6667 | Residential & Commercial | No
211395731 | Central HP <5.4 tons | COLEMAN | HRCU-A-CB (Split System: Heat Pump with Remote Outdoor Unit-Air-Source) | HMH72B341 |  |  | XAHC48FXXN1+TXV | TP9C060B12MP13 | 32400 | 16 | 8.1 | 32000 | 23400 | 73.12% | 2 | 0 | 9 |  |  |  | No | R-410A | 2.7 | Residential & Commercial | No
211396701 | Central HP <5.4 tons | COLEMAN | HRCU-A-CB (Split System: Heat Pump with Remote Outdoor Unit-Air-Source) | HMH72B341 |  |  | XAUC48FXXN1+TXV | TM8Y100C20MP11 | 34000 | 16.5 | 8.5 | 33000 | 24200 | 73.33% | 2.1 | 0 | 9.5 |  |  |  | No | R-410A | 2.8333 | Residential & Commercial | No
211396918 | Central HP <5.4 tons | COLEMAN | HRCU-A-CB (Split System: Heat Pump with Remote Outdoor Unit-Air-Source) | HMH72B341 |  |  | XAFC48FBCN1 | TM8Y100C16MP11 | 34000 | 17.5 | 8.5 | 33200 | 24400 | 73.49% | 2.08 | 0 | 9 |  |  |  | No | R-410A | 2.8333 | Residential & Commercial | No
211397119 | Central HP <5.4 tons | COLEMAN | HRCU-A-CB (Split System: Heat Pump with Remote Outdoor Unit-Air-Source) | HMH72B341 |  |  | XAHC48FXXN1+TXV | CPLC120C20MP13 | 33800 | 16.5 | 8.5 | 32400 | 23800 | 73.46% | 2.06 | 0 | 9 |  |  |  | No | R-410A | 2.8167 | Residential & Commercial | No
215674968 | Central HP <5.4 tons | DAY & NIGHT | HRCU-A-CB (Split System: Heat Pump with Remote Outdoor Unit-Air-Source) | C5H0V48*K*AAA* |  |  | ESH5X48M12A*+WALLCON | *97CMN0602120B* | 44500 | 16 | 8.5 | 49500 | 34800 | 70.3% | 1.92 | 0 | 9 |  |  |  | No | R-454B | 3.7083 | Residential & Commercial | No
212984489 | Central HP <5.4 tons | KEEPRITE | HRCU-A-CB (Split System: Heat Pump with Remote Outdoor Unit-Air-Source) | DLCURAH30ABK |  |  | EA*4X42L21A* | *92MSN0801716A* | 29800 | 15.2 | 8.1 | 34000 | 27600 | 81.18% | 1.8 | 0 | 9 |  |  |  | No | R-410A | 2.4833 | Residential & Commercial | No
212972466 | Central HP <5.4 tons | KEEPRITE | HRCU-A-CB (Split System: Heat Pump with Remote Outdoor Unit-Air-Source) | DLCURAH30ABK |  |  | EA*4X42L21A* | *80VTL1102122B* | 29800 | 15.2 | 8.1 | 34200 | 27600 | 80.7% | 1.8 | 0 | 9 |  |  |  | No | R-410A | 2.4833 | Residential & Commercial | No
211388908 | Central HP <5.4 tons | COLEMAN | HRCU-A-CB (Split System: Heat Pump with Remote Outdoor Unit-Air-Source) | HMH72B341 |  |  | XAFB30CXXN1+TXV | TM9E080B12MP12 | 32800 | 17.5 | 8.1 | 33600 | 23600 | 70.24% | 2.02 | 0 | 9.5 |  |  |  | No | R-410A | 2.7333 | Residential & Commercial | No
211389008 | Central HP <5.4 tons | COLEMAN | HRCU-A-CB (Split System: Heat Pump with Remote Outdoor Unit-Air-Source) | HMH72B341 |  |  | XAHB30CXXN1+TXV | TM9E060B12MP12 | 32000 | 16.5 | 8.1 | 33000 | 23200 | 70.3% | 1.96 | 0 | 9 |  |  |  | No | R-410A | 2.6667 | Residential & Commercial | No
211389112 | Central HP <5.4 tons | COLEMAN | HRCU-A-CB (Split System: Heat Pump with Remote Outdoor Unit-Air-Source) | HMH72B341 |  |  | XAFB30CXXN1+TXV | TM9E060B12MP12 | 32600 | 17 | 8.1 | 33600 | 23600 | 70.24% | 2 | 0 | 9.5 |  |  |  | No | R-410A | 2.7167 | Residential & Commercial | No
211389235 | Central HP <5.4 tons | COLEMAN | HRCU-A-CB (Split System: Heat Pump with Remote Outdoor Unit-Air-Source) | HMH72B341 |  |  | XAUB30CXXN1+TXV | TM9E060A10MP12 | 32400 | 17 | 8.1 | 33400 | 23600 | 70.66% | 2 | 0 | 9.5 |  |  |  | No | R-410A | 2.7 | Residential & Commercial | No
211390678 | Central HP <5.4 tons | COLEMAN | HRCU-A-CB (Split System: Heat Pump with Remote Outdoor Unit-Air-Source) | HMH72B341 |  |  | XAFC30CXXN1+TXV | TPLC080B12MP13 | 32400 | 17 | 8.1 | 34000 | 23800 | 70% | 2 | 0 | 9.5 |  |  |  | No | R-410A | 2.7 | Residential & Commercial | No
211390711 | Central HP <5.4 tons | COLEMAN | HRCU-A-CB (Split System: Heat Pump with Remote Outdoor Unit-Air-Source) | HMH72B341 |  |  | XAFB36DXXN1+TXV | TPLC080B12MP13 | 33600 | 17 | 8.1 | 33600 | 23600 | 70.24% | 2.02 | 0 | 9.5 |  |  |  | No | R-410A | 2.8 | Residential & Commercial | No
215679519 | Central HP <5.4 tons | DAY & NIGHT | HRCU-A-CB (Split System: Heat Pump with Remote Outdoor Unit-Air-Source) | C5H0V36*K*AAA* |  |  | EA*5X48M21A*+WALLCON | *97CTN0601716A* | 33400 | 17.5 | 9 | 35200 | 25400 | 72.16% | 1.88 | 0 | 9.5 |  |  |  | No | R-454B | 2.7833 | Residential & Commercial | No
215684044 | Central HP <5.4 tons | BRYANT HEATING AND COOLING SYSTEMS | HRCU-A-CB (Split System: Heat Pump with Remote Outdoor Unit-Air-Source) | 290VAN036**AA* |  |  | CSAH*3612AM*+UI | 987MC66100C21*** | 33800 | 16.5 | 8.5 | 35800 | 25400 | 70.95% | 1.76 | 0 | 9.5 |  |  |  | No | R-454B | 2.8167 | Residential & Commercial | No
215684058 | Central HP <5.4 tons | BRYANT HEATING AND COOLING SYSTEMS | HRCU-A-CB (Split System: Heat Pump with Remote Outdoor Unit-Air-Source) | 290VAN036**AA* |  |  | CSAH*4212AM*+UI | 83*CA48060C17*** | 34000 | 16.5 | 8.5 | 35600 | 25400 | 71.35% | 1.78 | 0 | 9.5 |  |  |  | No | R-454B | 2.8333 | Residential & Commercial | No
211397388 | Central HP <5.4 tons | COLEMAN | HRCU-A-CB (Split System: Heat Pump with Remote Outdoor Unit-Air-Source) | HMH72B341 |  |  | XAHC48FXXN1+TXV | TMLV100C16MP12 | 33600 | 16.5 | 8.5 | 32400 | 23800 | 73.46% | 2.06 | 0 | 9 |  |  |  | No | R-410A | 2.8 | Residential & Commercial | No
211398090 | Central HP <5.4 tons | COLEMAN | HRCU-A-CB (Split System: Heat Pump with Remote Outdoor Unit-Air-Source) | HMH72B341 |  |  | XAHD48FXXN1+TXV | TM8E120C16MP11 | 33000 | 16.5 | 8.5 | 31800 | 23200 | 72.96% | 2.04 | 0 | 9.5 |  |  |  | No | R-410A | 2.75 | Residential & Commercial | No
211396217 | Central HP <5.4 tons | COLEMAN | HRCU-A-CB (Split System: Heat Pump with Remote Outdoor Unit-Air-Source) | HMH72B341 |  |  | XAHC48FBCN1 | TM9E080B12MP12 | 32600 | 16.5 | 8.1 | 31800 | 23400 | 73.58% | 2 | 0 | 9 |  |  |  | No | R-410A | 2.7167 | Residential & Commercial | No
211396350 | Central HP <5.4 tons | COLEMAN | HRCU-A-CB (Split System: Heat Pump with Remote Outdoor Unit-Air-Source) | HMH72B341 |  |  | XAFC48FXXN1+TXV | TM9E060B12MP12 | 33200 | 16.5 | 8.1 | 32600 | 24000 | 73.62% | 2.02 | 0 | 9 |  |  |  | No | R-410A | 2.7667 | Residential & Commercial | No
211393012 | Central HP <5.4 tons | COLEMAN | HRCU-A-CB (Split System: Heat Pump with Remote Outdoor Unit-Air-Source) | HMH72B341 |  |  | XAFC36DXXN1+TXV | TL9E100C20UH11 | 34000 | 17 | 8.5 | 34000 | 25000 | 73.53% | 2.12 | 0 | 9.5 |  |  |  | No | R-410A | 2.8333 | Residential & Commercial | No
211719724 | Central HP <5.4 tons | LUXAIRE | HRCU-A-CB (Split System: Heat Pump with Remote Outdoor Unit-Air-Source) | HMH72B341 |  |  | XAHB36DBCN1 | LPLC060A12MP13 | 33400 | 16.5 | 8.1 | 33600 | 23800 | 70.83% | 2.02 | 0 | 9.5 |  |  |  | No | R-410A | 2.7833 | Residential & Commercial | No
211390744 | Central HP <5.4 tons | COLEMAN | HRCU-A-CB (Split System: Heat Pump with Remote Outdoor Unit-Air-Source) | HMH72B341 |  |  | XAUB36DXXN1+TXV | TM8V080B12MP12 | 33600 | 17 | 8.1 | 33600 | 23600 | 70.24% | 2.02 | 0 | 9.5 |  |  |  | No | R-410A | 2.8 | Residential & Commercial | No
211390794 | Central HP <5.4 tons | COLEMAN | HRCU-A-CB (Split System: Heat Pump with Remote Outdoor Unit-Air-Source) | HMH72B341 |  |  | XAFB30CXXN1+TXV | TM8V080B12MP12 | 32400 | 17 | 8.1 | 33600 | 23600 | 70.24% | 2 | 0 | 9.5 |  |  |  | No | R-410A | 2.7 | Residential & Commercial | No
211391629 | Central HP <5.4 tons | COLEMAN | HRCU-A-CB (Split System: Heat Pump with Remote Outdoor Unit-Air-Source) | HMH72B341 |  |  | XAHC30CXXN1+TXV | TM8E100B12MP11 | 32000 | 17.5 | 8.1 | 32600 | 23000 | 70.55% | 1.98 | 0 | 9.5 |  |  |  | No | R-410A | 2.6667 | Residential & Commercial | No
211389038 | Central HP <5.4 tons | COLEMAN | HRCU-A-CB (Split System: Heat Pump with Remote Outdoor Unit-Air-Source) | HMH72B341 |  |  | XAFC36DBCN1 | TM9E060B12MP12 | 34000 | 17.5 | 8.1 | 34000 | 24200 | 71.18% | 2.04 | 0 | 9.5 |  |  |  | No | R-410A | 2.8333 | Residential & Commercial | No
213069330 | Central HP <5.4 tons | ACIQ | HRCU-A-CB (Split System: Heat Pump with Remote Outdoor Unit-Air-Source) | DLCURAH36ABK |  |  | EA*4X42L21A* | *80VTL0902120A* | 35000 | 16 | 8.1 | 38500 | 35000 | 90.91% | 1.86 | 0 | 9.5 |  |  |  | No | R-410A | 2.9167 | Residential & Commercial | No
211388655 | Central HP <5.4 tons | COLEMAN | HRCU-A-CB (Split System: Heat Pump with Remote Outdoor Unit-Air-Source) | HMH72B341 |  |  | XAHC36DXXN1+TXV | TM9E080C16MP12 | 34000 | 17.5 | 8.1 | 34000 | 24400 | 71.76% | 2.06 | 0 | 9.5 |  |  |  | No | R-410A | 2.8333 | Residential & Commercial | No
211388788 | Central HP <5.4 tons | COLEMAN | HRCU-A-CB (Split System: Heat Pump with Remote Outdoor Unit-Air-Source) | HMH72B341 |  |  | XAHB36DXXN1+TXV | TM9E080B12MP12 | 33200 | 17 | 8.1 | 33200 | 23400 | 70.48% | 2 | 0 | 9.5 |  |  |  | No | R-410A | 2.7667 | Residential & Commercial | No
211388856 | Central HP <5.4 tons | COLEMAN | HRCU-A-CB (Split System: Heat Pump with Remote Outdoor Unit-Air-Source) | HMH72B341 |  |  | XAFC30CXXN1+TXV | TM9E080B12MP12 | 32800 | 17.5 | 8.1 | 33400 | 23400 | 70.06% | 2.02 | 0 | 9.5 |  |  |  | No | R-410A | 2.7333 | Residential & Commercial | No
211388938 | Central HP <5.4 tons | COLEMAN | HRCU-A-CB (Split System: Heat Pump with Remote Outdoor Unit-Air-Source) | HMH72B341 |  |  | XAHC36DXXN1+TXV | TM9E060B12MP12 | 33400 | 17 | 8.1 | 33400 | 23800 | 71.26% | 2 | 0 | 9.5 |  |  |  | No | R-410A | 2.7833 | Residential & Commercial | No
212383129 | Central HP <5.4 tons | KEEPRITE | HRCU-A-CB (Split System: Heat Pump with Remote Outdoor Unit-Air-Source) | DLCURAH36ABK |  |  | EA*4X36L21A* | *96VSN1002120A* | 35200 | 16 | 8.1 | 39000 | 35200 | 90.26% | 1.82 | 0 | 9.5 |  |  |  | No | R-410A | 2.9333 | Residential & Commercial | No
212383214 | Central HP <5.4 tons | KEEPRITE | HRCU-A-CB (Split System: Heat Pump with Remote Outdoor Unit-Air-Source) | DLCURAH36ABK |  |  | EA*4X36L21A* | *95ESU1002120A* | 35400 | 16 | 8.1 | 39500 | 35200 | 89.11% | 1.82 | 0 | 9.5 |  |  |  | No | R-410A | 2.95 | Residential & Commercial | No
211389257 | Central HP <5.4 tons | COLEMAN | HRCU-A-CB (Split System: Heat Pump with Remote Outdoor Unit-Air-Source) | HMH72B341 |  |  | XAUB30CXXN1+TXV | TM9E040A10MP12 | 32200 | 17 | 8.1 | 33400 | 23400 | 70.06% | 1.98 | 0 | 9.5 |  |  |  | No | R-410A | 2.6833 | Residential & Commercial | No
211389423 | Central HP <5.4 tons | COLEMAN | HRCU-A-CB (Split System: Heat Pump with Remote Outdoor Unit-Air-Source) | HMH72B341 |  |  | XAFC30CXXN1+TXV | TM8Y100C20MP11 | 33600 | 18 | 8.5 | 33600 | 23600 | 70.24% | 2.06 | 0 | 9.5 |  |  |  | No | R-410A | 2.8 | Residential & Commercial | No
211389675 | Central HP <5.4 tons | COLEMAN | HRCU-A-CB (Split System: Heat Pump with Remote Outdoor Unit-Air-Source) | HMH72B341 |  |  | XAHB30CXXN1+TXV | TM8Y080B12MP11 | 32000 | 17 | 8.1 | 32200 | 22800 | 70.81% | 1.98 | 0 | 9.5 |  |  |  | No | R-410A | 2.6667 | Residential & Commercial | No
211398329 | Central HP <5.4 tons | COLEMAN | HRCU-A-CB (Split System: Heat Pump with Remote Outdoor Unit-Air-Source) | HMH72B341 |  |  | XAUC48FXXN1+TXV | TMLE120C16MP11 | 33600 | 17 | 8.5 | 32400 | 23600 | 72.84% | 2.08 | 0 | 9.5 |  |  |  | No | R-410A | 2.8 | Residential & Commercial | No
211398636 | Central HP <5.4 tons | COLEMAN | HRCU-A-CB (Split System: Heat Pump with Remote Outdoor Unit-Air-Source) | HMH72B341 |  |  | XAHC48FBCN1 | TMLE100B12MP11 | 32600 | 17 | 8.1 | 31800 | 23200 | 72.96% | 2.02 | 0 | 9 |  |  |  | No | R-410A | 2.7167 | Residential & Commercial | No
211398002 | Central HP <5.4 tons | COLEMAN | HRCU-A-CB (Split System: Heat Pump with Remote Outdoor Unit-Air-Source) | HMH72B341 |  |  | XAFC48FXXN1+TXV | TM8V080B12MP12 | 33000 | 16 | 8.1 | 32600 | 24000 | 73.62% | 2.02 | 0 | 9 |  |  |  | No | R-410A | 2.75 | Residential & Commercial | No
211390360 | Central HP <5.4 tons | COLEMAN | HRCU-A-CB (Split System: Heat Pump with Remote Outdoor Unit-Air-Source) | HMH72B341 |  |  | XAFC30CXXN1+TXV | TPLC080C16MP13 | 33000 | 17.5 | 8.5 | 33000 | 23200 | 70.3% | 2.04 | 0 | 9.5 |  |  |  | No | R-410A | 2.75 | Residential & Commercial | No
211390860 | Central HP <5.4 tons | COLEMAN | HRCU-A-CB (Split System: Heat Pump with Remote Outdoor Unit-Air-Source) | HMH72B341 |  |  | XAHB36DXXN1+TXV | TM8V060A12MP12 | 33400 | 16.5 | 8.1 | 33600 | 23800 | 70.83% | 2.02 | 0 | 9.5 |  |  |  | No | R-410A | 2.7833 | Residential & Commercial | No
211390978 | Central HP <5.4 tons | COLEMAN | HRCU-A-CB (Split System: Heat Pump with Remote Outdoor Unit-Air-Source) | HMH72B341 |  |  | XAHB30CXXN1+TXV | TPLC060A12MP13 | 32000 | 17 | 8.1 | 32800 | 23000 | 70.12% | 1.98 | 0 | 9.5 |  |  |  | No | R-410A | 2.6667 | Residential & Commercial | No
211391143 | Central HP <5.4 tons | COLEMAN | HRCU-A-CB (Split System: Heat Pump with Remote Outdoor Unit-Air-Source) | HMH72B341 |  |  | XAFB30CXXN1+TXV | TMLV060A12MP12 | 32800 | 17.5 | 8.1 | 33400 | 23400 | 70.06% | 2.02 | 0 | 9.5 |  |  |  | No | R-410A | 2.7333 | Residential & Commercial | No
211398817 | Central HP <5.4 tons | COLEMAN | HRCU-A-CB (Split System: Heat Pump with Remote Outdoor Unit-Air-Source) | HMH72B341 |  |  | XAHC48FBCN1 | TM8E080C16MP11 | 32800 | 16.5 | 8.5 | 31600 | 23000 | 72.78% | 2.04 | 0 | 9.5 |  |  |  | No | R-410A | 2.7333 | Residential & Commercial | No
211398832 | Central HP <5.4 tons | COLEMAN | HRCU-A-CB (Split System: Heat Pump with Remote Outdoor Unit-Air-Source) | HMH72B341 |  |  | XAHC48FBCN1 | TMLE080C16MP11 | 32800 | 16.5 | 8.5 | 31600 | 23000 | 72.78% | 2.04 | 0 | 9.5 |  |  |  | No | R-410A | 2.7333 | Residential & Commercial | No
211392433 | Central HP <5.4 tons | COLEMAN | HRCU-A-CB (Split System: Heat Pump with Remote Outdoor Unit-Air-Source) | HMH72B341 |  |  | XAFB36DBCN1 | TMLE080B12MP11 | 34000 | 18 | 8.1 | 34000 | 24400 | 71.76% | 2.06 | 0 | 9.5 |  |  |  | No | R-410A | 2.8333 | Residential & Commercial | No
211389190 | Central HP <5.4 tons | COLEMAN | HRCU-A-CB (Split System: Heat Pump with Remote Outdoor Unit-Air-Source) | HMH72B341 |  |  | XAFB36DBCN1 | TM9E060A10MP12 | 33600 | 17.5 | 8.1 | 33800 | 23800 | 70.41% | 2.02 | 0 | 9.5 |  |  |  | No | R-410A | 2.8 | Residential & Commercial | No
211394104 | Central HP <5.4 tons | COLEMAN | HRCU-A-CB (Split System: Heat Pump with Remote Outdoor Unit-Air-Source) | HMH72B341 |  |  | XAUC48FXXN1+TXV | TM9Y080C16MP11 | 33800 | 17.5 | 8.5 | 32800 | 24200 | 73.78% | 2.06 | 0 | 9 |  |  |  | No | R-410A | 2.8167 | Residential & Commercial | No
211394353 | Central HP <5.4 tons | COLEMAN | HRCU-A-CB (Split System: Heat Pump with Remote Outdoor Unit-Air-Source) | HMH72B341 |  |  | XAFD48FXXN1+TXV | CP9C120D20MP13 | 34000 | 17 | 8.5 | 32400 | 23800 | 73.46% | 2.1 | 0 | 9.5 |  |  |  | No | R-410A | 2.8333 | Residential & Commercial | No
211394404 | Central HP <5.4 tons | COLEMAN | HRCU-A-CB (Split System: Heat Pump with Remote Outdoor Unit-Air-Source) | HMH72B341 |  |  | XAHD48FXXN1+TXV | TP9C100C20MP13 | 33600 | 16.5 | 8.5 | 32400 | 23800 | 73.46% | 2.06 | 0 | 9 |  |  |  | No | R-410A | 2.8 | Residential & Commercial | No
211389068 | Central HP <5.4 tons | COLEMAN | HRCU-A-CB (Split System: Heat Pump with Remote Outdoor Unit-Air-Source) | HMH72B341 |  |  | XAFB36DXXN1+TXV | TM9E060B12MP12 | 34000 | 17.5 | 8.1 | 34000 | 24200 | 71.18% | 2.04 | 0 | 9.5 |  |  |  | No | R-410A | 2.8333 | Residential & Commercial | No
211393396 | Central HP <5.4 tons | COLEMAN | HRCU-A-CB (Split System: Heat Pump with Remote Outdoor Unit-Air-Source) | HMH72B341 |  |  | XAHC36DXXN1+TXV | TL8E080C16UH11 | 34000 | 17 | 8.1 | 34000 | 24600 | 72.35% | 2.06 | 0 | 9 |  |  |  | No | R-410A | 2.8333 | Residential & Commercial | No
211393732 | Central HP <5.4 tons | COLEMAN | HRCU-A-CB (Split System: Heat Pump with Remote Outdoor Unit-Air-Source) | HMH72B341 |  |  | XAFA30DXXN1+TXV | TMLE060A12MP11 | 33800 | 17.5 | 8.1 | 33800 | 23800 | 70.41% | 2.04 | 0 | 9.5 |  |  |  | No | R-410A | 2.8167 | Residential & Commercial | No
211393071 | Central HP <5.4 tons | COLEMAN | HRCU-A-CB (Split System: Heat Pump with Remote Outdoor Unit-Air-Source) | HMH72B341 |  |  | XAHC36DBCN1 | TL9E080C16UH11 | 34000 | 17 | 8.1 | 33800 | 24000 | 71.01% | 2.06 | 0 | 9.5 |  |  |  | No | R-410A | 2.8333 | Residential & Commercial | No
211389992 | Central HP <5.4 tons | COLEMAN | HRCU-A-CB (Split System: Heat Pump with Remote Outdoor Unit-Air-Source) | HMH72B341 |  |  | XAHC36DBCN1 | TM8V100C16MP12 | 34000 | 17 | 8.1 | 34000 | 24600 | 72.35% | 2.08 | 0 | 9.5 |  |  |  | No | R-410A | 2.8333 | Residential & Commercial | No
211392967 | Central HP <5.4 tons | COLEMAN | HRCU-A-CB (Split System: Heat Pump with Remote Outdoor Unit-Air-Source) | HMH72B341 |  |  | XAHC36DXXN1+TXV | TL9E100C20UH11 | 34000 | 16.5 | 8.1 | 34000 | 24600 | 72.35% | 2.08 | 0 | 9.5 |  |  |  | No | R-410A | 2.8333 | Residential & Commercial | No
211388826 | Central HP <5.4 tons | COLEMAN | HRCU-A-CB (Split System: Heat Pump with Remote Outdoor Unit-Air-Source) | HMH72B341 |  |  | XAFC36DXXN1+TXV | TM9E080B12MP12 | 34000 | 17.5 | 8.1 | 34000 | 24400 | 71.76% | 2.06 | 0 | 9.5 |  |  |  | No | R-410A | 2.8333 | Residential & Commercial | No
211393136 | Central HP <5.4 tons | COLEMAN | HRCU-A-CB (Split System: Heat Pump with Remote Outdoor Unit-Air-Source) | HMH72B341 |  |  | XAHC36DXXN1+TXV | TL9E060B12UH11 | 32800 | 17.5 | 8.1 | 32400 | 22800 | 70.37% | 1.98 | 0 | 9.5 |  |  |  | No | R-410A | 2.7333 | Residential & Commercial | No
211393222 | Central HP <5.4 tons | COLEMAN | HRCU-A-CB (Split System: Heat Pump with Remote Outdoor Unit-Air-Source) | HMH72B341 |  |  | XAFC30CXXN1+TXV | TL9E060B12UH11 | 32600 | 17.5 | 8.1 | 33600 | 23600 | 70.24% | 2 | 0 | 9.5 |  |  |  | No | R-410A | 2.7167 | Residential & Commercial | No
211393941 | Central HP <5.4 tons | COLEMAN | HRCU-A-CB (Split System: Heat Pump with Remote Outdoor Unit-Air-Source) | HMH72B341 |  |  | XAFC48FXXN1+TXV | TM9Y100C16MP11 | 33800 | 17.5 | 8.5 | 32800 | 24200 | 73.78% | 2.06 | 0 | 9 |  |  |  | No | R-410A | 2.8167 | Residential & Commercial | No
211394091 | Central HP <5.4 tons | COLEMAN | HRCU-A-CB (Split System: Heat Pump with Remote Outdoor Unit-Air-Source) | HMH72B341 |  |  | XAFC48FBCN1 | TM9Y080C16MP11 | 33800 | 17.5 | 8.5 | 32800 | 24200 | 73.78% | 2.06 | 0 | 9 |  |  |  | No | R-410A | 2.8167 | Residential & Commercial | No
211388468 | Central HP <5.4 tons | COLEMAN | HRCU-A-CB (Split System: Heat Pump with Remote Outdoor Unit-Air-Source) | HMH72B341 |  |  | XAHB36DBCN1 | TM9V040A10MP12 | 32400 | 16.5 | 8.1 | 32600 | 23000 | 70.55% | 1.96 | 0 | 9.5 |  |  |  | No | R-410A | 2.7 | Residential & Commercial | No
211393717 | Central HP <5.4 tons | COLEMAN | HRCU-A-CB (Split System: Heat Pump with Remote Outdoor Unit-Air-Source) | HMH72B341 |  |  | XAFA30DXXN1+TXV | TM8E060A12MP11 | 33800 | 17.5 | 8.1 | 33800 | 23800 | 70.41% | 2.04 | 0 | 9.5 |  |  |  | No | R-410A | 2.8167 | Residential & Commercial | No
211393290 | Central HP <5.4 tons | COLEMAN | HRCU-A-CB (Split System: Heat Pump with Remote Outdoor Unit-Air-Source) | HMH72B341 |  |  | XAUB30CXXN1+TXV | TL9E060B12UH11 | 32600 | 17.5 | 8.1 | 33600 | 23600 | 70.24% | 2 | 0 | 9.5 |  |  |  | No | R-410A | 2.7167 | Residential & Commercial | No
211393106 | Central HP <5.4 tons | COLEMAN | HRCU-A-CB (Split System: Heat Pump with Remote Outdoor Unit-Air-Source) | HMH72B341 |  |  | XAFC36DBCN1 | TL9E080C16UH11 | 34000 | 17.5 | 8.1 | 34000 | 24400 | 71.76% | 2.1 | 0 | 9.5 |  |  |  | No | R-410A | 2.8333 | Residential & Commercial | No
211393499 | Central HP <5.4 tons | COLEMAN | HRCU-A-CB (Split System: Heat Pump with Remote Outdoor Unit-Air-Source) | HMH72B341 |  |  | XAHB36DBCN1 | TL8E060A12UH11 | 33200 | 17.5 | 8.1 | 33000 | 23400 | 70.91% | 2 | 0 | 9.5 |  |  |  | No | R-410A | 2.7667 | Residential & Commercial | No
213069243 | Central HP <5.4 tons | ACIQ | HRCU-A-CB (Split System: Heat Pump with Remote Outdoor Unit-Air-Source) | DLCURAH36ABK |  |  | EA*4X36L21A* | *95ESN1002120A* | 35600 | 15.5 | 8.1 | 39500 | 35200 | 89.11% | 1.84 | 0 | 9.5 |  |  |  | No | R-410A | 2.9667 | Residential & Commercial | No
212970641 | Central HP <5.4 tons | DAY & NIGHT | HRCU-A-CB (Split System: Heat Pump with Remote Outdoor Unit-Air-Source) | DLCURAH36ABK |  |  | EA*4X36L21A* | *80VSL0902120B* | 35000 | 16 | 8.1 | 38500 | 35200 | 91.43% | 1.82 | 0 | 9.5 |  |  |  | No | R-410A | 2.9167 | Residential & Commercial | No
213069644 | Central HP <5.4 tons | ACIQ | HRCU-A-CB (Split System: Heat Pump with Remote Outdoor Unit-Air-Source) | DLCURAH24ABK |  |  | EA*4X24L17A* | *96VSN0401410A* | 23400 | 15.5 | 8.5 | 26800 | 24800 | 92.54% | 2.04 | 0 | 9.5 |  |  |  | No | R-410A | 1.95 | Residential & Commercial | No
213069645 | Central HP <5.4 tons | ACIQ | HRCU-A-CB (Split System: Heat Pump with Remote Outdoor Unit-Air-Source) | DLCURAH24ABK |  |  | EA*4X24L17A* | *96VSN0401712A* | 23000 | 15.5 | 8.5 | 26400 | 26000 | 98.48% | 2.18 | 0 | 9.5 |  |  |  | No | R-410A | 1.9167 | Residential & Commercial | No
212974167 | Central HP <5.4 tons | DAY & NIGHT | HRCU-A-CB (Split System: Heat Pump with Remote Outdoor Unit-Air-Source) | DLCURAH30ABK |  |  | EA*4X43L21A* | *96VSN0802120B* | 30600 | 15.2 | 8.1 | 33400 | 26400 | 79.04% | 1.86 | 0 | 9 |  |  |  | No | R-410A | 2.55 | Residential & Commercial | No
213069476 | Central HP <5.4 tons | ACIQ | HRCU-A-CB (Split System: Heat Pump with Remote Outdoor Unit-Air-Source) | DLCURAH36ABK |  |  | EA*4X48L21A* | OLV098A12* | 35400 | 15.2 | 8.1 | 38500 | 34800 | 90.39% | 2.02 | 0 | 9.5 |  |  |  | No | R-410A | 2.95 | Residential & Commercial | No
214229431 | Central HP <5.4 tons | KEEPRITE | HRCU-A-CB (Split System: Heat Pump with Remote Outdoor Unit-Air-Source) | DLCURAH36ABK |  |  | EA*4X42L24A* | *80MSU1002120A* | 35200 | 16 | 8.5 | 38500 | 35000 | 90.91% | 1.88 | 0 | 9.5 |  |  |  | No | R-410A | 2.9333 | Residential & Commercial | No
211388759 | Central HP <5.4 tons | COLEMAN | HRCU-A-CB (Split System: Heat Pump with Remote Outdoor Unit-Air-Source) | HMH72B341 |  |  | XAHC36DBCN1 | TM9E080B12MP12 | 33400 | 17 | 8.1 | 33200 | 23400 | 70.48% | 2.02 | 0 | 9.5 |  |  |  | No | R-410A | 2.7833 | Residential & Commercial | No
211388841 | Central HP <5.4 tons | COLEMAN | HRCU-A-CB (Split System: Heat Pump with Remote Outdoor Unit-Air-Source) | HMH72B341 |  |  | XAFC36DBCN1 | TM9E080B12MP12 | 34000 | 17.5 | 8.1 | 34000 | 24400 | 71.76% | 2.06 | 0 | 9.5 |  |  |  | No | R-410A | 2.8333 | Residential & Commercial | No
213069225 | Central HP <5.4 tons | ACIQ | HRCU-A-CB (Split System: Heat Pump with Remote Outdoor Unit-Air-Source) | DLCURAH30ABK |  |  | FM(C,U)4Z30**AL* |  | 30400 | 15.5 | 8.5 | 35000 | 27400 | 78.29% | 1.82 | 0 | 9 |  |  |  | No | R-410A | 2.5333 | Residential & Commercial | No
212974529 | Central HP <5.4 tons | KEEPRITE | HRCU-A-CB (Split System: Heat Pump with Remote Outdoor Unit-Air-Source) | DLCURAH30ABK |  |  | EA*4X42L24A* | *96VSN1202422B* | 30200 | 15.2 | 8.1 | 34400 | 27400 | 79.65% | 1.8 | 0 | 9 |  |  |  | No | R-410A | 2.5167 | Residential & Commercial | No
215675125 | Central HP <5.4 tons | DAY & NIGHT | HRCU-A-CB (Split System: Heat Pump with Remote Outdoor Unit-Air-Source) | C5H0V48*K*AAA* |  |  | ESH5X60M12A*+WALLCON | *80CSU0601716A* | 45500 | 16.5 | 8.5 | 48000 | 33800 | 70.42% | 2.06 | 0 | 9.5 |  |  |  | No | R-454B | 3.7917 | Residential & Commercial | No
215675209 | Central HP <5.4 tons | DAY & NIGHT | HRCU-A-CB (Split System: Heat Pump with Remote Outdoor Unit-Air-Source) | C5H0V48*K*AAA* |  |  | ESH5X60M12A*+WALLCON | *80CTL0902120B* | 45500 | 16.5 | 8.5 | 48000 | 33600 | 70% | 2.06 | 0 | 9.5 |  |  |  | No | R-454B | 3.7917 | Residential & Commercial | No
215675259 | Central HP <5.4 tons | DAY & NIGHT | HRCU-A-CB (Split System: Heat Pump with Remote Outdoor Unit-Air-Source) | C5H0V48*K*AAA* |  |  | ESH5X60M12A*+WALLCON | *95CSU1002122B* | 45500 | 16.5 | 8.5 | 48000 | 33600 | 70% | 2.06 | 0 | 9.5 |  |  |  | No | R-454B | 3.7917 | Residential & Commercial | No
215675199 | Central HP <5.4 tons | DAY & NIGHT | HRCU-A-CB (Split System: Heat Pump with Remote Outdoor Unit-Air-Source) | C5H0V48*K*AAA* |  |  | ESH5X60M12A*+WALLCON | *80CTL0901716B* | 45500 | 16.5 | 8.5 | 48000 | 34000 | 70.83% | 2.06 | 0 | 9.5 |  |  |  | No | R-454B | 3.7917 | Residential & Commercial | No
215668800 | Central HP <5.4 tons | DAY & NIGHT | HRCU-A-CB (Split System: Heat Pump with Remote Outdoor Unit-Air-Source) | C5H0V36*K*AAA* |  |  | EA*5X42M21A*+WALLCON | *80CSU0601716A* | 33000 | 17.5 | 8.5 | 35800 | 25600 | 71.51% | 1.86 | 0 | 9.5 |  |  |  | No | R-454B | 2.75 | Residential & Commercial | No
216410924 | Central HP <5.4 tons | CHAMPION HEATING AND COOLING | HRCU-A-CB (Split System: Heat Pump with Remote Outdoor Unit-Air-Source) | HMH72B361 |  |  | XAHB36DBCN1 | Z9ET060B12SMPS1 | 34200 | 16.5 | 8.5 | 33800 | 23800 | 70.41% | 1.98 | 0 | 8.5 |  |  |  | No | R-410A | 2.85 | Residential & Commercial | No
211389245 | Central HP <5.4 tons | COLEMAN | HRCU-A-CB (Split System: Heat Pump with Remote Outdoor Unit-Air-Source) | HMH72B341 |  |  | XAFB30CXXN1+TXV | TM9E040A10MP12 | 32200 | 17 | 8.1 | 33400 | 23400 | 70.06% | 1.98 | 0 | 9.5 |  |  |  | No | R-410A | 2.6833 | Residential & Commercial | No
211389286 | Central HP <5.4 tons | COLEMAN | HRCU-A-CB (Split System: Heat Pump with Remote Outdoor Unit-Air-Source) | HMH72B341 |  |  | XAHC36DXXN1+TXV | TM8Y100C20MP11 | 34000 | 17 | 8.1 | 33800 | 24200 | 71.6% | 2.08 | 0 | 9.5 |  |  |  | No | R-410A | 2.8333 | Residential & Commercial | No
211389345 | Central HP <5.4 tons | COLEMAN | HRCU-A-CB (Split System: Heat Pump with Remote Outdoor Unit-Air-Source) | HMH72B341 |  |  | XAHC30CXXN1+TXV | TM8Y100C20MP11 | 32800 | 17 | 8.1 | 32800 | 23000 | 70.12% | 2.02 | 0 | 9.5 |  |  |  | No | R-410A | 2.7333 | Residential & Commercial | No
211390131 | Central HP <5.4 tons | COLEMAN | HRCU-A-CB (Split System: Heat Pump with Remote Outdoor Unit-Air-Source) | HMH72B341 |  |  | XAHC30CXXN1+TXV | TPLC100C16MP13 | 32400 | 17 | 8.1 | 32400 | 22800 | 70.37% | 2 | 0 | 9.5 |  |  |  | No | R-410A | 2.7 | Residential & Commercial | No
211389830 | Central HP <5.4 tons | COLEMAN | HRCU-A-CB (Split System: Heat Pump with Remote Outdoor Unit-Air-Source) | HMH72B341 |  |  | XAHB30CXXN1+TXV | TM8Y060A12MP11 | 31800 | 17 | 8.1 | 32600 | 23000 | 70.55% | 1.98 | 0 | 9.5 |  |  |  | No | R-410A | 2.65 | Residential & Commercial | No
211389987 | Central HP <5.4 tons | COLEMAN | HRCU-A-CB (Split System: Heat Pump with Remote Outdoor Unit-Air-Source) | HMH72B341 |  |  | XAHC36DXXN1+TXV | CPLC100C16MP13 | 34000 | 17 | 8.1 | 34000 | 24600 | 72.35% | 2.08 | 0 | 9.5 |  |  |  | No | R-410A | 2.8333 | Residential & Commercial | No
215679919 | Central HP <5.4 tons | DAY & NIGHT | HRCU-A-CB (Split System: Heat Pump with Remote Outdoor Unit-Air-Source) | C5H0V36*K*AAA* |  |  | ESH5X48M12A*+WALLCON | *97CTN1002122A* | 34200 | 16.5 | 8.5 | 35400 | 25200 | 71.19% | 1.9 | 0 | 9.5 |  |  |  | No | R-454B | 2.85 | Residential & Commercial | No
215679939 | Central HP <5.4 tons | DAY & NIGHT | HRCU-A-CB (Split System: Heat Pump with Remote Outdoor Unit-Air-Source) | C5H0V36*K*AAA* |  |  | ESH5X60M12A*+WALLCON | *96CTN0802120B* | 34600 | 16.5 | 8.5 | 34600 | 24800 | 71.68% | 1.8 | 0 | 9.5 |  |  |  | No | R-454B | 2.8833 | Residential & Commercial | No
211393151 | Central HP <5.4 tons | COLEMAN | HRCU-A-CB (Split System: Heat Pump with Remote Outdoor Unit-Air-Source) | HMH72B341 |  |  | XAHC36DBCN1 | TL9E060B12UH11 | 32800 | 17.5 | 8.1 | 32400 | 22800 | 70.37% | 1.98 | 0 | 9.5 |  |  |  | No | R-410A | 2.7333 | Residential & Commercial | No
215682609 | Central HP <5.4 tons | DAY & NIGHT | HRCU-A-CB (Split System: Heat Pump with Remote Outdoor Unit-Air-Source) | C5H0V60*K*AAA* |  |  | EA*5X60M24A*+WALLCON | *97CTN0802120A* | 54500 | 18.5 | 9 | 59500 | 42000 | 70.59% | 1.9 | 0 | 8.5 |  |  |  | No | R-454B | 4.5417 | Residential & Commercial | No
215682779 | Central HP <5.4 tons | DAY & NIGHT | HRCU-A-CB (Split System: Heat Pump with Remote Outdoor Unit-Air-Source) | C5H0V60*K*AAA* |  |  | ESH5X60M12A*+WALLCON | *97CTN1002122A* | 55500 | 17 | 8.5 | 60000 | 42000 | 70% | 1.9 | 0 | 9 |  |  |  | No | R-454B | 4.625 | Residential & Commercial | No
211389908 | Central HP <5.4 tons | COLEMAN | HRCU-A-CB (Split System: Heat Pump with Remote Outdoor Unit-Air-Source) | HMH72B341 |  |  | XAHC36DXXN1+TXV | TM8V100C16MP12 | 34000 | 17 | 8.1 | 34000 | 24600 | 72.35% | 2.08 | 0 | 9.5 |  |  |  | No | R-410A | 2.8333 | Residential & Commercial | No
211390375 | Central HP <5.4 tons | COLEMAN | HRCU-A-CB (Split System: Heat Pump with Remote Outdoor Unit-Air-Source) | HMH72B341 |  |  | XAFC30CXXN1+TXV | TPLC100C16MP13 | 33000 | 17.5 | 8.5 | 33000 | 23200 | 70.3% | 2.04 | 0 | 9.5 |  |  |  | No | R-410A | 2.75 | Residential & Commercial | No
211390809 | Central HP <5.4 tons | COLEMAN | HRCU-A-CB (Split System: Heat Pump with Remote Outdoor Unit-Air-Source) | HMH72B341 |  |  | XAFB30CXXN1+TXV | TPLC080B12MP13 | 32400 | 17 | 8.1 | 33600 | 23600 | 70.24% | 2 | 0 | 9.5 |  |  |  | No | R-410A | 2.7 | Residential & Commercial | No
211390827 | Central HP <5.4 tons | COLEMAN | HRCU-A-CB (Split System: Heat Pump with Remote Outdoor Unit-Air-Source) | HMH72B341 |  |  | XAUB30CXXN1+TXV | TM8V080B12MP12 | 32400 | 17 | 8.1 | 33600 | 23600 | 70.24% | 2 | 0 | 9.5 |  |  |  | No | R-410A | 2.7 | Residential & Commercial | No
215682859 | Central HP <5.4 tons | DAY & NIGHT | HRCU-A-CB (Split System: Heat Pump with Remote Outdoor Unit-Air-Source) | C5H0V60*K*AAA* |  |  | EVM5X60M21A*+WALLCON | *97CTN1002122A* | 56500 | 18.5 | 9 | 64000 | 45000 | 70.31% | 2.08 | 0 | 9 |  |  |  | No | R-454B | 4.7083 | Residential & Commercial | No
215682139 | Central HP <5.4 tons | DAY & NIGHT | HRCU-A-CB (Split System: Heat Pump with Remote Outdoor Unit-Air-Source) | C5H0V48*K*AAA* |  |  | EVD5X48M21A*+WALLCON | *80CSU1002120B* | 47000 | 18 | 9 | 50000 | 36400 | 72.8% | 2.02 | 0 | 9.5 |  |  |  | No | R-454B | 3.9167 | Residential & Commercial | No
211390390 | Central HP <5.4 tons | COLEMAN | HRCU-A-CB (Split System: Heat Pump with Remote Outdoor Unit-Air-Source) | HMH72B341 |  |  | XAFC30CXXN1+TXV | CPLC080C16MP13 | 33000 | 17.5 | 8.5 | 33000 | 23200 | 70.3% | 2.04 | 0 | 9.5 |  |  |  | No | R-410A | 2.75 | Residential & Commercial | No
211390613 | Central HP <5.4 tons | COLEMAN | HRCU-A-CB (Split System: Heat Pump with Remote Outdoor Unit-Air-Source) | HMH72B341 |  |  | XAFC36DXXN1+TXV | TPLC080B12MP13 | 33800 | 17 | 8.1 | 34000 | 24200 | 71.18% | 2.04 | 0 | 9.5 |  |  |  | No | R-410A | 2.8167 | Residential & Commercial | No
215681799 | Central HP <5.4 tons | DAY & NIGHT | HRCU-A-CB (Split System: Heat Pump with Remote Outdoor Unit-Air-Source) | C5H0V48*K*AAA* |  |  | EVM5X48M21A*+WALLCON | *97CTN0801716A* | 46500 | 18 | 9 | 50000 | 37000 | 74% | 2 | 0 | 9.5 |  |  |  | No | R-454B | 3.875 | Residential & Commercial | No
215682199 | Central HP <5.4 tons | DAY & NIGHT | HRCU-A-CB (Split System: Heat Pump with Remote Outdoor Unit-Air-Source) | C5H0V48*K*AAA* |  |  | EVD5X48M24A*+WALLCON | *80CSU1002120B* | 47000 | 18 | 9 | 50000 | 36400 | 72.8% | 2 | 0 | 9.5 |  |  |  | No | R-454B | 3.9167 | Residential & Commercial | No
215675249 | Central HP <5.4 tons | DAY & NIGHT | HRCU-A-CB (Split System: Heat Pump with Remote Outdoor Unit-Air-Source) | C5H0V48*K*AAA* |  |  | ESH5X60M12A*+WALLCON | *95CSU0802120B* | 45500 | 16.5 | 8.5 | 48000 | 33800 | 70.42% | 2.06 | 0 | 9.5 |  |  |  | No | R-454B | 3.7917 | Residential & Commercial | No
215682589 | Central HP <5.4 tons | DAY & NIGHT | HRCU-A-CB (Split System: Heat Pump with Remote Outdoor Unit-Air-Source) | C5H0V60*K*AAA* |  |  | EA*5X60M24A*+WALLCON | *80CSU0802120B* | 55500 | 18.5 | 8.5 | 58500 | 41000 | 70.09% | 2.04 | 0 | 9 |  |  |  | No | R-454B | 4.625 | Residential & Commercial | No
215682639 | Central HP <5.4 tons | DAY & NIGHT | HRCU-A-CB (Split System: Heat Pump with Remote Outdoor Unit-Air-Source) | C5H0V60*K*AAA* |  |  | EA*5X61M21A*+WALLCON | *80CSU0401712B* | 55500 | 18 | 8.5 | 58500 | 41000 | 70.09% | 2.04 | 0 | 9 |  |  |  | No | R-454B | 4.625 | Residential & Commercial | No
215683039 | Central HP <5.4 tons | DAY & NIGHT | HRCU-A-CB (Split System: Heat Pump with Remote Outdoor Unit-Air-Source) | C5H0V60*K*AAA* |  |  | EVD5X60M21A*+WALLCON | *97CTN0802120A* | 56500 | 18 | 9 | 64000 | 45000 | 70.31% | 2.08 | 0 | 9 |  |  |  | No | R-454B | 4.7083 | Residential & Commercial | No
215683109 | Central HP <5.4 tons | DAY & NIGHT | HRCU-A-CB (Split System: Heat Pump with Remote Outdoor Unit-Air-Source) | C5H0V60*K*AAA* |  |  | EVD5X60M24A*+WALLCON | *97CTN1202422A* | 56500 | 18.5 | 9 | 63000 | 44500 | 70.63% | 2.1 | 0 | 9 |  |  |  | No | R-454B | 4.7083 | Residential & Commercial | No
215676119 | Central HP <5.4 tons | DAY & NIGHT | HRCU-A-CB (Split System: Heat Pump with Remote Outdoor Unit-Air-Source) | C5H0V48*K*AAA* |  |  | EVD5X48M21A*+WALLCON | *80CTL0701716B* | 46500 | 18 | 9 | 50000 | 36800 | 73.6% | 1.98 | 0 | 9.5 |  |  |  | No | R-454B | 3.875 | Residential & Commercial | No
215682119 | Central HP <5.4 tons | DAY & NIGHT | HRCU-A-CB (Split System: Heat Pump with Remote Outdoor Unit-Air-Source) | C5H0V48*K*AAA* |  |  | EVD5X48M21A*+WALLCON | *80CSU0601716B* | 47000 | 18 | 9 | 50000 | 36400 | 72.8% | 2 | 0 | 9.5 |  |  |  | No | R-454B | 3.9167 | Residential & Commercial | No
215676159 | Central HP <5.4 tons | DAY & NIGHT | HRCU-A-CB (Split System: Heat Pump with Remote Outdoor Unit-Air-Source) | C5H0V48*K*AAA* |  |  | EVD5X48M21A*+WALLCON | *96CTN0801714B* | 46500 | 18 | 9 | 50000 | 35600 | 71.2% | 2 | 0 | 9.5 |  |  |  | No | R-454B | 3.875 | Residential & Commercial | No
215681339 | Central HP <5.4 tons | DAY & NIGHT | HRCU-A-CB (Split System: Heat Pump with Remote Outdoor Unit-Air-Source) | C5H0V48*K*AAA* |  |  | EA*5X48M21A*+WALLCON | *80CSU1002120B* | 44000 | 17 | 9 | 48500 | 34000 | 70.1% | 2.04 | 0 | 9.5 |  |  |  | No | R-454B | 3.6667 | Residential & Commercial | No
215683219 | Central HP <5.4 tons | DAY & NIGHT | HRCU-A-CB (Split System: Heat Pump with Remote Outdoor Unit-Air-Source) | C5H0V60*K*AAA* |  |  | EVD5X61M24A*+WALLCON | *97CTN0802120A* | 57500 | 18.5 | 9 | 64000 | 45000 | 70.31% | 2.08 | 0 | 9 |  |  |  | No | R-454B | 4.7917 | Residential & Commercial | No
215677169 | Central HP <5.4 tons | DAY & NIGHT | HRCU-A-CB (Split System: Heat Pump with Remote Outdoor Unit-Air-Source) | C5H0V60*K*AAA* |  |  | EVM5X60M24A*+WALLCON | *97CMN0602120B* | 55500 | 17.5 | 8.5 | 64000 | 45500 | 71.09% | 1.94 | 0 | 8.5 |  |  |  | No | R-454B | 4.625 | Residential & Commercial | No
215682659 | Central HP <5.4 tons | DAY & NIGHT | HRCU-A-CB (Split System: Heat Pump with Remote Outdoor Unit-Air-Source) | C5H0V60*K*AAA* |  |  | EA*5X61M24A*+WALLCON | *96CTN0802120B* | 56000 | 18.5 | 9 | 60000 | 42000 | 70% | 2.02 | 0 | 9 |  |  |  | No | R-454B | 4.6667 | Residential & Commercial | No
215682929 | Central HP <5.4 tons | DAY & NIGHT | HRCU-A-CB (Split System: Heat Pump with Remote Outdoor Unit-Air-Source) | C5H0V60*K*AAA* |  |  | EVM5X61M24A*+WALLCON | *96CTN0802120B* | 57500 | 18.5 | 9 | 64000 | 45000 | 70.31% | 2.08 | 0 | 9 |  |  |  | No | R-454B | 4.7917 | Residential & Commercial | No
213073404 | Central HP <5.4 tons | ACIQ | HRCU-A-CB (Split System: Heat Pump with Remote Outdoor Unit-Air-Source) | DLCURAH30ABK |  |  | EA*4X42L24A* | *80ESU0802120A | 29800 | 15.2 | 8.1 | 33800 | 27200 | 80.47% | 1.78 | 0 | 9 |  |  |  | No | R-410A | 2.4833 | Residential & Commercial | No
215683593 | Central HP <5.4 tons | CARRIER | HRCU-A-CB (Split System: Heat Pump with Remote Outdoor Unit-Air-Source) | 27VNA024A*030* |  |  | CAA**2417AM*+UI | 59TN6C040C14**10 | 22400 | 15.5 | 8.5 | 24400 | 17200 | 70.49% | 1.82 | 0 | 9 |  |  |  | No | R-454B | 1.8667 | Residential & Commercial | No
212977049 | Central HP <5.4 tons | BRYANT HEATING AND COOLING SYSTEMS | HRCU-A-CB (Split System: Heat Pump with Remote Outdoor Unit-Air-Source) | 38MURAQ30AB3* |  |  | CAP**4321AL* | 926TC66100V21*** | 30400 | 15.2 | 8.1 | 33000 | 26400 | 80% | 1.84 | 0 | 9 |  |  |  | No | R-410A | 2.5333 | Residential & Commercial | No
215681389 | Central HP <5.4 tons | DAY & NIGHT | HRCU-A-CB (Split System: Heat Pump with Remote Outdoor Unit-Air-Source) | C5H0V48*K*AAA* |  |  | EA*5X60M24A*+WALLCON | *80CSU0802120B* | 45500 | 18 | 9 | 47000 | 33400 | 71.06% | 2.06 | 0 | 9.5 |  |  |  | No | R-454B | 3.7917 | Residential & Commercial | No
215681489 | Central HP <5.4 tons | DAY & NIGHT | HRCU-A-CB (Split System: Heat Pump with Remote Outdoor Unit-Air-Source) | C5H0V48*K*AAA* |  |  | EA*5X61M21A*+WALLCON | *97CTN0801716A* | 45500 | 17.5 | 9 | 48000 | 34200 | 71.25% | 2.06 | 0 | 9.5 |  |  |  | No | R-454B | 3.7917 | Residential & Commercial | No
215681539 | Central HP <5.4 tons | DAY & NIGHT | HRCU-A-CB (Split System: Heat Pump with Remote Outdoor Unit-Air-Source) | C5H0V48*K*AAA* |  |  | EA*5X61M24A*+WALLCON | *80CSU1002120B* | 46000 | 18 | 9 | 47500 | 33600 | 70.74% | 2.08 | 0 | 9.5 |  |  |  | No | R-454B | 3.8333 | Residential & Commercial | No
215681459 | Central HP <5.4 tons | DAY & NIGHT | HRCU-A-CB (Split System: Heat Pump with Remote Outdoor Unit-Air-Source) | C5H0V48*K*AAA* |  |  | EA*5X61M21A*+WALLCON | *80CSU0601716B* | 46000 | 17.5 | 9 | 48000 | 33800 | 70.42% | 2.08 | 0 | 9.5 |  |  |  | No | R-454B | 3.8333 | Residential & Commercial | No
215681479 | Central HP <5.4 tons | DAY & NIGHT | HRCU-A-CB (Split System: Heat Pump with Remote Outdoor Unit-Air-Source) | C5H0V48*K*AAA* |  |  | EA*5X61M21A*+WALLCON | *80CSU1002120B* | 46000 | 17.5 | 9 | 47500 | 33600 | 70.74% | 2.06 | 0 | 9.5 |  |  |  | No | R-454B | 3.8333 | Residential & Commercial | No
215683029 | Central HP <5.4 tons | DAY & NIGHT | HRCU-A-CB (Split System: Heat Pump with Remote Outdoor Unit-Air-Source) | C5H0V60*K*AAA* |  |  | EVD5X60M21A*+WALLCON | *80CSU1002120B* | 57000 | 18 | 9 | 63500 | 44500 | 70.08% | 2.08 | 0 | 9 |  |  |  | No | R-454B | 4.75 | Residential & Commercial | No
215677329 | Central HP <5.4 tons | DAY & NIGHT | HRCU-A-CB (Split System: Heat Pump with Remote Outdoor Unit-Air-Source) | C5H0V60*K*AAA* |  |  | EVD5X60M21A*+WALLCON | *80CSU1002120A* | 56500 | 18 | 9 | 64000 | 45000 | 70.31% | 2.08 | 0 | 9 |  |  |  | No | R-454B | 4.7083 | Residential & Commercial | No
215677999 | Central HP <5.4 tons | DAY & NIGHT | HRCU-A-CB (Split System: Heat Pump with Remote Outdoor Unit-Air-Source) | C5H0V60*K*AAA* |  |  | EA*5X61M24A*+WALLCON | *97CMN1002122B* | 56000 | 18.5 | 9 | 60000 | 42000 | 70% | 2.02 | 0 | 9 |  |  |  | No | R-454B | 4.6667 | Residential & Commercial | No
212972478 | Central HP <5.4 tons | KEEPRITE | HRCU-A-CB (Split System: Heat Pump with Remote Outdoor Unit-Air-Source) | DLCURAH30ABK |  |  | EA*4X42L24A* | *80VTL1102122B* | 29800 | 15.2 | 8.1 | 34200 | 27600 | 80.7% | 1.8 | 0 | 9 |  |  |  | No | R-410A | 2.4833 | Residential & Commercial | No
212978560 | Central HP <5.4 tons | DAY & NIGHT | HRCU-A-CB (Split System: Heat Pump with Remote Outdoor Unit-Air-Source) | DLCURAH30ABK |  |  | EA*4X43L21A* | *80MS(N,L)0701712A* | 30600 | 15.2 | 8.1 | 33400 | 26400 | 79.04% | 1.86 | 0 | 9 |  |  |  | No | R-410A | 2.55 | Residential & Commercial | No
213073372 | Central HP <5.4 tons | ACIQ | HRCU-A-CB (Split System: Heat Pump with Remote Outdoor Unit-Air-Source) | DLCURAH30ABK |  |  | EA*4X42L21A* | *80ESU0802120A | 29800 | 15.2 | 8.1 | 33800 | 27200 | 80.47% | 1.78 | 0 | 9 |  |  |  | No | R-410A | 2.4833 | Residential & Commercial | No
213073524 | Central HP <5.4 tons | ACIQ | HRCU-A-CB (Split System: Heat Pump with Remote Outdoor Unit-Air-Source) | DLCURAH30ABK |  |  | EN(A,D,W)4X42L21** | *96VTN1002122A* | 30000 | 15.2 | 8.1 | 34000 | 27200 | 80% | 1.8 | 0 | 9 |  |  |  | No | R-410A | 2.5 | Residential & Commercial | No
215679989 | Central HP <5.4 tons | DAY & NIGHT | HRCU-A-CB (Split System: Heat Pump with Remote Outdoor Unit-Air-Source) | C5H0V36*K*AAA* |  |  | ESH5X60M12A*+WALLCON | *97CTN0802120A* | 34600 | 16.5 | 8.5 | 34600 | 24800 | 71.68% | 1.8 | 0 | 9.5 |  |  |  | No | R-454B | 2.8833 | Residential & Commercial | No
215679199 | Central HP <5.4 tons | DAY & NIGHT | HRCU-A-CB (Split System: Heat Pump with Remote Outdoor Unit-Air-Source) | C5H0V36*K*AAA* |  |  | EA*5X36M17A*+WALLCON | *80CSU0401712B* | 32800 | 17 | 8.5 | 36000 | 25800 | 71.67% | 1.76 | 0 | 9.5 |  |  |  | No | R-454B | 2.7333 | Residential & Commercial | No
213075265 | Central HP <5.4 tons | ACIQ | HRCU-A-CB (Split System: Heat Pump with Remote Outdoor Unit-Air-Source) | DLCURAH36ABK |  |  | EA*4X36L21A* | *95ESU1002120A* | 35400 | 16 | 8.1 | 39500 | 35200 | 89.11% | 1.82 | 0 | 9.5 |  |  |  | No | R-410A | 2.95 | Residential & Commercial | No
213075272 | Central HP <5.4 tons | ACIQ | HRCU-A-CB (Split System: Heat Pump with Remote Outdoor Unit-Air-Source) | DLCURAH36ABK |  |  | EA*4X36L21A* | *80ES(N,L)0901714A* | 35600 | 15.5 | 8.1 | 39500 | 35200 | 89.11% | 1.84 | 0 | 9.5 |  |  |  | No | R-410A | 2.9667 | Residential & Commercial | No
215679969 | Central HP <5.4 tons | DAY & NIGHT | HRCU-A-CB (Split System: Heat Pump with Remote Outdoor Unit-Air-Source) | C5H0V36*K*AAA* |  |  | ESH5X60M12A*+WALLCON | *97CTN0601716A* | 34200 | 16 | 8.5 | 34800 | 25200 | 72.41% | 1.8 | 0 | 9 |  |  |  | No | R-454B | 2.85 | Residential & Commercial | No
215677839 | Central HP <5.4 tons | DAY & NIGHT | HRCU-A-CB (Split System: Heat Pump with Remote Outdoor Unit-Air-Source) | C5H0V60*K*AAA* |  |  | EA*5X60M24A*+WALLCON | *97CMN0802120B* | 54500 | 18 | 8.5 | 59500 | 42000 | 70.59% | 1.9 | 0 | 8.5 |  |  |  | No | R-454B | 4.5417 | Residential & Commercial | No
215682849 | Central HP <5.4 tons | DAY & NIGHT | HRCU-A-CB (Split System: Heat Pump with Remote Outdoor Unit-Air-Source) | C5H0V60*K*AAA* |  |  | EVM5X60M21A*+WALLCON | *97CTN0802120A* | 56500 | 18 | 9 | 64000 | 45000 | 70.31% | 2.06 | 0 | 9 |  |  |  | No | R-454B | 4.7083 | Residential & Commercial | No
215681739 | Central HP <5.4 tons | DAY & NIGHT | HRCU-A-CB (Split System: Heat Pump with Remote Outdoor Unit-Air-Source) | C5H0V48*K*AAA* |  |  | ESH5X60M12A*+WALLCON | *97CTN1002122A* | 45500 | 16.5 | 8.5 | 48000 | 33800 | 70.42% | 2.08 | 0 | 9.5 |  |  |  | No | R-454B | 3.7917 | Residential & Commercial | No
215681679 | Central HP <5.4 tons | DAY & NIGHT | HRCU-A-CB (Split System: Heat Pump with Remote Outdoor Unit-Air-Source) | C5H0V48*K*AAA* |  |  | ESH5X60M12A*+WALLCON | *80CSU0401712B* | 45500 | 16.5 | 8.5 | 48000 | 33800 | 70.42% | 2.08 | 0 | 9.5 |  |  |  | No | R-454B | 3.7917 | Residential & Commercial | No
215389781 | Central HP <5.4 tons | KEEPRITE | HRCU-A-CB (Split System: Heat Pump with Remote Outdoor Unit-Air-Source) | DLCURAH36ABK |  |  | EA*4X36L17A* | *96VTN0601716B* | 34800 | 15.2 | 8.1 | 38500 | 35200 | 91.43% | 1.8 | 0 | 9.5 |  |  |  | No | R-410A | 2.9 | Residential & Commercial | No
211388481 | Central HP <5.4 tons | COLEMAN | HRCU-A-CB (Split System: Heat Pump with Remote Outdoor Unit-Air-Source) | HMH72B341 |  |  | XAHB30CXXN1+TXV | TM9V040A10MP12 | 31400 | 16 | 8.1 | 32800 | 23000 | 70.12% | 1.96 | 0 | 9.5 |  |  |  | No | R-410A | 2.6167 | Residential & Commercial | No
215674709 | Central HP <5.4 tons | DAY & NIGHT | HRCU-A-CB (Split System: Heat Pump with Remote Outdoor Unit-Air-Source) | C5H0V48*K*AAA* |  |  | ESH5X48M12A*+WALLCON | *80CSU0802120A* | 45000 | 16.5 | 8.5 | 48500 | 34200 | 70.52% | 2.06 | 0 | 9.5 |  |  |  | No | R-454B | 3.75 | Residential & Commercial | No
215674909 | Central HP <5.4 tons | DAY & NIGHT | HRCU-A-CB (Split System: Heat Pump with Remote Outdoor Unit-Air-Source) | C5H0V48*K*AAA* |  |  | ESH5X48M12A*+WALLCON | *95CSU0601716B* | 44500 | 16 | 8.5 | 49500 | 34800 | 70.3% | 1.92 | 0 | 9 |  |  |  | No | R-454B | 3.7083 | Residential & Commercial | No
215675179 | Central HP <5.4 tons | DAY & NIGHT | HRCU-A-CB (Split System: Heat Pump with Remote Outdoor Unit-Air-Source) | C5H0V48*K*AAA* |  |  | ESH5X60M12A*+WALLCON | *80CTL0701716B* | 45000 | 16 | 8.5 | 48500 | 34200 | 70.52% | 1.94 | 0 | 9 |  |  |  | No | R-454B | 3.75 | Residential & Commercial | No
215679459 | Central HP <5.4 tons | DAY & NIGHT | HRCU-A-CB (Split System: Heat Pump with Remote Outdoor Unit-Air-Source) | C5H0V36*K*AAA* |  |  | EA*5X43M21A*+WALLCON | *97CTN0801716A* | 34200 | 17.5 | 9 | 35400 | 25400 | 71.75% | 1.88 | 0 | 9.5 |  |  |  | No | R-454B | 2.85 | Residential & Commercial | No
215679709 | Central HP <5.4 tons | DAY & NIGHT | HRCU-A-CB (Split System: Heat Pump with Remote Outdoor Unit-Air-Source) | C5H0V36*K*AAA* |  |  | ESH5X36M12A*+WALLCON | *96CTN0802120B* | 33600 | 16 | 8.5 | 35800 | 25400 | 70.95% | 1.76 | 0 | 9.5 |  |  |  | No | R-454B | 2.8 | Residential & Commercial | No
215679909 | Central HP <5.4 tons | DAY & NIGHT | HRCU-A-CB (Split System: Heat Pump with Remote Outdoor Unit-Air-Source) | C5H0V36*K*AAA* |  |  | ESH5X48M12A*+WALLCON | *97CTN0802120A* | 34200 | 16 | 8.5 | 35400 | 25200 | 71.19% | 1.88 | 0 | 9.5 |  |  |  | No | R-454B | 2.85 | Residential & Commercial | No
215668801 | Central HP <5.4 tons | KEEPRITE | HRCU-A-CB (Split System: Heat Pump with Remote Outdoor Unit-Air-Source) | C5H0V36*K*AAA* |  |  | EA*5X42M21A*+WALLCON | *80CSU0601716A* | 33000 | 17.5 | 8.5 | 35800 | 25600 | 71.51% | 1.86 | 0 | 9.5 |  |  |  | No | R-454B | 2.75 | Residential & Commercial | No
215668624 | Central HP <5.4 tons | DAY & NIGHT | HRCU-A-CB (Split System: Heat Pump with Remote Outdoor Unit-Air-Source) | C5H0V36*K*AAA* |  |  | EA*5X37M17A*+WALLCON | *96CTN0801714B* | 33800 | 17.5 | 9 | 35800 | 25600 | 71.51% | 1.88 | 0 | 9.5 |  |  |  | No | R-454B | 2.8167 | Residential & Commercial | No
215679860 | Central HP <5.4 tons | KEEPRITE | HRCU-A-CB (Split System: Heat Pump with Remote Outdoor Unit-Air-Source) | C5H0V36*K*AAA* |  |  | ESH5X42M12A*+WALLCON | *97CTN1202422A* | 34000 | 16 | 8.5 | 35600 | 25200 | 70.79% | 1.78 | 0 | 9.5 |  |  |  | No | R-454B | 2.8333 | Residential & Commercial | No
215682999 | Central HP <5.4 tons | DAY & NIGHT | HRCU-A-CB (Split System: Heat Pump with Remote Outdoor Unit-Air-Source) | C5H0V60*K*AAA* |  |  | EVD5X60M21A*+WALLCON | *80CSU0401712B* | 56000 | 18 | 8.5 | 60500 | 43500 | 71.9% | 2.12 | 0 | 9.5 |  |  |  | No | R-454B | 4.6667 | Residential & Commercial | No
215682839 | Central HP <5.4 tons | DAY & NIGHT | HRCU-A-CB (Split System: Heat Pump with Remote Outdoor Unit-Air-Source) | C5H0V60*K*AAA* |  |  | EVM5X60M21A*+WALLCON | *80CSU1002120B* | 57000 | 18 | 9 | 63500 | 44500 | 70.08% | 2.08 | 0 | 9 |  |  |  | No | R-454B | 4.75 | Residential & Commercial | No
215683129 | Central HP <5.4 tons | DAY & NIGHT | HRCU-A-CB (Split System: Heat Pump with Remote Outdoor Unit-Air-Source) | C5H0V60*K*AAA* |  |  | EVD5X61M21A*+WALLCON | *80CSU0401712B* | 56500 | 18 | 9 | 61500 | 43500 | 70.73% | 2.12 | 0 | 9.5 |  |  |  | No | R-454B | 4.7083 | Residential & Commercial | No
213073440 | Central HP <5.4 tons | ACIQ | HRCU-A-CB (Split System: Heat Pump with Remote Outdoor Unit-Air-Source) | DLCURAH30ABK |  |  | EA*4X43L21A* | *92ESN1002120A* | 31200 | 15.2 | 8.5 | 33600 | 26000 | 77.38% | 1.86 | 0 | 9 |  |  |  | No | R-410A | 2.6 | Residential & Commercial | No
212972899 | Central HP <5.4 tons | KEEPRITE | HRCU-A-CB (Split System: Heat Pump with Remote Outdoor Unit-Air-Source) | DLCURAH24ABK |  |  | EA*4X24L14A* | *96VSN0401410B* | 23200 | 16 | 8.5 | 27000 | 26800 | 99.26% | 2.26 | 0 | 9.5 |  |  |  | No | R-410A | 1.9333 | Residential & Commercial | No
215683100 | Central HP <5.4 tons | KEEPRITE | HRCU-A-CB (Split System: Heat Pump with Remote Outdoor Unit-Air-Source) | C5H0V60*K*AAA* |  |  | EVD5X60M24A*+WALLCON | *97CTN1002122A* | 56500 | 18.5 | 9 | 63000 | 44500 | 70.63% | 2.08 | 0 | 9 |  |  |  | No | R-454B | 4.7083 | Residential & Commercial | No
215677490 | Central HP <5.4 tons | KEEPRITE | HRCU-A-CB (Split System: Heat Pump with Remote Outdoor Unit-Air-Source) | C5H0V60*K*AAA* |  |  | EVD5X60M24A*+WALLCON | *95CSU0802120B* | 56500 | 18 | 9 | 63500 | 44500 | 70.08% | 2.08 | 0 | 9 |  |  |  | No | R-454B | 4.7083 | Residential & Commercial | No
215678139 | Central HP <5.4 tons | DAY & NIGHT | HRCU-A-CB (Split System: Heat Pump with Remote Outdoor Unit-Air-Source) | C5H0V60*K*AAA* |  |  | ESH5X60M12A*+WALLCON | *97CMN0802120B* | 55500 | 17 | 8.5 | 60000 | 42000 | 70% | 1.9 | 0 | 8.5 |  |  |  | No | R-454B | 4.625 | Residential & Commercial | No
215683030 | Central HP <5.4 tons | KEEPRITE | HRCU-A-CB (Split System: Heat Pump with Remote Outdoor Unit-Air-Source) | C5H0V60*K*AAA* |  |  | EVD5X60M21A*+WALLCON | *80CSU1002120B* | 57000 | 18 | 9 | 63500 | 44500 | 70.08% | 2.08 | 0 | 9 |  |  |  | No | R-454B | 4.75 | Residential & Commercial | No
212982973 | Central HP <5.4 tons | BRYANT HEATING AND COOLING SYSTEMS | HRCU-A-CB (Split System: Heat Pump with Remote Outdoor Unit-Air-Source) | 38MURAQ30AB3* |  |  | CAP**4321AL* | 83*SB60080M21*** | 30600 | 15.5 | 8.5 | 33400 | 26200 | 78.44% | 1.88 | 0 | 9 |  |  |  | No | R-410A | 2.55 | Residential & Commercial | No
215675309 | Central HP <5.4 tons | DAY & NIGHT | HRCU-A-CB (Split System: Heat Pump with Remote Outdoor Unit-Air-Source) | C5H0V48*K*AAA* |  |  | ESH5X60M12A*+WALLCON | *97CMN1202422B* | 45500 | 16.5 | 8.5 | 48000 | 33800 | 70.42% | 2.08 | 0 | 9.5 |  |  |  | No | R-454B | 3.7917 | Residential & Commercial | No
211388042 | Central HP <5.4 tons | CHAMPION HEATING AND COOLING | HRCU-A-CB (Split System: Heat Pump with Remote Outdoor Unit-Air-Source) | HMH72B341 |  |  | XAHC36DXXN1+TXV | TP9C060B12MP13 | 33200 | 17 | 8.1 | 33400 | 23800 | 71.26% | 2 | 0 | 9.5 |  |  |  | No | R-410A | 2.7667 | Residential & Commercial | No
211388106 | Central HP <5.4 tons | CHAMPION HEATING AND COOLING | HRCU-A-CB (Split System: Heat Pump with Remote Outdoor Unit-Air-Source) | HMH72B341 |  |  | XAHC30CXXN1+TXV | TP9C060B12MP13 | 31800 | 16.5 | 8.1 | 33000 | 23200 | 70.3% | 1.96 | 0 | 9 |  |  |  | No | R-410A | 2.65 | Residential & Commercial | No
215682809 | Central HP <5.4 tons | DAY & NIGHT | HRCU-A-CB (Split System: Heat Pump with Remote Outdoor Unit-Air-Source) | C5H0V60*K*AAA* |  |  | EVM5X60M21A*+WALLCON | *80CSU0401712B* | 56000 | 18 | 8.5 | 60500 | 43500 | 71.9% | 2.12 | 0 | 9.5 |  |  |  | No | R-454B | 4.6667 | Residential & Commercial | No
215683179 | Central HP <5.4 tons | DAY & NIGHT | HRCU-A-CB (Split System: Heat Pump with Remote Outdoor Unit-Air-Source) | C5H0V60*K*AAA* |  |  | EVD5X61M21A*+WALLCON | *97CTN1002122A* | 57500 | 18.5 | 9 | 64000 | 45000 | 70.31% | 2.06 | 0 | 9 |  |  |  | No | R-454B | 4.7917 | Residential & Commercial | No
215682600 | Central HP <5.4 tons | KEEPRITE | HRCU-A-CB (Split System: Heat Pump with Remote Outdoor Unit-Air-Source) | C5H0V60*K*AAA* |  |  | EA*5X60M24A*+WALLCON | *80CSU1002120B* | 55000 | 18 | 8.5 | 59000 | 41500 | 70.34% | 2.02 | 0 | 9 |  |  |  | No | R-454B | 4.5833 | Residential & Commercial | No
215682870 | Central HP <5.4 tons | KEEPRITE | HRCU-A-CB (Split System: Heat Pump with Remote Outdoor Unit-Air-Source) | C5H0V60*K*AAA* |  |  | EVM5X60M24A*+WALLCON | *96CTN0802120B* | 56500 | 18 | 9 | 63500 | 44500 | 70.08% | 2.08 | 0 | 9 |  |  |  | No | R-454B | 4.7083 | Residential & Commercial | No
215683170 | Central HP <5.4 tons | KEEPRITE | HRCU-A-CB (Split System: Heat Pump with Remote Outdoor Unit-Air-Source) | C5H0V60*K*AAA* |  |  | EVD5X61M21A*+WALLCON | *97CTN0802120A* | 57000 | 18.5 | 9 | 64000 | 45000 | 70.31% | 2.08 | 0 | 9 |  |  |  | No | R-454B | 4.75 | Residential & Commercial | No
215682650 | Central HP <5.4 tons | KEEPRITE | HRCU-A-CB (Split System: Heat Pump with Remote Outdoor Unit-Air-Source) | C5H0V60*K*AAA* |  |  | EA*5X61M21A*+WALLCON | *80CSU0601716B* | 55500 | 18 | 8.5 | 58500 | 41000 | 70.09% | 2.04 | 0 | 9 |  |  |  | No | R-454B | 4.625 | Residential & Commercial | No
211386202 | Central HP <5.4 tons | CHAMPION HEATING AND COOLING | HRCU-A-CB (Split System: Heat Pump with Remote Outdoor Unit-Air-Source) | HMH72B341 |  |  | XAHD48FBCN1 | TL9E080C16UH11 | 33200 | 16 | 8.1 | 32400 | 23600 | 72.84% | 2.04 | 0 | 9 |  |  |  | No | R-410A | 2.7667 | Residential & Commercial | No
215677830 | Central HP <5.4 tons | KEEPRITE | HRCU-A-CB (Split System: Heat Pump with Remote Outdoor Unit-Air-Source) | C5H0V60*K*AAA* |  |  | EA*5X60M24A*+WALLCON | *97CMN0602120B* | 54000 | 17.5 | 8.5 | 60500 | 42500 | 70.25% | 1.86 | 0 | 8 |  |  |  | No | R-454B | 4.5 | Residential & Commercial | No
215683060 | Central HP <5.4 tons | KEEPRITE | HRCU-A-CB (Split System: Heat Pump with Remote Outdoor Unit-Air-Source) | C5H0V60*K*AAA* |  |  | EVD5X60M24A*+WALLCON | *96CTN0802120B* | 56500 | 18 | 9 | 63500 | 44500 | 70.08% | 2.08 | 0 | 9 |  |  |  | No | R-454B | 4.7083 | Residential & Commercial | No
215683180 | Central HP <5.4 tons | KEEPRITE | HRCU-A-CB (Split System: Heat Pump with Remote Outdoor Unit-Air-Source) | C5H0V60*K*AAA* |  |  | EVD5X61M21A*+WALLCON | *97CTN1002122A* | 57500 | 18.5 | 9 | 64000 | 45000 | 70.31% | 2.06 | 0 | 9 |  |  |  | No | R-454B | 4.7917 | Residential & Commercial | No
215683119 | Central HP <5.4 tons | DAY & NIGHT | HRCU-A-CB (Split System: Heat Pump with Remote Outdoor Unit-Air-Source) | C5H0V60*K*AAA* |  |  | EVD5X61M21A*+WALLCON | *96CTN0802120B* | 57000 | 18.5 | 9 | 64000 | 45000 | 70.31% | 2.08 | 0 | 9 |  |  |  | No | R-454B | 4.75 | Residential & Commercial | No
215683130 | Central HP <5.4 tons | KEEPRITE | HRCU-A-CB (Split System: Heat Pump with Remote Outdoor Unit-Air-Source) | C5H0V60*K*AAA* |  |  | EVD5X61M21A*+WALLCON | *80CSU0401712B* | 56500 | 18 | 9 | 61500 | 43500 | 70.73% | 2.12 | 0 | 9.5 |  |  |  | No | R-454B | 4.7083 | Residential & Commercial | No
215682800 | Central HP <5.4 tons | KEEPRITE | HRCU-A-CB (Split System: Heat Pump with Remote Outdoor Unit-Air-Source) | C5H0V60*K*AAA* |  |  | EVM5X60M21A*+WALLCON | *96CTN0802120B* | 56500 | 18 | 9 | 64000 | 45000 | 70.31% | 2.06 | 0 | 9 |  |  |  | No | R-454B | 4.7083 | Residential & Commercial | No
215681680 | Central HP <5.4 tons | KEEPRITE | HRCU-A-CB (Split System: Heat Pump with Remote Outdoor Unit-Air-Source) | C5H0V48*K*AAA* |  |  | ESH5X60M12A*+WALLCON | *80CSU0401712B* | 45500 | 16.5 | 8.5 | 48000 | 33800 | 70.42% | 2.08 | 0 | 9.5 |  |  |  | No | R-454B | 3.7917 | Residential & Commercial | No
215679510 | Central HP <5.4 tons | KEEPRITE | HRCU-A-CB (Split System: Heat Pump with Remote Outdoor Unit-Air-Source) | C5H0V36*K*AAA* |  |  | EA*5X48M21A*+WALLCON | *80CSU0601716B* | 33800 | 18 | 9 | 35000 | 25000 | 71.43% | 1.9 | 0 | 9.5 |  |  |  | No | R-454B | 2.8167 | Residential & Commercial | No
215679710 | Central HP <5.4 tons | KEEPRITE | HRCU-A-CB (Split System: Heat Pump with Remote Outdoor Unit-Air-Source) | C5H0V36*K*AAA* |  |  | ESH5X36M12A*+WALLCON | *96CTN0802120B* | 33600 | 16 | 8.5 | 35800 | 25400 | 70.95% | 1.76 | 0 | 9.5 |  |  |  | No | R-454B | 2.8 | Residential & Commercial | No
211390631 | Central HP <5.4 tons | COLEMAN | HRCU-A-CB (Split System: Heat Pump with Remote Outdoor Unit-Air-Source) | HMH72B341 |  |  | XAFC36DBCN1 | TM8V080B12MP12 | 33800 | 17 | 8.1 | 34000 | 24200 | 71.18% | 2.04 | 0 | 9.5 |  |  |  | No | R-410A | 2.8167 | Residential & Commercial | No
211391008 | Central HP <5.4 tons | COLEMAN | HRCU-A-CB (Split System: Heat Pump with Remote Outdoor Unit-Air-Source) | HMH72B341 |  |  | XAFB36DXXN1+TXV | TMLV060A12MP12 | 34000 | 17.5 | 8.1 | 34000 | 24200 | 71.18% | 2.06 | 0 | 9.5 |  |  |  | No | R-410A | 2.8333 | Residential & Commercial | No
211394721 | Central HP <5.4 tons | COLEMAN | HRCU-A-CB (Split System: Heat Pump with Remote Outdoor Unit-Air-Source) | HMH72B341 |  |  | XAHD48FBCN1 | TM9V100C16MP12 | 33000 | 16 | 8.5 | 31800 | 23200 | 72.96% | 2.04 | 0 | 9 |  |  |  | No | R-410A | 2.75 | Residential & Commercial | No
211396009 | Central HP <5.4 tons | COLEMAN | HRCU-A-CB (Split System: Heat Pump with Remote Outdoor Unit-Air-Source) | HMH72B341 |  |  | XAFC48FXXN1+TXV | TM9E100C16MP12 | 33400 | 17 | 8.5 | 32400 | 23600 | 72.84% | 2.06 | 0 | 9.5 |  |  |  | No | R-410A | 2.7833 | Residential & Commercial | No
215675360 | Central HP <5.4 tons | KEEPRITE | HRCU-A-CB (Split System: Heat Pump with Remote Outdoor Unit-Air-Source) | C5H0V48*K*AAA* |  |  | EVM5X48M21A*+WALLCON | *80CSU0601716A* | 47000 | 18 | 9 | 50000 | 36400 | 72.8% | 1.98 | 0 | 9.5 |  |  |  | No | R-454B | 3.9167 | Residential & Commercial | No
215675127 | Central HP <5.4 tons | KEEPRITE | HRCU-A-CB (Split System: Heat Pump with Remote Outdoor Unit-Air-Source) | C5H0V48*K*AAA* |  |  | ESH5X60M12A*+WALLCON | *80CSU0601716A* | 45500 | 16.5 | 8.5 | 48000 | 33800 | 70.42% | 2.06 | 0 | 9.5 |  |  |  | No | R-454B | 3.7917 | Residential & Commercial | No
215682820 | Central HP <5.4 tons | KEEPRITE | HRCU-A-CB (Split System: Heat Pump with Remote Outdoor Unit-Air-Source) | C5H0V60*K*AAA* |  |  | EVM5X60M21A*+WALLCON | *80CSU0601716B* | 56000 | 18 | 8.5 | 60000 | 43000 | 71.67% | 2.12 | 0 | 9.5 |  |  |  | No | R-454B | 4.6667 | Residential & Commercial | No
215683090 | Central HP <5.4 tons | KEEPRITE | HRCU-A-CB (Split System: Heat Pump with Remote Outdoor Unit-Air-Source) | C5H0V60*K*AAA* |  |  | EVD5X60M24A*+WALLCON | *97CTN0802120A* | 56500 | 18 | 9 | 63500 | 44500 | 70.08% | 2.08 | 0 | 9 |  |  |  | No | R-454B | 4.7083 | Residential & Commercial | No
215682610 | Central HP <5.4 tons | KEEPRITE | HRCU-A-CB (Split System: Heat Pump with Remote Outdoor Unit-Air-Source) | C5H0V60*K*AAA* |  |  | EA*5X60M24A*+WALLCON | *97CTN0802120A* | 54500 | 18.5 | 9 | 59500 | 42000 | 70.59% | 1.9 | 0 | 8.5 |  |  |  | No | R-454B | 4.5417 | Residential & Commercial | No
215682649 | Central HP <5.4 tons | DAY & NIGHT | HRCU-A-CB (Split System: Heat Pump with Remote Outdoor Unit-Air-Source) | C5H0V60*K*AAA* |  |  | EA*5X61M21A*+WALLCON | *80CSU0601716B* | 55500 | 18 | 8.5 | 58500 | 41000 | 70.09% | 2.04 | 0 | 9 |  |  |  | No | R-454B | 4.625 | Residential & Commercial | No
215682959 | Central HP <5.4 tons | DAY & NIGHT | HRCU-A-CB (Split System: Heat Pump with Remote Outdoor Unit-Air-Source) | C5H0V60*K*AAA* |  |  | EVM5X61M24A*+WALLCON | *97CTN0802120A* | 57500 | 18.5 | 9 | 64000 | 45000 | 70.31% | 2.08 | 0 | 9 |  |  |  | No | R-454B | 4.7917 | Residential & Commercial | No
215682720 | Central HP <5.4 tons | KEEPRITE | HRCU-A-CB (Split System: Heat Pump with Remote Outdoor Unit-Air-Source) | C5H0V60*K*AAA* |  |  | ESH5X60M12A*+WALLCON | *96CTN0802120B* | 55500 | 17 | 8.5 | 60000 | 42000 | 70% | 1.9 | 0 | 8.5 |  |  |  | No | R-454B | 4.625 | Residential & Commercial | No
215682900 | Central HP <5.4 tons | KEEPRITE | HRCU-A-CB (Split System: Heat Pump with Remote Outdoor Unit-Air-Source) | C5H0V60*K*AAA* |  |  | EVM5X60M24A*+WALLCON | *97CTN0802120A* | 56500 | 18 | 9 | 63500 | 44500 | 70.08% | 2.08 | 0 | 9 |  |  |  | No | R-454B | 4.7083 | Residential & Commercial | No
215682930 | Central HP <5.4 tons | KEEPRITE | HRCU-A-CB (Split System: Heat Pump with Remote Outdoor Unit-Air-Source) | C5H0V60*K*AAA* |  |  | EVM5X61M24A*+WALLCON | *96CTN0802120B* | 57500 | 18.5 | 9 | 64000 | 45000 | 70.31% | 2.08 | 0 | 9 |  |  |  | No | R-454B | 4.7917 | Residential & Commercial | No
215682580 | Central HP <5.4 tons | KEEPRITE | HRCU-A-CB (Split System: Heat Pump with Remote Outdoor Unit-Air-Source) | C5H0V60*K*AAA* |  |  | EA*5X60M24A*+WALLCON | *96CTN0802120B* | 54500 | 18.5 | 9 | 59500 | 42000 | 70.59% | 1.9 | 0 | 8.5 |  |  |  | No | R-454B | 4.5417 | Residential & Commercial | No
215682630 | Central HP <5.4 tons | KEEPRITE | HRCU-A-CB (Split System: Heat Pump with Remote Outdoor Unit-Air-Source) | C5H0V60*K*AAA* |  |  | EA*5X60M24A*+WALLCON | *97CTN1202422A* | 55000 | 18.5 | 9 | 59000 | 41500 | 70.34% | 2.02 | 0 | 9 |  |  |  | No | R-454B | 4.5833 | Residential & Commercial | No
215682689 | Central HP <5.4 tons | DAY & NIGHT | HRCU-A-CB (Split System: Heat Pump with Remote Outdoor Unit-Air-Source) | C5H0V60*K*AAA* |  |  | EA*5X61M24A*+WALLCON | *97CTN0802120A* | 56000 | 18.5 | 9 | 60000 | 42000 | 70% | 2.02 | 0 | 9 |  |  |  | No | R-454B | 4.6667 | Residential & Commercial | No
215683189 | Central HP <5.4 tons | DAY & NIGHT | HRCU-A-CB (Split System: Heat Pump with Remote Outdoor Unit-Air-Source) | C5H0V60*K*AAA* |  |  | EVD5X61M24A*+WALLCON | *96CTN0802120B* | 57500 | 18.5 | 9 | 64000 | 45000 | 70.31% | 2.08 | 0 | 9 |  |  |  | No | R-454B | 4.7917 | Residential & Commercial | No
215683040 | Central HP <5.4 tons | KEEPRITE | HRCU-A-CB (Split System: Heat Pump with Remote Outdoor Unit-Air-Source) | C5H0V60*K*AAA* |  |  | EVD5X60M21A*+WALLCON | *97CTN0802120A* | 56500 | 18 | 9 | 64000 | 45000 | 70.31% | 2.08 | 0 | 9 |  |  |  | No | R-454B | 4.7083 | Residential & Commercial | No
215683140 | Central HP <5.4 tons | KEEPRITE | HRCU-A-CB (Split System: Heat Pump with Remote Outdoor Unit-Air-Source) | C5H0V60*K*AAA* |  |  | EVD5X61M21A*+WALLCON | *80CSU0601716B* | 56500 | 18 | 9 | 61000 | 43500 | 71.31% | 2.1 | 0 | 9.5 |  |  |  | No | R-454B | 4.7083 | Residential & Commercial | No
215682890 | Central HP <5.4 tons | KEEPRITE | HRCU-A-CB (Split System: Heat Pump with Remote Outdoor Unit-Air-Source) | C5H0V60*K*AAA* |  |  | EVM5X60M24A*+WALLCON | *80CSU1002120B* | 57000 | 18 | 9 | 63000 | 44500 | 70.63% | 2.08 | 0 | 9 |  |  |  | No | R-454B | 4.75 | Residential & Commercial | No
215682990 | Central HP <5.4 tons | KEEPRITE | HRCU-A-CB (Split System: Heat Pump with Remote Outdoor Unit-Air-Source) | C5H0V60*K*AAA* |  |  | EVD5X60M21A*+WALLCON | *96CTN0802120B* | 56500 | 18 | 9 | 64000 | 45000 | 70.31% | 2.08 | 0 | 9 |  |  |  | No | R-454B | 4.7083 | Residential & Commercial | No
215682740 | Central HP <5.4 tons | KEEPRITE | HRCU-A-CB (Split System: Heat Pump with Remote Outdoor Unit-Air-Source) | C5H0V60*K*AAA* |  |  | ESH5X60M12A*+WALLCON | *80CSU0601716B* | 54500 | 17 | 8.5 | 58500 | 41000 | 70.09% | 1.92 | 0 | 9 |  |  |  | No | R-454B | 4.5417 | Residential & Commercial | No
215682690 | Central HP <5.4 tons | KEEPRITE | HRCU-A-CB (Split System: Heat Pump with Remote Outdoor Unit-Air-Source) | C5H0V60*K*AAA* |  |  | EA*5X61M24A*+WALLCON | *97CTN0802120A* | 56000 | 18.5 | 9 | 60000 | 42000 | 70% | 2.02 | 0 | 9 |  |  |  | No | R-454B | 4.6667 | Residential & Commercial | No
215677690 | Central HP <5.4 tons | KEEPRITE | HRCU-A-CB (Split System: Heat Pump with Remote Outdoor Unit-Air-Source) | C5H0V60*K*AAA* |  |  | EVD5X61M24A*+WALLCON | *97CMN0602120B* | 56500 | 18 | 9 | 65000 | 46000 | 70.77% | 2.06 | 0 | 8.5 |  |  |  | No | R-454B | 4.7083 | Residential & Commercial | No
211394821 | Central HP <5.4 tons | COLEMAN | HRCU-A-CB (Split System: Heat Pump with Remote Outdoor Unit-Air-Source) | HMH72B341 |  |  | XAHC48FBCN1 | CP9C100C16MP13 | 33000 | 16.5 | 8.5 | 31800 | 23200 | 72.96% | 2.04 | 0 | 9 |  |  |  | No | R-410A | 2.75 | Residential & Commercial | No
211394923 | Central HP <5.4 tons | COLEMAN | HRCU-A-CB (Split System: Heat Pump with Remote Outdoor Unit-Air-Source) | HMH72B341 |  |  | XAFC48FXXN1+TXV | CP9C100C16MP13 | 33800 | 16.5 | 8.5 | 32400 | 23800 | 73.46% | 2.08 | 0 | 9.5 |  |  |  | No | R-410A | 2.8167 | Residential & Commercial | No
215668569 | Central HP <5.4 tons | KEEPRITE | HRCU-A-CB (Split System: Heat Pump with Remote Outdoor Unit-Air-Source) | C5H0V36*K*AAA* |  |  | EA*5X37M17A*+WALLCON | *80CTL0701716B* | 33800 | 17.5 | 9 | 35800 | 25600 | 71.51% | 1.88 | 0 | 9.5 |  |  |  | No | R-454B | 2.8167 | Residential & Commercial | No
215679630 | Central HP <5.4 tons | KEEPRITE | HRCU-A-CB (Split System: Heat Pump with Remote Outdoor Unit-Air-Source) | C5H0V36*K*AAA* |  |  | EA*5X61M21A*+WALLCON | *97CTN0601716A* | 34400 | 17.5 | 9 | 34600 | 25200 | 72.83% | 1.9 | 0 | 9.5 |  |  |  | No | R-454B | 2.8667 | Residential & Commercial | No
215679910 | Central HP <5.4 tons | KEEPRITE | HRCU-A-CB (Split System: Heat Pump with Remote Outdoor Unit-Air-Source) | C5H0V36*K*AAA* |  |  | ESH5X48M12A*+WALLCON | *97CTN0802120A* | 34200 | 16 | 8.5 | 35400 | 25200 | 71.19% | 1.88 | 0 | 9.5 |  |  |  | No | R-454B | 2.85 | Residential & Commercial | No
215679240 | Central HP <5.4 tons | KEEPRITE | HRCU-A-CB (Split System: Heat Pump with Remote Outdoor Unit-Air-Source) | C5H0V36*K*AAA* |  |  | EA*5X37M17A*+WALLCON | *80CSU0401712B* | 34200 | 17 | 9 | 35600 | 25400 | 71.35% | 1.88 | 0 | 9.5 |  |  |  | No | R-454B | 2.85 | Residential & Commercial | No
215679320 | Central HP <5.4 tons | KEEPRITE | HRCU-A-CB (Split System: Heat Pump with Remote Outdoor Unit-Air-Source) | C5H0V36*K*AAA* |  |  | EA*5X37M21A*+WALLCON | *97CTN0801716A* | 34200 | 17.5 | 9 | 35400 | 25400 | 71.75% | 1.88 | 0 | 9.5 |  |  |  | No | R-454B | 2.85 | Residential & Commercial | No
211390729 | Central HP <5.4 tons | COLEMAN | HRCU-A-CB (Split System: Heat Pump with Remote Outdoor Unit-Air-Source) | HMH72B341 |  |  | XAFB36DBCN1 | TM8V080B12MP12 | 33600 | 17 | 8.1 | 33600 | 23600 | 70.24% | 2.02 | 0 | 9.5 |  |  |  | No | R-410A | 2.8 | Residential & Commercial | No
215681760 | Central HP <5.4 tons | KEEPRITE | HRCU-A-CB (Split System: Heat Pump with Remote Outdoor Unit-Air-Source) | C5H0V48*K*AAA* |  |  | EVM5X48M21A*+WALLCON | *80CSU0401712B* | 47000 | 18 | 9 | 50000 | 36400 | 72.8% | 2 | 0 | 9.5 |  |  |  | No | R-454B | 3.9167 | Residential & Commercial | No
215681480 | Central HP <5.4 tons | KEEPRITE | HRCU-A-CB (Split System: Heat Pump with Remote Outdoor Unit-Air-Source) | C5H0V48*K*AAA* |  |  | EA*5X61M21A*+WALLCON | *80CSU1002120B* | 46000 | 17.5 | 9 | 47500 | 33600 | 70.74% | 2.06 | 0 | 9.5 |  |  |  | No | R-454B | 3.8333 | Residential & Commercial | No
215681689 | Central HP <5.4 tons | DAY & NIGHT | HRCU-A-CB (Split System: Heat Pump with Remote Outdoor Unit-Air-Source) | C5H0V48*K*AAA* |  |  | ESH5X60M12A*+WALLCON | *80CSU0601716B* | 45500 | 17 | 8.5 | 48000 | 33800 | 70.42% | 2.08 | 0 | 9.5 |  |  |  | No | R-454B | 3.7917 | Residential & Commercial | No
215682150 | Central HP <5.4 tons | KEEPRITE | HRCU-A-CB (Split System: Heat Pump with Remote Outdoor Unit-Air-Source) | C5H0V48*K*AAA* |  |  | EVD5X48M21A*+WALLCON | *97CTN0801716A* | 46500 | 18 | 9 | 50000 | 37000 | 74% | 1.98 | 0 | 9.5 |  |  |  | No | R-454B | 3.875 | Residential & Commercial | No
215681800 | Central HP <5.4 tons | KEEPRITE | HRCU-A-CB (Split System: Heat Pump with Remote Outdoor Unit-Air-Source) | C5H0V48*K*AAA* |  |  | EVM5X48M21A*+WALLCON | *97CTN0801716A* | 46500 | 18 | 9 | 50000 | 37000 | 74% | 2 | 0 | 9.5 |  |  |  | No | R-454B | 3.875 | Residential & Commercial | No
215676160 | Central HP <5.4 tons | KEEPRITE | HRCU-A-CB (Split System: Heat Pump with Remote Outdoor Unit-Air-Source) | C5H0V48*K*AAA* |  |  | EVD5X48M21A*+WALLCON | *96CTN0801714B* | 46500 | 18 | 9 | 50000 | 35600 | 71.2% | 2 | 0 | 9.5 |  |  |  | No | R-454B | 3.875 | Residential & Commercial | No
215681370 | Central HP <5.4 tons | KEEPRITE | HRCU-A-CB (Split System: Heat Pump with Remote Outdoor Unit-Air-Source) | C5H0V48*K*AAA* |  |  | EA*5X48M21A*+WALLCON | *97CTN1002122A* | 44000 | 18 | 9 | 48500 | 34000 | 70.1% | 2.04 | 0 | 9.5 |  |  |  | No | R-454B | 3.6667 | Residential & Commercial | No
215679780 | Central HP <5.4 tons | KEEPRITE | HRCU-A-CB (Split System: Heat Pump with Remote Outdoor Unit-Air-Source) | C5H0V36*K*AAA* |  |  | ESH5X36M12A*+WALLCON | *97CTN1202422A* | 33800 | 16.5 | 8.5 | 35800 | 25400 | 70.95% | 1.76 | 0 | 9.5 |  |  |  | No | R-454B | 2.8167 | Residential & Commercial | No
215679880 | Central HP <5.4 tons | KEEPRITE | HRCU-A-CB (Split System: Heat Pump with Remote Outdoor Unit-Air-Source) | C5H0V36*K*AAA* |  |  | ESH5X48M12A*+WALLCON | *80CSU0401712B* | 34200 | 17 | 8.5 | 35400 | 25200 | 71.19% | 1.9 | 0 | 9.5 |  |  |  | No | R-454B | 2.85 | Residential & Commercial | No
215682120 | Central HP <5.4 tons | KEEPRITE | HRCU-A-CB (Split System: Heat Pump with Remote Outdoor Unit-Air-Source) | C5H0V48*K*AAA* |  |  | EVD5X48M21A*+WALLCON | *80CSU0601716B* | 47000 | 18 | 9 | 50000 | 36400 | 72.8% | 2 | 0 | 9.5 |  |  |  | No | R-454B | 3.9167 | Residential & Commercial | No
215676120 | Central HP <5.4 tons | KEEPRITE | HRCU-A-CB (Split System: Heat Pump with Remote Outdoor Unit-Air-Source) | C5H0V48*K*AAA* |  |  | EVD5X48M21A*+WALLCON | *80CTL0701716B* | 46500 | 18 | 9 | 50000 | 36800 | 73.6% | 1.98 | 0 | 9.5 |  |  |  | No | R-454B | 3.875 | Residential & Commercial | No
215681720 | Central HP <5.4 tons | KEEPRITE | HRCU-A-CB (Split System: Heat Pump with Remote Outdoor Unit-Air-Source) | C5H0V48*K*AAA* |  |  | ESH5X60M12A*+WALLCON | *97CTN0801716A* | 45000 | 16 | 8.5 | 48500 | 34200 | 70.52% | 1.94 | 0 | 9 |  |  |  | No | R-454B | 3.75 | Residential & Commercial | No
215681670 | Central HP <5.4 tons | KEEPRITE | HRCU-A-CB (Split System: Heat Pump with Remote Outdoor Unit-Air-Source) | C5H0V48*K*AAA* |  |  | ESH5X60M12A*+WALLCON | *96CTN0802120B* | 45500 | 16.5 | 8.5 | 48000 | 33800 | 70.42% | 2.06 | 0 | 9.5 |  |  |  | No | R-454B | 3.7917 | Residential & Commercial | No
215682590 | Central HP <5.4 tons | KEEPRITE | HRCU-A-CB (Split System: Heat Pump with Remote Outdoor Unit-Air-Source) | C5H0V60*K*AAA* |  |  | EA*5X60M24A*+WALLCON | *80CSU0802120B* | 55500 | 18.5 | 8.5 | 58500 | 41000 | 70.09% | 2.04 | 0 | 9 |  |  |  | No | R-454B | 4.625 | Residential & Commercial | No
215682640 | Central HP <5.4 tons | KEEPRITE | HRCU-A-CB (Split System: Heat Pump with Remote Outdoor Unit-Air-Source) | C5H0V60*K*AAA* |  |  | EA*5X61M21A*+WALLCON | *80CSU0401712B* | 55500 | 18 | 8.5 | 58500 | 41000 | 70.09% | 2.04 | 0 | 9 |  |  |  | No | R-454B | 4.625 | Residential & Commercial | No
215678160 | Central HP <5.4 tons | KEEPRITE | HRCU-A-CB (Split System: Heat Pump with Remote Outdoor Unit-Air-Source) | C5H0V60*K*AAA* |  |  | ESH5X60M12A*+WALLCON | *97CMN1202422B* | 55500 | 17 | 8.5 | 60000 | 42000 | 70% | 1.9 | 0 | 8.5 |  |  |  | No | R-454B | 4.625 | Residential & Commercial | No
215681350 | Central HP <5.4 tons | KEEPRITE | HRCU-A-CB (Split System: Heat Pump with Remote Outdoor Unit-Air-Source) | C5H0V48*K*AAA* |  |  | EA*5X48M21A*+WALLCON | *97CTN0801716A* | 44000 | 17 | 9 | 49000 | 34600 | 70.61% | 2.04 | 0 | 9 |  |  |  | No | R-454B | 3.6667 | Residential & Commercial | No
214229273 | Central HP <5.4 tons | KEEPRITE | HRCU-A-CB (Split System: Heat Pump with Remote Outdoor Unit-Air-Source) | DLCURAH30ABK |  |  | END4X42L17** | *80MSU0601716A* | 29800 | 15.2 | 8.1 | 34000 | 27000 | 79.41% | 1.82 | 0 | 9 |  |  |  | No | R-410A | 2.4833 | Residential & Commercial | No
212980914 | Central HP <5.4 tons | ARCOAIRE | HRCU-A-CB (Split System: Heat Pump with Remote Outdoor Unit-Air-Source) | DLCURAH30ABK |  |  | EA*4X37L21A* | *80MS(N,L)1102120A* | 30800 | 15.2 | 8.5 | 33400 | 26200 | 78.44% | 1.86 | 0 | 9 |  |  |  | No | R-410A | 2.5667 | Residential & Commercial | No
212979435 | Central HP <5.4 tons | ARCOAIRE | HRCU-A-CB (Split System: Heat Pump with Remote Outdoor Unit-Air-Source) | DLCURAH30ABK |  |  | EA*4X37L21A* | *80MS(N,L)0702116A* | 30400 | 15.2 | 8.1 | 33400 | 26400 | 79.04% | 1.84 | 0 | 9 |  |  |  | No | R-410A | 2.5333 | Residential & Commercial | No
213607820 | Central HP <5.4 tons | KEEPRITE | HRCU-A-CB (Split System: Heat Pump with Remote Outdoor Unit-Air-Source) | DLCURAH60ABK |  |  | FTMA4B60L0D* |  | 55000 | 15.2 | 8.1 | 52500 | 48000 | 91.43% | 1.84 | 0 | 8.5 |  |  |  | No | R-410A | 4.5833 | Residential & Commercial | No
212983155 | Central HP <5.4 tons | ARCOAIRE | HRCU-A-CB (Split System: Heat Pump with Remote Outdoor Unit-Air-Source) | DLCURAH24ABK |  |  | EA*4X30L17A* | *92MSN0401712A* | 23400 | 16 | 8.5 | 26400 | 24800 | 93.94% | 2.04 | 0 | 9.5 |  |  |  | No | R-410A | 1.95 | Residential & Commercial | No
215669928 | Central HP <5.4 tons | ARCOAIRE | HRCU-A-CB (Split System: Heat Pump with Remote Outdoor Unit-Air-Source) | H5H0V36*K*AAA* |  |  | ESH5X36M12A*+WALLCON | *96CTN1202422B* | 33800 | 16 | 8.5 | 35800 | 25400 | 70.95% | 1.76 | 0 | 9.5 |  |  |  | No | R-454B | 2.8167 | Residential & Commercial | No
215669022 | Central HP <5.4 tons | ARCOAIRE | HRCU-A-CB (Split System: Heat Pump with Remote Outdoor Unit-Air-Source) | H5H0V36*K*AAA* |  |  | EA*5X43M21A*+WALLCON | *95CSU0601716B* | 34400 | 17.5 | 9 | 35400 | 25200 | 71.19% | 1.88 | 0 | 9.5 |  |  |  | No | R-454B | 2.8667 | Residential & Commercial | No
215669106 | Central HP <5.4 tons | ARCOAIRE | HRCU-A-CB (Split System: Heat Pump with Remote Outdoor Unit-Air-Source) | H5H0V36*K*AAA* |  |  | EA*5X48M21A*+WALLCON | *80CSU0601716A* | 33800 | 18 | 9 | 35000 | 25200 | 72% | 1.88 | 0 | 9.5 |  |  |  | No | R-454B | 2.8167 | Residential & Commercial | No
215669046 | Central HP <5.4 tons | ARCOAIRE | HRCU-A-CB (Split System: Heat Pump with Remote Outdoor Unit-Air-Source) | H5H0V36*K*AAA* |  |  | EA*5X43M21A*+WALLCON | *97CMN0601714B* | 34200 | 17.5 | 9 | 35600 | 25400 | 71.35% | 1.88 | 0 | 9.5 |  |  |  | No | R-454B | 2.85 | Residential & Commercial | No
215669960 | Central HP <5.4 tons | ARCOAIRE | HRCU-A-CB (Split System: Heat Pump with Remote Outdoor Unit-Air-Source) | H5H0V36*K*AAA* |  |  | ESH5X42M12A*+WALLCON | *80CTL0451712B* | 33600 | 16 | 8.5 | 35800 | 25600 | 71.51% | 1.76 | 0 | 9 |  |  |  | No | R-454B | 2.8 | Residential & Commercial | No
215669992 | Central HP <5.4 tons | ARCOAIRE | HRCU-A-CB (Split System: Heat Pump with Remote Outdoor Unit-Air-Source) | H5H0V36*K*AAA* |  |  | ESH5X42M12A*+WALLCON | *80CTL0901716B* | 34000 | 16.5 | 8.5 | 35600 | 25400 | 71.35% | 1.76 | 0 | 9.5 |  |  |  | No | R-454B | 2.8333 | Residential & Commercial | No
215670008 | Central HP <5.4 tons | ARCOAIRE | HRCU-A-CB (Split System: Heat Pump with Remote Outdoor Unit-Air-Source) | H5H0V36*K*AAA* |  |  | ESH5X42M12A*+WALLCON | *80CTL1102120B* | 34000 | 16.5 | 8.5 | 35600 | 25200 | 70.79% | 1.78 | 0 | 9.5 |  |  |  | No | R-454B | 2.8333 | Residential & Commercial | No
215670024 | Central HP <5.4 tons | ARCOAIRE | HRCU-A-CB (Split System: Heat Pump with Remote Outdoor Unit-Air-Source) | H5H0V36*K*AAA* |  |  | ESH5X42M12A*+WALLCON | *95CSU0601716B* | 33800 | 16 | 8.5 | 35600 | 25400 | 71.35% | 1.78 | 0 | 9 |  |  |  | No | R-454B | 2.8167 | Residential & Commercial | No
215669236 | Central HP <5.4 tons | ARCOAIRE | HRCU-A-CB (Split System: Heat Pump with Remote Outdoor Unit-Air-Source) | H5H0V36*K*AAA* |  |  | EA*5X48M21A*+WALLCON | *97CMN0801714B* | 33600 | 17.5 | 9 | 35200 | 25200 | 71.59% | 1.88 | 0 | 9.5 |  |  |  | No | R-454B | 2.8 | Residential & Commercial | No
212983133 | Central HP <5.4 tons | ARCOAIRE | HRCU-A-CB (Split System: Heat Pump with Remote Outdoor Unit-Air-Source) | DLCURAH24ABK |  |  | EA*4X24L17A* | *92MSN0401712A* | 23200 | 15.5 | 8.5 | 27000 | 26600 | 98.52% | 2.24 | 0 | 9.5 |  |  |  | No | R-410A | 1.9333 | Residential & Commercial | No
212982664 | Central HP <5.4 tons | ARCOAIRE | HRCU-A-CB (Split System: Heat Pump with Remote Outdoor Unit-Air-Source) | DLCURAH30ABK |  |  | EA*4X43L21A* | *80MSU0601716A* | 30800 | 15.2 | 8.5 | 33000 | 26200 | 79.39% | 1.86 | 0 | 9 |  |  |  | No | R-410A | 2.5667 | Residential & Commercial | No
212982964 | Central HP <5.4 tons | ARCOAIRE | HRCU-A-CB (Split System: Heat Pump with Remote Outdoor Unit-Air-Source) | DLCURAH30ABK |  |  | EA*4X42L24A* | *80MSU0802120A* | 29600 | 15.5 | 8.5 | 33600 | 27400 | 81.55% | 1.78 | 0 | 9 |  |  |  | No | R-410A | 2.4667 | Residential & Commercial | No
212980545 | Central HP <5.4 tons | ARCOAIRE | HRCU-A-CB (Split System: Heat Pump with Remote Outdoor Unit-Air-Source) | DLCURAH30ABK |  |  | EA*4X43L21A* | *80MS(N,L)0902120A* | 30800 | 15.2 | 8.5 | 33600 | 26400 | 78.57% | 1.86 | 0 | 9 |  |  |  | No | R-410A | 2.5667 | Residential & Commercial | No
215670250 | Central HP <5.4 tons | ARCOAIRE | HRCU-A-CB (Split System: Heat Pump with Remote Outdoor Unit-Air-Source) | H5H0V36*K*AAA* |  |  | ESH5X48M12A*+WALLCON | *95CSU0802120B* | 34200 | 16.5 | 8.5 | 35400 | 25200 | 71.19% | 1.88 | 0 | 9.5 |  |  |  | No | R-454B | 2.85 | Residential & Commercial | No
215670300 | Central HP <5.4 tons | ARCOAIRE | HRCU-A-CB (Split System: Heat Pump with Remote Outdoor Unit-Air-Source) | H5H0V36*K*AAA* |  |  | ESH5X48M12A*+WALLCON | *97CMN0802120B* | 34200 | 16.5 | 8.5 | 35400 | 25200 | 71.19% | 1.88 | 0 | 9.5 |  |  |  | No | R-454B | 2.85 | Residential & Commercial | No
215670150 | Central HP <5.4 tons | ARCOAIRE | HRCU-A-CB (Split System: Heat Pump with Remote Outdoor Unit-Air-Source) | H5H0V36*K*AAA* |  |  | ESH5X48M12A*+WALLCON | *80CSU1002120A* | 34200 | 16.5 | 8.5 | 35400 | 25200 | 71.19% | 1.88 | 0 | 9.5 |  |  |  | No | R-454B | 2.85 | Residential & Commercial | No
215669832 | Central HP <5.4 tons | ARCOAIRE | HRCU-A-CB (Split System: Heat Pump with Remote Outdoor Unit-Air-Source) | H5H0V36*K*AAA* |  |  | ESH5X36M12A*+WALLCON | *95CSU0601716B* | 33600 | 16 | 8.5 | 35800 | 25600 | 71.51% | 1.76 | 0 | 9 |  |  |  | No | R-454B | 2.8 | Residential & Commercial | No
215670500 | Central HP <5.4 tons | ARCOAIRE | HRCU-A-CB (Split System: Heat Pump with Remote Outdoor Unit-Air-Source) | H5H0V36*K*AAA* |  |  | ESH5X60M12A*+WALLCON | *97CMN0601714B* | 34200 | 16.5 | 8.5 | 34800 | 25200 | 72.41% | 1.8 | 0 | 9.5 |  |  |  | No | R-454B | 2.85 | Residential & Commercial | No
215670520 | Central HP <5.4 tons | ARCOAIRE | HRCU-A-CB (Split System: Heat Pump with Remote Outdoor Unit-Air-Source) | H5H0V36*K*AAA* |  |  | ESH5X60M12A*+WALLCON | *97CMN0801714B* | 34400 | 16.5 | 8.5 | 34800 | 25000 | 71.84% | 1.78 | 0 | 9.5 |  |  |  | No | R-454B | 2.8667 | Residential & Commercial | No
215670400 | Central HP <5.4 tons | ARCOAIRE | HRCU-A-CB (Split System: Heat Pump with Remote Outdoor Unit-Air-Source) | H5H0V36*K*AAA* |  |  | ESH5X60M12A*+WALLCON | *80CTL0451712B* | 34200 | 16.5 | 8.5 | 35000 | 25200 | 72% | 1.78 | 0 | 9 |  |  |  | No | R-454B | 2.85 | Residential & Commercial | No
215669096 | Central HP <5.4 tons | ARCOAIRE | HRCU-A-CB (Split System: Heat Pump with Remote Outdoor Unit-Air-Source) | H5H0V36*K*AAA* |  |  | EA*5X48M21A*+WALLCON | *80CSU0401712A* | 33800 | 18 | 9 | 35000 | 25000 | 71.43% | 1.88 | 0 | 9.5 |  |  |  | No | R-454B | 2.8167 | Residential & Commercial | No
212982124 | Central HP <5.4 tons | ARCOAIRE | HRCU-A-CB (Split System: Heat Pump with Remote Outdoor Unit-Air-Source) | DLCURAH30ABK |  |  | EA*4X36L21A* | *80MSU0401712A* | 29800 | 15.2 | 8.5 | 33800 | 27800 | 82.25% | 1.76 | 0 | 9 |  |  |  | No | R-410A | 2.4833 | Residential & Commercial | No
212982160 | Central HP <5.4 tons | ARCOAIRE | HRCU-A-CB (Split System: Heat Pump with Remote Outdoor Unit-Air-Source) | DLCURAH30ABK |  |  | EA*4X42L21A* | *80MSU0401712A* | 30000 | 15.2 | 8.5 | 33800 | 27400 | 81.07% | 1.78 | 0 | 9 |  |  |  | No | R-410A | 2.5 | Residential & Commercial | No
215669030 | Central HP <5.4 tons | ARCOAIRE | HRCU-A-CB (Split System: Heat Pump with Remote Outdoor Unit-Air-Source) | H5H0V36*K*AAA* |  |  | EA*5X43M21A*+WALLCON | *95CSU0802120B* | 34400 | 17.5 | 9 | 35400 | 25200 | 71.19% | 1.88 | 0 | 9.5 |  |  |  | No | R-454B | 2.8667 | Residential & Commercial | No
215675290 | Central HP <5.4 tons | KEEPRITE | HRCU-A-CB (Split System: Heat Pump with Remote Outdoor Unit-Air-Source) | C5H0V48*K*AAA* |  |  | ESH5X60M12A*+WALLCON | *97CMN0802120B* | 45500 | 16.5 | 8.5 | 48000 | 33800 | 70.42% | 2.06 | 0 | 9.5 |  |  |  | No | R-454B | 3.7917 | Residential & Commercial | No
215674131 | Central HP <5.4 tons | KEEPRITE | HRCU-A-CB (Split System: Heat Pump with Remote Outdoor Unit-Air-Source) | C5H0V48*K*AAA* |  |  | EA*5X48M21A*+WALLCON | *97CMN1002122B* | 44000 | 17.5 | 9 | 48500 | 34000 | 70.1% | 2.04 | 0 | 9.5 |  |  |  | No | R-454B | 3.6667 | Residential & Commercial | No
215674151 | Central HP <5.4 tons | KEEPRITE | HRCU-A-CB (Split System: Heat Pump with Remote Outdoor Unit-Air-Source) | C5H0V48*K*AAA* |  |  | EA*5X48M21A*+WALLCON | *96CTN1002122B* | 44000 | 17.5 | 9 | 48500 | 34000 | 70.1% | 2.04 | 0 | 9.5 |  |  |  | No | R-454B | 3.6667 | Residential & Commercial | No
215678010 | Central HP <5.4 tons | KEEPRITE | HRCU-A-CB (Split System: Heat Pump with Remote Outdoor Unit-Air-Source) | C5H0V60*K*AAA* |  |  | EA*5X61M24A*+WALLCON | *97CMN1202422B* | 56000 | 18.5 | 9 | 60000 | 42000 | 70% | 2 | 0 | 9 |  |  |  | No | R-454B | 4.6667 | Residential & Commercial | No
215677340 | Central HP <5.4 tons | KEEPRITE | HRCU-A-CB (Split System: Heat Pump with Remote Outdoor Unit-Air-Source) | C5H0V60*K*AAA* |  |  | EVD5X60M21A*+WALLCON | *80CTL0701716B* | 55000 | 18 | 9 | 59500 | 43500 | 73.11% | 2.1 | 0 | 9.5 |  |  |  | No | R-454B | 4.5833 | Residential & Commercial | No
215677190 | Central HP <5.4 tons | KEEPRITE | HRCU-A-CB (Split System: Heat Pump with Remote Outdoor Unit-Air-Source) | C5H0V60*K*AAA* |  |  | EVM5X60M24A*+WALLCON | *97CMN1202422B* | 56500 | 18.5 | 9 | 63000 | 44500 | 70.63% | 2.08 | 0 | 9 |  |  |  | No | R-454B | 4.7083 | Residential & Commercial | No
215670040 | Central HP <5.4 tons | ARCOAIRE | HRCU-A-CB (Split System: Heat Pump with Remote Outdoor Unit-Air-Source) | H5H0V36*K*AAA* |  |  | ESH5X42M12A*+WALLCON | *95CSU1002122B* | 34000 | 16.5 | 8.5 | 35600 | 25200 | 70.79% | 1.78 | 0 | 9.5 |  |  |  | No | R-454B | 2.8333 | Residential & Commercial | No
215670323 | Central HP <5.4 tons | KEEPRITE | HRCU-A-CB (Split System: Heat Pump with Remote Outdoor Unit-Air-Source) | C5H0V36*K*AAA* |  |  | ESH5X48M12A*+WALLCON | *97CMN1202422B* | 34200 | 17 | 8.5 | 35400 | 25200 | 71.19% | 1.88 | 0 | 9.5 |  |  |  | No | R-454B | 2.85 | Residential & Commercial | No
215670056 | Central HP <5.4 tons | ARCOAIRE | HRCU-A-CB (Split System: Heat Pump with Remote Outdoor Unit-Air-Source) | H5H0V36*K*AAA* |  |  | ESH5X42M12A*+WALLCON | *97CMN0801714B* | 33800 | 16.5 | 8.5 | 35800 | 25400 | 70.95% | 1.78 | 0 | 9 |  |  |  | No | R-454B | 2.8167 | Residential & Commercial | No
215670088 | Central HP <5.4 tons | ARCOAIRE | HRCU-A-CB (Split System: Heat Pump with Remote Outdoor Unit-Air-Source) | H5H0V36*K*AAA* |  |  | ESH5X42M12A*+WALLCON | *96CTN0401410B* | 32600 | 15.2 | 8.5 | 36000 | 25600 | 71.11% | 1.76 | 0 | 9 |  |  |  | No | R-454B | 2.7167 | Residential & Commercial | No
215670190 | Central HP <5.4 tons | ARCOAIRE | HRCU-A-CB (Split System: Heat Pump with Remote Outdoor Unit-Air-Source) | H5H0V36*K*AAA* |  |  | ESH5X48M12A*+WALLCON | *80CTL0702120B* | 34200 | 17 | 8.5 | 35400 | 25200 | 71.19% | 1.88 | 0 | 9.5 |  |  |  | No | R-454B | 2.85 | Residential & Commercial | No
215669856 | Central HP <5.4 tons | ARCOAIRE | HRCU-A-CB (Split System: Heat Pump with Remote Outdoor Unit-Air-Source) | H5H0V36*K*AAA* |  |  | ESH5X36M12A*+WALLCON | *97CMN0601714B* | 33400 | 16 | 8.1 | 36000 | 25800 | 71.67% | 1.8 | 0 | 9 |  |  |  | No | R-454B | 2.7833 | Residential & Commercial | No
215669872 | Central HP <5.4 tons | ARCOAIRE | HRCU-A-CB (Split System: Heat Pump with Remote Outdoor Unit-Air-Source) | H5H0V36*K*AAA* |  |  | ESH5X36M12A*+WALLCON | *97CMN0801714B* | 33400 | 16 | 8.5 | 35800 | 25600 | 71.51% | 1.76 | 0 | 9 |  |  |  | No | R-454B | 2.7833 | Residential & Commercial | No
215669920 | Central HP <5.4 tons | ARCOAIRE | HRCU-A-CB (Split System: Heat Pump with Remote Outdoor Unit-Air-Source) | H5H0V36*K*AAA* |  |  | ESH5X36M12A*+WALLCON | *96CTN1002122B* | 33800 | 16.5 | 8.5 | 35800 | 25400 | 70.95% | 1.76 | 0 | 9.5 |  |  |  | No | R-454B | 2.8167 | Residential & Commercial | No
215670140 | Central HP <5.4 tons | ARCOAIRE | HRCU-A-CB (Split System: Heat Pump with Remote Outdoor Unit-Air-Source) | H5H0V36*K*AAA* |  |  | ESH5X48M12A*+WALLCON | *80CSU0601716A* | 34000 | 17 | 8.5 | 35400 | 25200 | 71.19% | 1.88 | 0 | 9.5 |  |  |  | No | R-454B | 2.8333 | Residential & Commercial | No
215670390 | Central HP <5.4 tons | ARCOAIRE | HRCU-A-CB (Split System: Heat Pump with Remote Outdoor Unit-Air-Source) | H5H0V36*K*AAA* |  |  | ESH5X60M12A*+WALLCON | *80CSU0601716A* | 34600 | 17 | 8.5 | 34600 | 25000 | 72.25% | 1.8 | 0 | 9.5 |  |  |  | No | R-454B | 2.8833 | Residential & Commercial | No
215670440 | Central HP <5.4 tons | ARCOAIRE | HRCU-A-CB (Split System: Heat Pump with Remote Outdoor Unit-Air-Source) | H5H0V36*K*AAA* |  |  | ESH5X60M12A*+WALLCON | *80CTL0901716B* | 34600 | 17 | 8.5 | 34600 | 24800 | 71.68% | 1.8 | 0 | 9.5 |  |  |  | No | R-454B | 2.8833 | Residential & Commercial | No
215669944 | Central HP <5.4 tons | ARCOAIRE | HRCU-A-CB (Split System: Heat Pump with Remote Outdoor Unit-Air-Source) | H5H0V36*K*AAA* |  |  | ESH5X42M12A*+WALLCON | *80CSU0601716A* | 34000 | 16.5 | 8.5 | 35600 | 25400 | 71.35% | 1.78 | 0 | 9.5 |  |  |  | No | R-454B | 2.8333 | Residential & Commercial | No
215670580 | Central HP <5.4 tons | ARCOAIRE | HRCU-A-CB (Split System: Heat Pump with Remote Outdoor Unit-Air-Source) | H5H0V36*K*AAA* |  |  | ESH5X60M12A*+WALLCON | *96CTN0801714B* | 34400 | 17 | 8.5 | 34800 | 25000 | 71.84% | 1.78 | 0 | 9.5 |  |  |  | No | R-454B | 2.8667 | Residential & Commercial | No
215674301 | Central HP <5.4 tons | KEEPRITE | HRCU-A-CB (Split System: Heat Pump with Remote Outdoor Unit-Air-Source) | C5H0V48*K*AAA* |  |  | EA*5X61M21A*+WALLCON | *80CSU0601716A* | 46000 | 18 | 9 | 48000 | 33800 | 70.42% | 2.08 | 0 | 9.5 |  |  |  | No | R-454B | 3.8333 | Residential & Commercial | No
215669824 | Central HP <5.4 tons | ARCOAIRE | HRCU-A-CB (Split System: Heat Pump with Remote Outdoor Unit-Air-Source) | H5H0V36*K*AAA* |  |  | ESH5X36M12A*+WALLCON | *80CTL1352422B* | 33800 | 16 | 8.5 | 35600 | 25400 | 71.35% | 1.76 | 0 | 9.5 |  |  |  | No | R-454B | 2.8167 | Residential & Commercial | No
215676140 | Central HP <5.4 tons | KEEPRITE | HRCU-A-CB (Split System: Heat Pump with Remote Outdoor Unit-Air-Source) | C5H0V48*K*AAA* |  |  | EVD5X48M21A*+WALLCON | *95CSU0601716B* | 46500 | 17.5 | 9 | 50000 | 37000 | 74% | 1.98 | 0 | 9.5 |  |  |  | No | R-454B | 3.875 | Residential & Commercial | No
215675270 | Central HP <5.4 tons | KEEPRITE | HRCU-A-CB (Split System: Heat Pump with Remote Outdoor Unit-Air-Source) | C5H0V48*K*AAA* |  |  | ESH5X60M12A*+WALLCON | *97CMN0602120B* | 45000 | 16 | 8.5 | 48500 | 34200 | 70.52% | 1.96 | 0 | 9 |  |  |  | No | R-454B | 3.75 | Residential & Commercial | No
215389775 | Central HP <5.4 tons | PAYNE HEATING AND COOLING | HRCU-A-CB (Split System: Heat Pump with Remote Outdoor Unit-Air-Source) | 38MURAQ36AB3* |  |  | CAP**3617AL* | PG96VTAB48060B** | 34800 | 15.2 | 8.1 | 38500 | 35200 | 91.43% | 1.8 | 0 | 9.5 |  |  |  | No | R-410A | 2.9 | Residential & Commercial | No
215682920 | Central HP <5.4 tons | KEEPRITE | HRCU-A-CB (Split System: Heat Pump with Remote Outdoor Unit-Air-Source) | C5H0V60*K*AAA* |  |  | EVM5X60M24A*+WALLCON | *97CTN1202422A* | 56500 | 18.5 | 9 | 63000 | 44500 | 70.63% | 2.1 | 0 | 9 |  |  |  | No | R-454B | 4.7083 | Residential & Commercial | No
212982638 | Central HP <5.4 tons | PAYNE HEATING AND COOLING | HRCU-A-CB (Split System: Heat Pump with Remote Outdoor Unit-Air-Source) | 38MURAQ30AB3* |  |  | CAP**4221AL* | PG80MSUA48060B** | 29800 | 15.2 | 8.1 | 33800 | 27400 | 81.07% | 1.8 | 0 | 9 |  |  |  | No | R-410A | 2.4833 | Residential & Commercial | No
213076044 | Central HP <5.4 tons | PAYNE HEATING AND COOLING | HRCU-A-CB (Split System: Heat Pump with Remote Outdoor Unit-Air-Source) | 38MURAQ30AB3* |  |  | CAP**4224AL* | PG95MSUA60100C** | 29800 | 15.2 | 8.1 | 38000 | 27600 | 72.63% | 1.78 | 0 | 9 |  |  |  | No | R-410A | 2.4833 | Residential & Commercial | No
215670210 | Central HP <5.4 tons | ARCOAIRE | HRCU-A-CB (Split System: Heat Pump with Remote Outdoor Unit-Air-Source) | H5H0V36*K*AAA* |  |  | ESH5X48M12A*+WALLCON | *80CTL0902120B* | 34200 | 17 | 8.5 | 35400 | 25200 | 71.19% | 1.9 | 0 | 9.5 |  |  |  | No | R-454B | 2.85 | Residential & Commercial | No
212980512 | Central HP <5.4 tons | ARCOAIRE | HRCU-A-CB (Split System: Heat Pump with Remote Outdoor Unit-Air-Source) | DLCURAH30ABK |  |  | EA*4X37L21A* | *80MS(N,L)0902120A* | 30800 | 15.2 | 8.5 | 33600 | 26400 | 78.57% | 1.86 | 0 | 9 |  |  |  | No | R-410A | 2.5667 | Residential & Commercial | No
212982652 | Central HP <5.4 tons | ARCOAIRE | HRCU-A-CB (Split System: Heat Pump with Remote Outdoor Unit-Air-Source) | DLCURAH30ABK |  |  | EA*4X42L24A* | *80MSU0601716A* | 30000 | 15.5 | 8.1 | 34200 | 27600 | 80.7% | 1.8 | 0 | 9 |  |  |  | No | R-410A | 2.5 | Residential & Commercial | No
212982952 | Central HP <5.4 tons | ARCOAIRE | HRCU-A-CB (Split System: Heat Pump with Remote Outdoor Unit-Air-Source) | DLCURAH30ABK |  |  | EA*4X42L21A* | *80MSU0802120A* | 29600 | 15.5 | 8.5 | 33600 | 27600 | 82.14% | 1.78 | 0 | 9 |  |  |  | No | R-410A | 2.4667 | Residential & Commercial | No
215670523 | Central HP <5.4 tons | KEEPRITE | HRCU-A-CB (Split System: Heat Pump with Remote Outdoor Unit-Air-Source) | C5H0V36*K*AAA* |  |  | ESH5X60M12A*+WALLCON | *97CMN0801714B* | 34400 | 16.5 | 8.5 | 34800 | 25000 | 71.84% | 1.78 | 0 | 9.5 |  |  |  | No | R-454B | 2.8667 | Residential & Commercial | No
215670420 | Central HP <5.4 tons | ARCOAIRE | HRCU-A-CB (Split System: Heat Pump with Remote Outdoor Unit-Air-Source) | H5H0V36*K*AAA* |  |  | ESH5X60M12A*+WALLCON | *80CTL0701716B* | 34400 | 17 | 8.5 | 34800 | 25000 | 71.84% | 1.8 | 0 | 9.5 |  |  |  | No | R-454B | 2.8667 | Residential & Commercial | No
215669266 | Central HP <5.4 tons | ARCOAIRE | HRCU-A-CB (Split System: Heat Pump with Remote Outdoor Unit-Air-Source) | H5H0V36*K*AAA* |  |  | EA*5X48M21A*+WALLCON | *96CTN0601714B* | 33600 | 17.5 | 9 | 35200 | 25400 | 72.16% | 1.88 | 0 | 9.5 |  |  |  | No | R-454B | 2.8 | Residential & Commercial | No
215669216 | Central HP <5.4 tons | ARCOAIRE | HRCU-A-CB (Split System: Heat Pump with Remote Outdoor Unit-Air-Source) | H5H0V36*K*AAA* |  |  | EA*5X48M21A*+WALLCON | *97CMN0601714B* | 33400 | 17.5 | 9 | 35200 | 25400 | 72.16% | 1.88 | 0 | 9.5 |  |  |  | No | R-454B | 2.7833 | Residential & Commercial | No
215682700 | Central HP <5.4 tons | KEEPRITE | HRCU-A-CB (Split System: Heat Pump with Remote Outdoor Unit-Air-Source) | C5H0V60*K*AAA* |  |  | EA*5X61M24A*+WALLCON | *97CTN1002122A* | 56000 | 18.5 | 9 | 60000 | 42000 | 70% | 2.02 | 0 | 9 |  |  |  | No | R-454B | 4.6667 | Residential & Commercial | No
211386981 | Central HP <5.4 tons | CHAMPION HEATING AND COOLING | HRCU-A-CB (Split System: Heat Pump with Remote Outdoor Unit-Air-Source) | HMH72B341 |  |  | XAFC36DBCN1 | TM9Y080B12MP11 | 34000 | 18 | 8.1 | 34000 | 24400 | 71.76% | 2.06 | 0 | 9.5 |  |  |  | No | R-410A | 2.8333 | Residential & Commercial | No
215670320 | Central HP <5.4 tons | ARCOAIRE | HRCU-A-CB (Split System: Heat Pump with Remote Outdoor Unit-Air-Source) | H5H0V36*K*AAA* |  |  | ESH5X48M12A*+WALLCON | *97CMN1202422B* | 34200 | 17 | 8.5 | 35400 | 25200 | 71.19% | 1.88 | 0 | 9.5 |  |  |  | No | R-454B | 2.85 | Residential & Commercial | No
215669848 | Central HP <5.4 tons | ARCOAIRE | HRCU-A-CB (Split System: Heat Pump with Remote Outdoor Unit-Air-Source) | H5H0V36*K*AAA* |  |  | ESH5X36M12A*+WALLCON | *95CSU1002122B* | 33800 | 16.5 | 8.5 | 35800 | 25400 | 70.95% | 1.76 | 0 | 9.5 |  |  |  | No | R-454B | 2.8167 | Residential & Commercial | No
215669952 | Central HP <5.4 tons | ARCOAIRE | HRCU-A-CB (Split System: Heat Pump with Remote Outdoor Unit-Air-Source) | H5H0V36*K*AAA* |  |  | ESH5X42M12A*+WALLCON | *80CSU1002120A* | 34000 | 16 | 8.5 | 35600 | 25400 | 71.35% | 1.78 | 0 | 9.5 |  |  |  | No | R-454B | 2.8333 | Residential & Commercial | No
215669968 | Central HP <5.4 tons | ARCOAIRE | HRCU-A-CB (Split System: Heat Pump with Remote Outdoor Unit-Air-Source) | H5H0V36*K*AAA* |  |  | ESH5X42M12A*+WALLCON | *80CTL0701412B* | 33800 | 16.5 | 8.5 | 35800 | 25400 | 70.95% | 1.78 | 0 | 9 |  |  |  | No | R-454B | 2.8167 | Residential & Commercial | No
215669984 | Central HP <5.4 tons | ARCOAIRE | HRCU-A-CB (Split System: Heat Pump with Remote Outdoor Unit-Air-Source) | H5H0V36*K*AAA* |  |  | ESH5X42M12A*+WALLCON | *80CTL0702120B* | 34000 | 16.5 | 8.5 | 35600 | 25400 | 71.35% | 1.76 | 0 | 9.5 |  |  |  | No | R-454B | 2.8333 | Residential & Commercial | No
215670123 | Central HP <5.4 tons | KEEPRITE | HRCU-A-CB (Split System: Heat Pump with Remote Outdoor Unit-Air-Source) | C5H0V36*K*AAA* |  |  | ESH5X42M12A*+WALLCON | *96CTN1202422B* | 34000 | 16.5 | 8.5 | 35600 | 25200 | 70.79% | 1.78 | 0 | 9.5 |  |  |  | No | R-454B | 2.8333 | Residential & Commercial | No
215669939 | Central HP <5.4 tons | KEEPRITE | HRCU-A-CB (Split System: Heat Pump with Remote Outdoor Unit-Air-Source) | C5H0V36*K*AAA* |  |  | ESH5X42M12A*+WALLCON | *80CSU0401712A* | 34000 | 16.5 | 8.5 | 35600 | 25400 | 71.35% | 1.76 | 0 | 9.5 |  |  |  | No | R-454B | 2.8333 | Residential & Commercial | No
215669971 | Central HP <5.4 tons | KEEPRITE | HRCU-A-CB (Split System: Heat Pump with Remote Outdoor Unit-Air-Source) | C5H0V36*K*AAA* |  |  | ESH5X42M12A*+WALLCON | *80CTL0701412B* | 33800 | 16.5 | 8.5 | 35800 | 25400 | 70.95% | 1.78 | 0 | 9 |  |  |  | No | R-454B | 2.8167 | Residential & Commercial | No
215670003 | Central HP <5.4 tons | KEEPRITE | HRCU-A-CB (Split System: Heat Pump with Remote Outdoor Unit-Air-Source) | C5H0V36*K*AAA* |  |  | ESH5X42M12A*+WALLCON | *80CTL0902120B* | 34000 | 16.5 | 8.5 | 35600 | 25200 | 70.79% | 1.78 | 0 | 9.5 |  |  |  | No | R-454B | 2.8333 | Residential & Commercial | No
215669269 | Central HP <5.4 tons | KEEPRITE | HRCU-A-CB (Split System: Heat Pump with Remote Outdoor Unit-Air-Source) | C5H0V36*K*AAA* |  |  | EA*5X48M21A*+WALLCON | *96CTN0601714B* | 33600 | 17.5 | 9 | 35200 | 25400 | 72.16% | 1.88 | 0 | 9.5 |  |  |  | No | R-454B | 2.8 | Residential & Commercial | No
215670270 | Central HP <5.4 tons | ARCOAIRE | HRCU-A-CB (Split System: Heat Pump with Remote Outdoor Unit-Air-Source) | H5H0V36*K*AAA* |  |  | ESH5X48M12A*+WALLCON | *97CMN0601714B* | 33800 | 16.5 | 8.5 | 35600 | 25400 | 71.35% | 1.78 | 0 | 9 |  |  |  | No | R-454B | 2.8167 | Residential & Commercial | No
215682780 | Central HP <5.4 tons | KEEPRITE | HRCU-A-CB (Split System: Heat Pump with Remote Outdoor Unit-Air-Source) | C5H0V60*K*AAA* |  |  | ESH5X60M12A*+WALLCON | *97CTN1002122A* | 55500 | 17 | 8.5 | 60000 | 42000 | 70% | 1.9 | 0 | 9 |  |  |  | No | R-454B | 4.625 | Residential & Commercial | No
215668769 | Central HP <5.4 tons | KEEPRITE | HRCU-A-CB (Split System: Heat Pump with Remote Outdoor Unit-Air-Source) | C5H0V36*K*AAA* |  |  | EA*5X37M21A*+WALLCON | *96CTN0601714B* | 34200 | 17.5 | 9 | 35400 | 25400 | 71.75% | 1.88 | 0 | 9.5 |  |  |  | No | R-454B | 2.85 | Residential & Commercial | No
215668601 | Central HP <5.4 tons | KEEPRITE | HRCU-A-CB (Split System: Heat Pump with Remote Outdoor Unit-Air-Source) | C5H0V36*K*AAA* |  |  | EA*5X37M17A*+WALLCON | *97CMN0801714B* | 33800 | 17.5 | 9 | 35800 | 25600 | 71.51% | 1.86 | 0 | 9.5 |  |  |  | No | R-454B | 2.8167 | Residential & Commercial | No
212980193 | Central HP <5.4 tons | ARCOAIRE | HRCU-A-CB (Split System: Heat Pump with Remote Outdoor Unit-Air-Source) | DLCURAH30ABK |  |  | EA*4X37L21A* | *80MS(N,L)0902116A* | 30600 | 15.2 | 8.1 | 33200 | 26400 | 79.52% | 1.86 | 0 | 9 |  |  |  | No | R-410A | 2.55 | Residential & Commercial | No
215670340 | Central HP <5.4 tons | ARCOAIRE | HRCU-A-CB (Split System: Heat Pump with Remote Outdoor Unit-Air-Source) | H5H0V36*K*AAA* |  |  | ESH5X48M12A*+WALLCON | *96CTN0601714B* | 33800 | 16 | 8.5 | 35600 | 25400 | 71.35% | 1.78 | 0 | 9 |  |  |  | No | R-454B | 2.8167 | Residential & Commercial | No
215674018 | Central HP <5.4 tons | ARCOAIRE | HRCU-A-CB (Split System: Heat Pump with Remote Outdoor Unit-Air-Source) | H5H0V48*K*AAA* |  |  | EA*5X48M21A*+WALLCON | *80CTL0451712B* | 43500 | 17 | 9 | 49000 | 35000 | 71.43% | 2.02 | 0 | 9 |  |  |  | No | R-454B | 3.625 | Residential & Commercial | No
215673988 | Central HP <5.4 tons | ARCOAIRE | HRCU-A-CB (Split System: Heat Pump with Remote Outdoor Unit-Air-Source) | H5H0V48*K*AAA* |  |  | EA*5X48M21A*+WALLCON | *80CSU0601716A* | 44000 | 17.5 | 9 | 48500 | 34200 | 70.52% | 2.04 | 0 | 9.5 |  |  |  | No | R-454B | 3.6667 | Residential & Commercial | No
215674068 | Central HP <5.4 tons | ARCOAIRE | HRCU-A-CB (Split System: Heat Pump with Remote Outdoor Unit-Air-Source) | H5H0V48*K*AAA* |  |  | EA*5X48M21A*+WALLCON | *80CTL1102120B* | 44500 | 18 | 9 | 48500 | 34000 | 70.1% | 2.06 | 0 | 9.5 |  |  |  | No | R-454B | 3.7083 | Residential & Commercial | No
215670032 | Central HP <5.4 tons | ARCOAIRE | HRCU-A-CB (Split System: Heat Pump with Remote Outdoor Unit-Air-Source) | H5H0V36*K*AAA* |  |  | ESH5X42M12A*+WALLCON | *95CSU0802120B* | 34000 | 16 | 8.5 | 35600 | 25400 | 71.35% | 1.78 | 0 | 9.5 |  |  |  | No | R-454B | 2.8333 | Residential & Commercial | No
215669784 | Central HP <5.4 tons | ARCOAIRE | HRCU-A-CB (Split System: Heat Pump with Remote Outdoor Unit-Air-Source) | H5H0V36*K*AAA* |  |  | ESH5X36M12A*+WALLCON | *80CTL0701716B* | 33600 | 16.5 | 8.5 | 35800 | 25600 | 71.51% | 1.78 | 0 | 9 |  |  |  | No | R-454B | 2.8 | Residential & Commercial | No
215670200 | Central HP <5.4 tons | ARCOAIRE | HRCU-A-CB (Split System: Heat Pump with Remote Outdoor Unit-Air-Source) | H5H0V36*K*AAA* |  |  | ESH5X48M12A*+WALLCON | *80CTL0901716B* | 34200 | 17 | 8.5 | 35400 | 25200 | 71.19% | 1.88 | 0 | 9.5 |  |  |  | No | R-454B | 2.85 | Residential & Commercial | No
215669816 | Central HP <5.4 tons | ARCOAIRE | HRCU-A-CB (Split System: Heat Pump with Remote Outdoor Unit-Air-Source) | H5H0V36*K*AAA* |  |  | ESH5X36M12A*+WALLCON | *80CTL1102120B* | 33800 | 16 | 8.5 | 35600 | 25400 | 71.35% | 1.76 | 0 | 9.5 |  |  |  | No | R-454B | 2.8167 | Residential & Commercial | No
215670000 | Central HP <5.4 tons | ARCOAIRE | HRCU-A-CB (Split System: Heat Pump with Remote Outdoor Unit-Air-Source) | H5H0V36*K*AAA* |  |  | ESH5X42M12A*+WALLCON | *80CTL0902120B* | 34000 | 16.5 | 8.5 | 35600 | 25200 | 70.79% | 1.78 | 0 | 9.5 |  |  |  | No | R-454B | 2.8333 | Residential & Commercial | No
215669226 | Central HP <5.4 tons | ARCOAIRE | HRCU-A-CB (Split System: Heat Pump with Remote Outdoor Unit-Air-Source) | H5H0V36*K*AAA* |  |  | EA*5X48M21A*+WALLCON | *97CMN0602120B* | 33600 | 17.5 | 9 | 35200 | 25200 | 71.59% | 1.9 | 0 | 9.5 |  |  |  | No | R-454B | 2.8 | Residential & Commercial | No
215670560 | Central HP <5.4 tons | ARCOAIRE | HRCU-A-CB (Split System: Heat Pump with Remote Outdoor Unit-Air-Source) | H5H0V36*K*AAA* |  |  | ESH5X60M12A*+WALLCON | *96CTN0401410B* | 33000 | 15.5 | 8.5 | 35000 | 25200 | 72% | 1.78 | 0 | 9 |  |  |  | No | R-454B | 2.75 | Residential & Commercial | No
215670160 | Central HP <5.4 tons | ARCOAIRE | HRCU-A-CB (Split System: Heat Pump with Remote Outdoor Unit-Air-Source) | H5H0V36*K*AAA* |  |  | ESH5X48M12A*+WALLCON | *80CTL0451712B* | 33800 | 16.5 | 8.5 | 35600 | 25600 | 71.91% | 1.78 | 0 | 9 |  |  |  | No | R-454B | 2.8167 | Residential & Commercial | No
215670310 | Central HP <5.4 tons | ARCOAIRE | HRCU-A-CB (Split System: Heat Pump with Remote Outdoor Unit-Air-Source) | H5H0V36*K*AAA* |  |  | ESH5X48M12A*+WALLCON | *97CMN1002122B* | 34200 | 17 | 8.5 | 35400 | 25200 | 71.19% | 1.9 | 0 | 9.5 |  |  |  | No | R-454B | 2.85 | Residential & Commercial | No
212980700 | Central HP <5.4 tons | ARCOAIRE | HRCU-A-CB (Split System: Heat Pump with Remote Outdoor Unit-Air-Source) | DLCURAH30ABK |  |  | EA*4X42L24A* | *80MS(N,L)0902420A* | 30200 | 15.2 | 8.1 | 34400 | 27400 | 79.65% | 1.8 | 0 | 9 |  |  |  | No | R-410A | 2.5167 | Residential & Commercial | No
215670570 | Central HP <5.4 tons | ARCOAIRE | HRCU-A-CB (Split System: Heat Pump with Remote Outdoor Unit-Air-Source) | H5H0V36*K*AAA* |  |  | ESH5X60M12A*+WALLCON | *96CTN0601714B* | 34200 | 16.5 | 8.5 | 34800 | 25200 | 72.41% | 1.78 | 0 | 9.5 |  |  |  | No | R-454B | 2.85 | Residential & Commercial | No
215669760 | Central HP <5.4 tons | ARCOAIRE | HRCU-A-CB (Split System: Heat Pump with Remote Outdoor Unit-Air-Source) | H5H0V36*K*AAA* |  |  | ESH5X36M12A*+WALLCON | *80CSU1002120A* | 33600 | 16 | 8.5 | 35800 | 25400 | 70.95% | 1.78 | 0 | 9.5 |  |  |  | No | R-454B | 2.8 | Residential & Commercial | No
215669776 | Central HP <5.4 tons | ARCOAIRE | HRCU-A-CB (Split System: Heat Pump with Remote Outdoor Unit-Air-Source) | H5H0V36*K*AAA* |  |  | ESH5X36M12A*+WALLCON | *80CTL0701412B* | 33400 | 16.5 | 8.5 | 35800 | 25600 | 71.51% | 1.76 | 0 | 9 |  |  |  | No | R-454B | 2.7833 | Residential & Commercial | No
215669840 | Central HP <5.4 tons | ARCOAIRE | HRCU-A-CB (Split System: Heat Pump with Remote Outdoor Unit-Air-Source) | H5H0V36*K*AAA* |  |  | ESH5X36M12A*+WALLCON | *95CSU0802120B* | 33600 | 16 | 8.5 | 35800 | 25400 | 70.95% | 1.76 | 0 | 9.5 |  |  |  | No | R-454B | 2.8 | Residential & Commercial | No
215670016 | Central HP <5.4 tons | ARCOAIRE | HRCU-A-CB (Split System: Heat Pump with Remote Outdoor Unit-Air-Source) | H5H0V36*K*AAA* |  |  | ESH5X42M12A*+WALLCON | *80CTL1352422B* | 34000 | 16.5 | 8.5 | 35600 | 25200 | 70.79% | 1.78 | 0 | 9.5 |  |  |  | No | R-454B | 2.8333 | Residential & Commercial | No
215669456 | Central HP <5.4 tons | ARCOAIRE | HRCU-A-CB (Split System: Heat Pump with Remote Outdoor Unit-Air-Source) | H5H0V36*K*AAA* |  |  | EA*5X61M21A*+WALLCON | *80CTL0451712B* | 34400 | 17.5 | 9 | 34600 | 25200 | 72.83% | 1.9 | 0 | 9.5 |  |  |  | No | R-454B | 2.8667 | Residential & Commercial | No
215670360 | Central HP <5.4 tons | ARCOAIRE | HRCU-A-CB (Split System: Heat Pump with Remote Outdoor Unit-Air-Source) | H5H0V36*K*AAA* |  |  | ESH5X48M12A*+WALLCON | *96CTN1002122B* | 34200 | 17 | 8.5 | 35400 | 25200 | 71.19% | 1.9 | 0 | 9.5 |  |  |  | No | R-454B | 2.85 | Residential & Commercial | No
215670260 | Central HP <5.4 tons | ARCOAIRE | HRCU-A-CB (Split System: Heat Pump with Remote Outdoor Unit-Air-Source) | H5H0V36*K*AAA* |  |  | ESH5X48M12A*+WALLCON | *95CSU1002122B* | 34200 | 16.5 | 8.5 | 35400 | 25200 | 71.19% | 1.9 | 0 | 9.5 |  |  |  | No | R-454B | 2.85 | Residential & Commercial | No
215668974 | Central HP <5.4 tons | ARCOAIRE | HRCU-A-CB (Split System: Heat Pump with Remote Outdoor Unit-Air-Source) | H5H0V36*K*AAA* |  |  | EA*5X43M21A*+WALLCON | *80CTL0451712B* | 34000 | 17.5 | 9 | 35600 | 25400 | 71.35% | 1.86 | 0 | 9.5 |  |  |  | No | R-454B | 2.8333 | Residential & Commercial | No
215670410 | Central HP <5.4 tons | ARCOAIRE | HRCU-A-CB (Split System: Heat Pump with Remote Outdoor Unit-Air-Source) | H5H0V36*K*AAA* |  |  | ESH5X60M12A*+WALLCON | *80CTL0701412B* | 34400 | 16.5 | 8.5 | 34800 | 25000 | 71.84% | 1.78 | 0 | 9.5 |  |  |  | No | R-454B | 2.8667 | Residential & Commercial | No
215670510 | Central HP <5.4 tons | ARCOAIRE | HRCU-A-CB (Split System: Heat Pump with Remote Outdoor Unit-Air-Source) | H5H0V36*K*AAA* |  |  | ESH5X60M12A*+WALLCON | *97CMN0602120B* | 34400 | 16 | 8.5 | 34800 | 25000 | 71.84% | 1.78 | 0 | 9.5 |  |  |  | No | R-454B | 2.8667 | Residential & Commercial | No
215669792 | Central HP <5.4 tons | ARCOAIRE | HRCU-A-CB (Split System: Heat Pump with Remote Outdoor Unit-Air-Source) | H5H0V36*K*AAA* |  |  | ESH5X36M12A*+WALLCON | *80CTL0702120B* | 33600 | 16.5 | 8.5 | 35800 | 25400 | 70.95% | 1.76 | 0 | 9.5 |  |  |  | No | R-454B | 2.8 | Residential & Commercial | No
213787631 | Central HP <5.4 tons | PAYNE HEATING AND COOLING | HRCU-A-CB (Split System: Heat Pump with Remote Outdoor Unit-Air-Source) | 38MURAQ30AB3* |  |  | PF4TNXC48L* |  | 31600 | 15.75 | 9 | 32400 | 25800 | 79.63% | 1.88 | 0 | 9.5 |  |  |  | No | R-410A | 2.6333 | Residential & Commercial | No
214229223 | Central HP <5.4 tons | PAYNE HEATING AND COOLING | HRCU-A-CB (Split System: Heat Pump with Remote Outdoor Unit-Air-Source) | 38MURAQ30AB3* |  |  | CAP**3617AL* | PG80MSUA48060B** | 29400 | 15.2 | 8.1 | 34000 | 27800 | 81.76% | 1.76 | 0 | 9 |  |  |  | No | R-410A | 2.45 | Residential & Commercial | No
212972460 | Central HP <5.4 tons | PAYNE HEATING AND COOLING | HRCU-A-CB (Split System: Heat Pump with Remote Outdoor Unit-Air-Source) | 38MURAQ30AB3* |  |  | CAP**4221AL* | PG80VTLB66110C** | 29800 | 15.2 | 8.1 | 34200 | 27600 | 80.7% | 1.8 | 0 | 9 |  |  |  | No | R-410A | 2.4833 | Residential & Commercial | No
212978545 | Central HP <5.4 tons | PAYNE HEATING AND COOLING | HRCU-A-CB (Split System: Heat Pump with Remote Outdoor Unit-Air-Source) | 38MURAQ30AB3* |  |  | CAP**4221AL* | PG80MS(A,L)A36070B** | 29800 | 15.2 | 8.1 | 34200 | 27600 | 80.7% | 1.8 | 0 | 9 |  |  |  | No | R-410A | 2.4833 | Residential & Commercial | No
215681310 | Central HP <5.4 tons | KEEPRITE | HRCU-A-CB (Split System: Heat Pump with Remote Outdoor Unit-Air-Source) | C5H0V48*K*AAA* |  |  | EA*5X48M21A*+WALLCON | *80CSU0401712B* | 44000 | 17.5 | 9 | 48500 | 34000 | 70.1% | 2.04 | 0 | 9.5 |  |  |  | No | R-454B | 3.6667 | Residential & Commercial | No
213075878 | Central HP <5.4 tons | ARCOAIRE | HRCU-A-CB (Split System: Heat Pump with Remote Outdoor Unit-Air-Source) | DLCURAH36ABK |  |  | EA*4X36L21A* | *95MSU1002120A* | 35200 | 16 | 8.1 | 38500 | 35200 | 91.43% | 1.84 | 0 | 9.5 |  |  |  | No | R-410A | 2.9333 | Residential & Commercial | No
215669196 | Central HP <5.4 tons | ARCOAIRE | HRCU-A-CB (Split System: Heat Pump with Remote Outdoor Unit-Air-Source) | H5H0V36*K*AAA* |  |  | EA*5X48M21A*+WALLCON | *95CSU0802120B* | 33800 | 17.5 | 9 | 35000 | 25000 | 71.43% | 1.88 | 0 | 9.5 |  |  |  | No | R-454B | 2.8167 | Residential & Commercial | No
215669276 | Central HP <5.4 tons | ARCOAIRE | HRCU-A-CB (Split System: Heat Pump with Remote Outdoor Unit-Air-Source) | H5H0V36*K*AAA* |  |  | EA*5X48M21A*+WALLCON | *96CTN0801714B* | 33600 | 18 | 9 | 35200 | 25200 | 71.59% | 1.88 | 0 | 9.5 |  |  |  | No | R-454B | 2.8 | Residential & Commercial | No
215669864 | Central HP <5.4 tons | ARCOAIRE | HRCU-A-CB (Split System: Heat Pump with Remote Outdoor Unit-Air-Source) | H5H0V36*K*AAA* |  |  | ESH5X36M12A*+WALLCON | *97CMN0602120B* | 33600 | 16 | 8.5 | 35800 | 25600 | 71.51% | 1.76 | 0 | 9 |  |  |  | No | R-454B | 2.8 | Residential & Commercial | No
215670096 | Central HP <5.4 tons | ARCOAIRE | HRCU-A-CB (Split System: Heat Pump with Remote Outdoor Unit-Air-Source) | H5H0V36*K*AAA* |  |  | ESH5X42M12A*+WALLCON | *96CTN0601714B* | 33600 | 16.5 | 8.5 | 35800 | 25600 | 71.51% | 1.76 | 0 | 9 |  |  |  | No | R-454B | 2.8 | Residential & Commercial | No
215670130 | Central HP <5.4 tons | ARCOAIRE | HRCU-A-CB (Split System: Heat Pump with Remote Outdoor Unit-Air-Source) | H5H0V36*K*AAA* |  |  | ESH5X48M12A*+WALLCON | *80CSU0401712A* | 34200 | 17 | 8.5 | 35400 | 25200 | 71.19% | 1.88 | 0 | 9.5 |  |  |  | No | R-454B | 2.85 | Residential & Commercial | No
215670380 | Central HP <5.4 tons | ARCOAIRE | HRCU-A-CB (Split System: Heat Pump with Remote Outdoor Unit-Air-Source) | H5H0V36*K*AAA* |  |  | ESH5X60M12A*+WALLCON | *80CSU0401712A* | 34600 | 17 | 8.5 | 34600 | 24800 | 71.68% | 1.8 | 0 | 9.5 |  |  |  | No | R-454B | 2.8833 | Residential & Commercial | No
213078821 | Central HP <5.4 tons | ARCOAIRE | HRCU-A-CB (Split System: Heat Pump with Remote Outdoor Unit-Air-Source) | DLCURAH36ABK |  |  | EA*4X36L17A* | *80MSU1002120A* | 35400 | 15.5 | 8.1 | 39000 | 35400 | 90.77% | 1.84 | 0 | 9.5 |  |  |  | No | R-410A | 2.95 | Residential & Commercial | No
213307508 | Central HP <5.4 tons | LG | HRCU-A-CB (Split System: Heat Pump with Remote Outdoor Unit-Air-Source) | LUU480HV |  |  | C74B(A,H)MX48C-C | FG7TC080D-V35C | 48000 | 16.8 | 9 | 50000 | 40000 | 80% | 1.9 | 0 | 9.8 |  |  |  | No | R-410A | 4 | Residential & Commercial | No
215674088 | Central HP <5.4 tons | ARCOAIRE | HRCU-A-CB (Split System: Heat Pump with Remote Outdoor Unit-Air-Source) | H5H0V48*K*AAA* |  |  | EA*5X48M21A*+WALLCON | *95CSU0802120B* | 44000 | 17.5 | 9 | 48500 | 34200 | 70.52% | 2.06 | 0 | 9.5 |  |  |  | No | R-454B | 3.6667 | Residential & Commercial | No
215674118 | Central HP <5.4 tons | ARCOAIRE | HRCU-A-CB (Split System: Heat Pump with Remote Outdoor Unit-Air-Source) | H5H0V48*K*AAA* |  |  | EA*5X48M21A*+WALLCON | *97CMN0802120B* | 44000 | 17.5 | 9 | 48500 | 34200 | 70.52% | 2.06 | 0 | 9.5 |  |  |  | No | R-454B | 3.6667 | Residential & Commercial | No
213607816 | Central HP <5.4 tons | ARCOAIRE | HRCU-A-CB (Split System: Heat Pump with Remote Outdoor Unit-Air-Source) | DLCURAH60ABK |  |  | FTMA4B60L0D* |  | 55000 | 15.2 | 8.1 | 52500 | 48000 | 91.43% | 1.84 | 0 | 8.5 |  |  |  | No | R-410A | 4.5833 | Residential & Commercial | No
215669126 | Central HP <5.4 tons | ARCOAIRE | HRCU-A-CB (Split System: Heat Pump with Remote Outdoor Unit-Air-Source) | H5H0V36*K*AAA* |  |  | EA*5X48M21A*+WALLCON | *80CTL0451712B* | 33400 | 17.5 | 9 | 35200 | 25400 | 72.16% | 1.88 | 0 | 9.5 |  |  |  | No | R-454B | 2.7833 | Residential & Commercial | No
215669808 | Central HP <5.4 tons | ARCOAIRE | HRCU-A-CB (Split System: Heat Pump with Remote Outdoor Unit-Air-Source) | H5H0V36*K*AAA* |  |  | ESH5X36M12A*+WALLCON | *80CTL0902120B* | 33800 | 16.5 | 8.5 | 35600 | 25400 | 71.35% | 1.76 | 0 | 9.5 |  |  |  | No | R-454B | 2.8167 | Residential & Commercial | No
212979729 | Central HP <5.4 tons | ARCOAIRE | HRCU-A-CB (Split System: Heat Pump with Remote Outdoor Unit-Air-Source) | DLCURAH30ABK |  |  | EA*4X42L21A* | *80MS(N,L)0901714A* | 30000 | 15.2 | 8.1 | 34200 | 27600 | 80.7% | 1.8 | 0 | 9 |  |  |  | No | R-410A | 2.5 | Residential & Commercial | No
212970379 | Central HP <5.4 tons | ARCOAIRE | HRCU-A-CB (Split System: Heat Pump with Remote Outdoor Unit-Air-Source) | DLCURAH36ABK |  |  | EA*4X36L21A* | *80VSL0701716B* | 35200 | 15.5 | 8.1 | 38500 | 35200 | 91.43% | 1.84 | 0 | 9.5 |  |  |  | No | R-410A | 2.9333 | Residential & Commercial | No
212984473 | Central HP <5.4 tons | ARCOAIRE | HRCU-A-CB (Split System: Heat Pump with Remote Outdoor Unit-Air-Source) | DLCURAH30ABK |  |  | EA*4X37L21A* | *92MSN0801716A* | 31000 | 15.2 | 8.5 | 33400 | 26200 | 78.44% | 1.86 | 0 | 9 |  |  |  | No | R-410A | 2.5833 | Residential & Commercial | No
212972474 | Central HP <5.4 tons | ARCOAIRE | HRCU-A-CB (Split System: Heat Pump with Remote Outdoor Unit-Air-Source) | DLCURAH30ABK |  |  | EA*4X42L24A* | *80VTL1102122B* | 29800 | 15.2 | 8.1 | 34200 | 27600 | 80.7% | 1.8 | 0 | 9 |  |  |  | No | R-410A | 2.4833 | Residential & Commercial | No
212974916 | Central HP <5.4 tons | ARCOAIRE | HRCU-A-CB (Split System: Heat Pump with Remote Outdoor Unit-Air-Source) | DLCURAH24ABK |  |  | EA*4X24L14A* | *96VTN0401410B* | 23000 | 16 | 8.5 | 27000 | 27200 | 100.7% | 2.3 | 0 | 9.5 |  |  |  | No | R-410A | 1.9167 | Residential & Commercial | No
212972895 | Central HP <5.4 tons | ARCOAIRE | HRCU-A-CB (Split System: Heat Pump with Remote Outdoor Unit-Air-Source) | DLCURAH24ABK |  |  | EA*4X24L14A* | *96VSN0401410B* | 23200 | 16 | 8.5 | 27000 | 26800 | 99.26% | 2.26 | 0 | 9.5 |  |  |  | No | R-410A | 1.9333 | Residential & Commercial | No
213078490 | Central HP <5.4 tons | ARCOAIRE | HRCU-A-CB (Split System: Heat Pump with Remote Outdoor Unit-Air-Source) | DLCURAH36ABK |  |  | EA*4X36L21A* | *80MS(N,L)0902120A* | 35200 | 16.5 | 8.1 | 38500 | 35200 | 91.43% | 1.84 | 0 | 9.5 |  |  |  | No | R-410A | 2.9333 | Residential & Commercial | No
213079001 | Central HP <5.4 tons | ARCOAIRE | HRCU-A-CB (Split System: Heat Pump with Remote Outdoor Unit-Air-Source) | DLCURAH36ABK |  |  | EA*4X42L21A* | *80MSU0401712A* | 35200 | 16 | 8.1 | 38500 | 35000 | 90.91% | 1.88 | 0 | 9.5 |  |  |  | No | R-410A | 2.9333 | Residential & Commercial | No
212975258 | Central HP <5.4 tons | ARCOAIRE | HRCU-A-CB (Split System: Heat Pump with Remote Outdoor Unit-Air-Source) | DLCURAH24ABK |  |  | EA*4X24L17A* | *96VTN0401712B* | 23400 | 16 | 8.5 | 27000 | 26200 | 97.04% | 2.18 | 0 | 9.5 |  |  |  | No | R-410A | 1.95 | Residential & Commercial | No
214280285 | Central HP <5.4 tons | ARCOAIRE | HRCU-A-CB (Split System: Heat Pump with Remote Outdoor Unit-Air-Source) | DLCURAH36ABK |  |  | EA*4X42L21A* | *96MSN0601716A* | 35200 | 15.5 | 8.5 | 38500 | 35200 | 91.43% | 1.88 | 0 | 9.5 |  |  |  | No | R-410A | 2.9333 | Residential & Commercial | No
212977011 | Central HP <5.4 tons | ARCOAIRE | HRCU-A-CB (Split System: Heat Pump with Remote Outdoor Unit-Air-Source) | DLCURAH30ABK |  |  | EA*4X36L21A* | *96VTN1002122B* | 29800 | 15.2 | 8.1 | 34200 | 28000 | 81.87% | 1.78 | 0 | 9 |  |  |  | No | R-410A | 2.4833 | Residential & Commercial | No
212974165 | Central HP <5.4 tons | ARCOAIRE | HRCU-A-CB (Split System: Heat Pump with Remote Outdoor Unit-Air-Source) | DLCURAH30ABK |  |  | EA*4X43L21A* | *96VSN0802120B* | 30600 | 15.2 | 8.1 | 33400 | 26400 | 79.04% | 1.86 | 0 | 9 |  |  |  | No | R-410A | 2.55 | Residential & Commercial | No
212976489 | Central HP <5.4 tons | ARCOAIRE | HRCU-A-CB (Split System: Heat Pump with Remote Outdoor Unit-Air-Source) | DLCURAH30ABK |  |  | EA*4X43L21A* | *96VTN0802120B* | 30600 | 15.2 | 8.1 | 33400 | 26400 | 79.04% | 1.86 | 0 | 9 |  |  |  | No | R-410A | 2.55 | Residential & Commercial | No
212977041 | Central HP <5.4 tons | ARCOAIRE | HRCU-A-CB (Split System: Heat Pump with Remote Outdoor Unit-Air-Source) | DLCURAH30ABK |  |  | EA*4X42L24A* | *96VTN1002122B* | 30000 | 15.2 | 8.1 | 34200 | 27600 | 80.7% | 1.8 | 0 | 9 |  |  |  | No | R-410A | 2.5 | Residential & Commercial | No
212988051 | Central HP <5.4 tons | ARCOAIRE | HRCU-A-CB (Split System: Heat Pump with Remote Outdoor Unit-Air-Source) | DLCURAH30ABK |  |  | EA*4X42L21A* | *96MSN1002120A* | 30200 | 15.2 | 8.5 | 34000 | 27400 | 80.59% | 1.8 | 0 | 9 |  |  |  | No | R-410A | 2.5167 | Residential & Commercial | No
212977071 | Central HP <5.4 tons | ARCOAIRE | HRCU-A-CB (Split System: Heat Pump with Remote Outdoor Unit-Air-Source) | DLCURAH30ABK |  |  | EN(A,D,W)4X42L21** | *96VTN1002122B* | 29800 | 15.2 | 8.1 | 34200 | 27800 | 81.29% | 1.8 | 0 | 9 |  |  |  | No | R-410A | 2.4833 | Residential & Commercial | No
211222604 | Central HP <5.4 tons | ARCOAIRE | HRCU-A-CB (Split System: Heat Pump with Remote Outdoor Unit-Air-Source) | DLCURAH30ABK |  |  | EA*4X37L21A* | *92ESN0802120A* | 31200 | 15.2 | 8.5 | 33400 | 26000 | 77.84% | 1.88 | 0 | 9 |  |  |  | No | R-410A | 2.6 | Residential & Commercial | No
211712689 | Central HP <5.4 tons | ARCOAIRE | HRCU-A-CB (Split System: Heat Pump with Remote Outdoor Unit-Air-Source) | DLCURAH30ABK |  |  | EA*4X42L24A* | *80VSL1102422A* | 30000 | 15.2 | 8.1 | 33800 | 27200 | 80.47% | 1.8 | 0 | 9 |  |  |  | No | R-410A | 2.5 | Residential & Commercial | No
215679940 | Central HP <5.4 tons | KEEPRITE | HRCU-A-CB (Split System: Heat Pump with Remote Outdoor Unit-Air-Source) | C5H0V36*K*AAA* |  |  | ESH5X60M12A*+WALLCON | *96CTN0802120B* | 34600 | 16.5 | 8.5 | 34600 | 24800 | 71.68% | 1.8 | 0 | 9.5 |  |  |  | No | R-454B | 2.8833 | Residential & Commercial | No
212970659 | Central HP <5.4 tons | ARCOAIRE | HRCU-A-CB (Split System: Heat Pump with Remote Outdoor Unit-Air-Source) | DLCURAH36ABK |  |  | EA*4X42L21A* | *80VSL0902120B* | 35200 | 16 | 8.1 | 39000 | 35000 | 89.74% | 1.88 | 0 | 9.5 |  |  |  | No | R-410A | 2.9333 | Residential & Commercial | No
211226329 | Central HP <5.4 tons | ARCOAIRE | HRCU-A-CB (Split System: Heat Pump with Remote Outdoor Unit-Air-Source) | DLCURAH36ABK |  |  | EA*4X36L21A* | *92ESN0601714A* | 35200 | 16 | 8.1 | 38500 | 35200 | 91.43% | 1.82 | 0 | 9.5 |  |  |  | No | R-410A | 2.9333 | Residential & Commercial | No
213077794 | Central HP <5.4 tons | PAYNE HEATING AND COOLING | HRCU-A-CB (Split System: Heat Pump with Remote Outdoor Unit-Air-Source) | 38MURAQ36AB3* |  |  | CAP**4224AL* | PG96VTAB66120D** | 35200 | 16 | 8.1 | 38500 | 35000 | 90.91% | 1.88 | 0 | 9.5 |  |  |  | No | R-410A | 2.9333 | Residential & Commercial | No
211226371 | Central HP <5.4 tons | ARCOAIRE | HRCU-A-CB (Split System: Heat Pump with Remote Outdoor Unit-Air-Source) | DLCURAH36ABK |  |  | EA*4X36L21A* | *95ESN1002120A* | 35600 | 15.5 | 8.1 | 39500 | 35200 | 89.11% | 1.84 | 0 | 9.5 |  |  |  | No | R-410A | 2.9667 | Residential & Commercial | No
211226307 | Central HP <5.4 tons | ARCOAIRE | HRCU-A-CB (Split System: Heat Pump with Remote Outdoor Unit-Air-Source) | DLCURAH36ABK |  |  | EA*4X36L21A* | *80ESU1002120A* | 35200 | 16 | 8.1 | 38500 | 35200 | 91.43% | 1.82 | 0 | 9.5 |  |  |  | No | R-410A | 2.9333 | Residential & Commercial | No
212988061 | Central HP <5.4 tons | PAYNE HEATING AND COOLING | HRCU-A-CB (Split System: Heat Pump with Remote Outdoor Unit-Air-Source) | 38MURAQ30AB3* |  |  | CAP**4224AL* | PG96MSAA60100C** | 30000 | 15.2 | 8.5 | 34000 | 27200 | 80% | 1.8 | 0 | 9 |  |  |  | No | R-410A | 2.5 | Residential & Commercial | No
212988331 | Central HP <5.4 tons | PAYNE HEATING AND COOLING | HRCU-A-CB (Split System: Heat Pump with Remote Outdoor Unit-Air-Source) | 38MURAQ30AB3* |  |  | CAP**4224AL* | PG96MSAA66120D** | 30000 | 15.2 | 8.1 | 34200 | 27600 | 80.7% | 1.8 | 0 | 9 |  |  |  | No | R-410A | 2.5 | Residential & Commercial | No
212989061 | Central HP <5.4 tons | ARCOAIRE | HRCU-A-CB (Split System: Heat Pump with Remote Outdoor Unit-Air-Source) | DLCURAH30ABK |  |  | EA*4X43L21A* | *95MSU0601716A* | 30600 | 15.2 | 8.5 | 33600 | 26400 | 78.57% | 1.86 | 0 | 9 |  |  |  | No | R-410A | 2.55 | Residential & Commercial | No
212989529 | Central HP <5.4 tons | ARCOAIRE | HRCU-A-CB (Split System: Heat Pump with Remote Outdoor Unit-Air-Source) | DLCURAH30ABK |  |  | EA*4X37L21A* | *95MSU0802120A* | 30600 | 15.2 | 8.1 | 33400 | 26400 | 79.04% | 1.86 | 0 | 9 |  |  |  | No | R-410A | 2.55 | Residential & Commercial | No
211222128 | Central HP <5.4 tons | ARCOAIRE | HRCU-A-CB (Split System: Heat Pump with Remote Outdoor Unit-Air-Source) | DLCURAH30ABK |  |  | EA*4X36L21A* | *92ESN0801716A* | 29600 | 15.2 | 8.1 | 33800 | 27800 | 82.25% | 1.76 | 0 | 9 |  |  |  | No | R-410A | 2.4667 | Residential & Commercial | No
211242500 | Central HP <5.4 tons | ARCOAIRE | HRCU-A-CB (Split System: Heat Pump with Remote Outdoor Unit-Air-Source) | DLCURAH24ABK |  |  | EA*4X36L21A* | *95ESN0401712A* | 24200 | 15.2 | 8.5 | 26400 | 22600 | 85.61% | 1.84 | 0 | 9.5 |  |  |  | No | R-410A | 2.0167 | Residential & Commercial | No
212989551 | Central HP <5.4 tons | PAYNE HEATING AND COOLING | HRCU-A-CB (Split System: Heat Pump with Remote Outdoor Unit-Air-Source) | 38MURAQ30AB3* |  |  | CAP**4224AL* | PG95MSUA60080C** | 30000 | 15.2 | 8.1 | 34200 | 27600 | 80.7% | 1.8 | 0 | 9 |  |  |  | No | R-410A | 2.5 | Residential & Commercial | No
212978536 | Central HP <5.4 tons | ARCOAIRE | HRCU-A-CB (Split System: Heat Pump with Remote Outdoor Unit-Air-Source) | DLCURAH30ABK |  |  | EA*4X37L21A* | *80MS(N,L)0701712A* | 30400 | 15.2 | 8.1 | 33000 | 26400 | 80% | 1.84 | 0 | 9 |  |  |  | No | R-410A | 2.5333 | Residential & Commercial | No
212979455 | Central HP <5.4 tons | ARCOAIRE | HRCU-A-CB (Split System: Heat Pump with Remote Outdoor Unit-Air-Source) | DLCURAH30ABK |  |  | EA*4X42L24A* | *80MS(N,L)0702116A* | 29800 | 15.2 | 8.1 | 34200 | 27600 | 80.7% | 1.8 | 0 | 9 |  |  |  | No | R-410A | 2.4833 | Residential & Commercial | No
211222708 | Central HP <5.4 tons | ARCOAIRE | HRCU-A-CB (Split System: Heat Pump with Remote Outdoor Unit-Air-Source) | DLCURAH30ABK |  |  | EA*4X37L21A* | *96VTN1002122A* | 30600 | 15.2 | 8.1 | 33000 | 26200 | 79.39% | 1.84 | 0 | 9 |  |  |  | No | R-410A | 2.55 | Residential & Commercial | No
212980226 | Central HP <5.4 tons | ARCOAIRE | HRCU-A-CB (Split System: Heat Pump with Remote Outdoor Unit-Air-Source) | DLCURAH30ABK |  |  | EA*4X43L21A* | *80MS(N,L)0902116A* | 30600 | 15.2 | 8.1 | 33400 | 26400 | 79.04% | 1.86 | 0 | 9 |  |  |  | No | R-410A | 2.55 | Residential & Commercial | No
212980938 | Central HP <5.4 tons | ARCOAIRE | HRCU-A-CB (Split System: Heat Pump with Remote Outdoor Unit-Air-Source) | DLCURAH30ABK |  |  | EA*4X42L24A* | *80MS(N,L)1102120A* | 30400 | 15.2 | 8.1 | 34400 | 27400 | 79.65% | 1.82 | 0 | 9 |  |  |  | No | R-410A | 2.5333 | Residential & Commercial | No
212980204 | Central HP <5.4 tons | ARCOAIRE | HRCU-A-CB (Split System: Heat Pump with Remote Outdoor Unit-Air-Source) | DLCURAH30ABK |  |  | EA*4X42L21A* | *80MS(N,L)0902116A* | 29600 | 15.2 | 8.1 | 33800 | 27600 | 81.66% | 1.78 | 0 | 9 |  |  |  | No | R-410A | 2.4667 | Residential & Commercial | No
211712539 | Central HP <5.4 tons | ARCOAIRE | HRCU-A-CB (Split System: Heat Pump with Remote Outdoor Unit-Air-Source) | DLCURAH30ABK |  |  | EA*4X42L21A* | *92ESN0802120A* | 30600 | 15.2 | 8.1 | 34200 | 27000 | 78.95% | 1.82 | 0 | 9 |  |  |  | No | R-410A | 2.55 | Residential & Commercial | No
211712244 | Central HP <5.4 tons | ARCOAIRE | HRCU-A-CB (Split System: Heat Pump with Remote Outdoor Unit-Air-Source) | DLCURAH30ABK |  |  | EA*4X42L21A* | *96VTN1002122A* | 29600 | 15.2 | 8.1 | 33600 | 27400 | 81.55% | 1.78 | 0 | 9 |  |  |  | No | R-410A | 2.4667 | Residential & Commercial | No
212383013 | Central HP <5.4 tons | ARCOAIRE | HRCU-A-CB (Split System: Heat Pump with Remote Outdoor Unit-Air-Source) | DLCURAH36ABK |  |  | EA*4X36L17A* | *92ESN0601412A* | 35400 | 15.2 | 8.1 | 39500 | 35400 | 89.62% | 1.82 | 0 | 9.5 |  |  |  | No | R-410A | 2.95 | Residential & Commercial | No
211229016 | Central HP <5.4 tons | ARCOAIRE | HRCU-A-CB (Split System: Heat Pump with Remote Outdoor Unit-Air-Source) | DLCURAH36ABK |  |  | EA*4X48L21A* | *95ESN0601714A* | 35400 | 15.5 | 8.1 | 38500 | 34800 | 90.39% | 2.02 | 0 | 9.5 |  |  |  | No | R-410A | 2.95 | Residential & Commercial | No
211227380 | Central HP <5.4 tons | ARCOAIRE | HRCU-A-CB (Split System: Heat Pump with Remote Outdoor Unit-Air-Source) | DLCURAH36ABK |  |  | EA*4X42L21A* | *80VSL0451716A* | 35200 | 15.5 | 8.1 | 38500 | 35200 | 91.43% | 1.88 | 0 | 9.5 |  |  |  | No | R-410A | 2.9333 | Residential & Commercial | No
214280311 | Central HP <5.4 tons | ARCOAIRE | HRCU-A-CB (Split System: Heat Pump with Remote Outdoor Unit-Air-Source) | DLCURAH36ABK |  |  | EA*4X48L21A* | *96MSN0601716A* | 35600 | 15.5 | 8.5 | 38000 | 34800 | 91.58% | 2.04 | 0 | 9.5 |  |  |  | No | R-410A | 2.9667 | Residential & Commercial | No
211713126 | Central HP <5.4 tons | PAYNE HEATING AND COOLING | HRCU-A-CB (Split System: Heat Pump with Remote Outdoor Unit-Air-Source) | 38MURAQ30AB3* |  |  | CAP**4321AL* | PG80ESUA36040B** | 31200 | 15.2 | 8.1 | 33400 | 26000 | 77.84% | 1.86 | 0 | 9 |  |  |  | No | R-410A | 2.6 | Residential & Commercial | No
212977021 | Central HP <5.4 tons | ARCOAIRE | HRCU-A-CB (Split System: Heat Pump with Remote Outdoor Unit-Air-Source) | DLCURAH30ABK |  |  | EA*4X37L21A* | *96VTN1002122B* | 30400 | 15.2 | 8.1 | 33400 | 26400 | 79.04% | 1.84 | 0 | 9 |  |  |  | No | R-410A | 2.5333 | Residential & Commercial | No
211226339 | Central HP <5.4 tons | ARCOAIRE | HRCU-A-CB (Split System: Heat Pump with Remote Outdoor Unit-Air-Source) | DLCURAH36ABK |  |  | EA*4X36L21A* | *92ESN1002122A* | 36400 | 15.2 | 8.1 | 40000 | 35400 | 88.5% | 1.86 | 0 | 9.5 |  |  |  | No | R-410A | 3.0333 | Residential & Commercial | No
211226582 | Central HP <5.4 tons | ARCOAIRE | HRCU-A-CB (Split System: Heat Pump with Remote Outdoor Unit-Air-Source) | DLCURAH36ABK |  |  | EA*4X37L17A* | *80VTL0451412A* | 36000 | 15.2 | 8.1 | 38500 | 35000 | 90.91% | 2.02 | 0 | 9.5 |  |  |  | No | R-410A | 3 | Residential & Commercial | No
212383449 | Central HP <5.4 tons | ARCOAIRE | HRCU-A-CB (Split System: Heat Pump with Remote Outdoor Unit-Air-Source) | DLCURAH36ABK |  |  | EA*4X42L21A* | OLV112A16A | 35400 | 15.2 | 8.1 | 39500 | 35200 | 89.11% | 1.88 | 0 | 9.5 |  |  |  | No | R-410A | 2.95 | Residential & Commercial | No
212979445 | Central HP <5.4 tons | ARCOAIRE | HRCU-A-CB (Split System: Heat Pump with Remote Outdoor Unit-Air-Source) | DLCURAH30ABK |  |  | EA*4X42L21A* | *80MS(N,L)0702116A* | 29800 | 15.2 | 8.1 | 34200 | 27600 | 80.7% | 1.8 | 0 | 9 |  |  |  | No | R-410A | 2.4833 | Residential & Commercial | No
213076046 | Central HP <5.4 tons | ARCOAIRE | HRCU-A-CB (Split System: Heat Pump with Remote Outdoor Unit-Air-Source) | DLCURAH30ABK |  |  | EA*4X42L24A* | *95MSU1002120A* | 29800 | 15.2 | 8.1 | 38000 | 27600 | 72.63% | 1.78 | 0 | 9 |  |  |  | No | R-410A | 2.4833 | Residential & Commercial | No
212978547 | Central HP <5.4 tons | ARCOAIRE | HRCU-A-CB (Split System: Heat Pump with Remote Outdoor Unit-Air-Source) | DLCURAH30ABK |  |  | EA*4X42L21A* | *80MS(N,L)0701712A* | 29800 | 15.2 | 8.1 | 34200 | 27600 | 80.7% | 1.8 | 0 | 9 |  |  |  | No | R-410A | 2.4833 | Residential & Commercial | No
212980926 | Central HP <5.4 tons | ARCOAIRE | HRCU-A-CB (Split System: Heat Pump with Remote Outdoor Unit-Air-Source) | DLCURAH30ABK |  |  | EA*4X42L21A* | *80MS(N,L)1102120A* | 30400 | 15.2 | 8.1 | 34400 | 27400 | 79.65% | 1.82 | 0 | 9 |  |  |  | No | R-410A | 2.5333 | Residential & Commercial | No
211222756 | Central HP <5.4 tons | ARCOAIRE | HRCU-A-CB (Split System: Heat Pump with Remote Outdoor Unit-Air-Source) | DLCURAH30ABK |  |  | FMA4X30**AL* |  | 31200 | 15.5 | 8.5 | 35400 | 26800 | 75.71% | 1.86 | 0 | 9 |  |  |  | No | R-410A | 2.6 | Residential & Commercial | No
211222772 | Central HP <5.4 tons | ARCOAIRE | HRCU-A-CB (Split System: Heat Pump with Remote Outdoor Unit-Air-Source) | DLCURAH30ABK |  |  | FVM4X36***L |  | 30400 | 15.2 | 8.1 | 34000 | 27400 | 80.59% | 1.78 | 0 | 9 |  |  |  | No | R-410A | 2.5333 | Residential & Commercial | No
212982628 | Central HP <5.4 tons | ARCOAIRE | HRCU-A-CB (Split System: Heat Pump with Remote Outdoor Unit-Air-Source) | DLCURAH30ABK |  |  | EA*4X37L21A* | *80MSU0601716A* | 30800 | 15.2 | 8.5 | 33000 | 26200 | 79.39% | 1.84 | 0 | 9 |  |  |  | No | R-410A | 2.5667 | Residential & Commercial | No
212980974 | Central HP <5.4 tons | ARCOAIRE | HRCU-A-CB (Split System: Heat Pump with Remote Outdoor Unit-Air-Source) | DLCURAH30ABK |  |  | EN(A,D,W)4X42L21** | *80MS(N,L)1102120A* | 30200 | 15.2 | 8.1 | 34400 | 27600 | 80.23% | 1.8 | 0 | 9 |  |  |  | No | R-410A | 2.5167 | Residential & Commercial | No
212986131 | Central HP <5.4 tons | ARCOAIRE | HRCU-A-CB (Split System: Heat Pump with Remote Outdoor Unit-Air-Source) | DLCURAH24ABK |  |  | EA*4X24L14A* | *96MSN0401410A* | 23200 | 16 | 8.5 | 27000 | 26600 | 98.52% | 2.22 | 0 | 9.5 |  |  |  | No | R-410A | 1.9333 | Residential & Commercial | No
215674328 | Central HP <5.4 tons | ARCOAIRE | HRCU-A-CB (Split System: Heat Pump with Remote Outdoor Unit-Air-Source) | H5H0V48*K*AAA* |  |  | EA*5X61M21A*+WALLCON | *80CTL0451712B* | 45500 | 17 | 9 | 48500 | 34600 | 71.34% | 2.06 | 0 | 9.5 |  |  |  | No | R-454B | 3.7917 | Residential & Commercial | No
214229278 | Central HP <5.4 tons | PAYNE HEATING AND COOLING | HRCU-A-CB (Split System: Heat Pump with Remote Outdoor Unit-Air-Source) | 38MURAQ36AB3* |  |  | CAP**3617AL* | PG80MSUA48060B** | 34800 | 16 | 8.1 | 38500 | 35200 | 91.43% | 1.82 | 0 | 9.5 |  |  |  | No | R-410A | 2.9 | Residential & Commercial | No
212980182 | Central HP <5.4 tons | ARCOAIRE | HRCU-A-CB (Split System: Heat Pump with Remote Outdoor Unit-Air-Source) | DLCURAH30ABK |  |  | EA*4X36L21A* | *80MS(N,L)0902116A* | 29400 | 15.2 | 8.1 | 34000 | 28000 | 82.35% | 1.76 | 0 | 9 |  |  |  | No | R-410A | 2.45 | Residential & Commercial | No
212979465 | Central HP <5.4 tons | ARCOAIRE | HRCU-A-CB (Split System: Heat Pump with Remote Outdoor Unit-Air-Source) | DLCURAH30ABK |  |  | EA*4X43L21A* | *80MS(N,L)0702116A* | 30400 | 15.2 | 8.1 | 33400 | 26400 | 79.04% | 1.84 | 0 | 9 |  |  |  | No | R-410A | 2.5333 | Residential & Commercial | No
212982940 | Central HP <5.4 tons | ARCOAIRE | HRCU-A-CB (Split System: Heat Pump with Remote Outdoor Unit-Air-Source) | DLCURAH30ABK |  |  | EA*4X37L21A* | *80MSU0802120A* | 30600 | 15.2 | 8.1 | 33400 | 26200 | 78.44% | 1.86 | 0 | 9 |  |  |  | No | R-410A | 2.55 | Residential & Commercial | No
212982616 | Central HP <5.4 tons | ARCOAIRE | HRCU-A-CB (Split System: Heat Pump with Remote Outdoor Unit-Air-Source) | DLCURAH30ABK |  |  | EA*4X36L21A* | *80MSU0601716A* | 29600 | 15.2 | 8.1 | 34000 | 27800 | 81.76% | 1.78 | 0 | 9 |  |  |  | No | R-410A | 2.4667 | Residential & Commercial | No
212979717 | Central HP <5.4 tons | ARCOAIRE | HRCU-A-CB (Split System: Heat Pump with Remote Outdoor Unit-Air-Source) | DLCURAH30ABK |  |  | EA*4X37L21A* | *80MS(N,L)0901714A* | 30400 | 15.2 | 8.1 | 33200 | 26400 | 79.52% | 1.84 | 0 | 9 |  |  |  | No | R-410A | 2.5333 | Residential & Commercial | No
212980534 | Central HP <5.4 tons | ARCOAIRE | HRCU-A-CB (Split System: Heat Pump with Remote Outdoor Unit-Air-Source) | DLCURAH30ABK |  |  | EA*4X42L24A* | *80MS(N,L)0902120A* | 29600 | 15.2 | 8.1 | 33800 | 27600 | 81.66% | 1.78 | 0 | 9 |  |  |  | No | R-410A | 2.4667 | Residential & Commercial | No
215679897 | Central HP <5.4 tons | ARCOAIRE | HRCU-A-CB (Split System: Heat Pump with Remote Outdoor Unit-Air-Source) | H5H0V36*K*AAA* |  |  | ESH5X48M12A*+WALLCON | *97CTN0601716A* | 33800 | 16 | 8.5 | 35600 | 25600 | 71.91% | 1.78 | 0 | 9 |  |  |  | No | R-454B | 2.8167 | Residential & Commercial | No
215679747 | Central HP <5.4 tons | ARCOAIRE | HRCU-A-CB (Split System: Heat Pump with Remote Outdoor Unit-Air-Source) | H5H0V36*K*AAA* |  |  | ESH5X36M12A*+WALLCON | *97CTN0801716A* | 33400 | 16 | 8.5 | 36000 | 25600 | 71.11% | 1.76 | 0 | 9 |  |  |  | No | R-454B | 2.7833 | Residential & Commercial | No
215681337 | Central HP <5.4 tons | ARCOAIRE | HRCU-A-CB (Split System: Heat Pump with Remote Outdoor Unit-Air-Source) | H5H0V48*K*AAA* |  |  | EA*5X48M21A*+WALLCON | *80CSU1002120B* | 44000 | 17 | 9 | 48500 | 34000 | 70.1% | 2.04 | 0 | 9.5 |  |  |  | No | R-454B | 3.6667 | Residential & Commercial | No
214229234 | Central HP <5.4 tons | PAYNE HEATING AND COOLING | HRCU-A-CB (Split System: Heat Pump with Remote Outdoor Unit-Air-Source) | 38MURAQ30AB3* |  |  | CAP**3717AL* | PG80MSUA48060B** | 30400 | 15.2 | 8.5 | 33400 | 26800 | 80.24% | 1.82 | 0 | 9 |  |  |  | No | R-410A | 2.5333 | Residential & Commercial | No
212980523 | Central HP <5.4 tons | ARCOAIRE | HRCU-A-CB (Split System: Heat Pump with Remote Outdoor Unit-Air-Source) | DLCURAH30ABK |  |  | EA*4X42L21A* | *80MS(N,L)0902120A* | 30200 | 15.2 | 8.1 | 34400 | 27400 | 79.65% | 1.8 | 0 | 9 |  |  |  | No | R-410A | 2.5167 | Residential & Commercial | No
212978558 | Central HP <5.4 tons | ARCOAIRE | HRCU-A-CB (Split System: Heat Pump with Remote Outdoor Unit-Air-Source) | DLCURAH30ABK |  |  | EA*4X43L21A* | *80MS(N,L)0701712A* | 30600 | 15.2 | 8.1 | 33400 | 26400 | 79.04% | 1.86 | 0 | 9 |  |  |  | No | R-410A | 2.55 | Residential & Commercial | No
212979051 | Central HP <5.4 tons | ARCOAIRE | HRCU-A-CB (Split System: Heat Pump with Remote Outdoor Unit-Air-Source) | DLCURAH30ABK |  |  | EA*4X43L21A* | *80MS(N,L)0701716A* | 30600 | 15.2 | 8.5 | 33600 | 26400 | 78.57% | 1.86 | 0 | 9 |  |  |  | No | R-410A | 2.55 | Residential & Commercial | No
215682657 | Central HP <5.4 tons | ARCOAIRE | HRCU-A-CB (Split System: Heat Pump with Remote Outdoor Unit-Air-Source) | H5H0V60*K*AAA* |  |  | EA*5X61M24A*+WALLCON | *96CTN0802120B* | 56000 | 18.5 | 9 | 60000 | 42000 | 70% | 2.02 | 0 | 9 |  |  |  | No | R-454B | 4.6667 | Residential & Commercial | No
215679447 | Central HP <5.4 tons | ARCOAIRE | HRCU-A-CB (Split System: Heat Pump with Remote Outdoor Unit-Air-Source) | H5H0V36*K*AAA* |  |  | EA*5X43M21A*+WALLCON | *97CTN0601716A* | 34200 | 17.5 | 9 | 35600 | 25400 | 71.35% | 1.88 | 0 | 9.5 |  |  |  | No | R-454B | 2.85 | Residential & Commercial | No
215682807 | Central HP <5.4 tons | ARCOAIRE | HRCU-A-CB (Split System: Heat Pump with Remote Outdoor Unit-Air-Source) | H5H0V60*K*AAA* |  |  | EVM5X60M21A*+WALLCON | *80CSU0401712B* | 56000 | 18 | 8.5 | 60500 | 43500 | 71.9% | 2.12 | 0 | 9.5 |  |  |  | No | R-454B | 4.6667 | Residential & Commercial | No
215677877 | Central HP <5.4 tons | ARCOAIRE | HRCU-A-CB (Split System: Heat Pump with Remote Outdoor Unit-Air-Source) | H5H0V60*K*AAA* |  |  | EA*5X60M24A*+WALLCON | *96CTN1202422B* | 55000 | 18.5 | 9 | 59000 | 41500 | 70.34% | 2.02 | 0 | 9 |  |  |  | No | R-454B | 4.5833 | Residential & Commercial | No
215677827 | Central HP <5.4 tons | ARCOAIRE | HRCU-A-CB (Split System: Heat Pump with Remote Outdoor Unit-Air-Source) | H5H0V60*K*AAA* |  |  | EA*5X60M24A*+WALLCON | *97CMN0602120B* | 54000 | 17.5 | 8.5 | 60500 | 42500 | 70.25% | 1.86 | 0 | 8 |  |  |  | No | R-454B | 4.5 | Residential & Commercial | No
215677207 | Central HP <5.4 tons | ARCOAIRE | HRCU-A-CB (Split System: Heat Pump with Remote Outdoor Unit-Air-Source) | H5H0V60*K*AAA* |  |  | EVM5X60M24A*+WALLCON | *96CTN1202422B* | 56500 | 18.5 | 9 | 63000 | 44500 | 70.63% | 2.1 | 0 | 9 |  |  |  | No | R-454B | 4.7083 | Residential & Commercial | No
212982172 | Central HP <5.4 tons | ARCOAIRE | HRCU-A-CB (Split System: Heat Pump with Remote Outdoor Unit-Air-Source) | DLCURAH30ABK |  |  | EA*4X43L21A* | *80MSU0401712A* | 30600 | 15.2 | 8.1 | 33200 | 26200 | 78.92% | 1.86 | 0 | 9 |  |  |  | No | R-410A | 2.55 | Residential & Commercial | No
212981221 | Central HP <5.4 tons | ARCOAIRE | HRCU-A-CB (Split System: Heat Pump with Remote Outdoor Unit-Air-Source) | DLCURAH30ABK |  |  | EA*4X42L24A* | *80MS(N,L)1352420A* | 30200 | 15.2 | 8.1 | 34400 | 27400 | 79.65% | 1.8 | 0 | 9 |  |  |  | No | R-410A | 2.5167 | Residential & Commercial | No
215668566 | Central HP <5.4 tons | ARCOAIRE | HRCU-A-CB (Split System: Heat Pump with Remote Outdoor Unit-Air-Source) | H5H0V36*K*AAA* |  |  | EA*5X37M17A*+WALLCON | *80CTL0701716B* | 33800 | 17.5 | 9 | 35800 | 25600 | 71.51% | 1.88 | 0 | 9.5 |  |  |  | No | R-454B | 2.8167 | Residential & Commercial | No
215668582 | Central HP <5.4 tons | ARCOAIRE | HRCU-A-CB (Split System: Heat Pump with Remote Outdoor Unit-Air-Source) | H5H0V36*K*AAA* |  |  | EA*5X37M17A*+WALLCON | *95CSU0601716B* | 33800 | 17 | 9 | 35800 | 25600 | 71.51% | 1.86 | 0 | 9.5 |  |  |  | No | R-454B | 2.8167 | Residential & Commercial | No
215683097 | Central HP <5.4 tons | ARCOAIRE | HRCU-A-CB (Split System: Heat Pump with Remote Outdoor Unit-Air-Source) | H5H0V60*K*AAA* |  |  | EVD5X60M24A*+WALLCON | *97CTN1002122A* | 56500 | 18.5 | 9 | 63000 | 44500 | 70.63% | 2.08 | 0 | 9 |  |  |  | No | R-454B | 4.7083 | Residential & Commercial | No
215678137 | Central HP <5.4 tons | ARCOAIRE | HRCU-A-CB (Split System: Heat Pump with Remote Outdoor Unit-Air-Source) | H5H0V60*K*AAA* |  |  | ESH5X60M12A*+WALLCON | *97CMN0802120B* | 55500 | 17 | 8.5 | 60000 | 42000 | 70% | 1.9 | 0 | 8.5 |  |  |  | No | R-454B | 4.625 | Residential & Commercial | No
215678167 | Central HP <5.4 tons | ARCOAIRE | HRCU-A-CB (Split System: Heat Pump with Remote Outdoor Unit-Air-Source) | H5H0V60*K*AAA* |  |  | ESH5X60M12A*+WALLCON | *96CTN1002122B* | 55500 | 17 | 8.5 | 60000 | 42000 | 70% | 1.9 | 0 | 8.5 |  |  |  | No | R-454B | 4.625 | Residential & Commercial | No
215675337 | Central HP <5.4 tons | ARCOAIRE | HRCU-A-CB (Split System: Heat Pump with Remote Outdoor Unit-Air-Source) | H5H0V48*K*AAA* |  |  | ESH5X60M12A*+WALLCON | *96CTN1202422B* | 45500 | 16.5 | 8.5 | 48000 | 33800 | 70.42% | 2.08 | 0 | 9.5 |  |  |  | No | R-454B | 3.7917 | Residential & Commercial | No
215681727 | Central HP <5.4 tons | ARCOAIRE | HRCU-A-CB (Split System: Heat Pump with Remote Outdoor Unit-Air-Source) | H5H0V48*K*AAA* |  |  | ESH5X60M12A*+WALLCON | *97CTN0802120A* | 45500 | 16.5 | 8.5 | 48000 | 33800 | 70.42% | 2.06 | 0 | 9.5 |  |  |  | No | R-454B | 3.7917 | Residential & Commercial | No
215668736 | Central HP <5.4 tons | DAY & NIGHT | HRCU-A-CB (Split System: Heat Pump with Remote Outdoor Unit-Air-Source) | C5H0V36*K*AAA* |  |  | EA*5X37M21A*+WALLCON | *97CMN0602120B* | 34200 | 17.5 | 9 | 35400 | 25400 | 71.75% | 1.88 | 0 | 9.5 |  |  |  | No | R-454B | 2.85 | Residential & Commercial | No
215681447 | Central HP <5.4 tons | ARCOAIRE | HRCU-A-CB (Split System: Heat Pump with Remote Outdoor Unit-Air-Source) | H5H0V48*K*AAA* |  |  | EA*5X61M21A*+WALLCON | *80CSU0401712B* | 46000 | 18 | 9 | 47500 | 33600 | 70.74% | 2.06 | 0 | 9.5 |  |  |  | No | R-454B | 3.8333 | Residential & Commercial | No
215681597 | Central HP <5.4 tons | ARCOAIRE | HRCU-A-CB (Split System: Heat Pump with Remote Outdoor Unit-Air-Source) | H5H0V48*K*AAA* |  |  | ESH5X48M12A*+WALLCON | *80CSU0601716B* | 45000 | 16 | 8.5 | 49000 | 34400 | 70.2% | 2.04 | 0 | 9 |  |  |  | No | R-454B | 3.75 | Residential & Commercial | No
215681667 | Central HP <5.4 tons | ARCOAIRE | HRCU-A-CB (Split System: Heat Pump with Remote Outdoor Unit-Air-Source) | H5H0V48*K*AAA* |  |  | ESH5X60M12A*+WALLCON | *96CTN0802120B* | 45500 | 16.5 | 8.5 | 48000 | 33800 | 70.42% | 2.06 | 0 | 9.5 |  |  |  | No | R-454B | 3.7917 | Residential & Commercial | No
215681697 | Central HP <5.4 tons | ARCOAIRE | HRCU-A-CB (Split System: Heat Pump with Remote Outdoor Unit-Air-Source) | H5H0V48*K*AAA* |  |  | ESH5X60M12A*+WALLCON | *80CSU0802120B* | 45500 | 17 | 8.5 | 48000 | 33600 | 70% | 2.06 | 0 | 9.5 |  |  |  | No | R-454B | 3.7917 | Residential & Commercial | No
215681347 | Central HP <5.4 tons | ARCOAIRE | HRCU-A-CB (Split System: Heat Pump with Remote Outdoor Unit-Air-Source) | H5H0V48*K*AAA* |  |  | EA*5X48M21A*+WALLCON | *97CTN0801716A* | 44000 | 17 | 9 | 49000 | 34600 | 70.61% | 2.04 | 0 | 9 |  |  |  | No | R-454B | 3.6667 | Residential & Commercial | No
215681397 | Central HP <5.4 tons | ARCOAIRE | HRCU-A-CB (Split System: Heat Pump with Remote Outdoor Unit-Air-Source) | H5H0V48*K*AAA* |  |  | EA*5X60M24A*+WALLCON | *80CSU1002120B* | 45000 | 17.5 | 9 | 47500 | 33600 | 70.74% | 2.06 | 0 | 9.5 |  |  |  | No | R-454B | 3.75 | Residential & Commercial | No
215677317 | Central HP <5.4 tons | ARCOAIRE | HRCU-A-CB (Split System: Heat Pump with Remote Outdoor Unit-Air-Source) | H5H0V60*K*AAA* |  |  | EVD5X60M21A*+WALLCON | *80CSU0802120A* | 57000 | 18 | 9 | 63500 | 44500 | 70.08% | 2.08 | 0 | 9 |  |  |  | No | R-454B | 4.75 | Residential & Commercial | No
215677367 | Central HP <5.4 tons | ARCOAIRE | HRCU-A-CB (Split System: Heat Pump with Remote Outdoor Unit-Air-Source) | H5H0V60*K*AAA* |  |  | EVD5X60M21A*+WALLCON | *80CTL1102120B* | 57000 | 18.5 | 9 | 63500 | 44500 | 70.08% | 2.08 | 0 | 9.5 |  |  |  | No | R-454B | 4.75 | Residential & Commercial | No
215683037 | Central HP <5.4 tons | ARCOAIRE | HRCU-A-CB (Split System: Heat Pump with Remote Outdoor Unit-Air-Source) | H5H0V60*K*AAA* |  |  | EVD5X60M21A*+WALLCON | *97CTN0802120A* | 56500 | 18 | 9 | 64000 | 45000 | 70.31% | 2.08 | 0 | 9 |  |  |  | No | R-454B | 4.7083 | Residential & Commercial | No
215682687 | Central HP <5.4 tons | ARCOAIRE | HRCU-A-CB (Split System: Heat Pump with Remote Outdoor Unit-Air-Source) | H5H0V60*K*AAA* |  |  | EA*5X61M24A*+WALLCON | *97CTN0802120A* | 56000 | 18.5 | 9 | 60000 | 42000 | 70% | 2.02 | 0 | 9 |  |  |  | No | R-454B | 4.6667 | Residential & Commercial | No
215679707 | Central HP <5.4 tons | ARCOAIRE | HRCU-A-CB (Split System: Heat Pump with Remote Outdoor Unit-Air-Source) | H5H0V36*K*AAA* |  |  | ESH5X36M12A*+WALLCON | *96CTN0802120B* | 33600 | 16 | 8.5 | 35800 | 25400 | 70.95% | 1.76 | 0 | 9.5 |  |  |  | No | R-454B | 2.8 | Residential & Commercial | No
215679507 | Central HP <5.4 tons | ARCOAIRE | HRCU-A-CB (Split System: Heat Pump with Remote Outdoor Unit-Air-Source) | H5H0V36*K*AAA* |  |  | EA*5X48M21A*+WALLCON | *80CSU0601716B* | 33800 | 18 | 9 | 35000 | 25000 | 71.43% | 1.9 | 0 | 9.5 |  |  |  | No | R-454B | 2.8167 | Residential & Commercial | No
215681747 | Central HP <5.4 tons | ARCOAIRE | HRCU-A-CB (Split System: Heat Pump with Remote Outdoor Unit-Air-Source) | H5H0V48*K*AAA* |  |  | ESH5X60M12A*+WALLCON | *97CTN1202422A* | 45500 | 16.5 | 8.5 | 48000 | 33800 | 70.42% | 2.08 | 0 | 9.5 |  |  |  | No | R-454B | 3.7917 | Residential & Commercial | No
215681707 | Central HP <5.4 tons | ARCOAIRE | HRCU-A-CB (Split System: Heat Pump with Remote Outdoor Unit-Air-Source) | H5H0V48*K*AAA* |  |  | ESH5X60M12A*+WALLCON | *80CSU1002120B* | 45500 | 16.5 | 8.5 | 48000 | 33800 | 70.42% | 2.08 | 0 | 9.5 |  |  |  | No | R-454B | 3.7917 | Residential & Commercial | No
215682107 | Central HP <5.4 tons | ARCOAIRE | HRCU-A-CB (Split System: Heat Pump with Remote Outdoor Unit-Air-Source) | H5H0V48*K*AAA* |  |  | EVD5X48M21A*+WALLCON | *80CSU0401712B* | 47000 | 18 | 9 | 50000 | 36400 | 72.8% | 2.02 | 0 | 9.5 |  |  |  | No | R-454B | 3.9167 | Residential & Commercial | No
215681307 | Central HP <5.4 tons | ARCOAIRE | HRCU-A-CB (Split System: Heat Pump with Remote Outdoor Unit-Air-Source) | H5H0V48*K*AAA* |  |  | EA*5X48M21A*+WALLCON | *80CSU0401712B* | 44000 | 17.5 | 9 | 48500 | 34000 | 70.1% | 2.04 | 0 | 9.5 |  |  |  | No | R-454B | 3.6667 | Residential & Commercial | No
215682767 | Central HP <5.4 tons | ARCOAIRE | HRCU-A-CB (Split System: Heat Pump with Remote Outdoor Unit-Air-Source) | H5H0V60*K*AAA* |  |  | ESH5X60M12A*+WALLCON | *97CTN0802120A* | 55500 | 17 | 8.5 | 60000 | 42000 | 70% | 1.9 | 0 | 8.5 |  |  |  | No | R-454B | 4.625 | Residential & Commercial | No
215682887 | Central HP <5.4 tons | ARCOAIRE | HRCU-A-CB (Split System: Heat Pump with Remote Outdoor Unit-Air-Source) | H5H0V60*K*AAA* |  |  | EVM5X60M24A*+WALLCON | *80CSU1002120B* | 57000 | 18 | 9 | 63000 | 44500 | 70.63% | 2.08 | 0 | 9 |  |  |  | No | R-454B | 4.75 | Residential & Commercial | No
215677787 | Central HP <5.4 tons | ARCOAIRE | HRCU-A-CB (Split System: Heat Pump with Remote Outdoor Unit-Air-Source) | H5H0V60*K*AAA* |  |  | EA*5X60M24A*+WALLCON | *80CTL1102120B* | 55000 | 18.5 | 9 | 59000 | 41500 | 70.34% | 2.02 | 0 | 9 |  |  |  | No | R-454B | 4.5833 | Residential & Commercial | No
215683167 | Central HP <5.4 tons | ARCOAIRE | HRCU-A-CB (Split System: Heat Pump with Remote Outdoor Unit-Air-Source) | H5H0V60*K*AAA* |  |  | EVD5X61M21A*+WALLCON | *97CTN0802120A* | 57000 | 18.5 | 9 | 64000 | 45000 | 70.31% | 2.08 | 0 | 9 |  |  |  | No | R-454B | 4.75 | Residential & Commercial | No
215683217 | Central HP <5.4 tons | ARCOAIRE | HRCU-A-CB (Split System: Heat Pump with Remote Outdoor Unit-Air-Source) | H5H0V60*K*AAA* |  |  | EVD5X61M24A*+WALLCON | *97CTN0802120A* | 57500 | 18.5 | 9 | 64000 | 45000 | 70.31% | 2.08 | 0 | 9 |  |  |  | No | R-454B | 4.7917 | Residential & Commercial | No
215682847 | Central HP <5.4 tons | ARCOAIRE | HRCU-A-CB (Split System: Heat Pump with Remote Outdoor Unit-Air-Source) | H5H0V60*K*AAA* |  |  | EVM5X60M21A*+WALLCON | *97CTN0802120A* | 56500 | 18 | 9 | 64000 | 45000 | 70.31% | 2.06 | 0 | 9 |  |  |  | No | R-454B | 4.7083 | Residential & Commercial | No
215668574 | Central HP <5.4 tons | ARCOAIRE | HRCU-A-CB (Split System: Heat Pump with Remote Outdoor Unit-Air-Source) | H5H0V36*K*AAA* |  |  | EA*5X37M17A*+WALLCON | *80CTL0901716B* | 34000 | 17.5 | 9 | 35800 | 25400 | 70.95% | 1.88 | 0 | 9.5 |  |  |  | No | R-454B | 2.8333 | Residential & Commercial | No
215683007 | Central HP <5.4 tons | ARCOAIRE | HRCU-A-CB (Split System: Heat Pump with Remote Outdoor Unit-Air-Source) | H5H0V60*K*AAA* |  |  | EVD5X60M21A*+WALLCON | *80CSU0601716B* | 56000 | 18.5 | 8.5 | 60000 | 43000 | 71.67% | 2.12 | 0 | 9.5 |  |  |  | No | R-454B | 4.6667 | Residential & Commercial | No
215682907 | Central HP <5.4 tons | ARCOAIRE | HRCU-A-CB (Split System: Heat Pump with Remote Outdoor Unit-Air-Source) | H5H0V60*K*AAA* |  |  | EVM5X60M24A*+WALLCON | *97CTN1002122A* | 56500 | 18.5 | 9 | 63000 | 44500 | 70.63% | 2.08 | 0 | 9 |  |  |  | No | R-454B | 4.7083 | Residential & Commercial | No
215678107 | Central HP <5.4 tons | ARCOAIRE | HRCU-A-CB (Split System: Heat Pump with Remote Outdoor Unit-Air-Source) | H5H0V60*K*AAA* |  |  | ESH5X60M12A*+WALLCON | *95CSU0802120B* | 55500 | 16.5 | 8.5 | 60000 | 42000 | 70% | 1.9 | 0 | 8.5 |  |  |  | No | R-454B | 4.625 | Residential & Commercial | No
215677687 | Central HP <5.4 tons | ARCOAIRE | HRCU-A-CB (Split System: Heat Pump with Remote Outdoor Unit-Air-Source) | H5H0V60*K*AAA* |  |  | EVD5X61M24A*+WALLCON | *97CMN0602120B* | 56500 | 18 | 9 | 65000 | 46000 | 70.77% | 2.06 | 0 | 8.5 |  |  |  | No | R-454B | 4.7083 | Residential & Commercial | No
215682137 | Central HP <5.4 tons | ARCOAIRE | HRCU-A-CB (Split System: Heat Pump with Remote Outdoor Unit-Air-Source) | H5H0V48*K*AAA* |  |  | EVD5X48M21A*+WALLCON | *80CSU1002120B* | 47000 | 18 | 9 | 50000 | 36400 | 72.8% | 2.02 | 0 | 9.5 |  |  |  | No | R-454B | 3.9167 | Residential & Commercial | No
215681457 | Central HP <5.4 tons | ARCOAIRE | HRCU-A-CB (Split System: Heat Pump with Remote Outdoor Unit-Air-Source) | H5H0V48*K*AAA* |  |  | EA*5X61M21A*+WALLCON | *80CSU0601716B* | 46000 | 17.5 | 9 | 48000 | 33800 | 70.42% | 2.08 | 0 | 9.5 |  |  |  | No | R-454B | 3.8333 | Residential & Commercial | No
215681687 | Central HP <5.4 tons | ARCOAIRE | HRCU-A-CB (Split System: Heat Pump with Remote Outdoor Unit-Air-Source) | H5H0V48*K*AAA* |  |  | ESH5X60M12A*+WALLCON | *80CSU0601716B* | 45500 | 17 | 8.5 | 48000 | 33800 | 70.42% | 2.08 | 0 | 9.5 |  |  |  | No | R-454B | 3.7917 | Residential & Commercial | No
215681737 | Central HP <5.4 tons | ARCOAIRE | HRCU-A-CB (Split System: Heat Pump with Remote Outdoor Unit-Air-Source) | H5H0V48*K*AAA* |  |  | ESH5X60M12A*+WALLCON | *97CTN1002122A* | 45500 | 16.5 | 8.5 | 48000 | 33800 | 70.42% | 2.08 | 0 | 9.5 |  |  |  | No | R-454B | 3.7917 | Residential & Commercial | No
215681787 | Central HP <5.4 tons | ARCOAIRE | HRCU-A-CB (Split System: Heat Pump with Remote Outdoor Unit-Air-Source) | H5H0V48*K*AAA* |  |  | EVM5X48M21A*+WALLCON | *80CSU1002120B* | 47000 | 18 | 9 | 50000 | 36400 | 72.8% | 2 | 0 | 9.5 |  |  |  | No | R-454B | 3.9167 | Residential & Commercial | No
215677437 | Central HP <5.4 tons | ARCOAIRE | HRCU-A-CB (Split System: Heat Pump with Remote Outdoor Unit-Air-Source) | H5H0V60*K*AAA* |  |  | EVD5X60M24A*+WALLCON | *80CSU1002120A* | 56500 | 18 | 9 | 63000 | 44500 | 70.63% | 2.08 | 0 | 9 |  |  |  | No | R-454B | 4.7083 | Residential & Commercial | No
215677187 | Central HP <5.4 tons | ARCOAIRE | HRCU-A-CB (Split System: Heat Pump with Remote Outdoor Unit-Air-Source) | H5H0V60*K*AAA* |  |  | EVM5X60M24A*+WALLCON | *97CMN1202422B* | 56500 | 18.5 | 9 | 63000 | 44500 | 70.63% | 2.08 | 0 | 9 |  |  |  | No | R-454B | 4.7083 | Residential & Commercial | No
215677387 | Central HP <5.4 tons | ARCOAIRE | HRCU-A-CB (Split System: Heat Pump with Remote Outdoor Unit-Air-Source) | H5H0V60*K*AAA* |  |  | EVD5X60M21A*+WALLCON | *95CSU1002122B* | 57000 | 18 | 9 | 63500 | 44500 | 70.08% | 2.08 | 0 | 9 |  |  |  | No | R-454B | 4.75 | Residential & Commercial | No
215683187 | Central HP <5.4 tons | ARCOAIRE | HRCU-A-CB (Split System: Heat Pump with Remote Outdoor Unit-Air-Source) | H5H0V60*K*AAA* |  |  | EVD5X61M24A*+WALLCON | *96CTN0802120B* | 57500 | 18.5 | 9 | 64000 | 45000 | 70.31% | 2.08 | 0 | 9 |  |  |  | No | R-454B | 4.7917 | Residential & Commercial | No
215683137 | Central HP <5.4 tons | ARCOAIRE | HRCU-A-CB (Split System: Heat Pump with Remote Outdoor Unit-Air-Source) | H5H0V60*K*AAA* |  |  | EVD5X61M21A*+WALLCON | *80CSU0601716B* | 56500 | 18 | 9 | 61000 | 43500 | 71.31% | 2.1 | 0 | 9.5 |  |  |  | No | R-454B | 4.7083 | Residential & Commercial | No
215682717 | Central HP <5.4 tons | ARCOAIRE | HRCU-A-CB (Split System: Heat Pump with Remote Outdoor Unit-Air-Source) | H5H0V60*K*AAA* |  |  | ESH5X60M12A*+WALLCON | *96CTN0802120B* | 55500 | 17 | 8.5 | 60000 | 42000 | 70% | 1.9 | 0 | 8.5 |  |  |  | No | R-454B | 4.625 | Residential & Commercial | No
215679837 | Central HP <5.4 tons | ARCOAIRE | HRCU-A-CB (Split System: Heat Pump with Remote Outdoor Unit-Air-Source) | H5H0V36*K*AAA* |  |  | ESH5X42M12A*+WALLCON | *97CTN0802120A* | 34000 | 16 | 8.5 | 35600 | 25200 | 70.79% | 1.76 | 0 | 9.5 |  |  |  | No | R-454B | 2.8333 | Residential & Commercial | No
215679867 | Central HP <5.4 tons | ARCOAIRE | HRCU-A-CB (Split System: Heat Pump with Remote Outdoor Unit-Air-Source) | H5H0V36*K*AAA* |  |  | ESH5X48M12A*+WALLCON | *96CTN0802120B* | 34200 | 16 | 8.5 | 35400 | 25200 | 71.19% | 1.88 | 0 | 9.5 |  |  |  | No | R-454B | 2.85 | Residential & Commercial | No
215679737 | Central HP <5.4 tons | ARCOAIRE | HRCU-A-CB (Split System: Heat Pump with Remote Outdoor Unit-Air-Source) | H5H0V36*K*AAA* |  |  | ESH5X36M12A*+WALLCON | *97CTN0601716A* | 33400 | 16 | 8.5 | 36000 | 25800 | 71.67% | 1.76 | 0 | 9 |  |  |  | No | R-454B | 2.7833 | Residential & Commercial | No
215681317 | Central HP <5.4 tons | ARCOAIRE | HRCU-A-CB (Split System: Heat Pump with Remote Outdoor Unit-Air-Source) | H5H0V48*K*AAA* |  |  | EA*5X48M21A*+WALLCON | *80CSU0601716B* | 44000 | 17 | 9 | 48500 | 34200 | 70.52% | 2.04 | 0 | 9.5 |  |  |  | No | R-454B | 3.6667 | Residential & Commercial | No
215681367 | Central HP <5.4 tons | ARCOAIRE | HRCU-A-CB (Split System: Heat Pump with Remote Outdoor Unit-Air-Source) | H5H0V48*K*AAA* |  |  | EA*5X48M21A*+WALLCON | *97CTN1002122A* | 44000 | 18 | 9 | 48500 | 34000 | 70.1% | 2.04 | 0 | 9.5 |  |  |  | No | R-454B | 3.6667 | Residential & Commercial | No
215681387 | Central HP <5.4 tons | ARCOAIRE | HRCU-A-CB (Split System: Heat Pump with Remote Outdoor Unit-Air-Source) | H5H0V48*K*AAA* |  |  | EA*5X60M24A*+WALLCON | *80CSU0802120B* | 45500 | 18 | 9 | 47000 | 33400 | 71.06% | 2.06 | 0 | 9.5 |  |  |  | No | R-454B | 3.7917 | Residential & Commercial | No
214229267 | Central HP <5.4 tons | PAYNE HEATING AND COOLING | HRCU-A-CB (Split System: Heat Pump with Remote Outdoor Unit-Air-Source) | 38MURAQ30AB3* |  |  | CNPV*4217AL* | PG80MSUA48060B** | 29800 | 15.2 | 8.1 | 34000 | 27000 | 79.41% | 1.82 | 0 | 9 |  |  |  | No | R-410A | 2.4833 | Residential & Commercial | No
215683107 | Central HP <5.4 tons | ARCOAIRE | HRCU-A-CB (Split System: Heat Pump with Remote Outdoor Unit-Air-Source) | H5H0V60*K*AAA* |  |  | EVD5X60M24A*+WALLCON | *97CTN1202422A* | 56500 | 18.5 | 9 | 63000 | 44500 | 70.63% | 2.1 | 0 | 9 |  |  |  | No | R-454B | 4.7083 | Residential & Commercial | No
215682927 | Central HP <5.4 tons | ARCOAIRE | HRCU-A-CB (Split System: Heat Pump with Remote Outdoor Unit-Air-Source) | H5H0V60*K*AAA* |  |  | EVM5X61M24A*+WALLCON | *96CTN0802120B* | 57500 | 18.5 | 9 | 64000 | 45000 | 70.31% | 2.08 | 0 | 9 |  |  |  | No | R-454B | 4.7917 | Residential & Commercial | No
215682577 | Central HP <5.4 tons | ARCOAIRE | HRCU-A-CB (Split System: Heat Pump with Remote Outdoor Unit-Air-Source) | H5H0V60*K*AAA* |  |  | EA*5X60M24A*+WALLCON | *96CTN0802120B* | 54500 | 18.5 | 9 | 59500 | 42000 | 70.59% | 1.9 | 0 | 8.5 |  |  |  | No | R-454B | 4.5417 | Residential & Commercial | No
215678147 | Central HP <5.4 tons | ARCOAIRE | HRCU-A-CB (Split System: Heat Pump with Remote Outdoor Unit-Air-Source) | H5H0V60*K*AAA* |  |  | ESH5X60M12A*+WALLCON | *97CMN1002122B* | 55500 | 17 | 8.5 | 60000 | 42000 | 70% | 1.9 | 0 | 8.5 |  |  |  | No | R-454B | 4.625 | Residential & Commercial | No
215675437 | Central HP <5.4 tons | ARCOAIRE | HRCU-A-CB (Split System: Heat Pump with Remote Outdoor Unit-Air-Source) | H5H0V48*K*AAA* |  |  | EVM5X48M21A*+WALLCON | *97CMN0602120B* | 46500 | 18 | 9 | 50000 | 37000 | 74% | 1.98 | 0 | 9.5 |  |  |  | No | R-454B | 3.875 | Residential & Commercial | No
215674985 | Central HP <5.4 tons | ARCOAIRE | HRCU-A-CB (Split System: Heat Pump with Remote Outdoor Unit-Air-Source) | H5H0V48*K*AAA* |  |  | ESH5X48M12A*+WALLCON | *97CMN0801714B* | 44500 | 16 | 8.5 | 49500 | 34800 | 70.3% | 1.92 | 0 | 9 |  |  |  | No | R-454B | 3.7083 | Residential & Commercial | No
215679797 | Central HP <5.4 tons | ARCOAIRE | HRCU-A-CB (Split System: Heat Pump with Remote Outdoor Unit-Air-Source) | H5H0V36*K*AAA* |  |  | ESH5X42M12A*+WALLCON | *80CSU0401712B* | 34000 | 16.5 | 8.5 | 35600 | 25200 | 70.79% | 1.78 | 0 | 9.5 |  |  |  | No | R-454B | 2.8333 | Residential & Commercial | No
215679847 | Central HP <5.4 tons | ARCOAIRE | HRCU-A-CB (Split System: Heat Pump with Remote Outdoor Unit-Air-Source) | H5H0V36*K*AAA* |  |  | ESH5X42M12A*+WALLCON | *97CTN1002122A* | 34000 | 16.5 | 8.5 | 35600 | 25200 | 70.79% | 1.78 | 0 | 9.5 |  |  |  | No | R-454B | 2.8333 | Residential & Commercial | No
215683057 | Central HP <5.4 tons | ARCOAIRE | HRCU-A-CB (Split System: Heat Pump with Remote Outdoor Unit-Air-Source) | H5H0V60*K*AAA* |  |  | EVD5X60M24A*+WALLCON | *96CTN0802120B* | 56500 | 18 | 9 | 63500 | 44500 | 70.08% | 2.08 | 0 | 9 |  |  |  | No | R-454B | 4.7083 | Residential & Commercial | No
215682587 | Central HP <5.4 tons | ARCOAIRE | HRCU-A-CB (Split System: Heat Pump with Remote Outdoor Unit-Air-Source) | H5H0V60*K*AAA* |  |  | EA*5X60M24A*+WALLCON | *80CSU0802120B* | 55500 | 18.5 | 8.5 | 58500 | 41000 | 70.09% | 2.04 | 0 | 9 |  |  |  | No | R-454B | 4.625 | Residential & Commercial | No
215677977 | Central HP <5.4 tons | ARCOAIRE | HRCU-A-CB (Split System: Heat Pump with Remote Outdoor Unit-Air-Source) | H5H0V60*K*AAA* |  |  | EA*5X61M24A*+WALLCON | *97CMN0602120B* | 55000 | 17.5 | 8.5 | 61000 | 43000 | 70.49% | 1.88 | 0 | 8 |  |  |  | No | R-454B | 4.5833 | Residential & Commercial | No
215677677 | Central HP <5.4 tons | ARCOAIRE | HRCU-A-CB (Split System: Heat Pump with Remote Outdoor Unit-Air-Source) | H5H0V60*K*AAA* |  |  | EVD5X61M24A*+WALLCON | *95CSU0802120B* | 57500 | 18 | 9 | 64000 | 45000 | 70.31% | 2.08 | 0 | 9 |  |  |  | No | R-454B | 4.7917 | Residential & Commercial | No
215677577 | Central HP <5.4 tons | ARCOAIRE | HRCU-A-CB (Split System: Heat Pump with Remote Outdoor Unit-Air-Source) | H5H0V60*K*AAA* |  |  | EVD5X61M21A*+WALLCON | *80CTL0701716B* | 55500 | 18 | 9 | 60500 | 43500 | 71.9% | 2.1 | 0 | 9.5 |  |  |  | No | R-454B | 4.625 | Residential & Commercial | No
215679247 | Central HP <5.4 tons | ARCOAIRE | HRCU-A-CB (Split System: Heat Pump with Remote Outdoor Unit-Air-Source) | H5H0V36*K*AAA* |  |  | EA*5X37M17A*+WALLCON | *80CSU0601716B* | 34000 | 17 | 9 | 35600 | 25400 | 71.35% | 1.86 | 0 | 9.5 |  |  |  | No | R-454B | 2.8333 | Residential & Commercial | No
215669186 | Central HP <5.4 tons | ARCOAIRE | HRCU-A-CB (Split System: Heat Pump with Remote Outdoor Unit-Air-Source) | H5H0V36*K*AAA* |  |  | EA*5X48M21A*+WALLCON | *95CSU0601716B* | 33600 | 17.5 | 9 | 35200 | 25200 | 71.59% | 1.88 | 0 | 9.5 |  |  |  | No | R-454B | 2.8 | Residential & Commercial | No
215669904 | Central HP <5.4 tons | ARCOAIRE | HRCU-A-CB (Split System: Heat Pump with Remote Outdoor Unit-Air-Source) | H5H0V36*K*AAA* |  |  | ESH5X36M12A*+WALLCON | *96CTN0401410B* | 32200 | 15.2 | 8.5 | 36200 | 25800 | 71.27% | 1.76 | 0 | 9 |  |  |  | No | R-454B | 2.6833 | Residential & Commercial | No
215670120 | Central HP <5.4 tons | ARCOAIRE | HRCU-A-CB (Split System: Heat Pump with Remote Outdoor Unit-Air-Source) | H5H0V36*K*AAA* |  |  | ESH5X42M12A*+WALLCON | *96CTN1202422B* | 34000 | 16.5 | 8.5 | 35600 | 25200 | 70.79% | 1.78 | 0 | 9.5 |  |  |  | No | R-454B | 2.8333 | Residential & Commercial | No
215670240 | Central HP <5.4 tons | ARCOAIRE | HRCU-A-CB (Split System: Heat Pump with Remote Outdoor Unit-Air-Source) | H5H0V36*K*AAA* |  |  | ESH5X48M12A*+WALLCON | *95CSU0601716B* | 34000 | 16.5 | 8.5 | 35600 | 25400 | 71.35% | 1.76 | 0 | 9.5 |  |  |  | No | R-454B | 2.8333 | Residential & Commercial | No
215668934 | Central HP <5.4 tons | ARCOAIRE | HRCU-A-CB (Split System: Heat Pump with Remote Outdoor Unit-Air-Source) | H5H0V36*K*AAA* |  |  | EA*5X42M21A*+WALLCON | *96CTN0801714B* | 33000 | 17.5 | 9 | 36000 | 25800 | 71.67% | 1.84 | 0 | 9.5 |  |  |  | No | R-454B | 2.75 | Residential & Commercial | No
215682857 | Central HP <5.4 tons | ARCOAIRE | HRCU-A-CB (Split System: Heat Pump with Remote Outdoor Unit-Air-Source) | H5H0V60*K*AAA* |  |  | EVM5X60M21A*+WALLCON | *97CTN1002122A* | 56500 | 18.5 | 9 | 64000 | 45000 | 70.31% | 2.08 | 0 | 9 |  |  |  | No | R-454B | 4.7083 | Residential & Commercial | No
215682957 | Central HP <5.4 tons | ARCOAIRE | HRCU-A-CB (Split System: Heat Pump with Remote Outdoor Unit-Air-Source) | H5H0V60*K*AAA* |  |  | EVM5X61M24A*+WALLCON | *97CTN0802120A* | 57500 | 18.5 | 9 | 64000 | 45000 | 70.31% | 2.08 | 0 | 9 |  |  |  | No | R-454B | 4.7917 | Residential & Commercial | No
212986568 | Central HP <5.4 tons | SMART COMFORT | HRCU-A-CB (Split System: Heat Pump with Remote Outdoor Unit-Air-Source) | DLCURAH24ABK |  |  | EA*4X36L17A* | *96MSN0401712A* | 23400 | 16 | 8.5 | 26200 | 24400 | 93.13% | 2 | 0 | 9.5 |  |  |  | No | R-410A | 1.95 | Residential & Commercial | No
211226344 | Central HP <5.4 tons | SMART COMFORT | HRCU-A-CB (Split System: Heat Pump with Remote Outdoor Unit-Air-Source) | DLCURAH36ABK |  |  | EA*4X36L21A* | *92ESN1002122A* | 36400 | 15.2 | 8.1 | 40000 | 35400 | 88.5% | 1.86 | 0 | 9.5 |  |  |  | No | R-410A | 3.0333 | Residential & Commercial | No
213080557 | Central HP <5.4 tons | SMART COMFORT | HRCU-A-CB (Split System: Heat Pump with Remote Outdoor Unit-Air-Source) | DLCURAH36ABK |  |  | EA*4X42L21A* | *95MSU0401712A* | 35200 | 15.2 | 8.1 | 39000 | 35200 | 90.26% | 1.88 | 0 | 9.5 |  |  |  | No | R-410A | 2.9333 | Residential & Commercial | No
213077483 | Central HP <5.4 tons | SMART COMFORT | HRCU-A-CB (Split System: Heat Pump with Remote Outdoor Unit-Air-Source) | DLCURAH36ABK |  |  | EA*4X36L21A* | *96VTN0802120B* | 34800 | 16 | 8.1 | 38500 | 35200 | 91.43% | 1.82 | 0 | 9.5 |  |  |  | No | R-410A | 2.9 | Residential & Commercial | No
215677177 | Central HP <5.4 tons | ARCOAIRE | HRCU-A-CB (Split System: Heat Pump with Remote Outdoor Unit-Air-Source) | H5H0V60*K*AAA* |  |  | EVM5X60M24A*+WALLCON | *97CMN1002122B* | 56500 | 18.5 | 9 | 63000 | 44500 | 70.63% | 2.08 | 0 | 9 |  |  |  | No | R-454B | 4.7083 | Residential & Commercial | No
215677447 | Central HP <5.4 tons | ARCOAIRE | HRCU-A-CB (Split System: Heat Pump with Remote Outdoor Unit-Air-Source) | H5H0V60*K*AAA* |  |  | EVD5X60M24A*+WALLCON | *80CTL0702120B* | 56000 | 18 | 9 | 63500 | 45000 | 70.87% | 2.06 | 0 | 9 |  |  |  | No | R-454B | 4.6667 | Residential & Commercial | No
215683127 | Central HP <5.4 tons | ARCOAIRE | HRCU-A-CB (Split System: Heat Pump with Remote Outdoor Unit-Air-Source) | H5H0V60*K*AAA* |  |  | EVD5X61M21A*+WALLCON | *80CSU0401712B* | 56500 | 18 | 9 | 61500 | 43500 | 70.73% | 2.12 | 0 | 9.5 |  |  |  | No | R-454B | 4.7083 | Residential & Commercial | No
215682627 | Central HP <5.4 tons | ARCOAIRE | HRCU-A-CB (Split System: Heat Pump with Remote Outdoor Unit-Air-Source) | H5H0V60*K*AAA* |  |  | EA*5X60M24A*+WALLCON | *97CTN1202422A* | 55000 | 18.5 | 9 | 59000 | 41500 | 70.34% | 2.02 | 0 | 9 |  |  |  | No | R-454B | 4.5833 | Residential & Commercial | No
211240399 | Central HP <5.4 tons | SMART COMFORT | HRCU-A-CB (Split System: Heat Pump with Remote Outdoor Unit-Air-Source) | DLCURAH24ABK |  |  | EA*4X24L17A* | *96VSN0401410A* | 23400 | 15.5 | 8.5 | 26800 | 24800 | 92.54% | 2.04 | 0 | 9.5 |  |  |  | No | R-410A | 1.95 | Residential & Commercial | No
212980215 | Central HP <5.4 tons | ARCOAIRE | HRCU-A-CB (Split System: Heat Pump with Remote Outdoor Unit-Air-Source) | DLCURAH30ABK |  |  | EA*4X42L24A* | *80MS(N,L)0902116A* | 29600 | 15.2 | 8.1 | 33800 | 27600 | 81.66% | 1.78 | 0 | 9 |  |  |  | No | R-410A | 2.4667 | Residential & Commercial | No
212989558 | Central HP <5.4 tons | SMART COMFORT | HRCU-A-CB (Split System: Heat Pump with Remote Outdoor Unit-Air-Source) | DLCURAH30ABK |  |  | EA*4X42L24A* | *95MSU0802120A* | 30000 | 15.2 | 8.1 | 34200 | 27600 | 80.7% | 1.8 | 0 | 9 |  |  |  | No | R-410A | 2.5 | Residential & Commercial | No
212979741 | Central HP <5.4 tons | ARCOAIRE | HRCU-A-CB (Split System: Heat Pump with Remote Outdoor Unit-Air-Source) | DLCURAH30ABK |  |  | EA*4X43L21A* | *80MS(N,L)0901714A* | 30400 | 15.2 | 8.1 | 33000 | 26400 | 80% | 1.84 | 0 | 9 |  |  |  | No | R-410A | 2.5333 | Residential & Commercial | No
212979789 | Central HP <5.4 tons | ARCOAIRE | HRCU-A-CB (Split System: Heat Pump with Remote Outdoor Unit-Air-Source) | DLCURAH30ABK |  |  | END4X42L17** | *80MS(N,L)0901714A* | 30000 | 15.2 | 8.1 | 34000 | 27200 | 80% | 1.82 | 0 | 9 |  |  |  | No | R-410A | 2.5 | Residential & Commercial | No
212981112 | Central HP <5.4 tons | ARCOAIRE | HRCU-A-CB (Split System: Heat Pump with Remote Outdoor Unit-Air-Source) | DLCURAH30ABK |  |  | EA*4X42L24A* | *80MS(N,L)1102420A* | 30000 | 15.5 | 8.1 | 34200 | 27600 | 80.7% | 1.8 | 0 | 9 |  |  |  | No | R-410A | 2.5 | Residential & Commercial | No
215682897 | Central HP <5.4 tons | ARCOAIRE | HRCU-A-CB (Split System: Heat Pump with Remote Outdoor Unit-Air-Source) | H5H0V60*K*AAA* |  |  | EVM5X60M24A*+WALLCON | *97CTN0802120A* | 56500 | 18 | 9 | 63500 | 44500 | 70.08% | 2.08 | 0 | 9 |  |  |  | No | R-454B | 4.7083 | Residential & Commercial | No
215682697 | Central HP <5.4 tons | ARCOAIRE | HRCU-A-CB (Split System: Heat Pump with Remote Outdoor Unit-Air-Source) | H5H0V60*K*AAA* |  |  | EA*5X61M24A*+WALLCON | *97CTN1002122A* | 56000 | 18.5 | 9 | 60000 | 42000 | 70% | 2.02 | 0 | 9 |  |  |  | No | R-454B | 4.6667 | Residential & Commercial | No
215679857 | Central HP <5.4 tons | ARCOAIRE | HRCU-A-CB (Split System: Heat Pump with Remote Outdoor Unit-Air-Source) | H5H0V36*K*AAA* |  |  | ESH5X42M12A*+WALLCON | *97CTN1202422A* | 34000 | 16 | 8.5 | 35600 | 25200 | 70.79% | 1.78 | 0 | 9.5 |  |  |  | No | R-454B | 2.8333 | Residential & Commercial | No
211228672 | Central HP <5.4 tons | SMART COMFORT | HRCU-A-CB (Split System: Heat Pump with Remote Outdoor Unit-Air-Source) | DLCURAH36ABK |  |  | EA*4X43L21A* | OLV098A12* | 36200 | 15.2 | 8.5 | 38500 | 35000 | 90.91% | 2.06 | 0 | 9.5 |  |  |  | No | R-410A | 3.0167 | Residential & Commercial | No
211240748 | Central HP <5.4 tons | SMART COMFORT | HRCU-A-CB (Split System: Heat Pump with Remote Outdoor Unit-Air-Source) | DLCURAH24ABK |  |  | EA*4X24L17A* | *92ESN0401712A* | 23400 | 15.5 | 8.5 | 26800 | 24800 | 92.54% | 2.04 | 0 | 9.5 |  |  |  | No | R-410A | 1.95 | Residential & Commercial | No
211227315 | Central HP <5.4 tons | SMART COMFORT | HRCU-A-CB (Split System: Heat Pump with Remote Outdoor Unit-Air-Source) | DLCURAH36ABK |  |  | EA*4X42L21A* | *80ES(N,L)0701716A* | 35200 | 16 | 8.1 | 38500 | 35000 | 90.91% | 1.88 | 0 | 9.5 |  |  |  | No | R-410A | 2.9333 | Residential & Commercial | No
211227326 | Central HP <5.4 tons | SMART COMFORT | HRCU-A-CB (Split System: Heat Pump with Remote Outdoor Unit-Air-Source) | DLCURAH36ABK |  |  | EA*4X42L21A* | *80ES(N,L)0702116A* | 35200 | 16 | 8.1 | 38500 | 35000 | 90.91% | 1.88 | 0 | 9.5 |  |  |  | No | R-410A | 2.9333 | Residential & Commercial | No
211229199 | Central HP <5.4 tons | SMART COMFORT | HRCU-A-CB (Split System: Heat Pump with Remote Outdoor Unit-Air-Source) | DLCURAH36ABK |  |  | EA*4X48L21A* | OLV098A12* | 35400 | 15.2 | 8.1 | 38500 | 34800 | 90.39% | 2.02 | 0 | 9.5 |  |  |  | No | R-410A | 2.95 | Residential & Commercial | No
211227291 | Central HP <5.4 tons | SMART COMFORT | HRCU-A-CB (Split System: Heat Pump with Remote Outdoor Unit-Air-Source) | DLCURAH36ABK |  |  | EA*4X42L21A* | *80ES(N,L)0451712A* | 35200 | 15.5 | 8.1 | 38500 | 35000 | 90.91% | 1.86 | 0 | 9.5 |  |  |  | No | R-410A | 2.9333 | Residential & Commercial | No
211226286 | Central HP <5.4 tons | ARCOAIRE | HRCU-A-CB (Split System: Heat Pump with Remote Outdoor Unit-Air-Source) | DLCURAH36ABK |  |  | EA*4X36L21A* | *80ES(N,L)1102120A* | 35200 | 16 | 8.1 | 38500 | 35200 | 91.43% | 1.82 | 0 | 9.5 |  |  |  | No | R-410A | 2.9333 | Residential & Commercial | No
213077043 | Central HP <5.4 tons | SMART COMFORT | HRCU-A-CB (Split System: Heat Pump with Remote Outdoor Unit-Air-Source) | DLCURAH36ABK |  |  | EA*4X36L21A* | *96VSN0802120B* | 34800 | 16 | 8.1 | 38500 | 35200 | 91.43% | 1.82 | 0 | 9.5 |  |  |  | No | R-410A | 2.9 | Residential & Commercial | No
211229217 | Central HP <5.4 tons | SMART COMFORT | HRCU-A-CB (Split System: Heat Pump with Remote Outdoor Unit-Air-Source) | DLCURAH36ABK |  |  | EA*4X48L21A* | OMV098J12* | 35600 | 15.2 | 8.1 | 38500 | 34800 | 90.39% | 2.04 | 0 | 9.5 |  |  |  | No | R-410A | 2.9667 | Residential & Commercial | No
211228745 | Central HP <5.4 tons | SMART COMFORT | HRCU-A-CB (Split System: Heat Pump with Remote Outdoor Unit-Air-Source) | DLCURAH36ABK |  |  | EA*4X48L21A* | *80ES(N,L)0451712A* | 35600 | 15.5 | 8.1 | 38500 | 34800 | 90.39% | 2.04 | 0 | 9.5 |  |  |  | No | R-410A | 2.9667 | Residential & Commercial | No
211227636 | Central HP <5.4 tons | SMART COMFORT | HRCU-A-CB (Split System: Heat Pump with Remote Outdoor Unit-Air-Source) | DLCURAH36ABK |  |  | EA*4X42L21A* | *95ESU0601716A* | 35200 | 16 | 8.1 | 38500 | 35000 | 90.91% | 1.88 | 0 | 9.5 |  |  |  | No | R-410A | 2.9333 | Residential & Commercial | No
211240296 | Central HP <5.4 tons | SMART COMFORT | HRCU-A-CB (Split System: Heat Pump with Remote Outdoor Unit-Air-Source) | DLCURAH24ABK |  |  | EA*4X24L14A* | *96VTN0401410A* | 23400 | 15.5 | 8.5 | 26800 | 24800 | 92.54% | 2.04 | 0 | 9.5 |  |  |  | No | R-410A | 1.95 | Residential & Commercial | No
215679937 | Central HP <5.4 tons | ARCOAIRE | HRCU-A-CB (Split System: Heat Pump with Remote Outdoor Unit-Air-Source) | H5H0V36*K*AAA* |  |  | ESH5X60M12A*+WALLCON | *96CTN0802120B* | 34600 | 16.5 | 8.5 | 34600 | 24800 | 71.68% | 1.8 | 0 | 9.5 |  |  |  | No | R-454B | 2.8833 | Residential & Commercial | No
211227303 | Central HP <5.4 tons | SMART COMFORT | HRCU-A-CB (Split System: Heat Pump with Remote Outdoor Unit-Air-Source) | DLCURAH36ABK |  |  | EA*4X42L21A* | *80ES(N,L)0701712A* | 35600 | 15.2 | 8.1 | 39500 | 35200 | 89.11% | 1.88 | 0 | 9.5 |  |  |  | No | R-410A | 2.9667 | Residential & Commercial | No
211227688 | Central HP <5.4 tons | SMART COMFORT | HRCU-A-CB (Split System: Heat Pump with Remote Outdoor Unit-Air-Source) | DLCURAH36ABK |  |  | EA*4X42L21A* | *96VTN0801716A* | 35200 | 15.5 | 8.1 | 38500 | 35000 | 90.91% | 1.86 | 0 | 9.5 |  |  |  | No | R-410A | 2.9333 | Residential & Commercial | No
211228117 | Central HP <5.4 tons | SMART COMFORT | HRCU-A-CB (Split System: Heat Pump with Remote Outdoor Unit-Air-Source) | DLCURAH36ABK |  |  | EA*4X42L24A* | *96VTN0802120A* | 35000 | 16 | 8.1 | 38500 | 35000 | 90.91% | 1.86 | 0 | 9.5 |  |  |  | No | R-410A | 2.9167 | Residential & Commercial | No
212383336 | Central HP <5.4 tons | SMART COMFORT | HRCU-A-CB (Split System: Heat Pump with Remote Outdoor Unit-Air-Source) | DLCURAH36ABK |  |  | EA*4X36L21A* | *92ESN0801716A* | 35200 | 16 | 8.1 | 39000 | 35200 | 90.26% | 1.82 | 0 | 9.5 |  |  |  | No | R-410A | 2.9333 | Residential & Commercial | No
212383454 | Central HP <5.4 tons | SMART COMFORT | HRCU-A-CB (Split System: Heat Pump with Remote Outdoor Unit-Air-Source) | DLCURAH36ABK |  |  | EA*4X42L21A* | OLV112A16A | 35400 | 15.2 | 8.1 | 39500 | 35200 | 89.11% | 1.88 | 0 | 9.5 |  |  |  | No | R-410A | 2.95 | Residential & Commercial | No
213078999 | Central HP <5.4 tons | PAYNE HEATING AND COOLING | HRCU-A-CB (Split System: Heat Pump with Remote Outdoor Unit-Air-Source) | 38MURAQ36AB3* |  |  | CAP**4221AL* | PG80MSUA36040B** | 35200 | 16 | 8.1 | 38500 | 35000 | 90.91% | 1.88 | 0 | 9.5 |  |  |  | No | R-410A | 2.9333 | Residential & Commercial | No
213077866 | Central HP <5.4 tons | PAYNE HEATING AND COOLING | HRCU-A-CB (Split System: Heat Pump with Remote Outdoor Unit-Air-Source) | 38MURAQ36AB3* |  |  | CAP**3617AL* | PG80MS(A,L)A36070A** | 34800 | 15.5 | 8.1 | 38500 | 35200 | 91.43% | 1.82 | 0 | 9.5 |  |  |  | No | R-410A | 2.9 | Residential & Commercial | No
213078083 | Central HP <5.4 tons | PAYNE HEATING AND COOLING | HRCU-A-CB (Split System: Heat Pump with Remote Outdoor Unit-Air-Source) | 38MURAQ36AB3* |  |  | CAP**4221AL* | PG80MS(A,L)A48070B** | 35000 | 16 | 8.1 | 38500 | 35000 | 90.91% | 1.88 | 0 | 9.5 |  |  |  | No | R-410A | 2.9167 | Residential & Commercial | No
213078819 | Central HP <5.4 tons | PAYNE HEATING AND COOLING | HRCU-A-CB (Split System: Heat Pump with Remote Outdoor Unit-Air-Source) | 38MURAQ36AB3* |  |  | CAP**3617AL* | PG80MSUA60100C** | 35400 | 15.5 | 8.1 | 39000 | 35400 | 90.77% | 1.84 | 0 | 9.5 |  |  |  | No | R-410A | 2.95 | Residential & Commercial | No
212383215 | Central HP <5.4 tons | SMART COMFORT | HRCU-A-CB (Split System: Heat Pump with Remote Outdoor Unit-Air-Source) | DLCURAH36ABK |  |  | EA*4X36L21A* | *95ESU1002120A* | 35400 | 16 | 8.1 | 39500 | 35200 | 89.11% | 1.82 | 0 | 9.5 |  |  |  | No | R-410A | 2.95 | Residential & Commercial | No
212383297 | Central HP <5.4 tons | SMART COMFORT | HRCU-A-CB (Split System: Heat Pump with Remote Outdoor Unit-Air-Source) | DLCURAH36ABK |  |  | EA*4X36L21A* | *80ES(N,L)0901714A* | 35600 | 15.5 | 8.1 | 39500 | 35200 | 89.11% | 1.84 | 0 | 9.5 |  |  |  | No | R-410A | 2.9667 | Residential & Commercial | No
211227735 | Central HP <5.4 tons | SMART COMFORT | HRCU-A-CB (Split System: Heat Pump with Remote Outdoor Unit-Air-Source) | DLCURAH36ABK |  |  | EA*4X42L21A* | OMV098J12* | 35000 | 15.2 | 8.1 | 38500 | 35200 | 91.43% | 1.86 | 0 | 9.5 |  |  |  | No | R-410A | 2.9167 | Residential & Commercial | No
213079521 | Central HP <5.4 tons | PAYNE HEATING AND COOLING | HRCU-A-CB (Split System: Heat Pump with Remote Outdoor Unit-Air-Source) | 38MURAQ36AB3* |  |  | CAP**3621AL* | PG92MSAA48080B** | 35200 | 16 | 8.1 | 38500 | 35200 | 91.43% | 1.82 | 0 | 9.5 |  |  |  | No | R-410A | 2.9333 | Residential & Commercial | No
213079641 | Central HP <5.4 tons | PAYNE HEATING AND COOLING | HRCU-A-CB (Split System: Heat Pump with Remote Outdoor Unit-Air-Source) | 38MURAQ36AB3* |  |  | CAP**3621AL* | PG92MSAA60080C** | 35000 | 16.5 | 8.1 | 38500 | 35200 | 91.43% | 1.82 | 0 | 9.5 |  |  |  | No | R-410A | 2.9167 | Residential & Commercial | No
211227744 | Central HP <5.4 tons | SMART COMFORT | HRCU-A-CB (Split System: Heat Pump with Remote Outdoor Unit-Air-Source) | DLCURAH36ABK |  |  | EA*4X42L21A* | OMV112K14A | 35200 | 15.5 | 8.1 | 38500 | 35200 | 91.43% | 1.86 | 0 | 9.5 |  |  |  | No | R-410A | 2.9333 | Residential & Commercial | No
215682147 | Central HP <5.4 tons | ARCOAIRE | HRCU-A-CB (Split System: Heat Pump with Remote Outdoor Unit-Air-Source) | H5H0V48*K*AAA* |  |  | EVD5X48M21A*+WALLCON | *97CTN0801716A* | 46500 | 18 | 9 | 50000 | 37000 | 74% | 1.98 | 0 | 9.5 |  |  |  | No | R-454B | 3.875 | Residential & Commercial | No
215681797 | Central HP <5.4 tons | ARCOAIRE | HRCU-A-CB (Split System: Heat Pump with Remote Outdoor Unit-Air-Source) | H5H0V48*K*AAA* |  |  | EVM5X48M21A*+WALLCON | *97CTN0801716A* | 46500 | 18 | 9 | 50000 | 37000 | 74% | 2 | 0 | 9.5 |  |  |  | No | R-454B | 3.875 | Residential & Commercial | No
211713366 | Central HP <5.4 tons | SMART COMFORT | HRCU-A-CB (Split System: Heat Pump with Remote Outdoor Unit-Air-Source) | DLCURAH30ABK |  |  | EA*4X43L21A* | *92ESN1002120A* | 31200 | 15.2 | 8.5 | 33600 | 26000 | 77.38% | 1.86 | 0 | 9 |  |  |  | No | R-410A | 2.6 | Residential & Commercial | No
211227394 | Central HP <5.4 tons | SMART COMFORT | HRCU-A-CB (Split System: Heat Pump with Remote Outdoor Unit-Air-Source) | DLCURAH36ABK |  |  | EA*4X42L21A* | *80VSL0701716A* | 35200 | 16 | 8.1 | 38500 | 35000 | 90.91% | 1.86 | 0 | 9.5 |  |  |  | No | R-410A | 2.9333 | Residential & Commercial | No
211387340 | Central HP <5.4 tons | CHAMPION HEATING AND COOLING | HRCU-A-CB (Split System: Heat Pump with Remote Outdoor Unit-Air-Source) | HMH72B341 |  |  | XAFC36DBCN1 | TM9V100C20MP12 | 34000 | 17.5 | 8.1 | 34000 | 24800 | 72.94% | 2.12 | 0 | 9.5 |  |  |  | No | R-410A | 2.8333 | Residential & Commercial | No
211387588 | Central HP <5.4 tons | CHAMPION HEATING AND COOLING | HRCU-A-CB (Split System: Heat Pump with Remote Outdoor Unit-Air-Source) | HMH72B341 |  |  | XAHC36DBCN1 | TM9V080C16MP12 | 33400 | 17 | 8.1 | 33200 | 23400 | 70.48% | 2.04 | 0 | 9.5 |  |  |  | No | R-410A | 2.7833 | Residential & Commercial | No
211387270 | Central HP <5.4 tons | CHAMPION HEATING AND COOLING | HRCU-A-CB (Split System: Heat Pump with Remote Outdoor Unit-Air-Source) | HMH72B341 |  |  | XAHC30CXXN1+TXV | TM9V100C20MP12 | 32800 | 17 | 8.1 | 33000 | 23200 | 70.3% | 2.02 | 0 | 9 |  |  |  | No | R-410A | 2.7333 | Residential & Commercial | No
211387304 | Central HP <5.4 tons | CHAMPION HEATING AND COOLING | HRCU-A-CB (Split System: Heat Pump with Remote Outdoor Unit-Air-Source) | HMH72B341 |  |  | XAFC36DXXN1+TXV | TM9V100C20MP12 | 34000 | 17.5 | 8.1 | 34000 | 24800 | 72.94% | 2.12 | 0 | 9.5 |  |  |  | No | R-410A | 2.8333 | Residential & Commercial | No
211395539 | Central HP <5.4 tons | COLEMAN | HRCU-A-CB (Split System: Heat Pump with Remote Outdoor Unit-Air-Source) | HMH72B341 |  |  | XAHC48FBCN1 | CP9C080B12MP13 | 32800 | 16 | 8.1 | 32200 | 23600 | 73.29% | 2.02 | 0 | 9 |  |  |  | No | R-410A | 2.7333 | Residential & Commercial | No
211395891 | Central HP <5.4 tons | COLEMAN | HRCU-A-CB (Split System: Heat Pump with Remote Outdoor Unit-Air-Source) | HMH72B341 |  |  | XAFC48FBCN1 | TP9C060B12MP13 | 33000 | 16.5 | 8.1 | 32400 | 24000 | 74.07% | 2.04 | 0 | 9 |  |  |  | No | R-410A | 2.75 | Residential & Commercial | No
213080514 | Central HP <5.4 tons | PAYNE HEATING AND COOLING | HRCU-A-CB (Split System: Heat Pump with Remote Outdoor Unit-Air-Source) | 38MURAQ36AB3* |  |  | CAP**3621AL* | PG95MSUA36040B** | 35000 | 15.2 | 8.1 | 39000 | 35400 | 90.77% | 1.82 | 0 | 9.5 |  |  |  | No | R-410A | 2.9167 | Residential & Commercial | No
213080646 | Central HP <5.4 tons | PAYNE HEATING AND COOLING | HRCU-A-CB (Split System: Heat Pump with Remote Outdoor Unit-Air-Source) | 38MURAQ36AB3* |  |  | CAP**3617AL* | PG95MSUA48060B** | 35200 | 15.5 | 8.1 | 39000 | 35200 | 90.26% | 1.84 | 0 | 9.5 |  |  |  | No | R-410A | 2.9333 | Residential & Commercial | No
212970643 | Central HP <5.4 tons | KEEPRITE | HRCU-A-CB (Split System: Heat Pump with Remote Outdoor Unit-Air-Source) | DLCURAH36ABK |  |  | EA*4X36L21A* | *80VSL0902120B* | 35000 | 16 | 8.1 | 38500 | 35200 | 91.43% | 1.82 | 0 | 9.5 |  |  |  | No | R-410A | 2.9167 | Residential & Commercial | No
215681399 | Central HP <5.4 tons | DAY & NIGHT | HRCU-A-CB (Split System: Heat Pump with Remote Outdoor Unit-Air-Source) | C5H0V48*K*AAA* |  |  | EA*5X60M24A*+WALLCON | *80CSU1002120B* | 45000 | 17.5 | 9 | 47500 | 33600 | 70.74% | 2.06 | 0 | 9.5 |  |  |  | No | R-454B | 3.75 | Residential & Commercial | No
215681749 | Central HP <5.4 tons | DAY & NIGHT | HRCU-A-CB (Split System: Heat Pump with Remote Outdoor Unit-Air-Source) | C5H0V48*K*AAA* |  |  | ESH5X60M12A*+WALLCON | *97CTN1202422A* | 45500 | 16.5 | 8.5 | 48000 | 33800 | 70.42% | 2.08 | 0 | 9.5 |  |  |  | No | R-454B | 3.7917 | Residential & Commercial | No
212989546 | Central HP <5.4 tons | SMART COMFORT | HRCU-A-CB (Split System: Heat Pump with Remote Outdoor Unit-Air-Source) | DLCURAH30ABK |  |  | EA*4X42L21A* | *95MSU0802120A* | 30000 | 15.2 | 8.1 | 34200 | 27600 | 80.7% | 1.8 | 0 | 9 |  |  |  | No | R-410A | 2.5 | Residential & Commercial | No
215682819 | Central HP <5.4 tons | DAY & NIGHT | HRCU-A-CB (Split System: Heat Pump with Remote Outdoor Unit-Air-Source) | C5H0V60*K*AAA* |  |  | EVM5X60M21A*+WALLCON | *80CSU0601716B* | 56000 | 18 | 8.5 | 60000 | 43000 | 71.67% | 2.12 | 0 | 9.5 |  |  |  | No | R-454B | 4.6667 | Residential & Commercial | No
215682919 | Central HP <5.4 tons | DAY & NIGHT | HRCU-A-CB (Split System: Heat Pump with Remote Outdoor Unit-Air-Source) | C5H0V60*K*AAA* |  |  | EVM5X60M24A*+WALLCON | *97CTN1202422A* | 56500 | 18.5 | 9 | 63000 | 44500 | 70.63% | 2.1 | 0 | 9 |  |  |  | No | R-454B | 4.7083 | Residential & Commercial | No
213076586 | Central HP <5.4 tons | PAYNE HEATING AND COOLING | HRCU-A-CB (Split System: Heat Pump with Remote Outdoor Unit-Air-Source) | 38MURAQ36AB3* |  |  | CAP**3617AL* | PG80VTLB48090B** | 34800 | 16 | 8.1 | 38500 | 35200 | 91.43% | 1.82 | 0 | 9.5 |  |  |  | No | R-410A | 2.9 | Residential & Commercial | No
212985289 | Central HP <5.4 tons | PAYNE HEATING AND COOLING | HRCU-A-CB (Split System: Heat Pump with Remote Outdoor Unit-Air-Source) | 38MURAQ30AB3* |  |  | CAP**4224AL* | PG92MSAA60100C** | 30200 | 15.2 | 8.1 | 34200 | 27400 | 80.12% | 1.8 | 0 | 9 |  |  |  | No | R-410A | 2.5167 | Residential & Commercial | No
212978523 | Central HP <5.4 tons | PAYNE HEATING AND COOLING | HRCU-A-CB (Split System: Heat Pump with Remote Outdoor Unit-Air-Source) | 38MURAQ30AB3* |  |  | CAP**3717AL* | PG80MS(A,L)A36070B** | 30200 | 15.2 | 8.1 | 33800 | 27000 | 79.88% | 1.82 | 0 | 9 |  |  |  | No | R-410A | 2.5167 | Residential & Commercial | No
213076051 | Central HP <5.4 tons | SMART COMFORT | HRCU-A-CB (Split System: Heat Pump with Remote Outdoor Unit-Air-Source) | DLCURAH30ABK |  |  | EA*4X42L24A* | *95MSU1002120A* | 29800 | 15.2 | 8.1 | 38000 | 27600 | 72.63% | 1.78 | 0 | 9 |  |  |  | No | R-410A | 2.4833 | Residential & Commercial | No
213073421 | Central HP <5.4 tons | ACIQ | HRCU-A-CB (Split System: Heat Pump with Remote Outdoor Unit-Air-Source) | DLCURAH30ABK |  |  | EA*4X43L21A* | *80ESU0401712A* | 31200 | 15.2 | 8.1 | 33400 | 26000 | 77.84% | 1.86 | 0 | 9 |  |  |  | No | R-410A | 2.6 | Residential & Commercial | No
213075275 | Central HP <5.4 tons | ACIQ | HRCU-A-CB (Split System: Heat Pump with Remote Outdoor Unit-Air-Source) | DLCURAH36ABK |  |  | EA*4X36L21A* | *92ESN0801716A* | 35200 | 16 | 8.1 | 39000 | 35200 | 90.26% | 1.82 | 0 | 9.5 |  |  |  | No | R-410A | 2.9333 | Residential & Commercial | No
214229432 | Central HP <5.4 tons | SMART COMFORT | HRCU-A-CB (Split System: Heat Pump with Remote Outdoor Unit-Air-Source) | DLCURAH36ABK |  |  | EA*4X42L24A* | *80MSU1002120A* | 35200 | 16 | 8.5 | 38500 | 35000 | 90.91% | 1.88 | 0 | 9.5 |  |  |  | No | R-410A | 2.9333 | Residential & Commercial | No
213080048 | Central HP <5.4 tons | SMART COMFORT | HRCU-A-CB (Split System: Heat Pump with Remote Outdoor Unit-Air-Source) | DLCURAH36ABK |  |  | EA*4X42L21A* | *96MSN0801716A* | 35400 | 15.5 | 8.1 | 38500 | 35200 | 91.43% | 1.88 | 0 | 9.5 |  |  |  | No | R-410A | 2.95 | Residential & Commercial | No
215681719 | Central HP <5.4 tons | DAY & NIGHT | HRCU-A-CB (Split System: Heat Pump with Remote Outdoor Unit-Air-Source) | C5H0V48*K*AAA* |  |  | ESH5X60M12A*+WALLCON | *97CTN0801716A* | 45000 | 16 | 8.5 | 48500 | 34200 | 70.52% | 1.94 | 0 | 9 |  |  |  | No | R-454B | 3.75 | Residential & Commercial | No
215681769 | Central HP <5.4 tons | DAY & NIGHT | HRCU-A-CB (Split System: Heat Pump with Remote Outdoor Unit-Air-Source) | C5H0V48*K*AAA* |  |  | EVM5X48M21A*+WALLCON | *80CSU0601716B* | 47000 | 18 | 9 | 50000 | 36400 | 72.8% | 2 | 0 | 9.5 |  |  |  | No | R-454B | 3.9167 | Residential & Commercial | No
215681357 | Central HP <5.4 tons | ARCOAIRE | HRCU-A-CB (Split System: Heat Pump with Remote Outdoor Unit-Air-Source) | H5H0V48*K*AAA* |  |  | EA*5X48M21A*+WALLCON | *97CTN0802120A* | 44000 | 17.5 | 9 | 48500 | 34200 | 70.52% | 2.06 | 0 | 9.5 |  |  |  | No | R-454B | 3.6667 | Residential & Commercial | No
211395993 | Central HP <5.4 tons | COLEMAN | HRCU-A-CB (Split System: Heat Pump with Remote Outdoor Unit-Air-Source) | HMH72B341 |  |  | XAFD48FBCN1 | TM9E100C16MP12 | 33400 | 17 | 8.5 | 32400 | 23600 | 72.84% | 2.06 | 0 | 9.5 |  |  |  | No | R-410A | 2.7833 | Residential & Commercial | No
215679357 | Central HP <5.4 tons | ARCOAIRE | HRCU-A-CB (Split System: Heat Pump with Remote Outdoor Unit-Air-Source) | H5H0V36*K*AAA* |  |  | EA*5X42M21A*+WALLCON | *80CSU0401712B* | 33200 | 17.5 | 8.5 | 35800 | 25600 | 71.51% | 1.86 | 0 | 9.5 |  |  |  | No | R-454B | 2.7667 | Residential & Commercial | No
215682797 | Central HP <5.4 tons | ARCOAIRE | HRCU-A-CB (Split System: Heat Pump with Remote Outdoor Unit-Air-Source) | H5H0V60*K*AAA* |  |  | EVM5X60M21A*+WALLCON | *96CTN0802120B* | 56500 | 18 | 9 | 64000 | 45000 | 70.31% | 2.06 | 0 | 9 |  |  |  | No | R-454B | 4.7083 | Residential & Commercial | No
213078042 | Central HP <5.4 tons | SMART COMFORT | HRCU-A-CB (Split System: Heat Pump with Remote Outdoor Unit-Air-Source) | DLCURAH36ABK |  |  | EA*4X36L17A* | *80MS(N,L)0701716A* | 35200 | 15.5 | 8.1 | 39000 | 35200 | 90.26% | 1.84 | 0 | 9.5 |  |  |  | No | R-410A | 2.9333 | Residential & Commercial | No
213076472 | Central HP <5.4 tons | SMART COMFORT | HRCU-A-CB (Split System: Heat Pump with Remote Outdoor Unit-Air-Source) | DLCURAH36ABK |  |  | EA*4X36L17A* | *80VTL0701716B* | 34800 | 15.5 | 8.1 | 38500 | 35200 | 91.43% | 1.82 | 0 | 9.5 |  |  |  | No | R-410A | 2.9 | Residential & Commercial | No
216411134 | Central HP <5.4 tons | CHAMPION HEATING AND COOLING | HRCU-A-CB (Split System: Heat Pump with Remote Outdoor Unit-Air-Source) | HMH72B341 |  |  | XAHC36DBCN1 | Z9ET080C16SMPS1 | 33800 | 17.5 | 8.5 | 34200 | 24000 | 70.18% | 2.04 | 0 | 9.5 |  |  |  | No | R-410A | 2.8167 | Residential & Commercial | No
216411154 | Central HP <5.4 tons | CHAMPION HEATING AND COOLING | HRCU-A-CB (Split System: Heat Pump with Remote Outdoor Unit-Air-Source) | HMH72B341 |  |  | XAHB36DBCN1 | Z9ET040A10SMPS1 | 32600 | 17.5 | 8.5 | 32800 | 23000 | 70.12% | 1.96 | 0 | 9.5 |  |  |  | No | R-410A | 2.7167 | Residential & Commercial | No
211391642 | Central HP <5.4 tons | COLEMAN | HRCU-A-CB (Split System: Heat Pump with Remote Outdoor Unit-Air-Source) | HMH72B341 |  |  | XAHC30CXXN1+TXV | TMLE100B12MP11 | 32000 | 17.5 | 8.1 | 32600 | 23000 | 70.55% | 1.98 | 0 | 9.5 |  |  |  | No | R-410A | 2.6667 | Residential & Commercial | No
211392162 | Central HP <5.4 tons | COLEMAN | HRCU-A-CB (Split System: Heat Pump with Remote Outdoor Unit-Air-Source) | HMH72B341 |  |  | XAHC36DBCN1 | TM8E080B12MP11 | 33400 | 17.5 | 8.1 | 33200 | 23400 | 70.48% | 2.02 | 0 | 9.5 |  |  |  | No | R-410A | 2.7833 | Residential & Commercial | No
213075267 | Central HP <5.4 tons | ACIQ | HRCU-A-CB (Split System: Heat Pump with Remote Outdoor Unit-Air-Source) | DLCURAH36ABK |  |  | EA*4X36L21A* | *95ESN0802120A* | 35800 | 15.5 | 8.1 | 39500 | 35400 | 89.62% | 1.84 | 0 | 9.5 |  |  |  | No | R-410A | 2.9833 | Residential & Commercial | No
215389778 | Central HP <5.4 tons | ARCOAIRE | HRCU-A-CB (Split System: Heat Pump with Remote Outdoor Unit-Air-Source) | DLCURAH36ABK |  |  | EA*4X36L17A* | *96VTN0601716B* | 34800 | 15.2 | 8.1 | 38500 | 35200 | 91.43% | 1.8 | 0 | 9.5 |  |  |  | No | R-410A | 2.9 | Residential & Commercial | No
212383005 | Central HP <5.4 tons | SMART COMFORT | HRCU-A-CB (Split System: Heat Pump with Remote Outdoor Unit-Air-Source) | DLCURAH36ABK |  |  | EA*4X36L17A* | *80ES(N,L)0901714A* | 35600 | 15.5 | 8.1 | 39500 | 35200 | 89.11% | 1.84 | 0 | 9.5 |  |  |  | No | R-410A | 2.9667 | Residential & Commercial | No
213075246 | Central HP <5.4 tons | ACIQ | HRCU-A-CB (Split System: Heat Pump with Remote Outdoor Unit-Air-Source) | DLCURAH36ABK |  |  | EA*4X36L17A* | *80ES(N,L)0901714A* | 35600 | 15.5 | 8.1 | 39500 | 35200 | 89.11% | 1.84 | 0 | 9.5 |  |  |  | No | R-410A | 2.9667 | Residential & Commercial | No
213075256 | Central HP <5.4 tons | ACIQ | HRCU-A-CB (Split System: Heat Pump with Remote Outdoor Unit-Air-Source) | DLCURAH36ABK |  |  | EA*4X36L21A* | *96VSN0802120A* | 35400 | 16 | 8.1 | 39500 | 35200 | 89.11% | 1.82 | 0 | 9.5 |  |  |  | No | R-410A | 2.95 | Residential & Commercial | No
212970663 | Central HP <5.4 tons | KEEPRITE | HRCU-A-CB (Split System: Heat Pump with Remote Outdoor Unit-Air-Source) | DLCURAH36ABK |  |  | EA*4X42L21A* | *80VSL0902120B* | 35200 | 16 | 8.1 | 38500 | 35000 | 90.91% | 1.88 | 0 | 9.5 |  |  |  | No | R-410A | 2.9333 | Residential & Commercial | No
215683177 | Central HP <5.4 tons | ARCOAIRE | HRCU-A-CB (Split System: Heat Pump with Remote Outdoor Unit-Air-Source) | H5H0V60*K*AAA* |  |  | EVD5X61M21A*+WALLCON | *97CTN1002122A* | 57500 | 18.5 | 9 | 64000 | 45000 | 70.31% | 2.06 | 0 | 9 |  |  |  | No | R-454B | 4.7917 | Residential & Commercial | No
211388378 | Central HP <5.4 tons | CHAMPION HEATING AND COOLING | HRCU-A-CB (Split System: Heat Pump with Remote Outdoor Unit-Air-Source) | HMH72B341 |  |  | XAUB36DXXN1+TXV | TP9C060B12MP13 | 33800 | 17 | 8.5 | 33400 | 23800 | 71.26% | 2.04 | 0 | 9.5 |  |  |  | No | R-410A | 2.8167 | Residential & Commercial | No
211387826 | Central HP <5.4 tons | CHAMPION HEATING AND COOLING | HRCU-A-CB (Split System: Heat Pump with Remote Outdoor Unit-Air-Source) | HMH72B341 |  |  | XAFC36DBCN1 | TM9V080B12MP12 | 34000 | 17 | 8.1 | 34000 | 24400 | 71.76% | 2.06 | 0 | 9.5 |  |  |  | No | R-410A | 2.8333 | Residential & Commercial | No
211387693 | Central HP <5.4 tons | CHAMPION HEATING AND COOLING | HRCU-A-CB (Split System: Heat Pump with Remote Outdoor Unit-Air-Source) | HMH72B341 |  |  | XAHC36DXXN1+TXV | TP9C080B12MP13 | 33200 | 17 | 8.1 | 33200 | 23400 | 70.48% | 2.02 | 0 | 9.5 |  |  |  | No | R-410A | 2.7667 | Residential & Commercial | No
212980223 | Central HP <5.4 tons | BRYANT HEATING AND COOLING SYSTEMS | HRCU-A-CB (Split System: Heat Pump with Remote Outdoor Unit-Air-Source) | 38MURAQ30AB3* |  |  | CAP**4321AL* | 8(0,1)*SB48090M21*** | 30600 | 15.2 | 8.1 | 33400 | 26400 | 79.04% | 1.86 | 0 | 9 |  |  |  | No | R-410A | 2.55 | Residential & Commercial | No
212980542 | Central HP <5.4 tons | BRYANT HEATING AND COOLING SYSTEMS | HRCU-A-CB (Split System: Heat Pump with Remote Outdoor Unit-Air-Source) | 38MURAQ30AB3* |  |  | CAP**4321AL* | 8(0,1)*SB60090M21*** | 30800 | 15.2 | 8.5 | 33600 | 26400 | 78.57% | 1.86 | 0 | 9 |  |  |  | No | R-410A | 2.5667 | Residential & Commercial | No
212978555 | Central HP <5.4 tons | BRYANT HEATING AND COOLING SYSTEMS | HRCU-A-CB (Split System: Heat Pump with Remote Outdoor Unit-Air-Source) | 38MURAQ30AB3* |  |  | CAP**4321AL* | 8(0,1)*SB36070M17*** | 30600 | 15.2 | 8.1 | 33400 | 26400 | 79.04% | 1.86 | 0 | 9 |  |  |  | No | R-410A | 2.55 | Residential & Commercial | No
215681477 | Central HP <5.4 tons | ARCOAIRE | HRCU-A-CB (Split System: Heat Pump with Remote Outdoor Unit-Air-Source) | H5H0V48*K*AAA* |  |  | EA*5X61M21A*+WALLCON | *80CSU1002120B* | 46000 | 17.5 | 9 | 47500 | 33600 | 70.74% | 2.06 | 0 | 9.5 |  |  |  | No | R-454B | 3.8333 | Residential & Commercial | No
215681767 | Central HP <5.4 tons | ARCOAIRE | HRCU-A-CB (Split System: Heat Pump with Remote Outdoor Unit-Air-Source) | H5H0V48*K*AAA* |  |  | EVM5X48M21A*+WALLCON | *80CSU0601716B* | 47000 | 18 | 9 | 50000 | 36400 | 72.8% | 2 | 0 | 9.5 |  |  |  | No | R-454B | 3.9167 | Residential & Commercial | No
215682889 | Central HP <5.4 tons | DAY & NIGHT | HRCU-A-CB (Split System: Heat Pump with Remote Outdoor Unit-Air-Source) | C5H0V60*K*AAA* |  |  | EVM5X60M24A*+WALLCON | *80CSU1002120B* | 57000 | 18 | 9 | 63000 | 44500 | 70.63% | 2.08 | 0 | 9 |  |  |  | No | R-454B | 4.75 | Residential & Commercial | No
211386159 | Central HP <5.4 tons | CHAMPION HEATING AND COOLING | HRCU-A-CB (Split System: Heat Pump with Remote Outdoor Unit-Air-Source) | HMH72B341 |  |  | XAFC48FBCN1 | TL9E100C20UH11 | 34000 | 15.5 | 8.5 | 32400 | 23800 | 73.46% | 2.08 | 0 | 9.5 |  |  |  | No | R-410A | 2.8333 | Residential & Commercial | No
211390073 | Central HP <5.4 tons | COLEMAN | HRCU-A-CB (Split System: Heat Pump with Remote Outdoor Unit-Air-Source) | HMH72B341 |  |  | XAHC30CXXN1+TXV | TM8V100C16MP12 | 32400 | 17 | 8.1 | 32400 | 22800 | 70.37% | 2 | 0 | 9.5 |  |  |  | No | R-410A | 2.7 | Residential & Commercial | No
215683089 | Central HP <5.4 tons | DAY & NIGHT | HRCU-A-CB (Split System: Heat Pump with Remote Outdoor Unit-Air-Source) | C5H0V60*K*AAA* |  |  | EVD5X60M24A*+WALLCON | *97CTN0802120A* | 56500 | 18 | 9 | 63500 | 44500 | 70.08% | 2.08 | 0 | 9 |  |  |  | No | R-454B | 4.7083 | Residential & Commercial | No
215683139 | Central HP <5.4 tons | DAY & NIGHT | HRCU-A-CB (Split System: Heat Pump with Remote Outdoor Unit-Air-Source) | C5H0V60*K*AAA* |  |  | EVD5X61M21A*+WALLCON | *80CSU0601716B* | 56500 | 18 | 9 | 61000 | 43500 | 71.31% | 2.1 | 0 | 9.5 |  |  |  | No | R-454B | 4.7083 | Residential & Commercial | No
213073390 | Central HP <5.4 tons | ACIQ | HRCU-A-CB (Split System: Heat Pump with Remote Outdoor Unit-Air-Source) | DLCURAH30ABK |  |  | EA*4X42L24A* | *96VTN0802120A* | 29600 | 15.2 | 8.1 | 33600 | 27400 | 81.55% | 1.78 | 0 | 9 |  |  |  | No | R-410A | 2.4667 | Residential & Commercial | No
211226315 | Central HP <5.4 tons | BRYANT HEATING AND COOLING SYSTEMS | HRCU-A-CB (Split System: Heat Pump with Remote Outdoor Unit-Air-Source) | 38MURAQ36AB3* |  |  | CAP**3621AL* | 82*TA48090V17*** | 35400 | 16 | 8.1 | 39500 | 35200 | 89.11% | 1.82 | 0 | 9.5 |  |  |  | No | R-410A | 2.95 | Residential & Commercial | No
211388323 | Central HP <5.4 tons | CHAMPION HEATING AND COOLING | HRCU-A-CB (Split System: Heat Pump with Remote Outdoor Unit-Air-Source) | HMH72B341 |  |  | XAFB36DXXN1+TXV | TP9C060B12MP13 | 33800 | 17 | 8.5 | 33400 | 23800 | 71.26% | 2.04 | 0 | 9.5 |  |  |  | No | R-410A | 2.8167 | Residential & Commercial | No
211388418 | Central HP <5.4 tons | CHAMPION HEATING AND COOLING | HRCU-A-CB (Split System: Heat Pump with Remote Outdoor Unit-Air-Source) | HMH72B341 |  |  | XAFB30CXXN1+TXV | TP9C060B12MP13 | 32600 | 17 | 8.1 | 33600 | 23600 | 70.24% | 2.02 | 0 | 9.5 |  |  |  | No | R-410A | 2.7167 | Residential & Commercial | No
211390103 | Central HP <5.4 tons | COLEMAN | HRCU-A-CB (Split System: Heat Pump with Remote Outdoor Unit-Air-Source) | HMH72B341 |  |  | XAHC30CXXN1+TXV | TMLV100C16MP12 | 32400 | 17 | 8.1 | 32400 | 22800 | 70.37% | 2 | 0 | 9.5 |  |  |  | No | R-410A | 2.7 | Residential & Commercial | No
211390875 | Central HP <5.4 tons | COLEMAN | HRCU-A-CB (Split System: Heat Pump with Remote Outdoor Unit-Air-Source) | HMH72B341 |  |  | XAHB36DXXN1+TXV | TMLV060A12MP12 | 33400 | 16.5 | 8.1 | 33600 | 23800 | 70.83% | 2.02 | 0 | 9.5 |  |  |  | No | R-410A | 2.7833 | Residential & Commercial | No
214229281 | Central HP <5.4 tons | ARCOAIRE | HRCU-A-CB (Split System: Heat Pump with Remote Outdoor Unit-Air-Source) | DLCURAH36ABK |  |  | EA*4X36L17A* | *80MSU0601716A* | 34800 | 16 | 8.1 | 38500 | 35200 | 91.43% | 1.82 | 0 | 9.5 |  |  |  | No | R-410A | 2.9 | Residential & Commercial | No
211392448 | Central HP <5.4 tons | COLEMAN | HRCU-A-CB (Split System: Heat Pump with Remote Outdoor Unit-Air-Source) | HMH72B341 |  |  | XAUB36DXXN1+TXV | TMLE080B12MP11 | 34000 | 18 | 8.1 | 34000 | 24400 | 71.76% | 2.06 | 0 | 9.5 |  |  |  | No | R-410A | 2.8333 | Residential & Commercial | No
211387846 | Central HP <5.4 tons | CHAMPION HEATING AND COOLING | HRCU-A-CB (Split System: Heat Pump with Remote Outdoor Unit-Air-Source) | HMH72B341 |  |  | XAFC30CXXN1+TXV | TM9V080B12MP12 | 32800 | 17 | 8.1 | 33600 | 23600 | 70.24% | 2.02 | 0 | 9.5 |  |  |  | No | R-410A | 2.7333 | Residential & Commercial | No
211388227 | Central HP <5.4 tons | CHAMPION HEATING AND COOLING | HRCU-A-CB (Split System: Heat Pump with Remote Outdoor Unit-Air-Source) | HMH72B341 |  |  | XAFC36DXXN1+TXV | TP9C060B12MP13 | 34000 | 17.5 | 8.1 | 34000 | 24200 | 71.18% | 2.06 | 0 | 9.5 |  |  |  | No | R-410A | 2.8333 | Residential & Commercial | No
211386191 | Central HP <5.4 tons | CHAMPION HEATING AND COOLING | HRCU-A-CB (Split System: Heat Pump with Remote Outdoor Unit-Air-Source) | HMH72B341 |  |  | XAHD48FXXN1+TXV | TL9E080C16UH11 | 33200 | 16 | 8.1 | 32400 | 23600 | 72.84% | 2.04 | 0 | 9 |  |  |  | No | R-410A | 2.7667 | Residential & Commercial | No
211387257 | Central HP <5.4 tons | CHAMPION HEATING AND COOLING | HRCU-A-CB (Split System: Heat Pump with Remote Outdoor Unit-Air-Source) | HMH72B341 |  |  | XAUB30CXXN1+TXV | TM9Y060B12MP11 | 32600 | 17.5 | 8.1 | 34000 | 23800 | 70% | 2 | 0 | 9.5 |  |  |  | No | R-410A | 2.7167 | Residential & Commercial | No
211387725 | Central HP <5.4 tons | CHAMPION HEATING AND COOLING | HRCU-A-CB (Split System: Heat Pump with Remote Outdoor Unit-Air-Source) | HMH72B341 |  |  | XAHC30CXXN1+TXV | TM9V080B12MP12 | 32000 | 16.5 | 8.1 | 33000 | 23200 | 70.3% | 1.98 | 0 | 9 |  |  |  | No | R-410A | 2.6667 | Residential & Commercial | No
211386610 | Central HP <5.4 tons | CHAMPION HEATING AND COOLING | HRCU-A-CB (Split System: Heat Pump with Remote Outdoor Unit-Air-Source) | HMH72B341 |  |  | XAHC48FBCN1+JMET12CS2N1 |  | 33800 | 17.5 | 8.5 | 32000 | 23400 | 73.12% | 2.08 | 0 | 9.5 |  |  |  | No | R-410A | 2.8167 | Residential & Commercial | No
211386814 | Central HP <5.4 tons | CHAMPION HEATING AND COOLING | HRCU-A-CB (Split System: Heat Pump with Remote Outdoor Unit-Air-Source) | HMH72B341 |  |  | XAHC36DBCN1 | TM9Y080C16MP11 | 33800 | 16.5 | 8.1 | 33600 | 24000 | 71.43% | 2.04 | 0 | 9.5 |  |  |  | No | R-410A | 2.8167 | Residential & Commercial | No
215674104 | Central HP <5.4 tons | CARRIER | HRCU-A-CB (Split System: Heat Pump with Remote Outdoor Unit-Air-Source) | 27VNA048A*030* |  |  | CAA**4821AM*+UI | 59MN7C080C17**14 | 44000 | 17 | 9 | 49000 | 34600 | 70.61% | 2.04 | 0 | 9 |  |  |  | No | R-454B | 3.6667 | Residential & Commercial | No
211396024 | Central HP <5.4 tons | COLEMAN | HRCU-A-CB (Split System: Heat Pump with Remote Outdoor Unit-Air-Source) | HMH72B341 |  |  | XAFC48FBCN1 | TM9E100C16MP12 | 33400 | 17 | 8.5 | 32400 | 23600 | 72.84% | 2.06 | 0 | 9.5 |  |  |  | No | R-410A | 2.7833 | Residential & Commercial | No
211396643 | Central HP <5.4 tons | COLEMAN | HRCU-A-CB (Split System: Heat Pump with Remote Outdoor Unit-Air-Source) | HMH72B341 |  |  | XAFC48FXXN1+TXV | TM8Y100C20MP11 | 34000 | 16.5 | 8.5 | 33000 | 24200 | 73.33% | 2.1 | 0 | 9.5 |  |  |  | No | R-410A | 2.8333 | Residential & Commercial | No
211396659 | Central HP <5.4 tons | COLEMAN | HRCU-A-CB (Split System: Heat Pump with Remote Outdoor Unit-Air-Source) | HMH72B341 |  |  | XAFC48FBCN1 | TM8Y120C20MP11 | 34000 | 16.5 | 8.5 | 33000 | 24200 | 73.33% | 2.1 | 0 | 9.5 |  |  |  | No | R-410A | 2.8333 | Residential & Commercial | No
211387023 | Central HP <5.4 tons | CHAMPION HEATING AND COOLING | HRCU-A-CB (Split System: Heat Pump with Remote Outdoor Unit-Air-Source) | HMH72B341 |  |  | XAFB36DBCN1 | TM9Y080B12MP11 | 33600 | 17.5 | 8.5 | 33400 | 23600 | 70.66% | 2.04 | 0 | 9.5 |  |  |  | No | R-410A | 2.8 | Residential & Commercial | No
211388309 | Central HP <5.4 tons | CHAMPION HEATING AND COOLING | HRCU-A-CB (Split System: Heat Pump with Remote Outdoor Unit-Air-Source) | HMH72B341 |  |  | XAFB36DXXN1+TXV | TM9V060B12MP12 | 33800 | 17 | 8.5 | 33400 | 23800 | 71.26% | 2.04 | 0 | 9.5 |  |  |  | No | R-410A | 2.8167 | Residential & Commercial | No
211391575 | Central HP <5.4 tons | COLEMAN | HRCU-A-CB (Split System: Heat Pump with Remote Outdoor Unit-Air-Source) | HMH72B341 |  |  | XAHC36DXXN1+TXV | TM8E100B12MP11 | 33400 | 17.5 | 8.1 | 33000 | 23400 | 70.91% | 2.02 | 0 | 9.5 |  |  |  | No | R-410A | 2.7833 | Residential & Commercial | No
211391657 | Central HP <5.4 tons | COLEMAN | HRCU-A-CB (Split System: Heat Pump with Remote Outdoor Unit-Air-Source) | HMH72B341 |  |  | XAHB36DXXN1+TXV | TM8E100B12MP11 | 33200 | 17.5 | 8.1 | 33000 | 23400 | 70.91% | 2.02 | 0 | 9.5 |  |  |  | No | R-410A | 2.7667 | Residential & Commercial | No
215669102 | Central HP <5.4 tons | CARRIER | HRCU-A-CB (Split System: Heat Pump with Remote Outdoor Unit-Air-Source) | 27VNA036A*030* |  |  | CAA**4821AM*+UI | 58CU*A060C17**16 | 33800 | 18 | 9 | 35000 | 25200 | 72% | 1.88 | 0 | 9.5 |  |  |  | No | R-454B | 2.8167 | Residential & Commercial | No
211392292 | Central HP <5.4 tons | COLEMAN | HRCU-A-CB (Split System: Heat Pump with Remote Outdoor Unit-Air-Source) | HMH72B341 |  |  | XAFC36DXXN1+TXV | TM8E080B12MP11 | 34000 | 18 | 8.1 | 34000 | 24400 | 71.76% | 2.06 | 0 | 9.5 |  |  |  | No | R-410A | 2.8333 | Residential & Commercial | No
211387973 | Central HP <5.4 tons | CHAMPION HEATING AND COOLING | HRCU-A-CB (Split System: Heat Pump with Remote Outdoor Unit-Air-Source) | HMH72B341 |  |  | XAFB30CXXN1+TXV | TM9V080B12MP12 | 32800 | 17 | 8.1 | 33600 | 23600 | 70.24% | 2.02 | 0 | 9.5 |  |  |  | No | R-410A | 2.7333 | Residential & Commercial | No
211388275 | Central HP <5.4 tons | CHAMPION HEATING AND COOLING | HRCU-A-CB (Split System: Heat Pump with Remote Outdoor Unit-Air-Source) | HMH72B341 |  |  | XAFC30CXXN1+TXV | TM9V060B12MP12 | 32600 | 17 | 8.1 | 33600 | 23600 | 70.24% | 2.02 | 0 | 9.5 |  |  |  | No | R-410A | 2.7167 | Residential & Commercial | No
211397011 | Central HP <5.4 tons | COLEMAN | HRCU-A-CB (Split System: Heat Pump with Remote Outdoor Unit-Air-Source) | HMH72B341 |  |  | XAFC48FBCN1 | TM8Y080B12MP11 | 33200 | 17 | 8.5 | 32200 | 23600 | 73.29% | 2.04 | 0 | 9.5 |  |  |  | No | R-410A | 2.7667 | Residential & Commercial | No
211397477 | Central HP <5.4 tons | COLEMAN | HRCU-A-CB (Split System: Heat Pump with Remote Outdoor Unit-Air-Source) | HMH72B341 |  |  | XAHC48FBCN1 | TPLC080C16MP13 | 33600 | 16.5 | 8.5 | 32400 | 23800 | 73.46% | 2.06 | 0 | 9 |  |  |  | No | R-410A | 2.8 | Residential & Commercial | No
211397594 | Central HP <5.4 tons | COLEMAN | HRCU-A-CB (Split System: Heat Pump with Remote Outdoor Unit-Air-Source) | HMH72B341 |  |  | XAFD48FXXN1+TXV | CPLC080C16MP13 | 34000 | 16.5 | 8.5 | 33000 | 24400 | 73.94% | 2.1 | 0 | 9 |  |  |  | No | R-410A | 2.8333 | Residential & Commercial | No
213073403 | Central HP <5.4 tons | ACIQ | HRCU-A-CB (Split System: Heat Pump with Remote Outdoor Unit-Air-Source) | DLCURAH30ABK |  |  | EA*4X42L24A* | *80ES(N,L)1552420A* | 29800 | 15.2 | 8.1 | 33800 | 27200 | 80.47% | 1.78 | 0 | 9 |  |  |  | No | R-410A | 2.4833 | Residential & Commercial | No
211397126 | Central HP <5.4 tons | COLEMAN | HRCU-A-CB (Split System: Heat Pump with Remote Outdoor Unit-Air-Source) | HMH72B341 |  |  | XAHC48FBCN1 | TM8V120C20MP12 | 33800 | 16.5 | 8.5 | 32400 | 23800 | 73.46% | 2.06 | 0 | 9 |  |  |  | No | R-410A | 2.8167 | Residential & Commercial | No
211397310 | Central HP <5.4 tons | COLEMAN | HRCU-A-CB (Split System: Heat Pump with Remote Outdoor Unit-Air-Source) | HMH72B341 |  |  | XAHD48FBCN1 | TMLV100C16MP12 | 33600 | 16 | 8.5 | 32400 | 23800 | 73.46% | 2.06 | 0 | 9 |  |  |  | No | R-410A | 2.8 | Residential & Commercial | No
211387685 | Central HP <5.4 tons | CHAMPION HEATING AND COOLING | HRCU-A-CB (Split System: Heat Pump with Remote Outdoor Unit-Air-Source) | HMH72B341 |  |  | XAHC36DXXN1+TXV | TM9V080B12MP12 | 33200 | 17 | 8.1 | 33200 | 23400 | 70.48% | 2.02 | 0 | 9.5 |  |  |  | No | R-410A | 2.7667 | Residential & Commercial | No
211388241 | Central HP <5.4 tons | CHAMPION HEATING AND COOLING | HRCU-A-CB (Split System: Heat Pump with Remote Outdoor Unit-Air-Source) | HMH72B341 |  |  | XAFC36DBCN1 | TM9V060B12MP12 | 34000 | 17.5 | 8.1 | 34000 | 24200 | 71.18% | 2.06 | 0 | 9.5 |  |  |  | No | R-410A | 2.8333 | Residential & Commercial | No
211387130 | Central HP <5.4 tons | CHAMPION HEATING AND COOLING | HRCU-A-CB (Split System: Heat Pump with Remote Outdoor Unit-Air-Source) | HMH72B341 |  |  | XAHB36DBCN1 | TM9Y060B12MP11 | 33000 | 17 | 8.1 | 33200 | 23400 | 70.48% | 1.98 | 0 | 9.5 |  |  |  | No | R-410A | 2.75 | Residential & Commercial | No
211387773 | Central HP <5.4 tons | CHAMPION HEATING AND COOLING | HRCU-A-CB (Split System: Heat Pump with Remote Outdoor Unit-Air-Source) | HMH72B341 |  |  | XAHB36DBCN1 | TP9C080B12MP13 | 33200 | 16.5 | 8.1 | 33400 | 23600 | 70.66% | 2 | 0 | 9.5 |  |  |  | No | R-410A | 2.7667 | Residential & Commercial | No
211387078 | Central HP <5.4 tons | CHAMPION HEATING AND COOLING | HRCU-A-CB (Split System: Heat Pump with Remote Outdoor Unit-Air-Source) | HMH72B341 |  |  | XAHC36DXXN1+TXV | TM9Y060B12MP11 | 33200 | 17.5 | 8.1 | 33400 | 23600 | 70.66% | 2 | 0 | 9.5 |  |  |  | No | R-410A | 2.7667 | Residential & Commercial | No
211387805 | Central HP <5.4 tons | CHAMPION HEATING AND COOLING | HRCU-A-CB (Split System: Heat Pump with Remote Outdoor Unit-Air-Source) | HMH72B341 |  |  | XAFC36DXXN1+TXV | TM9V080B12MP12 | 34000 | 17 | 8.1 | 34000 | 24400 | 71.76% | 2.06 | 0 | 9.5 |  |  |  | No | R-410A | 2.8333 | Residential & Commercial | No
211386828 | Central HP <5.4 tons | CHAMPION HEATING AND COOLING | HRCU-A-CB (Split System: Heat Pump with Remote Outdoor Unit-Air-Source) | HMH72B341 |  |  | XAHC30CXXN1+TXV | TM9Y080C16MP11 | 32400 | 17.5 | 8.1 | 33000 | 23200 | 70.3% | 2 | 0 | 9.5 |  |  |  | No | R-410A | 2.7 | Residential & Commercial | No
211386869 | Central HP <5.4 tons | CHAMPION HEATING AND COOLING | HRCU-A-CB (Split System: Heat Pump with Remote Outdoor Unit-Air-Source) | HMH72B341 |  |  | XAFC30CXXN1+TXV | TM9Y080C16MP11 | 33200 | 18 | 8.1 | 33600 | 23600 | 70.24% | 2.04 | 0 | 9.5 |  |  |  | No | R-410A | 2.7667 | Residential & Commercial | No
211386996 | Central HP <5.4 tons | CHAMPION HEATING AND COOLING | HRCU-A-CB (Split System: Heat Pump with Remote Outdoor Unit-Air-Source) | HMH72B341 |  |  | XAFC30CXXN1+TXV | TM9Y080B12MP11 | 32800 | 17.5 | 8.1 | 34000 | 23800 | 70% | 2.02 | 0 | 9.5 |  |  |  | No | R-410A | 2.7333 | Residential & Commercial | No
211392193 | Central HP <5.4 tons | COLEMAN | HRCU-A-CB (Split System: Heat Pump with Remote Outdoor Unit-Air-Source) | HMH72B341 |  |  | XAHC30CXXN1+TXV | TM8E080B12MP11 | 32200 | 17 | 8.1 | 33000 | 23200 | 70.3% | 1.98 | 0 | 9 |  |  |  | No | R-410A | 2.6833 | Residential & Commercial | No
211392379 | Central HP <5.4 tons | COLEMAN | HRCU-A-CB (Split System: Heat Pump with Remote Outdoor Unit-Air-Source) | HMH72B341 |  |  | XAFB36DXXN1+TXV | TM8E080B12MP11 | 34000 | 18 | 8.1 | 34000 | 24400 | 71.76% | 2.06 | 0 | 9.5 |  |  |  | No | R-410A | 2.8333 | Residential & Commercial | No
211392418 | Central HP <5.4 tons | COLEMAN | HRCU-A-CB (Split System: Heat Pump with Remote Outdoor Unit-Air-Source) | HMH72B341 |  |  | XAUB36DXXN1+TXV | TM8E080B12MP11 | 34000 | 18 | 8.1 | 34000 | 24400 | 71.76% | 2.06 | 0 | 9.5 |  |  |  | No | R-410A | 2.8333 | Residential & Commercial | No
211392504 | Central HP <5.4 tons | COLEMAN | HRCU-A-CB (Split System: Heat Pump with Remote Outdoor Unit-Air-Source) | HMH72B341 |  |  | XAUB30CXXN1+TXV | TMLE080B12MP11 | 32800 | 17.5 | 8.1 | 34000 | 23800 | 70% | 2.02 | 0 | 9.5 |  |  |  | No | R-410A | 2.7333 | Residential & Commercial | No
211385985 | Central HP <5.4 tons | CHAMPION HEATING AND COOLING | HRCU-A-CB (Split System: Heat Pump with Remote Outdoor Unit-Air-Source) | HMH72B341 |  |  | XAFC48FXXN1+TXV | TMLE080B12MP11 | 33400 | 17 | 8.5 | 32400 | 23800 | 73.46% | 2.04 | 0 | 9 |  |  |  | No | R-410A | 2.7833 | Residential & Commercial | No
211386478 | Central HP <5.4 tons | CHAMPION HEATING AND COOLING | HRCU-A-CB (Split System: Heat Pump with Remote Outdoor Unit-Air-Source) | HMH72B341 |  |  | XAHD48FXXN1+TXV | TL8E080C16UH11 | 33600 | 16 | 8.1 | 32600 | 24200 | 74.23% | 2.04 | 0 | 9 |  |  |  | No | R-410A | 2.8 | Residential & Commercial | No
211386689 | Central HP <5.4 tons | CHAMPION HEATING AND COOLING | HRCU-A-CB (Split System: Heat Pump with Remote Outdoor Unit-Air-Source) | HMH72B341 |  |  | XAHC36DXXN1+TXV | TM9Y100C20MP11 | 34000 | 15.5 | 8.1 | 34000 | 24400 | 71.76% | 2.06 | 0 | 9.5 |  |  |  | No | R-410A | 2.8333 | Residential & Commercial | No
211386755 | Central HP <5.4 tons | CHAMPION HEATING AND COOLING | HRCU-A-CB (Split System: Heat Pump with Remote Outdoor Unit-Air-Source) | HMH72B341 |  |  | XAFC36DXXN1+TXV | TM9Y100C16MP11 | 34000 | 17 | 8.1 | 34000 | 24400 | 71.76% | 2.08 | 0 | 9.5 |  |  |  | No | R-410A | 2.8333 | Residential & Commercial | No
211386635 | Central HP <5.4 tons | CHAMPION HEATING AND COOLING | HRCU-A-CB (Split System: Heat Pump with Remote Outdoor Unit-Air-Source) | HMH72B341 |  |  | XAFC48FBCN1+JMET12CS2N1 |  | 34000 | 17.5 | 8.5 | 32600 | 23800 | 73.01% | 2.12 | 0 | 9.5 |  |  |  | No | R-410A | 2.8333 | Residential & Commercial | No
215681359 | Central HP <5.4 tons | DAY & NIGHT | HRCU-A-CB (Split System: Heat Pump with Remote Outdoor Unit-Air-Source) | C5H0V48*K*AAA* |  |  | EA*5X48M21A*+WALLCON | *97CTN0802120A* | 44000 | 17.5 | 9 | 48500 | 34200 | 70.52% | 2.06 | 0 | 9.5 |  |  |  | No | R-454B | 3.6667 | Residential & Commercial | No
211227924 | Central HP <5.4 tons | SMART COMFORT | HRCU-A-CB (Split System: Heat Pump with Remote Outdoor Unit-Air-Source) | DLCURAH36ABK |  |  | EA*4X42L24A* | *80VTL0902120A* | 35000 | 16 | 8.1 | 38500 | 35000 | 90.91% | 1.86 | 0 | 9.5 |  |  |  | No | R-410A | 2.9167 | Residential & Commercial | No
215669122 | Central HP <5.4 tons | CARRIER | HRCU-A-CB (Split System: Heat Pump with Remote Outdoor Unit-Air-Source) | 27VNA036A*030* |  |  | CAA**4821AM*+UI | 58TN*B045C17**12 | 33400 | 17.5 | 9 | 35200 | 25400 | 72.16% | 1.88 | 0 | 9.5 |  |  |  | No | R-454B | 2.7833 | Residential & Commercial | No
215670176 | Central HP <5.4 tons | CARRIER | HRCU-A-CB (Split System: Heat Pump with Remote Outdoor Unit-Air-Source) | 27VNA036A*030* |  |  | CSAH*4812AM*+UI | 58TN*B070C17**16 | 34000 | 16.5 | 8.5 | 35600 | 25400 | 71.35% | 1.78 | 0 | 9.5 |  |  |  | No | R-454B | 2.8333 | Residential & Commercial | No
215670226 | Central HP <5.4 tons | CARRIER | HRCU-A-CB (Split System: Heat Pump with Remote Outdoor Unit-Air-Source) | 27VNA036A*030* |  |  | CSAH*4812AM*+UI | 58TN*B135C24**22 | 34200 | 17 | 8.5 | 35400 | 25200 | 71.19% | 1.9 | 0 | 9.5 |  |  |  | No | R-454B | 2.85 | Residential & Commercial | No
215670276 | Central HP <5.4 tons | CARRIER | HRCU-A-CB (Split System: Heat Pump with Remote Outdoor Unit-Air-Source) | 27VNA036A*030* |  |  | CSAH*4812AM*+UI | 59MN7C060C21**20 | 34000 | 16.5 | 8.5 | 35600 | 25400 | 71.35% | 1.76 | 0 | 9.5 |  |  |  | No | R-454B | 2.8333 | Residential & Commercial | No
215670476 | Central HP <5.4 tons | CARRIER | HRCU-A-CB (Split System: Heat Pump with Remote Outdoor Unit-Air-Source) | 27VNA036A*030* |  |  | CSAH*6012AM*+UI | 59CU5B060C17**16 | 34400 | 16.5 | 8.5 | 34800 | 25000 | 71.84% | 1.78 | 0 | 9.5 |  |  |  | No | R-454B | 2.8667 | Residential & Commercial | No
215670576 | Central HP <5.4 tons | CARRIER | HRCU-A-CB (Split System: Heat Pump with Remote Outdoor Unit-Air-Source) | 27VNA036A*030* |  |  | CSAH*6012AM*+UI | 59TN6C080C17**14 | 34400 | 17 | 8.5 | 34800 | 25000 | 71.84% | 1.78 | 0 | 9.5 |  |  |  | No | R-454B | 2.8667 | Residential & Commercial | No
215670426 | Central HP <5.4 tons | CARRIER | HRCU-A-CB (Split System: Heat Pump with Remote Outdoor Unit-Air-Source) | 27VNA036A*030* |  |  | CSAH*6012AM*+UI | 58TN*B070C21**20 | 34600 | 17 | 8.5 | 34600 | 24800 | 71.68% | 1.8 | 0 | 9.5 |  |  |  | No | R-454B | 2.8833 | Residential & Commercial | No
211386939 | Central HP <5.4 tons | CHAMPION HEATING AND COOLING | HRCU-A-CB (Split System: Heat Pump with Remote Outdoor Unit-Air-Source) | HMH72B341 |  |  | XAHB36DBCN1 | TM9Y080B12MP11 | 33000 | 17 | 8.1 | 32800 | 23200 | 70.73% | 2 | 0 | 9.5 |  |  |  | No | R-410A | 2.75 | Residential & Commercial | No
211387705 | Central HP <5.4 tons | CHAMPION HEATING AND COOLING | HRCU-A-CB (Split System: Heat Pump with Remote Outdoor Unit-Air-Source) | HMH72B341 |  |  | XAHC36DBCN1 | TM9V080B12MP12 | 33200 | 17 | 8.1 | 33200 | 23400 | 70.48% | 2.02 | 0 | 9.5 |  |  |  | No | R-410A | 2.7667 | Residential & Commercial | No
211386044 | Central HP <5.4 tons | CHAMPION HEATING AND COOLING | HRCU-A-CB (Split System: Heat Pump with Remote Outdoor Unit-Air-Source) | HMH72B341 |  |  | XAUC48FXXN1+TXV | TMLE080B12MP11 | 33400 | 17 | 8.5 | 32400 | 23800 | 73.46% | 2.04 | 0 | 9 |  |  |  | No | R-410A | 2.7833 | Residential & Commercial | No
211386387 | Central HP <5.4 tons | CHAMPION HEATING AND COOLING | HRCU-A-CB (Split System: Heat Pump with Remote Outdoor Unit-Air-Source) | HMH72B341 |  |  | XAHC48FXXN1+TXV | TL8E100C20UH11 | 33400 | 16 | 8.5 | 32000 | 23200 | 72.5% | 2.06 | 0 | 9.5 |  |  |  | No | R-410A | 2.7833 | Residential & Commercial | No
211387745 | Central HP <5.4 tons | CHAMPION HEATING AND COOLING | HRCU-A-CB (Split System: Heat Pump with Remote Outdoor Unit-Air-Source) | HMH72B341 |  |  | XAHB36DXXN1+TXV | TM9V080B12MP12 | 33200 | 16.5 | 8.1 | 33400 | 23600 | 70.66% | 2 | 0 | 9.5 |  |  |  | No | R-410A | 2.7667 | Residential & Commercial | No
215681487 | Central HP <5.4 tons | ARCOAIRE | HRCU-A-CB (Split System: Heat Pump with Remote Outdoor Unit-Air-Source) | H5H0V48*K*AAA* |  |  | EA*5X61M21A*+WALLCON | *97CTN0801716A* | 45500 | 17.5 | 9 | 48000 | 34200 | 71.25% | 2.06 | 0 | 9.5 |  |  |  | No | R-454B | 3.7917 | Residential & Commercial | No
211397681 | Central HP <5.4 tons | COLEMAN | HRCU-A-CB (Split System: Heat Pump with Remote Outdoor Unit-Air-Source) | HMH72B341 |  |  | XAFD48FBCN1 | CPLC080C16MP13 | 34000 | 16.5 | 8.5 | 33000 | 24400 | 73.94% | 2.1 | 0 | 9 |  |  |  | No | R-410A | 2.8333 | Residential & Commercial | No
211387987 | Central HP <5.4 tons | CHAMPION HEATING AND COOLING | HRCU-A-CB (Split System: Heat Pump with Remote Outdoor Unit-Air-Source) | HMH72B341 |  |  | XAFB30CXXN1+TXV | TP9C080B12MP13 | 32800 | 17 | 8.1 | 33600 | 23600 | 70.24% | 2.02 | 0 | 9.5 |  |  |  | No | R-410A | 2.7333 | Residential & Commercial | No
211388289 | Central HP <5.4 tons | CHAMPION HEATING AND COOLING | HRCU-A-CB (Split System: Heat Pump with Remote Outdoor Unit-Air-Source) | HMH72B341 |  |  | XAFC30CXXN1+TXV | TP9C060B12MP13 | 32600 | 17 | 8.1 | 33600 | 23600 | 70.24% | 2.02 | 0 | 9.5 |  |  |  | No | R-410A | 2.7167 | Residential & Commercial | No
211386582 | Central HP <5.4 tons | CHAMPION HEATING AND COOLING | HRCU-A-CB (Split System: Heat Pump with Remote Outdoor Unit-Air-Source) | HMH72B341 |  |  | XAUC48FXXN1+TXV | TL8E080C16UH11 | 34000 | 16.5 | 8.5 | 33400 | 24600 | 73.65% | 2.08 | 0 | 9 |  |  |  | No | R-410A | 2.8333 | Residential & Commercial | No
211387185 | Central HP <5.4 tons | CHAMPION HEATING AND COOLING | HRCU-A-CB (Split System: Heat Pump with Remote Outdoor Unit-Air-Source) | HMH72B341 |  |  | XAFC30CXXN1+TXV | TM9Y060B12MP11 | 32600 | 17.5 | 8.1 | 34000 | 23800 | 70% | 2 | 0 | 9.5 |  |  |  | No | R-410A | 2.7167 | Residential & Commercial | No
211387285 | Central HP <5.4 tons | CHAMPION HEATING AND COOLING | HRCU-A-CB (Split System: Heat Pump with Remote Outdoor Unit-Air-Source) | HMH72B341 |  |  | XAHC30CXXN1+TXV | TP9C100C20MP13 | 32800 | 17 | 8.1 | 33000 | 23200 | 70.3% | 2.02 | 0 | 9 |  |  |  | No | R-410A | 2.7333 | Residential & Commercial | No
211387793 | Central HP <5.4 tons | CHAMPION HEATING AND COOLING | HRCU-A-CB (Split System: Heat Pump with Remote Outdoor Unit-Air-Source) | HMH72B341 |  |  | XAHB30CXXN1+TXV | TP9C080B12MP13 | 32000 | 16.5 | 8.1 | 33400 | 23400 | 70.06% | 1.98 | 0 | 9 |  |  |  | No | R-410A | 2.6667 | Residential & Commercial | No
211387091 | Central HP <5.4 tons | CHAMPION HEATING AND COOLING | HRCU-A-CB (Split System: Heat Pump with Remote Outdoor Unit-Air-Source) | HMH72B341 |  |  | XAHC36DBCN1 | TM9Y060B12MP11 | 33200 | 17.5 | 8.1 | 33400 | 23600 | 70.66% | 2 | 0 | 9.5 |  |  |  | No | R-410A | 2.7667 | Residential & Commercial | No
211387143 | Central HP <5.4 tons | CHAMPION HEATING AND COOLING | HRCU-A-CB (Split System: Heat Pump with Remote Outdoor Unit-Air-Source) | HMH72B341 |  |  | XAHB30CXXN1+TXV | TM9Y060B12MP11 | 31800 | 17 | 8.1 | 33000 | 23200 | 70.3% | 1.96 | 0 | 9 |  |  |  | No | R-410A | 2.65 | Residential & Commercial | No
211387158 | Central HP <5.4 tons | CHAMPION HEATING AND COOLING | HRCU-A-CB (Split System: Heat Pump with Remote Outdoor Unit-Air-Source) | HMH72B341 |  |  | XAFC36DXXN1+TXV | TM9Y060B12MP11 | 34000 | 17.5 | 8.1 | 34000 | 24200 | 71.18% | 2.04 | 0 | 9.5 |  |  |  | No | R-410A | 2.8333 | Residential & Commercial | No
211387664 | Central HP <5.4 tons | CHAMPION HEATING AND COOLING | HRCU-A-CB (Split System: Heat Pump with Remote Outdoor Unit-Air-Source) | HMH72B341 |  |  | XAFC30CXXN1+TXV | TM9V080C16MP12 | 32800 | 17 | 8.1 | 33400 | 23400 | 70.06% | 2.04 | 0 | 9.5 |  |  |  | No | R-410A | 2.7333 | Residential & Commercial | No
211387673 | Central HP <5.4 tons | CHAMPION HEATING AND COOLING | HRCU-A-CB (Split System: Heat Pump with Remote Outdoor Unit-Air-Source) | HMH72B341 |  |  | XAFC30CXXN1+TXV | TP9C080C16MP13 | 32800 | 17 | 8.1 | 33400 | 23400 | 70.06% | 2.04 | 0 | 9.5 |  |  |  | No | R-410A | 2.7333 | Residential & Commercial | No
211226326 | Central HP <5.4 tons | BRYANT HEATING AND COOLING SYSTEMS | HRCU-A-CB (Split System: Heat Pump with Remote Outdoor Unit-Air-Source) | 38MURAQ36AB3* |  |  | CAP**3621AL* | 912SD42060E17*** | 35200 | 16 | 8.1 | 38500 | 35200 | 91.43% | 1.82 | 0 | 9.5 |  |  |  | No | R-410A | 2.9333 | Residential & Commercial | No
215677749 | Central HP <5.4 tons | DAY & NIGHT | HRCU-A-CB (Split System: Heat Pump with Remote Outdoor Unit-Air-Source) | C5H0V60*K*AAA* |  |  | EA*5X60M24A*+WALLCON | *80CSU0802120A* | 55000 | 18.5 | 8.5 | 59000 | 41500 | 70.34% | 2.02 | 0 | 9 |  |  |  | No | R-454B | 4.5833 | Residential & Commercial | No
215678019 | Central HP <5.4 tons | DAY & NIGHT | HRCU-A-CB (Split System: Heat Pump with Remote Outdoor Unit-Air-Source) | C5H0V60*K*AAA* |  |  | EA*5X61M24A*+WALLCON | *96CTN1002122B* | 56000 | 18.5 | 9 | 60000 | 42000 | 70% | 2.02 | 0 | 9 |  |  |  | No | R-454B | 4.6667 | Residential & Commercial | No
215682629 | Central HP <5.4 tons | DAY & NIGHT | HRCU-A-CB (Split System: Heat Pump with Remote Outdoor Unit-Air-Source) | C5H0V60*K*AAA* |  |  | EA*5X60M24A*+WALLCON | *97CTN1202422A* | 55000 | 18.5 | 9 | 59000 | 41500 | 70.34% | 2.02 | 0 | 9 |  |  |  | No | R-454B | 4.5833 | Residential & Commercial | No
215682607 | Central HP <5.4 tons | ARCOAIRE | HRCU-A-CB (Split System: Heat Pump with Remote Outdoor Unit-Air-Source) | H5H0V60*K*AAA* |  |  | EA*5X60M24A*+WALLCON | *97CTN0802120A* | 54500 | 18.5 | 9 | 59500 | 42000 | 70.59% | 1.9 | 0 | 8.5 |  |  |  | No | R-454B | 4.5417 | Residential & Commercial | No
215677047 | Central HP <5.4 tons | ARCOAIRE | HRCU-A-CB (Split System: Heat Pump with Remote Outdoor Unit-Air-Source) | H5H0V60*K*AAA* |  |  | EVM5X60M21A*+WALLCON | *97CMN0602120B* | 55500 | 17.5 | 8.5 | 65000 | 46000 | 70.77% | 1.94 | 0 | 8.5 |  |  |  | No | R-454B | 4.625 | Residential & Commercial | No
211387214 | Central HP <5.4 tons | CHAMPION HEATING AND COOLING | HRCU-A-CB (Split System: Heat Pump with Remote Outdoor Unit-Air-Source) | HMH72B341 |  |  | XAFB36DBCN1 | TM9Y060B12MP11 | 33600 | 16.5 | 8.5 | 33400 | 23600 | 70.66% | 2.04 | 0 | 9.5 |  |  |  | No | R-410A | 2.8 | Residential & Commercial | No
211388355 | Central HP <5.4 tons | CHAMPION HEATING AND COOLING | HRCU-A-CB (Split System: Heat Pump with Remote Outdoor Unit-Air-Source) | HMH72B341 |  |  | XAUB36DXXN1+TXV | TM9V060B12MP12 | 33800 | 17 | 8.5 | 33400 | 23800 | 71.26% | 2.04 | 0 | 9.5 |  |  |  | No | R-410A | 2.8167 | Residential & Commercial | No
211388369 | Central HP <5.4 tons | CHAMPION HEATING AND COOLING | HRCU-A-CB (Split System: Heat Pump with Remote Outdoor Unit-Air-Source) | HMH72B341 |  |  | XAFB36DBCN1 | TP9C060B12MP13 | 33800 | 17 | 8.5 | 33400 | 23800 | 71.26% | 2.04 | 0 | 9.5 |  |  |  | No | R-410A | 2.8167 | Residential & Commercial | No
211387102 | Central HP <5.4 tons | CHAMPION HEATING AND COOLING | HRCU-A-CB (Split System: Heat Pump with Remote Outdoor Unit-Air-Source) | HMH72B341 |  |  | XAHC30CXXN1+TXV | TM9Y060B12MP11 | 31800 | 17 | 8.1 | 33000 | 23200 | 70.3% | 1.96 | 0 | 9 |  |  |  | No | R-410A | 2.65 | Residential & Commercial | No
211387785 | Central HP <5.4 tons | CHAMPION HEATING AND COOLING | HRCU-A-CB (Split System: Heat Pump with Remote Outdoor Unit-Air-Source) | HMH72B341 |  |  | XAHB30CXXN1+TXV | TM9V080B12MP12 | 32000 | 16.5 | 8.1 | 33400 | 23400 | 70.06% | 1.98 | 0 | 9 |  |  |  | No | R-410A | 2.6667 | Residential & Commercial | No
211388030 | Central HP <5.4 tons | CHAMPION HEATING AND COOLING | HRCU-A-CB (Split System: Heat Pump with Remote Outdoor Unit-Air-Source) | HMH72B341 |  |  | XAHC36DXXN1+TXV | TM9V060B12MP12 | 33200 | 17 | 8.1 | 33400 | 23800 | 71.26% | 2 | 0 | 9.5 |  |  |  | No | R-410A | 2.7667 | Residential & Commercial | No
211386841 | Central HP <5.4 tons | CHAMPION HEATING AND COOLING | HRCU-A-CB (Split System: Heat Pump with Remote Outdoor Unit-Air-Source) | HMH72B341 |  |  | XAFC36DXXN1+TXV | TM9Y080C16MP11 | 34000 | 18.5 | 8.1 | 34000 | 24400 | 71.76% | 2.08 | 0 | 9.5 |  |  |  | No | R-410A | 2.8333 | Residential & Commercial | No
215669182 | Central HP <5.4 tons | CARRIER | HRCU-A-CB (Split System: Heat Pump with Remote Outdoor Unit-Air-Source) | 27VNA036A*030* |  |  | CAA**4821AM*+UI | 59CU5B060C17**16 | 33600 | 17.5 | 9 | 35200 | 25200 | 71.59% | 1.88 | 0 | 9.5 |  |  |  | No | R-454B | 2.8 | Residential & Commercial | No
215669222 | Central HP <5.4 tons | CARRIER | HRCU-A-CB (Split System: Heat Pump with Remote Outdoor Unit-Air-Source) | 27VNA036A*030* |  |  | CAA**4821AM*+UI | 59MN7C060C21**20 | 33600 | 17.5 | 9 | 35200 | 25200 | 71.59% | 1.9 | 0 | 9.5 |  |  |  | No | R-454B | 2.8 | Residential & Commercial | No
211387575 | Central HP <5.4 tons | CHAMPION HEATING AND COOLING | HRCU-A-CB (Split System: Heat Pump with Remote Outdoor Unit-Air-Source) | HMH72B341 |  |  | XAHC36DXXN1+TXV | TP9C080C16MP13 | 33400 | 17 | 8.1 | 33200 | 23400 | 70.48% | 2.04 | 0 | 9.5 |  |  |  | No | R-410A | 2.7833 | Residential & Commercial | No
211387615 | Central HP <5.4 tons | CHAMPION HEATING AND COOLING | HRCU-A-CB (Split System: Heat Pump with Remote Outdoor Unit-Air-Source) | HMH72B341 |  |  | XAHC30CXXN1+TXV | TP9C080C16MP13 | 32200 | 16.5 | 8.1 | 32800 | 23000 | 70.12% | 2 | 0 | 9.5 |  |  |  | No | R-410A | 2.6833 | Residential & Commercial | No
211388092 | Central HP <5.4 tons | CHAMPION HEATING AND COOLING | HRCU-A-CB (Split System: Heat Pump with Remote Outdoor Unit-Air-Source) | HMH72B341 |  |  | XAHC30CXXN1+TXV | TM9V060B12MP12 | 31800 | 16.5 | 8.1 | 33000 | 23200 | 70.3% | 1.96 | 0 | 9 |  |  |  | No | R-410A | 2.65 | Residential & Commercial | No
211388140 | Central HP <5.4 tons | CHAMPION HEATING AND COOLING | HRCU-A-CB (Split System: Heat Pump with Remote Outdoor Unit-Air-Source) | HMH72B341 |  |  | XAHB36DXXN1+TXV | TP9C060B12MP13 | 32800 | 17 | 8.1 | 33000 | 23400 | 70.91% | 1.98 | 0 | 9.5 |  |  |  | No | R-410A | 2.7333 | Residential & Commercial | No
211388190 | Central HP <5.4 tons | CHAMPION HEATING AND COOLING | HRCU-A-CB (Split System: Heat Pump with Remote Outdoor Unit-Air-Source) | HMH72B341 |  |  | XAHB30CXXN1+TXV | TM9V060B12MP12 | 31600 | 16.5 | 8.1 | 32800 | 23000 | 70.12% | 1.96 | 0 | 9 |  |  |  | No | R-410A | 2.6333 | Residential & Commercial | No
211387859 | Central HP <5.4 tons | CHAMPION HEATING AND COOLING | HRCU-A-CB (Split System: Heat Pump with Remote Outdoor Unit-Air-Source) | HMH72B341 |  |  | XAFC30CXXN1+TXV | TP9C080B12MP13 | 32800 | 17 | 8.1 | 33600 | 23600 | 70.24% | 2.02 | 0 | 9.5 |  |  |  | No | R-410A | 2.7333 | Residential & Commercial | No
215679889 | Central HP <5.4 tons | DAY & NIGHT | HRCU-A-CB (Split System: Heat Pump with Remote Outdoor Unit-Air-Source) | C5H0V36*K*AAA* |  |  | ESH5X48M12A*+WALLCON | *80CSU0601716B* | 34200 | 17 | 8.5 | 35400 | 25200 | 71.19% | 1.9 | 0 | 9.5 |  |  |  | No | R-454B | 2.85 | Residential & Commercial | No
215670306 | Central HP <5.4 tons | CARRIER | HRCU-A-CB (Split System: Heat Pump with Remote Outdoor Unit-Air-Source) | 27VNA036A*030* |  |  | CSAH*4812AM*+UI | 59MN7C100C21**22 | 34200 | 17 | 8.5 | 35400 | 25200 | 71.19% | 1.9 | 0 | 9.5 |  |  |  | No | R-454B | 2.85 | Residential & Commercial | No
211388060 | Central HP <5.4 tons | CHAMPION HEATING AND COOLING | HRCU-A-CB (Split System: Heat Pump with Remote Outdoor Unit-Air-Source) | HMH72B341 |  |  | XAHC36DBCN1 | TM9V060B12MP12 | 33200 | 17 | 8.1 | 33400 | 23800 | 71.26% | 2 | 0 | 9.5 |  |  |  | No | R-410A | 2.7667 | Residential & Commercial | No
211388160 | Central HP <5.4 tons | CHAMPION HEATING AND COOLING | HRCU-A-CB (Split System: Heat Pump with Remote Outdoor Unit-Air-Source) | HMH72B341 |  |  | XAHB36DBCN1 | TM9V060B12MP12 | 32800 | 17 | 8.1 | 33000 | 23400 | 70.91% | 1.98 | 0 | 9.5 |  |  |  | No | R-410A | 2.7333 | Residential & Commercial | No
211386742 | Central HP <5.4 tons | CHAMPION HEATING AND COOLING | HRCU-A-CB (Split System: Heat Pump with Remote Outdoor Unit-Air-Source) | HMH72B341 |  |  | XAHC30CXXN1+TXV | TM9Y100C16MP11 | 32200 | 17.5 | 8.1 | 32400 | 22800 | 70.37% | 2 | 0 | 9.5 |  |  |  | No | R-410A | 2.6833 | Residential & Commercial | No
211387375 | Central HP <5.4 tons | CHAMPION HEATING AND COOLING | HRCU-A-CB (Split System: Heat Pump with Remote Outdoor Unit-Air-Source) | HMH72B341 |  |  | XAFC30CXXN1+TXV | TM9V100C20MP12 | 33400 | 17.5 | 8.1 | 33600 | 23600 | 70.24% | 2.06 | 0 | 9.5 |  |  |  | No | R-410A | 2.7833 | Residential & Commercial | No
211386856 | Central HP <5.4 tons | CHAMPION HEATING AND COOLING | HRCU-A-CB (Split System: Heat Pump with Remote Outdoor Unit-Air-Source) | HMH72B341 |  |  | XAFC36DBCN1 | TM9Y080C16MP11 | 34000 | 18.5 | 8.1 | 34000 | 24400 | 71.76% | 2.08 | 0 | 9.5 |  |  |  | No | R-410A | 2.8333 | Residential & Commercial | No
211387172 | Central HP <5.4 tons | CHAMPION HEATING AND COOLING | HRCU-A-CB (Split System: Heat Pump with Remote Outdoor Unit-Air-Source) | HMH72B341 |  |  | XAFC36DBCN1 | TM9Y060B12MP11 | 34000 | 17.5 | 8.1 | 34000 | 24200 | 71.18% | 2.04 | 0 | 9.5 |  |  |  | No | R-410A | 2.8333 | Residential & Commercial | No
211387356 | Central HP <5.4 tons | CHAMPION HEATING AND COOLING | HRCU-A-CB (Split System: Heat Pump with Remote Outdoor Unit-Air-Source) | HMH72B341 |  |  | XAFC36DBCN1 | TP9C100C20MP13 | 34000 | 17.5 | 8.1 | 34000 | 24800 | 72.94% | 2.12 | 0 | 9.5 |  |  |  | No | R-410A | 2.8333 | Residential & Commercial | No
211387713 | Central HP <5.4 tons | CHAMPION HEATING AND COOLING | HRCU-A-CB (Split System: Heat Pump with Remote Outdoor Unit-Air-Source) | HMH72B341 |  |  | XAHC36DBCN1 | TP9C080B12MP13 | 33200 | 17 | 8.1 | 33200 | 23400 | 70.48% | 2.02 | 0 | 9.5 |  |  |  | No | R-410A | 2.7667 | Residential & Commercial | No
211388174 | Central HP <5.4 tons | CHAMPION HEATING AND COOLING | HRCU-A-CB (Split System: Heat Pump with Remote Outdoor Unit-Air-Source) | HMH72B341 |  |  | XAHB36DBCN1 | TP9C060B12MP13 | 32800 | 17 | 8.1 | 33000 | 23400 | 70.91% | 1.98 | 0 | 9.5 |  |  |  | No | R-410A | 2.7333 | Residential & Commercial | No
211386259 | Central HP <5.4 tons | CHAMPION HEATING AND COOLING | HRCU-A-CB (Split System: Heat Pump with Remote Outdoor Unit-Air-Source) | HMH72B341 |  |  | XAFC48FXXN1+TXV | TL9E080C16UH11 | 34000 | 16.5 | 8.5 | 32800 | 24200 | 73.78% | 2.08 | 0 | 9 |  |  |  | No | R-410A | 2.8333 | Residential & Commercial | No
211386452 | Central HP <5.4 tons | CHAMPION HEATING AND COOLING | HRCU-A-CB (Split System: Heat Pump with Remote Outdoor Unit-Air-Source) | HMH72B341 |  |  | XAFC48FBCN1 | TL8E100C20UH11 | 34000 | 16.5 | 8.5 | 32400 | 23800 | 73.46% | 2.1 | 0 | 9.5 |  |  |  | No | R-410A | 2.8333 | Residential & Commercial | No
211385920 | Central HP <5.4 tons | CHAMPION HEATING AND COOLING | HRCU-A-CB (Split System: Heat Pump with Remote Outdoor Unit-Air-Source) | HMH72B341 |  |  | XAHC48FXXN1+TXV | TM8E080B12MP11 | 32800 | 16.5 | 8.1 | 32400 | 23800 | 73.46% | 2 | 0 | 9 |  |  |  | No | R-410A | 2.7333 | Residential & Commercial | No
211386302 | Central HP <5.4 tons | CHAMPION HEATING AND COOLING | HRCU-A-CB (Split System: Heat Pump with Remote Outdoor Unit-Air-Source) | HMH72B341 |  |  | XAHC48FXXN1+TXV | TL9E060B12UH11 | 32400 | 16.5 | 8.1 | 32000 | 23600 | 73.75% | 2 | 0 | 9 |  |  |  | No | R-410A | 2.7 | Residential & Commercial | No
211387389 | Central HP <5.4 tons | CHAMPION HEATING AND COOLING | HRCU-A-CB (Split System: Heat Pump with Remote Outdoor Unit-Air-Source) | HMH72B341 |  |  | XAFC30CXXN1+TXV | TP9C100C20MP13 | 33400 | 17.5 | 8.1 | 33600 | 23600 | 70.24% | 2.06 | 0 | 9.5 |  |  |  | No | R-410A | 2.7833 | Residential & Commercial | No
211387200 | Central HP <5.4 tons | CHAMPION HEATING AND COOLING | HRCU-A-CB (Split System: Heat Pump with Remote Outdoor Unit-Air-Source) | HMH72B341 |  |  | XAFB36DXXN1+TXV | TM9Y060B12MP11 | 33600 | 16.5 | 8.5 | 33400 | 23600 | 70.66% | 2.04 | 0 | 9.5 |  |  |  | No | R-410A | 2.8 | Residential & Commercial | No
211388007 | Central HP <5.4 tons | CHAMPION HEATING AND COOLING | HRCU-A-CB (Split System: Heat Pump with Remote Outdoor Unit-Air-Source) | HMH72B341 |  |  | XAUB30CXXN1+TXV | TM9V080B12MP12 | 32800 | 17 | 8.1 | 33600 | 23600 | 70.24% | 2.02 | 0 | 9.5 |  |  |  | No | R-410A | 2.7333 | Residential & Commercial | No
212980201 | Central HP <5.4 tons | BRYANT HEATING AND COOLING SYSTEMS | HRCU-A-CB (Split System: Heat Pump with Remote Outdoor Unit-Air-Source) | 38MURAQ30AB3* |  |  | CAP**4221AL* | 8(0,1)*SB48090M21*** | 29600 | 15.2 | 8.1 | 33800 | 27600 | 81.66% | 1.78 | 0 | 9 |  |  |  | No | R-410A | 2.4667 | Residential & Commercial | No
213076039 | Central HP <5.4 tons | SMART COMFORT | HRCU-A-CB (Split System: Heat Pump with Remote Outdoor Unit-Air-Source) | DLCURAH30ABK |  |  | EA*4X42L21A* | *95MSU1002120A* | 29800 | 15.2 | 8.1 | 38500 | 27600 | 71.69% | 1.78 | 0 | 9 |  |  |  | No | R-410A | 2.4833 | Residential & Commercial | No
212982928 | Central HP <5.4 tons | ARCOAIRE | HRCU-A-CB (Split System: Heat Pump with Remote Outdoor Unit-Air-Source) | DLCURAH30ABK |  |  | EA*4X36L21A* | *80MSU0802120A* | 29400 | 15.2 | 8.5 | 33800 | 28000 | 82.84% | 1.76 | 0 | 9 |  |  |  | No | R-410A | 2.45 | Residential & Commercial | No
212981322 | Central HP <5.4 tons | ARCOAIRE | HRCU-A-CB (Split System: Heat Pump with Remote Outdoor Unit-Air-Source) | DLCURAH30ABK |  |  | EA*4X42L24A* | *80MS(N,L)1552420A* | 29800 | 15.2 | 8.1 | 34200 | 27600 | 80.7% | 1.8 | 0 | 9 |  |  |  | No | R-410A | 2.4833 | Residential & Commercial | No
211387596 | Central HP <5.4 tons | CHAMPION HEATING AND COOLING | HRCU-A-CB (Split System: Heat Pump with Remote Outdoor Unit-Air-Source) | HMH72B341 |  |  | XAHC36DBCN1 | TP9C080C16MP13 | 33400 | 17 | 8.1 | 33200 | 23400 | 70.48% | 2.04 | 0 | 9.5 |  |  |  | No | R-410A | 2.7833 | Residential & Commercial | No
211387764 | Central HP <5.4 tons | CHAMPION HEATING AND COOLING | HRCU-A-CB (Split System: Heat Pump with Remote Outdoor Unit-Air-Source) | HMH72B341 |  |  | XAHB36DBCN1 | TM9V080B12MP12 | 33200 | 16.5 | 8.1 | 33400 | 23600 | 70.66% | 2 | 0 | 9.5 |  |  |  | No | R-410A | 2.7667 | Residential & Commercial | No
211385833 | Central HP <5.4 tons | CHAMPION HEATING AND COOLING | HRCU-A-CB (Split System: Heat Pump with Remote Outdoor Unit-Air-Source) | HMH72B341 |  |  | XAFC48FXXN1+TXV | TM8E080C16MP11 | 33400 | 17 | 8.5 | 32200 | 23400 | 72.67% | 2.06 | 0 | 9.5 |  |  |  | No | R-410A | 2.7833 | Residential & Commercial | No
211385858 | Central HP <5.4 tons | CHAMPION HEATING AND COOLING | HRCU-A-CB (Split System: Heat Pump with Remote Outdoor Unit-Air-Source) | HMH72B341 |  |  | XAFC48FBCN1 | TM8E080C16MP11 | 33400 | 17 | 8.5 | 32200 | 23400 | 72.67% | 2.06 | 0 | 9.5 |  |  |  | No | R-410A | 2.7833 | Residential & Commercial | No
211386235 | Central HP <5.4 tons | CHAMPION HEATING AND COOLING | HRCU-A-CB (Split System: Heat Pump with Remote Outdoor Unit-Air-Source) | HMH72B341 |  |  | XAFD48FXXN1+TXV | TL9E080C16UH11 | 34000 | 16.5 | 8.5 | 32800 | 24200 | 73.78% | 2.08 | 0 | 9 |  |  |  | No | R-410A | 2.8333 | Residential & Commercial | No
211386535 | Central HP <5.4 tons | CHAMPION HEATING AND COOLING | HRCU-A-CB (Split System: Heat Pump with Remote Outdoor Unit-Air-Source) | HMH72B341 |  |  | XAFD48FXXN1+TXV | TL8E080C16UH11 | 34000 | 16.5 | 8.5 | 32600 | 24000 | 73.62% | 2.08 | 0 | 9.5 |  |  |  | No | R-410A | 2.8333 | Residential & Commercial | No
211389938 | Central HP <5.4 tons | COLEMAN | HRCU-A-CB (Split System: Heat Pump with Remote Outdoor Unit-Air-Source) | HMH72B341 |  |  | XAHC36DXXN1+TXV | TMLV100C16MP12 | 34000 | 17 | 8.1 | 34000 | 24600 | 72.35% | 2.08 | 0 | 9.5 |  |  |  | No | R-410A | 2.8333 | Residential & Commercial | No
211389981 | Central HP <5.4 tons | COLEMAN | HRCU-A-CB (Split System: Heat Pump with Remote Outdoor Unit-Air-Source) | HMH72B341 |  |  | XAHC36DXXN1+TXV | CPLC080C16MP13 | 34000 | 17 | 8.1 | 34000 | 24600 | 72.35% | 2.08 | 0 | 9.5 |  |  |  | No | R-410A | 2.8333 | Residential & Commercial | No
211386703 | Central HP <5.4 tons | CHAMPION HEATING AND COOLING | HRCU-A-CB (Split System: Heat Pump with Remote Outdoor Unit-Air-Source) | HMH72B341 |  |  | XAHC36DBCN1 | TM9Y100C20MP11 | 34000 | 15.5 | 8.1 | 34000 | 24400 | 71.76% | 2.06 | 0 | 9.5 |  |  |  | No | R-410A | 2.8333 | Residential & Commercial | No
211386728 | Central HP <5.4 tons | CHAMPION HEATING AND COOLING | HRCU-A-CB (Split System: Heat Pump with Remote Outdoor Unit-Air-Source) | HMH72B341 |  |  | XAHC36DBCN1 | TM9Y100C16MP11 | 33800 | 16.5 | 8.1 | 33600 | 24000 | 71.43% | 2.04 | 0 | 9.5 |  |  |  | No | R-410A | 2.8167 | Residential & Commercial | No
211386896 | Central HP <5.4 tons | CHAMPION HEATING AND COOLING | HRCU-A-CB (Split System: Heat Pump with Remote Outdoor Unit-Air-Source) | HMH72B341 |  |  | XAHC36DBCN1 | TM9Y080B12MP11 | 33400 | 17.5 | 8.1 | 33600 | 24000 | 71.43% | 2.02 | 0 | 9.5 |  |  |  | No | R-410A | 2.7833 | Residential & Commercial | No
211389220 | Central HP <5.4 tons | COLEMAN | HRCU-A-CB (Split System: Heat Pump with Remote Outdoor Unit-Air-Source) | HMH72B341 |  |  | XAFB30CXXN1+TXV | TM9E060A10MP12 | 32400 | 17 | 8.1 | 33400 | 23600 | 70.66% | 2 | 0 | 9.5 |  |  |  | No | R-410A | 2.7 | Residential & Commercial | No
211389438 | Central HP <5.4 tons | COLEMAN | HRCU-A-CB (Split System: Heat Pump with Remote Outdoor Unit-Air-Source) | HMH72B341 |  |  | XAHC36DXXN1+TXV | TM8Y100C16MP11 | 34000 | 18 | 8.1 | 34000 | 24400 | 71.76% | 2.06 | 0 | 9.5 |  |  |  | No | R-410A | 2.8333 | Residential & Commercial | No
211389479 | Central HP <5.4 tons | COLEMAN | HRCU-A-CB (Split System: Heat Pump with Remote Outdoor Unit-Air-Source) | HMH72B341 |  |  | XAHC36DBCN1 | TM8Y080C16MP11 | 34000 | 18 | 8.1 | 34000 | 24400 | 71.76% | 2.06 | 0 | 9.5 |  |  |  | No | R-410A | 2.8333 | Residential & Commercial | No
211388457 | Central HP <5.4 tons | COLEMAN | HRCU-A-CB (Split System: Heat Pump with Remote Outdoor Unit-Air-Source) | HMH72B341 |  |  | XAHB36DXXN1+TXV | TM9V040A10MP12 | 32400 | 16.5 | 8.1 | 32600 | 23000 | 70.55% | 1.96 | 0 | 9.5 |  |  |  | No | R-410A | 2.7 | Residential & Commercial | No
211388543 | Central HP <5.4 tons | COLEMAN | HRCU-A-CB (Split System: Heat Pump with Remote Outdoor Unit-Air-Source) | HMH72B341 |  |  | XAUB30CXXN1+TXV | TM9V040A10MP12 | 32000 | 16.5 | 8.1 | 33400 | 23400 | 70.06% | 2 | 0 | 9.5 |  |  |  | No | R-410A | 2.6667 | Residential & Commercial | No
211394216 | Central HP <5.4 tons | COLEMAN | HRCU-A-CB (Split System: Heat Pump with Remote Outdoor Unit-Air-Source) | HMH72B341 |  |  | XAFC48FXXN1+TXV | TM9Y060B12MP11 | 33200 | 16.5 | 8.1 | 32600 | 24000 | 73.62% | 2.02 | 0 | 9 |  |  |  | No | R-410A | 2.7667 | Residential & Commercial | No
211394452 | Central HP <5.4 tons | COLEMAN | HRCU-A-CB (Split System: Heat Pump with Remote Outdoor Unit-Air-Source) | HMH72B341 |  |  | XAHD48FBCN1 | CP9C100C20MP13 | 33600 | 16.5 | 8.5 | 32400 | 23800 | 73.46% | 2.06 | 0 | 9 |  |  |  | No | R-410A | 2.8 | Residential & Commercial | No
211394473 | Central HP <5.4 tons | COLEMAN | HRCU-A-CB (Split System: Heat Pump with Remote Outdoor Unit-Air-Source) | HMH72B341 |  |  | XAHC48FXXN1+TXV | TP9C100C20MP13 | 33200 | 17 | 8.5 | 32000 | 23400 | 73.12% | 2.04 | 0 | 9 |  |  |  | No | R-410A | 2.7667 | Residential & Commercial | No
211394716 | Central HP <5.4 tons | COLEMAN | HRCU-A-CB (Split System: Heat Pump with Remote Outdoor Unit-Air-Source) | HMH72B341 |  |  | XAHD48FXXN1+TXV | CP9C100C16MP13 | 33000 | 16 | 8.5 | 31800 | 23200 | 72.96% | 2.04 | 0 | 9 |  |  |  | No | R-410A | 2.75 | Residential & Commercial | No
211394827 | Central HP <5.4 tons | COLEMAN | HRCU-A-CB (Split System: Heat Pump with Remote Outdoor Unit-Air-Source) | HMH72B341 |  |  | XAFD48FXXN1+TXV | TM9V100C16MP12 | 33800 | 16.5 | 8.5 | 32400 | 23600 | 72.84% | 2.08 | 0 | 9.5 |  |  |  | No | R-410A | 2.8167 | Residential & Commercial | No
211392278 | Central HP <5.4 tons | COLEMAN | HRCU-A-CB (Split System: Heat Pump with Remote Outdoor Unit-Air-Source) | HMH72B341 |  |  | XAHB30CXXN1+TXV | TMLE080B12MP11 | 32000 | 17 | 8.1 | 32800 | 23400 | 71.34% | 1.98 | 0 | 9 |  |  |  | No | R-410A | 2.6667 | Residential & Commercial | No
211392394 | Central HP <5.4 tons | COLEMAN | HRCU-A-CB (Split System: Heat Pump with Remote Outdoor Unit-Air-Source) | HMH72B341 |  |  | XAFB36DXXN1+TXV | TMLE080B12MP11 | 34000 | 18 | 8.1 | 34000 | 24400 | 71.76% | 2.06 | 0 | 9.5 |  |  |  | No | R-410A | 2.8333 | Residential & Commercial | No
211390061 | Central HP <5.4 tons | COLEMAN | HRCU-A-CB (Split System: Heat Pump with Remote Outdoor Unit-Air-Source) | HMH72B341 |  |  | XAHC36DBCN1 | CPLC080C16MP13 | 34000 | 17 | 8.1 | 34000 | 24600 | 72.35% | 2.08 | 0 | 9.5 |  |  |  | No | R-410A | 2.8333 | Residential & Commercial | No
211390088 | Central HP <5.4 tons | COLEMAN | HRCU-A-CB (Split System: Heat Pump with Remote Outdoor Unit-Air-Source) | HMH72B341 |  |  | XAHC30CXXN1+TXV | TM8V080C16MP12 | 32400 | 17 | 8.1 | 32400 | 22800 | 70.37% | 2 | 0 | 9.5 |  |  |  | No | R-410A | 2.7 | Residential & Commercial | No
211390547 | Central HP <5.4 tons | COLEMAN | HRCU-A-CB (Split System: Heat Pump with Remote Outdoor Unit-Air-Source) | HMH72B341 |  |  | XAHB36DBCN1 | TPLC080B12MP13 | 32800 | 16.5 | 8.1 | 33000 | 23400 | 70.91% | 1.98 | 0 | 9.5 |  |  |  | No | R-410A | 2.7333 | Residential & Commercial | No
211390565 | Central HP <5.4 tons | COLEMAN | HRCU-A-CB (Split System: Heat Pump with Remote Outdoor Unit-Air-Source) | HMH72B341 |  |  | XAHB30CXXN1+TXV | TM8V080B12MP12 | 31600 | 16.5 | 8.1 | 32800 | 23000 | 70.12% | 1.96 | 0 | 9 |  |  |  | No | R-410A | 2.6333 | Residential & Commercial | No
211390774 | Central HP <5.4 tons | COLEMAN | HRCU-A-CB (Split System: Heat Pump with Remote Outdoor Unit-Air-Source) | HMH72B341 |  |  | XAUB36DXXN1+TXV | TPLC080B12MP13 | 33600 | 17 | 8.1 | 33600 | 23600 | 70.24% | 2.02 | 0 | 9.5 |  |  |  | No | R-410A | 2.8 | Residential & Commercial | No
211391590 | Central HP <5.4 tons | COLEMAN | HRCU-A-CB (Split System: Heat Pump with Remote Outdoor Unit-Air-Source) | HMH72B341 |  |  | XAHC36DXXN1+TXV | TMLE100B12MP11 | 33400 | 17.5 | 8.1 | 33000 | 23400 | 70.91% | 2.02 | 0 | 9.5 |  |  |  | No | R-410A | 2.7833 | Residential & Commercial | No
211391719 | Central HP <5.4 tons | COLEMAN | HRCU-A-CB (Split System: Heat Pump with Remote Outdoor Unit-Air-Source) | HMH72B341 |  |  | XAHB30CXXN1+TXV | TMLE100B12MP11 | 32000 | 17 | 8.1 | 32800 | 23000 | 70.12% | 1.98 | 0 | 9.5 |  |  |  | No | R-410A | 2.6667 | Residential & Commercial | No
211391903 | Central HP <5.4 tons | COLEMAN | HRCU-A-CB (Split System: Heat Pump with Remote Outdoor Unit-Air-Source) | HMH72B341 |  |  | XAFB30CXXN1+TXV | TM8E100B12MP11 | 32800 | 17.5 | 8.1 | 33400 | 23400 | 70.06% | 2.04 | 0 | 9.5 |  |  |  | No | R-410A | 2.7333 | Residential & Commercial | No
211395402 | Central HP <5.4 tons | COLEMAN | HRCU-A-CB (Split System: Heat Pump with Remote Outdoor Unit-Air-Source) | HMH72B341 |  |  | XAUC48FXXN1+TXV | TP9C080C16MP13 | 33400 | 16.5 | 8.5 | 32400 | 23600 | 72.84% | 2.06 | 0 | 9.5 |  |  |  | No | R-410A | 2.7833 | Residential & Commercial | No
212970374 | Central HP <5.4 tons | SMART COMFORT | HRCU-A-CB (Split System: Heat Pump with Remote Outdoor Unit-Air-Source) | DLCURAH36ABK |  |  | EA*4X36L17A* | *80VSL0701716B* | 35000 | 15.5 | 8.1 | 39000 | 35200 | 90.26% | 1.82 | 0 | 9.5 |  |  |  | No | R-410A | 2.9167 | Residential & Commercial | No
211227569 | Central HP <5.4 tons | SMART COMFORT | HRCU-A-CB (Split System: Heat Pump with Remote Outdoor Unit-Air-Source) | DLCURAH36ABK |  |  | EA*4X42L21A* | *95ESN0601714A* | 35000 | 15.5 | 8.1 | 38500 | 35000 | 90.91% | 1.86 | 0 | 9.5 |  |  |  | No | R-410A | 2.9167 | Residential & Commercial | No
211387243 | Central HP <5.4 tons | CHAMPION HEATING AND COOLING | HRCU-A-CB (Split System: Heat Pump with Remote Outdoor Unit-Air-Source) | HMH72B341 |  |  | XAFB30CXXN1+TXV | TM9Y060B12MP11 | 32600 | 17.5 | 8.1 | 34000 | 23800 | 70% | 2 | 0 | 9.5 |  |  |  | No | R-410A | 2.7167 | Residential & Commercial | No
211386375 | Central HP <5.4 tons | CHAMPION HEATING AND COOLING | HRCU-A-CB (Split System: Heat Pump with Remote Outdoor Unit-Air-Source) | HMH72B341 |  |  | XAHD48FBCN1 | TL8E100C20UH11 | 33400 | 16 | 8.5 | 32000 | 23200 | 72.5% | 2.06 | 0 | 9.5 |  |  |  | No | R-410A | 2.7833 | Residential & Commercial | No
211386674 | Central HP <5.4 tons | CHAMPION HEATING AND COOLING | HRCU-A-CB (Split System: Heat Pump with Remote Outdoor Unit-Air-Source) | HMH72B341 |  |  | JHETC42FBCS2N1 |  | 33800 | 17.5 | 8.5 | 32200 | 23400 | 72.67% | 2.08 | 0 | 9.5 |  |  |  | No | R-410A | 2.8167 | Residential & Commercial | No
211395468 | Central HP <5.4 tons | COLEMAN | HRCU-A-CB (Split System: Heat Pump with Remote Outdoor Unit-Air-Source) | HMH72B341 |  |  | XAHC48FXXN1+TXV | TP9C080B12MP13 | 32800 | 16 | 8.1 | 32200 | 23600 | 73.29% | 2.02 | 0 | 9 |  |  |  | No | R-410A | 2.7333 | Residential & Commercial | No
211395670 | Central HP <5.4 tons | COLEMAN | HRCU-A-CB (Split System: Heat Pump with Remote Outdoor Unit-Air-Source) | HMH72B341 |  |  | XAUC48FXXN1+TXV | TP9C080B12MP13 | 33400 | 16.5 | 8.5 | 32600 | 24000 | 73.62% | 2.06 | 0 | 9 |  |  |  | No | R-410A | 2.7833 | Residential & Commercial | No
211396036 | Central HP <5.4 tons | COLEMAN | HRCU-A-CB (Split System: Heat Pump with Remote Outdoor Unit-Air-Source) | HMH72B341 |  |  | XAUC48FXXN1+TXV | TM9E100C16MP12 | 33400 | 17 | 8.5 | 32400 | 23600 | 72.84% | 2.06 | 0 | 9.5 |  |  |  | No | R-410A | 2.7833 | Residential & Commercial | No
211394791 | Central HP <5.4 tons | COLEMAN | HRCU-A-CB (Split System: Heat Pump with Remote Outdoor Unit-Air-Source) | HMH72B341 |  |  | XAHC48FBCN1 | TM9V100C16MP12 | 33000 | 16.5 | 8.5 | 31800 | 23200 | 72.96% | 2.04 | 0 | 9 |  |  |  | No | R-410A | 2.75 | Residential & Commercial | No
211394909 | Central HP <5.4 tons | COLEMAN | HRCU-A-CB (Split System: Heat Pump with Remote Outdoor Unit-Air-Source) | HMH72B341 |  |  | XAFC48FXXN1+TXV | TP9C100C16MP13 | 33800 | 16.5 | 8.5 | 32400 | 23800 | 73.46% | 2.08 | 0 | 9.5 |  |  |  | No | R-410A | 2.8167 | Residential & Commercial | No
211395161 | Central HP <5.4 tons | COLEMAN | HRCU-A-CB (Split System: Heat Pump with Remote Outdoor Unit-Air-Source) | HMH72B341 |  |  | XAHC48FBCN1 | CP9C080C16MP13 | 32800 | 16.5 | 8.5 | 31800 | 23200 | 72.96% | 2.02 | 0 | 9 |  |  |  | No | R-410A | 2.7333 | Residential & Commercial | No
211398344 | Central HP <5.4 tons | COLEMAN | HRCU-A-CB (Split System: Heat Pump with Remote Outdoor Unit-Air-Source) | HMH72B341 |  |  | XAHD48FXXN1+TXV | TM8E100C16MP11 | 32800 | 16.5 | 8.5 | 31600 | 23200 | 73.42% | 2.02 | 0 | 9.5 |  |  |  | No | R-410A | 2.7333 | Residential & Commercial | No
211398494 | Central HP <5.4 tons | COLEMAN | HRCU-A-CB (Split System: Heat Pump with Remote Outdoor Unit-Air-Source) | HMH72B341 |  |  | XAFD48FBCN1 | TMLE100C16MP11 | 33600 | 17 | 8.5 | 32400 | 23600 | 72.84% | 2.08 | 0 | 9.5 |  |  |  | No | R-410A | 2.8 | Residential & Commercial | No
211398628 | Central HP <5.4 tons | COLEMAN | HRCU-A-CB (Split System: Heat Pump with Remote Outdoor Unit-Air-Source) | HMH72B341 |  |  | XAHC48FBCN1 | TM8E100B12MP11 | 32600 | 17 | 8.1 | 31800 | 23200 | 72.96% | 2.02 | 0 | 9 |  |  |  | No | R-410A | 2.7167 | Residential & Commercial | No
211398710 | Central HP <5.4 tons | COLEMAN | HRCU-A-CB (Split System: Heat Pump with Remote Outdoor Unit-Air-Source) | HMH72B341 |  |  | XAFC48FBCN1 | TMLE100B12MP11 | 33400 | 17 | 8.5 | 32400 | 23800 | 73.46% | 2.06 | 0 | 9.5 |  |  |  | No | R-410A | 2.7833 | Residential & Commercial | No
211395311 | Central HP <5.4 tons | COLEMAN | HRCU-A-CB (Split System: Heat Pump with Remote Outdoor Unit-Air-Source) | HMH72B341 |  |  | XAFC48FXXN1+TXV | TP9C080C16MP13 | 33400 | 16.5 | 8.5 | 32400 | 23600 | 72.84% | 2.06 | 0 | 9.5 |  |  |  | No | R-410A | 2.7833 | Residential & Commercial | No
211395602 | Central HP <5.4 tons | COLEMAN | HRCU-A-CB (Split System: Heat Pump with Remote Outdoor Unit-Air-Source) | HMH72B341 |  |  | XAFC48FBCN1 | TM9V080B12MP12 | 33400 | 16.5 | 8.5 | 32600 | 24000 | 73.62% | 2.06 | 0 | 9 |  |  |  | No | R-410A | 2.7833 | Residential & Commercial | No
211388473 | Central HP <5.4 tons | FRASER-JOHNSTON | HRCU-A-CB (Split System: Heat Pump with Remote Outdoor Unit-Air-Source) | HMH72B341 |  |  | XAHB36DBCN1 | TM9V040A10MP12 | 32400 | 16.5 | 8.1 | 32600 | 23000 | 70.55% | 1.96 | 0 | 9.5 |  |  |  | No | R-410A | 2.7 | Residential & Commercial | No
211388487 | Central HP <5.4 tons | FRASER-JOHNSTON | HRCU-A-CB (Split System: Heat Pump with Remote Outdoor Unit-Air-Source) | HMH72B341 |  |  | XAHB30CXXN1+TXV | TM9V040A10MP12 | 31400 | 16 | 8.1 | 32800 | 23000 | 70.12% | 1.96 | 0 | 9.5 |  |  |  | No | R-410A | 2.6167 | Residential & Commercial | No
211389088 | Central HP <5.4 tons | FRASER-JOHNSTON | HRCU-A-CB (Split System: Heat Pump with Remote Outdoor Unit-Air-Source) | HMH72B341 |  |  | XAFB36DBCN1 | TM9E060B12MP12 | 34000 | 17.5 | 8.1 | 34000 | 24200 | 71.18% | 2.04 | 0 | 9.5 |  |  |  | No | R-410A | 2.8333 | Residential & Commercial | No
213075257 | Central HP <5.4 tons | ACIQ | HRCU-A-CB (Split System: Heat Pump with Remote Outdoor Unit-Air-Source) | DLCURAH36ABK |  |  | EA*4X36L21A* | *96VSN1002120A* | 35200 | 16 | 8.1 | 39000 | 35200 | 90.26% | 1.82 | 0 | 9.5 |  |  |  | No | R-410A | 2.9333 | Residential & Commercial | No
211389455 | Central HP <5.4 tons | FRASER-JOHNSTON | HRCU-A-CB (Split System: Heat Pump with Remote Outdoor Unit-Air-Source) | HMH72B341 |  |  | XAHC36DXXN1+TXV | TM8Y080C16MP11 | 34000 | 18 | 8.1 | 34000 | 24400 | 71.76% | 2.06 | 0 | 9.5 |  |  |  | No | R-410A | 2.8333 | Residential & Commercial | No
211390094 | Central HP <5.4 tons | FRASER-JOHNSTON | HRCU-A-CB (Split System: Heat Pump with Remote Outdoor Unit-Air-Source) | HMH72B341 |  |  | XAHC30CXXN1+TXV | TM8V080C16MP12 | 32400 | 17 | 8.1 | 32400 | 22800 | 70.37% | 2 | 0 | 9.5 |  |  |  | No | R-410A | 2.7 | Residential & Commercial | No
211391029 | Central HP <5.4 tons | FRASER-JOHNSTON | HRCU-A-CB (Split System: Heat Pump with Remote Outdoor Unit-Air-Source) | HMH72B341 |  |  | XAFB36DXXN1+TXV | TPLC060A12MP13 | 34000 | 17.5 | 8.1 | 34000 | 24200 | 71.18% | 2.06 | 0 | 9.5 |  |  |  | No | R-410A | 2.8333 | Residential & Commercial | No
211391163 | Central HP <5.4 tons | FRASER-JOHNSTON | HRCU-A-CB (Split System: Heat Pump with Remote Outdoor Unit-Air-Source) | HMH72B341 |  |  | XAFB30CXXN1+TXV | TPLC060A12MP13 | 32800 | 17.5 | 8.1 | 33400 | 23400 | 70.06% | 2.02 | 0 | 9.5 |  |  |  | No | R-410A | 2.7333 | Residential & Commercial | No
211391178 | Central HP <5.4 tons | FRASER-JOHNSTON | HRCU-A-CB (Split System: Heat Pump with Remote Outdoor Unit-Air-Source) | HMH72B341 |  |  | XAUB30CXXN1+TXV | TM8V060A12MP12 | 32800 | 17.5 | 8.1 | 33400 | 23400 | 70.06% | 2.02 | 0 | 9.5 |  |  |  | No | R-410A | 2.7333 | Residential & Commercial | No
211397314 | Central HP <5.4 tons | FRASER-JOHNSTON | HRCU-A-CB (Split System: Heat Pump with Remote Outdoor Unit-Air-Source) | HMH72B341 |  |  | XAHD48FBCN1 | TMLV100C16MP12 | 33600 | 16 | 8.5 | 32400 | 23800 | 73.46% | 2.06 | 0 | 9 |  |  |  | No | R-410A | 2.8 | Residential & Commercial | No
211397445 | Central HP <5.4 tons | FRASER-JOHNSTON | HRCU-A-CB (Split System: Heat Pump with Remote Outdoor Unit-Air-Source) | HMH72B341 |  |  | XAHC48FBCN1 | TM8V100C16MP12 | 33600 | 16.5 | 8.5 | 32400 | 23800 | 73.46% | 2.06 | 0 | 9 |  |  |  | No | R-410A | 2.8 | Residential & Commercial | No
211396225 | Central HP <5.4 tons | FRASER-JOHNSTON | HRCU-A-CB (Split System: Heat Pump with Remote Outdoor Unit-Air-Source) | HMH72B341 |  |  | XAHC48FBCN1 | TM9E080B12MP12 | 32600 | 16.5 | 8.1 | 31800 | 23400 | 73.58% | 2 | 0 | 9 |  |  |  | No | R-410A | 2.7167 | Residential & Commercial | No
211393416 | Central HP <5.4 tons | FRASER-JOHNSTON | HRCU-A-CB (Split System: Heat Pump with Remote Outdoor Unit-Air-Source) | HMH72B341 |  |  | XAHC36DBCN1 | TL8E080C16UH11 | 34000 | 17 | 8.1 | 34000 | 24600 | 72.35% | 2.06 | 0 | 9 |  |  |  | No | R-410A | 2.8333 | Residential & Commercial | No
211395390 | Central HP <5.4 tons | FRASER-JOHNSTON | HRCU-A-CB (Split System: Heat Pump with Remote Outdoor Unit-Air-Source) | HMH72B341 |  |  | XAFC48FBCN1 | TP9C080C16MP13 | 33400 | 16.5 | 8.5 | 32400 | 23600 | 72.84% | 2.06 | 0 | 9.5 |  |  |  | No | R-410A | 2.7833 | Residential & Commercial | No
211395525 | Central HP <5.4 tons | FRASER-JOHNSTON | HRCU-A-CB (Split System: Heat Pump with Remote Outdoor Unit-Air-Source) | HMH72B341 |  |  | XAHC48FBCN1 | TP9C080B12MP13 | 32800 | 16 | 8.1 | 32200 | 23600 | 73.29% | 2.02 | 0 | 9 |  |  |  | No | R-410A | 2.7333 | Residential & Commercial | No
211391296 | Central HP <5.4 tons | FRASER-JOHNSTON | HRCU-A-CB (Split System: Heat Pump with Remote Outdoor Unit-Air-Source) | HMH72B341 |  |  | XAHC30CXXN1+TXV | TMLE120C16MP11 | 32400 | 17.5 | 8.1 | 32400 | 22800 | 70.37% | 2 | 0 | 9.5 |  |  |  | No | R-410A | 2.7 | Residential & Commercial | No
211393082 | Central HP <5.4 tons | FRASER-JOHNSTON | HRCU-A-CB (Split System: Heat Pump with Remote Outdoor Unit-Air-Source) | HMH72B341 |  |  | XAHC30CXXN1+TXV | TL9E080C16UH11 | 32400 | 17 | 8.1 | 33000 | 23200 | 70.3% | 2 | 0 | 9.5 |  |  |  | No | R-410A | 2.7 | Residential & Commercial | No
211393402 | Central HP <5.4 tons | FRASER-JOHNSTON | HRCU-A-CB (Split System: Heat Pump with Remote Outdoor Unit-Air-Source) | HMH72B341 |  |  | XAHC36DXXN1+TXV | TL8E080C16UH11 | 34000 | 17 | 8.1 | 34000 | 24600 | 72.35% | 2.06 | 0 | 9 |  |  |  | No | R-410A | 2.8333 | Residential & Commercial | No
211395074 | Central HP <5.4 tons | FRASER-JOHNSTON | HRCU-A-CB (Split System: Heat Pump with Remote Outdoor Unit-Air-Source) | HMH72B341 |  |  | XAHC48FXXN1+TXV | TM9V080C16MP12 | 32800 | 16.5 | 8.5 | 31800 | 23200 | 72.96% | 2.02 | 0 | 9 |  |  |  | No | R-410A | 2.7333 | Residential & Commercial | No
211226283 | Central HP <5.4 tons | BRYANT HEATING AND COOLING SYSTEMS | HRCU-A-CB (Split System: Heat Pump with Remote Outdoor Unit-Air-Source) | 38MURAQ36AB3* |  |  | CAP**3621AL* | 8(0,1)*SA60110E21*** | 35200 | 16 | 8.1 | 38500 | 35200 | 91.43% | 1.82 | 0 | 9.5 |  |  |  | No | R-410A | 2.9333 | Residential & Commercial | No
211395090 | Central HP <5.4 tons | FRASER-JOHNSTON | HRCU-A-CB (Split System: Heat Pump with Remote Outdoor Unit-Air-Source) | HMH72B341 |  |  | XAHC48FXXN1+TXV | TP9C080C16MP13 | 32800 | 16.5 | 8.5 | 31800 | 23200 | 72.96% | 2.02 | 0 | 9 |  |  |  | No | R-410A | 2.7333 | Residential & Commercial | No
211396041 | Central HP <5.4 tons | FRASER-JOHNSTON | HRCU-A-CB (Split System: Heat Pump with Remote Outdoor Unit-Air-Source) | HMH72B341 |  |  | XAUC48FXXN1+TXV | TM9E100C16MP12 | 33400 | 17 | 8.5 | 32400 | 23600 | 72.84% | 2.06 | 0 | 9.5 |  |  |  | No | R-410A | 2.7833 | Residential & Commercial | No
211396292 | Central HP <5.4 tons | FRASER-JOHNSTON | HRCU-A-CB (Split System: Heat Pump with Remote Outdoor Unit-Air-Source) | HMH72B341 |  |  | XAUC48FXXN1+TXV | TM9E080B12MP12 | 33200 | 16.5 | 8.5 | 32400 | 23800 | 73.46% | 2.04 | 0 | 9 |  |  |  | No | R-410A | 2.7667 | Residential & Commercial | No
211396610 | Central HP <5.4 tons | FRASER-JOHNSTON | HRCU-A-CB (Split System: Heat Pump with Remote Outdoor Unit-Air-Source) | HMH72B341 |  |  | XAFD48FBCN1 | TM8Y120C20MP11 | 34000 | 16.5 | 8.5 | 34000 | 24200 | 71.18% | 2.1 | 0 | 9.5 |  |  |  | No | R-410A | 2.8333 | Residential & Commercial | No
211396879 | Central HP <5.4 tons | FRASER-JOHNSTON | HRCU-A-CB (Split System: Heat Pump with Remote Outdoor Unit-Air-Source) | HMH72B341 |  |  | XAFD48FBCN1 | TM8Y080C16MP11 | 34000 | 17.5 | 8.5 | 33200 | 24400 | 73.49% | 2.08 | 0 | 9 |  |  |  | No | R-410A | 2.8333 | Residential & Commercial | No
211396963 | Central HP <5.4 tons | FRASER-JOHNSTON | HRCU-A-CB (Split System: Heat Pump with Remote Outdoor Unit-Air-Source) | HMH72B341 |  |  | XAUC48FXXN1+TXV | TM8Y080C16MP11 | 34000 | 17.5 | 8.5 | 33200 | 24400 | 73.49% | 2.08 | 0 | 9 |  |  |  | No | R-410A | 2.8333 | Residential & Commercial | No
211386247 | Central HP <5.4 tons | CHAMPION HEATING AND COOLING | HRCU-A-CB (Split System: Heat Pump with Remote Outdoor Unit-Air-Source) | HMH72B341 |  |  | XAFD48FBCN1 | TL9E080C16UH11 | 34000 | 16.5 | 8.5 | 32800 | 24200 | 73.78% | 2.08 | 0 | 9 |  |  |  | No | R-410A | 2.8333 | Residential & Commercial | No
211386768 | Central HP <5.4 tons | CHAMPION HEATING AND COOLING | HRCU-A-CB (Split System: Heat Pump with Remote Outdoor Unit-Air-Source) | HMH72B341 |  |  | XAFC36DBCN1 | TM9Y100C16MP11 | 34000 | 17 | 8.1 | 34000 | 24400 | 71.76% | 2.08 | 0 | 9.5 |  |  |  | No | R-410A | 2.8333 | Residential & Commercial | No
211713205 | Central HP <5.4 tons | KEEPRITE | HRCU-A-CB (Split System: Heat Pump with Remote Outdoor Unit-Air-Source) | DLCURAH30ABK |  |  | EA*4X43L21A* | *96VTN0802120A* | 30400 | 15.2 | 8.1 | 33000 | 26200 | 79.39% | 1.84 | 0 | 9 |  |  |  | No | R-410A | 2.5333 | Residential & Commercial | No
213073344 | Central HP <5.4 tons | ACIQ | HRCU-A-CB (Split System: Heat Pump with Remote Outdoor Unit-Air-Source) | DLCURAH30ABK |  |  | EA*4X42L21A* | *96VTN1002122A* | 29600 | 15.2 | 8.1 | 33600 | 27400 | 81.55% | 1.78 | 0 | 9 |  |  |  | No | R-410A | 2.4667 | Residential & Commercial | No
213073369 | Central HP <5.4 tons | ACIQ | HRCU-A-CB (Split System: Heat Pump with Remote Outdoor Unit-Air-Source) | DLCURAH30ABK |  |  | EA*4X42L21A* | *92ESN0802120A* | 30600 | 15.2 | 8.1 | 34200 | 27000 | 78.95% | 1.82 | 0 | 9 |  |  |  | No | R-410A | 2.55 | Residential & Commercial | No
214229240 | Central HP <5.4 tons | KEEPRITE | HRCU-A-CB (Split System: Heat Pump with Remote Outdoor Unit-Air-Source) | DLCURAH30ABK |  |  | EA*4X37L17A* | *80MSU0601716A* | 30400 | 15.2 | 8.5 | 33400 | 26800 | 80.24% | 1.82 | 0 | 9 |  |  |  | No | R-410A | 2.5333 | Residential & Commercial | No
215681729 | Central HP <5.4 tons | DAY & NIGHT | HRCU-A-CB (Split System: Heat Pump with Remote Outdoor Unit-Air-Source) | C5H0V48*K*AAA* |  |  | ESH5X60M12A*+WALLCON | *97CTN0802120A* | 45500 | 16.5 | 8.5 | 48000 | 33800 | 70.42% | 2.06 | 0 | 9.5 |  |  |  | No | R-454B | 3.7917 | Residential & Commercial | No
215389780 | Central HP <5.4 tons | DAY & NIGHT | HRCU-A-CB (Split System: Heat Pump with Remote Outdoor Unit-Air-Source) | DLCURAH36ABK |  |  | EA*4X36L17A* | *96VTN0601716B* | 34800 | 15.2 | 8.1 | 38500 | 35200 | 91.43% | 1.8 | 0 | 9.5 |  |  |  | No | R-410A | 2.9 | Residential & Commercial | No
211388074 | Central HP <5.4 tons | CHAMPION HEATING AND COOLING | HRCU-A-CB (Split System: Heat Pump with Remote Outdoor Unit-Air-Source) | HMH72B341 |  |  | XAHC36DBCN1 | TP9C060B12MP13 | 33200 | 17 | 8.1 | 33400 | 23800 | 71.26% | 2 | 0 | 9.5 |  |  |  | No | R-410A | 2.7667 | Residential & Commercial | No
211388340 | Central HP <5.4 tons | CHAMPION HEATING AND COOLING | HRCU-A-CB (Split System: Heat Pump with Remote Outdoor Unit-Air-Source) | HMH72B341 |  |  | XAFB36DBCN1 | TM9V060B12MP12 | 33800 | 17 | 8.5 | 33400 | 23800 | 71.26% | 2.04 | 0 | 9.5 |  |  |  | No | R-410A | 2.8167 | Residential & Commercial | No
211385845 | Central HP <5.4 tons | CHAMPION HEATING AND COOLING | HRCU-A-CB (Split System: Heat Pump with Remote Outdoor Unit-Air-Source) | HMH72B341 |  |  | XAFC48FXXN1+TXV | TMLE080C16MP11 | 33400 | 17 | 8.5 | 32200 | 23400 | 72.67% | 2.06 | 0 | 9.5 |  |  |  | No | R-410A | 2.7833 | Residential & Commercial | No
211386209 | Central HP <5.4 tons | CHAMPION HEATING AND COOLING | HRCU-A-CB (Split System: Heat Pump with Remote Outdoor Unit-Air-Source) | HMH72B341 |  |  | XAHC48FXXN1+TXV | TL9E080C16UH11 | 33200 | 16 | 8.5 | 32400 | 23600 | 72.84% | 2.04 | 0 | 9 |  |  |  | No | R-410A | 2.7667 | Residential & Commercial | No
211386222 | Central HP <5.4 tons | CHAMPION HEATING AND COOLING | HRCU-A-CB (Split System: Heat Pump with Remote Outdoor Unit-Air-Source) | HMH72B341 |  |  | XAHC48FBCN1 | TL9E080C16UH11 | 33200 | 16 | 8.5 | 32400 | 23600 | 72.84% | 2.04 | 0 | 9 |  |  |  | No | R-410A | 2.7667 | Residential & Commercial | No
211385873 | Central HP <5.4 tons | CHAMPION HEATING AND COOLING | HRCU-A-CB (Split System: Heat Pump with Remote Outdoor Unit-Air-Source) | HMH72B341 |  |  | XAUC48FXXN1+TXV | TM8E080C16MP11 | 33400 | 17 | 8.5 | 32200 | 23400 | 72.67% | 2.06 | 0 | 9.5 |  |  |  | No | R-410A | 2.7833 | Residential & Commercial | No
211385890 | Central HP <5.4 tons | CHAMPION HEATING AND COOLING | HRCU-A-CB (Split System: Heat Pump with Remote Outdoor Unit-Air-Source) | HMH72B341 |  |  | XAFC48FBCN1 | TMLE080C16MP11 | 33400 | 17 | 8.5 | 32200 | 23400 | 72.67% | 2.06 | 0 | 9.5 |  |  |  | No | R-410A | 2.7833 | Residential & Commercial | No
211386056 | Central HP <5.4 tons | CHAMPION HEATING AND COOLING | HRCU-A-CB (Split System: Heat Pump with Remote Outdoor Unit-Air-Source) | HMH72B341 |  |  | XAHD48FXXN1+TXV | TL9E100C20UH11 | 33400 | 15.5 | 8.5 | 32000 | 23400 | 73.12% | 2.04 | 0 | 9 |  |  |  | No | R-410A | 2.7833 | Residential & Commercial | No
211396978 | Central HP <5.4 tons | FRASER-JOHNSTON | HRCU-A-CB (Split System: Heat Pump with Remote Outdoor Unit-Air-Source) | HMH72B341 |  |  | XAHC48FXXN1+TXV | TM8Y080B12MP11 | 32600 | 17 | 8.1 | 31600 | 23000 | 72.78% | 2.02 | 0 | 9 |  |  |  | No | R-410A | 2.7167 | Residential & Commercial | No
211397062 | Central HP <5.4 tons | FRASER-JOHNSTON | HRCU-A-CB (Split System: Heat Pump with Remote Outdoor Unit-Air-Source) | HMH72B341 |  |  | XAHC48FXXN1+TXV | TM8V100C20MP12 | 33800 | 16.5 | 8.5 | 32400 | 23800 | 73.46% | 2.06 | 0 | 9 |  |  |  | No | R-410A | 2.8167 | Residential & Commercial | No
213607821 | Central HP <5.4 tons | SMART COMFORT | HRCU-A-CB (Split System: Heat Pump with Remote Outdoor Unit-Air-Source) | DLCURAH60ABK |  |  | FTMA4B60L0D* |  | 55000 | 15.2 | 8.1 | 52500 | 48000 | 91.43% | 1.84 | 0 | 8.5 |  |  |  | No | R-410A | 4.5833 | Residential & Commercial | No
213075260 | Central HP <5.4 tons | ACIQ | HRCU-A-CB (Split System: Heat Pump with Remote Outdoor Unit-Air-Source) | DLCURAH36ABK |  |  | EA*4X36L21A* | *95ESU1002122A* | 36200 | 15.2 | 8.1 | 40000 | 35400 | 88.5% | 1.86 | 0 | 9.5 |  |  |  | No | R-410A | 3.0167 | Residential & Commercial | No
212989537 | Central HP <5.4 tons | CARRIER | HRCU-A-CB (Split System: Heat Pump with Remote Outdoor Unit-Air-Source) | 38MURAQ30AB3* |  |  | CAP**4221AL* | 59SU5B080M21**20 | 30000 | 15.2 | 8.1 | 34200 | 27600 | 80.7% | 1.8 | 0 | 9 |  |  |  | No | R-410A | 2.5 | Residential & Commercial | No
212980520 | Central HP <5.4 tons | BRYANT HEATING AND COOLING SYSTEMS | HRCU-A-CB (Split System: Heat Pump with Remote Outdoor Unit-Air-Source) | 38MURAQ30AB3* |  |  | CAP**4221AL* | 8(0,1)*SB60090M21*** | 30200 | 15.2 | 8.1 | 34400 | 27400 | 79.65% | 1.8 | 0 | 9 |  |  |  | No | R-410A | 2.5167 | Residential & Commercial | No
211222133 | Central HP <5.4 tons | SMART COMFORT | HRCU-A-CB (Split System: Heat Pump with Remote Outdoor Unit-Air-Source) | DLCURAH30ABK |  |  | EA*4X36L21A* | *92ESN0801716A* | 29600 | 15.2 | 8.1 | 33800 | 27800 | 82.25% | 1.76 | 0 | 9 |  |  |  | No | R-410A | 2.4667 | Residential & Commercial | No
212972479 | Central HP <5.4 tons | SMART COMFORT | HRCU-A-CB (Split System: Heat Pump with Remote Outdoor Unit-Air-Source) | DLCURAH30ABK |  |  | EA*4X42L24A* | *80VTL1102122B* | 29800 | 15.2 | 8.1 | 34200 | 27600 | 80.7% | 1.8 | 0 | 9 |  |  |  | No | R-410A | 2.4833 | Residential & Commercial | No
215676987 | Central HP <5.4 tons | ARCOAIRE | HRCU-A-CB (Split System: Heat Pump with Remote Outdoor Unit-Air-Source) | H5H0V60*K*AAA* |  |  | EVM5X60M21A*+WALLCON | *80CTL0701716B* | 55000 | 18 | 9 | 59500 | 43500 | 73.11% | 2.1 | 0 | 9.5 |  |  |  | No | R-454B | 4.5833 | Residential & Commercial | No
211226579 | Central HP <5.4 tons | BRYANT HEATING AND COOLING SYSTEMS | HRCU-A-CB (Split System: Heat Pump with Remote Outdoor Unit-Air-Source) | 38MURAQ36AB3* |  |  | CAP**3717AL* | 82*TA36045V14*** | 36000 | 15.2 | 8.1 | 38500 | 35000 | 90.91% | 2.02 | 0 | 9.5 |  |  |  | No | R-410A | 3 | Residential & Commercial | No
213080814 | Central HP <5.4 tons | PAYNE HEATING AND COOLING | HRCU-A-CB (Split System: Heat Pump with Remote Outdoor Unit-Air-Source) | 38MURAQ36AB3* |  |  | CAP**4224AL* | PG95MSUA60080C** | 35200 | 16 | 8.1 | 38500 | 35000 | 90.91% | 1.88 | 0 | 9.5 |  |  |  | No | R-410A | 2.9333 | Residential & Commercial | No
211397328 | Central HP <5.4 tons | FRASER-JOHNSTON | HRCU-A-CB (Split System: Heat Pump with Remote Outdoor Unit-Air-Source) | HMH72B341 |  |  | XAHD48FBCN1 | TPLC080C16MP13 | 33600 | 16 | 8.5 | 32400 | 23800 | 73.46% | 2.06 | 0 | 9 |  |  |  | No | R-410A | 2.8 | Residential & Commercial | No
211398164 | Central HP <5.4 tons | FRASER-JOHNSTON | HRCU-A-CB (Split System: Heat Pump with Remote Outdoor Unit-Air-Source) | HMH72B341 |  |  | XAHC48FXXN1+TXV | TMLE120C16MP11 | 33000 | 17 | 8.5 | 31600 | 23200 | 73.42% | 2.04 | 0 | 9.5 |  |  |  | No | R-410A | 2.75 | Residential & Commercial | No
211386411 | Central HP <5.4 tons | CHAMPION HEATING AND COOLING | HRCU-A-CB (Split System: Heat Pump with Remote Outdoor Unit-Air-Source) | HMH72B341 |  |  | XAFD48FXXN1+TXV | TL8E100C20UH11 | 34000 | 16.5 | 8.5 | 32400 | 23800 | 73.46% | 2.1 | 0 | 9.5 |  |  |  | No | R-410A | 2.8333 | Residential & Commercial | No
211396095 | Central HP <5.4 tons | COLEMAN | HRCU-A-CB (Split System: Heat Pump with Remote Outdoor Unit-Air-Source) | HMH72B341 |  |  | XAHC48FBCN1 | TM9E080C16MP12 | 33600 | 17 | 8.1 | 32800 | 24200 | 73.78% | 2.04 | 0 | 9 |  |  |  | No | R-410A | 2.8 | Residential & Commercial | No
211397694 | Central HP <5.4 tons | COLEMAN | HRCU-A-CB (Split System: Heat Pump with Remote Outdoor Unit-Air-Source) | HMH72B341 |  |  | XAFC48FXXN1+TXV | TM8V100C16MP12 | 34000 | 16.5 | 8.5 | 33200 | 24400 | 73.49% | 2.1 | 0 | 9 |  |  |  | No | R-410A | 2.8333 | Residential & Commercial | No
215670436 | Central HP <5.4 tons | CARRIER | HRCU-A-CB (Split System: Heat Pump with Remote Outdoor Unit-Air-Source) | 27VNA036A*030* |  |  | CSAH*6012AM*+UI | 58TN*B090C17**16 | 34600 | 17 | 8.5 | 34600 | 24800 | 71.68% | 1.8 | 0 | 9.5 |  |  |  | No | R-454B | 2.8833 | Residential & Commercial | No
211397826 | Central HP <5.4 tons | COLEMAN | HRCU-A-CB (Split System: Heat Pump with Remote Outdoor Unit-Air-Source) | HMH72B341 |  |  | XAFC48FBCN1 | TMLV100C16MP12 | 34000 | 16.5 | 8.5 | 33200 | 24400 | 73.49% | 2.1 | 0 | 9 |  |  |  | No | R-410A | 2.8333 | Residential & Commercial | No
211396604 | Central HP <5.4 tons | COLEMAN | HRCU-A-CB (Split System: Heat Pump with Remote Outdoor Unit-Air-Source) | HMH72B341 |  |  | XAFD48FBCN1 | TM8Y120C20MP11 | 34000 | 16.5 | 8.5 | 34000 | 24200 | 71.18% | 2.1 | 0 | 9.5 |  |  |  | No | R-410A | 2.8333 | Residential & Commercial | No
211396715 | Central HP <5.4 tons | COLEMAN | HRCU-A-CB (Split System: Heat Pump with Remote Outdoor Unit-Air-Source) | HMH72B341 |  |  | XAHD48FXXN1+TXV | TM8Y100C16MP11 | 33600 | 17 | 8.1 | 32600 | 24000 | 73.62% | 2.04 | 0 | 9 |  |  |  | No | R-410A | 2.8 | Residential & Commercial | No
211398035 | Central HP <5.4 tons | COLEMAN | HRCU-A-CB (Split System: Heat Pump with Remote Outdoor Unit-Air-Source) | HMH72B341 |  |  | XAFC48FBCN1 | TM8V080B12MP12 | 33000 | 16 | 8.1 | 32600 | 24000 | 73.62% | 2.02 | 0 | 9 |  |  |  | No | R-410A | 2.75 | Residential & Commercial | No
211386492 | Central HP <5.4 tons | CHAMPION HEATING AND COOLING | HRCU-A-CB (Split System: Heat Pump with Remote Outdoor Unit-Air-Source) | HMH72B341 |  |  | XAHD48FBCN1 | TL8E080C16UH11 | 33600 | 16 | 8.1 | 32600 | 24200 | 74.23% | 2.04 | 0 | 9 |  |  |  | No | R-410A | 2.8 | Residential & Commercial | No
211386522 | Central HP <5.4 tons | CHAMPION HEATING AND COOLING | HRCU-A-CB (Split System: Heat Pump with Remote Outdoor Unit-Air-Source) | HMH72B341 |  |  | XAHC48FBCN1 | TL8E080C16UH11 | 33600 | 16.5 | 8.1 | 32600 | 24200 | 74.23% | 2.04 | 0 | 9 |  |  |  | No | R-410A | 2.8 | Residential & Commercial | No
211387009 | Central HP <5.4 tons | CHAMPION HEATING AND COOLING | HRCU-A-CB (Split System: Heat Pump with Remote Outdoor Unit-Air-Source) | HMH72B341 |  |  | XAFB36DXXN1+TXV | TM9Y080B12MP11 | 33600 | 17.5 | 8.5 | 33400 | 23600 | 70.66% | 2.04 | 0 | 9.5 |  |  |  | No | R-410A | 2.8 | Residential & Commercial | No
212980190 | Central HP <5.4 tons | BRYANT HEATING AND COOLING SYSTEMS | HRCU-A-CB (Split System: Heat Pump with Remote Outdoor Unit-Air-Source) | 38MURAQ30AB3* |  |  | CAP**3721AL* | 8(0,1)*SB48090M21*** | 30600 | 15.2 | 8.1 | 33200 | 26400 | 79.52% | 1.86 | 0 | 9 |  |  |  | No | R-410A | 2.55 | Residential & Commercial | No
211240295 | Central HP <5.4 tons | KEEPRITE | HRCU-A-CB (Split System: Heat Pump with Remote Outdoor Unit-Air-Source) | DLCURAH24ABK |  |  | EA*4X24L14A* | *96VTN0401410A* | 23400 | 15.5 | 8.5 | 26800 | 24800 | 92.54% | 2.04 | 0 | 9.5 |  |  |  | No | R-410A | 1.95 | Residential & Commercial | No
211387408 | Central HP <5.4 tons | CHAMPION HEATING AND COOLING | HRCU-A-CB (Split System: Heat Pump with Remote Outdoor Unit-Air-Source) | HMH72B341 |  |  | XAHC36DXXN1+TXV | TM9V100C16MP12 | 33800 | 17 | 8.1 | 33400 | 23600 | 70.66% | 2.06 | 0 | 9.5 |  |  |  | No | R-410A | 2.8167 | Residential & Commercial | No
212988047 | Central HP <5.4 tons | CARRIER | HRCU-A-CB (Split System: Heat Pump with Remote Outdoor Unit-Air-Source) | 38MURAQ30AB3* |  |  | CAP**4221AL* | 59SC6A100M21**20 | 30200 | 15.2 | 8.5 | 34000 | 27400 | 80.59% | 1.8 | 0 | 9 |  |  |  | No | R-410A | 2.5167 | Residential & Commercial | No
212980947 | Central HP <5.4 tons | BRYANT HEATING AND COOLING SYSTEMS | HRCU-A-CB (Split System: Heat Pump with Remote Outdoor Unit-Air-Source) | 38MURAQ30AB3* |  |  | CAP**4321AL* | 8(0,1)*SB60110M21*** | 31000 | 15.2 | 8.5 | 33600 | 26200 | 77.98% | 1.88 | 0 | 9 |  |  |  | No | R-410A | 2.5833 | Residential & Commercial | No
212980531 | Central HP <5.4 tons | BRYANT HEATING AND COOLING SYSTEMS | HRCU-A-CB (Split System: Heat Pump with Remote Outdoor Unit-Air-Source) | 38MURAQ30AB3* |  |  | CAP**4224AL* | 8(0,1)*SB60090M21*** | 29600 | 15.2 | 8.1 | 33800 | 27600 | 81.66% | 1.78 | 0 | 9 |  |  |  | No | R-410A | 2.4667 | Residential & Commercial | No
212982148 | Central HP <5.4 tons | ARCOAIRE | HRCU-A-CB (Split System: Heat Pump with Remote Outdoor Unit-Air-Source) | DLCURAH30ABK |  |  | EA*4X37L21A* | *80MSU0401712A* | 30400 | 15.2 | 8.1 | 33400 | 26200 | 78.44% | 1.86 | 0 | 9 |  |  |  | No | R-410A | 2.5333 | Residential & Commercial | No
212976732 | Central HP <5.4 tons | ARCOAIRE | HRCU-A-CB (Split System: Heat Pump with Remote Outdoor Unit-Air-Source) | DLCURAH30ABK |  |  | EA*4X42L21A* | *96VTN1002120B* | 30200 | 15.2 | 8.5 | 34200 | 27600 | 80.7% | 1.8 | 0 | 9 |  |  |  | No | R-410A | 2.5167 | Residential & Commercial | No
213069239 | Central HP <5.4 tons | ACIQ | HRCU-A-CB (Split System: Heat Pump with Remote Outdoor Unit-Air-Source) | DLCURAH36ABK |  |  | EA*4X36L21A* | *92ESN0601714A* | 35200 | 16 | 8.1 | 38500 | 35200 | 91.43% | 1.82 | 0 | 9.5 |  |  |  | No | R-410A | 2.9333 | Residential & Commercial | No
213069314 | Central HP <5.4 tons | ACIQ | HRCU-A-CB (Split System: Heat Pump with Remote Outdoor Unit-Air-Source) | DLCURAH36ABK |  |  | EA*4X42L21A* | *80ES(N,L)0451712A* | 35200 | 15.5 | 8.1 | 38500 | 35000 | 90.91% | 1.86 | 0 | 9.5 |  |  |  | No | R-410A | 2.9333 | Residential & Commercial | No
213069316 | Central HP <5.4 tons | ACIQ | HRCU-A-CB (Split System: Heat Pump with Remote Outdoor Unit-Air-Source) | DLCURAH36ABK |  |  | EA*4X42L21A* | *80ES(N,L)0701716A* | 35200 | 16 | 8.1 | 38500 | 35000 | 90.91% | 1.88 | 0 | 9.5 |  |  |  | No | R-410A | 2.9333 | Residential & Commercial | No
213069325 | Central HP <5.4 tons | ACIQ | HRCU-A-CB (Split System: Heat Pump with Remote Outdoor Unit-Air-Source) | DLCURAH36ABK |  |  | EA*4X42L21A* | *80VSL0902120A* | 35000 | 16 | 8.1 | 38500 | 35000 | 90.91% | 1.86 | 0 | 9.5 |  |  |  | No | R-410A | 2.9167 | Residential & Commercial | No
213069391 | Central HP <5.4 tons | ACIQ | HRCU-A-CB (Split System: Heat Pump with Remote Outdoor Unit-Air-Source) | DLCURAH36ABK |  |  | EA*4X42L24A* | OLV112A16A | 35400 | 15.2 | 8.1 | 39500 | 35200 | 89.11% | 1.88 | 0 | 9.5 |  |  |  | No | R-410A | 2.95 | Residential & Commercial | No
212382997 | Central HP <5.4 tons | BRYANT HEATING AND COOLING SYSTEMS | HRCU-A-CB (Split System: Heat Pump with Remote Outdoor Unit-Air-Source) | 38MURAQ36AB3* |  |  | CAP**3617AL* | 8(0,1)*SA42090E17*** | 35600 | 15.5 | 8.1 | 39500 | 35200 | 89.11% | 1.84 | 0 | 9.5 |  |  |  | No | R-410A | 2.9667 | Residential & Commercial | No
212383113 | Central HP <5.4 tons | BRYANT HEATING AND COOLING SYSTEMS | HRCU-A-CB (Split System: Heat Pump with Remote Outdoor Unit-Air-Source) | 38MURAQ36AB3* |  |  | CAP**3621AL* | 926SA60080V21*** | 35400 | 16 | 8.1 | 39500 | 35200 | 89.11% | 1.82 | 0 | 9.5 |  |  |  | No | R-410A | 2.95 | Residential & Commercial | No
212977051 | Central HP <5.4 tons | ARCOAIRE | HRCU-A-CB (Split System: Heat Pump with Remote Outdoor Unit-Air-Source) | DLCURAH30ABK |  |  | EA*4X43L21A* | *96VTN1002122B* | 30400 | 15.2 | 8.1 | 33000 | 26400 | 80% | 1.84 | 0 | 9 |  |  |  | No | R-410A | 2.5333 | Residential & Commercial | No
212978067 | Central HP <5.4 tons | BRYANT HEATING AND COOLING SYSTEMS | HRCU-A-CB (Split System: Heat Pump with Remote Outdoor Unit-Air-Source) | 38MURAQ30AB3* |  |  | CNPV*4217AL* | 8(0,1)*SB36070M14*** | 29800 | 15.2 | 8.1 | 34000 | 27200 | 80% | 1.82 | 0 | 9 |  |  |  | No | R-410A | 2.4833 | Residential & Commercial | No
212979452 | Central HP <5.4 tons | BRYANT HEATING AND COOLING SYSTEMS | HRCU-A-CB (Split System: Heat Pump with Remote Outdoor Unit-Air-Source) | 38MURAQ30AB3* |  |  | CAP**4224AL* | 8(0,1)*SB48070M21*** | 29800 | 15.2 | 8.1 | 34200 | 27600 | 80.7% | 1.8 | 0 | 9 |  |  |  | No | R-410A | 2.4833 | Residential & Commercial | No
211385906 | Central HP <5.4 tons | CHAMPION HEATING AND COOLING | HRCU-A-CB (Split System: Heat Pump with Remote Outdoor Unit-Air-Source) | HMH72B341 |  |  | XAUC48FXXN1+TXV | TMLE080C16MP11 | 33400 | 17 | 8.5 | 32200 | 23400 | 72.67% | 2.06 | 0 | 9.5 |  |  |  | No | R-410A | 2.7833 | Residential & Commercial | No
211389082 | Central HP <5.4 tons | COLEMAN | HRCU-A-CB (Split System: Heat Pump with Remote Outdoor Unit-Air-Source) | HMH72B341 |  |  | XAFB36DBCN1 | TM9E060B12MP12 | 34000 | 17.5 | 8.1 | 34000 | 24200 | 71.18% | 2.04 | 0 | 9.5 |  |  |  | No | R-410A | 2.8333 | Residential & Commercial | No
211394534 | Central HP <5.4 tons | COLEMAN | HRCU-A-CB (Split System: Heat Pump with Remote Outdoor Unit-Air-Source) | HMH72B341 |  |  | XAFD48FXXN1+TXV | TP9C100C20MP13 | 34000 | 16.5 | 8.5 | 33000 | 24200 | 73.33% | 2.1 | 0 | 9 |  |  |  | No | R-410A | 2.8333 | Residential & Commercial | No
211394991 | Central HP <5.4 tons | COLEMAN | HRCU-A-CB (Split System: Heat Pump with Remote Outdoor Unit-Air-Source) | HMH72B341 |  |  | XAUC48FXXN1+TXV | CP9C100C16MP13 | 33800 | 16.5 | 8.5 | 32400 | 23800 | 73.46% | 2.08 | 0 | 9.5 |  |  |  | No | R-410A | 2.8167 | Residential & Commercial | No
211394618 | Central HP <5.4 tons | COLEMAN | HRCU-A-CB (Split System: Heat Pump with Remote Outdoor Unit-Air-Source) | HMH72B341 |  |  | XAFC48FXXN1+TXV | CP9C100C20MP13 | 34000 | 16.5 | 8.5 | 33000 | 24200 | 73.33% | 2.1 | 0 | 9 |  |  |  | No | R-410A | 2.8333 | Residential & Commercial | No
211388514 | Central HP <5.4 tons | COLEMAN | HRCU-A-CB (Split System: Heat Pump with Remote Outdoor Unit-Air-Source) | HMH72B341 |  |  | XAUB36DXXN1+TXV | TM9V040A10MP12 | 33200 | 17 | 8.1 | 33200 | 23400 | 70.48% | 2 | 0 | 9.5 |  |  |  | No | R-410A | 2.7667 | Residential & Commercial | No
211388964 | Central HP <5.4 tons | COLEMAN | HRCU-A-CB (Split System: Heat Pump with Remote Outdoor Unit-Air-Source) | HMH72B341 |  |  | XAHC30CXXN1+TXV | TM9E060B12MP12 | 32000 | 16.5 | 8.1 | 33000 | 23200 | 70.3% | 1.96 | 0 | 9 |  |  |  | No | R-410A | 2.6667 | Residential & Commercial | No
211390904 | Central HP <5.4 tons | COLEMAN | HRCU-A-CB (Split System: Heat Pump with Remote Outdoor Unit-Air-Source) | HMH72B341 |  |  | XAHB36DBCN1 | TM8V060A12MP12 | 33400 | 16.5 | 8.1 | 33600 | 23800 | 70.83% | 2.02 | 0 | 9.5 |  |  |  | No | R-410A | 2.7833 | Residential & Commercial | No
212978533 | Central HP <5.4 tons | BRYANT HEATING AND COOLING SYSTEMS | HRCU-A-CB (Split System: Heat Pump with Remote Outdoor Unit-Air-Source) | 38MURAQ30AB3* |  |  | CAP**3721AL* | 8(0,1)*SB36070M17*** | 30400 | 15.2 | 8.1 | 33000 | 26400 | 80% | 1.84 | 0 | 9 |  |  |  | No | R-410A | 2.5333 | Residential & Commercial | No
212980971 | Central HP <5.4 tons | BRYANT HEATING AND COOLING SYSTEMS | HRCU-A-CB (Split System: Heat Pump with Remote Outdoor Unit-Air-Source) | 38MURAQ30AB3* |  |  | CNPV*4221AL* | 8(0,1)*SB60110M21*** | 30200 | 15.2 | 8.1 | 34400 | 27600 | 80.23% | 1.8 | 0 | 9 |  |  |  | No | R-410A | 2.5167 | Residential & Commercial | No
212984494 | Central HP <5.4 tons | BRYANT HEATING AND COOLING SYSTEMS | HRCU-A-CB (Split System: Heat Pump with Remote Outdoor Unit-Air-Source) | 38MURAQ30AB3* |  |  | CAP**4321AL* | 912SE48080M17*** | 30400 | 15.5 | 8.1 | 33200 | 26400 | 79.52% | 1.84 | 0 | 9 |  |  |  | No | R-410A | 2.5333 | Residential & Commercial | No
211394750 | Central HP <5.4 tons | COLEMAN | HRCU-A-CB (Split System: Heat Pump with Remote Outdoor Unit-Air-Source) | HMH72B341 |  |  | XAHD48FBCN1 | CP9C100C16MP13 | 33000 | 16 | 8.5 | 31800 | 23200 | 72.96% | 2.04 | 0 | 9 |  |  |  | No | R-410A | 2.75 | Residential & Commercial | No
211394016 | Central HP <5.4 tons | COLEMAN | HRCU-A-CB (Split System: Heat Pump with Remote Outdoor Unit-Air-Source) | HMH72B341 |  |  | XAHC48FXXN1+TXV | TM9Y080C16MP11 | 33200 | 17 | 8.1 | 32400 | 23600 | 72.84% | 2.02 | 0 | 9 |  |  |  | No | R-410A | 2.7667 | Residential & Commercial | No
211393791 | Central HP <5.4 tons | COLEMAN | HRCU-A-CB (Split System: Heat Pump with Remote Outdoor Unit-Air-Source) | HMH72B341 |  |  | XAHD48FXXN1+TXV | TM9Y120D20MP11 | 33200 | 16.5 | 8.5 | 32000 | 23400 | 73.12% | 2.04 | 0 | 9 |  |  |  | No | R-410A | 2.7667 | Residential & Commercial | No
213069344 | Central HP <5.4 tons | ACIQ | HRCU-A-CB (Split System: Heat Pump with Remote Outdoor Unit-Air-Source) | DLCURAH36ABK |  |  | EA*4X42L21A* | *95ESU0601716A* | 35200 | 16 | 8.1 | 38500 | 35000 | 90.91% | 1.88 | 0 | 9.5 |  |  |  | No | R-410A | 2.9333 | Residential & Commercial | No
212988036 | Central HP <5.4 tons | BRYANT HEATING AND COOLING SYSTEMS | HRCU-A-CB (Split System: Heat Pump with Remote Outdoor Unit-Air-Source) | 38MURAQ30AB3* |  |  | CAP**3721AL* | 916SA60100M21*** | 30800 | 15.2 | 8.5 | 33200 | 26200 | 78.92% | 1.84 | 0 | 9 |  |  |  | No | R-410A | 2.5667 | Residential & Commercial | No
213073439 | Central HP <5.4 tons | ACIQ | HRCU-A-CB (Split System: Heat Pump with Remote Outdoor Unit-Air-Source) | DLCURAH30ABK |  |  | EA*4X43L21A* | *92ESN0802120A* | 31200 | 15.2 | 8.5 | 33600 | 26000 | 77.38% | 1.88 | 0 | 9 |  |  |  | No | R-410A | 2.6 | Residential & Commercial | No
211390067 | Central HP <5.4 tons | COLEMAN | HRCU-A-CB (Split System: Heat Pump with Remote Outdoor Unit-Air-Source) | HMH72B341 |  |  | XAHC36DBCN1 | CPLC100C16MP13 | 34000 | 17 | 8.1 | 34000 | 24600 | 72.35% | 2.08 | 0 | 9.5 |  |  |  | No | R-410A | 2.8333 | Residential & Commercial | No
211390416 | Central HP <5.4 tons | COLEMAN | HRCU-A-CB (Split System: Heat Pump with Remote Outdoor Unit-Air-Source) | HMH72B341 |  |  | XAHC36DXXN1+TXV | TPLC080B12MP13 | 32800 | 16.5 | 8.1 | 32800 | 23200 | 70.73% | 1.98 | 0 | 9.5 |  |  |  | No | R-410A | 2.7333 | Residential & Commercial | No
212978599 | Central HP <5.4 tons | BRYANT HEATING AND COOLING SYSTEMS | HRCU-A-CB (Split System: Heat Pump with Remote Outdoor Unit-Air-Source) | 38MURAQ30AB3* |  |  | CNPV*4217AL* | 8(0,1)*SB36070M17*** | 30000 | 15.2 | 8.1 | 34000 | 27200 | 80% | 1.82 | 0 | 9 |  |  |  | No | R-410A | 2.5 | Residential & Commercial | No
212979462 | Central HP <5.4 tons | BRYANT HEATING AND COOLING SYSTEMS | HRCU-A-CB (Split System: Heat Pump with Remote Outdoor Unit-Air-Source) | 38MURAQ30AB3* |  |  | CAP**4321AL* | 8(0,1)*SB48070M21*** | 30400 | 15.2 | 8.1 | 33400 | 26400 | 79.04% | 1.84 | 0 | 9 |  |  |  | No | R-410A | 2.5333 | Residential & Commercial | No
211395170 | Central HP <5.4 tons | COLEMAN | HRCU-A-CB (Split System: Heat Pump with Remote Outdoor Unit-Air-Source) | HMH72B341 |  |  | XAFD48FXXN1+TXV | TM9V080C16MP12 | 33400 | 16.5 | 8.5 | 32400 | 23600 | 72.84% | 2.06 | 0 | 9.5 |  |  |  | No | R-410A | 2.7833 | Residential & Commercial | No
211395195 | Central HP <5.4 tons | COLEMAN | HRCU-A-CB (Split System: Heat Pump with Remote Outdoor Unit-Air-Source) | HMH72B341 |  |  | XAFD48FXXN1+TXV | TP9C080C16MP13 | 33400 | 16.5 | 8.5 | 32400 | 23600 | 72.84% | 2.06 | 0 | 9.5 |  |  |  | No | R-410A | 2.7833 | Residential & Commercial | No
211395445 | Central HP <5.4 tons | COLEMAN | HRCU-A-CB (Split System: Heat Pump with Remote Outdoor Unit-Air-Source) | HMH72B341 |  |  | XAHC48FXXN1+TXV | TM9V080B12MP12 | 32800 | 16 | 8.1 | 32200 | 23600 | 73.29% | 2.02 | 0 | 9 |  |  |  | No | R-410A | 2.7333 | Residential & Commercial | No
211395488 | Central HP <5.4 tons | COLEMAN | HRCU-A-CB (Split System: Heat Pump with Remote Outdoor Unit-Air-Source) | HMH72B341 |  |  | XAHC48FXXN1+TXV | CP9C080B12MP13 | 32800 | 16 | 8.1 | 32200 | 23600 | 73.29% | 2.02 | 0 | 9 |  |  |  | No | R-410A | 2.7333 | Residential & Commercial | No
211396111 | Central HP <5.4 tons | COLEMAN | HRCU-A-CB (Split System: Heat Pump with Remote Outdoor Unit-Air-Source) | HMH72B341 |  |  | XAFD48FXXN1+TXV | TM9E080C16MP12 | 34000 | 17 | 8.1 | 33400 | 24600 | 73.65% | 2.08 | 0 | 9 |  |  |  | No | R-410A | 2.8333 | Residential & Commercial | No
211396197 | Central HP <5.4 tons | COLEMAN | HRCU-A-CB (Split System: Heat Pump with Remote Outdoor Unit-Air-Source) | HMH72B341 |  |  | XAHC48FXXN1+TXV | TM9E080B12MP12 | 32600 | 16.5 | 8.1 | 31800 | 23400 | 73.58% | 2 | 0 | 9 |  |  |  | No | R-410A | 2.7167 | Residential & Commercial | No
211395343 | Central HP <5.4 tons | COLEMAN | HRCU-A-CB (Split System: Heat Pump with Remote Outdoor Unit-Air-Source) | HMH72B341 |  |  | XAFC48FBCN1 | TM9V080C16MP12 | 33400 | 16.5 | 8.5 | 32400 | 23600 | 72.84% | 2.06 | 0 | 9.5 |  |  |  | No | R-410A | 2.7833 | Residential & Commercial | No
211395595 | Central HP <5.4 tons | COLEMAN | HRCU-A-CB (Split System: Heat Pump with Remote Outdoor Unit-Air-Source) | HMH72B341 |  |  | XAFC48FXXN1+TXV | CP9C080B12MP13 | 33400 | 16.5 | 8.5 | 32600 | 24000 | 73.62% | 2.06 | 0 | 9 |  |  |  | No | R-410A | 2.7833 | Residential & Commercial | No
211396238 | Central HP <5.4 tons | COLEMAN | HRCU-A-CB (Split System: Heat Pump with Remote Outdoor Unit-Air-Source) | HMH72B341 |  |  | XAFC48FXXN1+TXV | TM9E080B12MP12 | 33200 | 16.5 | 8.5 | 32400 | 23800 | 73.46% | 2.04 | 0 | 9 |  |  |  | No | R-410A | 2.7667 | Residential & Commercial | No
212981109 | Central HP <5.4 tons | BRYANT HEATING AND COOLING SYSTEMS | HRCU-A-CB (Split System: Heat Pump with Remote Outdoor Unit-Air-Source) | 38MURAQ30AB3* |  |  | CAP**4224AL* | 8(0,1)*SB60110M24*** | 30000 | 15.5 | 8.1 | 34200 | 27600 | 80.7% | 1.8 | 0 | 9 |  |  |  | No | R-410A | 2.5 | Residential & Commercial | No
212980179 | Central HP <5.4 tons | BRYANT HEATING AND COOLING SYSTEMS | HRCU-A-CB (Split System: Heat Pump with Remote Outdoor Unit-Air-Source) | 38MURAQ30AB3* |  |  | CAP**3621AL* | 8(0,1)*SB48090M21*** | 29400 | 15.2 | 8.1 | 34000 | 28000 | 82.35% | 1.76 | 0 | 9 |  |  |  | No | R-410A | 2.45 | Residential & Commercial | No
211397708 | Central HP <5.4 tons | COLEMAN | HRCU-A-CB (Split System: Heat Pump with Remote Outdoor Unit-Air-Source) | HMH72B341 |  |  | XAFC48FXXN1+TXV | TM8V080C16MP12 | 34000 | 16.5 | 8.5 | 33200 | 24400 | 73.49% | 2.1 | 0 | 9 |  |  |  | No | R-410A | 2.8333 | Residential & Commercial | No
211397774 | Central HP <5.4 tons | COLEMAN | HRCU-A-CB (Split System: Heat Pump with Remote Outdoor Unit-Air-Source) | HMH72B341 |  |  | XAFC48FBCN1 | TM8V100C16MP12 | 34000 | 16.5 | 8.5 | 33200 | 24400 | 73.49% | 2.1 | 0 | 9 |  |  |  | No | R-410A | 2.8333 | Residential & Commercial | No
211387423 | Central HP <5.4 tons | CHAMPION HEATING AND COOLING | HRCU-A-CB (Split System: Heat Pump with Remote Outdoor Unit-Air-Source) | HMH72B341 |  |  | XAHC36DXXN1+TXV | TP9C100C16MP13 | 33800 | 17 | 8.1 | 33400 | 23600 | 70.66% | 2.06 | 0 | 9.5 |  |  |  | No | R-410A | 2.8167 | Residential & Commercial | No
211387814 | Central HP <5.4 tons | CHAMPION HEATING AND COOLING | HRCU-A-CB (Split System: Heat Pump with Remote Outdoor Unit-Air-Source) | HMH72B341 |  |  | XAFC36DXXN1+TXV | TP9C080B12MP13 | 34000 | 17 | 8.1 | 34000 | 24400 | 71.76% | 2.06 | 0 | 9.5 |  |  |  | No | R-410A | 2.8333 | Residential & Commercial | No
211389449 | Central HP <5.4 tons | COLEMAN | HRCU-A-CB (Split System: Heat Pump with Remote Outdoor Unit-Air-Source) | HMH72B341 |  |  | XAHC36DXXN1+TXV | TM8Y080C16MP11 | 34000 | 18 | 8.1 | 34000 | 24400 | 71.76% | 2.06 | 0 | 9.5 |  |  |  | No | R-410A | 2.8333 | Residential & Commercial | No
211394061 | Central HP <5.4 tons | COLEMAN | HRCU-A-CB (Split System: Heat Pump with Remote Outdoor Unit-Air-Source) | HMH72B341 |  |  | XAFD48FBCN1 | TM9Y080C16MP11 | 33400 | 17.5 | 8.5 | 32400 | 23600 | 72.84% | 2.06 | 0 | 9.5 |  |  |  | No | R-410A | 2.7833 | Residential & Commercial | No
211396685 | Central HP <5.4 tons | COLEMAN | HRCU-A-CB (Split System: Heat Pump with Remote Outdoor Unit-Air-Source) | HMH72B341 |  |  | XAFC48FBCN1 | TM8Y100C20MP11 | 34000 | 16.5 | 8.5 | 33000 | 24200 | 73.33% | 2.1 | 0 | 9.5 |  |  |  | No | R-410A | 2.8333 | Residential & Commercial | No
211396801 | Central HP <5.4 tons | COLEMAN | HRCU-A-CB (Split System: Heat Pump with Remote Outdoor Unit-Air-Source) | HMH72B341 |  |  | XAHC48FBCN1 | TM8Y100C16MP11 | 33600 | 17 | 8.1 | 32600 | 24000 | 73.62% | 2.04 | 0 | 9 |  |  |  | No | R-410A | 2.8 | Residential & Commercial | No
211396419 | Central HP <5.4 tons | COLEMAN | HRCU-A-CB (Split System: Heat Pump with Remote Outdoor Unit-Air-Source) | HMH72B341 |  |  | XAHD48FXXN1+TXV | TM8Y120C20MP11 | 33800 | 16.5 | 8.5 | 32400 | 23800 | 73.46% | 2.06 | 0 | 9 |  |  |  | No | R-410A | 2.8167 | Residential & Commercial | No
211395701 | Central HP <5.4 tons | COLEMAN | HRCU-A-CB (Split System: Heat Pump with Remote Outdoor Unit-Air-Source) | HMH72B341 |  |  | XAUC48FXXN1+TXV | CP9C080B12MP13 | 33400 | 16.5 | 8.5 | 32600 | 24000 | 73.62% | 2.06 | 0 | 9 |  |  |  | No | R-410A | 2.7833 | Residential & Commercial | No
211392557 | Central HP <5.4 tons | COLEMAN | HRCU-A-CB (Split System: Heat Pump with Remote Outdoor Unit-Air-Source) | HMH72B341 |  |  | XAHB36DBCN1 | TMLE060A12MP11 | 33200 | 17 | 8.1 | 33200 | 23400 | 70.48% | 2 | 0 | 9.5 |  |  |  | No | R-410A | 2.7667 | Residential & Commercial | No
211397969 | Central HP <5.4 tons | COLEMAN | HRCU-A-CB (Split System: Heat Pump with Remote Outdoor Unit-Air-Source) | HMH72B341 |  |  | XAHC48FBCN1 | TM8V080B12MP12 | 32400 | 16 | 8.1 | 32000 | 23600 | 73.75% | 1.98 | 0 | 8.5 |  |  |  | No | R-410A | 2.7 | Residential & Commercial | No
211396790 | Central HP <5.4 tons | COLEMAN | HRCU-A-CB (Split System: Heat Pump with Remote Outdoor Unit-Air-Source) | HMH72B341 |  |  | XAHC48FXXN1+TXV | TM8Y080C16MP11 | 33600 | 17 | 8.1 | 32600 | 24000 | 73.62% | 2.04 | 0 | 9 |  |  |  | No | R-410A | 2.8 | Residential & Commercial | No
211396888 | Central HP <5.4 tons | COLEMAN | HRCU-A-CB (Split System: Heat Pump with Remote Outdoor Unit-Air-Source) | HMH72B341 |  |  | XAFC48FXXN1+TXV | TM8Y100C16MP11 | 34000 | 17.5 | 8.5 | 33200 | 24400 | 73.49% | 2.08 | 0 | 9 |  |  |  | No | R-410A | 2.8333 | Residential & Commercial | No
211386168 | Central HP <5.4 tons | LUXAIRE | HRCU-A-CB (Split System: Heat Pump with Remote Outdoor Unit-Air-Source) | HMH72B341 |  |  | XAUC48FXXN1+TXV | TL9E100C20UH11 | 34000 | 15.5 | 8.5 | 32400 | 23800 | 73.46% | 2.08 | 0 | 9.5 |  |  |  | No | R-410A | 2.8333 | Residential & Commercial | No
211387047 | Central HP <5.4 tons | LUXAIRE | HRCU-A-CB (Split System: Heat Pump with Remote Outdoor Unit-Air-Source) | HMH72B341 |  |  | XAFB30CXXN1+TXV | TM9Y080B12MP11 | 32800 | 17.5 | 8.1 | 34000 | 23800 | 70% | 2.02 | 0 | 9.5 |  |  |  | No | R-410A | 2.7333 | Residential & Commercial | No
211387138 | Central HP <5.4 tons | LUXAIRE | HRCU-A-CB (Split System: Heat Pump with Remote Outdoor Unit-Air-Source) | HMH72B341 |  |  | XAHB30CXXN1+TXV | TM9Y060B12MP11 | 31800 | 17 | 8.1 | 33000 | 23200 | 70.3% | 1.96 | 0 | 9 |  |  |  | No | R-410A | 2.65 | Residential & Commercial | No
211390034 | Central HP <5.4 tons | COLEMAN | HRCU-A-CB (Split System: Heat Pump with Remote Outdoor Unit-Air-Source) | HMH72B341 |  |  | XAHC36DBCN1 | TPLC080C16MP13 | 34000 | 17 | 8.1 | 34000 | 24600 | 72.35% | 2.08 | 0 | 9.5 |  |  |  | No | R-410A | 2.8333 | Residential & Commercial | No
211391172 | Central HP <5.4 tons | COLEMAN | HRCU-A-CB (Split System: Heat Pump with Remote Outdoor Unit-Air-Source) | HMH72B341 |  |  | XAUB30CXXN1+TXV | TM8V060A12MP12 | 32800 | 17.5 | 8.1 | 33400 | 23400 | 70.06% | 2.02 | 0 | 9.5 |  |  |  | No | R-410A | 2.7333 | Residential & Commercial | No
211395250 | Central HP <5.4 tons | COLEMAN | HRCU-A-CB (Split System: Heat Pump with Remote Outdoor Unit-Air-Source) | HMH72B341 |  |  | XAFD48FBCN1 | TP9C080C16MP13 | 33400 | 16.5 | 8.5 | 32400 | 23600 | 72.84% | 2.06 | 0 | 9.5 |  |  |  | No | R-410A | 2.7833 | Residential & Commercial | No
211396972 | Central HP <5.4 tons | COLEMAN | HRCU-A-CB (Split System: Heat Pump with Remote Outdoor Unit-Air-Source) | HMH72B341 |  |  | XAHC48FXXN1+TXV | TM8Y080B12MP11 | 32600 | 17 | 8.1 | 31600 | 23000 | 72.78% | 2.02 | 0 | 9 |  |  |  | No | R-410A | 2.7167 | Residential & Commercial | No
211397165 | Central HP <5.4 tons | COLEMAN | HRCU-A-CB (Split System: Heat Pump with Remote Outdoor Unit-Air-Source) | HMH72B341 |  |  | XAHC48FBCN1 | TPLC100C20MP13 | 33800 | 16.5 | 8.5 | 32400 | 23800 | 73.46% | 2.06 | 0 | 9 |  |  |  | No | R-410A | 2.8167 | Residential & Commercial | No
211397258 | Central HP <5.4 tons | COLEMAN | HRCU-A-CB (Split System: Heat Pump with Remote Outdoor Unit-Air-Source) | HMH72B341 |  |  | XAHD48FXXN1+TXV | TPLC100C16MP13 | 33600 | 16 | 8.5 | 32400 | 23800 | 73.46% | 2.06 | 0 | 9 |  |  |  | No | R-410A | 2.8 | Residential & Commercial | No
211387265 | Central HP <5.4 tons | LUXAIRE | HRCU-A-CB (Split System: Heat Pump with Remote Outdoor Unit-Air-Source) | HMH72B341 |  |  | XAHC30CXXN1+TXV | TM9V100C20MP12 | 32800 | 17 | 8.1 | 33000 | 23200 | 70.3% | 2.02 | 0 | 9 |  |  |  | No | R-410A | 2.7333 | Residential & Commercial | No
211387313 | Central HP <5.4 tons | LUXAIRE | HRCU-A-CB (Split System: Heat Pump with Remote Outdoor Unit-Air-Source) | HMH72B341 |  |  | XAFC36DXXN1+TXV | TP9C100C20MP13 | 34000 | 17.5 | 8.1 | 34000 | 24800 | 72.94% | 2.12 | 0 | 9.5 |  |  |  | No | R-410A | 2.8333 | Residential & Commercial | No
211387581 | Central HP <5.4 tons | LUXAIRE | HRCU-A-CB (Split System: Heat Pump with Remote Outdoor Unit-Air-Source) | HMH72B341 |  |  | XAHC36DXXN1+TXV | LP9C080C16MP13 | 33400 | 17 | 8.1 | 33200 | 23400 | 70.48% | 2.04 | 0 | 9.5 |  |  |  | No | R-410A | 2.7833 | Residential & Commercial | No
211227378 | Central HP <5.4 tons | BRYANT HEATING AND COOLING SYSTEMS | HRCU-A-CB (Split System: Heat Pump with Remote Outdoor Unit-Air-Source) | 38MURAQ36AB3* |  |  | CAP**4221AL* | 82*SA48045V17*** | 35200 | 15.5 | 8.1 | 38500 | 35200 | 91.43% | 1.88 | 0 | 9.5 |  |  |  | No | R-410A | 2.9333 | Residential & Commercial | No
211228665 | Central HP <5.4 tons | BRYANT HEATING AND COOLING SYSTEMS | HRCU-A-CB (Split System: Heat Pump with Remote Outdoor Unit-Air-Source) | 38MURAQ36AB3* |  |  | CAP**4321AL* | OVLAAB036098 | 36200 | 15.2 | 8.5 | 38500 | 35000 | 90.91% | 2.06 | 0 | 9.5 |  |  |  | No | R-410A | 3.0167 | Residential & Commercial | No
211229219 | Central HP <5.4 tons | BRYANT HEATING AND COOLING SYSTEMS | HRCU-A-CB (Split System: Heat Pump with Remote Outdoor Unit-Air-Source) | 38MURAQ36AB3* |  |  | CAP**4821AL* | OVMAAB042112 | 35600 | 15.5 | 8.1 | 38500 | 34800 | 90.39% | 2.04 | 0 | 9.5 |  |  |  | No | R-410A | 2.9667 | Residential & Commercial | No
211388429 | Central HP <5.4 tons | COLEMAN | HRCU-A-CB (Split System: Heat Pump with Remote Outdoor Unit-Air-Source) | HMH72B341 |  |  | XAUB30CXXN1+TXV | TM9V060B12MP12 | 32600 | 17 | 8.1 | 33600 | 23600 | 70.24% | 2.02 | 0 | 9.5 |  |  |  | No | R-410A | 2.7167 | Residential & Commercial | No
211388444 | Central HP <5.4 tons | COLEMAN | HRCU-A-CB (Split System: Heat Pump with Remote Outdoor Unit-Air-Source) | HMH72B341 |  |  | XAUB30CXXN1+TXV | TP9C060B12MP13 | 32600 | 17 | 8.1 | 33600 | 23600 | 70.24% | 2.02 | 0 | 9.5 |  |  |  | No | R-410A | 2.7167 | Residential & Commercial | No
211390467 | Central HP <5.4 tons | COLEMAN | HRCU-A-CB (Split System: Heat Pump with Remote Outdoor Unit-Air-Source) | HMH72B341 |  |  | XAHC30CXXN1+TXV | TM8V080B12MP12 | 31800 | 16.5 | 8.1 | 33000 | 23200 | 70.3% | 1.96 | 0 | 9 |  |  |  | No | R-410A | 2.65 | Residential & Commercial | No
211389330 | Central HP <5.4 tons | COLEMAN | HRCU-A-CB (Split System: Heat Pump with Remote Outdoor Unit-Air-Source) | HMH72B341 |  |  | XAHC30CXXN1+TXV | TM8Y120C20MP11 | 32800 | 17 | 8.1 | 32800 | 23000 | 70.12% | 2.02 | 0 | 9.5 |  |  |  | No | R-410A | 2.7333 | Residential & Commercial | No
211389414 | Central HP <5.4 tons | COLEMAN | HRCU-A-CB (Split System: Heat Pump with Remote Outdoor Unit-Air-Source) | HMH72B341 |  |  | XAFC30CXXN1+TXV | TM8Y120C20MP11 | 33600 | 18 | 8.5 | 33600 | 23600 | 70.24% | 2.06 | 0 | 9.5 |  |  |  | No | R-410A | 2.8 | Residential & Commercial | No
211389464 | Central HP <5.4 tons | COLEMAN | HRCU-A-CB (Split System: Heat Pump with Remote Outdoor Unit-Air-Source) | HMH72B341 |  |  | XAHC36DBCN1 | TM8Y100C16MP11 | 34000 | 18 | 8.1 | 34000 | 24400 | 71.76% | 2.06 | 0 | 9.5 |  |  |  | No | R-410A | 2.8333 | Residential & Commercial | No
211391038 | Central HP <5.4 tons | COLEMAN | HRCU-A-CB (Split System: Heat Pump with Remote Outdoor Unit-Air-Source) | HMH72B341 |  |  | XAFB36DBCN1 | TM8V060A12MP12 | 34000 | 17.5 | 8.1 | 34000 | 24200 | 71.18% | 2.06 | 0 | 9.5 |  |  |  | No | R-410A | 2.8333 | Residential & Commercial | No
211391605 | Central HP <5.4 tons | COLEMAN | HRCU-A-CB (Split System: Heat Pump with Remote Outdoor Unit-Air-Source) | HMH72B341 |  |  | XAHC36DBCN1 | TM8E100B12MP11 | 33400 | 17.5 | 8.1 | 33000 | 23400 | 70.91% | 2.02 | 0 | 9.5 |  |  |  | No | R-410A | 2.7833 | Residential & Commercial | No
211391687 | Central HP <5.4 tons | COLEMAN | HRCU-A-CB (Split System: Heat Pump with Remote Outdoor Unit-Air-Source) | HMH72B341 |  |  | XAHB36DBCN1 | TM8E100B12MP11 | 33200 | 17.5 | 8.1 | 33000 | 23400 | 70.91% | 2.02 | 0 | 9.5 |  |  |  | No | R-410A | 2.7667 | Residential & Commercial | No
211392273 | Central HP <5.4 tons | COLEMAN | HRCU-A-CB (Split System: Heat Pump with Remote Outdoor Unit-Air-Source) | HMH72B341 |  |  | XAHB30CXXN1+TXV | TM8E080B12MP11 | 32000 | 17 | 8.1 | 32800 | 23400 | 71.34% | 1.98 | 0 | 9 |  |  |  | No | R-410A | 2.6667 | Residential & Commercial | No
211392308 | Central HP <5.4 tons | COLEMAN | HRCU-A-CB (Split System: Heat Pump with Remote Outdoor Unit-Air-Source) | HMH72B341 |  |  | XAFC36DXXN1+TXV | TMLE080B12MP11 | 34000 | 18 | 8.1 | 34000 | 24400 | 71.76% | 2.06 | 0 | 9.5 |  |  |  | No | R-410A | 2.8333 | Residential & Commercial | No
211392474 | Central HP <5.4 tons | COLEMAN | HRCU-A-CB (Split System: Heat Pump with Remote Outdoor Unit-Air-Source) | HMH72B341 |  |  | XAFB30CXXN1+TXV | TMLE080B12MP11 | 32800 | 17.5 | 8.1 | 34000 | 23800 | 70% | 2.02 | 0 | 9.5 |  |  |  | No | R-410A | 2.7333 | Residential & Commercial | No
211392489 | Central HP <5.4 tons | COLEMAN | HRCU-A-CB (Split System: Heat Pump with Remote Outdoor Unit-Air-Source) | HMH72B341 |  |  | XAUB30CXXN1+TXV | TM8E080B12MP11 | 32800 | 17.5 | 8.1 | 34000 | 23800 | 70% | 2.02 | 0 | 9.5 |  |  |  | No | R-410A | 2.7333 | Residential & Commercial | No
213297936 | Central HP <5.4 tons | CHAMPION HEATING AND COOLING | HRCU-A-CB (Split System: Heat Pump with Remote Outdoor Unit-Air-Source) | HMH72B341 |  |  | XAUB36DXXN1+TXV | Z8ET080B12LMPS1 | 34000 | 18.5 | 8.1 | 33400 | 24000 | 71.86% | 2.08 | 0 | 9.5 |  |  |  | No | R-410A | 2.8333 | Residential & Commercial | No
211388049 | Central HP <5.4 tons | LUXAIRE | HRCU-A-CB (Split System: Heat Pump with Remote Outdoor Unit-Air-Source) | HMH72B341 |  |  | XAHC36DXXN1+TXV | LP9C060B12MP13 | 33200 | 17 | 8.1 | 33400 | 23800 | 71.26% | 2 | 0 | 9.5 |  |  |  | No | R-410A | 2.7667 | Residential & Commercial | No
211388217 | Central HP <5.4 tons | LUXAIRE | HRCU-A-CB (Split System: Heat Pump with Remote Outdoor Unit-Air-Source) | HMH72B341 |  |  | XAFC36DXXN1+TXV | TM9V060B12MP12 | 34000 | 17.5 | 8.1 | 34000 | 24200 | 71.18% | 2.06 | 0 | 9.5 |  |  |  | No | R-410A | 2.8333 | Residential & Commercial | No
211386243 | Central HP <5.4 tons | LUXAIRE | HRCU-A-CB (Split System: Heat Pump with Remote Outdoor Unit-Air-Source) | HMH72B341 |  |  | XAFD48FBCN1 | TL9E080C16UH11 | 34000 | 16.5 | 8.5 | 32800 | 24200 | 73.78% | 2.08 | 0 | 9 |  |  |  | No | R-410A | 2.8333 | Residential & Commercial | No
211395965 | Central HP <5.4 tons | COLEMAN | HRCU-A-CB (Split System: Heat Pump with Remote Outdoor Unit-Air-Source) | HMH72B341 |  |  | XAHC48FBCN1 | TM9E100C16MP12 | 32800 | 16.5 | 8.5 | 31800 | 23200 | 72.96% | 2.02 | 0 | 9 |  |  |  | No | R-410A | 2.7333 | Residential & Commercial | No
211396065 | Central HP <5.4 tons | COLEMAN | HRCU-A-CB (Split System: Heat Pump with Remote Outdoor Unit-Air-Source) | HMH72B341 |  |  | XAHD48FBCN1 | TM9E080C16MP12 | 33600 | 16.5 | 8.1 | 32800 | 24200 | 73.78% | 2.04 | 0 | 9 |  |  |  | No | R-410A | 2.8 | Residential & Commercial | No
211397439 | Central HP <5.4 tons | COLEMAN | HRCU-A-CB (Split System: Heat Pump with Remote Outdoor Unit-Air-Source) | HMH72B341 |  |  | XAHC48FBCN1 | TM8V100C16MP12 | 33600 | 16.5 | 8.5 | 32400 | 23800 | 73.46% | 2.06 | 0 | 9 |  |  |  | No | R-410A | 2.8 | Residential & Commercial | No
211386595 | Central HP <5.4 tons | CHAMPION HEATING AND COOLING | HRCU-A-CB (Split System: Heat Pump with Remote Outdoor Unit-Air-Source) | HMH72B341 |  |  | XAHC48FXXN1+JMET12CS2N1+TXV |  | 33800 | 17.5 | 8.5 | 32000 | 23400 | 73.12% | 2.08 | 0 | 9.5 |  |  |  | No | R-410A | 2.8167 | Residential & Commercial | No
211387608 | Central HP <5.4 tons | CHAMPION HEATING AND COOLING | HRCU-A-CB (Split System: Heat Pump with Remote Outdoor Unit-Air-Source) | HMH72B341 |  |  | XAHC30CXXN1+TXV | TM9V080C16MP12 | 32200 | 16.5 | 8.1 | 32800 | 23000 | 70.12% | 2 | 0 | 9.5 |  |  |  | No | R-410A | 2.6833 | Residential & Commercial | No
213297576 | Central HP <5.4 tons | CHAMPION HEATING AND COOLING | HRCU-A-CB (Split System: Heat Pump with Remote Outdoor Unit-Air-Source) | HMH72B341 |  |  | XAHC36DBCN1 | Z8ES100B12LMPS1 | 33400 | 17.5 | 8.1 | 32800 | 23200 | 70.73% | 2.02 | 0 | 9.5 |  |  |  | No | R-410A | 2.7833 | Residential & Commercial | No
213297961 | Central HP <5.4 tons | CHAMPION HEATING AND COOLING | HRCU-A-CB (Split System: Heat Pump with Remote Outdoor Unit-Air-Source) | HMH72B341 |  |  | XAHC36DXXN1+TXV | Z8ES100C16SMPS1 | 34000 | 17.5 | 8.1 | 33400 | 24000 | 71.86% | 2.08 | 0 | 9.5 |  |  |  | No | R-410A | 2.8333 | Residential & Commercial | No
213297561 | Central HP <5.4 tons | CHAMPION HEATING AND COOLING | HRCU-A-CB (Split System: Heat Pump with Remote Outdoor Unit-Air-Source) | HMH72B341 |  |  | XAHC36DXXN1+TXV | Z8ES100B12SMPS1 | 33400 | 17.5 | 8.1 | 32800 | 23200 | 70.73% | 2.02 | 0 | 9.5 |  |  |  | No | R-410A | 2.7833 | Residential & Commercial | No
213297126 | Central HP <5.4 tons | CHAMPION HEATING AND COOLING | HRCU-A-CB (Split System: Heat Pump with Remote Outdoor Unit-Air-Source) | HMH72B341 |  |  | XAUC48FXXN1+TXV | Z8ES120C16SMPS1 | 34000 | 16.5 | 8.5 | 32800 | 23400 | 71.34% | 2.1 | 0 | 9.5 |  |  |  | No | R-410A | 2.8333 | Residential & Commercial | No
213297276 | Central HP <5.4 tons | CHAMPION HEATING AND COOLING | HRCU-A-CB (Split System: Heat Pump with Remote Outdoor Unit-Air-Source) | HMH72B341 |  |  | XAUB36DXXN1+TXV | Z9ES080B12SMPS1 | 34000 | 17 | 8.1 | 33400 | 23800 | 71.26% | 2.06 | 0 | 9.5 |  |  |  | No | R-410A | 2.8333 | Residential & Commercial | No
212977069 | Central HP <5.4 tons | BRYANT HEATING AND COOLING SYSTEMS | HRCU-A-CB (Split System: Heat Pump with Remote Outdoor Unit-Air-Source) | 38MURAQ30AB3* |  |  | CNPV*4221AL* | 926TC66100V21*** | 29800 | 15.2 | 8.1 | 34200 | 27800 | 81.29% | 1.8 | 0 | 9 |  |  |  | No | R-410A | 2.4833 | Residential & Commercial | No
213296816 | Central HP <5.4 tons | CHAMPION HEATING AND COOLING | HRCU-A-CB (Split System: Heat Pump with Remote Outdoor Unit-Air-Source) | HMH72B341 |  |  | XAHC30CXXN1+TXV | Z9ES080B12SMPS1 | 31800 | 16.5 | 8.1 | 32200 | 22600 | 70.19% | 1.98 | 0 | 9.5 |  |  |  | No | R-410A | 2.65 | Residential & Commercial | No
213296901 | Central HP <5.4 tons | CHAMPION HEATING AND COOLING | HRCU-A-CB (Split System: Heat Pump with Remote Outdoor Unit-Air-Source) | HMH72B341 |  |  | XAFC36DXXN1+TXV | Z8ES100C16LMPS1 | 34000 | 18 | 8.5 | 33400 | 24400 | 73.05% | 2.12 | 0 | 9.5 |  |  |  | No | R-410A | 2.8333 | Residential & Commercial | No
212979738 | Central HP <5.4 tons | BRYANT HEATING AND COOLING SYSTEMS | HRCU-A-CB (Split System: Heat Pump with Remote Outdoor Unit-Air-Source) | 38MURAQ30AB3* |  |  | CAP**4321AL* | 8(0,1)*SB42090M17*** | 30400 | 15.2 | 8.1 | 33000 | 26400 | 80% | 1.84 | 0 | 9 |  |  |  | No | R-410A | 2.5333 | Residential & Commercial | No
211386174 | Central HP <5.4 tons | CHAMPION HEATING AND COOLING | HRCU-A-CB (Split System: Heat Pump with Remote Outdoor Unit-Air-Source) | HMH72B341 |  |  | XAUC48FXXN1+TXV | TL9E100C20UH11 | 34000 | 15.5 | 8.5 | 32400 | 23800 | 73.46% | 2.08 | 0 | 9.5 |  |  |  | No | R-410A | 2.8333 | Residential & Commercial | No
213297036 | Central HP <5.4 tons | CHAMPION HEATING AND COOLING | HRCU-A-CB (Split System: Heat Pump with Remote Outdoor Unit-Air-Source) | HMH72B341 |  |  | XAFC36DBCN1 | Z9ES100C20SMPS1 | 34000 | 17.5 | 8.5 | 33400 | 24000 | 71.86% | 2.1 | 0 | 9.5 |  |  |  | No | R-410A | 2.8333 | Residential & Commercial | No
213297286 | Central HP <5.4 tons | CHAMPION HEATING AND COOLING | HRCU-A-CB (Split System: Heat Pump with Remote Outdoor Unit-Air-Source) | HMH72B341 |  |  | XAUB30CXXN1+TXV | Z9ES060B12SMPS1 | 32400 | 17 | 8.1 | 33000 | 23200 | 70.3% | 2.02 | 0 | 9.5 |  |  |  | No | R-410A | 2.7 | Residential & Commercial | No
213297301 | Central HP <5.4 tons | CHAMPION HEATING AND COOLING | HRCU-A-CB (Split System: Heat Pump with Remote Outdoor Unit-Air-Source) | HMH72B341 |  |  | XAFC36DXXN1+TXV | Z8ET100C16LMPS1 | 34000 | 18 | 8.5 | 33400 | 24200 | 72.46% | 2.12 | 0 | 9.5 |  |  |  | No | R-410A | 2.8333 | Residential & Commercial | No
213297486 | Central HP <5.4 tons | CHAMPION HEATING AND COOLING | HRCU-A-CB (Split System: Heat Pump with Remote Outdoor Unit-Air-Source) | HMH72B341 |  |  | XAFC30CXXN1+TXV | Z8ET120C20LMPS1 | 33600 | 18.5 | 8.5 | 33000 | 23400 | 70.91% | 2.06 | 0 | 9.5 |  |  |  | No | R-410A | 2.8 | Residential & Commercial | No
213297836 | Central HP <5.4 tons | CHAMPION HEATING AND COOLING | HRCU-A-CB (Split System: Heat Pump with Remote Outdoor Unit-Air-Source) | HMH72B341 |  |  | XAUB30CXXN1+TXV | Z8ES080B12LMPS1 | 33000 | 18 | 8.5 | 33000 | 23400 | 70.91% | 2.04 | 0 | 9.5 |  |  |  | No | R-410A | 2.75 | Residential & Commercial | No
213297471 | Central HP <5.4 tons | CHAMPION HEATING AND COOLING | HRCU-A-CB (Split System: Heat Pump with Remote Outdoor Unit-Air-Source) | HMH72B341 |  |  | XAFB36DXXN1+TXV | Z9ES060B12SMPS1 | 34000 | 17 | 8.1 | 33400 | 23800 | 71.26% | 2.04 | 0 | 9.5 |  |  |  | No | R-410A | 2.8333 | Residential & Commercial | No
213297501 | Central HP <5.4 tons | CHAMPION HEATING AND COOLING | HRCU-A-CB (Split System: Heat Pump with Remote Outdoor Unit-Air-Source) | HMH72B341 |  |  | XAFC48FBCN1 | Z8ET080C16LMPS1 | 33600 | 17.5 | 8.5 | 32800 | 23200 | 70.73% | 2.08 | 0 | 9.5 |  |  |  | No | R-410A | 2.8 | Residential & Commercial | No
213297536 | Central HP <5.4 tons | CHAMPION HEATING AND COOLING | HRCU-A-CB (Split System: Heat Pump with Remote Outdoor Unit-Air-Source) | HMH72B341 |  |  | XAHC36DBCN1 | Z8ES120C16LMPS1 | 34000 | 17.5 | 8.1 | 33400 | 24000 | 71.86% | 2.08 | 0 | 9.5 |  |  |  | No | R-410A | 2.8333 | Residential & Commercial | No
213297361 | Central HP <5.4 tons | CHAMPION HEATING AND COOLING | HRCU-A-CB (Split System: Heat Pump with Remote Outdoor Unit-Air-Source) | HMH72B341 |  |  | XAHC30CXXN1+TXV | Z8ES100B12LMPS1 | 32000 | 17.5 | 8.1 | 32200 | 22600 | 70.19% | 2 | 0 | 9.5 |  |  |  | No | R-410A | 2.6667 | Residential & Commercial | No
211386554 | Central HP <5.4 tons | LUXAIRE | HRCU-A-CB (Split System: Heat Pump with Remote Outdoor Unit-Air-Source) | HMH72B341 |  |  | XAFC48FXXN1+TXV | TL8E080C16UH11 | 34000 | 16.5 | 8.5 | 33400 | 24600 | 73.65% | 2.08 | 0 | 9 |  |  |  | No | R-410A | 2.8333 | Residential & Commercial | No
211386629 | Central HP <5.4 tons | LUXAIRE | HRCU-A-CB (Split System: Heat Pump with Remote Outdoor Unit-Air-Source) | HMH72B341 |  |  | XAFC48FBCN1+JMET12CS2N1 |  | 34000 | 17.5 | 8.5 | 32600 | 23800 | 73.01% | 2.12 | 0 | 9.5 |  |  |  | No | R-410A | 2.8333 | Residential & Commercial | No
213297976 | Central HP <5.4 tons | CHAMPION HEATING AND COOLING | HRCU-A-CB (Split System: Heat Pump with Remote Outdoor Unit-Air-Source) | HMH72B341 |  |  | XAHC36DBCN1 | Z8ES100C16LMPS1 | 34000 | 17.5 | 8.1 | 33400 | 24000 | 71.86% | 2.08 | 0 | 9.5 |  |  |  | No | R-410A | 2.8333 | Residential & Commercial | No
213297281 | Central HP <5.4 tons | CHAMPION HEATING AND COOLING | HRCU-A-CB (Split System: Heat Pump with Remote Outdoor Unit-Air-Source) | HMH72B341 |  |  | XAFB30CXXN1+TXV | Z9ES060B12SMPS1 | 32400 | 17 | 8.1 | 33000 | 23200 | 70.3% | 2.02 | 0 | 9.5 |  |  |  | No | R-410A | 2.7 | Residential & Commercial | No
213296926 | Central HP <5.4 tons | CHAMPION HEATING AND COOLING | HRCU-A-CB (Split System: Heat Pump with Remote Outdoor Unit-Air-Source) | HMH72B341 |  |  | XAFC36DBCN1 | Z8ES100B12SMPS1 | 34000 | 18.5 | 8.1 | 34000 | 24600 | 72.35% | 2.12 | 0 | 9.5 |  |  |  | No | R-410A | 2.8333 | Residential & Commercial | No
213297446 | Central HP <5.4 tons | CHAMPION HEATING AND COOLING | HRCU-A-CB (Split System: Heat Pump with Remote Outdoor Unit-Air-Source) | HMH72B341 |  |  | XAFB36DBCN1 | Z9ET060B12SMPS1 | 33800 | 17.5 | 8.5 | 33400 | 23400 | 70.06% | 2 | 0 | 9.5 |  |  |  | No | R-410A | 2.8167 | Residential & Commercial | No
212383018 | Central HP <5.4 tons | SMART COMFORT | HRCU-A-CB (Split System: Heat Pump with Remote Outdoor Unit-Air-Source) | DLCURAH36ABK |  |  | EA*4X36L17A* | *92ESN0601412A* | 35400 | 15.2 | 8.1 | 39500 | 35400 | 89.62% | 1.82 | 0 | 9.5 |  |  |  | No | R-410A | 2.95 | Residential & Commercial | No
212979714 | Central HP <5.4 tons | BRYANT HEATING AND COOLING SYSTEMS | HRCU-A-CB (Split System: Heat Pump with Remote Outdoor Unit-Air-Source) | 38MURAQ30AB3* |  |  | CAP**3721AL* | 8(0,1)*SB42090M17*** | 30400 | 15.2 | 8.1 | 33200 | 26400 | 79.52% | 1.84 | 0 | 9 |  |  |  | No | R-410A | 2.5333 | Residential & Commercial | No
213297896 | Central HP <5.4 tons | CHAMPION HEATING AND COOLING | HRCU-A-CB (Split System: Heat Pump with Remote Outdoor Unit-Air-Source) | HMH72B341 |  |  | XAFB36DXXN1+TXV | Z9ES060A10SMPS1 | 33400 | 18.5 | 8.1 | 32800 | 23200 | 70.73% | 2.02 | 0 | 9.5 |  |  |  | No | R-410A | 2.7833 | Residential & Commercial | No
213297996 | Central HP <5.4 tons | CHAMPION HEATING AND COOLING | HRCU-A-CB (Split System: Heat Pump with Remote Outdoor Unit-Air-Source) | HMH72B341 |  |  | XAHB36DBCN1 | Z8ES100B12LMPS1 | 33400 | 17.5 | 8.1 | 32800 | 23200 | 70.73% | 2.02 | 0 | 9.5 |  |  |  | No | R-410A | 2.7833 | Residential & Commercial | No
211241739 | Central HP <5.4 tons | BRYANT HEATING AND COOLING SYSTEMS | HRCU-A-CB (Split System: Heat Pump with Remote Outdoor Unit-Air-Source) | 38MURAQ24AB3* |  |  | CAP**3017AL* | 912SD30040E14*** | 24000 | 15.2 | 8.5 | 26600 | 23000 | 86.47% | 1.86 | 0 | 9.5 |  |  |  | No | R-410A | 2 | Residential & Commercial | No
213297161 | Central HP <5.4 tons | CHAMPION HEATING AND COOLING | HRCU-A-CB (Split System: Heat Pump with Remote Outdoor Unit-Air-Source) | HMH72B341 |  |  | XAHC30CXXN1+TXV | Z8ES080C20SMPS1 | 32800 | 17.5 | 8.5 | 32000 | 22800 | 71.25% | 2.02 | 0 | 9.5 |  |  |  | No | R-410A | 2.7333 | Residential & Commercial | No
213297261 | Central HP <5.4 tons | CHAMPION HEATING AND COOLING | HRCU-A-CB (Split System: Heat Pump with Remote Outdoor Unit-Air-Source) | HMH72B341 |  |  | XAFC30CXXN1+TXV | Z9ES080C20SMPS1 | 33400 | 17.5 | 8.5 | 33000 | 23200 | 70.3% | 2.06 | 0 | 9.5 |  |  |  | No | R-410A | 2.7833 | Residential & Commercial | No
213297831 | Central HP <5.4 tons | CHAMPION HEATING AND COOLING | HRCU-A-CB (Split System: Heat Pump with Remote Outdoor Unit-Air-Source) | HMH72B341 |  |  | XAUB30CXXN1+TXV | Z8ES080B12SMPS1 | 33000 | 18 | 8.5 | 33000 | 23400 | 70.91% | 2.04 | 0 | 9.5 |  |  |  | No | R-410A | 2.75 | Residential & Commercial | No
211395559 | Central HP <5.4 tons | FRASER-JOHNSTON | HRCU-A-CB (Split System: Heat Pump with Remote Outdoor Unit-Air-Source) | HMH72B341 |  |  | XAFC48FXXN1+TXV | TM9V080B12MP12 | 33400 | 16.5 | 8.5 | 32600 | 24000 | 73.62% | 2.06 | 0 | 9 |  |  |  | No | R-410A | 2.7833 | Residential & Commercial | No
211395943 | Central HP <5.4 tons | FRASER-JOHNSTON | HRCU-A-CB (Split System: Heat Pump with Remote Outdoor Unit-Air-Source) | HMH72B341 |  |  | XAHD48FBCN1 | TM9E100C16MP12 | 32800 | 16.5 | 8.5 | 31800 | 23200 | 72.96% | 2.02 | 0 | 9 |  |  |  | No | R-410A | 2.7333 | Residential & Commercial | No
213297546 | Central HP <5.4 tons | CHAMPION HEATING AND COOLING | HRCU-A-CB (Split System: Heat Pump with Remote Outdoor Unit-Air-Source) | HMH72B341 |  |  | XAHC36DXXN1+TXV | Z8ES100C20LMPS1 | 34000 | 17 | 8.5 | 33400 | 23600 | 70.66% | 2.08 | 0 | 9.5 |  |  |  | No | R-410A | 2.8333 | Residential & Commercial | No
211397071 | Central HP <5.4 tons | COLEMAN | HRCU-A-CB (Split System: Heat Pump with Remote Outdoor Unit-Air-Source) | HMH72B341 |  |  | XAHC48FXXN1+TXV | TMLV120C20MP12 | 33800 | 16.5 | 8.5 | 32400 | 23800 | 73.46% | 2.06 | 0 | 9 |  |  |  | No | R-410A | 2.8167 | Residential & Commercial | No
211397688 | Central HP <5.4 tons | COLEMAN | HRCU-A-CB (Split System: Heat Pump with Remote Outdoor Unit-Air-Source) | HMH72B341 |  |  | XAFD48FBCN1 | CPLC100C16MP13 | 34000 | 16.5 | 8.5 | 33000 | 24400 | 73.94% | 2.1 | 0 | 9 |  |  |  | No | R-410A | 2.8333 | Residential & Commercial | No
211388028 | Central HP <5.4 tons | LUXAIRE | HRCU-A-CB (Split System: Heat Pump with Remote Outdoor Unit-Air-Source) | HMH72B341 |  |  | XAHC36DXXN1+TXV | TM9V060B12MP12 | 33200 | 17 | 8.1 | 33400 | 23800 | 71.26% | 2 | 0 | 9.5 |  |  |  | No | R-410A | 2.7667 | Residential & Commercial | No
213297311 | Central HP <5.4 tons | CHAMPION HEATING AND COOLING | HRCU-A-CB (Split System: Heat Pump with Remote Outdoor Unit-Air-Source) | HMH72B341 |  |  | XAFC36DXXN1+TXV | Z8ET080C16LMPS1 | 34000 | 18.5 | 8.5 | 33400 | 24200 | 72.46% | 2.14 | 0 | 9.5 |  |  |  | No | R-410A | 2.8333 | Residential & Commercial | No
213297761 | Central HP <5.4 tons | CHAMPION HEATING AND COOLING | HRCU-A-CB (Split System: Heat Pump with Remote Outdoor Unit-Air-Source) | HMH72B341 |  |  | XAFC30CXXN1+TXV | Z8ES120C20SMPS1 | 33000 | 17.5 | 8.5 | 33000 | 23400 | 70.91% | 2.04 | 0 | 9.5 |  |  |  | No | R-410A | 2.75 | Residential & Commercial | No
211398017 | Central HP <5.4 tons | COLEMAN | HRCU-A-CB (Split System: Heat Pump with Remote Outdoor Unit-Air-Source) | HMH72B341 |  |  | XAFC48FXXN1+TXV | TPLC080B12MP13 | 33000 | 16 | 8.1 | 32600 | 24000 | 73.62% | 2.02 | 0 | 9 |  |  |  | No | R-410A | 2.75 | Residential & Commercial | No
213307903 | Central HP <5.4 tons | Wells | HRCU-A-CB (Split System: Heat Pump with Remote Outdoor Unit-Air-Source) | WUCA-60HFMO |  |  | WUA-60HFMAH |  | 55000 | 15.3 | 9.4 | 59000 | 48500 | 82.2% | 1.91 | 9 | 8.8 |  |  |  | No | R-410A | 4.5833 | Residential & Commercial | No
211390145 | Central HP <5.4 tons | COLEMAN | HRCU-A-CB (Split System: Heat Pump with Remote Outdoor Unit-Air-Source) | HMH72B341 |  |  | XAHC30CXXN1+TXV | CPLC080C16MP13 | 32400 | 17 | 8.1 | 32400 | 22800 | 70.37% | 2 | 0 | 9.5 |  |  |  | No | R-410A | 2.7 | Residential & Commercial | No
211388348 | Central HP <5.4 tons | LUXAIRE | HRCU-A-CB (Split System: Heat Pump with Remote Outdoor Unit-Air-Source) | HMH72B341 |  |  | XAUB36DXXN1+TXV | TM9V060B12MP12 | 33800 | 17 | 8.5 | 33400 | 23800 | 71.26% | 2.04 | 0 | 9.5 |  |  |  | No | R-410A | 2.8167 | Residential & Commercial | No
215669786 | Central HP <5.4 tons | DAY & NIGHT | HRCU-A-CB (Split System: Heat Pump with Remote Outdoor Unit-Air-Source) | C5H0V36*K*AAA* |  |  | ESH5X36M12A*+WALLCON | *80CTL0701716B* | 33600 | 16.5 | 8.5 | 35800 | 25600 | 71.51% | 1.78 | 0 | 9 |  |  |  | No | R-454B | 2.8 | Residential & Commercial | No
215669802 | Central HP <5.4 tons | DAY & NIGHT | HRCU-A-CB (Split System: Heat Pump with Remote Outdoor Unit-Air-Source) | C5H0V36*K*AAA* |  |  | ESH5X36M12A*+WALLCON | *80CTL0901716B* | 33600 | 16 | 8.5 | 35800 | 25400 | 70.95% | 1.76 | 0 | 9.5 |  |  |  | No | R-454B | 2.8 | Residential & Commercial | No
213075252 | Central HP <5.4 tons | ACIQ | HRCU-A-CB (Split System: Heat Pump with Remote Outdoor Unit-Air-Source) | DLCURAH36ABK |  |  | EA*4X36L17A* | *80ESU0601716A | 35600 | 15.5 | 8.1 | 39500 | 35200 | 89.11% | 1.84 | 0 | 9.5 |  |  |  | No | R-410A | 2.9667 | Residential & Commercial | No
214777064 | Central HP <5.4 tons | CHAMPION HEATING AND COOLING | HRCU-A-CB (Split System: Heat Pump with Remote Outdoor Unit-Air-Source) | HMH72B361 |  |  | XAFC36DBCN1 | Z9ES080C16SMPS1 | 36000 | 17 | 8.5 | 36000 | 25200 | 70% | 2.06 | 0 | 8.5 |  |  |  | No | R-410A | 3 | Residential & Commercial | No
211391083 | Central HP <5.4 tons | COLEMAN | HRCU-A-CB (Split System: Heat Pump with Remote Outdoor Unit-Air-Source) | HMH72B341 |  |  | XAUB36DXXN1+TXV | TMLV060A12MP12 | 34000 | 17.5 | 8.1 | 34000 | 24200 | 71.18% | 2.06 | 0 | 9.5 |  |  |  | No | R-410A | 2.8333 | Residential & Commercial | No
211391276 | Central HP <5.4 tons | COLEMAN | HRCU-A-CB (Split System: Heat Pump with Remote Outdoor Unit-Air-Source) | HMH72B341 |  |  | XAHC30CXXN1+TXV | TM8E120C16MP11 | 32400 | 17.5 | 8.1 | 32400 | 22800 | 70.37% | 2 | 0 | 9.5 |  |  |  | No | R-410A | 2.7 | Residential & Commercial | No
211390345 | Central HP <5.4 tons | COLEMAN | HRCU-A-CB (Split System: Heat Pump with Remote Outdoor Unit-Air-Source) | HMH72B341 |  |  | XAFC30CXXN1+TXV | TMLV100C16MP12 | 33000 | 17.5 | 8.5 | 33000 | 23200 | 70.3% | 2.04 | 0 | 9.5 |  |  |  | No | R-410A | 2.75 | Residential & Commercial | No
212979447 | Central HP <5.4 tons | DAY & NIGHT | HRCU-A-CB (Split System: Heat Pump with Remote Outdoor Unit-Air-Source) | DLCURAH30ABK |  |  | EA*4X42L21A* | *80MS(N,L)0702116A* | 29800 | 15.2 | 8.1 | 34200 | 27600 | 80.7% | 1.8 | 0 | 9 |  |  |  | No | R-410A | 2.4833 | Residential & Commercial | No
212980952 | Central HP <5.4 tons | DAY & NIGHT | HRCU-A-CB (Split System: Heat Pump with Remote Outdoor Unit-Air-Source) | DLCURAH30ABK |  |  | EA*4X43L21A* | *80MS(N,L)1102120A* | 31000 | 15.2 | 8.5 | 33600 | 26200 | 77.98% | 1.88 | 0 | 9 |  |  |  | No | R-410A | 2.5833 | Residential & Commercial | No
213412083 | Central HP <5.4 tons | ICONIC AIR SOLUTION | HRCU-A-CB (Split System: Heat Pump with Remote Outdoor Unit-Air-Source) | ICLZ60AK |  |  | IFLA60IK |  | 55000 | 15.3 | 9.4 | 59000 | 48500 | 82.2% | 1.91 | 9 | 8.8 |  |  |  | No | R-410A | 4.5833 | Residential & Commercial | No
211390842 | Central HP <5.4 tons | COLEMAN | HRCU-A-CB (Split System: Heat Pump with Remote Outdoor Unit-Air-Source) | HMH72B341 |  |  | XAUB30CXXN1+TXV | TPLC080B12MP13 | 32400 | 17 | 8.1 | 33600 | 23600 | 70.24% | 2 | 0 | 9.5 |  |  |  | No | R-410A | 2.7 | Residential & Commercial | No
211398173 | Central HP <5.4 tons | COLEMAN | HRCU-A-CB (Split System: Heat Pump with Remote Outdoor Unit-Air-Source) | HMH72B341 |  |  | XAHC48FBCN1 | TM8E120C16MP11 | 33000 | 17 | 8.5 | 31600 | 23200 | 73.42% | 2.04 | 0 | 9.5 |  |  |  | No | R-410A | 2.75 | Residential & Commercial | No
211398874 | Central HP <5.4 tons | COLEMAN | HRCU-A-CB (Split System: Heat Pump with Remote Outdoor Unit-Air-Source) | HMH72B341 |  |  | XAFD48FBCN1 | TM8E080C16MP11 | 33400 | 17 | 8.5 | 32200 | 23400 | 72.67% | 2.06 | 0 | 9.5 |  |  |  | No | R-410A | 2.7833 | Residential & Commercial | No
211386589 | Central HP <5.4 tons | LUXAIRE | HRCU-A-CB (Split System: Heat Pump with Remote Outdoor Unit-Air-Source) | HMH72B341 |  |  | XAHC48FXXN1+JMET12CS2N1+TXV |  | 33800 | 17.5 | 8.5 | 32000 | 23400 | 73.12% | 2.08 | 0 | 9.5 |  |  |  | No | R-410A | 2.8167 | Residential & Commercial | No
211386792 | Central HP <5.4 tons | LUXAIRE | HRCU-A-CB (Split System: Heat Pump with Remote Outdoor Unit-Air-Source) | HMH72B341 |  |  | XAHC36DXXN1+TXV | TM9Y080C16MP11 | 33800 | 16.5 | 8.1 | 33600 | 24000 | 71.43% | 2.04 | 0 | 9.5 |  |  |  | No | R-410A | 2.8167 | Residential & Commercial | No
215669954 | Central HP <5.4 tons | DAY & NIGHT | HRCU-A-CB (Split System: Heat Pump with Remote Outdoor Unit-Air-Source) | C5H0V36*K*AAA* |  |  | ESH5X42M12A*+WALLCON | *80CSU1002120A* | 34000 | 16 | 8.5 | 35600 | 25400 | 71.35% | 1.78 | 0 | 9.5 |  |  |  | No | R-454B | 2.8333 | Residential & Commercial | No
215670122 | Central HP <5.4 tons | DAY & NIGHT | HRCU-A-CB (Split System: Heat Pump with Remote Outdoor Unit-Air-Source) | C5H0V36*K*AAA* |  |  | ESH5X42M12A*+WALLCON | *96CTN1202422B* | 34000 | 16.5 | 8.5 | 35600 | 25200 | 70.79% | 1.78 | 0 | 9.5 |  |  |  | No | R-454B | 2.8333 | Residential & Commercial | No
215670272 | Central HP <5.4 tons | DAY & NIGHT | HRCU-A-CB (Split System: Heat Pump with Remote Outdoor Unit-Air-Source) | C5H0V36*K*AAA* |  |  | ESH5X48M12A*+WALLCON | *97CMN0601714B* | 33800 | 16.5 | 8.5 | 35600 | 25400 | 71.35% | 1.78 | 0 | 9 |  |  |  | No | R-454B | 2.8167 | Residential & Commercial | No
215670522 | Central HP <5.4 tons | DAY & NIGHT | HRCU-A-CB (Split System: Heat Pump with Remote Outdoor Unit-Air-Source) | C5H0V36*K*AAA* |  |  | ESH5X60M12A*+WALLCON | *97CMN0801714B* | 34400 | 16.5 | 8.5 | 34800 | 25000 | 71.84% | 1.78 | 0 | 9.5 |  |  |  | No | R-454B | 2.8667 | Residential & Commercial | No
211242497 | Central HP <5.4 tons | BRYANT HEATING AND COOLING SYSTEMS | HRCU-A-CB (Split System: Heat Pump with Remote Outdoor Unit-Air-Source) | 38MURAQ24AB3* |  |  | CAP**3621AL* | 915SB36040E17*** | 24200 | 15.2 | 8.5 | 26400 | 22600 | 85.61% | 1.84 | 0 | 9.5 |  |  |  | No | R-410A | 2.0167 | Residential & Commercial | No
215674150 | Central HP <5.4 tons | DAY & NIGHT | HRCU-A-CB (Split System: Heat Pump with Remote Outdoor Unit-Air-Source) | C5H0V48*K*AAA* |  |  | EA*5X48M21A*+WALLCON | *96CTN1002122B* | 44000 | 17.5 | 9 | 48500 | 34000 | 70.1% | 2.04 | 0 | 9.5 |  |  |  | No | R-454B | 3.6667 | Residential & Commercial | No
211392244 | Central HP <5.4 tons | COLEMAN | HRCU-A-CB (Split System: Heat Pump with Remote Outdoor Unit-Air-Source) | HMH72B341 |  |  | XAHB36DBCN1 | TM8E080B12MP11 | 33200 | 17 | 8.1 | 33200 | 23400 | 70.48% | 2 | 0 | 9.5 |  |  |  | No | R-410A | 2.7667 | Residential & Commercial | No
211392737 | Central HP <5.4 tons | COLEMAN | HRCU-A-CB (Split System: Heat Pump with Remote Outdoor Unit-Air-Source) | HMH72B341 |  |  | XAHB36DXXN1+TXV | TM8E040A12MP11 | 33200 | 17.5 | 8.1 | 33000 | 23200 | 70.3% | 2.02 | 0 | 9.5 |  |  |  | No | R-410A | 2.7667 | Residential & Commercial | No
211226337 | Central HP <5.4 tons | BRYANT HEATING AND COOLING SYSTEMS | HRCU-A-CB (Split System: Heat Pump with Remote Outdoor Unit-Air-Source) | 38MURAQ36AB3* |  |  | CAP**3621AL* | 912SD66100E21*** | 36400 | 15.2 | 8.1 | 40000 | 35400 | 88.5% | 1.86 | 0 | 9.5 |  |  |  | No | R-410A | 3.0333 | Residential & Commercial | No
211226368 | Central HP <5.4 tons | BRYANT HEATING AND COOLING SYSTEMS | HRCU-A-CB (Split System: Heat Pump with Remote Outdoor Unit-Air-Source) | 38MURAQ36AB3* |  |  | CAP**3621AL* | 915SB60100E21*** | 35600 | 15.5 | 8.1 | 39500 | 35200 | 89.11% | 1.84 | 0 | 9.5 |  |  |  | No | R-410A | 2.9667 | Residential & Commercial | No
211241411 | Central HP <5.4 tons | BRYANT HEATING AND COOLING SYSTEMS | HRCU-A-CB (Split System: Heat Pump with Remote Outdoor Unit-Air-Source) | 38MURAQ24AB3* |  |  | CAP**3017AL* | 926SA36040V17*** | 23200 | 16 | 8.5 | 25800 | 24200 | 93.8% | 2 | 0 | 9.5 |  |  |  | No | R-410A | 1.9333 | Residential & Commercial | No
211392690 | Central HP <5.4 tons | COLEMAN | HRCU-A-CB (Split System: Heat Pump with Remote Outdoor Unit-Air-Source) | HMH72B341 |  |  | XAFB30CXXN1+TXV | TM8E060A12MP11 | 32800 | 17.5 | 8.1 | 33400 | 23400 | 70.06% | 2.02 | 0 | 9.5 |  |  |  | No | R-410A | 2.7333 | Residential & Commercial | No
211393275 | Central HP <5.4 tons | COLEMAN | HRCU-A-CB (Split System: Heat Pump with Remote Outdoor Unit-Air-Source) | HMH72B341 |  |  | XAFB30CXXN1+TXV | TL9E060B12UH11 | 32600 | 17.5 | 8.1 | 33600 | 23600 | 70.24% | 2 | 0 | 9.5 |  |  |  | No | R-410A | 2.7167 | Residential & Commercial | No
211387778 | Central HP <5.4 tons | LUXAIRE | HRCU-A-CB (Split System: Heat Pump with Remote Outdoor Unit-Air-Source) | HMH72B341 |  |  | XAHB36DBCN1 | LP9C080B12MP13 | 33200 | 16.5 | 8.1 | 33400 | 23600 | 70.66% | 2 | 0 | 9.5 |  |  |  | No | R-410A | 2.7667 | Residential & Commercial | No
215675219 | Central HP <5.4 tons | DAY & NIGHT | HRCU-A-CB (Split System: Heat Pump with Remote Outdoor Unit-Air-Source) | C5H0V48*K*AAA* |  |  | ESH5X60M12A*+WALLCON | *80CTL1102120B* | 45500 | 16.5 | 8.5 | 48000 | 33600 | 70% | 2.06 | 0 | 9.5 |  |  |  | No | R-454B | 3.7917 | Residential & Commercial | No
215676139 | Central HP <5.4 tons | DAY & NIGHT | HRCU-A-CB (Split System: Heat Pump with Remote Outdoor Unit-Air-Source) | C5H0V48*K*AAA* |  |  | EVD5X48M21A*+WALLCON | *95CSU0601716B* | 46500 | 17.5 | 9 | 50000 | 37000 | 74% | 1.98 | 0 | 9.5 |  |  |  | No | R-454B | 3.875 | Residential & Commercial | No
215677189 | Central HP <5.4 tons | DAY & NIGHT | HRCU-A-CB (Split System: Heat Pump with Remote Outdoor Unit-Air-Source) | C5H0V60*K*AAA* |  |  | EVM5X60M24A*+WALLCON | *97CMN1202422B* | 56500 | 18.5 | 9 | 63000 | 44500 | 70.63% | 2.08 | 0 | 9 |  |  |  | No | R-454B | 4.7083 | Residential & Commercial | No
215677509 | Central HP <5.4 tons | DAY & NIGHT | HRCU-A-CB (Split System: Heat Pump with Remote Outdoor Unit-Air-Source) | C5H0V60*K*AAA* |  |  | EVD5X60M24A*+WALLCON | *97CMN0602120B* | 55500 | 17.5 | 8.5 | 64000 | 45500 | 71.09% | 1.94 | 0 | 8.5 |  |  |  | No | R-454B | 4.625 | Residential & Commercial | No
215677559 | Central HP <5.4 tons | DAY & NIGHT | HRCU-A-CB (Split System: Heat Pump with Remote Outdoor Unit-Air-Source) | C5H0V60*K*AAA* |  |  | EVD5X60M24A*+WALLCON | *96CTN1202422B* | 56500 | 18.5 | 9 | 63000 | 44500 | 70.63% | 2.08 | 0 | 9 |  |  |  | No | R-454B | 4.7083 | Residential & Commercial | No
215668936 | Central HP <5.4 tons | DAY & NIGHT | HRCU-A-CB (Split System: Heat Pump with Remote Outdoor Unit-Air-Source) | C5H0V36*K*AAA* |  |  | EA*5X42M21A*+WALLCON | *96CTN0801714B* | 33000 | 17.5 | 9 | 36000 | 25800 | 71.67% | 1.84 | 0 | 9.5 |  |  |  | No | R-454B | 2.75 | Residential & Commercial | No
213297911 | Central HP <5.4 tons | CHAMPION HEATING AND COOLING | HRCU-A-CB (Split System: Heat Pump with Remote Outdoor Unit-Air-Source) | HMH72B341 |  |  | XAHC30CXXN1+TXV | Z8ET100C20LMPS1 | 32800 | 18.5 | 8.5 | 32000 | 22800 | 71.25% | 2.04 | 0 | 9.5 |  |  |  | No | R-410A | 2.7333 | Residential & Commercial | No
211389127 | Central HP <5.4 tons | COLEMAN | HRCU-A-CB (Split System: Heat Pump with Remote Outdoor Unit-Air-Source) | HMH72B341 |  |  | XAUB30CXXN1+TXV | TM9E060B12MP12 | 32600 | 17 | 8.1 | 33600 | 23600 | 70.24% | 2 | 0 | 9.5 |  |  |  | No | R-410A | 2.7167 | Residential & Commercial | No
213307902 | Central HP <5.4 tons | Wells | HRCU-A-CB (Split System: Heat Pump with Remote Outdoor Unit-Air-Source) | WUCA-48HFMO |  |  | WUA-48HFMAH |  | 47000 | 15.6 | 9.4 | 50000 | 46000 | 92% | 1.9 | 8.5 | 8.2 |  |  |  | No | R-410A | 3.9167 | Residential & Commercial | No
215682987 | Central HP <5.4 tons | ARCOAIRE | HRCU-A-CB (Split System: Heat Pump with Remote Outdoor Unit-Air-Source) | H5H0V60*K*AAA* |  |  | EVD5X60M21A*+WALLCON | *96CTN0802120B* | 56500 | 18 | 9 | 64000 | 45000 | 70.31% | 2.08 | 0 | 9 |  |  |  | No | R-454B | 4.7083 | Residential & Commercial | No
215682817 | Central HP <5.4 tons | ARCOAIRE | HRCU-A-CB (Split System: Heat Pump with Remote Outdoor Unit-Air-Source) | H5H0V60*K*AAA* |  |  | EVM5X60M21A*+WALLCON | *80CSU0601716B* | 56000 | 18 | 8.5 | 60000 | 43000 | 71.67% | 2.12 | 0 | 9.5 |  |  |  | No | R-454B | 4.6667 | Residential & Commercial | No
213296921 | Central HP <5.4 tons | CHAMPION HEATING AND COOLING | HRCU-A-CB (Split System: Heat Pump with Remote Outdoor Unit-Air-Source) | HMH72B341 |  |  | XAFC36DXXN1+TXV | Z8ES100B12LMPS1 | 34000 | 18.5 | 8.1 | 34000 | 24600 | 72.35% | 2.12 | 0 | 9.5 |  |  |  | No | R-410A | 2.8333 | Residential & Commercial | No
213297041 | Central HP <5.4 tons | CHAMPION HEATING AND COOLING | HRCU-A-CB (Split System: Heat Pump with Remote Outdoor Unit-Air-Source) | HMH72B341 |  |  | XAHC36DXXN1+TXV | Z9ES080B12SMPS1 | 33000 | 16.5 | 8.1 | 32200 | 22800 | 70.81% | 2 | 0 | 9.5 |  |  |  | No | R-410A | 2.75 | Residential & Commercial | No
213297166 | Central HP <5.4 tons | CHAMPION HEATING AND COOLING | HRCU-A-CB (Split System: Heat Pump with Remote Outdoor Unit-Air-Source) | HMH72B341 |  |  | XAHC30CXXN1+TXV | Z8ES080C20LMPS1 | 32800 | 17.5 | 8.5 | 32000 | 22800 | 71.25% | 2.02 | 0 | 9.5 |  |  |  | No | R-410A | 2.7333 | Residential & Commercial | No
213297341 | Central HP <5.4 tons | CHAMPION HEATING AND COOLING | HRCU-A-CB (Split System: Heat Pump with Remote Outdoor Unit-Air-Source) | HMH72B341 |  |  | XAFC36DXXN1+TXV | Z8ES100C20LMPS1 | 34000 | 17.5 | 8.5 | 33400 | 24200 | 72.46% | 2.14 | 0 | 9.5 |  |  |  | No | R-410A | 2.8333 | Residential & Commercial | No
213297466 | Central HP <5.4 tons | CHAMPION HEATING AND COOLING | HRCU-A-CB (Split System: Heat Pump with Remote Outdoor Unit-Air-Source) | HMH72B341 |  |  | XAFC30CXXN1+TXV | Z9ES080B12SMPS1 | 32600 | 17 | 8.1 | 33000 | 23200 | 70.3% | 2.02 | 0 | 9.5 |  |  |  | No | R-410A | 2.7167 | Residential & Commercial | No
213297991 | Central HP <5.4 tons | CHAMPION HEATING AND COOLING | HRCU-A-CB (Split System: Heat Pump with Remote Outdoor Unit-Air-Source) | HMH72B341 |  |  | XAHB36DBCN1 | Z8ES100B12SMPS1 | 33400 | 17.5 | 8.1 | 32800 | 23200 | 70.73% | 2.02 | 0 | 9.5 |  |  |  | No | R-410A | 2.7833 | Residential & Commercial | No
213297441 | Central HP <5.4 tons | CHAMPION HEATING AND COOLING | HRCU-A-CB (Split System: Heat Pump with Remote Outdoor Unit-Air-Source) | HMH72B341 |  |  | XAFB36DXXN1+TXV | Z9ET060B12SMPS1 | 34000 | 18.5 | 8.1 | 33400 | 24000 | 71.86% | 2.06 | 0 | 9.5 |  |  |  | No | R-410A | 2.8333 | Residential & Commercial | No
213297081 | Central HP <5.4 tons | CHAMPION HEATING AND COOLING | HRCU-A-CB (Split System: Heat Pump with Remote Outdoor Unit-Air-Source) | HMH72B341 |  |  | XAHC36DXXN1+TXV | Z8ET080C16LMPS1 | 34000 | 18.5 | 8.5 | 33400 | 24000 | 71.86% | 2.1 | 0 | 9.5 |  |  |  | No | R-410A | 2.8333 | Residential & Commercial | No
213297256 | Central HP <5.4 tons | CHAMPION HEATING AND COOLING | HRCU-A-CB (Split System: Heat Pump with Remote Outdoor Unit-Air-Source) | HMH72B341 |  |  | XAUB36DXXN1+TXV | Z9ET040A10SMPS1 | 34000 | 18 | 8.1 | 33400 | 23800 | 71.26% | 2.04 | 0 | 9.5 |  |  |  | No | R-410A | 2.8333 | Residential & Commercial | No
213297356 | Central HP <5.4 tons | CHAMPION HEATING AND COOLING | HRCU-A-CB (Split System: Heat Pump with Remote Outdoor Unit-Air-Source) | HMH72B341 |  |  | XAHC30CXXN1+TXV | Z8ES100B12SMPS1 | 32000 | 17.5 | 8.1 | 32200 | 22600 | 70.19% | 2 | 0 | 9.5 |  |  |  | No | R-410A | 2.6667 | Residential & Commercial | No
213297781 | Central HP <5.4 tons | CHAMPION HEATING AND COOLING | HRCU-A-CB (Split System: Heat Pump with Remote Outdoor Unit-Air-Source) | HMH72B341 |  |  | XAFC30CXXN1+TXV | Z8ES100C16SMPS1 | 33600 | 18 | 8.5 | 33000 | 23400 | 70.91% | 2.06 | 0 | 9.5 |  |  |  | No | R-410A | 2.8 | Residential & Commercial | No
213297826 | Central HP <5.4 tons | CHAMPION HEATING AND COOLING | HRCU-A-CB (Split System: Heat Pump with Remote Outdoor Unit-Air-Source) | HMH72B341 |  |  | XAFB30CXXN1+TXV | Z8ES080B12LMPS1 | 33000 | 18 | 8.5 | 33000 | 23400 | 70.91% | 2.04 | 0 | 9.5 |  |  |  | No | R-410A | 2.75 | Residential & Commercial | No
213297876 | Central HP <5.4 tons | CHAMPION HEATING AND COOLING | HRCU-A-CB (Split System: Heat Pump with Remote Outdoor Unit-Air-Source) | HMH72B341 |  |  | XAFC36DXXN1+TXV | Z9ES080C16SMPS1 | 34000 | 17.5 | 8.1 | 33400 | 23800 | 71.26% | 2.06 | 0 | 9.5 |  |  |  | No | R-410A | 2.8333 | Residential & Commercial | No
213297901 | Central HP <5.4 tons | CHAMPION HEATING AND COOLING | HRCU-A-CB (Split System: Heat Pump with Remote Outdoor Unit-Air-Source) | HMH72B341 |  |  | XAFB36DBCN1 | Z9ES060A10SMPS1 | 33400 | 18.5 | 8.1 | 32800 | 23200 | 70.73% | 2.02 | 0 | 9.5 |  |  |  | No | R-410A | 2.7833 | Residential & Commercial | No
213296806 | Central HP <5.4 tons | CHAMPION HEATING AND COOLING | HRCU-A-CB (Split System: Heat Pump with Remote Outdoor Unit-Air-Source) | HMH72B341 |  |  | XAFC36DXXN1+TXV | Z9ES100C16SMPS1 | 34000 | 16.5 | 8.1 | 33400 | 24000 | 71.86% | 2.08 | 0 | 9.5 |  |  |  | No | R-410A | 2.8333 | Residential & Commercial | No
213296856 | Central HP <5.4 tons | CHAMPION HEATING AND COOLING | HRCU-A-CB (Split System: Heat Pump with Remote Outdoor Unit-Air-Source) | HMH72B341 |  |  | XAFC36DXXN1+TXV | Z8ES120C20SMPS1 | 34000 | 17.5 | 8.5 | 34000 | 24600 | 72.35% | 2.12 | 0 | 9.5 |  |  |  | No | R-410A | 2.8333 | Residential & Commercial | No
213296916 | Central HP <5.4 tons | CHAMPION HEATING AND COOLING | HRCU-A-CB (Split System: Heat Pump with Remote Outdoor Unit-Air-Source) | HMH72B341 |  |  | XAFC36DXXN1+TXV | Z8ES100B12SMPS1 | 34000 | 18.5 | 8.1 | 34000 | 24600 | 72.35% | 2.12 | 0 | 9.5 |  |  |  | No | R-410A | 2.8333 | Residential & Commercial | No
211388264 | Central HP <5.4 tons | LUXAIRE | HRCU-A-CB (Split System: Heat Pump with Remote Outdoor Unit-Air-Source) | HMH72B341 |  |  | XAFC36DBCN1 | LP9C060B12MP13 | 34000 | 17.5 | 8.1 | 34000 | 24200 | 71.18% | 2.06 | 0 | 9.5 |  |  |  | No | R-410A | 2.8333 | Residential & Commercial | No
211387208 | Central HP <5.4 tons | LUXAIRE | HRCU-A-CB (Split System: Heat Pump with Remote Outdoor Unit-Air-Source) | HMH72B341 |  |  | XAFB36DBCN1 | TM9Y060B12MP11 | 33600 | 16.5 | 8.5 | 33400 | 23600 | 70.66% | 2.04 | 0 | 9.5 |  |  |  | No | R-410A | 2.8 | Residential & Commercial | No
211387593 | Central HP <5.4 tons | LUXAIRE | HRCU-A-CB (Split System: Heat Pump with Remote Outdoor Unit-Air-Source) | HMH72B341 |  |  | XAHC36DBCN1 | TP9C080C16MP13 | 33400 | 17 | 8.1 | 33200 | 23400 | 70.48% | 2.04 | 0 | 9.5 |  |  |  | No | R-410A | 2.7833 | Residential & Commercial | No
213297151 | Central HP <5.4 tons | CHAMPION HEATING AND COOLING | HRCU-A-CB (Split System: Heat Pump with Remote Outdoor Unit-Air-Source) | HMH72B341 |  |  | XAHB30CXXN1+TXV | Z8ES100B12SMPS1 | 32000 | 17 | 8.1 | 32200 | 22600 | 70.19% | 2 | 0 | 9.5 |  |  |  | No | R-410A | 2.6667 | Residential & Commercial | No
213297671 | Central HP <5.4 tons | CHAMPION HEATING AND COOLING | HRCU-A-CB (Split System: Heat Pump with Remote Outdoor Unit-Air-Source) | HMH72B341 |  |  | XAHB30CXXN1+JMVT12BC2N1+TXV |  | 32600 | 17.5 | 8.1 | 32400 | 22800 | 70.37% | 2.02 | 0 | 9.5 |  |  |  | No | R-410A | 2.7167 | Residential & Commercial | No
213297531 | Central HP <5.4 tons | CHAMPION HEATING AND COOLING | HRCU-A-CB (Split System: Heat Pump with Remote Outdoor Unit-Air-Source) | HMH72B341 |  |  | XAHC36DBCN1 | Z8ES120C16SMPS1 | 34000 | 17.5 | 8.1 | 33400 | 24000 | 71.86% | 2.08 | 0 | 9.5 |  |  |  | No | R-410A | 2.8333 | Residential & Commercial | No
213297581 | Central HP <5.4 tons | CHAMPION HEATING AND COOLING | HRCU-A-CB (Split System: Heat Pump with Remote Outdoor Unit-Air-Source) | HMH72B341 |  |  | XAFB36DXXN1+TXV | Z8ES100B12SMPS1 | 34000 | 18 | 8.1 | 34000 | 24600 | 72.35% | 2.1 | 0 | 9.5 |  |  |  | No | R-410A | 2.8333 | Residential & Commercial | No
213297736 | Central HP <5.4 tons | CHAMPION HEATING AND COOLING | HRCU-A-CB (Split System: Heat Pump with Remote Outdoor Unit-Air-Source) | HMH72B341 |  |  | XAHC36DXXN1+TXV | Z8ET100C16LMPS1 | 34000 | 17.5 | 8.1 | 33400 | 23800 | 71.26% | 2.08 | 0 | 9.5 |  |  |  | No | R-410A | 2.8333 | Residential & Commercial | No
213297921 | Central HP <5.4 tons | CHAMPION HEATING AND COOLING | HRCU-A-CB (Split System: Heat Pump with Remote Outdoor Unit-Air-Source) | HMH72B341 |  |  | XAFC30CXXN1+TXV | Z8ET080C16LMPS1 | 33600 | 18.5 | 8.5 | 33000 | 23200 | 70.3% | 2.08 | 0 | 9.5 |  |  |  | No | R-410A | 2.8 | Residential & Commercial | No
213297601 | Central HP <5.4 tons | CHAMPION HEATING AND COOLING | HRCU-A-CB (Split System: Heat Pump with Remote Outdoor Unit-Air-Source) | HMH72B341 |  |  | XAFB36DBCN1 | Z8ES100B12LMPS1 | 34000 | 18 | 8.1 | 34000 | 24600 | 72.35% | 2.1 | 0 | 9.5 |  |  |  | No | R-410A | 2.8333 | Residential & Commercial | No
211388318 | Central HP <5.4 tons | LUXAIRE | HRCU-A-CB (Split System: Heat Pump with Remote Outdoor Unit-Air-Source) | HMH72B341 |  |  | XAFB36DXXN1+TXV | TP9C060B12MP13 | 33800 | 17 | 8.5 | 33400 | 23800 | 71.26% | 2.04 | 0 | 9.5 |  |  |  | No | R-410A | 2.8167 | Residential & Commercial | No
211386051 | Central HP <5.4 tons | LUXAIRE | HRCU-A-CB (Split System: Heat Pump with Remote Outdoor Unit-Air-Source) | HMH72B341 |  |  | XAHD48FXXN1+TXV | TL9E100C20UH11 | 33400 | 15.5 | 8.5 | 32000 | 23400 | 73.12% | 2.04 | 0 | 9 |  |  |  | No | R-410A | 2.7833 | Residential & Commercial | No
211387073 | Central HP <5.4 tons | LUXAIRE | HRCU-A-CB (Split System: Heat Pump with Remote Outdoor Unit-Air-Source) | HMH72B341 |  |  | XAHC36DXXN1+TXV | TM9Y060B12MP11 | 33200 | 17.5 | 8.1 | 33400 | 23600 | 70.66% | 2 | 0 | 9.5 |  |  |  | No | R-410A | 2.7667 | Residential & Commercial | No
211386808 | Central HP <5.4 tons | LUXAIRE | HRCU-A-CB (Split System: Heat Pump with Remote Outdoor Unit-Air-Source) | HMH72B341 |  |  | XAHC36DBCN1 | TM9Y080C16MP11 | 33800 | 16.5 | 8.1 | 33600 | 24000 | 71.43% | 2.04 | 0 | 9.5 |  |  |  | No | R-410A | 2.8167 | Residential & Commercial | No
211386890 | Central HP <5.4 tons | LUXAIRE | HRCU-A-CB (Split System: Heat Pump with Remote Outdoor Unit-Air-Source) | HMH72B341 |  |  | XAHC36DBCN1 | TM9Y080B12MP11 | 33400 | 17.5 | 8.1 | 33600 | 24000 | 71.43% | 2.02 | 0 | 9.5 |  |  |  | No | R-410A | 2.7833 | Residential & Commercial | No
211386975 | Central HP <5.4 tons | LUXAIRE | HRCU-A-CB (Split System: Heat Pump with Remote Outdoor Unit-Air-Source) | HMH72B341 |  |  | XAFC36DBCN1 | TM9Y080B12MP11 | 34000 | 18 | 8.1 | 34000 | 24400 | 71.76% | 2.06 | 0 | 9.5 |  |  |  | No | R-410A | 2.8333 | Residential & Commercial | No
211387124 | Central HP <5.4 tons | LUXAIRE | HRCU-A-CB (Split System: Heat Pump with Remote Outdoor Unit-Air-Source) | HMH72B341 |  |  | XAHB36DBCN1 | TM9Y060B12MP11 | 33000 | 17 | 8.1 | 33200 | 23400 | 70.48% | 1.98 | 0 | 9.5 |  |  |  | No | R-410A | 2.75 | Residential & Commercial | No
213297951 | Central HP <5.4 tons | CHAMPION HEATING AND COOLING | HRCU-A-CB (Split System: Heat Pump with Remote Outdoor Unit-Air-Source) | HMH72B341 |  |  | XAFD48FBCN1 | Z8ES120C16SMPS1 | 34000 | 16.5 | 8.5 | 32800 | 23400 | 71.34% | 2.1 | 0 | 9.5 |  |  |  | No | R-410A | 2.8333 | Residential & Commercial | No
213297906 | Central HP <5.4 tons | CHAMPION HEATING AND COOLING | HRCU-A-CB (Split System: Heat Pump with Remote Outdoor Unit-Air-Source) | HMH72B341 |  |  | XAUB36DXXN1+TXV | Z9ES060A10SMPS1 | 33400 | 18.5 | 8.1 | 32800 | 23200 | 70.73% | 2.02 | 0 | 9.5 |  |  |  | No | R-410A | 2.7833 | Residential & Commercial | No
213296831 | Central HP <5.4 tons | CHAMPION HEATING AND COOLING | HRCU-A-CB (Split System: Heat Pump with Remote Outdoor Unit-Air-Source) | HMH72B341 |  |  | XAHC36DXXN1+TXV | Z8ET120C20LMPS1 | 34000 | 18.5 | 8.1 | 33400 | 23800 | 71.26% | 2.06 | 0 | 9.5 |  |  |  | No | R-410A | 2.8333 | Residential & Commercial | No
213297031 | Central HP <5.4 tons | CHAMPION HEATING AND COOLING | HRCU-A-CB (Split System: Heat Pump with Remote Outdoor Unit-Air-Source) | HMH72B341 |  |  | XAFC36DXXN1+TXV | Z9ES100C20SMPS1 | 34000 | 17.5 | 8.5 | 33400 | 24000 | 71.86% | 2.1 | 0 | 9.5 |  |  |  | No | R-410A | 2.8333 | Residential & Commercial | No
213297156 | Central HP <5.4 tons | CHAMPION HEATING AND COOLING | HRCU-A-CB (Split System: Heat Pump with Remote Outdoor Unit-Air-Source) | HMH72B341 |  |  | XAHB30CXXN1+TXV | Z8ES100B12LMPS1 | 32000 | 17 | 8.1 | 32200 | 22600 | 70.19% | 2 | 0 | 9.5 |  |  |  | No | R-410A | 2.6667 | Residential & Commercial | No
213297456 | Central HP <5.4 tons | CHAMPION HEATING AND COOLING | HRCU-A-CB (Split System: Heat Pump with Remote Outdoor Unit-Air-Source) | HMH72B341 |  |  | XAFC36DXXN1+TXV | Z9ES080C20SMPS1 | 34000 | 17.5 | 8.5 | 33400 | 24000 | 71.86% | 2.1 | 0 | 9.5 |  |  |  | No | R-410A | 2.8333 | Residential & Commercial | No
213297481 | Central HP <5.4 tons | CHAMPION HEATING AND COOLING | HRCU-A-CB (Split System: Heat Pump with Remote Outdoor Unit-Air-Source) | HMH72B341 |  |  | XAUB36DXXN1+TXV | Z9ES060B12SMPS1 | 34000 | 17 | 8.1 | 33400 | 23800 | 71.26% | 2.04 | 0 | 9.5 |  |  |  | No | R-410A | 2.8333 | Residential & Commercial | No
213297916 | Central HP <5.4 tons | CHAMPION HEATING AND COOLING | HRCU-A-CB (Split System: Heat Pump with Remote Outdoor Unit-Air-Source) | HMH72B341 |  |  | XAFC30CXXN1+TXV | Z8ET100C16LMPS1 | 33400 | 18 | 8.5 | 33000 | 23400 | 70.91% | 2.06 | 0 | 9.5 |  |  |  | No | R-410A | 2.7833 | Residential & Commercial | No
213297941 | Central HP <5.4 tons | CHAMPION HEATING AND COOLING | HRCU-A-CB (Split System: Heat Pump with Remote Outdoor Unit-Air-Source) | HMH72B341 |  |  | XAFD48FXXN1+TXV | Z8ES120C16SMPS1 | 34000 | 16.5 | 8.5 | 32800 | 23400 | 71.34% | 2.1 | 0 | 9.5 |  |  |  | No | R-410A | 2.8333 | Residential & Commercial | No
213296796 | Central HP <5.4 tons | CHAMPION HEATING AND COOLING | HRCU-A-CB (Split System: Heat Pump with Remote Outdoor Unit-Air-Source) | HMH72B341 |  |  | XAFB30CXXN1+TXV | Z9ET080B12SMPS1 | 32600 | 18.5 | 8.1 | 33000 | 23400 | 70.91% | 2.02 | 0 | 9.5 |  |  |  | No | R-410A | 2.7167 | Residential & Commercial | No
211387180 | Central HP <5.4 tons | LUXAIRE | HRCU-A-CB (Split System: Heat Pump with Remote Outdoor Unit-Air-Source) | HMH72B341 |  |  | XAFC30CXXN1+TXV | TM9Y060B12MP11 | 32600 | 17.5 | 8.1 | 34000 | 23800 | 70% | 2 | 0 | 9.5 |  |  |  | No | R-410A | 2.7167 | Residential & Commercial | No
211387741 | Central HP <5.4 tons | LUXAIRE | HRCU-A-CB (Split System: Heat Pump with Remote Outdoor Unit-Air-Source) | HMH72B341 |  |  | XAHB36DXXN1+TXV | TM9V080B12MP12 | 33200 | 16.5 | 8.1 | 33400 | 23600 | 70.66% | 2 | 0 | 9.5 |  |  |  | No | R-410A | 2.7667 | Residential & Commercial | No
211387798 | Central HP <5.4 tons | LUXAIRE | HRCU-A-CB (Split System: Heat Pump with Remote Outdoor Unit-Air-Source) | HMH72B341 |  |  | XAHB30CXXN1+TXV | LP9C080B12MP13 | 32000 | 16.5 | 8.1 | 33400 | 23400 | 70.06% | 1.98 | 0 | 9 |  |  |  | No | R-410A | 2.6667 | Residential & Commercial | No
213297141 | Central HP <5.4 tons | CHAMPION HEATING AND COOLING | HRCU-A-CB (Split System: Heat Pump with Remote Outdoor Unit-Air-Source) | HMH72B341 |  |  | XAHC30CXXN1+TXV | Z8ES100C16SMPS1 | 32400 | 17.5 | 8.1 | 32000 | 22800 | 71.25% | 2.02 | 0 | 9.5 |  |  |  | No | R-410A | 2.7 | Residential & Commercial | No
213297291 | Central HP <5.4 tons | CHAMPION HEATING AND COOLING | HRCU-A-CB (Split System: Heat Pump with Remote Outdoor Unit-Air-Source) | HMH72B341 |  |  | XAHC36DXXN1+TXV | Z8ET100C20LMPS1 | 34000 | 18.5 | 8.5 | 33400 | 23600 | 70.66% | 2.08 | 0 | 9.5 |  |  |  | No | R-410A | 2.8333 | Residential & Commercial | No
213297691 | Central HP <5.4 tons | CHAMPION HEATING AND COOLING | HRCU-A-CB (Split System: Heat Pump with Remote Outdoor Unit-Air-Source) | HMH72B341 |  |  | XAFC36DXXN1+TXV | Z9ET060B12SMPS1 | 34000 | 18.5 | 8.1 | 33400 | 24000 | 71.86% | 2.06 | 0 | 9.5 |  |  |  | No | R-410A | 2.8333 | Residential & Commercial | No
211719781 | Central HP <5.4 tons | COLEMAN | HRCU-A-CB (Split System: Heat Pump with Remote Outdoor Unit-Air-Source) | HMH72B341 |  |  | XAUB30CXXN1+TXV | CPLC080B12MP13 | 32400 | 17 | 8.1 | 33600 | 23600 | 70.24% | 2 | 0 | 9.5 |  |  |  | No | R-410A | 2.7 | Residential & Commercial | No
211719796 | Central HP <5.4 tons | COLEMAN | HRCU-A-CB (Split System: Heat Pump with Remote Outdoor Unit-Air-Source) | HMH72B341 |  |  | XAUB30CXXN1+TXV | CPLC060A12MP13 | 32800 | 17.5 | 8.1 | 33400 | 23400 | 70.06% | 2.02 | 0 | 9.5 |  |  |  | No | R-410A | 2.7333 | Residential & Commercial | No
213298006 | Central HP <5.4 tons | CHAMPION HEATING AND COOLING | HRCU-A-CB (Split System: Heat Pump with Remote Outdoor Unit-Air-Source) | HMH72B341 |  |  | XAHC36DXXN1+TXV | Z8ES080C20LMPS1 | 34000 | 17.5 | 8.1 | 33400 | 23600 | 70.66% | 2.08 | 0 | 9.5 |  |  |  | No | R-410A | 2.8333 | Residential & Commercial | No
213297866 | Central HP <5.4 tons | CHAMPION HEATING AND COOLING | HRCU-A-CB (Split System: Heat Pump with Remote Outdoor Unit-Air-Source) | HMH72B341 |  |  | XAHC36DXXN1+TXV | Z9ES100C20SMPS1 | 34000 | 17 | 8.1 | 33400 | 23600 | 70.66% | 2.06 | 0 | 9.5 |  |  |  | No | R-410A | 2.8333 | Residential & Commercial | No
215679629 | Central HP <5.4 tons | DAY & NIGHT | HRCU-A-CB (Split System: Heat Pump with Remote Outdoor Unit-Air-Source) | C5H0V36*K*AAA* |  |  | EA*5X61M21A*+WALLCON | *97CTN0601716A* | 34400 | 17.5 | 9 | 34600 | 25200 | 72.83% | 1.9 | 0 | 9.5 |  |  |  | No | R-454B | 2.8667 | Residential & Commercial | No
213297791 | Central HP <5.4 tons | CHAMPION HEATING AND COOLING | HRCU-A-CB (Split System: Heat Pump with Remote Outdoor Unit-Air-Source) | HMH72B341 |  |  | XAFC30CXXN1+TXV | Z8ES100B12SMPS1 | 33000 | 18 | 8.5 | 33000 | 23200 | 70.3% | 2.04 | 0 | 9.5 |  |  |  | No | R-410A | 2.75 | Residential & Commercial | No
213296896 | Central HP <5.4 tons | CHAMPION HEATING AND COOLING | HRCU-A-CB (Split System: Heat Pump with Remote Outdoor Unit-Air-Source) | HMH72B341 |  |  | XAFC36DXXN1+TXV | Z8ES100C16SMPS1 | 34000 | 18 | 8.5 | 33400 | 24400 | 73.05% | 2.12 | 0 | 9.5 |  |  |  | No | R-410A | 2.8333 | Residential & Commercial | No
213297066 | Central HP <5.4 tons | CHAMPION HEATING AND COOLING | HRCU-A-CB (Split System: Heat Pump with Remote Outdoor Unit-Air-Source) | HMH72B341 |  |  | XAUB30CXXN1+TXV | Z9ES060A10SMPS1 | 32400 | 18.5 | 8.1 | 33000 | 23200 | 70.3% | 2.02 | 0 | 9.5 |  |  |  | No | R-410A | 2.7 | Residential & Commercial | No
213297321 | Central HP <5.4 tons | CHAMPION HEATING AND COOLING | HRCU-A-CB (Split System: Heat Pump with Remote Outdoor Unit-Air-Source) | HMH72B341 |  |  | XAFC30CXXN1+TXV | Z8ET080B12LMPS1 | 33200 | 18.5 | 8.5 | 33000 | 23400 | 70.91% | 2.04 | 0 | 9.5 |  |  |  | No | R-410A | 2.7667 | Residential & Commercial | No
211388014 | Central HP <5.4 tons | LUXAIRE | HRCU-A-CB (Split System: Heat Pump with Remote Outdoor Unit-Air-Source) | HMH72B341 |  |  | XAUB30CXXN1+TXV | TP9C080B12MP13 | 32800 | 17 | 8.1 | 33600 | 23600 | 70.24% | 2.02 | 0 | 9.5 |  |  |  | No | R-410A | 2.7333 | Residential & Commercial | No
211388198 | Central HP <5.4 tons | LUXAIRE | HRCU-A-CB (Split System: Heat Pump with Remote Outdoor Unit-Air-Source) | HMH72B341 |  |  | XAHB30CXXN1+TXV | TP9C060B12MP13 | 31600 | 16.5 | 8.1 | 32800 | 23000 | 70.12% | 1.96 | 0 | 9 |  |  |  | No | R-410A | 2.6333 | Residential & Commercial | No
211386323 | Central HP <5.4 tons | LUXAIRE | HRCU-A-CB (Split System: Heat Pump with Remote Outdoor Unit-Air-Source) | HMH72B341 |  |  | XAFC48FXXN1+TXV | TL9E060B12UH11 | 33200 | 17 | 8.1 | 32600 | 24000 | 73.62% | 2.02 | 0 | 9 |  |  |  | No | R-410A | 2.7667 | Residential & Commercial | No
211386723 | Central HP <5.4 tons | LUXAIRE | HRCU-A-CB (Split System: Heat Pump with Remote Outdoor Unit-Air-Source) | HMH72B341 |  |  | XAHC36DBCN1 | TM9Y100C16MP11 | 33800 | 16.5 | 8.1 | 33600 | 24000 | 71.43% | 2.04 | 0 | 9.5 |  |  |  | No | R-410A | 2.8167 | Residential & Commercial | No
211385941 | Central HP <5.4 tons | LUXAIRE | HRCU-A-CB (Split System: Heat Pump with Remote Outdoor Unit-Air-Source) | HMH72B341 |  |  | XAHC48FBCN1 | TM8E080B12MP11 | 32800 | 16.5 | 8.1 | 32400 | 23800 | 73.46% | 2 | 0 | 9 |  |  |  | No | R-410A | 2.7333 | Residential & Commercial | No
211386206 | Central HP <5.4 tons | LUXAIRE | HRCU-A-CB (Split System: Heat Pump with Remote Outdoor Unit-Air-Source) | HMH72B341 |  |  | XAHC48FXXN1+TXV | TL9E080C16UH11 | 33200 | 16 | 8.5 | 32400 | 23600 | 72.84% | 2.04 | 0 | 9 |  |  |  | No | R-410A | 2.7667 | Residential & Commercial | No
211388134 | Central HP <5.4 tons | LUXAIRE | HRCU-A-CB (Split System: Heat Pump with Remote Outdoor Unit-Air-Source) | HMH72B341 |  |  | XAHB36DXXN1+TXV | TP9C060B12MP13 | 32800 | 17 | 8.1 | 33000 | 23400 | 70.91% | 1.98 | 0 | 9.5 |  |  |  | No | R-410A | 2.7333 | Residential & Commercial | No
213297516 | Central HP <5.4 tons | CHAMPION HEATING AND COOLING | HRCU-A-CB (Split System: Heat Pump with Remote Outdoor Unit-Air-Source) | HMH72B341 |  |  | XAFC36DBCN1 | Z8ET080B12LMPS1 | 34000 | 18.5 | 8.1 | 33400 | 24000 | 71.86% | 2.08 | 0 | 9.5 |  |  |  | No | R-410A | 2.8333 | Residential & Commercial | No
213297591 | Central HP <5.4 tons | CHAMPION HEATING AND COOLING | HRCU-A-CB (Split System: Heat Pump with Remote Outdoor Unit-Air-Source) | HMH72B341 |  |  | XAFB36DBCN1 | Z8ES100B12SMPS1 | 34000 | 18 | 8.1 | 34000 | 24600 | 72.35% | 2.1 | 0 | 9.5 |  |  |  | No | R-410A | 2.8333 | Residential & Commercial | No
211226506 | Central HP <5.4 tons | BRYANT HEATING AND COOLING SYSTEMS | HRCU-A-CB (Split System: Heat Pump with Remote Outdoor Unit-Air-Source) | 38MURAQ36AB3* |  |  | CAP**3717AL* | 8(0,1)*SA36070E17*** | 36000 | 15.2 | 8.1 | 38500 | 35000 | 90.91% | 2 | 0 | 9.5 |  |  |  | No | R-410A | 3 | Residential & Commercial | No
215678009 | Central HP <5.4 tons | DAY & NIGHT | HRCU-A-CB (Split System: Heat Pump with Remote Outdoor Unit-Air-Source) | C5H0V60*K*AAA* |  |  | EA*5X61M24A*+WALLCON | *97CMN1202422B* | 56000 | 18.5 | 9 | 60000 | 42000 | 70% | 2 | 0 | 9 |  |  |  | No | R-454B | 4.6667 | Residential & Commercial | No
211387823 | Central HP <5.4 tons | LUXAIRE | HRCU-A-CB (Split System: Heat Pump with Remote Outdoor Unit-Air-Source) | HMH72B341 |  |  | XAFC36DBCN1 | TM9V080B12MP12 | 34000 | 17 | 8.1 | 34000 | 24400 | 71.76% | 2.06 | 0 | 9.5 |  |  |  | No | R-410A | 2.8333 | Residential & Commercial | No
211388082 | Central HP <5.4 tons | LUXAIRE | HRCU-A-CB (Split System: Heat Pump with Remote Outdoor Unit-Air-Source) | HMH72B341 |  |  | XAHC36DBCN1 | LP9C060B12MP13 | 33200 | 17 | 8.1 | 33400 | 23800 | 71.26% | 2 | 0 | 9.5 |  |  |  | No | R-410A | 2.7667 | Residential & Commercial | No
211387437 | Central HP <5.4 tons | LUXAIRE | HRCU-A-CB (Split System: Heat Pump with Remote Outdoor Unit-Air-Source) | HMH72B341 |  |  | XAHC36DBCN1 | TM9V100C16MP12 | 33800 | 17 | 8.1 | 33400 | 23600 | 70.66% | 2.06 | 0 | 9.5 |  |  |  | No | R-410A | 2.8167 | Residential & Commercial | No
211386530 | Central HP <5.4 tons | LUXAIRE | HRCU-A-CB (Split System: Heat Pump with Remote Outdoor Unit-Air-Source) | HMH72B341 |  |  | XAFD48FXXN1+TXV | TL8E080C16UH11 | 34000 | 16.5 | 8.5 | 32600 | 24000 | 73.62% | 2.08 | 0 | 9.5 |  |  |  | No | R-410A | 2.8333 | Residential & Commercial | No
213297086 | Central HP <5.4 tons | CHAMPION HEATING AND COOLING | HRCU-A-CB (Split System: Heat Pump with Remote Outdoor Unit-Air-Source) | HMH72B341 |  |  | XAHC36DBCN1 | Z8ET080C16LMPS1 | 34000 | 18.5 | 8.5 | 33400 | 24000 | 71.86% | 2.1 | 0 | 9.5 |  |  |  | No | R-410A | 2.8333 | Residential & Commercial | No
213297251 | Central HP <5.4 tons | CHAMPION HEATING AND COOLING | HRCU-A-CB (Split System: Heat Pump with Remote Outdoor Unit-Air-Source) | HMH72B341 |  |  | XAFB36DBCN1 | Z9ET040A10SMPS1 | 33400 | 17.5 | 8.5 | 33000 | 23200 | 70.3% | 1.98 | 0 | 9.5 |  |  |  | No | R-410A | 2.7833 | Residential & Commercial | No
213296866 | Central HP <5.4 tons | CHAMPION HEATING AND COOLING | HRCU-A-CB (Split System: Heat Pump with Remote Outdoor Unit-Air-Source) | HMH72B341 |  |  | XAFC36DBCN1 | Z8ES120C20SMPS1 | 34000 | 17.5 | 8.5 | 34000 | 24600 | 72.35% | 2.12 | 0 | 9.5 |  |  |  | No | R-410A | 2.8333 | Residential & Commercial | No
213073433 | Central HP <5.4 tons | ACIQ | HRCU-A-CB (Split System: Heat Pump with Remote Outdoor Unit-Air-Source) | DLCURAH30ABK |  |  | EA*4X43L21A* | *80ES(N,L)0901714A* | 30600 | 15.2 | 8.1 | 33200 | 26000 | 78.31% | 1.84 | 0 | 9 |  |  |  | No | R-410A | 2.55 | Residential & Commercial | No
213069226 | Central HP <5.4 tons | ACIQ | HRCU-A-CB (Split System: Heat Pump with Remote Outdoor Unit-Air-Source) | DLCURAH30ABK |  |  | FM(C,U)4Z36**AL* |  | 30400 | 15.5 | 8.5 | 35000 | 27400 | 78.29% | 1.82 | 0 | 9 |  |  |  | No | R-410A | 2.5333 | Residential & Commercial | No
213069229 | Central HP <5.4 tons | ACIQ | HRCU-A-CB (Split System: Heat Pump with Remote Outdoor Unit-Air-Source) | DLCURAH30ABK |  |  | FVM4X36***L |  | 30400 | 15.2 | 8.1 | 34000 | 27400 | 80.59% | 1.78 | 0 | 9 |  |  |  | No | R-410A | 2.5333 | Residential & Commercial | No
215679749 | Central HP <5.4 tons | DAY & NIGHT | HRCU-A-CB (Split System: Heat Pump with Remote Outdoor Unit-Air-Source) | C5H0V36*K*AAA* |  |  | ESH5X36M12A*+WALLCON | *97CTN0801716A* | 33400 | 16 | 8.5 | 36000 | 25600 | 71.11% | 1.76 | 0 | 9 |  |  |  | No | R-454B | 2.7833 | Residential & Commercial | No
211388303 | Central HP <5.4 tons | LUXAIRE | HRCU-A-CB (Split System: Heat Pump with Remote Outdoor Unit-Air-Source) | HMH72B341 |  |  | XAFB36DXXN1+TXV | TM9V060B12MP12 | 33800 | 17 | 8.5 | 33400 | 23800 | 71.26% | 2.04 | 0 | 9.5 |  |  |  | No | R-410A | 2.8167 | Residential & Commercial | No
211719707 | Central HP <5.4 tons | COLEMAN | HRCU-A-CB (Split System: Heat Pump with Remote Outdoor Unit-Air-Source) | HMH72B341 |  |  | XAHC30CXXN1+TXV | CPLC080B12MP13 | 31800 | 16.5 | 8.1 | 33000 | 23200 | 70.3% | 1.96 | 0 | 9 |  |  |  | No | R-410A | 2.65 | Residential & Commercial | No
213297386 | Central HP <5.4 tons | CHAMPION HEATING AND COOLING | HRCU-A-CB (Split System: Heat Pump with Remote Outdoor Unit-Air-Source) | HMH72B341 |  |  | XAHC30CXXN1+TXV | Z8ES080C16SMPS1 | 32800 | 17.5 | 8.5 | 32000 | 22800 | 71.25% | 2.04 | 0 | 9.5 |  |  |  | No | R-410A | 2.7333 | Residential & Commercial | No
213297451 | Central HP <5.4 tons | CHAMPION HEATING AND COOLING | HRCU-A-CB (Split System: Heat Pump with Remote Outdoor Unit-Air-Source) | HMH72B341 |  |  | XAUB36DXXN1+TXV | Z9ET060B12SMPS1 | 34000 | 18.5 | 8.1 | 33400 | 24000 | 71.86% | 2.06 | 0 | 9.5 |  |  |  | No | R-410A | 2.8333 | Residential & Commercial | No
215682739 | Central HP <5.4 tons | DAY & NIGHT | HRCU-A-CB (Split System: Heat Pump with Remote Outdoor Unit-Air-Source) | C5H0V60*K*AAA* |  |  | ESH5X60M12A*+WALLCON | *80CSU0601716B* | 54500 | 17 | 8.5 | 58500 | 41000 | 70.09% | 1.92 | 0 | 9 |  |  |  | No | R-454B | 4.5417 | Residential & Commercial | No
215682989 | Central HP <5.4 tons | DAY & NIGHT | HRCU-A-CB (Split System: Heat Pump with Remote Outdoor Unit-Air-Source) | C5H0V60*K*AAA* |  |  | EVD5X60M21A*+WALLCON | *96CTN0802120B* | 56500 | 18 | 9 | 64000 | 45000 | 70.31% | 2.08 | 0 | 9 |  |  |  | No | R-454B | 4.7083 | Residential & Commercial | No
211226304 | Central HP <5.4 tons | BRYANT HEATING AND COOLING SYSTEMS | HRCU-A-CB (Split System: Heat Pump with Remote Outdoor Unit-Air-Source) | 38MURAQ36AB3* |  |  | CAP**3621AL* | 83*SA60100E21*** | 35200 | 16 | 8.1 | 38500 | 35200 | 91.43% | 1.82 | 0 | 9.5 |  |  |  | No | R-410A | 2.9333 | Residential & Commercial | No
213297521 | Central HP <5.4 tons | CHAMPION HEATING AND COOLING | HRCU-A-CB (Split System: Heat Pump with Remote Outdoor Unit-Air-Source) | HMH72B341 |  |  | XAHC36DXXN1+TXV | Z8ES120C16SMPS1 | 34000 | 17.5 | 8.1 | 33400 | 24000 | 71.86% | 2.08 | 0 | 9.5 |  |  |  | No | R-410A | 2.8333 | Residential & Commercial | No
213297776 | Central HP <5.4 tons | CHAMPION HEATING AND COOLING | HRCU-A-CB (Split System: Heat Pump with Remote Outdoor Unit-Air-Source) | HMH72B341 |  |  | XAFC30CXXN1+TXV | Z8ES120C16LMPS1 | 33600 | 18 | 8.5 | 33000 | 23400 | 70.91% | 2.06 | 0 | 9.5 |  |  |  | No | R-410A | 2.8 | Residential & Commercial | No
213296906 | Central HP <5.4 tons | CHAMPION HEATING AND COOLING | HRCU-A-CB (Split System: Heat Pump with Remote Outdoor Unit-Air-Source) | HMH72B341 |  |  | XAFC36DBCN1 | Z8ES100C16SMPS1 | 34000 | 18 | 8.5 | 33400 | 24400 | 73.05% | 2.12 | 0 | 9.5 |  |  |  | No | R-410A | 2.8333 | Residential & Commercial | No
213296821 | Central HP <5.4 tons | CHAMPION HEATING AND COOLING | HRCU-A-CB (Split System: Heat Pump with Remote Outdoor Unit-Air-Source) | HMH72B341 |  |  | XAFC36DXXN1+TXV | Z9ES060B12SMPS1 | 34000 | 17.5 | 8.1 | 33400 | 24000 | 71.86% | 2.06 | 0 | 9.5 |  |  |  | No | R-410A | 2.8333 | Residential & Commercial | No
213297981 | Central HP <5.4 tons | CHAMPION HEATING AND COOLING | HRCU-A-CB (Split System: Heat Pump with Remote Outdoor Unit-Air-Source) | HMH72B341 |  |  | XAHB36DXXN1+TXV | Z8ES100B12SMPS1 | 33400 | 17.5 | 8.1 | 32800 | 23200 | 70.73% | 2.02 | 0 | 9.5 |  |  |  | No | R-410A | 2.7833 | Residential & Commercial | No
213298011 | Central HP <5.4 tons | CHAMPION HEATING AND COOLING | HRCU-A-CB (Split System: Heat Pump with Remote Outdoor Unit-Air-Source) | HMH72B341 |  |  | XAHC36DBCN1 | Z8ES080C20SMPS1 | 34000 | 17.5 | 8.1 | 33400 | 23600 | 70.66% | 2.08 | 0 | 9.5 |  |  |  | No | R-410A | 2.8333 | Residential & Commercial | No
211388338 | Central HP <5.4 tons | LUXAIRE | HRCU-A-CB (Split System: Heat Pump with Remote Outdoor Unit-Air-Source) | HMH72B341 |  |  | XAFB36DBCN1 | TM9V060B12MP12 | 33800 | 17 | 8.5 | 33400 | 23800 | 71.26% | 2.04 | 0 | 9.5 |  |  |  | No | R-410A | 2.8167 | Residential & Commercial | No
211388154 | Central HP <5.4 tons | LUXAIRE | HRCU-A-CB (Split System: Heat Pump with Remote Outdoor Unit-Air-Source) | HMH72B341 |  |  | XAHB36DBCN1 | TM9V060B12MP12 | 32800 | 17 | 8.1 | 33000 | 23400 | 70.91% | 1.98 | 0 | 9.5 |  |  |  | No | R-410A | 2.7333 | Residential & Commercial | No
211387167 | Central HP <5.4 tons | LUXAIRE | HRCU-A-CB (Split System: Heat Pump with Remote Outdoor Unit-Air-Source) | HMH72B341 |  |  | XAFC36DBCN1 | TM9Y060B12MP11 | 34000 | 17.5 | 8.1 | 34000 | 24200 | 71.18% | 2.04 | 0 | 9.5 |  |  |  | No | R-410A | 2.8333 | Residential & Commercial | No
211388055 | Central HP <5.4 tons | LUXAIRE | HRCU-A-CB (Split System: Heat Pump with Remote Outdoor Unit-Air-Source) | HMH72B341 |  |  | XAHC36DBCN1 | TM9V060B12MP12 | 33200 | 17 | 8.1 | 33400 | 23800 | 71.26% | 2 | 0 | 9.5 |  |  |  | No | R-410A | 2.7667 | Residential & Commercial | No
211388235 | Central HP <5.4 tons | LUXAIRE | HRCU-A-CB (Split System: Heat Pump with Remote Outdoor Unit-Air-Source) | HMH72B341 |  |  | XAFC36DBCN1 | TM9V060B12MP12 | 34000 | 17.5 | 8.1 | 34000 | 24200 | 71.18% | 2.06 | 0 | 9.5 |  |  |  | No | R-410A | 2.8333 | Residential & Commercial | No
211387032 | Central HP <5.4 tons | LUXAIRE | HRCU-A-CB (Split System: Heat Pump with Remote Outdoor Unit-Air-Source) | HMH72B341 |  |  | XAUB36DXXN1+TXV | TM9Y080B12MP11 | 33600 | 17.5 | 8.5 | 33400 | 23600 | 70.66% | 2.04 | 0 | 9.5 |  |  |  | No | R-410A | 2.8 | Residential & Commercial | No
211387417 | Central HP <5.4 tons | LUXAIRE | HRCU-A-CB (Split System: Heat Pump with Remote Outdoor Unit-Air-Source) | HMH72B341 |  |  | XAHC36DXXN1+TXV | TP9C100C16MP13 | 33800 | 17 | 8.1 | 33400 | 23600 | 70.66% | 2.06 | 0 | 9.5 |  |  |  | No | R-410A | 2.8167 | Residential & Commercial | No
213297116 | Central HP <5.4 tons | CHAMPION HEATING AND COOLING | HRCU-A-CB (Split System: Heat Pump with Remote Outdoor Unit-Air-Source) | HMH72B341 |  |  | XAFC48FXXN1+TXV | Z8ES120C16LMPS1 | 34000 | 16.5 | 8.5 | 32800 | 23400 | 71.34% | 2.1 | 0 | 9.5 |  |  |  | No | R-410A | 2.8333 | Residential & Commercial | No
213297266 | Central HP <5.4 tons | CHAMPION HEATING AND COOLING | HRCU-A-CB (Split System: Heat Pump with Remote Outdoor Unit-Air-Source) | HMH72B341 |  |  | XAFB36DXXN1+TXV | Z9ES080B12SMPS1 | 34000 | 17 | 8.1 | 33400 | 23800 | 71.26% | 2.06 | 0 | 9.5 |  |  |  | No | R-410A | 2.8333 | Residential & Commercial | No
211387819 | Central HP <5.4 tons | LUXAIRE | HRCU-A-CB (Split System: Heat Pump with Remote Outdoor Unit-Air-Source) | HMH72B341 |  |  | XAFC36DXXN1+TXV | LP9C080B12MP13 | 34000 | 17 | 8.1 | 34000 | 24400 | 71.76% | 2.06 | 0 | 9.5 |  |  |  | No | R-410A | 2.8333 | Residential & Commercial | No
213297551 | Central HP <5.4 tons | CHAMPION HEATING AND COOLING | HRCU-A-CB (Split System: Heat Pump with Remote Outdoor Unit-Air-Source) | HMH72B341 |  |  | XAHC36DBCN1 | Z8ES100C20SMPS1 | 34000 | 17 | 8.5 | 33400 | 23600 | 70.66% | 2.08 | 0 | 9.5 |  |  |  | No | R-410A | 2.8333 | Residential & Commercial | No
211388363 | Central HP <5.4 tons | LUXAIRE | HRCU-A-CB (Split System: Heat Pump with Remote Outdoor Unit-Air-Source) | HMH72B341 |  |  | XAFB36DBCN1 | TP9C060B12MP13 | 33800 | 17 | 8.5 | 33400 | 23800 | 71.26% | 2.04 | 0 | 9.5 |  |  |  | No | R-410A | 2.8167 | Residential & Commercial | No
211387612 | Central HP <5.4 tons | LUXAIRE | HRCU-A-CB (Split System: Heat Pump with Remote Outdoor Unit-Air-Source) | HMH72B341 |  |  | XAHC30CXXN1+TXV | TP9C080C16MP13 | 32200 | 16.5 | 8.1 | 32800 | 23000 | 70.12% | 2 | 0 | 9.5 |  |  |  | No | R-410A | 2.6833 | Residential & Commercial | No
211387729 | Central HP <5.4 tons | LUXAIRE | HRCU-A-CB (Split System: Heat Pump with Remote Outdoor Unit-Air-Source) | HMH72B341 |  |  | XAHC30CXXN1+TXV | TP9C080B12MP13 | 32000 | 16.5 | 8.1 | 33000 | 23200 | 70.3% | 1.98 | 0 | 9 |  |  |  | No | R-410A | 2.6667 | Residential & Commercial | No
211388230 | Central HP <5.4 tons | LUXAIRE | HRCU-A-CB (Split System: Heat Pump with Remote Outdoor Unit-Air-Source) | HMH72B341 |  |  | XAFC36DXXN1+TXV | LP9C060B12MP13 | 34000 | 17.5 | 8.1 | 34000 | 24200 | 71.18% | 2.06 | 0 | 9.5 |  |  |  | No | R-410A | 2.8333 | Residential & Commercial | No
211386618 | Central HP <5.4 tons | LUXAIRE | HRCU-A-CB (Split System: Heat Pump with Remote Outdoor Unit-Air-Source) | HMH72B341 |  |  | XAFC48FXXN1+JMET12CS2N1+TXV |  | 34000 | 17.5 | 8.5 | 32600 | 23800 | 73.01% | 2.12 | 0 | 9.5 |  |  |  | No | R-410A | 2.8333 | Residential & Commercial | No
211386918 | Central HP <5.4 tons | LUXAIRE | HRCU-A-CB (Split System: Heat Pump with Remote Outdoor Unit-Air-Source) | HMH72B341 |  |  | XAHB36DXXN1+TXV | TM9Y080B12MP11 | 33000 | 17 | 8.1 | 32800 | 23200 | 70.73% | 2 | 0 | 9.5 |  |  |  | No | R-410A | 2.75 | Residential & Commercial | No
211387383 | Central HP <5.4 tons | LUXAIRE | HRCU-A-CB (Split System: Heat Pump with Remote Outdoor Unit-Air-Source) | HMH72B341 |  |  | XAFC30CXXN1+TXV | TP9C100C20MP13 | 33400 | 17.5 | 8.1 | 33600 | 23600 | 70.24% | 2.06 | 0 | 9.5 |  |  |  | No | R-410A | 2.7833 | Residential & Commercial | No
211387468 | Central HP <5.4 tons | LUXAIRE | HRCU-A-CB (Split System: Heat Pump with Remote Outdoor Unit-Air-Source) | HMH72B341 |  |  | XAHC30CXXN1+TXV | TM9V100C16MP12 | 32400 | 17 | 8.1 | 32800 | 23000 | 70.12% | 2 | 0 | 9.5 |  |  |  | No | R-410A | 2.7 | Residential & Commercial | No
213297696 | Central HP <5.4 tons | CHAMPION HEATING AND COOLING | HRCU-A-CB (Split System: Heat Pump with Remote Outdoor Unit-Air-Source) | HMH72B341 |  |  | XAFC36DBCN1 | Z9ET060B12SMPS1 | 33800 | 17.5 | 8.5 | 33400 | 23400 | 70.06% | 2 | 0 | 9.5 |  |  |  | No | R-410A | 2.8167 | Residential & Commercial | No
213297926 | Central HP <5.4 tons | CHAMPION HEATING AND COOLING | HRCU-A-CB (Split System: Heat Pump with Remote Outdoor Unit-Air-Source) | HMH72B341 |  |  | XAFB36DXXN1+TXV | Z8ET080B12LMPS1 | 34000 | 18.5 | 8.1 | 33400 | 24000 | 71.86% | 2.08 | 0 | 9.5 |  |  |  | No | R-410A | 2.8333 | Residential & Commercial | No
213296881 | Central HP <5.4 tons | CHAMPION HEATING AND COOLING | HRCU-A-CB (Split System: Heat Pump with Remote Outdoor Unit-Air-Source) | HMH72B341 |  |  | XAFC36DXXN1+TXV | Z8ES120C16LMPS1 | 34000 | 18 | 8.5 | 33400 | 24400 | 73.05% | 2.12 | 0 | 9.5 |  |  |  | No | R-410A | 2.8333 | Residential & Commercial | No
211388225 | Central HP <5.4 tons | LUXAIRE | HRCU-A-CB (Split System: Heat Pump with Remote Outdoor Unit-Air-Source) | HMH72B341 |  |  | XAFC36DXXN1+TXV | TP9C060B12MP13 | 34000 | 17.5 | 8.1 | 34000 | 24200 | 71.18% | 2.06 | 0 | 9.5 |  |  |  | No | R-410A | 2.8333 | Residential & Commercial | No
211387298 | Central HP <5.4 tons | LUXAIRE | HRCU-A-CB (Split System: Heat Pump with Remote Outdoor Unit-Air-Source) | HMH72B341 |  |  | XAFC36DXXN1+TXV | TM9V100C20MP12 | 34000 | 17.5 | 8.1 | 34000 | 24800 | 72.94% | 2.12 | 0 | 9.5 |  |  |  | No | R-410A | 2.8333 | Residential & Commercial | No
213297571 | Central HP <5.4 tons | CHAMPION HEATING AND COOLING | HRCU-A-CB (Split System: Heat Pump with Remote Outdoor Unit-Air-Source) | HMH72B341 |  |  | XAHC36DBCN1 | Z8ES100B12SMPS1 | 33400 | 17.5 | 8.1 | 32800 | 23200 | 70.73% | 2.02 | 0 | 9.5 |  |  |  | No | R-410A | 2.7833 | Residential & Commercial | No
213297956 | Central HP <5.4 tons | CHAMPION HEATING AND COOLING | HRCU-A-CB (Split System: Heat Pump with Remote Outdoor Unit-Air-Source) | HMH72B341 |  |  | XAFD48FBCN1 | Z8ES120C16LMPS1 | 34000 | 16.5 | 8.5 | 32800 | 23400 | 71.34% | 2.1 | 0 | 9.5 |  |  |  | No | R-410A | 2.8333 | Residential & Commercial | No
213297971 | Central HP <5.4 tons | CHAMPION HEATING AND COOLING | HRCU-A-CB (Split System: Heat Pump with Remote Outdoor Unit-Air-Source) | HMH72B341 |  |  | XAHC36DBCN1 | Z8ES100C16SMPS1 | 34000 | 17.5 | 8.1 | 33400 | 24000 | 71.86% | 2.08 | 0 | 9.5 |  |  |  | No | R-410A | 2.8333 | Residential & Commercial | No
211387584 | Central HP <5.4 tons | LUXAIRE | HRCU-A-CB (Split System: Heat Pump with Remote Outdoor Unit-Air-Source) | HMH72B341 |  |  | XAHC36DBCN1 | TM9V080C16MP12 | 33400 | 17 | 8.1 | 33200 | 23400 | 70.48% | 2.04 | 0 | 9.5 |  |  |  | No | R-410A | 2.7833 | Residential & Commercial | No
211388376 | Central HP <5.4 tons | LUXAIRE | HRCU-A-CB (Split System: Heat Pump with Remote Outdoor Unit-Air-Source) | HMH72B341 |  |  | XAUB36DXXN1+TXV | TP9C060B12MP13 | 33800 | 17 | 8.5 | 33400 | 23800 | 71.26% | 2.04 | 0 | 9.5 |  |  |  | No | R-410A | 2.8167 | Residential & Commercial | No
211388249 | Central HP <5.4 tons | LUXAIRE | HRCU-A-CB (Split System: Heat Pump with Remote Outdoor Unit-Air-Source) | HMH72B341 |  |  | XAFC36DBCN1 | TP9C060B12MP13 | 34000 | 17.5 | 8.1 | 34000 | 24200 | 71.18% | 2.06 | 0 | 9.5 |  |  |  | No | R-410A | 2.8333 | Residential & Commercial | No
211387681 | Central HP <5.4 tons | LUXAIRE | HRCU-A-CB (Split System: Heat Pump with Remote Outdoor Unit-Air-Source) | HMH72B341 |  |  | XAHC36DXXN1+TXV | TM9V080B12MP12 | 33200 | 17 | 8.1 | 33200 | 23400 | 70.48% | 2.02 | 0 | 9.5 |  |  |  | No | R-410A | 2.7667 | Residential & Commercial | No
213298016 | Central HP <5.4 tons | CHAMPION HEATING AND COOLING | HRCU-A-CB (Split System: Heat Pump with Remote Outdoor Unit-Air-Source) | HMH72B341 |  |  | XAHC36DBCN1 | Z8ES080C20LMPS1 | 34000 | 17.5 | 8.1 | 33400 | 23600 | 70.66% | 2.08 | 0 | 9.5 |  |  |  | No | R-410A | 2.8333 | Residential & Commercial | No
211387841 | Central HP <5.4 tons | LUXAIRE | HRCU-A-CB (Split System: Heat Pump with Remote Outdoor Unit-Air-Source) | HMH72B341 |  |  | XAFC30CXXN1+TXV | TM9V080B12MP12 | 32800 | 17 | 8.1 | 33600 | 23600 | 70.24% | 2.02 | 0 | 9.5 |  |  |  | No | R-410A | 2.7333 | Residential & Commercial | No
211388100 | Central HP <5.4 tons | LUXAIRE | HRCU-A-CB (Split System: Heat Pump with Remote Outdoor Unit-Air-Source) | HMH72B341 |  |  | XAHC30CXXN1+TXV | TP9C060B12MP13 | 31800 | 16.5 | 8.1 | 33000 | 23200 | 70.3% | 1.96 | 0 | 9 |  |  |  | No | R-410A | 2.65 | Residential & Commercial | No
211388114 | Central HP <5.4 tons | LUXAIRE | HRCU-A-CB (Split System: Heat Pump with Remote Outdoor Unit-Air-Source) | HMH72B341 |  |  | XAHC30CXXN1+TXV | LP9C060B12MP13 | 31800 | 16.5 | 8.1 | 33000 | 23200 | 70.3% | 1.96 | 0 | 9 |  |  |  | No | R-410A | 2.65 | Residential & Commercial | No
213297096 | Central HP <5.4 tons | CHAMPION HEATING AND COOLING | HRCU-A-CB (Split System: Heat Pump with Remote Outdoor Unit-Air-Source) | HMH72B341 |  |  | XAHC36DBCN1 | Z8ET080B12LMPS1 | 33000 | 18 | 8.1 | 32000 | 22400 | 70% | 2 | 0 | 9.5 |  |  |  | No | R-410A | 2.75 | Residential & Commercial | No
213297121 | Central HP <5.4 tons | CHAMPION HEATING AND COOLING | HRCU-A-CB (Split System: Heat Pump with Remote Outdoor Unit-Air-Source) | HMH72B341 |  |  | XAFC48FBCN1 | Z8ES120C16SMPS1 | 34000 | 16.5 | 8.5 | 32800 | 23400 | 71.34% | 2.1 | 0 | 9.5 |  |  |  | No | R-410A | 2.8333 | Residential & Commercial | No
215681319 | Central HP <5.4 tons | DAY & NIGHT | HRCU-A-CB (Split System: Heat Pump with Remote Outdoor Unit-Air-Source) | C5H0V48*K*AAA* |  |  | EA*5X48M21A*+WALLCON | *80CSU0601716B* | 44000 | 17 | 9 | 48500 | 34200 | 70.52% | 2.04 | 0 | 9.5 |  |  |  | No | R-454B | 3.6667 | Residential & Commercial | No
215681369 | Central HP <5.4 tons | DAY & NIGHT | HRCU-A-CB (Split System: Heat Pump with Remote Outdoor Unit-Air-Source) | C5H0V48*K*AAA* |  |  | EA*5X48M21A*+WALLCON | *97CTN1002122A* | 44000 | 18 | 9 | 48500 | 34000 | 70.1% | 2.04 | 0 | 9.5 |  |  |  | No | R-454B | 3.6667 | Residential & Commercial | No
211387781 | Central HP <5.4 tons | LUXAIRE | HRCU-A-CB (Split System: Heat Pump with Remote Outdoor Unit-Air-Source) | HMH72B341 |  |  | XAHB30CXXN1+TXV | TM9V080B12MP12 | 32000 | 16.5 | 8.1 | 33400 | 23400 | 70.06% | 1.98 | 0 | 9 |  |  |  | No | R-410A | 2.6667 | Residential & Commercial | No
211387790 | Central HP <5.4 tons | LUXAIRE | HRCU-A-CB (Split System: Heat Pump with Remote Outdoor Unit-Air-Source) | HMH72B341 |  |  | XAHB30CXXN1+TXV | TP9C080B12MP13 | 32000 | 16.5 | 8.1 | 33400 | 23400 | 70.06% | 1.98 | 0 | 9 |  |  |  | No | R-410A | 2.6667 | Residential & Commercial | No
211385884 | Central HP <5.4 tons | LUXAIRE | HRCU-A-CB (Split System: Heat Pump with Remote Outdoor Unit-Air-Source) | HMH72B341 |  |  | XAFC48FBCN1 | TMLE080C16MP11 | 33400 | 17 | 8.5 | 32200 | 23400 | 72.67% | 2.06 | 0 | 9.5 |  |  |  | No | R-410A | 2.7833 | Residential & Commercial | No
211386229 | Central HP <5.4 tons | LUXAIRE | HRCU-A-CB (Split System: Heat Pump with Remote Outdoor Unit-Air-Source) | HMH72B341 |  |  | XAFD48FXXN1+TXV | TL9E080C16UH11 | 34000 | 16.5 | 8.5 | 32800 | 24200 | 73.78% | 2.08 | 0 | 9 |  |  |  | No | R-410A | 2.8333 | Residential & Commercial | No
211386359 | Central HP <5.4 tons | LUXAIRE | HRCU-A-CB (Split System: Heat Pump with Remote Outdoor Unit-Air-Source) | HMH72B341 |  |  | XAHD48FXXN1+TXV | TL8E100C20UH11 | 33400 | 16 | 8.5 | 32000 | 23200 | 72.5% | 2.06 | 0 | 9.5 |  |  |  | No | R-410A | 2.7833 | Residential & Commercial | No
211386822 | Central HP <5.4 tons | LUXAIRE | HRCU-A-CB (Split System: Heat Pump with Remote Outdoor Unit-Air-Source) | HMH72B341 |  |  | XAHC30CXXN1+TXV | TM9Y080C16MP11 | 32400 | 17.5 | 8.1 | 33000 | 23200 | 70.3% | 2 | 0 | 9.5 |  |  |  | No | R-410A | 2.7 | Residential & Commercial | No
211386904 | Central HP <5.4 tons | LUXAIRE | HRCU-A-CB (Split System: Heat Pump with Remote Outdoor Unit-Air-Source) | HMH72B341 |  |  | XAHC30CXXN1+TXV | TM9Y080B12MP11 | 32000 | 17 | 8.1 | 33400 | 23400 | 70.06% | 1.98 | 0 | 9 |  |  |  | No | R-410A | 2.6667 | Residential & Commercial | No
213297566 | Central HP <5.4 tons | CHAMPION HEATING AND COOLING | HRCU-A-CB (Split System: Heat Pump with Remote Outdoor Unit-Air-Source) | HMH72B341 |  |  | XAHC36DXXN1+TXV | Z8ES100B12LMPS1 | 33400 | 17.5 | 8.1 | 32800 | 23200 | 70.73% | 2.02 | 0 | 9.5 |  |  |  | No | R-410A | 2.7833 | Residential & Commercial | No
213297891 | Central HP <5.4 tons | CHAMPION HEATING AND COOLING | HRCU-A-CB (Split System: Heat Pump with Remote Outdoor Unit-Air-Source) | HMH72B341 |  |  | XAUB30CXXN1+TXV | Z9ES080B12SMPS1 | 32600 | 17 | 8.1 | 33000 | 23200 | 70.3% | 2.02 | 0 | 9.5 |  |  |  | No | R-410A | 2.7167 | Residential & Commercial | No
213297966 | Central HP <5.4 tons | CHAMPION HEATING AND COOLING | HRCU-A-CB (Split System: Heat Pump with Remote Outdoor Unit-Air-Source) | HMH72B341 |  |  | XAHC36DXXN1+TXV | Z8ES100C16LMPS1 | 34000 | 17.5 | 8.1 | 33400 | 24000 | 71.86% | 2.08 | 0 | 9.5 |  |  |  | No | R-410A | 2.8333 | Residential & Commercial | No
213297391 | Central HP <5.4 tons | CHAMPION HEATING AND COOLING | HRCU-A-CB (Split System: Heat Pump with Remote Outdoor Unit-Air-Source) | HMH72B341 |  |  | XAHC30CXXN1+TXV | Z8ES080C16LMPS1 | 32800 | 17.5 | 8.5 | 32000 | 22800 | 71.25% | 2.04 | 0 | 9.5 |  |  |  | No | R-410A | 2.7333 | Residential & Commercial | No
213297146 | Central HP <5.4 tons | CHAMPION HEATING AND COOLING | HRCU-A-CB (Split System: Heat Pump with Remote Outdoor Unit-Air-Source) | HMH72B341 |  |  | XAHC30CXXN1+TXV | Z8ES100C16LMPS1 | 32400 | 17.5 | 8.1 | 32000 | 22800 | 71.25% | 2.02 | 0 | 9.5 |  |  |  | No | R-410A | 2.7 | Residential & Commercial | No
211388332 | Central HP <5.4 tons | LUXAIRE | HRCU-A-CB (Split System: Heat Pump with Remote Outdoor Unit-Air-Source) | HMH72B341 |  |  | XAFB36DXXN1+TXV | LP9C060B12MP13 | 33800 | 17 | 8.5 | 33400 | 23800 | 71.26% | 2.04 | 0 | 9.5 |  |  |  | No | R-410A | 2.8167 | Residential & Commercial | No
211386864 | Central HP <5.4 tons | LUXAIRE | HRCU-A-CB (Split System: Heat Pump with Remote Outdoor Unit-Air-Source) | HMH72B341 |  |  | XAFC30CXXN1+TXV | TM9Y080C16MP11 | 33200 | 18 | 8.1 | 33600 | 23600 | 70.24% | 2.04 | 0 | 9.5 |  |  |  | No | R-410A | 2.7667 | Residential & Commercial | No
211386948 | Central HP <5.4 tons | LUXAIRE | HRCU-A-CB (Split System: Heat Pump with Remote Outdoor Unit-Air-Source) | HMH72B341 |  |  | XAHB30CXXN1+TXV | TM9Y080B12MP11 | 32000 | 17 | 8.1 | 33400 | 23400 | 70.06% | 1.98 | 0 | 9 |  |  |  | No | R-410A | 2.6667 | Residential & Commercial | No
211387750 | Central HP <5.4 tons | LUXAIRE | HRCU-A-CB (Split System: Heat Pump with Remote Outdoor Unit-Air-Source) | HMH72B341 |  |  | XAHB36DXXN1+TXV | TP9C080B12MP13 | 33200 | 16.5 | 8.1 | 33400 | 23600 | 70.66% | 2 | 0 | 9.5 |  |  |  | No | R-410A | 2.7667 | Residential & Commercial | No
213297106 | Central HP <5.4 tons | CHAMPION HEATING AND COOLING | HRCU-A-CB (Split System: Heat Pump with Remote Outdoor Unit-Air-Source) | HMH72B341 |  |  | XAUB30CXXN1+TXV | Z8ET080B12LMPS1 | 33000 | 18.5 | 8.1 | 33000 | 23400 | 70.91% | 2.04 | 0 | 9.5 |  |  |  | No | R-410A | 2.75 | Residential & Commercial | No
213297381 | Central HP <5.4 tons | CHAMPION HEATING AND COOLING | HRCU-A-CB (Split System: Heat Pump with Remote Outdoor Unit-Air-Source) | HMH72B341 |  |  | XAUB30CXXN1+TXV | Z8ES100B12LMPS1 | 32800 | 18 | 8.5 | 33000 | 23200 | 70.3% | 2.04 | 0 | 9.5 |  |  |  | No | R-410A | 2.7333 | Residential & Commercial | No
213297606 | Central HP <5.4 tons | CHAMPION HEATING AND COOLING | HRCU-A-CB (Split System: Heat Pump with Remote Outdoor Unit-Air-Source) | HMH72B341 |  |  | XAUB36DXXN1+TXV | Z8ES100B12LMPS1 | 34000 | 18 | 8.1 | 34000 | 24600 | 72.35% | 2.1 | 0 | 9.5 |  |  |  | No | R-410A | 2.8333 | Residential & Commercial | No
211719723 | Central HP <5.4 tons | COLEMAN | HRCU-A-CB (Split System: Heat Pump with Remote Outdoor Unit-Air-Source) | HMH72B341 |  |  | XAHB36DBCN1 | CPLC060A12MP13 | 33400 | 16.5 | 8.1 | 33600 | 23800 | 70.83% | 2.02 | 0 | 9.5 |  |  |  | No | R-410A | 2.7833 | Residential & Commercial | No
211388397 | Central HP <5.4 tons | LUXAIRE | HRCU-A-CB (Split System: Heat Pump with Remote Outdoor Unit-Air-Source) | HMH72B341 |  |  | XAFB30CXXN1+TXV | TM9V060B12MP12 | 32600 | 17 | 8.1 | 33600 | 23600 | 70.24% | 2.02 | 0 | 9.5 |  |  |  | No | R-410A | 2.7167 | Residential & Commercial | No
211387710 | Central HP <5.4 tons | LUXAIRE | HRCU-A-CB (Split System: Heat Pump with Remote Outdoor Unit-Air-Source) | HMH72B341 |  |  | XAHC36DBCN1 | TP9C080B12MP13 | 33200 | 17 | 8.1 | 33200 | 23400 | 70.48% | 2.02 | 0 | 9.5 |  |  |  | No | R-410A | 2.7667 | Residential & Commercial | No
211386960 | Central HP <5.4 tons | LUXAIRE | HRCU-A-CB (Split System: Heat Pump with Remote Outdoor Unit-Air-Source) | HMH72B341 |  |  | XAFC36DXXN1+TXV | TM9Y080B12MP11 | 34000 | 18 | 8.1 | 34000 | 24400 | 71.76% | 2.06 | 0 | 9.5 |  |  |  | No | R-410A | 2.8333 | Residential & Commercial | No
211387278 | Central HP <5.4 tons | LUXAIRE | HRCU-A-CB (Split System: Heat Pump with Remote Outdoor Unit-Air-Source) | HMH72B341 |  |  | XAHC30CXXN1+TXV | TP9C100C20MP13 | 32800 | 17 | 8.1 | 33000 | 23200 | 70.3% | 2.02 | 0 | 9 |  |  |  | No | R-410A | 2.7333 | Residential & Commercial | No
211387326 | Central HP <5.4 tons | LUXAIRE | HRCU-A-CB (Split System: Heat Pump with Remote Outdoor Unit-Air-Source) | HMH72B341 |  |  | XAFC36DXXN1+TXV | LP9C100C20MP13 | 34000 | 17.5 | 8.1 | 34000 | 24800 | 72.94% | 2.12 | 0 | 9.5 |  |  |  | No | R-410A | 2.8333 | Residential & Commercial | No
211386394 | Central HP <5.4 tons | LUXAIRE | HRCU-A-CB (Split System: Heat Pump with Remote Outdoor Unit-Air-Source) | HMH72B341 |  |  | XAHC48FBCN1 | TL8E100C20UH11 | 33400 | 16 | 8.5 | 32000 | 23200 | 72.5% | 2.06 | 0 | 9.5 |  |  |  | No | R-410A | 2.7833 | Residential & Commercial | No
211386487 | Central HP <5.4 tons | LUXAIRE | HRCU-A-CB (Split System: Heat Pump with Remote Outdoor Unit-Air-Source) | HMH72B341 |  |  | XAHD48FBCN1 | TL8E080C16UH11 | 33600 | 16 | 8.1 | 32600 | 24200 | 74.23% | 2.04 | 0 | 9 |  |  |  | No | R-410A | 2.8 | Residential & Commercial | No
211387448 | Central HP <5.4 tons | LUXAIRE | HRCU-A-CB (Split System: Heat Pump with Remote Outdoor Unit-Air-Source) | HMH72B341 |  |  | XAHC36DBCN1 | TP9C100C16MP13 | 33800 | 17 | 8.1 | 33400 | 23600 | 70.66% | 2.06 | 0 | 9.5 |  |  |  | No | R-410A | 2.8167 | Residential & Commercial | No
213296871 | Central HP <5.4 tons | CHAMPION HEATING AND COOLING | HRCU-A-CB (Split System: Heat Pump with Remote Outdoor Unit-Air-Source) | HMH72B341 |  |  | XAFC36DBCN1 | Z8ES120C20LMPS1 | 34000 | 17.5 | 8.5 | 34000 | 24600 | 72.35% | 2.12 | 0 | 9.5 |  |  |  | No | R-410A | 2.8333 | Residential & Commercial | No
211387237 | Central HP <5.4 tons | LUXAIRE | HRCU-A-CB (Split System: Heat Pump with Remote Outdoor Unit-Air-Source) | HMH72B341 |  |  | XAFB30CXXN1+TXV | TM9Y060B12MP11 | 32600 | 17.5 | 8.1 | 34000 | 23800 | 70% | 2 | 0 | 9.5 |  |  |  | No | R-410A | 2.7167 | Residential & Commercial | No
215569763 | Central HP <5.4 tons | Viessmann | HRCU-A-CB (Split System: Heat Pump with Remote Outdoor Unit-Air-Source) | DLCURAH60ABK |  |  | DLFUAAH60XAK |  | 55000 | 15.3 | 9.4 | 59000 | 48500 | 82.2% | 1.91 | 9 | 8.8 |  |  |  | No | R-410A | 4.5833 | Residential & Commercial | No
213075874 | Central HP <5.4 tons | CARRIER | HRCU-A-CB (Split System: Heat Pump with Remote Outdoor Unit-Air-Source) | 38MURAQ36AB3* |  |  | CAP**3621AL* | 59SU5B100M21**20 | 35200 | 16 | 8.1 | 38500 | 35200 | 91.43% | 1.84 | 0 | 9.5 |  |  |  | No | R-410A | 2.9333 | Residential & Commercial | No
211387480 | Central HP <5.4 tons | LUXAIRE | HRCU-A-CB (Split System: Heat Pump with Remote Outdoor Unit-Air-Source) | HMH72B341 |  |  | XAHC30CXXN1+TXV | TP9C100C16MP13 | 32400 | 17 | 8.1 | 32800 | 23000 | 70.12% | 2 | 0 | 9.5 |  |  |  | No | R-410A | 2.7 | Residential & Commercial | No
213297376 | Central HP <5.4 tons | CHAMPION HEATING AND COOLING | HRCU-A-CB (Split System: Heat Pump with Remote Outdoor Unit-Air-Source) | HMH72B341 |  |  | XAUB30CXXN1+TXV | Z8ES100B12SMPS1 | 32800 | 18 | 8.5 | 33000 | 23200 | 70.3% | 2.04 | 0 | 9.5 |  |  |  | No | R-410A | 2.7333 | Residential & Commercial | No
213297526 | Central HP <5.4 tons | CHAMPION HEATING AND COOLING | HRCU-A-CB (Split System: Heat Pump with Remote Outdoor Unit-Air-Source) | HMH72B341 |  |  | XAHC36DXXN1+TXV | Z8ES120C16LMPS1 | 34000 | 17.5 | 8.1 | 33400 | 24000 | 71.86% | 2.08 | 0 | 9.5 |  |  |  | No | R-410A | 2.8333 | Residential & Commercial | No
213297946 | Central HP <5.4 tons | CHAMPION HEATING AND COOLING | HRCU-A-CB (Split System: Heat Pump with Remote Outdoor Unit-Air-Source) | HMH72B341 |  |  | XAFD48FXXN1+TXV | Z8ES120C16LMPS1 | 34000 | 16.5 | 8.5 | 32800 | 23400 | 71.34% | 2.1 | 0 | 9.5 |  |  |  | No | R-410A | 2.8333 | Residential & Commercial | No
214229277 | Central HP <5.4 tons | BRYANT HEATING AND COOLING SYSTEMS | HRCU-A-CB (Split System: Heat Pump with Remote Outdoor Unit-Air-Source) | 38MURAQ36AB3* |  |  | CAP**3617AL* | 83*SB48060M17*** | 34800 | 16 | 8.1 | 38500 | 35200 | 91.43% | 1.82 | 0 | 9.5 |  |  |  | No | R-410A | 2.9 | Residential & Commercial | No
213298001 | Central HP <5.4 tons | CHAMPION HEATING AND COOLING | HRCU-A-CB (Split System: Heat Pump with Remote Outdoor Unit-Air-Source) | HMH72B341 |  |  | XAHC36DXXN1+TXV | Z8ES080C20SMPS1 | 34000 | 17.5 | 8.1 | 33400 | 23600 | 70.66% | 2.08 | 0 | 9.5 |  |  |  | No | R-410A | 2.8333 | Residential & Commercial | No
213297701 | Central HP <5.4 tons | CHAMPION HEATING AND COOLING | HRCU-A-CB (Split System: Heat Pump with Remote Outdoor Unit-Air-Source) | HMH72B341 |  |  | XAHC36DXXN1+TXV | Z9ES080C20SMPS1 | 34000 | 17 | 8.1 | 33400 | 23600 | 70.66% | 2.06 | 0 | 9.5 |  |  |  | No | R-410A | 2.8333 | Residential & Commercial | No
213297726 | Central HP <5.4 tons | CHAMPION HEATING AND COOLING | HRCU-A-CB (Split System: Heat Pump with Remote Outdoor Unit-Air-Source) | HMH72B341 |  |  | XAFC36DXXN1+TXV | Z8ET120C20LMPS1 | 34000 | 18.5 | 8.5 | 33400 | 24200 | 72.46% | 2.12 | 0 | 9.5 |  |  |  | No | R-410A | 2.8333 | Residential & Commercial | No
213297756 | Central HP <5.4 tons | CHAMPION HEATING AND COOLING | HRCU-A-CB (Split System: Heat Pump with Remote Outdoor Unit-Air-Source) | HMH72B341 |  |  | XAHB30CXXN1+TXV | Z8ET080B12LMPS1 | 31800 | 18 | 8.1 | 32200 | 22600 | 70.19% | 2 | 0 | 9.5 |  |  |  | No | R-410A | 2.65 | Residential & Commercial | No
213297331 | Central HP <5.4 tons | CHAMPION HEATING AND COOLING | HRCU-A-CB (Split System: Heat Pump with Remote Outdoor Unit-Air-Source) | HMH72B341 |  |  | XAHC30CXXN1+TXV | Z8ES120C16LMPS1 | 32600 | 17 | 8.5 | 32000 | 22600 | 70.62% | 2.04 | 0 | 9.5 |  |  |  | No | R-410A | 2.7167 | Residential & Commercial | No
213297506 | Central HP <5.4 tons | CHAMPION HEATING AND COOLING | HRCU-A-CB (Split System: Heat Pump with Remote Outdoor Unit-Air-Source) | HMH72B341 |  |  | XAUC48FXXN1+TXV | Z8ET080C16LMPS1 | 33600 | 17.5 | 8.5 | 32800 | 23200 | 70.73% | 2.08 | 0 | 9.5 |  |  |  | No | R-410A | 2.8 | Residential & Commercial | No
213296931 | Central HP <5.4 tons | CHAMPION HEATING AND COOLING | HRCU-A-CB (Split System: Heat Pump with Remote Outdoor Unit-Air-Source) | HMH72B341 |  |  | XAFC36DBCN1 | Z8ES100B12LMPS1 | 34000 | 18.5 | 8.1 | 34000 | 24600 | 72.35% | 2.12 | 0 | 9.5 |  |  |  | No | R-410A | 2.8333 | Residential & Commercial | No
213297131 | Central HP <5.4 tons | CHAMPION HEATING AND COOLING | HRCU-A-CB (Split System: Heat Pump with Remote Outdoor Unit-Air-Source) | HMH72B341 |  |  | XAFC48FBCN1 | Z8ES120C16LMPS1 | 34000 | 16.5 | 8.5 | 32800 | 23400 | 71.34% | 2.1 | 0 | 9.5 |  |  |  | No | R-410A | 2.8333 | Residential & Commercial | No
213297556 | Central HP <5.4 tons | CHAMPION HEATING AND COOLING | HRCU-A-CB (Split System: Heat Pump with Remote Outdoor Unit-Air-Source) | HMH72B341 |  |  | XAHC36DBCN1 | Z8ES100C20LMPS1 | 34000 | 17 | 8.5 | 33400 | 23600 | 70.66% | 2.08 | 0 | 9.5 |  |  |  | No | R-410A | 2.8333 | Residential & Commercial | No
213297751 | Central HP <5.4 tons | CHAMPION HEATING AND COOLING | HRCU-A-CB (Split System: Heat Pump with Remote Outdoor Unit-Air-Source) | HMH72B341 |  |  | XAFD48FBCN1 | Z8ET080C16LMPS1 | 33600 | 17.5 | 8.5 | 32800 | 23200 | 70.73% | 2.08 | 0 | 9.5 |  |  |  | No | R-410A | 2.8 | Residential & Commercial | No
213297931 | Central HP <5.4 tons | CHAMPION HEATING AND COOLING | HRCU-A-CB (Split System: Heat Pump with Remote Outdoor Unit-Air-Source) | HMH72B341 |  |  | XAFB36DBCN1 | Z8ET080B12LMPS1 | 34000 | 18.5 | 8.1 | 33400 | 24000 | 71.86% | 2.08 | 0 | 9.5 |  |  |  | No | R-410A | 2.8333 | Residential & Commercial | No
213077956 | Central HP <5.4 tons | CARRIER | HRCU-A-CB (Split System: Heat Pump with Remote Outdoor Unit-Air-Source) | 38MURAQ36AB3* |  |  | CAP**4221AL* | 58S(B,C)*B070M17**12 | 35000 | 16 | 8.1 | 38500 | 35000 | 90.91% | 1.88 | 0 | 9.5 |  |  |  | No | R-410A | 2.9167 | Residential & Commercial | No
213078081 | Central HP <5.4 tons | CARRIER | HRCU-A-CB (Split System: Heat Pump with Remote Outdoor Unit-Air-Source) | 38MURAQ36AB3* |  |  | CAP**4221AL* | 58S(B,C)*B070M17**16 | 35000 | 16 | 8.1 | 38500 | 35000 | 90.91% | 1.88 | 0 | 9.5 |  |  |  | No | R-410A | 2.9167 | Residential & Commercial | No
211387995 | Central HP <5.4 tons | LUXAIRE | HRCU-A-CB (Split System: Heat Pump with Remote Outdoor Unit-Air-Source) | HMH72B341 |  |  | XAFB30CXXN1+TXV | LP9C080B12MP13 | 32800 | 17 | 8.1 | 33600 | 23600 | 70.24% | 2.02 | 0 | 9.5 |  |  |  | No | R-410A | 2.7333 | Residential & Commercial | No
211387194 | Central HP <5.4 tons | LUXAIRE | HRCU-A-CB (Split System: Heat Pump with Remote Outdoor Unit-Air-Source) | HMH72B341 |  |  | XAFB36DXXN1+TXV | TM9Y060B12MP11 | 33600 | 16.5 | 8.5 | 33400 | 23600 | 70.66% | 2.04 | 0 | 9.5 |  |  |  | No | R-410A | 2.8 | Residential & Commercial | No
211386024 | Central HP <5.4 tons | LUXAIRE | HRCU-A-CB (Split System: Heat Pump with Remote Outdoor Unit-Air-Source) | HMH72B341 |  |  | XAFC48FBCN1 | TMLE080B12MP11 | 33400 | 17 | 8.5 | 32400 | 23800 | 73.46% | 2.04 | 0 | 9 |  |  |  | No | R-410A | 2.7833 | Residential & Commercial | No
211386990 | Central HP <5.4 tons | LUXAIRE | HRCU-A-CB (Split System: Heat Pump with Remote Outdoor Unit-Air-Source) | HMH72B341 |  |  | XAFC30CXXN1+TXV | TM9Y080B12MP11 | 32800 | 17.5 | 8.1 | 34000 | 23800 | 70% | 2.02 | 0 | 9.5 |  |  |  | No | R-410A | 2.7333 | Residential & Commercial | No
211387060 | Central HP <5.4 tons | LUXAIRE | HRCU-A-CB (Split System: Heat Pump with Remote Outdoor Unit-Air-Source) | HMH72B341 |  |  | XAUB30CXXN1+TXV | TM9Y080B12MP11 | 32800 | 17.5 | 8.1 | 34000 | 23800 | 70% | 2.02 | 0 | 9.5 |  |  |  | No | R-410A | 2.7333 | Residential & Commercial | No
211387110 | Central HP <5.4 tons | LUXAIRE | HRCU-A-CB (Split System: Heat Pump with Remote Outdoor Unit-Air-Source) | HMH72B341 |  |  | XAHB36DXXN1+TXV | TM9Y060B12MP11 | 33000 | 17 | 8.1 | 33200 | 23400 | 70.48% | 1.98 | 0 | 9.5 |  |  |  | No | R-410A | 2.75 | Residential & Commercial | No
211387294 | Central HP <5.4 tons | LUXAIRE | HRCU-A-CB (Split System: Heat Pump with Remote Outdoor Unit-Air-Source) | HMH72B341 |  |  | XAHC30CXXN1+TXV | LP9C100C20MP13 | 32800 | 17 | 8.1 | 33000 | 23200 | 70.3% | 2.02 | 0 | 9 |  |  |  | No | R-410A | 2.7333 | Residential & Commercial | No
211387661 | Central HP <5.4 tons | LUXAIRE | HRCU-A-CB (Split System: Heat Pump with Remote Outdoor Unit-Air-Source) | HMH72B341 |  |  | XAFC30CXXN1+TXV | TM9V080C16MP12 | 32800 | 17 | 8.1 | 33400 | 23400 | 70.06% | 2.04 | 0 | 9.5 |  |  |  | No | R-410A | 2.7333 | Residential & Commercial | No
211387678 | Central HP <5.4 tons | LUXAIRE | HRCU-A-CB (Split System: Heat Pump with Remote Outdoor Unit-Air-Source) | HMH72B341 |  |  | XAFC30CXXN1+TXV | LP9C080C16MP13 | 32800 | 17 | 8.1 | 33400 | 23400 | 70.06% | 2.04 | 0 | 9.5 |  |  |  | No | R-410A | 2.7333 | Residential & Commercial | No
211387564 | Central HP <5.4 tons | LUXAIRE | HRCU-A-CB (Split System: Heat Pump with Remote Outdoor Unit-Air-Source) | HMH72B341 |  |  | XAHC36DXXN1+TXV | TM9V080C16MP12 | 33400 | 17 | 8.1 | 33200 | 23400 | 70.48% | 2.04 | 0 | 9.5 |  |  |  | No | R-410A | 2.7833 | Residential & Commercial | No
211387698 | Central HP <5.4 tons | LUXAIRE | HRCU-A-CB (Split System: Heat Pump with Remote Outdoor Unit-Air-Source) | HMH72B341 |  |  | XAHC36DXXN1+TXV | LP9C080B12MP13 | 33200 | 17 | 8.1 | 33200 | 23400 | 70.48% | 2.02 | 0 | 9.5 |  |  |  | No | R-410A | 2.7667 | Residential & Commercial | No
211387364 | Central HP <5.4 tons | LUXAIRE | HRCU-A-CB (Split System: Heat Pump with Remote Outdoor Unit-Air-Source) | HMH72B341 |  |  | XAFC36DBCN1 | LP9C100C20MP13 | 34000 | 17.5 | 8.1 | 34000 | 24800 | 72.94% | 2.12 | 0 | 9.5 |  |  |  | No | R-410A | 2.8333 | Residential & Commercial | No
211386094 | Central HP <5.4 tons | LUXAIRE | HRCU-A-CB (Split System: Heat Pump with Remote Outdoor Unit-Air-Source) | HMH72B341 |  |  | XAHC48FBCN1 | TL9E100C20UH11 | 33400 | 15.5 | 8.5 | 32000 | 23400 | 73.12% | 2.04 | 0 | 9 |  |  |  | No | R-410A | 2.7833 | Residential & Commercial | No
211386446 | Central HP <5.4 tons | LUXAIRE | HRCU-A-CB (Split System: Heat Pump with Remote Outdoor Unit-Air-Source) | HMH72B341 |  |  | XAFC48FBCN1 | TL8E100C20UH11 | 34000 | 16.5 | 8.5 | 32400 | 23800 | 73.46% | 2.1 | 0 | 9.5 |  |  |  | No | R-410A | 2.8333 | Residential & Commercial | No
211386669 | Central HP <5.4 tons | LUXAIRE | HRCU-A-CB (Split System: Heat Pump with Remote Outdoor Unit-Air-Source) | HMH72B341 |  |  | JHETC42FBCS2N1 |  | 33800 | 17.5 | 8.5 | 32200 | 23400 | 72.67% | 2.08 | 0 | 9.5 |  |  |  | No | R-410A | 2.8167 | Residential & Commercial | No
211386473 | Central HP <5.4 tons | LUXAIRE | HRCU-A-CB (Split System: Heat Pump with Remote Outdoor Unit-Air-Source) | HMH72B341 |  |  | XAHD48FXXN1+TXV | TL8E080C16UH11 | 33600 | 16 | 8.1 | 32600 | 24200 | 74.23% | 2.04 | 0 | 9 |  |  |  | No | R-410A | 2.8 | Residential & Commercial | No
213078165 | Central HP <5.4 tons | CARRIER | HRCU-A-CB (Split System: Heat Pump with Remote Outdoor Unit-Air-Source) | 38MURAQ36AB3* |  |  | CAP**3621AL* | 58S(B,C)*B070M21**16 | 34800 | 16 | 8.1 | 38500 | 35200 | 91.43% | 1.82 | 0 | 9.5 |  |  |  | No | R-410A | 2.9 | Residential & Commercial | No
212970376 | Central HP <5.4 tons | CARRIER | HRCU-A-CB (Split System: Heat Pump with Remote Outdoor Unit-Air-Source) | 38MURAQ36AB3* |  |  | CAP**3621AL* | 58SP*B070V17**16 | 35200 | 15.5 | 8.1 | 38500 | 35200 | 91.43% | 1.84 | 0 | 9.5 |  |  |  | No | R-410A | 2.9333 | Residential & Commercial | No
211387833 | Central HP <5.4 tons | LUXAIRE | HRCU-A-CB (Split System: Heat Pump with Remote Outdoor Unit-Air-Source) | HMH72B341 |  |  | XAFC36DBCN1 | TP9C080B12MP13 | 34000 | 17 | 8.1 | 34000 | 24400 | 71.76% | 2.06 | 0 | 9.5 |  |  |  | No | R-410A | 2.8333 | Residential & Commercial | No
211387097 | Central HP <5.4 tons | LUXAIRE | HRCU-A-CB (Split System: Heat Pump with Remote Outdoor Unit-Air-Source) | HMH72B341 |  |  | XAHC30CXXN1+TXV | TM9Y060B12MP11 | 31800 | 17 | 8.1 | 33000 | 23200 | 70.3% | 1.96 | 0 | 9 |  |  |  | No | R-410A | 2.65 | Residential & Commercial | No
211388024 | Central HP <5.4 tons | LUXAIRE | HRCU-A-CB (Split System: Heat Pump with Remote Outdoor Unit-Air-Source) | HMH72B341 |  |  | XAUB30CXXN1+TXV | LP9C080B12MP13 | 32800 | 17 | 8.1 | 33600 | 23600 | 70.24% | 2.02 | 0 | 9.5 |  |  |  | No | R-410A | 2.7333 | Residential & Commercial | No
211386334 | Central HP <5.4 tons | LUXAIRE | HRCU-A-CB (Split System: Heat Pump with Remote Outdoor Unit-Air-Source) | HMH72B341 |  |  | XAFC48FBCN1 | TL9E060B12UH11 | 33200 | 17 | 8.1 | 32600 | 24000 | 73.62% | 2.02 | 0 | 9 |  |  |  | No | R-410A | 2.7667 | Residential & Commercial | No
211386370 | Central HP <5.4 tons | LUXAIRE | HRCU-A-CB (Split System: Heat Pump with Remote Outdoor Unit-Air-Source) | HMH72B341 |  |  | XAHD48FBCN1 | TL8E100C20UH11 | 33400 | 16 | 8.5 | 32000 | 23200 | 72.5% | 2.06 | 0 | 9.5 |  |  |  | No | R-410A | 2.7833 | Residential & Commercial | No
211386543 | Central HP <5.4 tons | LUXAIRE | HRCU-A-CB (Split System: Heat Pump with Remote Outdoor Unit-Air-Source) | HMH72B341 |  |  | XAFD48FBCN1 | TL8E080C16UH11 | 34000 | 16.5 | 8.5 | 32600 | 24000 | 73.62% | 2.08 | 0 | 9.5 |  |  |  | No | R-410A | 2.8333 | Residential & Commercial | No
211386604 | Central HP <5.4 tons | LUXAIRE | HRCU-A-CB (Split System: Heat Pump with Remote Outdoor Unit-Air-Source) | HMH72B341 |  |  | XAHC48FBCN1+JMET12CS2N1 |  | 33800 | 17.5 | 8.5 | 32000 | 23400 | 73.12% | 2.08 | 0 | 9.5 |  |  |  | No | R-410A | 2.8167 | Residential & Commercial | No
211387810 | Central HP <5.4 tons | LUXAIRE | HRCU-A-CB (Split System: Heat Pump with Remote Outdoor Unit-Air-Source) | HMH72B341 |  |  | XAFC36DXXN1+TXV | TP9C080B12MP13 | 34000 | 17 | 8.1 | 34000 | 24400 | 71.76% | 2.06 | 0 | 9.5 |  |  |  | No | R-410A | 2.8333 | Residential & Commercial | No
211386121 | Central HP <5.4 tons | LUXAIRE | HRCU-A-CB (Split System: Heat Pump with Remote Outdoor Unit-Air-Source) | HMH72B341 |  |  | XAFD48FBCN1 | TL9E100C20UH11 | 34000 | 16 | 8.5 | 32400 | 23800 | 73.46% | 2.08 | 0 | 9.5 |  |  |  | No | R-410A | 2.8333 | Residential & Commercial | No
211719719 | Central HP <5.4 tons | COLEMAN | HRCU-A-CB (Split System: Heat Pump with Remote Outdoor Unit-Air-Source) | HMH72B341 |  |  | XAFA30DXXN1+TXV | CPLC060A12MP13 | 34000 | 17 | 8.1 | 34000 | 24200 | 71.18% | 2.04 | 0 | 9.5 |  |  |  | No | R-410A | 2.8333 | Residential & Commercial | No
212972902 | Central HP <5.4 tons | CARRIER | HRCU-A-CB (Split System: Heat Pump with Remote Outdoor Unit-Air-Source) | 38MURAQ24AB3* |  |  | CAP**2417AL* | 59SP6B040V14**10 | 23200 | 16 | 8.5 | 27000 | 26600 | 98.52% | 2.24 | 0 | 9.5 |  |  |  | No | R-410A | 1.9333 | Residential & Commercial | No
211719721 | Central HP <5.4 tons | COLEMAN | HRCU-A-CB (Split System: Heat Pump with Remote Outdoor Unit-Air-Source) | HMH72B341 |  |  | XAHB36DXXN1+TXV | CPLC060A12MP13 | 33400 | 16.5 | 8.1 | 33600 | 23800 | 70.83% | 2.02 | 0 | 9.5 |  |  |  | No | R-410A | 2.7833 | Residential & Commercial | No
211719783 | Central HP <5.4 tons | COLEMAN | HRCU-A-CB (Split System: Heat Pump with Remote Outdoor Unit-Air-Source) | HMH72B341 |  |  | XAFB36DBCN1 | CPLC060A12MP13 | 34000 | 17.5 | 8.1 | 34000 | 24200 | 71.18% | 2.06 | 0 | 9.5 |  |  |  | No | R-410A | 2.8333 | Residential & Commercial | No
211719790 | Central HP <5.4 tons | COLEMAN | HRCU-A-CB (Split System: Heat Pump with Remote Outdoor Unit-Air-Source) | HMH72B341 |  |  | XAFC30CXXN1+TXV | CPLC080B12MP13 | 32400 | 17 | 8.1 | 34000 | 23800 | 70% | 2 | 0 | 9.5 |  |  |  | No | R-410A | 2.7 | Residential & Commercial | No
211386383 | Central HP <5.4 tons | LUXAIRE | HRCU-A-CB (Split System: Heat Pump with Remote Outdoor Unit-Air-Source) | HMH72B341 |  |  | XAHC48FXXN1+TXV | TL8E100C20UH11 | 33400 | 16 | 8.5 | 32000 | 23200 | 72.5% | 2.06 | 0 | 9.5 |  |  |  | No | R-410A | 2.7833 | Residential & Commercial | No
211386216 | Central HP <5.4 tons | LUXAIRE | HRCU-A-CB (Split System: Heat Pump with Remote Outdoor Unit-Air-Source) | HMH72B341 |  |  | XAHC48FBCN1 | TL9E080C16UH11 | 33200 | 16 | 8.5 | 32400 | 23600 | 72.84% | 2.04 | 0 | 9 |  |  |  | No | R-410A | 2.7667 | Residential & Commercial | No
216410929 | Central HP <5.4 tons | CHAMPION HEATING AND COOLING | HRCU-A-CB (Split System: Heat Pump with Remote Outdoor Unit-Air-Source) | HMH72B361 |  |  | XAHC36DBCN1 | Z9ET080C16SMPS1 | 34200 | 16.5 | 8.5 | 33800 | 24400 | 72.19% | 2.04 | 0 | 8.5 |  |  |  | No | R-410A | 2.85 | Residential & Commercial | No
215864026 | Central HP <5.4 tons | Wells | HRCU-A-CB (Split System: Heat Pump with Remote Outdoor Unit-Air-Source) | WDHP-60RH |  |  | WDAH-60MOC |  | 54000 | 15.2 | 8.4 | 54000 | 38000 | 70.37% | 1.8 | 0 | 8.6 |  |  |  | No | R-454B | 4.5 | Residential & Commercial | No
211712328 | Central HP <5.4 tons | BRYANT HEATING AND COOLING SYSTEMS | HRCU-A-CB (Split System: Heat Pump with Remote Outdoor Unit-Air-Source) | 38MURAQ30AB3* |  |  | CAP**4221AL* | 83*SA36040E17*** | 30400 | 15.2 | 8.1 | 34200 | 27000 | 78.95% | 1.8 | 0 | 9 |  |  |  | No | R-410A | 2.5333 | Residential & Commercial | No
211712771 | Central HP <5.4 tons | BRYANT HEATING AND COOLING SYSTEMS | HRCU-A-CB (Split System: Heat Pump with Remote Outdoor Unit-Air-Source) | 38MURAQ30AB3* |  |  | CAP**4224AL* | 926TB60080V21*** | 29600 | 15.2 | 8.1 | 33600 | 27400 | 81.55% | 1.78 | 0 | 9 |  |  |  | No | R-410A | 2.4667 | Residential & Commercial | No
211712907 | Central HP <5.4 tons | BRYANT HEATING AND COOLING SYSTEMS | HRCU-A-CB (Split System: Heat Pump with Remote Outdoor Unit-Air-Source) | 38MURAQ30AB3* |  |  | CAP**4224AL* | 912SD60100E21*** | 30600 | 15.2 | 8.1 | 34200 | 27000 | 78.95% | 1.82 | 0 | 9 |  |  |  | No | R-410A | 2.55 | Residential & Commercial | No
211713039 | Central HP <5.4 tons | BRYANT HEATING AND COOLING SYSTEMS | HRCU-A-CB (Split System: Heat Pump with Remote Outdoor Unit-Air-Source) | 38MURAQ30AB3* |  |  | CAP**4321AL* | 926TB66100V21*** | 30600 | 15.2 | 8.1 | 33000 | 26000 | 78.79% | 1.84 | 0 | 9 |  |  |  | No | R-410A | 2.55 | Residential & Commercial | No
212982169 | Central HP <5.4 tons | BRYANT HEATING AND COOLING SYSTEMS | HRCU-A-CB (Split System: Heat Pump with Remote Outdoor Unit-Air-Source) | 38MURAQ30AB3* |  |  | CAP**4321AL* | 83*SB36040M17*** | 30600 | 15.2 | 8.1 | 33200 | 26200 | 78.92% | 1.86 | 0 | 9 |  |  |  | No | R-410A | 2.55 | Residential & Commercial | No
212972892 | Central HP <5.4 tons | CARRIER | HRCU-A-CB (Split System: Heat Pump with Remote Outdoor Unit-Air-Source) | 38MURAQ24AB3* |  |  | CAP**2414AL* | 59SP6B040V14**10 | 23200 | 16 | 8.5 | 27000 | 26800 | 99.26% | 2.26 | 0 | 9.5 |  |  |  | No | R-410A | 1.9333 | Residential & Commercial | No
214280306 | Central HP <5.4 tons | CARRIER | HRCU-A-CB (Split System: Heat Pump with Remote Outdoor Unit-Air-Source) | 38MURAQ36AB3* |  |  | CAP**4821AL* | 59SC6A060M17**16 | 35600 | 15.5 | 8.5 | 38000 | 34800 | 91.58% | 2.04 | 0 | 9.5 |  |  |  | No | R-410A | 2.9667 | Residential & Commercial | No
212973182 | Central HP <5.4 tons | CARRIER | HRCU-A-CB (Split System: Heat Pump with Remote Outdoor Unit-Air-Source) | 38MURAQ24AB3* |  |  | CAP**2417AL* | 59SP6B040V17**12 | 23400 | 16 | 8.5 | 27000 | 26200 | 97.04% | 2.18 | 0 | 9.5 |  |  |  | No | R-410A | 1.95 | Residential & Commercial | No
212982980 | Central HP <5.4 tons | KEEPRITE | HRCU-A-CB (Split System: Heat Pump with Remote Outdoor Unit-Air-Source) | DLCURAH30ABK |  |  | EA*4X43L21A* | *80MSU0802120A* | 30600 | 15.5 | 8.5 | 33400 | 26200 | 78.44% | 1.88 | 0 | 9 |  |  |  | No | R-410A | 2.55 | Residential & Commercial | No
212982128 | Central HP <5.4 tons | KEEPRITE | HRCU-A-CB (Split System: Heat Pump with Remote Outdoor Unit-Air-Source) | DLCURAH30ABK |  |  | EA*4X36L21A* | *80MSU0401712A* | 29800 | 15.2 | 8.5 | 33800 | 27800 | 82.25% | 1.76 | 0 | 9 |  |  |  | No | R-410A | 2.4833 | Residential & Commercial | No
212977015 | Central HP <5.4 tons | KEEPRITE | HRCU-A-CB (Split System: Heat Pump with Remote Outdoor Unit-Air-Source) | DLCURAH30ABK |  |  | EA*4X36L21A* | *96VTN1002122B* | 29800 | 15.2 | 8.1 | 34200 | 28000 | 81.87% | 1.78 | 0 | 9 |  |  |  | No | R-410A | 2.4833 | Residential & Commercial | No
212979439 | Central HP <5.4 tons | KEEPRITE | HRCU-A-CB (Split System: Heat Pump with Remote Outdoor Unit-Air-Source) | DLCURAH30ABK |  |  | EA*4X37L21A* | *80MS(N,L)0702116A* | 30400 | 15.2 | 8.1 | 33400 | 26400 | 79.04% | 1.84 | 0 | 9 |  |  |  | No | R-410A | 2.5333 | Residential & Commercial | No
212974162 | Central HP <5.4 tons | CARRIER | HRCU-A-CB (Split System: Heat Pump with Remote Outdoor Unit-Air-Source) | 38MURAQ30AB3* |  |  | CAP**4321AL* | 59SP6B080V21**20 | 30600 | 15.2 | 8.1 | 33400 | 26400 | 79.04% | 1.86 | 0 | 9 |  |  |  | No | R-410A | 2.55 | Residential & Commercial | No
211386400 | Central HP <5.4 tons | CHAMPION HEATING AND COOLING | HRCU-A-CB (Split System: Heat Pump with Remote Outdoor Unit-Air-Source) | HMH72B341 |  |  | XAHC48FBCN1 | TL8E100C20UH11 | 33400 | 16 | 8.5 | 32000 | 23200 | 72.5% | 2.06 | 0 | 9.5 |  |  |  | No | R-410A | 2.7833 | Residential & Commercial | No
213297111 | Central HP <5.4 tons | CHAMPION HEATING AND COOLING | HRCU-A-CB (Split System: Heat Pump with Remote Outdoor Unit-Air-Source) | HMH72B341 |  |  | XAFC48FXXN1+TXV | Z8ES120C16SMPS1 | 34000 | 16.5 | 8.5 | 32800 | 23400 | 71.34% | 2.1 | 0 | 9.5 |  |  |  | No | R-410A | 2.8333 | Residential & Commercial | No
211719708 | Central HP <5.4 tons | COLEMAN | HRCU-A-CB (Split System: Heat Pump with Remote Outdoor Unit-Air-Source) | HMH72B341 |  |  | XAHB36DXXN1+TXV | CPLC080B12MP13 | 32800 | 16.5 | 8.1 | 33000 | 23400 | 70.91% | 1.98 | 0 | 9.5 |  |  |  | No | R-410A | 2.7333 | Residential & Commercial | No
216411139 | Central HP <5.4 tons | CHAMPION HEATING AND COOLING | HRCU-A-CB (Split System: Heat Pump with Remote Outdoor Unit-Air-Source) | HMH72B341 |  |  | XAFC36DBCN1 | Z9ET080C16SMPS1 | 34800 | 17.5 | 8.5 | 35000 | 24600 | 70.29% | 2.04 | 0 | 9.5 |  |  |  | No | R-410A | 2.9 | Residential & Commercial | No
211385967 | Central HP <5.4 tons | LUXAIRE | HRCU-A-CB (Split System: Heat Pump with Remote Outdoor Unit-Air-Source) | HMH72B341 |  |  | XAFC48FXXN1+TXV | TM8E080B12MP11 | 33400 | 17 | 8.5 | 32400 | 23800 | 73.46% | 2.04 | 0 | 9 |  |  |  | No | R-410A | 2.7833 | Residential & Commercial | No
211385853 | Central HP <5.4 tons | LUXAIRE | HRCU-A-CB (Split System: Heat Pump with Remote Outdoor Unit-Air-Source) | HMH72B341 |  |  | XAFC48FBCN1 | TM8E080C16MP11 | 33400 | 17 | 8.5 | 32200 | 23400 | 72.67% | 2.06 | 0 | 9.5 |  |  |  | No | R-410A | 2.7833 | Residential & Commercial | No
211386697 | Central HP <5.4 tons | LUXAIRE | HRCU-A-CB (Split System: Heat Pump with Remote Outdoor Unit-Air-Source) | HMH72B341 |  |  | XAHC36DBCN1 | TM9Y100C20MP11 | 34000 | 15.5 | 8.1 | 34000 | 24400 | 71.76% | 2.06 | 0 | 9.5 |  |  |  | No | R-410A | 2.8333 | Residential & Commercial | No
211387086 | Central HP <5.4 tons | LUXAIRE | HRCU-A-CB (Split System: Heat Pump with Remote Outdoor Unit-Air-Source) | HMH72B341 |  |  | XAHC36DBCN1 | TM9Y060B12MP11 | 33200 | 17.5 | 8.1 | 33400 | 23600 | 70.66% | 2 | 0 | 9.5 |  |  |  | No | R-410A | 2.7667 | Residential & Commercial | No
211385927 | Central HP <5.4 tons | LUXAIRE | HRCU-A-CB (Split System: Heat Pump with Remote Outdoor Unit-Air-Source) | HMH72B341 |  |  | XAHC48FXXN1+TXV | TMLE080B12MP11 | 32800 | 16.5 | 8.1 | 32400 | 23800 | 73.46% | 2 | 0 | 9 |  |  |  | No | R-410A | 2.7333 | Residential & Commercial | No
211386716 | Central HP <5.4 tons | CHAMPION HEATING AND COOLING | HRCU-A-CB (Split System: Heat Pump with Remote Outdoor Unit-Air-Source) | HMH72B341 |  |  | XAHC36DXXN1+TXV | TM9Y100C16MP11 | 33800 | 16.5 | 8.1 | 33600 | 24000 | 71.43% | 2.04 | 0 | 9.5 |  |  |  | No | R-410A | 2.8167 | Residential & Commercial | No
211386799 | Central HP <5.4 tons | CHAMPION HEATING AND COOLING | HRCU-A-CB (Split System: Heat Pump with Remote Outdoor Unit-Air-Source) | HMH72B341 |  |  | XAHC36DXXN1+TXV | TM9Y080C16MP11 | 33800 | 16.5 | 8.1 | 33600 | 24000 | 71.43% | 2.04 | 0 | 9.5 |  |  |  | No | R-410A | 2.8167 | Residential & Commercial | No
211386882 | Central HP <5.4 tons | CHAMPION HEATING AND COOLING | HRCU-A-CB (Split System: Heat Pump with Remote Outdoor Unit-Air-Source) | HMH72B341 |  |  | XAHC36DXXN1+TXV | TM9Y080B12MP11 | 33400 | 17.5 | 8.1 | 33600 | 24000 | 71.43% | 2.02 | 0 | 9.5 |  |  |  | No | R-410A | 2.7833 | Residential & Commercial | No
211387052 | Central HP <5.4 tons | CHAMPION HEATING AND COOLING | HRCU-A-CB (Split System: Heat Pump with Remote Outdoor Unit-Air-Source) | HMH72B341 |  |  | XAFB30CXXN1+TXV | TM9Y080B12MP11 | 32800 | 17.5 | 8.1 | 34000 | 23800 | 70% | 2.02 | 0 | 9.5 |  |  |  | No | R-410A | 2.7333 | Residential & Commercial | No
211387318 | Central HP <5.4 tons | CHAMPION HEATING AND COOLING | HRCU-A-CB (Split System: Heat Pump with Remote Outdoor Unit-Air-Source) | HMH72B341 |  |  | XAFC36DXXN1+TXV | TP9C100C20MP13 | 34000 | 17.5 | 8.1 | 34000 | 24800 | 72.94% | 2.12 | 0 | 9.5 |  |  |  | No | R-410A | 2.8333 | Residential & Commercial | No
211387567 | Central HP <5.4 tons | CHAMPION HEATING AND COOLING | HRCU-A-CB (Split System: Heat Pump with Remote Outdoor Unit-Air-Source) | HMH72B341 |  |  | XAHC36DXXN1+TXV | TM9V080C16MP12 | 33400 | 17 | 8.1 | 33200 | 23400 | 70.48% | 2.04 | 0 | 9.5 |  |  |  | No | R-410A | 2.7833 | Residential & Commercial | No
211388018 | Central HP <5.4 tons | CHAMPION HEATING AND COOLING | HRCU-A-CB (Split System: Heat Pump with Remote Outdoor Unit-Air-Source) | HMH72B341 |  |  | XAUB30CXXN1+TXV | TP9C080B12MP13 | 32800 | 17 | 8.1 | 33600 | 23600 | 70.24% | 2.02 | 0 | 9.5 |  |  |  | No | R-410A | 2.7333 | Residential & Commercial | No
211388222 | Central HP <5.4 tons | CHAMPION HEATING AND COOLING | HRCU-A-CB (Split System: Heat Pump with Remote Outdoor Unit-Air-Source) | HMH72B341 |  |  | XAFC36DXXN1+TXV | TM9V060B12MP12 | 34000 | 17.5 | 8.1 | 34000 | 24200 | 71.18% | 2.06 | 0 | 9.5 |  |  |  | No | R-410A | 2.8333 | Residential & Commercial | No
216411124 | Central HP <5.4 tons | CHAMPION HEATING AND COOLING | HRCU-A-CB (Split System: Heat Pump with Remote Outdoor Unit-Air-Source) | HMH72B341 |  |  | XAHC36DBCN1 | Z9ET060B12SMPS1 | 33200 | 17.5 | 8.5 | 33400 | 23400 | 70.06% | 2 | 0 | 9.5 |  |  |  | No | R-410A | 2.7667 | Residential & Commercial | No
211386154 | Central HP <5.4 tons | LUXAIRE | HRCU-A-CB (Split System: Heat Pump with Remote Outdoor Unit-Air-Source) | HMH72B341 |  |  | XAFC48FBCN1 | TL9E100C20UH11 | 34000 | 15.5 | 8.5 | 32400 | 23800 | 73.46% | 2.08 | 0 | 9.5 |  |  |  | No | R-410A | 2.8333 | Residential & Commercial | No
213296846 | Central HP <5.4 tons | CHAMPION HEATING AND COOLING | HRCU-A-CB (Split System: Heat Pump with Remote Outdoor Unit-Air-Source) | HMH72B341 |  |  | XAHC30CXXN1+TXV | Z8ET080C16LMPS1 | 32800 | 18.5 | 8.5 | 32000 | 22800 | 71.25% | 2.04 | 0 | 9.5 |  |  |  | No | R-410A | 2.7333 | Residential & Commercial | No
211386762 | Central HP <5.4 tons | LUXAIRE | HRCU-A-CB (Split System: Heat Pump with Remote Outdoor Unit-Air-Source) | HMH72B341 |  |  | XAFC36DBCN1 | TM9Y100C16MP11 | 34000 | 17 | 8.1 | 34000 | 24400 | 71.76% | 2.08 | 0 | 9.5 |  |  |  | No | R-410A | 2.8333 | Residential & Commercial | No
211388297 | Central HP <5.4 tons | LUXAIRE | HRCU-A-CB (Split System: Heat Pump with Remote Outdoor Unit-Air-Source) | HMH72B341 |  |  | XAFC30CXXN1+TXV | LP9C060B12MP13 | 32600 | 17 | 8.1 | 33600 | 23600 | 70.24% | 2.02 | 0 | 9.5 |  |  |  | No | R-410A | 2.7167 | Residential & Commercial | No
211387493 | Central HP <5.4 tons | LUXAIRE | HRCU-A-CB (Split System: Heat Pump with Remote Outdoor Unit-Air-Source) | HMH72B341 |  |  | XAHC30CXXN1+TXV | LP9C100C16MP13 | 32400 | 17 | 8.1 | 32800 | 23000 | 70.12% | 2 | 0 | 9.5 |  |  |  | No | R-410A | 2.7 | Residential & Commercial | No
213080652 | Central HP <5.4 tons | KEEPRITE | HRCU-A-CB (Split System: Heat Pump with Remote Outdoor Unit-Air-Source) | DLCURAH36ABK |  |  | EA*4X36L17A* | *95MSU0601716A* | 35200 | 15.5 | 8.1 | 39000 | 35200 | 90.26% | 1.84 | 0 | 9.5 |  |  |  | No | R-410A | 2.9333 | Residential & Commercial | No
216410909 | Central HP <5.4 tons | CHAMPION HEATING AND COOLING | HRCU-A-CB (Split System: Heat Pump with Remote Outdoor Unit-Air-Source) | HMH72B361 |  |  | XAHC36DBCN1 | Z9ET060B12SMPS1 | 34000 | 16.5 | 8.5 | 33800 | 23800 | 70.41% | 2 | 0 | 8.5 |  |  |  | No | R-410A | 2.8333 | Residential & Commercial | No
212972458 | Central HP <5.4 tons | CARRIER | HRCU-A-CB (Split System: Heat Pump with Remote Outdoor Unit-Air-Source) | 38MURAQ30AB3* |  |  | CAP**4221AL* | 58TP*B110V21**22 | 29800 | 15.2 | 8.1 | 34200 | 27600 | 80.7% | 1.8 | 0 | 9 |  |  |  | No | R-410A | 2.4833 | Residential & Commercial | No
212980911 | Central HP <5.4 tons | BRYANT HEATING AND COOLING SYSTEMS | HRCU-A-CB (Split System: Heat Pump with Remote Outdoor Unit-Air-Source) | 38MURAQ30AB3* |  |  | CAP**3721AL* | 8(0,1)*SB60110M21*** | 30800 | 15.2 | 8.5 | 33400 | 26200 | 78.44% | 1.86 | 0 | 9 |  |  |  | No | R-410A | 2.5667 | Residential & Commercial | No
212977018 | Central HP <5.4 tons | CARRIER | HRCU-A-CB (Split System: Heat Pump with Remote Outdoor Unit-Air-Source) | 38MURAQ30AB3* |  |  | CAP**3721AL* | 59TP6C100V21**22 | 30400 | 15.2 | 8.1 | 33400 | 26400 | 79.04% | 1.84 | 0 | 9 |  |  |  | No | R-410A | 2.5333 | Residential & Commercial | No
211386038 | Central HP <5.4 tons | LUXAIRE | HRCU-A-CB (Split System: Heat Pump with Remote Outdoor Unit-Air-Source) | HMH72B341 |  |  | XAUC48FXXN1+TXV | TMLE080B12MP11 | 33400 | 17 | 8.5 | 32400 | 23800 | 73.46% | 2.04 | 0 | 9 |  |  |  | No | R-410A | 2.7833 | Residential & Commercial | No
211386406 | Central HP <5.4 tons | LUXAIRE | HRCU-A-CB (Split System: Heat Pump with Remote Outdoor Unit-Air-Source) | HMH72B341 |  |  | XAFD48FXXN1+TXV | TL8E100C20UH11 | 34000 | 16.5 | 8.5 | 32400 | 23800 | 73.46% | 2.1 | 0 | 9.5 |  |  |  | No | R-410A | 2.8333 | Residential & Commercial | No
211386138 | Central HP <5.4 tons | LUXAIRE | HRCU-A-CB (Split System: Heat Pump with Remote Outdoor Unit-Air-Source) | HMH72B341 |  |  | XAFC48FXXN1+TXV | TL9E100C20UH11 | 34000 | 15.5 | 8.5 | 32400 | 23800 | 73.46% | 2.08 | 0 | 9.5 |  |  |  | No | R-410A | 2.8333 | Residential & Commercial | No
216411129 | Central HP <5.4 tons | CHAMPION HEATING AND COOLING | HRCU-A-CB (Split System: Heat Pump with Remote Outdoor Unit-Air-Source) | HMH72B341 |  |  | XAHB36DBCN1 | Z9ET060B12SMPS1 | 33000 | 17 | 8.5 | 33400 | 23400 | 70.06% | 2 | 0 | 9.5 |  |  |  | No | R-410A | 2.75 | Residential & Commercial | No
215569757 | Central HP <5.4 tons | Viessmann | HRCU-A-CB (Split System: Heat Pump with Remote Outdoor Unit-Air-Source) | DLCURAH48ABK |  |  | DLFUAAH48XAK |  | 47000 | 15.6 | 9.4 | 50000 | 46000 | 92% | 1.9 | 8.5 | 8.2 |  |  |  | No | R-410A | 3.9167 | Residential & Commercial | No
216410939 | Central HP <5.4 tons | CHAMPION HEATING AND COOLING | HRCU-A-CB (Split System: Heat Pump with Remote Outdoor Unit-Air-Source) | HMH72B361 |  |  | XAFC36DBCN1 | Z9ET100C16SMPS1 | 35000 | 17.5 | 8.5 | 34600 | 24800 | 71.68% | 2.06 | 0 | 8.5 |  |  |  | No | R-410A | 2.9167 | Residential & Commercial | No
213412081 | Central HP <5.4 tons | ICONIC AIR SOLUTION | HRCU-A-CB (Split System: Heat Pump with Remote Outdoor Unit-Air-Source) | ICLZ48AK |  |  | IFLA48IK |  | 47000 | 15.6 | 9.4 | 50000 | 46000 | 92% | 1.9 | 8.5 | 8.2 |  |  |  | No | R-410A | 3.9167 | Residential & Commercial | No
211201013 | Central HP <5.4 tons | BRYANT HEATING AND COOLING SYSTEMS | HRCU-A-CB (Split System: Heat Pump with Remote Outdoor Unit-Air-Source) | 38MURAQ30AB3* |  |  | FMA4X36**AL* |  | 31200 | 15.5 | 8.5 | 35400 | 26800 | 75.71% | 1.86 | 0 | 9 |  |  |  | No | R-410A | 2.6 | Residential & Commercial | No
211201009 | Central HP <5.4 tons | BRYANT HEATING AND COOLING SYSTEMS | HRCU-A-CB (Split System: Heat Pump with Remote Outdoor Unit-Air-Source) | 38MURAQ30AB3* |  |  | FM(C,U)4Z30**AL* |  | 30400 | 15.5 | 8.5 | 35000 | 27400 | 78.29% | 1.82 | 0 | 9 |  |  |  | No | R-410A | 2.5333 | Residential & Commercial | No
211226340 | Central HP <5.4 tons | COMFORTMAKER | HRCU-A-CB (Split System: Heat Pump with Remote Outdoor Unit-Air-Source) | DLCURAH36ABK |  |  | EA*4X36L21A* | *92ESN1002122A* | 36400 | 15.2 | 8.1 | 40000 | 35400 | 88.5% | 1.86 | 0 | 9.5 |  |  |  | No | R-410A | 3.0333 | Residential & Commercial | No
211226372 | Central HP <5.4 tons | COMFORTMAKER | HRCU-A-CB (Split System: Heat Pump with Remote Outdoor Unit-Air-Source) | DLCURAH36ABK |  |  | EA*4X36L21A* | *95ESN1002120A* | 35600 | 15.5 | 8.1 | 39500 | 35200 | 89.11% | 1.84 | 0 | 9.5 |  |  |  | No | R-410A | 2.9667 | Residential & Commercial | No
212383330 | Central HP <5.4 tons | AIRQUEST | HRCU-A-CB (Split System: Heat Pump with Remote Outdoor Unit-Air-Source) | DLCURAH36ABK |  |  | EA*4X36L21A* | *92ESN0801716A* | 35200 | 16 | 8.1 | 39000 | 35200 | 90.26% | 1.82 | 0 | 9.5 |  |  |  | No | R-410A | 2.9333 | Residential & Commercial | No
212976749 | Central HP <5.4 tons | KEEPRITE | HRCU-A-CB (Split System: Heat Pump with Remote Outdoor Unit-Air-Source) | DLCURAH30ABK |  |  | EA*4X42L24A* | *96VTN1002120B* | 30200 | 15.2 | 8.1 | 34200 | 27400 | 80.12% | 1.8 | 0 | 9 |  |  |  | No | R-410A | 2.5167 | Residential & Commercial | No
212980942 | Central HP <5.4 tons | KEEPRITE | HRCU-A-CB (Split System: Heat Pump with Remote Outdoor Unit-Air-Source) | DLCURAH30ABK |  |  | EA*4X42L24A* | *80MS(N,L)1102120A* | 30400 | 15.2 | 8.1 | 34400 | 27400 | 79.65% | 1.82 | 0 | 9 |  |  |  | No | R-410A | 2.5333 | Residential & Commercial | No
212980527 | Central HP <5.4 tons | KEEPRITE | HRCU-A-CB (Split System: Heat Pump with Remote Outdoor Unit-Air-Source) | DLCURAH30ABK |  |  | EA*4X42L21A* | *80MS(N,L)0902120A* | 30200 | 15.2 | 8.1 | 34400 | 27400 | 79.65% | 1.8 | 0 | 9 |  |  |  | No | R-410A | 2.5167 | Residential & Commercial | No
212383448 | Central HP <5.4 tons | AIRQUEST | HRCU-A-CB (Split System: Heat Pump with Remote Outdoor Unit-Air-Source) | DLCURAH36ABK |  |  | EA*4X42L21A* | OLV112A16A | 35400 | 15.2 | 8.1 | 39500 | 35200 | 89.11% | 1.88 | 0 | 9.5 |  |  |  | No | R-410A | 2.95 | Residential & Commercial | No
211227595 | Central HP <5.4 tons | COMFORTMAKER | HRCU-A-CB (Split System: Heat Pump with Remote Outdoor Unit-Air-Source) | DLCURAH36ABK |  |  | EA*4X42L21A* | *96VSN0601714A* | 35000 | 15.2 | 8.1 | 38500 | 35200 | 91.43% | 1.86 | 0 | 9.5 |  |  |  | No | R-410A | 2.9167 | Residential & Commercial | No
215683059 | Central HP <5.4 tons | DAY & NIGHT | HRCU-A-CB (Split System: Heat Pump with Remote Outdoor Unit-Air-Source) | C5H0V60*K*AAA* |  |  | EVD5X60M24A*+WALLCON | *96CTN0802120B* | 56500 | 18 | 9 | 63500 | 44500 | 70.08% | 2.08 | 0 | 9 |  |  |  | No | R-454B | 4.7083 | Residential & Commercial | No
211225775 | Central HP <5.4 tons | CARRIER | HRCU-A-CB (Split System: Heat Pump with Remote Outdoor Unit-Air-Source) | 38MURAQ36AB3* |  |  | CAP**4221AL* | 58S(B,C)*A070E17**12 | 35600 | 15.2 | 8.1 | 39500 | 35200 | 89.11% | 1.88 | 0 | 9.5 |  |  |  | No | R-410A | 2.9667 | Residential & Commercial | No
211225943 | Central HP <5.4 tons | CARRIER | HRCU-A-CB (Split System: Heat Pump with Remote Outdoor Unit-Air-Source) | 38MURAQ36AB3* |  |  | CAP**4821AL* | 59SC5B060E17**14 | 35400 | 15.5 | 8.1 | 38500 | 34800 | 90.39% | 2.02 | 0 | 9.5 |  |  |  | No | R-410A | 2.95 | Residential & Commercial | No
211388148 | Central HP <5.4 tons | LUXAIRE | HRCU-A-CB (Split System: Heat Pump with Remote Outdoor Unit-Air-Source) | HMH72B341 |  |  | XAHB36DXXN1+TXV | LP9C060B12MP13 | 32800 | 17 | 8.1 | 33000 | 23400 | 70.91% | 1.98 | 0 | 9.5 |  |  |  | No | R-410A | 2.7333 | Residential & Commercial | No
211377590 | Central HP <5.4 tons | YORK | HRCU-A-CB (Split System: Heat Pump with Remote Outdoor Unit-Air-Source) | HMH72B341 |  |  | XAHC36DBCN1 | YP9C080B12MP13 | 33200 | 17 | 8.1 | 33200 | 23400 | 70.48% | 2.02 | 0 | 9.5 |  |  |  | No | R-410A | 2.7667 | Residential & Commercial | No
211377643 | Central HP <5.4 tons | YORK | HRCU-A-CB (Split System: Heat Pump with Remote Outdoor Unit-Air-Source) | HMH72B341 |  |  | XAFC36DBCN1 | YP9C080B12MP13 | 34000 | 17 | 8.1 | 34000 | 24400 | 71.76% | 2.06 | 0 | 9.5 |  |  |  | No | R-410A | 2.8333 | Residential & Commercial | No
211377825 | Central HP <5.4 tons | YORK | HRCU-A-CB (Split System: Heat Pump with Remote Outdoor Unit-Air-Source) | HMH72B341 |  |  | XAFB36DBCN1 | TM9V040A10MP12 | 33200 | 17 | 8.1 | 33200 | 23400 | 70.48% | 2 | 0 | 9.5 |  |  |  | No | R-410A | 2.7667 | Residential & Commercial | No
211379612 | Central HP <5.4 tons | YORK | HRCU-A-CB (Split System: Heat Pump with Remote Outdoor Unit-Air-Source) | HMH72B341 |  |  | XAFC48FBCN1 | TM8Y080B12MP11 | 33200 | 17 | 8.5 | 32200 | 23600 | 73.29% | 2.04 | 0 | 9.5 |  |  |  | No | R-410A | 2.7667 | Residential & Commercial | No
211379712 | Central HP <5.4 tons | YORK | HRCU-A-CB (Split System: Heat Pump with Remote Outdoor Unit-Air-Source) | HMH72B341 |  |  | XAHC48FXXN1+TXV | YPLC080C16MP13 | 33600 | 16.5 | 8.5 | 32400 | 23800 | 73.46% | 2.06 | 0 | 9 |  |  |  | No | R-410A | 2.8 | Residential & Commercial | No
211379897 | Central HP <5.4 tons | YORK | HRCU-A-CB (Split System: Heat Pump with Remote Outdoor Unit-Air-Source) | HMH72B341 |  |  | XAHC48FBCN1 | TMLE120C16MP11 | 33000 | 17 | 8.5 | 31600 | 23200 | 73.42% | 2.04 | 0 | 9.5 |  |  |  | No | R-410A | 2.75 | Residential & Commercial | No
211379929 | Central HP <5.4 tons | YORK | HRCU-A-CB (Split System: Heat Pump with Remote Outdoor Unit-Air-Source) | HMH72B341 |  |  | XAHD48FXXN1+TXV | TM8E100C16MP11 | 32800 | 16.5 | 8.5 | 31600 | 23200 | 73.42% | 2.02 | 0 | 9.5 |  |  |  | No | R-410A | 2.7333 | Residential & Commercial | No
211379932 | Central HP <5.4 tons | YORK | HRCU-A-CB (Split System: Heat Pump with Remote Outdoor Unit-Air-Source) | HMH72B341 |  |  | XAHD48FXXN1+TXV | TMLE100C16MP11 | 32800 | 16.5 | 8.5 | 31600 | 23200 | 73.42% | 2.02 | 0 | 9.5 |  |  |  | No | R-410A | 2.7333 | Residential & Commercial | No
211379966 | Central HP <5.4 tons | YORK | HRCU-A-CB (Split System: Heat Pump with Remote Outdoor Unit-Air-Source) | HMH72B341 |  |  | XAFC48FXXN1+TXV | TMLE100C16MP11 | 33600 | 17 | 8.5 | 32400 | 23600 | 72.84% | 2.06 | 0 | 9.5 |  |  |  | No | R-410A | 2.8 | Residential & Commercial | No
211226287 | Central HP <5.4 tons | COMFORTMAKER | HRCU-A-CB (Split System: Heat Pump with Remote Outdoor Unit-Air-Source) | DLCURAH36ABK |  |  | EA*4X36L21A* | *80ES(N,L)1102120A* | 35200 | 16 | 8.1 | 38500 | 35200 | 91.43% | 1.82 | 0 | 9.5 |  |  |  | No | R-410A | 2.9333 | Residential & Commercial | No
211719802 | Central HP <5.4 tons | COLEMAN | HRCU-A-CB (Split System: Heat Pump with Remote Outdoor Unit-Air-Source) | HMH72B341 |  |  | XAFC48FBCN1 | CPLC080B12MP13 | 33000 | 16 | 8.1 | 32600 | 24000 | 73.62% | 2.02 | 0 | 9 |  |  |  | No | R-410A | 2.75 | Residential & Commercial | No
211719715 | Central HP <5.4 tons | COLEMAN | HRCU-A-CB (Split System: Heat Pump with Remote Outdoor Unit-Air-Source) | HMH72B341 |  |  | XAHC48FBCN1 | CPLC100C20MP13 | 33800 | 16.5 | 8.5 | 32400 | 23800 | 73.46% | 2.06 | 0 | 9 |  |  |  | No | R-410A | 2.8167 | Residential & Commercial | No
211719801 | Central HP <5.4 tons | COLEMAN | HRCU-A-CB (Split System: Heat Pump with Remote Outdoor Unit-Air-Source) | HMH72B341 |  |  | XAFC48FXXN1+TXV | CPLC080B12MP13 | 33000 | 16 | 8.1 | 32600 | 24000 | 73.62% | 2.02 | 0 | 9 |  |  |  | No | R-410A | 2.75 | Residential & Commercial | No
212980516 | Central HP <5.4 tons | KEEPRITE | HRCU-A-CB (Split System: Heat Pump with Remote Outdoor Unit-Air-Source) | DLCURAH30ABK |  |  | EA*4X37L21A* | *80MS(N,L)0902120A* | 30800 | 15.2 | 8.5 | 33600 | 26400 | 78.57% | 1.86 | 0 | 9 |  |  |  | No | R-410A | 2.5667 | Residential & Commercial | No
212980918 | Central HP <5.4 tons | KEEPRITE | HRCU-A-CB (Split System: Heat Pump with Remote Outdoor Unit-Air-Source) | DLCURAH30ABK |  |  | EA*4X37L21A* | *80MS(N,L)1102120A* | 30800 | 15.2 | 8.5 | 33400 | 26200 | 78.44% | 1.86 | 0 | 9 |  |  |  | No | R-410A | 2.5667 | Residential & Commercial | No
212979786 | Central HP <5.4 tons | BRYANT HEATING AND COOLING SYSTEMS | HRCU-A-CB (Split System: Heat Pump with Remote Outdoor Unit-Air-Source) | 38MURAQ30AB3* |  |  | CNPV*4217AL* | 8(0,1)*SB42090M17*** | 30000 | 15.2 | 8.1 | 34000 | 27200 | 80% | 1.82 | 0 | 9 |  |  |  | No | R-410A | 2.5 | Residential & Commercial | No
211222127 | Central HP <5.4 tons | AIRQUEST | HRCU-A-CB (Split System: Heat Pump with Remote Outdoor Unit-Air-Source) | DLCURAH30ABK |  |  | EA*4X36L21A* | *92ESN0801716A* | 29600 | 15.2 | 8.1 | 33800 | 27800 | 82.25% | 1.76 | 0 | 9 |  |  |  | No | R-410A | 2.4667 | Residential & Commercial | No
211222227 | Central HP <5.4 tons | AIRQUEST | HRCU-A-CB (Split System: Heat Pump with Remote Outdoor Unit-Air-Source) | DLCURAH30ABK |  |  | EA*4X36L21A* | *96VTN1002122A* | 29600 | 15.2 | 8.1 | 33800 | 27800 | 82.25% | 1.76 | 0 | 9 |  |  |  | No | R-410A | 2.4667 | Residential & Commercial | No
211222229 | Central HP <5.4 tons | COMFORTMAKER | HRCU-A-CB (Split System: Heat Pump with Remote Outdoor Unit-Air-Source) | DLCURAH30ABK |  |  | EA*4X36L21A* | *96VTN1002122A* | 29600 | 15.2 | 8.1 | 33800 | 27800 | 82.25% | 1.76 | 0 | 9 |  |  |  | No | R-410A | 2.4667 | Residential & Commercial | No
211222747 | Central HP <5.4 tons | AIRQUEST | HRCU-A-CB (Split System: Heat Pump with Remote Outdoor Unit-Air-Source) | DLCURAH30ABK |  |  | FM(C,U)4Z36**AL* |  | 30400 | 15.5 | 8.5 | 35000 | 27400 | 78.29% | 1.82 | 0 | 9 |  |  |  | No | R-410A | 2.5333 | Residential & Commercial | No
216410934 | Central HP <5.4 tons | CHAMPION HEATING AND COOLING | HRCU-A-CB (Split System: Heat Pump with Remote Outdoor Unit-Air-Source) | HMH72B361 |  |  | XAFC36DBCN1 | Z9ET080C16SMPS1 | 35000 | 17 | 8.5 | 34600 | 25200 | 72.83% | 2.06 | 0 | 8.5 |  |  |  | No | R-410A | 2.9167 | Residential & Commercial | No
211227925 | Central HP <5.4 tons | TEMPSTAR | HRCU-A-CB (Split System: Heat Pump with Remote Outdoor Unit-Air-Source) | DLCURAH36ABK |  |  | EA*4X42L24A* | *80VTL0902120A* | 35000 | 16 | 8.1 | 38500 | 35000 | 90.91% | 1.86 | 0 | 9.5 |  |  |  | No | R-410A | 2.9167 | Residential & Commercial | No
213076030 | Central HP <5.4 tons | CARRIER | HRCU-A-CB (Split System: Heat Pump with Remote Outdoor Unit-Air-Source) | 38MURAQ30AB3* |  |  | CAP**4221AL* | 59SU5B100M21**20 | 29800 | 15.2 | 8.1 | 38500 | 27600 | 71.69% | 1.78 | 0 | 9 |  |  |  | No | R-410A | 2.4833 | Residential & Commercial | No
212974132 | Central HP <5.4 tons | CARRIER | HRCU-A-CB (Split System: Heat Pump with Remote Outdoor Unit-Air-Source) | 38MURAQ30AB3* |  |  | CAP**3721AL* | 59SP6B080V21**20 | 30400 | 15.2 | 8.1 | 33400 | 26400 | 79.04% | 1.86 | 0 | 9 |  |  |  | No | R-410A | 2.5333 | Residential & Commercial | No
212979464 | Central HP <5.4 tons | AIRQUEST | HRCU-A-CB (Split System: Heat Pump with Remote Outdoor Unit-Air-Source) | DLCURAH30ABK |  |  | EA*4X43L21A* | *80MS(N,L)0702116A* | 30400 | 15.2 | 8.1 | 33400 | 26400 | 79.04% | 1.84 | 0 | 9 |  |  |  | No | R-410A | 2.5333 | Residential & Commercial | No
212383239 | Central HP <5.4 tons | TEMPSTAR | HRCU-A-CB (Split System: Heat Pump with Remote Outdoor Unit-Air-Source) | DLCURAH36ABK |  |  | EA*4X36L21A* | *95ESN0802120A* | 35800 | 15.5 | 8.1 | 39500 | 35400 | 89.62% | 1.84 | 0 | 9.5 |  |  |  | No | R-410A | 2.9833 | Residential & Commercial | No
215669214 | Central HP <5.4 tons | HEIL | HRCU-A-CB (Split System: Heat Pump with Remote Outdoor Unit-Air-Source) | H5H0V36*K*AAA* |  |  | EA*5X48M21A*+WALLCON | *97CMN0601714B* | 33400 | 17.5 | 9 | 35200 | 25400 | 72.16% | 1.88 | 0 | 9.5 |  |  |  | No | R-454B | 2.7833 | Residential & Commercial | No
215669264 | Central HP <5.4 tons | HEIL | HRCU-A-CB (Split System: Heat Pump with Remote Outdoor Unit-Air-Source) | H5H0V36*K*AAA* |  |  | EA*5X48M21A*+WALLCON | *96CTN0601714B* | 33600 | 17.5 | 9 | 35200 | 25400 | 72.16% | 1.88 | 0 | 9.5 |  |  |  | No | R-454B | 2.8 | Residential & Commercial | No
211226413 | Central HP <5.4 tons | COMFORTMAKER | HRCU-A-CB (Split System: Heat Pump with Remote Outdoor Unit-Air-Source) | DLCURAH36ABK |  |  | EA*4X36L21A* | *96VTN1002120A* | 35600 | 15.5 | 8.1 | 39500 | 35200 | 89.11% | 1.84 | 0 | 9.5 |  |  |  | No | R-410A | 2.9667 | Residential & Commercial | No
215669934 | Central HP <5.4 tons | HEIL | HRCU-A-CB (Split System: Heat Pump with Remote Outdoor Unit-Air-Source) | H5H0V36*K*AAA* |  |  | ESH5X42M12A*+WALLCON | *80CSU0401712A* | 34000 | 16.5 | 8.5 | 35600 | 25400 | 71.35% | 1.76 | 0 | 9.5 |  |  |  | No | R-454B | 2.8333 | Residential & Commercial | No
215669982 | Central HP <5.4 tons | HEIL | HRCU-A-CB (Split System: Heat Pump with Remote Outdoor Unit-Air-Source) | H5H0V36*K*AAA* |  |  | ESH5X42M12A*+WALLCON | *80CTL0702120B* | 34000 | 16.5 | 8.5 | 35600 | 25400 | 71.35% | 1.76 | 0 | 9.5 |  |  |  | No | R-454B | 2.8333 | Residential & Commercial | No
215670118 | Central HP <5.4 tons | HEIL | HRCU-A-CB (Split System: Heat Pump with Remote Outdoor Unit-Air-Source) | H5H0V36*K*AAA* |  |  | ESH5X42M12A*+WALLCON | *96CTN1202422B* | 34000 | 16.5 | 8.5 | 35600 | 25200 | 70.79% | 1.78 | 0 | 9.5 |  |  |  | No | R-454B | 2.8333 | Residential & Commercial | No
215670418 | Central HP <5.4 tons | HEIL | HRCU-A-CB (Split System: Heat Pump with Remote Outdoor Unit-Air-Source) | H5H0V36*K*AAA* |  |  | ESH5X60M12A*+WALLCON | *80CTL0701716B* | 34400 | 17 | 8.5 | 34800 | 25000 | 71.84% | 1.8 | 0 | 9.5 |  |  |  | No | R-454B | 2.8667 | Residential & Commercial | No
212978071 | Central HP <5.4 tons | COMFORTMAKER | HRCU-A-CB (Split System: Heat Pump with Remote Outdoor Unit-Air-Source) | DLCURAH30ABK |  |  | END4X42L17** | *80MS(N,L)0701412A* | 29800 | 15.2 | 8.1 | 34000 | 27200 | 80% | 1.82 | 0 | 9 |  |  |  | No | R-410A | 2.4833 | Residential & Commercial | No
211228118 | Central HP <5.4 tons | TEMPSTAR | HRCU-A-CB (Split System: Heat Pump with Remote Outdoor Unit-Air-Source) | DLCURAH36ABK |  |  | EA*4X42L24A* | *96VTN0802120A* | 35000 | 16 | 8.1 | 38500 | 35000 | 90.91% | 1.86 | 0 | 9.5 |  |  |  | No | R-410A | 2.9167 | Residential & Commercial | No
211227316 | Central HP <5.4 tons | TEMPSTAR | HRCU-A-CB (Split System: Heat Pump with Remote Outdoor Unit-Air-Source) | DLCURAH36ABK |  |  | EA*4X42L21A* | *80ES(N,L)0701716A* | 35200 | 16 | 8.1 | 38500 | 35000 | 90.91% | 1.88 | 0 | 9.5 |  |  |  | No | R-410A | 2.9333 | Residential & Commercial | No
215670518 | Central HP <5.4 tons | HEIL | HRCU-A-CB (Split System: Heat Pump with Remote Outdoor Unit-Air-Source) | H5H0V36*K*AAA* |  |  | ESH5X60M12A*+WALLCON | *97CMN0801714B* | 34400 | 16.5 | 8.5 | 34800 | 25000 | 71.84% | 1.78 | 0 | 9.5 |  |  |  | No | R-454B | 2.8667 | Residential & Commercial | No
211227600 | Central HP <5.4 tons | TEMPSTAR | HRCU-A-CB (Split System: Heat Pump with Remote Outdoor Unit-Air-Source) | DLCURAH36ABK |  |  | EA*4X42L21A* | *96VSN0601714A* | 35000 | 15.2 | 8.1 | 38500 | 35200 | 91.43% | 1.86 | 0 | 9.5 |  |  |  | No | R-410A | 2.9167 | Residential & Commercial | No
211227727 | Central HP <5.4 tons | TEMPSTAR | HRCU-A-CB (Split System: Heat Pump with Remote Outdoor Unit-Air-Source) | DLCURAH36ABK |  |  | EA*4X42L21A* | OLV098A12* | 35000 | 15.2 | 8.1 | 38500 | 35200 | 91.43% | 1.86 | 0 | 9.5 |  |  |  | No | R-410A | 2.9167 | Residential & Commercial | No
211227745 | Central HP <5.4 tons | TEMPSTAR | HRCU-A-CB (Split System: Heat Pump with Remote Outdoor Unit-Air-Source) | DLCURAH36ABK |  |  | EA*4X42L21A* | OMV112K14A | 35200 | 15.5 | 8.1 | 38500 | 35200 | 91.43% | 1.86 | 0 | 9.5 |  |  |  | No | R-410A | 2.9333 | Residential & Commercial | No
213077965 | Central HP <5.4 tons | TEMPSTAR | HRCU-A-CB (Split System: Heat Pump with Remote Outdoor Unit-Air-Source) | DLCURAH36ABK |  |  | EA*4X42L21A* | *80MS(N,L)0701712A* | 35000 | 16 | 8.1 | 38500 | 35000 | 90.91% | 1.88 | 0 | 9.5 |  |  |  | No | R-410A | 2.9167 | Residential & Commercial | No
215669966 | Central HP <5.4 tons | HEIL | HRCU-A-CB (Split System: Heat Pump with Remote Outdoor Unit-Air-Source) | H5H0V36*K*AAA* |  |  | ESH5X42M12A*+WALLCON | *80CTL0701412B* | 33800 | 16.5 | 8.5 | 35800 | 25400 | 70.95% | 1.78 | 0 | 9 |  |  |  | No | R-454B | 2.8167 | Residential & Commercial | No
213080146 | Central HP <5.4 tons | TEMPSTAR | HRCU-A-CB (Split System: Heat Pump with Remote Outdoor Unit-Air-Source) | DLCURAH36ABK |  |  | EA*4X36L21A* | *96MSN0802120A* | 35200 | 16 | 8.1 | 39000 | 34800 | 89.23% | 2.06 | 0 | 9.5 |  |  |  | No | R-410A | 2.9333 | Residential & Commercial | No
212983137 | Central HP <5.4 tons | KEEPRITE | HRCU-A-CB (Split System: Heat Pump with Remote Outdoor Unit-Air-Source) | DLCURAH24ABK |  |  | EA*4X24L17A* | *92MSN0401712A* | 23200 | 15.5 | 8.5 | 27000 | 26600 | 98.52% | 2.24 | 0 | 9.5 |  |  |  | No | R-410A | 1.9333 | Residential & Commercial | No
211226306 | Central HP <5.4 tons | AIRQUEST | HRCU-A-CB (Split System: Heat Pump with Remote Outdoor Unit-Air-Source) | DLCURAH36ABK |  |  | EA*4X36L21A* | *80ESU1002120A* | 35200 | 16 | 8.1 | 38500 | 35200 | 91.43% | 1.82 | 0 | 9.5 |  |  |  | No | R-410A | 2.9333 | Residential & Commercial | No
211226510 | Central HP <5.4 tons | COMFORTMAKER | HRCU-A-CB (Split System: Heat Pump with Remote Outdoor Unit-Air-Source) | DLCURAH36ABK |  |  | EA*4X37L17A* | *80ES(N,L)0701712A* | 36000 | 15.2 | 8.1 | 38500 | 35000 | 90.91% | 2 | 0 | 9.5 |  |  |  | No | R-410A | 3 | Residential & Commercial | No
211226328 | Central HP <5.4 tons | AIRQUEST | HRCU-A-CB (Split System: Heat Pump with Remote Outdoor Unit-Air-Source) | DLCURAH36ABK |  |  | EA*4X36L21A* | *92ESN0601714A* | 35200 | 16 | 8.1 | 38500 | 35200 | 91.43% | 1.82 | 0 | 9.5 |  |  |  | No | R-410A | 2.9333 | Residential & Commercial | No
215670102 | Central HP <5.4 tons | HEIL | HRCU-A-CB (Split System: Heat Pump with Remote Outdoor Unit-Air-Source) | H5H0V36*K*AAA* |  |  | ESH5X42M12A*+WALLCON | *96CTN0801714B* | 33800 | 16.5 | 8.5 | 35600 | 25400 | 71.35% | 1.78 | 0 | 9.5 |  |  |  | No | R-454B | 2.8167 | Residential & Commercial | No
215670168 | Central HP <5.4 tons | HEIL | HRCU-A-CB (Split System: Heat Pump with Remote Outdoor Unit-Air-Source) | H5H0V36*K*AAA* |  |  | ESH5X48M12A*+WALLCON | *80CTL0701412B* | 34000 | 16.5 | 8.5 | 35600 | 25400 | 71.35% | 1.76 | 0 | 9.5 |  |  |  | No | R-454B | 2.8333 | Residential & Commercial | No
215670218 | Central HP <5.4 tons | HEIL | HRCU-A-CB (Split System: Heat Pump with Remote Outdoor Unit-Air-Source) | H5H0V36*K*AAA* |  |  | ESH5X48M12A*+WALLCON | *80CTL1102120B* | 34200 | 17 | 8.5 | 35400 | 25200 | 71.19% | 1.9 | 0 | 9.5 |  |  |  | No | R-454B | 2.85 | Residential & Commercial | No
215669846 | Central HP <5.4 tons | HEIL | HRCU-A-CB (Split System: Heat Pump with Remote Outdoor Unit-Air-Source) | H5H0V36*K*AAA* |  |  | ESH5X36M12A*+WALLCON | *95CSU1002122B* | 33800 | 16.5 | 8.5 | 35800 | 25400 | 70.95% | 1.76 | 0 | 9.5 |  |  |  | No | R-454B | 2.8167 | Residential & Commercial | No
215669862 | Central HP <5.4 tons | HEIL | HRCU-A-CB (Split System: Heat Pump with Remote Outdoor Unit-Air-Source) | H5H0V36*K*AAA* |  |  | ESH5X36M12A*+WALLCON | *97CMN0602120B* | 33600 | 16 | 8.5 | 35800 | 25600 | 71.51% | 1.76 | 0 | 9 |  |  |  | No | R-454B | 2.8 | Residential & Commercial | No
215669878 | Central HP <5.4 tons | HEIL | HRCU-A-CB (Split System: Heat Pump with Remote Outdoor Unit-Air-Source) | H5H0V36*K*AAA* |  |  | ESH5X36M12A*+WALLCON | *97CMN0802120B* | 33800 | 16.5 | 8.5 | 35800 | 25400 | 70.95% | 1.76 | 0 | 9.5 |  |  |  | No | R-454B | 2.8167 | Residential & Commercial | No
211222763 | Central HP <5.4 tons | AIRQUEST | HRCU-A-CB (Split System: Heat Pump with Remote Outdoor Unit-Air-Source) | DLCURAH30ABK |  |  | FMA4X36**AL* |  | 31200 | 15.5 | 8.5 | 35400 | 26800 | 75.71% | 1.86 | 0 | 9 |  |  |  | No | R-410A | 2.6 | Residential & Commercial | No
212970661 | Central HP <5.4 tons | DAY & NIGHT | HRCU-A-CB (Split System: Heat Pump with Remote Outdoor Unit-Air-Source) | DLCURAH36ABK |  |  | EA*4X42L21A* | *80VSL0902120B* | 35200 | 16 | 8.1 | 38500 | 35000 | 90.91% | 1.88 | 0 | 9.5 |  |  |  | No | R-410A | 2.9333 | Residential & Commercial | No
212978603 | Central HP <5.4 tons | COMFORTMAKER | HRCU-A-CB (Split System: Heat Pump with Remote Outdoor Unit-Air-Source) | DLCURAH30ABK |  |  | END4X42L17** | *80MS(N,L)0701712A* | 30000 | 15.2 | 8.1 | 34000 | 27200 | 80% | 1.82 | 0 | 9 |  |  |  | No | R-410A | 2.5 | Residential & Commercial | No
212979456 | Central HP <5.4 tons | COMFORTMAKER | HRCU-A-CB (Split System: Heat Pump with Remote Outdoor Unit-Air-Source) | DLCURAH30ABK |  |  | EA*4X42L24A* | *80MS(N,L)0702116A* | 29800 | 15.2 | 8.1 | 34200 | 27600 | 80.7% | 1.8 | 0 | 9 |  |  |  | No | R-410A | 2.4833 | Residential & Commercial | No
212977068 | Central HP <5.4 tons | CARRIER | HRCU-A-CB (Split System: Heat Pump with Remote Outdoor Unit-Air-Source) | 38MURAQ30AB3* |  |  | CNPV*4221AL* | 59TP6C100V21**22 | 29800 | 15.2 | 8.1 | 34200 | 27800 | 81.29% | 1.8 | 0 | 9 |  |  |  | No | R-410A | 2.4833 | Residential & Commercial | No
212978521 | Central HP <5.4 tons | CARRIER | HRCU-A-CB (Split System: Heat Pump with Remote Outdoor Unit-Air-Source) | 38MURAQ30AB3* |  |  | CAP**3717AL* | 58S(B,C)*B070M17**12 | 30200 | 15.2 | 8.1 | 33800 | 27000 | 79.88% | 1.82 | 0 | 9 |  |  |  | No | R-410A | 2.5167 | Residential & Commercial | No
212980925 | Central HP <5.4 tons | AIRQUEST | HRCU-A-CB (Split System: Heat Pump with Remote Outdoor Unit-Air-Source) | DLCURAH30ABK |  |  | EA*4X42L21A* | *80MS(N,L)1102120A* | 30400 | 15.2 | 8.1 | 34400 | 27400 | 79.65% | 1.82 | 0 | 9 |  |  |  | No | R-410A | 2.5333 | Residential & Commercial | No
213076050 | Central HP <5.4 tons | KEEPRITE | HRCU-A-CB (Split System: Heat Pump with Remote Outdoor Unit-Air-Source) | DLCURAH30ABK |  |  | EA*4X42L24A* | *95MSU1002120A* | 29800 | 15.2 | 8.1 | 38000 | 27600 | 72.63% | 1.78 | 0 | 9 |  |  |  | No | R-410A | 2.4833 | Residential & Commercial | No
211226583 | Central HP <5.4 tons | COMFORTMAKER | HRCU-A-CB (Split System: Heat Pump with Remote Outdoor Unit-Air-Source) | DLCURAH36ABK |  |  | EA*4X37L17A* | *80VTL0451412A* | 36000 | 15.2 | 8.1 | 38500 | 35000 | 90.91% | 2.02 | 0 | 9.5 |  |  |  | No | R-410A | 3 | Residential & Commercial | No
211226285 | Central HP <5.4 tons | AIRQUEST | HRCU-A-CB (Split System: Heat Pump with Remote Outdoor Unit-Air-Source) | DLCURAH36ABK |  |  | EA*4X36L21A* | *80ES(N,L)1102120A* | 35200 | 16 | 8.1 | 38500 | 35200 | 91.43% | 1.82 | 0 | 9.5 |  |  |  | No | R-410A | 2.9333 | Residential & Commercial | No
212977028 | Central HP <5.4 tons | CARRIER | HRCU-A-CB (Split System: Heat Pump with Remote Outdoor Unit-Air-Source) | 38MURAQ30AB3* |  |  | CAP**4221AL* | 59TP6C100V21**22 | 30000 | 15.2 | 8.1 | 34200 | 27600 | 80.7% | 1.8 | 0 | 9 |  |  |  | No | R-410A | 2.5 | Residential & Commercial | No
212980212 | Central HP <5.4 tons | BRYANT HEATING AND COOLING SYSTEMS | HRCU-A-CB (Split System: Heat Pump with Remote Outdoor Unit-Air-Source) | 38MURAQ30AB3* |  |  | CAP**4224AL* | 8(0,1)*SB48090M21*** | 29600 | 15.2 | 8.1 | 33800 | 27600 | 81.66% | 1.78 | 0 | 9 |  |  |  | No | R-410A | 2.4667 | Residential & Commercial | No
212980698 | Central HP <5.4 tons | BRYANT HEATING AND COOLING SYSTEMS | HRCU-A-CB (Split System: Heat Pump with Remote Outdoor Unit-Air-Source) | 38MURAQ30AB3* |  |  | CAP**4224AL* | 8(0,1)*SB60090M24*** | 30200 | 15.2 | 8.1 | 34400 | 27400 | 79.65% | 1.8 | 0 | 9 |  |  |  | No | R-410A | 2.5167 | Residential & Commercial | No
212980546 | Central HP <5.4 tons | COMFORTMAKER | HRCU-A-CB (Split System: Heat Pump with Remote Outdoor Unit-Air-Source) | DLCURAH30ABK |  |  | EA*4X43L21A* | *80MS(N,L)0902120A* | 30800 | 15.2 | 8.5 | 33600 | 26400 | 78.57% | 1.86 | 0 | 9 |  |  |  | No | R-410A | 2.5667 | Residential & Commercial | No
211226338 | Central HP <5.4 tons | AIRQUEST | HRCU-A-CB (Split System: Heat Pump with Remote Outdoor Unit-Air-Source) | DLCURAH36ABK |  |  | EA*4X36L21A* | *92ESN1002122A* | 36400 | 15.2 | 8.1 | 40000 | 35400 | 88.5% | 1.86 | 0 | 9.5 |  |  |  | No | R-410A | 3.0333 | Residential & Commercial | No
213076974 | Central HP <5.4 tons | TEMPSTAR | HRCU-A-CB (Split System: Heat Pump with Remote Outdoor Unit-Air-Source) | DLCURAH36ABK |  |  | EA*4X42L21A* | *96VSN0801716B* | 35000 | 15.5 | 8.1 | 38500 | 35000 | 90.91% | 2.06 | 0 | 9.5 |  |  |  | No | R-410A | 2.9167 | Residential & Commercial | No
211226581 | Central HP <5.4 tons | AIRQUEST | HRCU-A-CB (Split System: Heat Pump with Remote Outdoor Unit-Air-Source) | DLCURAH36ABK |  |  | EA*4X37L17A* | *80VTL0451412A* | 36000 | 15.2 | 8.1 | 38500 | 35000 | 90.91% | 2.02 | 0 | 9.5 |  |  |  | No | R-410A | 3 | Residential & Commercial | No
213077074 | Central HP <5.4 tons | TEMPSTAR | HRCU-A-CB (Split System: Heat Pump with Remote Outdoor Unit-Air-Source) | DLCURAH36ABK |  |  | EA*4X42L24A* | *96VSN0802120B* | 35000 | 16 | 8.1 | 38500 | 35000 | 90.91% | 2.06 | 0 | 9.5 |  |  |  | No | R-410A | 2.9167 | Residential & Commercial | No
213078043 | Central HP <5.4 tons | TEMPSTAR | HRCU-A-CB (Split System: Heat Pump with Remote Outdoor Unit-Air-Source) | DLCURAH36ABK |  |  | EA*4X36L17A* | *80MS(N,L)0701716A* | 35200 | 15.5 | 8.1 | 39000 | 35200 | 90.26% | 1.84 | 0 | 9.5 |  |  |  | No | R-410A | 2.9333 | Residential & Commercial | No
213078194 | Central HP <5.4 tons | TEMPSTAR | HRCU-A-CB (Split System: Heat Pump with Remote Outdoor Unit-Air-Source) | DLCURAH36ABK |  |  | EA*4X42L21A* | *80MS(N,L)0702116A* | 35000 | 16.5 | 8.1 | 38500 | 35000 | 90.91% | 1.88 | 0 | 9.5 |  |  |  | No | R-410A | 2.9167 | Residential & Commercial | No
215864702 | Central HP <5.4 tons | AMERICAN STANDARD | HRCU-A-CB (Split System: Heat Pump with Remote Outdoor Unit-Air-Source) | 5A6V8X60A1 |  |  | 5TXCC007AS3 | S9V2C100D5PSC+LRP | 50500 | 18.1 | 8.5 | 54000 | 39000 | 72.22% | 1.9 | 0 | 9.5 |  |  |  | No | R-454B | 4.2083 | Residential & Commercial | No
215674046 | Central HP <5.4 tons | HEIL | HRCU-A-CB (Split System: Heat Pump with Remote Outdoor Unit-Air-Source) | H5H0V48*K*AAA* |  |  | EA*5X48M21A*+WALLCON | *80CTL0901716B* | 44000 | 17.5 | 9 | 48500 | 34200 | 70.52% | 2.06 | 0 | 9.5 |  |  |  | No | R-454B | 3.6667 | Residential & Commercial | No
215674096 | Central HP <5.4 tons | HEIL | HRCU-A-CB (Split System: Heat Pump with Remote Outdoor Unit-Air-Source) | H5H0V48*K*AAA* |  |  | EA*5X48M21A*+WALLCON | *97CMN0602120B* | 44000 | 17 | 9 | 49000 | 34600 | 70.61% | 2.04 | 0 | 9.5 |  |  |  | No | R-454B | 3.6667 | Residential & Commercial | No
213077874 | Central HP <5.4 tons | TEMPSTAR | HRCU-A-CB (Split System: Heat Pump with Remote Outdoor Unit-Air-Source) | DLCURAH36ABK |  |  | EA*4X36L17A* | *80MS(N,L)0701412A* | 34800 | 15.5 | 8.1 | 38500 | 35200 | 91.43% | 1.82 | 0 | 9.5 |  |  |  | No | R-410A | 2.9 | Residential & Commercial | No
213079211 | Central HP <5.4 tons | TEMPSTAR | HRCU-A-CB (Split System: Heat Pump with Remote Outdoor Unit-Air-Source) | DLCURAH36ABK |  |  | EA*4X36L21A* | *80MSU0802120A* | 34800 | 16.5 | 8.1 | 38500 | 35200 | 91.43% | 1.82 | 0 | 9.5 |  |  |  | No | R-410A | 2.9 | Residential & Commercial | No
213080702 | Central HP <5.4 tons | TEMPSTAR | HRCU-A-CB (Split System: Heat Pump with Remote Outdoor Unit-Air-Source) | DLCURAH36ABK |  |  | EA*4X42L21A* | *95MSU0601716A* | 35000 | 16 | 8.1 | 38500 | 35000 | 90.91% | 1.86 | 0 | 9.5 |  |  |  | No | R-410A | 2.9167 | Residential & Commercial | No
211242499 | Central HP <5.4 tons | AIRQUEST | HRCU-A-CB (Split System: Heat Pump with Remote Outdoor Unit-Air-Source) | DLCURAH24ABK |  |  | EA*4X36L21A* | *95ESN0401712A* | 24200 | 15.2 | 8.5 | 26400 | 22600 | 85.61% | 1.84 | 0 | 9.5 |  |  |  | No | R-410A | 2.0167 | Residential & Commercial | No
215670046 | Central HP <5.4 tons | HEIL | HRCU-A-CB (Split System: Heat Pump with Remote Outdoor Unit-Air-Source) | H5H0V36*K*AAA* |  |  | ESH5X42M12A*+WALLCON | *97CMN0601714B* | 33600 | 16 | 8.5 | 35800 | 25600 | 71.51% | 1.76 | 0 | 9 |  |  |  | No | R-454B | 2.8 | Residential & Commercial | No
215670078 | Central HP <5.4 tons | HEIL | HRCU-A-CB (Split System: Heat Pump with Remote Outdoor Unit-Air-Source) | H5H0V36*K*AAA* |  |  | ESH5X42M12A*+WALLCON | *97CMN1202422B* | 34000 | 16.5 | 8.5 | 35600 | 25200 | 70.79% | 1.78 | 0 | 9.5 |  |  |  | No | R-454B | 2.8333 | Residential & Commercial | No
215670128 | Central HP <5.4 tons | HEIL | HRCU-A-CB (Split System: Heat Pump with Remote Outdoor Unit-Air-Source) | H5H0V36*K*AAA* |  |  | ESH5X48M12A*+WALLCON | *80CSU0401712A* | 34200 | 17 | 8.5 | 35400 | 25200 | 71.19% | 1.88 | 0 | 9.5 |  |  |  | No | R-454B | 2.85 | Residential & Commercial | No
215670198 | Central HP <5.4 tons | HEIL | HRCU-A-CB (Split System: Heat Pump with Remote Outdoor Unit-Air-Source) | H5H0V36*K*AAA* |  |  | ESH5X48M12A*+WALLCON | *80CTL0901716B* | 34200 | 17 | 8.5 | 35400 | 25200 | 71.19% | 1.88 | 0 | 9.5 |  |  |  | No | R-454B | 2.85 | Residential & Commercial | No
211229209 | Central HP <5.4 tons | TEMPSTAR | HRCU-A-CB (Split System: Heat Pump with Remote Outdoor Unit-Air-Source) | DLCURAH36ABK |  |  | EA*4X48L21A* | OLV112A16A | 35800 | 15.5 | 8.5 | 38500 | 34800 | 90.39% | 2.04 | 0 | 9.5 |  |  |  | No | R-410A | 2.9833 | Residential & Commercial | No
211227875 | Central HP <5.4 tons | TEMPSTAR | HRCU-A-CB (Split System: Heat Pump with Remote Outdoor Unit-Air-Source) | DLCURAH36ABK |  |  | EA*4X42L24A* | *80VSL0902120A* | 35000 | 16 | 8.1 | 38500 | 35000 | 90.91% | 1.86 | 0 | 9.5 |  |  |  | No | R-410A | 2.9167 | Residential & Commercial | No
212980513 | Central HP <5.4 tons | COMFORTMAKER | HRCU-A-CB (Split System: Heat Pump with Remote Outdoor Unit-Air-Source) | DLCURAH30ABK |  |  | EA*4X37L21A* | *80MS(N,L)0902120A* | 30800 | 15.2 | 8.5 | 33600 | 26400 | 78.57% | 1.86 | 0 | 9 |  |  |  | No | R-410A | 2.5667 | Residential & Commercial | No
212978557 | Central HP <5.4 tons | AIRQUEST | HRCU-A-CB (Split System: Heat Pump with Remote Outdoor Unit-Air-Source) | DLCURAH30ABK |  |  | EA*4X43L21A* | *80MS(N,L)0701712A* | 30600 | 15.2 | 8.1 | 33400 | 26400 | 79.04% | 1.86 | 0 | 9 |  |  |  | No | R-410A | 2.55 | Residential & Commercial | No
212979050 | Central HP <5.4 tons | AIRQUEST | HRCU-A-CB (Split System: Heat Pump with Remote Outdoor Unit-Air-Source) | DLCURAH30ABK |  |  | EA*4X43L21A* | *80MS(N,L)0701716A* | 30600 | 15.2 | 8.5 | 33600 | 26400 | 78.57% | 1.86 | 0 | 9 |  |  |  | No | R-410A | 2.55 | Residential & Commercial | No
212979788 | Central HP <5.4 tons | AIRQUEST | HRCU-A-CB (Split System: Heat Pump with Remote Outdoor Unit-Air-Source) | DLCURAH30ABK |  |  | END4X42L17** | *80MS(N,L)0901714A* | 30000 | 15.2 | 8.1 | 34000 | 27200 | 80% | 1.82 | 0 | 9 |  |  |  | No | R-410A | 2.5 | Residential & Commercial | No
215669184 | Central HP <5.4 tons | HEIL | HRCU-A-CB (Split System: Heat Pump with Remote Outdoor Unit-Air-Source) | H5H0V36*K*AAA* |  |  | EA*5X48M21A*+WALLCON | *95CSU0601716B* | 33600 | 17.5 | 9 | 35200 | 25200 | 71.59% | 1.88 | 0 | 9.5 |  |  |  | No | R-454B | 2.8 | Residential & Commercial | No
215669234 | Central HP <5.4 tons | HEIL | HRCU-A-CB (Split System: Heat Pump with Remote Outdoor Unit-Air-Source) | H5H0V36*K*AAA* |  |  | EA*5X48M21A*+WALLCON | *97CMN0801714B* | 33600 | 17.5 | 9 | 35200 | 25200 | 71.59% | 1.88 | 0 | 9.5 |  |  |  | No | R-454B | 2.8 | Residential & Commercial | No
215670038 | Central HP <5.4 tons | HEIL | HRCU-A-CB (Split System: Heat Pump with Remote Outdoor Unit-Air-Source) | H5H0V36*K*AAA* |  |  | ESH5X42M12A*+WALLCON | *95CSU1002122B* | 34000 | 16.5 | 8.5 | 35600 | 25200 | 70.79% | 1.78 | 0 | 9.5 |  |  |  | No | R-454B | 2.8333 | Residential & Commercial | No
215670054 | Central HP <5.4 tons | HEIL | HRCU-A-CB (Split System: Heat Pump with Remote Outdoor Unit-Air-Source) | H5H0V36*K*AAA* |  |  | ESH5X42M12A*+WALLCON | *97CMN0801714B* | 33800 | 16.5 | 8.5 | 35800 | 25400 | 70.95% | 1.78 | 0 | 9 |  |  |  | No | R-454B | 2.8167 | Residential & Commercial | No
215670070 | Central HP <5.4 tons | HEIL | HRCU-A-CB (Split System: Heat Pump with Remote Outdoor Unit-Air-Source) | H5H0V36*K*AAA* |  |  | ESH5X42M12A*+WALLCON | *97CMN1002122B* | 34000 | 16.5 | 8.5 | 35600 | 25200 | 70.79% | 1.78 | 0 | 9.5 |  |  |  | No | R-454B | 2.8333 | Residential & Commercial | No
215670238 | Central HP <5.4 tons | HEIL | HRCU-A-CB (Split System: Heat Pump with Remote Outdoor Unit-Air-Source) | H5H0V36*K*AAA* |  |  | ESH5X48M12A*+WALLCON | *95CSU0601716B* | 34000 | 16.5 | 8.5 | 35600 | 25400 | 71.35% | 1.76 | 0 | 9.5 |  |  |  | No | R-454B | 2.8333 | Residential & Commercial | No
211240400 | Central HP <5.4 tons | TEMPSTAR | HRCU-A-CB (Split System: Heat Pump with Remote Outdoor Unit-Air-Source) | DLCURAH24ABK |  |  | EA*4X24L17A* | *96VSN0401410A* | 23400 | 15.5 | 8.5 | 26800 | 24800 | 92.54% | 2.04 | 0 | 9.5 |  |  |  | No | R-410A | 1.95 | Residential & Commercial | No
215670288 | Central HP <5.4 tons | HEIL | HRCU-A-CB (Split System: Heat Pump with Remote Outdoor Unit-Air-Source) | H5H0V36*K*AAA* |  |  | ESH5X48M12A*+WALLCON | *97CMN0801714B* | 34000 | 16.5 | 8.5 | 35600 | 25400 | 71.35% | 1.76 | 0 | 9 |  |  |  | No | R-454B | 2.8333 | Residential & Commercial | No
215670338 | Central HP <5.4 tons | HEIL | HRCU-A-CB (Split System: Heat Pump with Remote Outdoor Unit-Air-Source) | H5H0V36*K*AAA* |  |  | ESH5X48M12A*+WALLCON | *96CTN0601714B* | 33800 | 16 | 8.5 | 35600 | 25400 | 71.35% | 1.78 | 0 | 9 |  |  |  | No | R-454B | 2.8167 | Residential & Commercial | No
215670438 | Central HP <5.4 tons | HEIL | HRCU-A-CB (Split System: Heat Pump with Remote Outdoor Unit-Air-Source) | H5H0V36*K*AAA* |  |  | ESH5X60M12A*+WALLCON | *80CTL0901716B* | 34600 | 17 | 8.5 | 34600 | 24800 | 71.68% | 1.8 | 0 | 9.5 |  |  |  | No | R-454B | 2.8833 | Residential & Commercial | No
211229218 | Central HP <5.4 tons | TEMPSTAR | HRCU-A-CB (Split System: Heat Pump with Remote Outdoor Unit-Air-Source) | DLCURAH36ABK |  |  | EA*4X48L21A* | OMV098J12* | 35600 | 15.2 | 8.1 | 38500 | 34800 | 90.39% | 2.04 | 0 | 9.5 |  |  |  | No | R-410A | 2.9667 | Residential & Commercial | No
215673986 | Central HP <5.4 tons | HEIL | HRCU-A-CB (Split System: Heat Pump with Remote Outdoor Unit-Air-Source) | H5H0V48*K*AAA* |  |  | EA*5X48M21A*+WALLCON | *80CSU0601716A* | 44000 | 17.5 | 9 | 48500 | 34200 | 70.52% | 2.04 | 0 | 9.5 |  |  |  | No | R-454B | 3.6667 | Residential & Commercial | No
215674236 | Central HP <5.4 tons | HEIL | HRCU-A-CB (Split System: Heat Pump with Remote Outdoor Unit-Air-Source) | H5H0V48*K*AAA* |  |  | EA*5X60M24A*+WALLCON | *97CMN0602120B* | 45000 | 17.5 | 9 | 47500 | 34000 | 71.58% | 2.06 | 0 | 9.5 |  |  |  | No | R-454B | 3.75 | Residential & Commercial | No
215674116 | Central HP <5.4 tons | HEIL | HRCU-A-CB (Split System: Heat Pump with Remote Outdoor Unit-Air-Source) | H5H0V48*K*AAA* |  |  | EA*5X48M21A*+WALLCON | *97CMN0802120B* | 44000 | 17.5 | 9 | 48500 | 34200 | 70.52% | 2.06 | 0 | 9.5 |  |  |  | No | R-454B | 3.6667 | Residential & Commercial | No
211240531 | Central HP <5.4 tons | TEMPSTAR | HRCU-A-CB (Split System: Heat Pump with Remote Outdoor Unit-Air-Source) | DLCURAH24ABK |  |  | EA*4X24L17A* | *96VTN0401712A* | 23000 | 15.5 | 8.5 | 26400 | 26000 | 98.48% | 2.18 | 0 | 9.5 |  |  |  | No | R-410A | 1.9167 | Residential & Commercial | No
211229033 | Central HP <5.4 tons | TEMPSTAR | HRCU-A-CB (Split System: Heat Pump with Remote Outdoor Unit-Air-Source) | DLCURAH36ABK |  |  | EA*4X48L21A* | *95ESN0801716A* | 35400 | 15.5 | 8.1 | 37800 | 34800 | 92.06% | 2.02 | 0 | 9.5 |  |  |  | No | R-410A | 2.95 | Residential & Commercial | No
212970371 | Central HP <5.4 tons | DAY & NIGHT | HRCU-A-CB (Split System: Heat Pump with Remote Outdoor Unit-Air-Source) | DLCURAH36ABK |  |  | EA*4X36L17A* | *80VSL0701716B* | 35000 | 15.5 | 8.1 | 38500 | 35200 | 91.43% | 1.82 | 0 | 9.5 |  |  |  | No | R-410A | 2.9167 | Residential & Commercial | No
211229022 | Central HP <5.4 tons | TEMPSTAR | HRCU-A-CB (Split System: Heat Pump with Remote Outdoor Unit-Air-Source) | DLCURAH36ABK |  |  | EA*4X48L21A* | *95ESN0601714A* | 35400 | 15.5 | 8.1 | 38500 | 34800 | 90.39% | 2.02 | 0 | 9.5 |  |  |  | No | R-410A | 2.95 | Residential & Commercial | No
211227395 | Central HP <5.4 tons | TEMPSTAR | HRCU-A-CB (Split System: Heat Pump with Remote Outdoor Unit-Air-Source) | DLCURAH36ABK |  |  | EA*4X42L21A* | *80VSL0701716A* | 35200 | 16 | 8.1 | 38500 | 35000 | 90.91% | 1.86 | 0 | 9.5 |  |  |  | No | R-410A | 2.9333 | Residential & Commercial | No
212970656 | Central HP <5.4 tons | CARRIER | HRCU-A-CB (Split System: Heat Pump with Remote Outdoor Unit-Air-Source) | 38MURAQ36AB3* |  |  | CAP**4221AL* | 58SP*B090V21**20 | 35200 | 16 | 8.1 | 39000 | 35000 | 89.74% | 1.88 | 0 | 9.5 |  |  |  | No | R-410A | 2.9333 | Residential & Commercial | No
211227479 | Central HP <5.4 tons | TEMPSTAR | HRCU-A-CB (Split System: Heat Pump with Remote Outdoor Unit-Air-Source) | DLCURAH36ABK |  |  | EA*4X42L21A* | *80VTL0902120A* | 35000 | 16 | 8.1 | 38500 | 35000 | 90.91% | 1.86 | 0 | 9.5 |  |  |  | No | R-410A | 2.9167 | Residential & Commercial | No
212979728 | Central HP <5.4 tons | AIRQUEST | HRCU-A-CB (Split System: Heat Pump with Remote Outdoor Unit-Air-Source) | DLCURAH30ABK |  |  | EA*4X42L21A* | *80MS(N,L)0901714A* | 30000 | 15.2 | 8.1 | 34200 | 27600 | 80.7% | 1.8 | 0 | 9 |  |  |  | No | R-410A | 2.5 | Residential & Commercial | No
211226508 | Central HP <5.4 tons | AIRQUEST | HRCU-A-CB (Split System: Heat Pump with Remote Outdoor Unit-Air-Source) | DLCURAH36ABK |  |  | EA*4X37L17A* | *80ES(N,L)0701712A* | 36000 | 15.2 | 8.1 | 38500 | 35000 | 90.91% | 2 | 0 | 9.5 |  |  |  | No | R-410A | 3 | Residential & Commercial | No
214280287 | Central HP <5.4 tons | DAY & NIGHT | HRCU-A-CB (Split System: Heat Pump with Remote Outdoor Unit-Air-Source) | DLCURAH36ABK |  |  | EA*4X42L21A* | *96MSN0601716A* | 35200 | 15.5 | 8.5 | 38500 | 35200 | 91.43% | 1.88 | 0 | 9.5 |  |  |  | No | R-410A | 2.9333 | Residential & Commercial | No
212980975 | Central HP <5.4 tons | COMFORTMAKER | HRCU-A-CB (Split System: Heat Pump with Remote Outdoor Unit-Air-Source) | DLCURAH30ABK |  |  | EN(A,D,W)4X42L21** | *80MS(N,L)1102120A* | 30200 | 15.2 | 8.1 | 34400 | 27600 | 80.23% | 1.8 | 0 | 9 |  |  |  | No | R-410A | 2.5167 | Residential & Commercial | No
212978069 | Central HP <5.4 tons | AIRQUEST | HRCU-A-CB (Split System: Heat Pump with Remote Outdoor Unit-Air-Source) | DLCURAH30ABK |  |  | END4X42L17** | *80MS(N,L)0701412A* | 29800 | 15.2 | 8.1 | 34000 | 27200 | 80% | 1.82 | 0 | 9 |  |  |  | No | R-410A | 2.4833 | Residential & Commercial | No
212979446 | Central HP <5.4 tons | COMFORTMAKER | HRCU-A-CB (Split System: Heat Pump with Remote Outdoor Unit-Air-Source) | DLCURAH30ABK |  |  | EA*4X42L21A* | *80MS(N,L)0702116A* | 29800 | 15.2 | 8.1 | 34200 | 27600 | 80.7% | 1.8 | 0 | 9 |  |  |  | No | R-410A | 2.4833 | Residential & Commercial | No
215864730 | Central HP <5.4 tons | AMERICAN STANDARD | HRCU-A-CB (Split System: Heat Pump with Remote Outdoor Unit-Air-Source) | 5A6V8X60A1 |  |  | 5TXCD008AS3 | S9V2D120D5PSC+LRP | 50000 | 18.1 | 8.5 | 53500 | 38500 | 71.96% | 1.9 | 0 | 9.5 |  |  |  | No | R-454B | 4.1667 | Residential & Commercial | No
215674216 | Central HP <5.4 tons | HEIL | HRCU-A-CB (Split System: Heat Pump with Remote Outdoor Unit-Air-Source) | H5H0V48*K*AAA* |  |  | EA*5X60M24A*+WALLCON | *95CSU0802120B* | 45000 | 17.5 | 9 | 47500 | 33600 | 70.74% | 2.08 | 0 | 9.5 |  |  |  | No | R-454B | 3.75 | Residential & Commercial | No
211387718 | Central HP <5.4 tons | LUXAIRE | HRCU-A-CB (Split System: Heat Pump with Remote Outdoor Unit-Air-Source) | HMH72B341 |  |  | XAHC36DBCN1 | LP9C080B12MP13 | 33200 | 17 | 8.1 | 33200 | 23400 | 70.48% | 2.02 | 0 | 9.5 |  |  |  | No | R-410A | 2.7667 | Residential & Commercial | No
211386283 | Central HP <5.4 tons | LUXAIRE | HRCU-A-CB (Split System: Heat Pump with Remote Outdoor Unit-Air-Source) | HMH72B341 |  |  | XAUC48FXXN1+TXV | TL9E080C16UH11 | 34000 | 16.5 | 8.5 | 32800 | 24200 | 73.78% | 2.08 | 0 | 9 |  |  |  | No | R-410A | 2.8333 | Residential & Commercial | No
212972464 | Central HP <5.4 tons | DAY & NIGHT | HRCU-A-CB (Split System: Heat Pump with Remote Outdoor Unit-Air-Source) | DLCURAH30ABK |  |  | EA*4X42L21A* | *80VTL1102122B* | 29800 | 15.2 | 8.1 | 34200 | 27600 | 80.7% | 1.8 | 0 | 9 |  |  |  | No | R-410A | 2.4833 | Residential & Commercial | No
212980216 | Central HP <5.4 tons | COMFORTMAKER | HRCU-A-CB (Split System: Heat Pump with Remote Outdoor Unit-Air-Source) | DLCURAH30ABK |  |  | EA*4X42L24A* | *80MS(N,L)0902116A* | 29600 | 15.2 | 8.1 | 33800 | 27600 | 81.66% | 1.78 | 0 | 9 |  |  |  | No | R-410A | 2.4667 | Residential & Commercial | No
211712878 | Central HP <5.4 tons | TEMPSTAR | HRCU-A-CB (Split System: Heat Pump with Remote Outdoor Unit-Air-Source) | DLCURAH30ABK |  |  | EA*4X42L24A* | *80ES(N,L)1102420A* | 30000 | 15.2 | 8.1 | 33800 | 27200 | 80.47% | 1.8 | 0 | 9 |  |  |  | No | R-410A | 2.5 | Residential & Commercial | No
213079648 | Central HP <5.4 tons | TEMPSTAR | HRCU-A-CB (Split System: Heat Pump with Remote Outdoor Unit-Air-Source) | DLCURAH36ABK |  |  | EA*4X36L21A* | *92MSN0802120A* | 35000 | 16.5 | 8.1 | 38500 | 34800 | 90.39% | 2.08 | 0 | 9.5 |  |  |  | No | R-410A | 2.9167 | Residential & Commercial | No
213080534 | Central HP <5.4 tons | TEMPSTAR | HRCU-A-CB (Split System: Heat Pump with Remote Outdoor Unit-Air-Source) | DLCURAH36ABK |  |  | EA*4X37L17A* | *95MSU0401712A* | 35600 | 15.2 | 8.1 | 38500 | 35200 | 91.43% | 1.98 | 0 | 9.5 |  |  |  | No | R-410A | 2.9667 | Residential & Commercial | No
213080582 | Central HP <5.4 tons | TEMPSTAR | HRCU-A-CB (Split System: Heat Pump with Remote Outdoor Unit-Air-Source) | DLCURAH36ABK |  |  | EA*4X48L21A* | *95MSU0401712A* | 35600 | 15.2 | 8.1 | 38000 | 34800 | 91.58% | 2.02 | 0 | 9.5 |  |  |  | No | R-410A | 2.9667 | Residential & Commercial | No
212982944 | Central HP <5.4 tons | KEEPRITE | HRCU-A-CB (Split System: Heat Pump with Remote Outdoor Unit-Air-Source) | DLCURAH30ABK |  |  | EA*4X37L21A* | *80MSU0802120A* | 30600 | 15.2 | 8.1 | 33400 | 26200 | 78.44% | 1.86 | 0 | 9 |  |  |  | No | R-410A | 2.55 | Residential & Commercial | No
212978548 | Central HP <5.4 tons | COMFORTMAKER | HRCU-A-CB (Split System: Heat Pump with Remote Outdoor Unit-Air-Source) | DLCURAH30ABK |  |  | EA*4X42L21A* | *80MS(N,L)0701712A* | 29800 | 15.2 | 8.1 | 34200 | 27600 | 80.7% | 1.8 | 0 | 9 |  |  |  | No | R-410A | 2.4833 | Residential & Commercial | No
212978559 | Central HP <5.4 tons | COMFORTMAKER | HRCU-A-CB (Split System: Heat Pump with Remote Outdoor Unit-Air-Source) | DLCURAH30ABK |  |  | EA*4X43L21A* | *80MS(N,L)0701712A* | 30600 | 15.2 | 8.1 | 33400 | 26400 | 79.04% | 1.86 | 0 | 9 |  |  |  | No | R-410A | 2.55 | Residential & Commercial | No
212979052 | Central HP <5.4 tons | COMFORTMAKER | HRCU-A-CB (Split System: Heat Pump with Remote Outdoor Unit-Air-Source) | DLCURAH30ABK |  |  | EA*4X43L21A* | *80MS(N,L)0701716A* | 30600 | 15.2 | 8.5 | 33600 | 26400 | 78.57% | 1.86 | 0 | 9 |  |  |  | No | R-410A | 2.55 | Residential & Commercial | No
210791261 | Central HP <5.4 tons | DAIKIN | HRCU-A-CB (Split System: Heat Pump with Remote Outdoor Unit-Air-Source) | DZ6VSA6010A* |  |  | DV59FECD14A* |  | 49000 | 16.1 | 8.1 | 45500 | 32400 | 71.21% | 1.97 | 8.3 | 8 |  |  |  | No | R-410A | 4.0833 | Residential & Commercial | No
215668956 | Central HP <5.4 tons | HEIL | HRCU-A-CB (Split System: Heat Pump with Remote Outdoor Unit-Air-Source) | H5H0V36*K*AAA* |  |  | EA*5X43M21A*+WALLCON | *80CSU0601716A* | 34400 | 18 | 9 | 35400 | 25200 | 71.19% | 1.9 | 0 | 9.5 |  |  |  | No | R-454B | 2.8667 | Residential & Commercial | No
215669742 | Central HP <5.4 tons | HEIL | HRCU-A-CB (Split System: Heat Pump with Remote Outdoor Unit-Air-Source) | H5H0V36*K*AAA* |  |  | ESH5X36M12A*+WALLCON | *80CSU0401712A* | 33600 | 16.5 | 8.5 | 35800 | 25400 | 70.95% | 1.76 | 0 | 9.5 |  |  |  | No | R-454B | 2.8 | Residential & Commercial | No
215669774 | Central HP <5.4 tons | HEIL | HRCU-A-CB (Split System: Heat Pump with Remote Outdoor Unit-Air-Source) | H5H0V36*K*AAA* |  |  | ESH5X36M12A*+WALLCON | *80CTL0701412B* | 33400 | 16.5 | 8.5 | 35800 | 25600 | 71.51% | 1.76 | 0 | 9 |  |  |  | No | R-454B | 2.7833 | Residential & Commercial | No
215669990 | Central HP <5.4 tons | HEIL | HRCU-A-CB (Split System: Heat Pump with Remote Outdoor Unit-Air-Source) | H5H0V36*K*AAA* |  |  | ESH5X42M12A*+WALLCON | *80CTL0901716B* | 34000 | 16.5 | 8.5 | 35600 | 25400 | 71.35% | 1.76 | 0 | 9.5 |  |  |  | No | R-454B | 2.8333 | Residential & Commercial | No
215670110 | Central HP <5.4 tons | HEIL | HRCU-A-CB (Split System: Heat Pump with Remote Outdoor Unit-Air-Source) | H5H0V36*K*AAA* |  |  | ESH5X42M12A*+WALLCON | *96CTN1002122B* | 34000 | 16.5 | 8.5 | 35600 | 25200 | 70.79% | 1.78 | 0 | 9.5 |  |  |  | No | R-454B | 2.8333 | Residential & Commercial | No
215670278 | Central HP <5.4 tons | HEIL | HRCU-A-CB (Split System: Heat Pump with Remote Outdoor Unit-Air-Source) | H5H0V36*K*AAA* |  |  | ESH5X48M12A*+WALLCON | *97CMN0602120B* | 34000 | 16.5 | 8.5 | 35600 | 25400 | 71.35% | 1.76 | 0 | 9.5 |  |  |  | No | R-454B | 2.8333 | Residential & Commercial | No
215670248 | Central HP <5.4 tons | HEIL | HRCU-A-CB (Split System: Heat Pump with Remote Outdoor Unit-Air-Source) | H5H0V36*K*AAA* |  |  | ESH5X48M12A*+WALLCON | *95CSU0802120B* | 34200 | 16.5 | 8.5 | 35400 | 25200 | 71.19% | 1.88 | 0 | 9.5 |  |  |  | No | R-454B | 2.85 | Residential & Commercial | No
213078091 | Central HP <5.4 tons | TEMPSTAR | HRCU-A-CB (Split System: Heat Pump with Remote Outdoor Unit-Air-Source) | DLCURAH36ABK |  |  | EA*4X42L21A* | *80MS(N,L)0701716A* | 35000 | 16 | 8.1 | 38500 | 35000 | 90.91% | 1.88 | 0 | 9.5 |  |  |  | No | R-410A | 2.9167 | Residential & Commercial | No
212970381 | Central HP <5.4 tons | DAY & NIGHT | HRCU-A-CB (Split System: Heat Pump with Remote Outdoor Unit-Air-Source) | DLCURAH36ABK |  |  | EA*4X36L21A* | *80VSL0701716B* | 35200 | 15.5 | 8.1 | 38500 | 35200 | 91.43% | 1.84 | 0 | 9.5 |  |  |  | No | R-410A | 2.9333 | Residential & Commercial | No
212980522 | Central HP <5.4 tons | AIRQUEST | HRCU-A-CB (Split System: Heat Pump with Remote Outdoor Unit-Air-Source) | DLCURAH30ABK |  |  | EA*4X42L21A* | *80MS(N,L)0902120A* | 30200 | 15.2 | 8.1 | 34400 | 27400 | 79.65% | 1.8 | 0 | 9 |  |  |  | No | R-410A | 2.5167 | Residential & Commercial | No
211712780 | Central HP <5.4 tons | TEMPSTAR | HRCU-A-CB (Split System: Heat Pump with Remote Outdoor Unit-Air-Source) | DLCURAH30ABK |  |  | EA*4X42L24A* | *96VTN0802120A* | 29600 | 15.2 | 8.1 | 33600 | 27400 | 81.55% | 1.78 | 0 | 9 |  |  |  | No | R-410A | 2.4667 | Residential & Commercial | No
212985309 | Central HP <5.4 tons | TEMPSTAR | HRCU-A-CB (Split System: Heat Pump with Remote Outdoor Unit-Air-Source) | DLCURAH30ABK |  |  | EA*4X43L21A* | *92MSN1002120A* | 30600 | 16 | 8.5 | 35000 | 26800 | 76.57% | 1.86 | 0 | 9 |  |  |  | No | R-410A | 2.55 | Residential & Commercial | No
212987758 | Central HP <5.4 tons | TEMPSTAR | HRCU-A-CB (Split System: Heat Pump with Remote Outdoor Unit-Air-Source) | DLCURAH30ABK |  |  | EA*4X42L24A* | *96MSN0802120A* | 29800 | 15.2 | 8.1 | 34200 | 26400 | 77.19% | 1.84 | 0 | 9 |  |  |  | No | R-410A | 2.4833 | Residential & Commercial | No
212980511 | Central HP <5.4 tons | AIRQUEST | HRCU-A-CB (Split System: Heat Pump with Remote Outdoor Unit-Air-Source) | DLCURAH30ABK |  |  | EA*4X37L21A* | *80MS(N,L)0902120A* | 30800 | 15.2 | 8.5 | 33600 | 26400 | 78.57% | 1.86 | 0 | 9 |  |  |  | No | R-410A | 2.5667 | Residential & Commercial | No
212980927 | Central HP <5.4 tons | COMFORTMAKER | HRCU-A-CB (Split System: Heat Pump with Remote Outdoor Unit-Air-Source) | DLCURAH30ABK |  |  | EA*4X42L21A* | *80MS(N,L)1102120A* | 30400 | 15.2 | 8.1 | 34400 | 27400 | 79.65% | 1.82 | 0 | 9 |  |  |  | No | R-410A | 2.5333 | Residential & Commercial | No
212972488 | Central HP <5.4 tons | DAY & NIGHT | HRCU-A-CB (Split System: Heat Pump with Remote Outdoor Unit-Air-Source) | DLCURAH30ABK |  |  | EA*4X43L21A* | *80VTL1102122B* | 30400 | 15.2 | 8.1 | 33400 | 26400 | 79.04% | 1.84 | 0 | 9 |  |  |  | No | R-410A | 2.5333 | Residential & Commercial | No
212984988 | Central HP <5.4 tons | TEMPSTAR | HRCU-A-CB (Split System: Heat Pump with Remote Outdoor Unit-Air-Source) | DLCURAH30ABK |  |  | EA*4X42L21A* | *92MSN0802120A* | 30000 | 15.2 | 8.1 | 34200 | 27400 | 80.12% | 1.8 | 0 | 9 |  |  |  | No | R-410A | 2.5 | Residential & Commercial | No
215666944 | Central HP <5.4 tons | HEIL | HRCU-A-CB (Split System: Heat Pump with Remote Outdoor Unit-Air-Source) | H5H0V24*K*AAA* |  |  | EA*5X24M14A*+WALLCON | *96CTN0401410B* | 22400 | 15.5 | 8.5 | 24600 | 17300 | 70.33% | 1.82 | 0 | 9 |  |  |  | No | R-454B | 1.8667 | Residential & Commercial | No
211229227 | Central HP <5.4 tons | TEMPSTAR | HRCU-A-CB (Split System: Heat Pump with Remote Outdoor Unit-Air-Source) | DLCURAH36ABK |  |  | EA*4X48L21A* | OMV112K14A | 35600 | 15.5 | 8.1 | 38500 | 34800 | 90.39% | 2.04 | 0 | 9.5 |  |  |  | No | R-410A | 2.9667 | Residential & Commercial | No
212984479 | Central HP <5.4 tons | TEMPSTAR | HRCU-A-CB (Split System: Heat Pump with Remote Outdoor Unit-Air-Source) | DLCURAH30ABK |  |  | EA*4X37L21A* | *92MSN0801716A* | 31000 | 15.2 | 8.5 | 33400 | 26200 | 78.44% | 1.86 | 0 | 9 |  |  |  | No | R-410A | 2.5833 | Residential & Commercial | No
212984978 | Central HP <5.4 tons | TEMPSTAR | HRCU-A-CB (Split System: Heat Pump with Remote Outdoor Unit-Air-Source) | DLCURAH30ABK |  |  | EA*4X37L21A* | *92MSN0802120A* | 30600 | 15.2 | 8.1 | 33200 | 27600 | 83.13% | 1.8 | 0 | 9 |  |  |  | No | R-410A | 2.55 | Residential & Commercial | No
211713207 | Central HP <5.4 tons | TEMPSTAR | HRCU-A-CB (Split System: Heat Pump with Remote Outdoor Unit-Air-Source) | DLCURAH30ABK |  |  | EA*4X43L21A* | *96VTN0802120A* | 30400 | 15.2 | 8.1 | 33000 | 26200 | 79.39% | 1.84 | 0 | 9 |  |  |  | No | R-410A | 2.5333 | Residential & Commercial | No
211714361 | Central HP <5.4 tons | TEMPSTAR | HRCU-A-CB (Split System: Heat Pump with Remote Outdoor Unit-Air-Source) | DLCURAH30ABK |  |  | EN(A,D,W)4X42L21** | *96VTN1002122A* | 30000 | 15.2 | 8.1 | 34000 | 27200 | 80% | 1.8 | 0 | 9 |  |  |  | No | R-410A | 2.5 | Residential & Commercial | No
215668588 | Central HP <5.4 tons | HEIL | HRCU-A-CB (Split System: Heat Pump with Remote Outdoor Unit-Air-Source) | H5H0V36*K*AAA* |  |  | EA*5X37M17A*+WALLCON | *97CMN0601714B* | 33600 | 17 | 9 | 36000 | 25800 | 71.67% | 1.86 | 0 | 9.5 |  |  |  | No | R-454B | 2.8 | Residential & Commercial | No
215668804 | Central HP <5.4 tons | HEIL | HRCU-A-CB (Split System: Heat Pump with Remote Outdoor Unit-Air-Source) | H5H0V36*K*AAA* |  |  | EA*5X42M21A*+WALLCON | *80CSU1002120A* | 33000 | 17.5 | 8.5 | 35800 | 25600 | 71.51% | 1.86 | 0 | 9.5 |  |  |  | No | R-454B | 2.75 | Residential & Commercial | No
212981220 | Central HP <5.4 tons | AIRQUEST | HRCU-A-CB (Split System: Heat Pump with Remote Outdoor Unit-Air-Source) | DLCURAH30ABK |  |  | EA*4X42L24A* | *80MS(N,L)1352420A* | 30200 | 15.2 | 8.1 | 34400 | 27400 | 79.65% | 1.8 | 0 | 9 |  |  |  | No | R-410A | 2.5167 | Residential & Commercial | No
212983156 | Central HP <5.4 tons | COMFORTMAKER | HRCU-A-CB (Split System: Heat Pump with Remote Outdoor Unit-Air-Source) | DLCURAH24ABK |  |  | EA*4X30L17A* | *92MSN0401712A* | 23400 | 16 | 8.5 | 26400 | 24800 | 93.94% | 2.04 | 0 | 9.5 |  |  |  | No | R-410A | 1.95 | Residential & Commercial | No
212383006 | Central HP <5.4 tons | TEMPSTAR | HRCU-A-CB (Split System: Heat Pump with Remote Outdoor Unit-Air-Source) | DLCURAH36ABK |  |  | EA*4X36L17A* | *80ES(N,L)0901714A* | 35600 | 15.5 | 8.1 | 39500 | 35200 | 89.11% | 1.84 | 0 | 9.5 |  |  |  | No | R-410A | 2.9667 | Residential & Commercial | No
212970411 | Central HP <5.4 tons | DAY & NIGHT | HRCU-A-CB (Split System: Heat Pump with Remote Outdoor Unit-Air-Source) | DLCURAH36ABK |  |  | EA*4X42L21A* | *80VSL0701716B* | 35400 | 15.5 | 8.1 | 38500 | 35200 | 91.43% | 1.9 | 0 | 9.5 |  |  |  | No | R-410A | 2.95 | Residential & Commercial | No
212988339 | Central HP <5.4 tons | TEMPSTAR | HRCU-A-CB (Split System: Heat Pump with Remote Outdoor Unit-Air-Source) | DLCURAH30ABK |  |  | EA*4X42L24A* | *96MSN1202422A* | 30000 | 15.2 | 8.1 | 34200 | 27600 | 80.7% | 1.8 | 0 | 9 |  |  |  | No | R-410A | 2.5 | Residential & Commercial | No
212978527 | Central HP <5.4 tons | DAY & NIGHT | HRCU-A-CB (Split System: Heat Pump with Remote Outdoor Unit-Air-Source) | DLCURAH30ABK |  |  | EA*4X37L17A* | *80MS(N,L)0701712A* | 30200 | 15.2 | 8.1 | 33800 | 27000 | 79.88% | 1.82 | 0 | 9 |  |  |  | No | R-410A | 2.5167 | Residential & Commercial | No
212982147 | Central HP <5.4 tons | AIRQUEST | HRCU-A-CB (Split System: Heat Pump with Remote Outdoor Unit-Air-Source) | DLCURAH30ABK |  |  | EA*4X37L21A* | *80MSU0401712A* | 30400 | 15.2 | 8.1 | 33400 | 26200 | 78.44% | 1.86 | 0 | 9 |  |  |  | No | R-410A | 2.5333 | Residential & Commercial | No
212982663 | Central HP <5.4 tons | AIRQUEST | HRCU-A-CB (Split System: Heat Pump with Remote Outdoor Unit-Air-Source) | DLCURAH30ABK |  |  | EA*4X43L21A* | *80MSU0601716A* | 30800 | 15.2 | 8.5 | 33000 | 26200 | 79.39% | 1.86 | 0 | 9 |  |  |  | No | R-410A | 2.5667 | Residential & Commercial | No
215674106 | Central HP <5.4 tons | HEIL | HRCU-A-CB (Split System: Heat Pump with Remote Outdoor Unit-Air-Source) | H5H0V48*K*AAA* |  |  | EA*5X48M21A*+WALLCON | *97CMN0801714B* | 44000 | 17 | 9 | 49000 | 34600 | 70.61% | 2.04 | 0 | 9 |  |  |  | No | R-454B | 3.6667 | Residential & Commercial | No
211713134 | Central HP <5.4 tons | TEMPSTAR | HRCU-A-CB (Split System: Heat Pump with Remote Outdoor Unit-Air-Source) | DLCURAH30ABK |  |  | EA*4X43L21A* | *80ESU0401712A* | 31200 | 15.2 | 8.1 | 33400 | 26000 | 77.84% | 1.86 | 0 | 9 |  |  |  | No | R-410A | 2.6 | Residential & Commercial | No
212984491 | Central HP <5.4 tons | TEMPSTAR | HRCU-A-CB (Split System: Heat Pump with Remote Outdoor Unit-Air-Source) | DLCURAH30ABK |  |  | EA*4X42L21A* | *92MSN0801716A* | 29800 | 15.2 | 8.1 | 34000 | 27600 | 81.18% | 1.8 | 0 | 9 |  |  |  | No | R-410A | 2.4833 | Residential & Commercial | No
211712916 | Central HP <5.4 tons | TEMPSTAR | HRCU-A-CB (Split System: Heat Pump with Remote Outdoor Unit-Air-Source) | DLCURAH30ABK |  |  | EA*4X42L24A* | *92ESN1002120A* | 30600 | 15.2 | 8.1 | 34200 | 27000 | 78.95% | 1.82 | 0 | 9 |  |  |  | No | R-410A | 2.55 | Residential & Commercial | No
211714353 | Central HP <5.4 tons | BRYANT HEATING AND COOLING SYSTEMS | HRCU-A-CB (Split System: Heat Pump with Remote Outdoor Unit-Air-Source) | 38MURAQ30AB3* |  |  | CNPV*4221AL* | 926TB66100V21*** | 30000 | 15.2 | 8.1 | 34000 | 27200 | 80% | 1.8 | 0 | 9 |  |  |  | No | R-410A | 2.5 | Residential & Commercial | No
212983954 | Central HP <5.4 tons | BRYANT HEATING AND COOLING SYSTEMS | HRCU-A-CB (Split System: Heat Pump with Remote Outdoor Unit-Air-Source) | 38MURAQ30AB3* |  |  | CAP**4321AL* | 912SE42060M17*** | 30400 | 15.2 | 8.1 | 33400 | 26400 | 79.04% | 1.84 | 0 | 9 |  |  |  | No | R-410A | 2.5333 | Residential & Commercial | No
216410786 | Central HP <5.4 tons | YORK | HRCU-A-CB (Split System: Heat Pump with Remote Outdoor Unit-Air-Source) | HMH72B361 |  |  | XAHC36DBCN1 | Y92E060B12SMPS1 | 34000 | 16.5 | 8.5 | 33800 | 23800 | 70.41% | 2 | 0 | 8.5 |  |  |  | No | R-410A | 2.8333 | Residential & Commercial | No
212984960 | Central HP <5.4 tons | BRYANT HEATING AND COOLING SYSTEMS | HRCU-A-CB (Split System: Heat Pump with Remote Outdoor Unit-Air-Source) | 38MURAQ30AB3* |  |  | CAP**3621AL* | 912SE60080M21*** | 30000 | 15.2 | 8.1 | 34400 | 28000 | 81.4% | 1.78 | 0 | 9 |  |  |  | No | R-410A | 2.5 | Residential & Commercial | No
212981323 | Central HP <5.4 tons | COMFORTMAKER | HRCU-A-CB (Split System: Heat Pump with Remote Outdoor Unit-Air-Source) | DLCURAH30ABK |  |  | EA*4X42L24A* | *80MS(N,L)1552420A* | 29800 | 15.2 | 8.1 | 34200 | 27600 | 80.7% | 1.8 | 0 | 9 |  |  |  | No | R-410A | 2.4833 | Residential & Commercial | No
212984542 | Central HP <5.4 tons | BRYANT HEATING AND COOLING SYSTEMS | HRCU-A-CB (Split System: Heat Pump with Remote Outdoor Unit-Air-Source) | 38MURAQ30AB3* |  |  | CNPV*4217AL* | 912SE48080M17*** | 30000 | 15.2 | 8.1 | 34000 | 27200 | 80% | 1.82 | 0 | 9 |  |  |  | No | R-410A | 2.5 | Residential & Commercial | No
211712940 | Central HP <5.4 tons | TEMPSTAR | HRCU-A-CB (Split System: Heat Pump with Remote Outdoor Unit-Air-Source) | DLCURAH30ABK |  |  | EA*4X42L24A* | *80ES(N,L)1552420A* | 29800 | 15.2 | 8.1 | 33800 | 27200 | 80.47% | 1.78 | 0 | 9 |  |  |  | No | R-410A | 2.4833 | Residential & Commercial | No
215864694 | Central HP <5.4 tons | AMERICAN STANDARD | HRCU-A-CB (Split System: Heat Pump with Remote Outdoor Unit-Air-Source) | 5A6V8X60A1 |  |  | 5PX*D008AS3 | S9V2D120D5PSC+LRP | 50000 | 18.1 | 8.5 | 53500 | 39000 | 72.9% | 1.9 | 0 | 9.5 |  |  |  | No | R-454B | 4.1667 | Residential & Commercial | No
215864758 | Central HP <5.4 tons | AMERICAN STANDARD | HRCU-A-CB (Split System: Heat Pump with Remote Outdoor Unit-Air-Source) | 5A6V8X60A1 |  |  | 5TXCD010AS3 | *DHMD120CCV5+LRP | 50500 | 17.5 | 8.5 | 52500 | 38000 | 72.38% | 1.9 | 0 | 9.8 |  |  |  | No | R-454B | 4.2083 | Residential & Commercial | No
213296535 | Central HP <5.4 tons | YORK | HRCU-A-CB (Split System: Heat Pump with Remote Outdoor Unit-Air-Source) | HMH72B341 |  |  | XAFC36DXXN1+TXV | Y81E120C16SMPS1 | 34000 | 18 | 8.5 | 33400 | 24400 | 73.05% | 2.12 | 0 | 9.5 |  |  |  | No | R-410A | 2.8333 | Residential & Commercial | No
213296632 | Central HP <5.4 tons | YORK | HRCU-A-CB (Split System: Heat Pump with Remote Outdoor Unit-Air-Source) | HMH72B341 |  |  | XAHC30CXXN1+TXV | Y81E100B12LMPS1 | 32000 | 17.5 | 8.1 | 32200 | 22600 | 70.19% | 2 | 0 | 9.5 |  |  |  | No | R-410A | 2.6667 | Residential & Commercial | No
213296534 | Central HP <5.4 tons | YORK | HRCU-A-CB (Split System: Heat Pump with Remote Outdoor Unit-Air-Source) | HMH72B341 |  |  | XAFC36DBCN1 | Y81E120C20LMPS1 | 34000 | 17.5 | 8.5 | 34000 | 24600 | 72.35% | 2.12 | 0 | 9.5 |  |  |  | No | R-410A | 2.8333 | Residential & Commercial | No
213296582 | Central HP <5.4 tons | YORK | HRCU-A-CB (Split System: Heat Pump with Remote Outdoor Unit-Air-Source) | HMH72B341 |  |  | XAFC48FXXN1+TXV | Y81E120C16SMPS1 | 34000 | 16.5 | 8.5 | 32800 | 23400 | 71.34% | 2.1 | 0 | 9.5 |  |  |  | No | R-410A | 2.8333 | Residential & Commercial | No
213296583 | Central HP <5.4 tons | YORK | HRCU-A-CB (Split System: Heat Pump with Remote Outdoor Unit-Air-Source) | HMH72B341 |  |  | XAFC48FXXN1+TXV | Y81E120C16LMPS1 | 34000 | 16.5 | 8.5 | 32800 | 23400 | 71.34% | 2.1 | 0 | 9.5 |  |  |  | No | R-410A | 2.8333 | Residential & Commercial | No
213296649 | Central HP <5.4 tons | YORK | HRCU-A-CB (Split System: Heat Pump with Remote Outdoor Unit-Air-Source) | HMH72B341 |  |  | XAFB36DBCN1 | Y92E060B12SMPS1 | 33800 | 17.5 | 8.5 | 33400 | 23400 | 70.06% | 2 | 0 | 9.5 |  |  |  | No | R-410A | 2.8167 | Residential & Commercial | No
211227295 | Central HP <5.4 tons | BRYANT HEATING AND COOLING SYSTEMS | HRCU-A-CB (Split System: Heat Pump with Remote Outdoor Unit-Air-Source) | 38MURAQ36AB3* |  |  | CAP**4221AL* | 8(0,1)*SA36070E17*** | 35600 | 15.2 | 8.1 | 39500 | 35200 | 89.11% | 1.88 | 0 | 9.5 |  |  |  | No | R-410A | 2.9667 | Residential & Commercial | No
211227318 | Central HP <5.4 tons | BRYANT HEATING AND COOLING SYSTEMS | HRCU-A-CB (Split System: Heat Pump with Remote Outdoor Unit-Air-Source) | 38MURAQ36AB3* |  |  | CAP**4221AL* | 8(0,1)*SA48070E21*** | 35200 | 16 | 8.1 | 38500 | 35000 | 90.91% | 1.88 | 0 | 9.5 |  |  |  | No | R-410A | 2.9333 | Residential & Commercial | No
212986570 | Central HP <5.4 tons | TEMPSTAR | HRCU-A-CB (Split System: Heat Pump with Remote Outdoor Unit-Air-Source) | DLCURAH24ABK |  |  | EA*4X36L17A* | *96MSN0401712A* | 23400 | 16 | 8.5 | 26200 | 24200 | 92.37% | 2 | 0 | 9.5 |  |  |  | No | R-410A | 1.95 | Residential & Commercial | No
211377542 | Central HP <5.4 tons | YORK | HRCU-A-CB (Split System: Heat Pump with Remote Outdoor Unit-Air-Source) | HMH72B341 |  |  | XAHC36DXXN1+TXV | YP9C080C16MP13 | 33400 | 17 | 8.1 | 33200 | 23400 | 70.48% | 2.04 | 0 | 9.5 |  |  |  | No | R-410A | 2.7833 | Residential & Commercial | No
211377559 | Central HP <5.4 tons | YORK | HRCU-A-CB (Split System: Heat Pump with Remote Outdoor Unit-Air-Source) | HMH72B341 |  |  | XAHC30CXXN1+TXV | YP9C080C16MP13 | 32200 | 16.5 | 8.1 | 32800 | 23000 | 70.12% | 2 | 0 | 9.5 |  |  |  | No | R-410A | 2.6833 | Residential & Commercial | No
211377725 | Central HP <5.4 tons | YORK | HRCU-A-CB (Split System: Heat Pump with Remote Outdoor Unit-Air-Source) | HMH72B341 |  |  | XAHB36DXXN1+TXV | TP9C060B12MP13 | 32800 | 17 | 8.1 | 33000 | 23400 | 70.91% | 1.98 | 0 | 9.5 |  |  |  | No | R-410A | 2.7333 | Residential & Commercial | No
211377860 | Central HP <5.4 tons | YORK | HRCU-A-CB (Split System: Heat Pump with Remote Outdoor Unit-Air-Source) | HMH72B341 |  |  | XAHC30CXXN1+TXV | TM9E080C16MP12 | 32800 | 17.5 | 8.1 | 33400 | 23400 | 70.06% | 2 | 0 | 9 |  |  |  | No | R-410A | 2.7333 | Residential & Commercial | No
211377875 | Central HP <5.4 tons | YORK | HRCU-A-CB (Split System: Heat Pump with Remote Outdoor Unit-Air-Source) | HMH72B341 |  |  | XAHB36DXXN1+TXV | TM9E080B12MP12 | 33200 | 17 | 8.1 | 33200 | 23400 | 70.48% | 2 | 0 | 9.5 |  |  |  | No | R-410A | 2.7667 | Residential & Commercial | No
211378008 | Central HP <5.4 tons | YORK | HRCU-A-CB (Split System: Heat Pump with Remote Outdoor Unit-Air-Source) | HMH72B341 |  |  | XAFC30CXXN1+TXV | TM8Y120C20MP11 | 33600 | 18 | 8.5 | 33600 | 23600 | 70.24% | 2.06 | 0 | 9.5 |  |  |  | No | R-410A | 2.8 | Residential & Commercial | No
210791259 | Central HP <5.4 tons | DAIKIN | HRCU-A-CB (Split System: Heat Pump with Remote Outdoor Unit-Air-Source) | DZ6VSA3610A* |  |  | DV35FECC14A* |  | 31000 | 16.3 | 8.2 | 27400 | 19700 | 71.9% | 1.86 | 9.3 | 8.7 |  |  |  | No | R-410A | 2.5833 | Residential & Commercial | No
212978072 | Central HP <5.4 tons | DAY & NIGHT | HRCU-A-CB (Split System: Heat Pump with Remote Outdoor Unit-Air-Source) | DLCURAH30ABK |  |  | END4X42L17** | *80MS(N,L)0701412A* | 29800 | 15.2 | 8.1 | 34000 | 27200 | 80% | 1.82 | 0 | 9 |  |  |  | No | R-410A | 2.4833 | Residential & Commercial | No
211228109 | Central HP <5.4 tons | BRYANT HEATING AND COOLING SYSTEMS | HRCU-A-CB (Split System: Heat Pump with Remote Outdoor Unit-Air-Source) | 38MURAQ36AB3* |  |  | CAP**4224AL* | 926TB60080V21*** | 35000 | 16 | 8.1 | 38500 | 35000 | 90.91% | 1.86 | 0 | 9.5 |  |  |  | No | R-410A | 2.9167 | Residential & Commercial | No
211227396 | Central HP <5.4 tons | BRYANT HEATING AND COOLING SYSTEMS | HRCU-A-CB (Split System: Heat Pump with Remote Outdoor Unit-Air-Source) | 38MURAQ36AB3* |  |  | CAP**4221AL* | 82*SA60070V21*** | 35400 | 16 | 8.1 | 38500 | 35000 | 90.91% | 1.88 | 0 | 9.5 |  |  |  | No | R-410A | 2.95 | Residential & Commercial | No
215674036 | Central HP <5.4 tons | HEIL | HRCU-A-CB (Split System: Heat Pump with Remote Outdoor Unit-Air-Source) | H5H0V48*K*AAA* |  |  | EA*5X48M21A*+WALLCON | *80CTL0702120B* | 44000 | 17.5 | 9 | 48500 | 34200 | 70.52% | 2.06 | 0 | 9.5 |  |  |  | No | R-454B | 3.6667 | Residential & Commercial | No
215674406 | Central HP <5.4 tons | HEIL | HRCU-A-CB (Split System: Heat Pump with Remote Outdoor Unit-Air-Source) | H5H0V48*K*AAA* |  |  | EA*5X61M21A*+WALLCON | *97CMN0602120B* | 45500 | 17.5 | 9 | 48000 | 34200 | 71.25% | 2.06 | 0 | 9.5 |  |  |  | No | R-454B | 3.7917 | Residential & Commercial | No
212383010 | Central HP <5.4 tons | BRYANT HEATING AND COOLING SYSTEMS | HRCU-A-CB (Split System: Heat Pump with Remote Outdoor Unit-Air-Source) | 38MURAQ36AB3* |  |  | CAP**3617AL* | 912SD36060E14*** | 35400 | 15.2 | 8.1 | 39500 | 35400 | 89.62% | 1.82 | 0 | 9.5 |  |  |  | No | R-410A | 2.95 | Residential & Commercial | No
212972897 | Central HP <5.4 tons | DAY & NIGHT | HRCU-A-CB (Split System: Heat Pump with Remote Outdoor Unit-Air-Source) | DLCURAH24ABK |  |  | EA*4X24L14A* | *96VSN0401410B* | 23200 | 16 | 8.5 | 27000 | 26800 | 99.26% | 2.26 | 0 | 9.5 |  |  |  | No | R-410A | 1.9333 | Residential & Commercial | No
211378061 | Central HP <5.4 tons | YORK | HRCU-A-CB (Split System: Heat Pump with Remote Outdoor Unit-Air-Source) | HMH72B341 |  |  | XAHB36DBCN1 | TM8Y080B12MP11 | 33000 | 17.5 | 8.1 | 32800 | 23000 | 70.12% | 2 | 0 | 9.5 |  |  |  | No | R-410A | 2.75 | Residential & Commercial | No
211378094 | Central HP <5.4 tons | YORK | HRCU-A-CB (Split System: Heat Pump with Remote Outdoor Unit-Air-Source) | HMH72B341 |  |  | XAHB36DBCN1 | TM8Y060A12MP11 | 32800 | 17.5 | 8.1 | 32600 | 23000 | 70.55% | 1.98 | 0 | 9.5 |  |  |  | No | R-410A | 2.7333 | Residential & Commercial | No
211378160 | Central HP <5.4 tons | YORK | HRCU-A-CB (Split System: Heat Pump with Remote Outdoor Unit-Air-Source) | HMH72B341 |  |  | XAHC30CXXN1+TXV | TPLC080C16MP13 | 32400 | 17 | 8.1 | 32400 | 22800 | 70.37% | 2 | 0 | 9.5 |  |  |  | No | R-410A | 2.7 | Residential & Commercial | No
211378278 | Central HP <5.4 tons | YORK | HRCU-A-CB (Split System: Heat Pump with Remote Outdoor Unit-Air-Source) | HMH72B341 |  |  | XAHB30CXXN1+TXV | TM8V080B12MP12 | 31600 | 16.5 | 8.1 | 32800 | 23000 | 70.12% | 1.96 | 0 | 9 |  |  |  | No | R-410A | 2.6333 | Residential & Commercial | No
211378377 | Central HP <5.4 tons | YORK | HRCU-A-CB (Split System: Heat Pump with Remote Outdoor Unit-Air-Source) | HMH72B341 |  |  | XAHB36DBCN1 | TPLC060A12MP13 | 33400 | 16.5 | 8.1 | 33600 | 23800 | 70.83% | 2.02 | 0 | 9.5 |  |  |  | No | R-410A | 2.7833 | Residential & Commercial | No
211378411 | Central HP <5.4 tons | YORK | HRCU-A-CB (Split System: Heat Pump with Remote Outdoor Unit-Air-Source) | HMH72B341 |  |  | XAUB36DXXN1+TXV | TM8V060A12MP12 | 34000 | 17.5 | 8.1 | 34000 | 24200 | 71.18% | 2.06 | 0 | 9.5 |  |  |  | No | R-410A | 2.8333 | Residential & Commercial | No
211378426 | Central HP <5.4 tons | YORK | HRCU-A-CB (Split System: Heat Pump with Remote Outdoor Unit-Air-Source) | HMH72B341 |  |  | XAFB36DBCN1 | YPLC060A12MP13 | 34000 | 17.5 | 8.1 | 34000 | 24200 | 71.18% | 2.06 | 0 | 9.5 |  |  |  | No | R-410A | 2.8333 | Residential & Commercial | No
211378444 | Central HP <5.4 tons | YORK | HRCU-A-CB (Split System: Heat Pump with Remote Outdoor Unit-Air-Source) | HMH72B341 |  |  | XAUB30CXXN1+TXV | TM8V060A12MP12 | 32800 | 17.5 | 8.1 | 33400 | 23400 | 70.06% | 2.02 | 0 | 9.5 |  |  |  | No | R-410A | 2.7333 | Residential & Commercial | No
211378576 | Central HP <5.4 tons | YORK | HRCU-A-CB (Split System: Heat Pump with Remote Outdoor Unit-Air-Source) | HMH72B341 |  |  | XAFC30CXXN1+TXV | TM8E100B12MP11 | 32800 | 17.5 | 8.1 | 33400 | 23400 | 70.06% | 2.04 | 0 | 9.5 |  |  |  | No | R-410A | 2.7333 | Residential & Commercial | No
211378644 | Central HP <5.4 tons | YORK | HRCU-A-CB (Split System: Heat Pump with Remote Outdoor Unit-Air-Source) | HMH72B341 |  |  | XAHC36DXXN1+TXV | TM8E080B12MP11 | 33400 | 17.5 | 8.1 | 33200 | 23400 | 70.48% | 2.02 | 0 | 9.5 |  |  |  | No | R-410A | 2.7833 | Residential & Commercial | No
211378659 | Central HP <5.4 tons | YORK | HRCU-A-CB (Split System: Heat Pump with Remote Outdoor Unit-Air-Source) | HMH72B341 |  |  | XAHC30CXXN1+TXV | TMLE080B12MP11 | 32200 | 17 | 8.1 | 33000 | 23200 | 70.3% | 1.98 | 0 | 9 |  |  |  | No | R-410A | 2.6833 | Residential & Commercial | No
211228673 | Central HP <5.4 tons | TEMPSTAR | HRCU-A-CB (Split System: Heat Pump with Remote Outdoor Unit-Air-Source) | DLCURAH36ABK |  |  | EA*4X43L21A* | OLV098A12* | 36200 | 15.2 | 8.5 | 38500 | 35000 | 90.91% | 2.06 | 0 | 9.5 |  |  |  | No | R-410A | 3.0167 | Residential & Commercial | No
215684009 | Central HP <5.4 tons | CARRIER | HRCU-A-CB (Split System: Heat Pump with Remote Outdoor Unit-Air-Source) | 27VNA036A*030* |  |  | CSAH*3612AM*+UI | 58CU*A060C17**16 | 33600 | 16.5 | 8.5 | 35800 | 25600 | 71.51% | 1.76 | 0 | 9.5 |  |  |  | No | R-454B | 2.8 | Residential & Commercial | No
215684045 | Central HP <5.4 tons | CARRIER | HRCU-A-CB (Split System: Heat Pump with Remote Outdoor Unit-Air-Source) | 27VNA036A*030* |  |  | CSAH*3612AM*+UI | 59MN7C120C24**22 | 33800 | 16.5 | 8.5 | 35800 | 25400 | 70.95% | 1.76 | 0 | 9.5 |  |  |  | No | R-454B | 2.8167 | Residential & Commercial | No
211378694 | Central HP <5.4 tons | YORK | HRCU-A-CB (Split System: Heat Pump with Remote Outdoor Unit-Air-Source) | HMH72B341 |  |  | XAFB36DXXN1+TXV | TM8E080B12MP11 | 34000 | 18 | 8.1 | 34000 | 24400 | 71.76% | 2.06 | 0 | 9.5 |  |  |  | No | R-410A | 2.8333 | Residential & Commercial | No
211378709 | Central HP <5.4 tons | YORK | HRCU-A-CB (Split System: Heat Pump with Remote Outdoor Unit-Air-Source) | HMH72B341 |  |  | XAUB36DXXN1+TXV | TMLE080B12MP11 | 34000 | 18 | 8.1 | 34000 | 24400 | 71.76% | 2.06 | 0 | 9.5 |  |  |  | No | R-410A | 2.8333 | Residential & Commercial | No
211378760 | Central HP <5.4 tons | YORK | HRCU-A-CB (Split System: Heat Pump with Remote Outdoor Unit-Air-Source) | HMH72B341 |  |  | XAUB30CXXN1+TXV | TM8E060A12MP11 | 32800 | 17.5 | 8.1 | 33400 | 23400 | 70.06% | 2.02 | 0 | 9.5 |  |  |  | No | R-410A | 2.7333 | Residential & Commercial | No
211379164 | Central HP <5.4 tons | YORK | HRCU-A-CB (Split System: Heat Pump with Remote Outdoor Unit-Air-Source) | HMH72B341 |  |  | XAUC48FXXN1+TXV | TP9C100C20MP13 | 34000 | 16.5 | 8.5 | 33000 | 24200 | 73.33% | 2.1 | 0 | 9 |  |  |  | No | R-410A | 2.8333 | Residential & Commercial | No
211379246 | Central HP <5.4 tons | YORK | HRCU-A-CB (Split System: Heat Pump with Remote Outdoor Unit-Air-Source) | HMH72B341 |  |  | XAUC48FXXN1+TXV | YP9C100C16MP13 | 33800 | 16.5 | 8.5 | 32400 | 23800 | 73.46% | 2.08 | 0 | 9.5 |  |  |  | No | R-410A | 2.8167 | Residential & Commercial | No
211379361 | Central HP <5.4 tons | YORK | HRCU-A-CB (Split System: Heat Pump with Remote Outdoor Unit-Air-Source) | HMH72B341 |  |  | XAUC48FXXN1+TXV | TM9V080B12MP12 | 33400 | 16.5 | 8.5 | 32600 | 24000 | 73.62% | 2.06 | 0 | 9 |  |  |  | No | R-410A | 2.7833 | Residential & Commercial | No
211379545 | Central HP <5.4 tons | YORK | HRCU-A-CB (Split System: Heat Pump with Remote Outdoor Unit-Air-Source) | HMH72B341 |  |  | XAFC48FBCN1 | TM8Y100C20MP11 | 34000 | 16.5 | 8.5 | 33000 | 24200 | 73.33% | 2.1 | 0 | 9.5 |  |  |  | No | R-410A | 2.8333 | Residential & Commercial | No
211377859 | Central HP <5.4 tons | YORK | HRCU-A-CB (Split System: Heat Pump with Remote Outdoor Unit-Air-Source) | HMH72B341 |  |  | XAHC36DBCN1 | TM9E080C16MP12 | 34000 | 17.5 | 8.1 | 34000 | 24400 | 71.76% | 2.06 | 0 | 9.5 |  |  |  | No | R-410A | 2.8333 | Residential & Commercial | No
213607817 | Central HP <5.4 tons | COMFORTMAKER | HRCU-A-CB (Split System: Heat Pump with Remote Outdoor Unit-Air-Source) | DLCURAH60ABK |  |  | FTMA4B60L0D* |  | 55000 | 15.2 | 8.1 | 52500 | 48000 | 91.43% | 1.84 | 0 | 8.5 |  |  |  | No | R-410A | 4.5833 | Residential & Commercial | No
215683659 | Central HP <5.4 tons | CARRIER | HRCU-A-CB (Split System: Heat Pump with Remote Outdoor Unit-Air-Source) | 27VNA024A*030* |  |  | CAA**3617AM*+UI | 59TN6C040C14**10 | 22600 | 16 | 8.5 | 24200 | 17000 | 70.25% | 1.84 | 0 | 9.5 |  |  |  | No | R-454B | 1.8833 | Residential & Commercial | No
215674016 | Central HP <5.4 tons | HEIL | HRCU-A-CB (Split System: Heat Pump with Remote Outdoor Unit-Air-Source) | H5H0V48*K*AAA* |  |  | EA*5X48M21A*+WALLCON | *80CTL0451712B* | 43500 | 17 | 9 | 49000 | 35000 | 71.43% | 2.02 | 0 | 9 |  |  |  | No | R-454B | 3.625 | Residential & Commercial | No
213077917 | Central HP <5.4 tons | COMFORTMAKER | HRCU-A-CB (Split System: Heat Pump with Remote Outdoor Unit-Air-Source) | DLCURAH36ABK |  |  | EA*4X36L17A* | *80MS(N,L)0701712A* | 35000 | 16 | 8.1 | 38500 | 35200 | 91.43% | 1.82 | 0 | 9.5 |  |  |  | No | R-410A | 2.9167 | Residential & Commercial | No
213078086 | Central HP <5.4 tons | COMFORTMAKER | HRCU-A-CB (Split System: Heat Pump with Remote Outdoor Unit-Air-Source) | DLCURAH36ABK |  |  | EA*4X42L21A* | *80MS(N,L)0701716A* | 35000 | 16 | 8.1 | 38500 | 35000 | 90.91% | 1.88 | 0 | 9.5 |  |  |  | No | R-410A | 2.9167 | Residential & Commercial | No
211377957 | Central HP <5.4 tons | YORK | HRCU-A-CB (Split System: Heat Pump with Remote Outdoor Unit-Air-Source) | HMH72B341 |  |  | XAFB36DXXN1+TXV | TM9E060A10MP12 | 33600 | 17.5 | 8.1 | 33800 | 23800 | 70.41% | 2.02 | 0 | 9.5 |  |  |  | No | R-410A | 2.8 | Residential & Commercial | No
211378242 | Central HP <5.4 tons | YORK | HRCU-A-CB (Split System: Heat Pump with Remote Outdoor Unit-Air-Source) | HMH72B341 |  |  | XAHC36DBCN1 | TM8V080B12MP12 | 32800 | 16.5 | 8.1 | 32800 | 23200 | 70.73% | 1.98 | 0 | 9.5 |  |  |  | No | R-410A | 2.7333 | Residential & Commercial | No
211378994 | Central HP <5.4 tons | YORK | HRCU-A-CB (Split System: Heat Pump with Remote Outdoor Unit-Air-Source) | HMH72B341 |  |  | XAHC48FBCN1 | TM9Y100C16MP11 | 33200 | 17 | 8.1 | 32400 | 23600 | 72.84% | 2.02 | 0 | 9 |  |  |  | No | R-410A | 2.7667 | Residential & Commercial | No
211379279 | Central HP <5.4 tons | YORK | HRCU-A-CB (Split System: Heat Pump with Remote Outdoor Unit-Air-Source) | HMH72B341 |  |  | XAHC48FBCN1 | TP9C080C16MP13 | 32800 | 16.5 | 8.5 | 31800 | 23200 | 72.96% | 2.02 | 0 | 9 |  |  |  | No | R-410A | 2.7333 | Residential & Commercial | No
211379345 | Central HP <5.4 tons | YORK | HRCU-A-CB (Split System: Heat Pump with Remote Outdoor Unit-Air-Source) | HMH72B341 |  |  | XAHC48FBCN1 | YP9C080B12MP13 | 32800 | 16 | 8.1 | 32200 | 23600 | 73.29% | 2.02 | 0 | 9 |  |  |  | No | R-410A | 2.7333 | Residential & Commercial | No
212977024 | Central HP <5.4 tons | HEIL | HRCU-A-CB (Split System: Heat Pump with Remote Outdoor Unit-Air-Source) | DLCURAH30ABK |  |  | EA*4X37L21A* | *96VTN1002122B* | 30400 | 15.2 | 8.1 | 33400 | 26400 | 79.04% | 1.84 | 0 | 9 |  |  |  | No | R-410A | 2.5333 | Residential & Commercial | No
212988045 | Central HP <5.4 tons | TEMPSTAR | HRCU-A-CB (Split System: Heat Pump with Remote Outdoor Unit-Air-Source) | DLCURAH30ABK |  |  | EA*4X37L21A* | *96MSN1002120A* | 30800 | 15.2 | 8.5 | 33200 | 26200 | 78.92% | 1.84 | 0 | 9 |  |  |  | No | R-410A | 2.5667 | Residential & Commercial | No
213079206 | Central HP <5.4 tons | COMFORTMAKER | HRCU-A-CB (Split System: Heat Pump with Remote Outdoor Unit-Air-Source) | DLCURAH36ABK |  |  | EA*4X36L21A* | *80MSU0802120A* | 34800 | 16.5 | 8.1 | 38500 | 35200 | 91.43% | 1.82 | 0 | 9.5 |  |  |  | No | R-410A | 2.9 | Residential & Commercial | No
213079338 | Central HP <5.4 tons | COMFORTMAKER | HRCU-A-CB (Split System: Heat Pump with Remote Outdoor Unit-Air-Source) | DLCURAH36ABK |  |  | EA*4X36L17A* | *92MSN0601412A* | 35000 | 15.5 | 8.1 | 38500 | 35200 | 91.43% | 1.82 | 0 | 9.5 |  |  |  | No | R-410A | 2.9167 | Residential & Commercial | No
213079524 | Central HP <5.4 tons | COMFORTMAKER | HRCU-A-CB (Split System: Heat Pump with Remote Outdoor Unit-Air-Source) | DLCURAH36ABK |  |  | EA*4X36L21A* | *92MSN0801716A* | 35200 | 16 | 8.1 | 38500 | 35200 | 91.43% | 1.82 | 0 | 9.5 |  |  |  | No | R-410A | 2.9333 | Residential & Commercial | No
213079841 | Central HP <5.4 tons | COMFORTMAKER | HRCU-A-CB (Split System: Heat Pump with Remote Outdoor Unit-Air-Source) | DLCURAH36ABK |  |  | EA*4X36L21A* | *92MSN1002122A* | 35200 | 16 | 8.1 | 38500 | 35200 | 91.43% | 1.84 | 0 | 9.5 |  |  |  | No | R-410A | 2.9333 | Residential & Commercial | No
216410830 | Central HP <5.4 tons | YORK | HRCU-A-CB (Split System: Heat Pump with Remote Outdoor Unit-Air-Source) | HMH72B341 |  |  | XAHB36DBCN1 | Y92E060B12SMPS1 | 33000 | 17 | 8.5 | 33400 | 23400 | 70.06% | 2 | 0 | 9.5 |  |  |  | No | R-410A | 2.75 | Residential & Commercial | No
212983132 | Central HP <5.4 tons | AIRQUEST | HRCU-A-CB (Split System: Heat Pump with Remote Outdoor Unit-Air-Source) | DLCURAH24ABK |  |  | EA*4X24L17A* | *92MSN0401712A* | 23200 | 15.5 | 8.5 | 27000 | 26600 | 98.52% | 2.24 | 0 | 9.5 |  |  |  | No | R-410A | 1.9333 | Residential & Commercial | No
212989535 | Central HP <5.4 tons | TEMPSTAR | HRCU-A-CB (Split System: Heat Pump with Remote Outdoor Unit-Air-Source) | DLCURAH30ABK |  |  | EA*4X37L21A* | *95MSU0802120A* | 30600 | 15.2 | 8.1 | 33400 | 26400 | 79.04% | 1.86 | 0 | 9 |  |  |  | No | R-410A | 2.55 | Residential & Commercial | No
211713403 | Central HP <5.4 tons | TEMPSTAR | HRCU-A-CB (Split System: Heat Pump with Remote Outdoor Unit-Air-Source) | DLCURAH30ABK |  |  | EA*4X43L21A* | *80ESU0601716A | 31200 | 15.2 | 8.5 | 33400 | 26000 | 77.84% | 1.86 | 0 | 9 |  |  |  | No | R-410A | 2.6 | Residential & Commercial | No
211377993 | Central HP <5.4 tons | YORK | HRCU-A-CB (Split System: Heat Pump with Remote Outdoor Unit-Air-Source) | HMH72B341 |  |  | XAHC30CXXN1+TXV | TM8Y100C20MP11 | 32800 | 17 | 8.1 | 32800 | 23000 | 70.12% | 2.02 | 0 | 9.5 |  |  |  | No | R-410A | 2.7333 | Residential & Commercial | No
211378091 | Central HP <5.4 tons | YORK | HRCU-A-CB (Split System: Heat Pump with Remote Outdoor Unit-Air-Source) | HMH72B341 |  |  | XAHB36DXXN1+TXV | TM8Y060A12MP11 | 32800 | 17.5 | 8.1 | 32600 | 23000 | 70.55% | 1.98 | 0 | 9.5 |  |  |  | No | R-410A | 2.7333 | Residential & Commercial | No
211378124 | Central HP <5.4 tons | YORK | HRCU-A-CB (Split System: Heat Pump with Remote Outdoor Unit-Air-Source) | HMH72B341 |  |  | XAHC36DXXN1+TXV | TPLC100C16MP13 | 34000 | 17 | 8.1 | 34000 | 24600 | 72.35% | 2.08 | 0 | 9.5 |  |  |  | No | R-410A | 2.8333 | Residential & Commercial | No
211378275 | Central HP <5.4 tons | YORK | HRCU-A-CB (Split System: Heat Pump with Remote Outdoor Unit-Air-Source) | HMH72B341 |  |  | XAHB36DBCN1 | YPLC080B12MP13 | 32800 | 16.5 | 8.1 | 33000 | 23400 | 70.91% | 1.98 | 0 | 9.5 |  |  |  | No | R-410A | 2.7333 | Residential & Commercial | No
211378362 | Central HP <5.4 tons | YORK | HRCU-A-CB (Split System: Heat Pump with Remote Outdoor Unit-Air-Source) | HMH72B341 |  |  | XAHB36DXXN1+TXV | TMLV060A12MP12 | 33400 | 16.5 | 8.1 | 33600 | 23800 | 70.83% | 2.02 | 0 | 9.5 |  |  |  | No | R-410A | 2.7833 | Residential & Commercial | No
211378392 | Central HP <5.4 tons | YORK | HRCU-A-CB (Split System: Heat Pump with Remote Outdoor Unit-Air-Source) | HMH72B341 |  |  | XAHB30CXXN1+TXV | YPLC060A12MP13 | 32000 | 17 | 8.1 | 32800 | 23000 | 70.12% | 1.98 | 0 | 9.5 |  |  |  | No | R-410A | 2.6667 | Residential & Commercial | No
211378543 | Central HP <5.4 tons | YORK | HRCU-A-CB (Split System: Heat Pump with Remote Outdoor Unit-Air-Source) | HMH72B341 |  |  | XAHC30CXXN1+TXV | TMLE100B12MP11 | 32000 | 17.5 | 8.1 | 32600 | 23000 | 70.55% | 1.98 | 0 | 9.5 |  |  |  | No | R-410A | 2.6667 | Residential & Commercial | No
211378963 | Central HP <5.4 tons | YORK | HRCU-A-CB (Split System: Heat Pump with Remote Outdoor Unit-Air-Source) | HMH72B341 |  |  | XAFA30DXXN1+TXV | TMLE060A12MP11 | 33800 | 17.5 | 8.1 | 33800 | 23800 | 70.41% | 2.04 | 0 | 9.5 |  |  |  | No | R-410A | 2.8167 | Residential & Commercial | No
211379212 | Central HP <5.4 tons | YORK | HRCU-A-CB (Split System: Heat Pump with Remote Outdoor Unit-Air-Source) | HMH72B341 |  |  | XAFD48FXXN1+TXV | TP9C100C16MP13 | 33800 | 16.5 | 8.5 | 32400 | 23600 | 72.84% | 2.08 | 0 | 9.5 |  |  |  | No | R-410A | 2.8167 | Residential & Commercial | No
211379330 | Central HP <5.4 tons | YORK | HRCU-A-CB (Split System: Heat Pump with Remote Outdoor Unit-Air-Source) | HMH72B341 |  |  | XAHC48FXXN1+TXV | TM9V080B12MP12 | 32800 | 16 | 8.1 | 32200 | 23600 | 73.29% | 2.02 | 0 | 9 |  |  |  | No | R-410A | 2.7333 | Residential & Commercial | No
211379381 | Central HP <5.4 tons | YORK | HRCU-A-CB (Split System: Heat Pump with Remote Outdoor Unit-Air-Source) | HMH72B341 |  |  | XAHC48FXXN1+TXV | YP9C060B12MP13 | 32400 | 16 | 8.1 | 32000 | 23400 | 73.12% | 2 | 0 | 9 |  |  |  | No | R-410A | 2.7 | Residential & Commercial | No
211379531 | Central HP <5.4 tons | YORK | HRCU-A-CB (Split System: Heat Pump with Remote Outdoor Unit-Air-Source) | HMH72B341 |  |  | XAFD48FBCN1 | TM8Y100C20MP11 | 34000 | 16.5 | 8.5 | 34000 | 24200 | 71.18% | 2.1 | 0 | 9.5 |  |  |  | No | R-410A | 2.8333 | Residential & Commercial | No
211379548 | Central HP <5.4 tons | YORK | HRCU-A-CB (Split System: Heat Pump with Remote Outdoor Unit-Air-Source) | HMH72B341 |  |  | XAUC48FXXN1+TXV | TM8Y100C20MP11 | 34000 | 16.5 | 8.5 | 33000 | 24200 | 73.33% | 2.1 | 0 | 9.5 |  |  |  | No | R-410A | 2.8333 | Residential & Commercial | No
211379565 | Central HP <5.4 tons | YORK | HRCU-A-CB (Split System: Heat Pump with Remote Outdoor Unit-Air-Source) | HMH72B341 |  |  | XAHC48FXXN1+TXV | TM8Y080C16MP11 | 33600 | 17 | 8.1 | 32600 | 24000 | 73.62% | 2.04 | 0 | 9 |  |  |  | No | R-410A | 2.8 | Residential & Commercial | No
211379579 | Central HP <5.4 tons | YORK | HRCU-A-CB (Split System: Heat Pump with Remote Outdoor Unit-Air-Source) | HMH72B341 |  |  | XAFD48FBCN1 | TM8Y100C16MP11 | 34000 | 17.5 | 8.5 | 33200 | 24400 | 73.49% | 2.08 | 0 | 9 |  |  |  | No | R-410A | 2.8333 | Residential & Commercial | No
211379596 | Central HP <5.4 tons | YORK | HRCU-A-CB (Split System: Heat Pump with Remote Outdoor Unit-Air-Source) | HMH72B341 |  |  | XAFC48FBCN1 | TM8Y080C16MP11 | 34000 | 17.5 | 8.5 | 33200 | 24400 | 73.49% | 2.08 | 0 | 9 |  |  |  | No | R-410A | 2.8333 | Residential & Commercial | No
211379630 | Central HP <5.4 tons | YORK | HRCU-A-CB (Split System: Heat Pump with Remote Outdoor Unit-Air-Source) | HMH72B341 |  |  | XAHC48FXXN1+TXV | TPLC120C20MP13 | 33800 | 16.5 | 8.5 | 32400 | 23800 | 73.46% | 2.06 | 0 | 9 |  |  |  | No | R-410A | 2.8167 | Residential & Commercial | No
211379664 | Central HP <5.4 tons | YORK | HRCU-A-CB (Split System: Heat Pump with Remote Outdoor Unit-Air-Source) | HMH72B341 |  |  | XAHD48FXXN1+TXV | TMLV100C16MP12 | 33600 | 16 | 8.5 | 32400 | 23800 | 73.46% | 2.06 | 0 | 9 |  |  |  | No | R-410A | 2.8 | Residential & Commercial | No
211379797 | Central HP <5.4 tons | YORK | HRCU-A-CB (Split System: Heat Pump with Remote Outdoor Unit-Air-Source) | HMH72B341 |  |  | XAFC48FXXN1+TXV | YPLC100C16MP13 | 34000 | 16.5 | 8.5 | 33200 | 24400 | 73.49% | 2.1 | 0 | 9 |  |  |  | No | R-410A | 2.8333 | Residential & Commercial | No
211379863 | Central HP <5.4 tons | YORK | HRCU-A-CB (Split System: Heat Pump with Remote Outdoor Unit-Air-Source) | HMH72B341 |  |  | XAUC48FXXN1+TXV | TM8V080B12MP12 | 33000 | 16 | 8.1 | 32600 | 24000 | 73.62% | 2.02 | 0 | 9 |  |  |  | No | R-410A | 2.75 | Residential & Commercial | No
211379866 | Central HP <5.4 tons | YORK | HRCU-A-CB (Split System: Heat Pump with Remote Outdoor Unit-Air-Source) | HMH72B341 |  |  | XAFC48FBCN1 | TPLC080B12MP13 | 33000 | 16 | 8.1 | 32600 | 24000 | 73.62% | 2.02 | 0 | 9 |  |  |  | No | R-410A | 2.75 | Residential & Commercial | No
211379881 | Central HP <5.4 tons | YORK | HRCU-A-CB (Split System: Heat Pump with Remote Outdoor Unit-Air-Source) | HMH72B341 |  |  | XAHD48FXXN1+TXV | TMLE120C16MP11 | 33000 | 16.5 | 8.5 | 31800 | 23200 | 72.96% | 2.04 | 0 | 9.5 |  |  |  | No | R-410A | 2.75 | Residential & Commercial | No
211379946 | Central HP <5.4 tons | YORK | HRCU-A-CB (Split System: Heat Pump with Remote Outdoor Unit-Air-Source) | HMH72B341 |  |  | XAHC48FBCN1 | TM8E100C16MP11 | 33000 | 17 | 8.5 | 31800 | 23200 | 72.96% | 2.04 | 0 | 9.5 |  |  |  | No | R-410A | 2.75 | Residential & Commercial | No
215670356 | Central HP <5.4 tons | CARRIER | HRCU-A-CB (Split System: Heat Pump with Remote Outdoor Unit-Air-Source) | 27VNA036A*030* |  |  | CSAH*4812AM*+UI | 59TN6C100C21**22 | 34200 | 17 | 8.5 | 35400 | 25200 | 71.19% | 1.9 | 0 | 9.5 |  |  |  | No | R-454B | 2.85 | Residential & Commercial | No
215670506 | Central HP <5.4 tons | CARRIER | HRCU-A-CB (Split System: Heat Pump with Remote Outdoor Unit-Air-Source) | 27VNA036A*030* |  |  | CSAH*6012AM*+UI | 59MN7C060C21**20 | 34400 | 16 | 8.5 | 34800 | 25000 | 71.84% | 1.78 | 0 | 9.5 |  |  |  | No | R-454B | 2.8667 | Residential & Commercial | No
210791260 | Central HP <5.4 tons | DAIKIN | HRCU-A-CB (Split System: Heat Pump with Remote Outdoor Unit-Air-Source) | DZ6VSA4210A* |  |  | DV47FECD14A* |  | 37000 | 16.9 | 8.1 | 34200 | 27400 | 80.12% | 1.88 | 9 | 8.5 |  |  |  | No | R-410A | 3.0833 | Residential & Commercial | No
215670308 | Central HP <5.4 tons | HEIL | HRCU-A-CB (Split System: Heat Pump with Remote Outdoor Unit-Air-Source) | H5H0V36*K*AAA* |  |  | ESH5X48M12A*+WALLCON | *97CMN1002122B* | 34200 | 17 | 8.5 | 35400 | 25200 | 71.19% | 1.9 | 0 | 9.5 |  |  |  | No | R-454B | 2.85 | Residential & Commercial | No
215669814 | Central HP <5.4 tons | HEIL | HRCU-A-CB (Split System: Heat Pump with Remote Outdoor Unit-Air-Source) | H5H0V36*K*AAA* |  |  | ESH5X36M12A*+WALLCON | *80CTL1102120B* | 33800 | 16 | 8.5 | 35600 | 25400 | 71.35% | 1.76 | 0 | 9.5 |  |  |  | No | R-454B | 2.8167 | Residential & Commercial | No
215670014 | Central HP <5.4 tons | HEIL | HRCU-A-CB (Split System: Heat Pump with Remote Outdoor Unit-Air-Source) | H5H0V36*K*AAA* |  |  | ESH5X42M12A*+WALLCON | *80CTL1352422B* | 34000 | 16.5 | 8.5 | 35600 | 25200 | 70.79% | 1.78 | 0 | 9.5 |  |  |  | No | R-454B | 2.8333 | Residential & Commercial | No
215670298 | Central HP <5.4 tons | HEIL | HRCU-A-CB (Split System: Heat Pump with Remote Outdoor Unit-Air-Source) | H5H0V36*K*AAA* |  |  | ESH5X48M12A*+WALLCON | *97CMN0802120B* | 34200 | 16.5 | 8.5 | 35400 | 25200 | 71.19% | 1.88 | 0 | 9.5 |  |  |  | No | R-454B | 2.85 | Residential & Commercial | No
215670398 | Central HP <5.4 tons | HEIL | HRCU-A-CB (Split System: Heat Pump with Remote Outdoor Unit-Air-Source) | H5H0V36*K*AAA* |  |  | ESH5X60M12A*+WALLCON | *80CTL0451712B* | 34200 | 16.5 | 8.5 | 35000 | 25200 | 72% | 1.78 | 0 | 9 |  |  |  | No | R-454B | 2.85 | Residential & Commercial | No
211379949 | Central HP <5.4 tons | YORK | HRCU-A-CB (Split System: Heat Pump with Remote Outdoor Unit-Air-Source) | HMH72B341 |  |  | XAHC48FBCN1 | TMLE100C16MP11 | 33000 | 17 | 8.5 | 31800 | 23200 | 72.96% | 2.04 | 0 | 9.5 |  |  |  | No | R-410A | 2.75 | Residential & Commercial | No
211379980 | Central HP <5.4 tons | YORK | HRCU-A-CB (Split System: Heat Pump with Remote Outdoor Unit-Air-Source) | HMH72B341 |  |  | XAHC48FXXN1+TXV | TM8E100B12MP11 | 32600 | 17 | 8.1 | 31800 | 23200 | 72.96% | 2.02 | 0 | 9 |  |  |  | No | R-410A | 2.7167 | Residential & Commercial | No
211379983 | Central HP <5.4 tons | YORK | HRCU-A-CB (Split System: Heat Pump with Remote Outdoor Unit-Air-Source) | HMH72B341 |  |  | XAHC48FXXN1+TXV | TMLE100B12MP11 | 32600 | 17 | 8.1 | 31800 | 23200 | 72.96% | 2.02 | 0 | 9 |  |  |  | No | R-410A | 2.7167 | Residential & Commercial | No
211379998 | Central HP <5.4 tons | YORK | HRCU-A-CB (Split System: Heat Pump with Remote Outdoor Unit-Air-Source) | HMH72B341 |  |  | XAFC48FBCN1 | TM8E100B12MP11 | 33400 | 17 | 8.5 | 32400 | 23800 | 73.46% | 2.06 | 0 | 9.5 |  |  |  | No | R-410A | 2.7833 | Residential & Commercial | No
211380016 | Central HP <5.4 tons | YORK | HRCU-A-CB (Split System: Heat Pump with Remote Outdoor Unit-Air-Source) | HMH72B341 |  |  | XAHD48FBCN1 | TM8E080C16MP11 | 32800 | 16.5 | 8.5 | 31600 | 23000 | 72.78% | 2.02 | 0 | 9.5 |  |  |  | No | R-410A | 2.7333 | Residential & Commercial | No
211380063 | Central HP <5.4 tons | YORK | HRCU-A-CB (Split System: Heat Pump with Remote Outdoor Unit-Air-Source) | HMH72B341 |  |  | XAHC48FXXN1+TXV | TM8E080B12MP11 | 32800 | 16.5 | 8.1 | 32400 | 23800 | 73.46% | 2 | 0 | 9 |  |  |  | No | R-410A | 2.7333 | Residential & Commercial | No
211380097 | Central HP <5.4 tons | YORK | HRCU-A-CB (Split System: Heat Pump with Remote Outdoor Unit-Air-Source) | HMH72B341 |  |  | XAHC48FXXN1+TXV | TL9E100C20UH11 | 33400 | 15.5 | 8.5 | 32000 | 23400 | 73.12% | 2.04 | 0 | 9 |  |  |  | No | R-410A | 2.7833 | Residential & Commercial | No
213079514 | Central HP <5.4 tons | HEIL | HRCU-A-CB (Split System: Heat Pump with Remote Outdoor Unit-Air-Source) | DLCURAH36ABK |  |  | EA*4X36L17A* | *92MSN0801716A* | 35000 | 16 | 8.1 | 38500 | 35200 | 91.43% | 1.82 | 0 | 9.5 |  |  |  | No | R-410A | 2.9167 | Residential & Commercial | No
213080819 | Central HP <5.4 tons | HEIL | HRCU-A-CB (Split System: Heat Pump with Remote Outdoor Unit-Air-Source) | DLCURAH36ABK |  |  | EA*4X42L24A* | *95MSU0802120A* | 35200 | 16 | 8.1 | 38500 | 35000 | 90.91% | 1.88 | 0 | 9.5 |  |  |  | No | R-410A | 2.9333 | Residential & Commercial | No
211240749 | Central HP <5.4 tons | TEMPSTAR | HRCU-A-CB (Split System: Heat Pump with Remote Outdoor Unit-Air-Source) | DLCURAH24ABK |  |  | EA*4X24L17A* | *92ESN0401712A* | 23400 | 15.5 | 8.5 | 26800 | 24800 | 92.54% | 2.04 | 0 | 9.5 |  |  |  | No | R-410A | 1.95 | Residential & Commercial | No
215670498 | Central HP <5.4 tons | HEIL | HRCU-A-CB (Split System: Heat Pump with Remote Outdoor Unit-Air-Source) | H5H0V36*K*AAA* |  |  | ESH5X60M12A*+WALLCON | *97CMN0601714B* | 34200 | 16.5 | 8.5 | 34800 | 25200 | 72.41% | 1.8 | 0 | 9.5 |  |  |  | No | R-454B | 2.85 | Residential & Commercial | No
211380113 | Central HP <5.4 tons | YORK | HRCU-A-CB (Split System: Heat Pump with Remote Outdoor Unit-Air-Source) | HMH72B341 |  |  | XAUC48FXXN1+TXV | TL9E100C20UH11 | 34000 | 15.5 | 8.5 | 32400 | 23800 | 73.46% | 2.08 | 0 | 9.5 |  |  |  | No | R-410A | 2.8333 | Residential & Commercial | No
211380164 | Central HP <5.4 tons | YORK | HRCU-A-CB (Split System: Heat Pump with Remote Outdoor Unit-Air-Source) | HMH72B341 |  |  | XAHC48FXXN1+TXV | TL8E100C20UH11 | 33400 | 16 | 8.5 | 32000 | 23200 | 72.5% | 2.06 | 0 | 9.5 |  |  |  | No | R-410A | 2.7833 | Residential & Commercial | No
211378395 | Central HP <5.4 tons | YORK | HRCU-A-CB (Split System: Heat Pump with Remote Outdoor Unit-Air-Source) | HMH72B341 |  |  | XAFB36DXXN1+TXV | TM8V060A12MP12 | 34000 | 17.5 | 8.1 | 34000 | 24200 | 71.18% | 2.06 | 0 | 9.5 |  |  |  | No | R-410A | 2.8333 | Residential & Commercial | No
211378978 | Central HP <5.4 tons | YORK | HRCU-A-CB (Split System: Heat Pump with Remote Outdoor Unit-Air-Source) | HMH72B341 |  |  | XAHD48FBCN1 | TM9Y120D20MP11 | 33200 | 16.5 | 8.5 | 32000 | 23400 | 73.12% | 2.04 | 0 | 9 |  |  |  | No | R-410A | 2.7667 | Residential & Commercial | No
211379312 | Central HP <5.4 tons | YORK | HRCU-A-CB (Split System: Heat Pump with Remote Outdoor Unit-Air-Source) | HMH72B341 |  |  | XAFC48FBCN1 | TM9V080C16MP12 | 33400 | 16.5 | 8.5 | 32400 | 23600 | 72.84% | 2.06 | 0 | 9.5 |  |  |  | No | R-410A | 2.7833 | Residential & Commercial | No
211379396 | Central HP <5.4 tons | YORK | HRCU-A-CB (Split System: Heat Pump with Remote Outdoor Unit-Air-Source) | HMH72B341 |  |  | XAFC48FXXN1+TXV | TP9C060B12MP13 | 33000 | 16.5 | 8.1 | 32400 | 24000 | 74.07% | 2.04 | 0 | 9 |  |  |  | No | R-410A | 2.75 | Residential & Commercial | No
211379398 | Central HP <5.4 tons | YORK | HRCU-A-CB (Split System: Heat Pump with Remote Outdoor Unit-Air-Source) | HMH72B341 |  |  | XAFC48FXXN1+TXV | YP9C060B12MP13 | 33000 | 16.5 | 8.1 | 32400 | 24000 | 74.07% | 2.04 | 0 | 9 |  |  |  | No | R-410A | 2.75 | Residential & Commercial | No
211379765 | Central HP <5.4 tons | YORK | HRCU-A-CB (Split System: Heat Pump with Remote Outdoor Unit-Air-Source) | HMH72B341 |  |  | XAFD48FBCN1 | TMLV100C16MP12 | 34000 | 16.5 | 8.5 | 33000 | 24400 | 73.94% | 2.1 | 0 | 9 |  |  |  | No | R-410A | 2.8333 | Residential & Commercial | No
211380181 | Central HP <5.4 tons | YORK | HRCU-A-CB (Split System: Heat Pump with Remote Outdoor Unit-Air-Source) | HMH72B341 |  |  | XAUC48FXXN1+TXV | TL8E100C20UH11 | 34000 | 16.5 | 8.5 | 32400 | 23800 | 73.46% | 2.1 | 0 | 9.5 |  |  |  | No | R-410A | 2.8333 | Residential & Commercial | No
211380214 | Central HP <5.4 tons | YORK | HRCU-A-CB (Split System: Heat Pump with Remote Outdoor Unit-Air-Source) | HMH72B341 |  |  | XAFC48FXXN1+JMET12CS2N1+TXV |  | 34000 | 17.5 | 8.5 | 32600 | 23800 | 73.01% | 2.12 | 0 | 9.5 |  |  |  | No | R-410A | 2.8333 | Residential & Commercial | No
216410835 | Central HP <5.4 tons | YORK | HRCU-A-CB (Split System: Heat Pump with Remote Outdoor Unit-Air-Source) | HMH72B341 |  |  | XAHB36DBCN1 | Y92E040A10SMPS1 | 32600 | 17.5 | 8.5 | 32800 | 23000 | 70.12% | 1.96 | 0 | 9.5 |  |  |  | No | R-410A | 2.7167 | Residential & Commercial | No
216410832 | Central HP <5.4 tons | YORK | HRCU-A-CB (Split System: Heat Pump with Remote Outdoor Unit-Air-Source) | HMH72B341 |  |  | XAFC36DBCN1 | Y92E080C16SMPS1 | 34800 | 17.5 | 8.5 | 35000 | 24600 | 70.29% | 2.04 | 0 | 9.5 |  |  |  | No | R-410A | 2.9 | Residential & Commercial | No
213296546 | Central HP <5.4 tons | YORK | HRCU-A-CB (Split System: Heat Pump with Remote Outdoor Unit-Air-Source) | HMH72B341 |  |  | XAFC36DBCN1 | Y81E100B12LMPS1 | 34000 | 18.5 | 8.1 | 34000 | 24600 | 72.35% | 2.12 | 0 | 9.5 |  |  |  | No | R-410A | 2.8333 | Residential & Commercial | No
213296623 | Central HP <5.4 tons | YORK | HRCU-A-CB (Split System: Heat Pump with Remote Outdoor Unit-Air-Source) | HMH72B341 |  |  | XAFC36DBCN1 | Y82E080C16LMPS1 | 34000 | 18.5 | 8.5 | 33400 | 24200 | 72.46% | 2.14 | 0 | 9.5 |  |  |  | No | R-410A | 2.8333 | Residential & Commercial | No
213296630 | Central HP <5.4 tons | YORK | HRCU-A-CB (Split System: Heat Pump with Remote Outdoor Unit-Air-Source) | HMH72B341 |  |  | XAFC36DBCN1 | Y81E100C20LMPS1 | 34000 | 17.5 | 8.5 | 33400 | 24200 | 72.46% | 2.14 | 0 | 9.5 |  |  |  | No | R-410A | 2.8333 | Residential & Commercial | No
213296671 | Central HP <5.4 tons | YORK | HRCU-A-CB (Split System: Heat Pump with Remote Outdoor Unit-Air-Source) | HMH72B341 |  |  | XAHC36DBCN1 | Y81E100C20LMPS1 | 34000 | 17 | 8.5 | 33400 | 23600 | 70.66% | 2.08 | 0 | 9.5 |  |  |  | No | R-410A | 2.8333 | Residential & Commercial | No
213296530 | Central HP <5.4 tons | YORK | HRCU-A-CB (Split System: Heat Pump with Remote Outdoor Unit-Air-Source) | HMH72B341 |  |  | XAHC30CXXN1+TXV | Y82E080B12LMPS1 | 31800 | 18 | 8.1 | 32200 | 22600 | 70.19% | 2 | 0 | 9.5 |  |  |  | No | R-410A | 2.65 | Residential & Commercial | No
213077929 | Central HP <5.4 tons | DAY & NIGHT | HRCU-A-CB (Split System: Heat Pump with Remote Outdoor Unit-Air-Source) | DLCURAH36ABK |  |  | EA*4X36L21A* | *80MS(N,L)0701712A* | 34800 | 16 | 8.1 | 38500 | 35200 | 91.43% | 1.82 | 0 | 9.5 |  |  |  | No | R-410A | 2.9 | Residential & Commercial | No
215674086 | Central HP <5.4 tons | HEIL | HRCU-A-CB (Split System: Heat Pump with Remote Outdoor Unit-Air-Source) | H5H0V48*K*AAA* |  |  | EA*5X48M21A*+WALLCON | *95CSU0802120B* | 44000 | 17.5 | 9 | 48500 | 34200 | 70.52% | 2.06 | 0 | 9.5 |  |  |  | No | R-454B | 3.6667 | Residential & Commercial | No
213080578 | Central HP <5.4 tons | DAY & NIGHT | HRCU-A-CB (Split System: Heat Pump with Remote Outdoor Unit-Air-Source) | DLCURAH36ABK |  |  | EA*4X48L21A* | *95MSU0401712A* | 35600 | 15.2 | 8.1 | 38000 | 34800 | 91.58% | 2.02 | 0 | 9.5 |  |  |  | No | R-410A | 2.9667 | Residential & Commercial | No
213080698 | Central HP <5.4 tons | DAY & NIGHT | HRCU-A-CB (Split System: Heat Pump with Remote Outdoor Unit-Air-Source) | DLCURAH36ABK |  |  | EA*4X42L21A* | *95MSU0601716A* | 35000 | 16 | 8.1 | 38500 | 35000 | 90.91% | 1.86 | 0 | 9.5 |  |  |  | No | R-410A | 2.9167 | Residential & Commercial | No
216410831 | Central HP <5.4 tons | YORK | HRCU-A-CB (Split System: Heat Pump with Remote Outdoor Unit-Air-Source) | HMH72B341 |  |  | XAHC36DBCN1 | Y92E080C16SMPS1 | 33800 | 17.5 | 8.5 | 34200 | 24000 | 70.18% | 2.04 | 0 | 9.5 |  |  |  | No | R-410A | 2.8167 | Residential & Commercial | No
213296579 | Central HP <5.4 tons | YORK | HRCU-A-CB (Split System: Heat Pump with Remote Outdoor Unit-Air-Source) | HMH72B341 |  |  | XAHC36DBCN1 | Y82E080B12LMPS1 | 33000 | 18 | 8.1 | 32000 | 22400 | 70% | 2 | 0 | 9.5 |  |  |  | No | R-410A | 2.75 | Residential & Commercial | No
212979454 | Central HP <5.4 tons | AIRQUEST | HRCU-A-CB (Split System: Heat Pump with Remote Outdoor Unit-Air-Source) | DLCURAH30ABK |  |  | EA*4X42L24A* | *80MS(N,L)0702116A* | 29800 | 15.2 | 8.1 | 34200 | 27600 | 80.7% | 1.8 | 0 | 9 |  |  |  | No | R-410A | 2.4833 | Residential & Commercial | No
212977050 | Central HP <5.4 tons | AIRQUEST | HRCU-A-CB (Split System: Heat Pump with Remote Outdoor Unit-Air-Source) | DLCURAH30ABK |  |  | EA*4X43L21A* | *96VTN1002122B* | 30400 | 15.2 | 8.1 | 33000 | 26400 | 80% | 1.84 | 0 | 9 |  |  |  | No | R-410A | 2.5333 | Residential & Commercial | No
212978535 | Central HP <5.4 tons | AIRQUEST | HRCU-A-CB (Split System: Heat Pump with Remote Outdoor Unit-Air-Source) | DLCURAH30ABK |  |  | EA*4X37L21A* | *80MS(N,L)0701712A* | 30400 | 15.2 | 8.1 | 33000 | 26400 | 80% | 1.84 | 0 | 9 |  |  |  | No | R-410A | 2.5333 | Residential & Commercial | No
212985306 | Central HP <5.4 tons | HEIL | HRCU-A-CB (Split System: Heat Pump with Remote Outdoor Unit-Air-Source) | DLCURAH30ABK |  |  | EA*4X43L21A* | *92MSN1002120A* | 30600 | 16 | 8.5 | 35000 | 26800 | 76.57% | 1.86 | 0 | 9 |  |  |  | No | R-410A | 2.55 | Residential & Commercial | No
212986132 | Central HP <5.4 tons | COMFORTMAKER | HRCU-A-CB (Split System: Heat Pump with Remote Outdoor Unit-Air-Source) | DLCURAH24ABK |  |  | EA*4X24L14A* | *96MSN0401410A* | 23200 | 16 | 8.5 | 27000 | 26600 | 98.52% | 2.22 | 0 | 9.5 |  |  |  | No | R-410A | 1.9333 | Residential & Commercial | No
212972898 | Central HP <5.4 tons | HEIL | HRCU-A-CB (Split System: Heat Pump with Remote Outdoor Unit-Air-Source) | DLCURAH24ABK |  |  | EA*4X24L14A* | *96VSN0401410B* | 23200 | 16 | 8.5 | 27000 | 26800 | 99.26% | 2.26 | 0 | 9.5 |  |  |  | No | R-410A | 1.9333 | Residential & Commercial | No
213296754 | Central HP <5.4 tons | YORK | HRCU-A-CB (Split System: Heat Pump with Remote Outdoor Unit-Air-Source) | HMH72B341 |  |  | XAHC36DBCN1 | Y81E100C16SMPS1 | 34000 | 17.5 | 8.1 | 33400 | 24000 | 71.86% | 2.08 | 0 | 9.5 |  |  |  | No | R-410A | 2.8333 | Residential & Commercial | No
213296763 | Central HP <5.4 tons | YORK | HRCU-A-CB (Split System: Heat Pump with Remote Outdoor Unit-Air-Source) | HMH72B341 |  |  | XAHC36DBCN1 | Y81E080C20LMPS1 | 34000 | 17.5 | 8.1 | 33400 | 23600 | 70.66% | 2.08 | 0 | 9.5 |  |  |  | No | R-410A | 2.8333 | Residential & Commercial | No
213296659 | Central HP <5.4 tons | YORK | HRCU-A-CB (Split System: Heat Pump with Remote Outdoor Unit-Air-Source) | HMH72B341 |  |  | XAFC48FXXN1+TXV | Y82E080C16LMPS1 | 33600 | 17.5 | 8.5 | 32800 | 23200 | 70.73% | 2.08 | 0 | 9.5 |  |  |  | No | R-410A | 2.8 | Residential & Commercial | No
213296660 | Central HP <5.4 tons | YORK | HRCU-A-CB (Split System: Heat Pump with Remote Outdoor Unit-Air-Source) | HMH72B341 |  |  | XAFC48FBCN1 | Y82E080C16LMPS1 | 33600 | 17.5 | 8.5 | 32800 | 23200 | 70.73% | 2.08 | 0 | 9.5 |  |  |  | No | R-410A | 2.8 | Residential & Commercial | No
213296675 | Central HP <5.4 tons | YORK | HRCU-A-CB (Split System: Heat Pump with Remote Outdoor Unit-Air-Source) | HMH72B341 |  |  | XAHC36DBCN1 | Y81E100B12LMPS1 | 33400 | 17.5 | 8.1 | 32800 | 23200 | 70.73% | 2.02 | 0 | 9.5 |  |  |  | No | R-410A | 2.7833 | Residential & Commercial | No
215668540 | Central HP <5.4 tons | HEIL | HRCU-A-CB (Split System: Heat Pump with Remote Outdoor Unit-Air-Source) | H5H0V36*K*AAA* |  |  | EA*5X37M17A*+WALLCON | *80CSU0601716A* | 33800 | 17.5 | 9 | 35800 | 25600 | 71.51% | 1.88 | 0 | 9.5 |  |  |  | No | R-454B | 2.8167 | Residential & Commercial | No
211229215 | Central HP <5.4 tons | HEIL | HRCU-A-CB (Split System: Heat Pump with Remote Outdoor Unit-Air-Source) | DLCURAH36ABK |  |  | EA*4X48L21A* | OMV098J12* | 35600 | 15.2 | 8.1 | 38500 | 34800 | 90.39% | 2.04 | 0 | 9.5 |  |  |  | No | R-410A | 2.9667 | Residential & Commercial | No
213296758 | Central HP <5.4 tons | YORK | HRCU-A-CB (Split System: Heat Pump with Remote Outdoor Unit-Air-Source) | HMH72B341 |  |  | XAHB36DBCN1 | Y81E100B12SMPS1 | 33400 | 17.5 | 8.1 | 32800 | 23200 | 70.73% | 2.02 | 0 | 9.5 |  |  |  | No | R-410A | 2.7833 | Residential & Commercial | No
213296540 | Central HP <5.4 tons | YORK | HRCU-A-CB (Split System: Heat Pump with Remote Outdoor Unit-Air-Source) | HMH72B341 |  |  | XAFC36DXXN1+TXV | Y81E100C16LMPS1 | 34000 | 18 | 8.5 | 33400 | 24400 | 73.05% | 2.12 | 0 | 9.5 |  |  |  | No | R-410A | 2.8333 | Residential & Commercial | No
213296543 | Central HP <5.4 tons | YORK | HRCU-A-CB (Split System: Heat Pump with Remote Outdoor Unit-Air-Source) | HMH72B341 |  |  | XAFC36DXXN1+TXV | Y81E100B12SMPS1 | 34000 | 18.5 | 8.1 | 34000 | 24600 | 72.35% | 2.12 | 0 | 9.5 |  |  |  | No | R-410A | 2.8333 | Residential & Commercial | No
214229235 | Central HP <5.4 tons | HEIL | HRCU-A-CB (Split System: Heat Pump with Remote Outdoor Unit-Air-Source) | DLCURAH30ABK |  |  | EA*4X37L17A* | *80MSU0601716A* | 30400 | 15.2 | 8.5 | 33400 | 26800 | 80.24% | 1.82 | 0 | 9 |  |  |  | No | R-410A | 2.5333 | Residential & Commercial | No
214229268 | Central HP <5.4 tons | HEIL | HRCU-A-CB (Split System: Heat Pump with Remote Outdoor Unit-Air-Source) | DLCURAH30ABK |  |  | END4X42L17** | *80MSU0601716A* | 29800 | 15.2 | 8.1 | 34000 | 27000 | 79.41% | 1.82 | 0 | 9 |  |  |  | No | R-410A | 2.4833 | Residential & Commercial | No
211713279 | Central HP <5.4 tons | TEMPSTAR | HRCU-A-CB (Split System: Heat Pump with Remote Outdoor Unit-Air-Source) | DLCURAH30ABK |  |  | EA*4X43L21A* | *80ES(N,L)0901714A* | 30600 | 15.2 | 8.1 | 33200 | 26000 | 78.31% | 1.84 | 0 | 9 |  |  |  | No | R-410A | 2.55 | Residential & Commercial | No
211712695 | Central HP <5.4 tons | TEMPSTAR | HRCU-A-CB (Split System: Heat Pump with Remote Outdoor Unit-Air-Source) | DLCURAH30ABK |  |  | EA*4X42L24A* | *80VSL1102422A* | 30000 | 15.2 | 8.1 | 33800 | 27200 | 80.47% | 1.8 | 0 | 9 |  |  |  | No | R-410A | 2.5 | Residential & Commercial | No
211713047 | Central HP <5.4 tons | TEMPSTAR | HRCU-A-CB (Split System: Heat Pump with Remote Outdoor Unit-Air-Source) | DLCURAH30ABK |  |  | EA*4X43L21A* | *96VTN1002122A* | 30600 | 15.2 | 8.1 | 33000 | 26000 | 78.79% | 1.84 | 0 | 9 |  |  |  | No | R-410A | 2.55 | Residential & Commercial | No
213296586 | Central HP <5.4 tons | YORK | HRCU-A-CB (Split System: Heat Pump with Remote Outdoor Unit-Air-Source) | HMH72B341 |  |  | XAFC48FBCN1 | Y81E120C16LMPS1 | 34000 | 16.5 | 8.5 | 32800 | 23400 | 71.34% | 2.1 | 0 | 9.5 |  |  |  | No | R-410A | 2.8333 | Residential & Commercial | No
213296622 | Central HP <5.4 tons | YORK | HRCU-A-CB (Split System: Heat Pump with Remote Outdoor Unit-Air-Source) | HMH72B341 |  |  | XAFC36DXXN1+TXV | Y82E080C16LMPS1 | 34000 | 18.5 | 8.5 | 33400 | 24200 | 72.46% | 2.14 | 0 | 9.5 |  |  |  | No | R-410A | 2.8333 | Residential & Commercial | No
213296661 | Central HP <5.4 tons | YORK | HRCU-A-CB (Split System: Heat Pump with Remote Outdoor Unit-Air-Source) | HMH72B341 |  |  | XAUC48FXXN1+TXV | Y82E080C16LMPS1 | 33600 | 17.5 | 8.5 | 32800 | 23200 | 70.73% | 2.08 | 0 | 9.5 |  |  |  | No | R-410A | 2.8 | Residential & Commercial | No
210791258 | Central HP <5.4 tons | DAIKIN | HRCU-A-CB (Split System: Heat Pump with Remote Outdoor Unit-Air-Source) | DZ6VSA3010A* |  |  | DV35FECC14A* |  | 25000 | 17.1 | 8.2 | 22800 | 16900 | 74.12% | 1.95 | 10.7 | 9.9 |  |  |  | No | R-410A | 2.0833 | Residential & Commercial | No
216410790 | Central HP <5.4 tons | YORK | HRCU-A-CB (Split System: Heat Pump with Remote Outdoor Unit-Air-Source) | HMH72B361 |  |  | XAHC36DBCN1 | Y92E080C16SMPS1 | 34200 | 16.5 | 8.5 | 33800 | 24400 | 72.19% | 2.04 | 0 | 8.5 |  |  |  | No | R-410A | 2.85 | Residential & Commercial | No
215864757 | Central HP <5.4 tons | TRANE | HRCU-A-CB (Split System: Heat Pump with Remote Outdoor Unit-Air-Source) | 5TWV8X60A1 |  |  | 5TXCD010AS3 | *DHMD120CCV5+LRP | 50500 | 17.5 | 8.5 | 52500 | 38000 | 72.38% | 1.9 | 0 | 9.8 |  |  |  | No | R-454B | 4.2083 | Residential & Commercial | No
212976449 | Central HP <5.4 tons | DAY & NIGHT | HRCU-A-CB (Split System: Heat Pump with Remote Outdoor Unit-Air-Source) | DLCURAH30ABK |  |  | EA*4X37L21A* | *96VTN0802120B* | 30400 | 15.2 | 8.5 | 33400 | 26400 | 79.04% | 1.86 | 0 | 9 |  |  |  | No | R-410A | 2.5333 | Residential & Commercial | No
213296658 | Central HP <5.4 tons | YORK | HRCU-A-CB (Split System: Heat Pump with Remote Outdoor Unit-Air-Source) | HMH72B341 |  |  | XAHC30CXXN1+TXV | Y82E100C16LMPS1 | 32400 | 17.5 | 8.5 | 32000 | 22800 | 71.25% | 2.02 | 0 | 9.5 |  |  |  | No | R-410A | 2.7 | Residential & Commercial | No
213296707 | Central HP <5.4 tons | YORK | HRCU-A-CB (Split System: Heat Pump with Remote Outdoor Unit-Air-Source) | HMH72B341 |  |  | XAHC36DXXN1+TXV | Y82E100C16LMPS1 | 34000 | 17.5 | 8.1 | 33400 | 23800 | 71.26% | 2.08 | 0 | 9.5 |  |  |  | No | R-410A | 2.8333 | Residential & Commercial | No
213296709 | Central HP <5.4 tons | YORK | HRCU-A-CB (Split System: Heat Pump with Remote Outdoor Unit-Air-Source) | HMH72B341 |  |  | XAFD48FXXN1+TXV | Y82E080C16LMPS1 | 33600 | 17.5 | 8.5 | 32800 | 23200 | 70.73% | 2.08 | 0 | 9.5 |  |  |  | No | R-410A | 2.8 | Residential & Commercial | No
213296727 | Central HP <5.4 tons | YORK | HRCU-A-CB (Split System: Heat Pump with Remote Outdoor Unit-Air-Source) | HMH72B341 |  |  | XAUB30CXXN1+TXV | Y81E080B12LMPS1 | 33000 | 18 | 8.5 | 33000 | 23400 | 70.91% | 2.04 | 0 | 9.5 |  |  |  | No | R-410A | 2.75 | Residential & Commercial | No
213296742 | Central HP <5.4 tons | YORK | HRCU-A-CB (Split System: Heat Pump with Remote Outdoor Unit-Air-Source) | HMH72B341 |  |  | XAHC30CXXN1+TXV | Y82E100C20LMPS1 | 32800 | 18.5 | 8.5 | 32000 | 22800 | 71.25% | 2.04 | 0 | 9.5 |  |  |  | No | R-410A | 2.7333 | Residential & Commercial | No
213296757 | Central HP <5.4 tons | YORK | HRCU-A-CB (Split System: Heat Pump with Remote Outdoor Unit-Air-Source) | HMH72B341 |  |  | XAHB36DXXN1+TXV | Y81E100B12LMPS1 | 33400 | 17.5 | 8.1 | 32800 | 23200 | 70.73% | 2.02 | 0 | 9.5 |  |  |  | No | R-410A | 2.7833 | Residential & Commercial | No
213296746 | Central HP <5.4 tons | YORK | HRCU-A-CB (Split System: Heat Pump with Remote Outdoor Unit-Air-Source) | HMH72B341 |  |  | XAFB36DBCN1 | Y82E080B12LMPS1 | 34000 | 18.5 | 8.1 | 33400 | 24000 | 71.86% | 2.08 | 0 | 9.5 |  |  |  | No | R-410A | 2.8333 | Residential & Commercial | No
213296755 | Central HP <5.4 tons | YORK | HRCU-A-CB (Split System: Heat Pump with Remote Outdoor Unit-Air-Source) | HMH72B341 |  |  | XAHC36DBCN1 | Y81E100C16LMPS1 | 34000 | 17.5 | 8.1 | 33400 | 24000 | 71.86% | 2.08 | 0 | 9.5 |  |  |  | No | R-410A | 2.8333 | Residential & Commercial | No
213296762 | Central HP <5.4 tons | YORK | HRCU-A-CB (Split System: Heat Pump with Remote Outdoor Unit-Air-Source) | HMH72B341 |  |  | XAHC36DBCN1 | Y81E080C20SMPS1 | 34000 | 17.5 | 8.1 | 33400 | 23600 | 70.66% | 2.08 | 0 | 9.5 |  |  |  | No | R-410A | 2.8333 | Residential & Commercial | No
213296539 | Central HP <5.4 tons | YORK | HRCU-A-CB (Split System: Heat Pump with Remote Outdoor Unit-Air-Source) | HMH72B341 |  |  | XAFC36DXXN1+TXV | Y81E100C16SMPS1 | 34000 | 18 | 8.5 | 33400 | 24400 | 73.05% | 2.12 | 0 | 9.5 |  |  |  | No | R-410A | 2.8333 | Residential & Commercial | No
215864701 | Central HP <5.4 tons | TRANE | HRCU-A-CB (Split System: Heat Pump with Remote Outdoor Unit-Air-Source) | 5TWV8X60A1 |  |  | 5TXCC007AS3 | S9V2C100D5PSC+LRP | 50500 | 18.1 | 8.5 | 54000 | 39000 | 72.22% | 1.9 | 0 | 9.5 |  |  |  | No | R-454B | 4.2083 | Residential & Commercial | No
213296618 | Central HP <5.4 tons | YORK | HRCU-A-CB (Split System: Heat Pump with Remote Outdoor Unit-Air-Source) | HMH72B341 |  |  | XAHC36DXXN1+TXV | Y82E100C20LMPS1 | 34000 | 18.5 | 8.5 | 33400 | 23600 | 70.66% | 2.08 | 0 | 9.5 |  |  |  | No | R-410A | 2.8333 | Residential & Commercial | No
213296635 | Central HP <5.4 tons | YORK | HRCU-A-CB (Split System: Heat Pump with Remote Outdoor Unit-Air-Source) | HMH72B341 |  |  | XAUB30CXXN1+TXV | Y81E100B12SMPS1 | 32800 | 18 | 8.5 | 33000 | 23200 | 70.3% | 2.04 | 0 | 9.5 |  |  |  | No | R-410A | 2.7333 | Residential & Commercial | No
213296665 | Central HP <5.4 tons | YORK | HRCU-A-CB (Split System: Heat Pump with Remote Outdoor Unit-Air-Source) | HMH72B341 |  |  | XAHC36DXXN1+TXV | Y81E120C16LMPS1 | 34000 | 17.5 | 8.1 | 33400 | 24000 | 71.86% | 2.08 | 0 | 9.5 |  |  |  | No | R-410A | 2.8333 | Residential & Commercial | No
213296716 | Central HP <5.4 tons | YORK | HRCU-A-CB (Split System: Heat Pump with Remote Outdoor Unit-Air-Source) | HMH72B341 |  |  | XAFC30CXXN1+TXV | Y81E100C16SMPS1 | 33600 | 18 | 8.5 | 33000 | 23400 | 70.91% | 2.06 | 0 | 9.5 |  |  |  | No | R-410A | 2.8 | Residential & Commercial | No
213296584 | Central HP <5.4 tons | YORK | HRCU-A-CB (Split System: Heat Pump with Remote Outdoor Unit-Air-Source) | HMH72B341 |  |  | XAFC48FBCN1 | Y81E120C16SMPS1 | 34000 | 16.5 | 8.5 | 32800 | 23400 | 71.34% | 2.1 | 0 | 9.5 |  |  |  | No | R-410A | 2.8333 | Residential & Commercial | No
213296531 | Central HP <5.4 tons | YORK | HRCU-A-CB (Split System: Heat Pump with Remote Outdoor Unit-Air-Source) | HMH72B341 |  |  | XAFC36DXXN1+TXV | Y81E120C20SMPS1 | 34000 | 17.5 | 8.5 | 34000 | 24600 | 72.35% | 2.12 | 0 | 9.5 |  |  |  | No | R-410A | 2.8333 | Residential & Commercial | No
213296756 | Central HP <5.4 tons | YORK | HRCU-A-CB (Split System: Heat Pump with Remote Outdoor Unit-Air-Source) | HMH72B341 |  |  | XAHB36DXXN1+TXV | Y81E100B12SMPS1 | 33400 | 17.5 | 8.1 | 32800 | 23200 | 70.73% | 2.02 | 0 | 9.5 |  |  |  | No | R-410A | 2.7833 | Residential & Commercial | No
213296578 | Central HP <5.4 tons | YORK | HRCU-A-CB (Split System: Heat Pump with Remote Outdoor Unit-Air-Source) | HMH72B341 |  |  | XAHC36DXXN1+TXV | Y82E080B12LMPS1 | 33000 | 18 | 8.1 | 32000 | 22400 | 70% | 2 | 0 | 9.5 |  |  |  | No | R-410A | 2.75 | Residential & Commercial | No
213296628 | Central HP <5.4 tons | YORK | HRCU-A-CB (Split System: Heat Pump with Remote Outdoor Unit-Air-Source) | HMH72B341 |  |  | XAFC36DXXN1+TXV | Y81E100C20LMPS1 | 34000 | 17.5 | 8.5 | 33400 | 24200 | 72.46% | 2.14 | 0 | 9.5 |  |  |  | No | R-410A | 2.8333 | Residential & Commercial | No
213296664 | Central HP <5.4 tons | YORK | HRCU-A-CB (Split System: Heat Pump with Remote Outdoor Unit-Air-Source) | HMH72B341 |  |  | XAHC36DXXN1+TXV | Y81E120C16SMPS1 | 34000 | 17.5 | 8.1 | 33400 | 24000 | 71.86% | 2.08 | 0 | 9.5 |  |  |  | No | R-410A | 2.8333 | Residential & Commercial | No
213296673 | Central HP <5.4 tons | YORK | HRCU-A-CB (Split System: Heat Pump with Remote Outdoor Unit-Air-Source) | HMH72B341 |  |  | XAHC36DXXN1+TXV | Y81E100B12LMPS1 | 33400 | 17.5 | 8.1 | 32800 | 23200 | 70.73% | 2.02 | 0 | 9.5 |  |  |  | No | R-410A | 2.7833 | Residential & Commercial | No
213296536 | Central HP <5.4 tons | YORK | HRCU-A-CB (Split System: Heat Pump with Remote Outdoor Unit-Air-Source) | HMH72B341 |  |  | XAFC36DXXN1+TXV | Y81E120C16LMPS1 | 34000 | 18 | 8.5 | 33400 | 24400 | 73.05% | 2.12 | 0 | 9.5 |  |  |  | No | R-410A | 2.8333 | Residential & Commercial | No
213296587 | Central HP <5.4 tons | YORK | HRCU-A-CB (Split System: Heat Pump with Remote Outdoor Unit-Air-Source) | HMH72B341 |  |  | XAUC48FXXN1+TXV | Y81E120C16LMPS1 | 34000 | 16.5 | 8.5 | 32800 | 23400 | 71.34% | 2.1 | 0 | 9.5 |  |  |  | No | R-410A | 2.8333 | Residential & Commercial | No
213296662 | Central HP <5.4 tons | YORK | HRCU-A-CB (Split System: Heat Pump with Remote Outdoor Unit-Air-Source) | HMH72B341 |  |  | XAFC36DXXN1+TXV | Y82E080B12LMPS1 | 34000 | 18.5 | 8.1 | 33400 | 24000 | 71.86% | 2.08 | 0 | 9.5 |  |  |  | No | R-410A | 2.8333 | Residential & Commercial | No
215674234 | Central HP <5.4 tons | CARRIER | HRCU-A-CB (Split System: Heat Pump with Remote Outdoor Unit-Air-Source) | 27VNA048A*030* |  |  | CAA**6024AM*+UI | 59MN7C060C21**20 | 45000 | 17.5 | 9 | 47500 | 34000 | 71.58% | 2.06 | 0 | 9.5 |  |  |  | No | R-454B | 3.75 | Residential & Commercial | No
213296538 | Central HP <5.4 tons | YORK | HRCU-A-CB (Split System: Heat Pump with Remote Outdoor Unit-Air-Source) | HMH72B341 |  |  | XAFC36DBCN1 | Y81E120C16LMPS1 | 34000 | 18 | 8.5 | 33400 | 24400 | 73.05% | 2.12 | 0 | 9.5 |  |  |  | No | R-410A | 2.8333 | Residential & Commercial | No
213296545 | Central HP <5.4 tons | YORK | HRCU-A-CB (Split System: Heat Pump with Remote Outdoor Unit-Air-Source) | HMH72B341 |  |  | XAFC36DBCN1 | Y81E100B12SMPS1 | 34000 | 18.5 | 8.1 | 34000 | 24600 | 72.35% | 2.12 | 0 | 9.5 |  |  |  | No | R-410A | 2.8333 | Residential & Commercial | No
213296663 | Central HP <5.4 tons | YORK | HRCU-A-CB (Split System: Heat Pump with Remote Outdoor Unit-Air-Source) | HMH72B341 |  |  | XAFC36DBCN1 | Y82E080B12LMPS1 | 34000 | 18.5 | 8.1 | 33400 | 24000 | 71.86% | 2.08 | 0 | 9.5 |  |  |  | No | R-410A | 2.8333 | Residential & Commercial | No
213296670 | Central HP <5.4 tons | YORK | HRCU-A-CB (Split System: Heat Pump with Remote Outdoor Unit-Air-Source) | HMH72B341 |  |  | XAHC36DBCN1 | Y81E100C20SMPS1 | 34000 | 17 | 8.5 | 33400 | 23600 | 70.66% | 2.08 | 0 | 9.5 |  |  |  | No | R-410A | 2.8333 | Residential & Commercial | No
213296697 | Central HP <5.4 tons | YORK | HRCU-A-CB (Split System: Heat Pump with Remote Outdoor Unit-Air-Source) | HMH72B341 |  |  | XAFC36DBCN1 | Y92E100C16SMPS1 | 34800 | 18.5 | 8.5 | 34800 | 24400 | 70.11% | 2.06 | 0 | 9.5 |  |  |  | No | R-410A | 2.9 | Residential & Commercial | No
213296588 | Central HP <5.4 tons | YORK | HRCU-A-CB (Split System: Heat Pump with Remote Outdoor Unit-Air-Source) | HMH72B341 |  |  | XAHC30CXXN1+TXV | Y81E100C16SMPS1 | 32400 | 17.5 | 8.1 | 32000 | 22800 | 71.25% | 2.02 | 0 | 9.5 |  |  |  | No | R-410A | 2.7 | Residential & Commercial | No
213296620 | Central HP <5.4 tons | YORK | HRCU-A-CB (Split System: Heat Pump with Remote Outdoor Unit-Air-Source) | HMH72B341 |  |  | XAFC36DXXN1+TXV | Y82E100C16LMPS1 | 34000 | 18 | 8.5 | 33400 | 24200 | 72.46% | 2.12 | 0 | 9.5 |  |  |  | No | R-410A | 2.8333 | Residential & Commercial | No
213296636 | Central HP <5.4 tons | YORK | HRCU-A-CB (Split System: Heat Pump with Remote Outdoor Unit-Air-Source) | HMH72B341 |  |  | XAUB30CXXN1+TXV | Y81E100B12LMPS1 | 32800 | 18 | 8.5 | 33000 | 23200 | 70.3% | 2.04 | 0 | 9.5 |  |  |  | No | R-410A | 2.7333 | Residential & Commercial | No
213296638 | Central HP <5.4 tons | YORK | HRCU-A-CB (Split System: Heat Pump with Remote Outdoor Unit-Air-Source) | HMH72B341 |  |  | XAHC30CXXN1+TXV | Y81E080C16LMPS1 | 32800 | 17.5 | 8.5 | 32000 | 22800 | 71.25% | 2.04 | 0 | 9.5 |  |  |  | No | R-410A | 2.7333 | Residential & Commercial | No
213296713 | Central HP <5.4 tons | YORK | HRCU-A-CB (Split System: Heat Pump with Remote Outdoor Unit-Air-Source) | HMH72B341 |  |  | XAFC30CXXN1+TXV | Y81E120C20LMPS1 | 33000 | 17.5 | 8.5 | 33000 | 23400 | 70.91% | 2.04 | 0 | 9.5 |  |  |  | No | R-410A | 2.75 | Residential & Commercial | No
213296705 | Central HP <5.4 tons | YORK | HRCU-A-CB (Split System: Heat Pump with Remote Outdoor Unit-Air-Source) | HMH72B341 |  |  | XAFC36DXXN1+TXV | Y82E120C20LMPS1 | 34000 | 18.5 | 8.5 | 33400 | 24200 | 72.46% | 2.12 | 0 | 9.5 |  |  |  | No | R-410A | 2.8333 | Residential & Commercial | No
213296748 | Central HP <5.4 tons | YORK | HRCU-A-CB (Split System: Heat Pump with Remote Outdoor Unit-Air-Source) | HMH72B341 |  |  | XAFD48FXXN1+TXV | Y81E120C16SMPS1 | 34000 | 16.5 | 8.5 | 32800 | 23400 | 71.34% | 2.1 | 0 | 9.5 |  |  |  | No | R-410A | 2.8333 | Residential & Commercial | No
213296753 | Central HP <5.4 tons | YORK | HRCU-A-CB (Split System: Heat Pump with Remote Outdoor Unit-Air-Source) | HMH72B341 |  |  | XAHC36DXXN1+TXV | Y81E100C16LMPS1 | 34000 | 17.5 | 8.1 | 33400 | 24000 | 71.86% | 2.08 | 0 | 9.5 |  |  |  | No | R-410A | 2.8333 | Residential & Commercial | No
212985276 | Central HP <5.4 tons | BRYANT HEATING AND COOLING SYSTEMS | HRCU-A-CB (Split System: Heat Pump with Remote Outdoor Unit-Air-Source) | 38MURAQ30AB3* |  |  | CAP**4221AL* | 912SE60100M21*** | 30200 | 15.2 | 8.1 | 34200 | 27400 | 80.12% | 1.8 | 0 | 9 |  |  |  | No | R-410A | 2.5167 | Residential & Commercial | No
212979437 | Central HP <5.4 tons | DAY & NIGHT | HRCU-A-CB (Split System: Heat Pump with Remote Outdoor Unit-Air-Source) | DLCURAH30ABK |  |  | EA*4X37L21A* | *80MS(N,L)0702116A* | 30400 | 15.2 | 8.1 | 33400 | 26400 | 79.04% | 1.84 | 0 | 9 |  |  |  | No | R-410A | 2.5333 | Residential & Commercial | No
212979467 | Central HP <5.4 tons | DAY & NIGHT | HRCU-A-CB (Split System: Heat Pump with Remote Outdoor Unit-Air-Source) | DLCURAH30ABK |  |  | EA*4X43L21A* | *80MS(N,L)0702116A* | 30400 | 15.2 | 8.1 | 33400 | 26400 | 79.04% | 1.84 | 0 | 9 |  |  |  | No | R-410A | 2.5333 | Residential & Commercial | No
216410789 | Central HP <5.4 tons | YORK | HRCU-A-CB (Split System: Heat Pump with Remote Outdoor Unit-Air-Source) | HMH72B361 |  |  | XAHB36DBCN1 | Y92E060B12SMPS1 | 34200 | 16.5 | 8.5 | 33800 | 23800 | 70.41% | 1.98 | 0 | 8.5 |  |  |  | No | R-410A | 2.85 | Residential & Commercial | No
215669123 | Central HP <5.4 tons | BRYANT HEATING AND COOLING SYSTEMS | HRCU-A-CB (Split System: Heat Pump with Remote Outdoor Unit-Air-Source) | 290VAN036**AA* |  |  | CAA**4821AM*+UI | 88*TB36045C17*** | 33400 | 17.5 | 9 | 35200 | 25400 | 72.16% | 1.88 | 0 | 9.5 |  |  |  | No | R-454B | 2.7833 | Residential & Commercial | No
215670207 | Central HP <5.4 tons | BRYANT HEATING AND COOLING SYSTEMS | HRCU-A-CB (Split System: Heat Pump with Remote Outdoor Unit-Air-Source) | 290VAN036**AA* |  |  | CSAH*4812AM*+UI | 88*TB60090C21*** | 34200 | 17 | 8.5 | 35400 | 25200 | 71.19% | 1.9 | 0 | 9.5 |  |  |  | No | R-454B | 2.85 | Residential & Commercial | No
215670137 | Central HP <5.4 tons | BRYANT HEATING AND COOLING SYSTEMS | HRCU-A-CB (Split System: Heat Pump with Remote Outdoor Unit-Air-Source) | 290VAN036**AA* |  |  | CSAH*4812AM*+UI | 83*CA48060C17*** | 34000 | 17 | 8.5 | 35400 | 25200 | 71.19% | 1.88 | 0 | 9.5 |  |  |  | No | R-454B | 2.8333 | Residential & Commercial | No
215670307 | Central HP <5.4 tons | BRYANT HEATING AND COOLING SYSTEMS | HRCU-A-CB (Split System: Heat Pump with Remote Outdoor Unit-Air-Source) | 290VAN036**AA* |  |  | CSAH*4812AM*+UI | 987MC66100C21*** | 34200 | 17 | 8.5 | 35400 | 25200 | 71.19% | 1.9 | 0 | 9.5 |  |  |  | No | R-454B | 2.85 | Residential & Commercial | No
215669213 | Central HP <5.4 tons | BRYANT HEATING AND COOLING SYSTEMS | HRCU-A-CB (Split System: Heat Pump with Remote Outdoor Unit-Air-Source) | 290VAN036**AA* |  |  | CAA**4821AM*+UI | 987MC42060C17*** | 33400 | 17.5 | 9 | 35200 | 25400 | 72.16% | 1.88 | 0 | 9.5 |  |  |  | No | R-454B | 2.7833 | Residential & Commercial | No
212978549 | Central HP <5.4 tons | DAY & NIGHT | HRCU-A-CB (Split System: Heat Pump with Remote Outdoor Unit-Air-Source) | DLCURAH30ABK |  |  | EA*4X42L21A* | *80MS(N,L)0701712A* | 29800 | 15.2 | 8.1 | 34200 | 27600 | 80.7% | 1.8 | 0 | 9 |  |  |  | No | R-410A | 2.4833 | Residential & Commercial | No
212979719 | Central HP <5.4 tons | DAY & NIGHT | HRCU-A-CB (Split System: Heat Pump with Remote Outdoor Unit-Air-Source) | DLCURAH30ABK |  |  | EA*4X37L21A* | *80MS(N,L)0901714A* | 30400 | 15.2 | 8.1 | 33200 | 26400 | 79.52% | 1.84 | 0 | 9 |  |  |  | No | R-410A | 2.5333 | Residential & Commercial | No
212976734 | Central HP <5.4 tons | DAY & NIGHT | HRCU-A-CB (Split System: Heat Pump with Remote Outdoor Unit-Air-Source) | DLCURAH30ABK |  |  | EA*4X42L21A* | *96VTN1002120B* | 30200 | 15.2 | 8.5 | 34200 | 27600 | 80.7% | 1.8 | 0 | 9 |  |  |  | No | R-410A | 2.5167 | Residential & Commercial | No
215670157 | Central HP <5.4 tons | BRYANT HEATING AND COOLING SYSTEMS | HRCU-A-CB (Split System: Heat Pump with Remote Outdoor Unit-Air-Source) | 290VAN036**AA* |  |  | CSAH*4812AM*+UI | 88*TB36045C17*** | 33800 | 16.5 | 8.5 | 35600 | 25600 | 71.91% | 1.78 | 0 | 9 |  |  |  | No | R-454B | 2.8167 | Residential & Commercial | No
215670427 | Central HP <5.4 tons | BRYANT HEATING AND COOLING SYSTEMS | HRCU-A-CB (Split System: Heat Pump with Remote Outdoor Unit-Air-Source) | 290VAN036**AA* |  |  | CSAH*6012AM*+UI | 88*TB60070C21*** | 34600 | 17 | 8.5 | 34600 | 24800 | 71.68% | 1.8 | 0 | 9.5 |  |  |  | No | R-454B | 2.8833 | Residential & Commercial | No
215670187 | Central HP <5.4 tons | BRYANT HEATING AND COOLING SYSTEMS | HRCU-A-CB (Split System: Heat Pump with Remote Outdoor Unit-Air-Source) | 290VAN036**AA* |  |  | CSAH*4812AM*+UI | 88*TB60070C21*** | 34200 | 17 | 8.5 | 35400 | 25200 | 71.19% | 1.88 | 0 | 9.5 |  |  |  | No | R-454B | 2.85 | Residential & Commercial | No
215670357 | Central HP <5.4 tons | BRYANT HEATING AND COOLING SYSTEMS | HRCU-A-CB (Split System: Heat Pump with Remote Outdoor Unit-Air-Source) | 290VAN036**AA* |  |  | CSAH*4812AM*+UI | 986TD66100C21*** | 34200 | 17 | 8.5 | 35400 | 25200 | 71.19% | 1.9 | 0 | 9.5 |  |  |  | No | R-454B | 2.85 | Residential & Commercial | No
215670347 | Central HP <5.4 tons | BRYANT HEATING AND COOLING SYSTEMS | HRCU-A-CB (Split System: Heat Pump with Remote Outdoor Unit-Air-Source) | 290VAN036**AA* |  |  | CSAH*4812AM*+UI | 986TD42080C17*** | 34000 | 16.5 | 8.5 | 35600 | 25400 | 71.35% | 1.78 | 0 | 9.5 |  |  |  | No | R-454B | 2.8333 | Residential & Commercial | No
215670387 | Central HP <5.4 tons | BRYANT HEATING AND COOLING SYSTEMS | HRCU-A-CB (Split System: Heat Pump with Remote Outdoor Unit-Air-Source) | 290VAN036**AA* |  |  | CSAH*6012AM*+UI | 83*CA48060C17*** | 34600 | 17 | 8.5 | 34600 | 25000 | 72.25% | 1.8 | 0 | 9.5 |  |  |  | No | R-454B | 2.8833 | Residential & Commercial | No
215670407 | Central HP <5.4 tons | BRYANT HEATING AND COOLING SYSTEMS | HRCU-A-CB (Split System: Heat Pump with Remote Outdoor Unit-Air-Source) | 290VAN036**AA* |  |  | CSAH*6012AM*+UI | 88*TB36070C14*** | 34400 | 16.5 | 8.5 | 34800 | 25000 | 71.84% | 1.78 | 0 | 9.5 |  |  |  | No | R-454B | 2.8667 | Residential & Commercial | No
215670557 | Central HP <5.4 tons | BRYANT HEATING AND COOLING SYSTEMS | HRCU-A-CB (Split System: Heat Pump with Remote Outdoor Unit-Air-Source) | 290VAN036**AA* |  |  | CSAH*6012AM*+UI | 986TD30040C14*** | 33000 | 15.5 | 8.5 | 35000 | 25200 | 72% | 1.78 | 0 | 9 |  |  |  | No | R-454B | 2.75 | Residential & Commercial | No
211222538 | Central HP <5.4 tons | TEMPSTAR | HRCU-A-CB (Split System: Heat Pump with Remote Outdoor Unit-Air-Source) | DLCURAH30ABK |  |  | EA*4X37L21A* | *80ESU0601716A | 31200 | 15.2 | 8.5 | 33400 | 26000 | 77.84% | 1.86 | 0 | 9 |  |  |  | No | R-410A | 2.6 | Residential & Commercial | No
212981324 | Central HP <5.4 tons | DAY & NIGHT | HRCU-A-CB (Split System: Heat Pump with Remote Outdoor Unit-Air-Source) | DLCURAH30ABK |  |  | EA*4X42L24A* | *80MS(N,L)1552420A* | 29800 | 15.2 | 8.1 | 34200 | 27600 | 80.7% | 1.8 | 0 | 9 |  |  |  | No | R-410A | 2.4833 | Residential & Commercial | No
215670517 | Central HP <5.4 tons | BRYANT HEATING AND COOLING SYSTEMS | HRCU-A-CB (Split System: Heat Pump with Remote Outdoor Unit-Air-Source) | 290VAN036**AA* |  |  | CSAH*6012AM*+UI | 987MC42080C17*** | 34400 | 16.5 | 8.5 | 34800 | 25000 | 71.84% | 1.78 | 0 | 9.5 |  |  |  | No | R-454B | 2.8667 | Residential & Commercial | No
215670567 | Central HP <5.4 tons | BRYANT HEATING AND COOLING SYSTEMS | HRCU-A-CB (Split System: Heat Pump with Remote Outdoor Unit-Air-Source) | 290VAN036**AA* |  |  | CSAH*6012AM*+UI | 986TD42060C17*** | 34200 | 16.5 | 8.5 | 34800 | 25200 | 72.41% | 1.78 | 0 | 9.5 |  |  |  | No | R-454B | 2.85 | Residential & Commercial | No
212986529 | Central HP <5.4 tons | DAY & NIGHT | HRCU-A-CB (Split System: Heat Pump with Remote Outdoor Unit-Air-Source) | DLCURAH24ABK |  |  | EA*4X24L17A* | *96MSN0401712A* | 23000 | 15.5 | 8.5 | 27000 | 27200 | 100.7% | 2.3 | 0 | 9.5 |  |  |  | No | R-410A | 1.9167 | Residential & Commercial | No
211712875 | Central HP <5.4 tons | HEIL | HRCU-A-CB (Split System: Heat Pump with Remote Outdoor Unit-Air-Source) | DLCURAH30ABK |  |  | EA*4X42L24A* | *80ES(N,L)1102420A* | 30000 | 15.2 | 8.1 | 33800 | 27200 | 80.47% | 1.8 | 0 | 9 |  |  |  | No | R-410A | 2.5 | Residential & Commercial | No
211713044 | Central HP <5.4 tons | HEIL | HRCU-A-CB (Split System: Heat Pump with Remote Outdoor Unit-Air-Source) | DLCURAH30ABK |  |  | EA*4X43L21A* | *96VTN1002122A* | 30600 | 15.2 | 8.1 | 33000 | 26000 | 78.79% | 1.84 | 0 | 9 |  |  |  | No | R-410A | 2.55 | Residential & Commercial | No
211713276 | Central HP <5.4 tons | HEIL | HRCU-A-CB (Split System: Heat Pump with Remote Outdoor Unit-Air-Source) | DLCURAH30ABK |  |  | EA*4X43L21A* | *80ES(N,L)0901714A* | 30600 | 15.2 | 8.1 | 33200 | 26000 | 78.31% | 1.84 | 0 | 9 |  |  |  | No | R-410A | 2.55 | Residential & Commercial | No
212977074 | Central HP <5.4 tons | HEIL | HRCU-A-CB (Split System: Heat Pump with Remote Outdoor Unit-Air-Source) | DLCURAH30ABK |  |  | EN(A,D,W)4X42L21** | *96VTN1002122B* | 29800 | 15.2 | 8.1 | 34200 | 27800 | 81.29% | 1.8 | 0 | 9 |  |  |  | No | R-410A | 2.4833 | Residential & Commercial | No
212978561 | Central HP <5.4 tons | HEIL | HRCU-A-CB (Split System: Heat Pump with Remote Outdoor Unit-Air-Source) | DLCURAH30ABK |  |  | EA*4X43L21A* | *80MS(N,L)0701712A* | 30600 | 15.2 | 8.1 | 33400 | 26400 | 79.04% | 1.86 | 0 | 9 |  |  |  | No | R-410A | 2.55 | Residential & Commercial | No
212987754 | Central HP <5.4 tons | HEIL | HRCU-A-CB (Split System: Heat Pump with Remote Outdoor Unit-Air-Source) | DLCURAH30ABK |  |  | EA*4X42L24A* | *96MSN0802120A* | 29800 | 15.2 | 8.1 | 34200 | 27600 | 80.7% | 1.8 | 0 | 9 |  |  |  | No | R-410A | 2.4833 | Residential & Commercial | No
212984475 | Central HP <5.4 tons | DAY & NIGHT | HRCU-A-CB (Split System: Heat Pump with Remote Outdoor Unit-Air-Source) | DLCURAH30ABK |  |  | EA*4X37L21A* | *92MSN0801716A* | 31000 | 15.2 | 8.5 | 33400 | 26200 | 78.44% | 1.86 | 0 | 9 |  |  |  | No | R-410A | 2.5833 | Residential & Commercial | No
213078036 | Central HP <5.4 tons | AIRQUEST | HRCU-A-CB (Split System: Heat Pump with Remote Outdoor Unit-Air-Source) | DLCURAH36ABK |  |  | EA*4X36L17A* | *80MS(N,L)0701716A* | 35200 | 15.5 | 8.1 | 39000 | 35200 | 90.26% | 1.84 | 0 | 9.5 |  |  |  | No | R-410A | 2.9333 | Residential & Commercial | No
213078270 | Central HP <5.4 tons | AIRQUEST | HRCU-A-CB (Split System: Heat Pump with Remote Outdoor Unit-Air-Source) | DLCURAH36ABK |  |  | EA*4X36L21A* | *80MS(N,L)0901714A* | 35200 | 16 | 8.1 | 38500 | 35200 | 91.43% | 1.84 | 0 | 9.5 |  |  |  | No | R-410A | 2.9333 | Residential & Commercial | No
211379348 | Central HP <5.4 tons | YORK | HRCU-A-CB (Split System: Heat Pump with Remote Outdoor Unit-Air-Source) | HMH72B341 |  |  | XAFC48FXXN1+TXV | TM9V080B12MP12 | 33400 | 16.5 | 8.5 | 32600 | 24000 | 73.62% | 2.06 | 0 | 9 |  |  |  | No | R-410A | 2.7833 | Residential & Commercial | No
211379463 | Central HP <5.4 tons | YORK | HRCU-A-CB (Split System: Heat Pump with Remote Outdoor Unit-Air-Source) | HMH72B341 |  |  | XAFC48FBCN1 | TM9E080C16MP12 | 34000 | 17 | 8.1 | 33400 | 24600 | 73.65% | 2.08 | 0 | 9 |  |  |  | No | R-410A | 2.8333 | Residential & Commercial | No
211380198 | Central HP <5.4 tons | YORK | HRCU-A-CB (Split System: Heat Pump with Remote Outdoor Unit-Air-Source) | HMH72B341 |  |  | XAFD48FBCN1 | TL8E080C16UH11 | 34000 | 16.5 | 8.5 | 32600 | 24000 | 73.62% | 2.08 | 0 | 9.5 |  |  |  | No | R-410A | 2.8333 | Residential & Commercial | No
213296666 | Central HP <5.4 tons | YORK | HRCU-A-CB (Split System: Heat Pump with Remote Outdoor Unit-Air-Source) | HMH72B341 |  |  | XAHC36DBCN1 | Y81E120C16SMPS1 | 34000 | 17.5 | 8.1 | 33400 | 24000 | 71.86% | 2.08 | 0 | 9.5 |  |  |  | No | R-410A | 2.8333 | Residential & Commercial | No
213296667 | Central HP <5.4 tons | YORK | HRCU-A-CB (Split System: Heat Pump with Remote Outdoor Unit-Air-Source) | HMH72B341 |  |  | XAHC36DBCN1 | Y81E120C16LMPS1 | 34000 | 17.5 | 8.1 | 33400 | 24000 | 71.86% | 2.08 | 0 | 9.5 |  |  |  | No | R-410A | 2.8333 | Residential & Commercial | No
213296533 | Central HP <5.4 tons | YORK | HRCU-A-CB (Split System: Heat Pump with Remote Outdoor Unit-Air-Source) | HMH72B341 |  |  | XAFC36DBCN1 | Y81E120C20SMPS1 | 34000 | 17.5 | 8.5 | 34000 | 24600 | 72.35% | 2.12 | 0 | 9.5 |  |  |  | No | R-410A | 2.8333 | Residential & Commercial | No
213296751 | Central HP <5.4 tons | YORK | HRCU-A-CB (Split System: Heat Pump with Remote Outdoor Unit-Air-Source) | HMH72B341 |  |  | XAFD48FBCN1 | Y81E120C16LMPS1 | 34000 | 16.5 | 8.5 | 32800 | 23400 | 71.34% | 2.1 | 0 | 9.5 |  |  |  | No | R-410A | 2.8333 | Residential & Commercial | No
213296745 | Central HP <5.4 tons | YORK | HRCU-A-CB (Split System: Heat Pump with Remote Outdoor Unit-Air-Source) | HMH72B341 |  |  | XAFB36DXXN1+TXV | Y82E080B12LMPS1 | 34000 | 18.5 | 8.1 | 33400 | 24000 | 71.86% | 2.08 | 0 | 9.5 |  |  |  | No | R-410A | 2.8333 | Residential & Commercial | No
213296529 | Central HP <5.4 tons | YORK | HRCU-A-CB (Split System: Heat Pump with Remote Outdoor Unit-Air-Source) | HMH72B341 |  |  | XAHC30CXXN1+TXV | Y82E080C16LMPS1 | 32800 | 18.5 | 8.5 | 32000 | 22800 | 71.25% | 2.04 | 0 | 9.5 |  |  |  | No | R-410A | 2.7333 | Residential & Commercial | No
213296631 | Central HP <5.4 tons | YORK | HRCU-A-CB (Split System: Heat Pump with Remote Outdoor Unit-Air-Source) | HMH72B341 |  |  | XAHC30CXXN1+TXV | Y81E100B12SMPS1 | 32000 | 17.5 | 8.1 | 32200 | 22600 | 70.19% | 2 | 0 | 9.5 |  |  |  | No | R-410A | 2.6667 | Residential & Commercial | No
213296681 | Central HP <5.4 tons | YORK | HRCU-A-CB (Split System: Heat Pump with Remote Outdoor Unit-Air-Source) | HMH72B341 |  |  | XAUB36DXXN1+TXV | Y81E100B12LMPS1 | 34000 | 18 | 8.1 | 34000 | 24600 | 72.35% | 2.1 | 0 | 9.5 |  |  |  | No | R-410A | 2.8333 | Residential & Commercial | No
213296715 | Central HP <5.4 tons | YORK | HRCU-A-CB (Split System: Heat Pump with Remote Outdoor Unit-Air-Source) | HMH72B341 |  |  | XAFC30CXXN1+TXV | Y81E120C16LMPS1 | 33600 | 18 | 8.5 | 33000 | 23400 | 70.91% | 2.06 | 0 | 9.5 |  |  |  | No | R-410A | 2.8 | Residential & Commercial | No
211712572 | Central HP <5.4 tons | BRYANT HEATING AND COOLING SYSTEMS | HRCU-A-CB (Split System: Heat Pump with Remote Outdoor Unit-Air-Source) | 38MURAQ30AB3* |  |  | CAP**4221AL* | 83*SA60080E21*** | 29800 | 15.2 | 8.1 | 33800 | 27200 | 80.47% | 1.78 | 0 | 9 |  |  |  | No | R-410A | 2.4833 | Residential & Commercial | No
211713367 | Central HP <5.4 tons | TEMPSTAR | HRCU-A-CB (Split System: Heat Pump with Remote Outdoor Unit-Air-Source) | DLCURAH30ABK |  |  | EA*4X43L21A* | *92ESN1002120A* | 31200 | 15.2 | 8.5 | 33600 | 26000 | 77.38% | 1.86 | 0 | 9 |  |  |  | No | R-410A | 2.6 | Residential & Commercial | No
211713328 | Central HP <5.4 tons | HEIL | HRCU-A-CB (Split System: Heat Pump with Remote Outdoor Unit-Air-Source) | DLCURAH30ABK |  |  | EA*4X43L21A* | *92ESN0601714A* | 30400 | 15.2 | 8.1 | 33000 | 26200 | 79.39% | 1.84 | 0 | 9 |  |  |  | No | R-410A | 2.5333 | Residential & Commercial | No
213296537 | Central HP <5.4 tons | YORK | HRCU-A-CB (Split System: Heat Pump with Remote Outdoor Unit-Air-Source) | HMH72B341 |  |  | XAFC36DBCN1 | Y81E120C16SMPS1 | 34000 | 18 | 8.5 | 33400 | 24400 | 73.05% | 2.12 | 0 | 9.5 |  |  |  | No | R-410A | 2.8333 | Residential & Commercial | No
213296680 | Central HP <5.4 tons | YORK | HRCU-A-CB (Split System: Heat Pump with Remote Outdoor Unit-Air-Source) | HMH72B341 |  |  | XAFB36DBCN1 | Y81E100B12LMPS1 | 34000 | 18 | 8.1 | 34000 | 24600 | 72.35% | 2.1 | 0 | 9.5 |  |  |  | No | R-410A | 2.8333 | Residential & Commercial | No
213296544 | Central HP <5.4 tons | YORK | HRCU-A-CB (Split System: Heat Pump with Remote Outdoor Unit-Air-Source) | HMH72B341 |  |  | XAFC36DXXN1+TXV | Y81E100B12LMPS1 | 34000 | 18.5 | 8.1 | 34000 | 24600 | 72.35% | 2.12 | 0 | 9.5 |  |  |  | No | R-410A | 2.8333 | Residential & Commercial | No
213296589 | Central HP <5.4 tons | YORK | HRCU-A-CB (Split System: Heat Pump with Remote Outdoor Unit-Air-Source) | HMH72B341 |  |  | XAHC30CXXN1+TXV | Y81E100C16LMPS1 | 32400 | 17.5 | 8.1 | 32000 | 22800 | 71.25% | 2.02 | 0 | 9.5 |  |  |  | No | R-410A | 2.7 | Residential & Commercial | No
213296717 | Central HP <5.4 tons | YORK | HRCU-A-CB (Split System: Heat Pump with Remote Outdoor Unit-Air-Source) | HMH72B341 |  |  | XAFC30CXXN1+TXV | Y81E100C16LMPS1 | 33600 | 18 | 8.5 | 33000 | 23400 | 70.91% | 2.06 | 0 | 9.5 |  |  |  | No | R-410A | 2.8 | Residential & Commercial | No
213296719 | Central HP <5.4 tons | YORK | HRCU-A-CB (Split System: Heat Pump with Remote Outdoor Unit-Air-Source) | HMH72B341 |  |  | XAFC30CXXN1+TXV | Y81E100B12LMPS1 | 33000 | 18 | 8.5 | 33000 | 23200 | 70.3% | 2.04 | 0 | 9.5 |  |  |  | No | R-410A | 2.75 | Residential & Commercial | No
213296752 | Central HP <5.4 tons | YORK | HRCU-A-CB (Split System: Heat Pump with Remote Outdoor Unit-Air-Source) | HMH72B341 |  |  | XAHC36DXXN1+TXV | Y81E100C16SMPS1 | 34000 | 17.5 | 8.1 | 33400 | 24000 | 71.86% | 2.08 | 0 | 9.5 |  |  |  | No | R-410A | 2.8333 | Residential & Commercial | No
213296637 | Central HP <5.4 tons | YORK | HRCU-A-CB (Split System: Heat Pump with Remote Outdoor Unit-Air-Source) | HMH72B341 |  |  | XAHC30CXXN1+TXV | Y81E080C16SMPS1 | 32800 | 17.5 | 8.5 | 32000 | 22800 | 71.25% | 2.04 | 0 | 9.5 |  |  |  | No | R-410A | 2.7333 | Residential & Commercial | No
213296714 | Central HP <5.4 tons | YORK | HRCU-A-CB (Split System: Heat Pump with Remote Outdoor Unit-Air-Source) | HMH72B341 |  |  | XAFC30CXXN1+TXV | Y81E120C16SMPS1 | 33600 | 18 | 8.5 | 33000 | 23400 | 70.91% | 2.06 | 0 | 9.5 |  |  |  | No | R-410A | 2.8 | Residential & Commercial | No
215674334 | Central HP <5.4 tons | CARRIER | HRCU-A-CB (Split System: Heat Pump with Remote Outdoor Unit-Air-Source) | 27VNA048A*030* |  |  | CAA**6121AM*+UI | 58TN*B070C17**16 | 45500 | 17.5 | 9 | 48000 | 34000 | 70.83% | 2.06 | 0 | 9.5 |  |  |  | No | R-454B | 3.7917 | Residential & Commercial | No
215674434 | Central HP <5.4 tons | CARRIER | HRCU-A-CB (Split System: Heat Pump with Remote Outdoor Unit-Air-Source) | 27VNA048A*030* |  |  | CAA**6121AM*+UI | 59TN6C080C17**14 | 45500 | 17.5 | 9 | 48000 | 33600 | 70% | 2.08 | 0 | 9.5 |  |  |  | No | R-454B | 3.7917 | Residential & Commercial | No
213296542 | Central HP <5.4 tons | YORK | HRCU-A-CB (Split System: Heat Pump with Remote Outdoor Unit-Air-Source) | HMH72B341 |  |  | XAFC36DBCN1 | Y81E100C16LMPS1 | 34000 | 18 | 8.5 | 33400 | 24400 | 73.05% | 2.12 | 0 | 9.5 |  |  |  | No | R-410A | 2.8333 | Residential & Commercial | No
213296576 | Central HP <5.4 tons | YORK | HRCU-A-CB (Split System: Heat Pump with Remote Outdoor Unit-Air-Source) | HMH72B341 |  |  | XAHC36DXXN1+TXV | Y82E080C16LMPS1 | 34000 | 18.5 | 8.5 | 33400 | 24000 | 71.86% | 2.1 | 0 | 9.5 |  |  |  | No | R-410A | 2.8333 | Residential & Commercial | No
213296592 | Central HP <5.4 tons | YORK | HRCU-A-CB (Split System: Heat Pump with Remote Outdoor Unit-Air-Source) | HMH72B341 |  |  | XAHC30CXXN1+TXV | Y81E080C20SMPS1 | 32800 | 17.5 | 8.5 | 32000 | 22800 | 71.25% | 2.02 | 0 | 9.5 |  |  |  | No | R-410A | 2.7333 | Residential & Commercial | No
213296626 | Central HP <5.4 tons | YORK | HRCU-A-CB (Split System: Heat Pump with Remote Outdoor Unit-Air-Source) | HMH72B341 |  |  | XAHC30CXXN1+TXV | Y81E120C16LMPS1 | 32600 | 17 | 8.5 | 32000 | 22600 | 70.62% | 2.04 | 0 | 9.5 |  |  |  | No | R-410A | 2.7167 | Residential & Commercial | No
213296581 | Central HP <5.4 tons | YORK | HRCU-A-CB (Split System: Heat Pump with Remote Outdoor Unit-Air-Source) | HMH72B341 |  |  | XAUB30CXXN1+TXV | Y82E080B12LMPS1 | 33000 | 18.5 | 8.1 | 33000 | 23400 | 70.91% | 2.04 | 0 | 9.5 |  |  |  | No | R-410A | 2.75 | Residential & Commercial | No
213296672 | Central HP <5.4 tons | YORK | HRCU-A-CB (Split System: Heat Pump with Remote Outdoor Unit-Air-Source) | HMH72B341 |  |  | XAHC36DXXN1+TXV | Y81E100B12SMPS1 | 33400 | 17.5 | 8.1 | 32800 | 23200 | 70.73% | 2.02 | 0 | 9.5 |  |  |  | No | R-410A | 2.7833 | Residential & Commercial | No
213296679 | Central HP <5.4 tons | YORK | HRCU-A-CB (Split System: Heat Pump with Remote Outdoor Unit-Air-Source) | HMH72B341 |  |  | XAUB36DXXN1+TXV | Y81E100B12SMPS1 | 34000 | 18 | 8.1 | 34000 | 24600 | 72.35% | 2.1 | 0 | 9.5 |  |  |  | No | R-410A | 2.8333 | Residential & Commercial | No
213296711 | Central HP <5.4 tons | YORK | HRCU-A-CB (Split System: Heat Pump with Remote Outdoor Unit-Air-Source) | HMH72B341 |  |  | XAHB30CXXN1+TXV | Y82E080B12LMPS1 | 31800 | 18 | 8.1 | 32200 | 22600 | 70.19% | 2 | 0 | 9.5 |  |  |  | No | R-410A | 2.65 | Residential & Commercial | No
213296747 | Central HP <5.4 tons | YORK | HRCU-A-CB (Split System: Heat Pump with Remote Outdoor Unit-Air-Source) | HMH72B341 |  |  | XAUB36DXXN1+TXV | Y82E080B12LMPS1 | 34000 | 18.5 | 8.1 | 33400 | 24000 | 71.86% | 2.08 | 0 | 9.5 |  |  |  | No | R-410A | 2.8333 | Residential & Commercial | No
212980525 | Central HP <5.4 tons | DAY & NIGHT | HRCU-A-CB (Split System: Heat Pump with Remote Outdoor Unit-Air-Source) | DLCURAH30ABK |  |  | EA*4X42L21A* | *80MS(N,L)0902120A* | 30200 | 15.2 | 8.1 | 34400 | 27400 | 79.65% | 1.8 | 0 | 9 |  |  |  | No | R-410A | 2.5167 | Residential & Commercial | No
213296629 | Central HP <5.4 tons | YORK | HRCU-A-CB (Split System: Heat Pump with Remote Outdoor Unit-Air-Source) | HMH72B341 |  |  | XAFC36DBCN1 | Y81E100C20SMPS1 | 34000 | 17.5 | 8.5 | 33400 | 24200 | 72.46% | 2.14 | 0 | 9.5 |  |  |  | No | R-410A | 2.8333 | Residential & Commercial | No
213296610 | Central HP <5.4 tons | YORK | HRCU-A-CB (Split System: Heat Pump with Remote Outdoor Unit-Air-Source) | HMH72B341 |  |  | XAFB36DBCN1 | Y92E040A10SMPS1 | 33400 | 17.5 | 8.5 | 33000 | 23200 | 70.3% | 1.98 | 0 | 9.5 |  |  |  | No | R-410A | 2.7833 | Residential & Commercial | No
213296674 | Central HP <5.4 tons | YORK | HRCU-A-CB (Split System: Heat Pump with Remote Outdoor Unit-Air-Source) | HMH72B341 |  |  | XAHC36DBCN1 | Y81E100B12SMPS1 | 33400 | 17.5 | 8.1 | 32800 | 23200 | 70.73% | 2.02 | 0 | 9.5 |  |  |  | No | R-410A | 2.7833 | Residential & Commercial | No
213296710 | Central HP <5.4 tons | YORK | HRCU-A-CB (Split System: Heat Pump with Remote Outdoor Unit-Air-Source) | HMH72B341 |  |  | XAFD48FBCN1 | Y82E080C16LMPS1 | 33600 | 17.5 | 8.5 | 32800 | 23200 | 70.73% | 2.08 | 0 | 9.5 |  |  |  | No | R-410A | 2.8 | Residential & Commercial | No
215670417 | Central HP <5.4 tons | BRYANT HEATING AND COOLING SYSTEMS | HRCU-A-CB (Split System: Heat Pump with Remote Outdoor Unit-Air-Source) | 290VAN036**AA* |  |  | CSAH*6012AM*+UI | 88*TB48070C17*** | 34400 | 17 | 8.5 | 34800 | 25000 | 71.84% | 1.8 | 0 | 9.5 |  |  |  | No | R-454B | 2.8667 | Residential & Commercial | No
215670227 | Central HP <5.4 tons | BRYANT HEATING AND COOLING SYSTEMS | HRCU-A-CB (Split System: Heat Pump with Remote Outdoor Unit-Air-Source) | 290VAN036**AA* |  |  | CSAH*4812AM*+UI | 88*TB66135C24*** | 34200 | 17 | 8.5 | 35400 | 25200 | 71.19% | 1.9 | 0 | 9.5 |  |  |  | No | R-454B | 2.85 | Residential & Commercial | No
213080006 | Central HP <5.4 tons | AIRQUEST | HRCU-A-CB (Split System: Heat Pump with Remote Outdoor Unit-Air-Source) | DLCURAH36ABK |  |  | EA*4X36L21A* | *96MSN0801716A* | 35200 | 15.5 | 8.1 | 39000 | 35400 | 90.77% | 1.84 | 0 | 9.5 |  |  |  | No | R-410A | 2.9333 | Residential & Commercial | No
211240244 | Central HP <5.4 tons | TEMPSTAR | HRCU-A-CB (Split System: Heat Pump with Remote Outdoor Unit-Air-Source) | DLCURAH24ABK |  |  | EA*4X24L14A* | *96VSN0401410A* | 23400 | 15.5 | 8.5 | 26800 | 24800 | 92.54% | 2.04 | 0 | 9.5 |  |  |  | No | R-410A | 1.95 | Residential & Commercial | No
213296526 | Central HP <5.4 tons | YORK | HRCU-A-CB (Split System: Heat Pump with Remote Outdoor Unit-Air-Source) | HMH72B341 |  |  | XAHC36DXXN1+TXV | Y82E120C20LMPS1 | 34000 | 18.5 | 8.1 | 33400 | 23800 | 71.26% | 2.06 | 0 | 9.5 |  |  |  | No | R-410A | 2.8333 | Residential & Commercial | No
213296574 | Central HP <5.4 tons | YORK | HRCU-A-CB (Split System: Heat Pump with Remote Outdoor Unit-Air-Source) | HMH72B341 |  |  | XAFC36DXXN1+TXV | Y82E100C20LMPS1 | 34000 | 18.5 | 8.5 | 33400 | 24200 | 72.46% | 2.14 | 0 | 9.5 |  |  |  | No | R-410A | 2.8333 | Residential & Commercial | No
213296593 | Central HP <5.4 tons | YORK | HRCU-A-CB (Split System: Heat Pump with Remote Outdoor Unit-Air-Source) | HMH72B341 |  |  | XAHC30CXXN1+TXV | Y81E080C20LMPS1 | 32800 | 17.5 | 8.5 | 32000 | 22800 | 71.25% | 2.02 | 0 | 9.5 |  |  |  | No | R-410A | 2.7333 | Residential & Commercial | No
213296726 | Central HP <5.4 tons | YORK | HRCU-A-CB (Split System: Heat Pump with Remote Outdoor Unit-Air-Source) | HMH72B341 |  |  | XAUB30CXXN1+TXV | Y81E080B12SMPS1 | 33000 | 18 | 8.5 | 33000 | 23400 | 70.91% | 2.04 | 0 | 9.5 |  |  |  | No | R-410A | 2.75 | Residential & Commercial | No
215676983 | Central HP <5.4 tons | CARRIER | HRCU-A-CB (Split System: Heat Pump with Remote Outdoor Unit-Air-Source) | 27VNA060A*030* |  |  | CVAMA6021XMA*+UI | 58TN*B070C17**16 | 55000 | 18 | 9 | 59500 | 43500 | 73.11% | 2.1 | 0 | 9.5 |  |  |  | No | R-454B | 4.5833 | Residential & Commercial | No
215679233 | Central HP <5.4 tons | CARRIER | HRCU-A-CB (Split System: Heat Pump with Remote Outdoor Unit-Air-Source) | 27VNA036A*030* |  |  | CAA**3717AM*+UI | 58CU*B040C17**12 | 34200 | 17 | 9 | 35600 | 25400 | 71.35% | 1.88 | 0 | 9.5 |  |  |  | No | R-454B | 2.85 | Residential & Commercial | No
213296699 | Central HP <5.4 tons | YORK | HRCU-A-CB (Split System: Heat Pump with Remote Outdoor Unit-Air-Source) | HMH72B341 |  |  | XAFC36DBCN1 | Y92E060B12SMPS1 | 33800 | 17.5 | 8.5 | 33400 | 23400 | 70.06% | 2 | 0 | 9.5 |  |  |  | No | R-410A | 2.8167 | Residential & Commercial | No
213296750 | Central HP <5.4 tons | YORK | HRCU-A-CB (Split System: Heat Pump with Remote Outdoor Unit-Air-Source) | HMH72B341 |  |  | XAFD48FBCN1 | Y81E120C16SMPS1 | 34000 | 16.5 | 8.5 | 32800 | 23400 | 71.34% | 2.1 | 0 | 9.5 |  |  |  | No | R-410A | 2.8333 | Residential & Commercial | No
213296585 | Central HP <5.4 tons | YORK | HRCU-A-CB (Split System: Heat Pump with Remote Outdoor Unit-Air-Source) | HMH72B341 |  |  | XAUC48FXXN1+TXV | Y81E120C16SMPS1 | 34000 | 16.5 | 8.5 | 32800 | 23400 | 71.34% | 2.1 | 0 | 9.5 |  |  |  | No | R-410A | 2.8333 | Residential & Commercial | No
213296743 | Central HP <5.4 tons | YORK | HRCU-A-CB (Split System: Heat Pump with Remote Outdoor Unit-Air-Source) | HMH72B341 |  |  | XAFC30CXXN1+TXV | Y82E100C16LMPS1 | 33400 | 18 | 8.5 | 33000 | 23400 | 70.91% | 2.06 | 0 | 9.5 |  |  |  | No | R-410A | 2.7833 | Residential & Commercial | No
213296744 | Central HP <5.4 tons | YORK | HRCU-A-CB (Split System: Heat Pump with Remote Outdoor Unit-Air-Source) | HMH72B341 |  |  | XAFC30CXXN1+TXV | Y82E080C16LMPS1 | 33600 | 18.5 | 8.5 | 33000 | 23200 | 70.3% | 2.08 | 0 | 9.5 |  |  |  | No | R-410A | 2.8 | Residential & Commercial | No
213296760 | Central HP <5.4 tons | YORK | HRCU-A-CB (Split System: Heat Pump with Remote Outdoor Unit-Air-Source) | HMH72B341 |  |  | XAHC36DXXN1+TXV | Y81E080C20SMPS1 | 34000 | 17.5 | 8.1 | 33400 | 23600 | 70.66% | 2.08 | 0 | 9.5 |  |  |  | No | R-410A | 2.8333 | Residential & Commercial | No
212984976 | Central HP <5.4 tons | HEIL | HRCU-A-CB (Split System: Heat Pump with Remote Outdoor Unit-Air-Source) | DLCURAH30ABK |  |  | EA*4X37L21A* | *92MSN0802120A* | 30600 | 15.2 | 8.1 | 33200 | 26200 | 78.92% | 1.86 | 0 | 9 |  |  |  | No | R-410A | 2.55 | Residential & Commercial | No
212985294 | Central HP <5.4 tons | HEIL | HRCU-A-CB (Split System: Heat Pump with Remote Outdoor Unit-Air-Source) | DLCURAH30ABK |  |  | EA*4X42L24A* | *92MSN1002120A* | 30200 | 15.2 | 8.1 | 34200 | 27400 | 80.12% | 1.8 | 0 | 9 |  |  |  | No | R-410A | 2.5167 | Residential & Commercial | No
212988054 | Central HP <5.4 tons | HEIL | HRCU-A-CB (Split System: Heat Pump with Remote Outdoor Unit-Air-Source) | DLCURAH30ABK |  |  | EA*4X42L21A* | *96MSN1002120A* | 30200 | 15.2 | 8.5 | 34000 | 27400 | 80.59% | 1.8 | 0 | 9 |  |  |  | No | R-410A | 2.5167 | Residential & Commercial | No
215679193 | Central HP <5.4 tons | CARRIER | HRCU-A-CB (Split System: Heat Pump with Remote Outdoor Unit-Air-Source) | 27VNA036A*030* |  |  | CAA**3617AM*+UI | 58CU*B040C17**12 | 32800 | 17 | 8.5 | 36000 | 25800 | 71.67% | 1.76 | 0 | 9.5 |  |  |  | No | R-454B | 2.7333 | Residential & Commercial | No
215670477 | Central HP <5.4 tons | BRYANT HEATING AND COOLING SYSTEMS | HRCU-A-CB (Split System: Heat Pump with Remote Outdoor Unit-Air-Source) | 290VAN036**AA* |  |  | CSAH*6012AM*+UI | 935CB48060C17*** | 34400 | 16.5 | 8.5 | 34800 | 25000 | 71.84% | 1.78 | 0 | 9.5 |  |  |  | No | R-454B | 2.8667 | Residential & Commercial | No
215670377 | Central HP <5.4 tons | BRYANT HEATING AND COOLING SYSTEMS | HRCU-A-CB (Split System: Heat Pump with Remote Outdoor Unit-Air-Source) | 290VAN036**AA* |  |  | CSAH*6012AM*+UI | 83*CA36040C17*** | 34600 | 17 | 8.5 | 34600 | 24800 | 71.68% | 1.8 | 0 | 9.5 |  |  |  | No | R-454B | 2.8833 | Residential & Commercial | No
215669223 | Central HP <5.4 tons | BRYANT HEATING AND COOLING SYSTEMS | HRCU-A-CB (Split System: Heat Pump with Remote Outdoor Unit-Air-Source) | 290VAN036**AA* |  |  | CAA**4821AM*+UI | 987MC60060C21*** | 33600 | 17.5 | 9 | 35200 | 25200 | 71.59% | 1.9 | 0 | 9.5 |  |  |  | No | R-454B | 2.8 | Residential & Commercial | No
215670277 | Central HP <5.4 tons | BRYANT HEATING AND COOLING SYSTEMS | HRCU-A-CB (Split System: Heat Pump with Remote Outdoor Unit-Air-Source) | 290VAN036**AA* |  |  | CSAH*4812AM*+UI | 987MC60060C21*** | 34000 | 16.5 | 8.5 | 35600 | 25400 | 71.35% | 1.76 | 0 | 9.5 |  |  |  | No | R-454B | 2.8333 | Residential & Commercial | No
212974918 | Central HP <5.4 tons | DAY & NIGHT | HRCU-A-CB (Split System: Heat Pump with Remote Outdoor Unit-Air-Source) | DLCURAH24ABK |  |  | EA*4X24L14A* | *96VTN0401410B* | 23000 | 16 | 8.5 | 27000 | 27200 | 100.7% | 2.3 | 0 | 9.5 |  |  |  | No | R-410A | 1.9167 | Residential & Commercial | No
213296761 | Central HP <5.4 tons | YORK | HRCU-A-CB (Split System: Heat Pump with Remote Outdoor Unit-Air-Source) | HMH72B341 |  |  | XAHC36DXXN1+TXV | Y81E080C20LMPS1 | 34000 | 17.5 | 8.1 | 33400 | 23600 | 70.66% | 2.08 | 0 | 9.5 |  |  |  | No | R-410A | 2.8333 | Residential & Commercial | No
215679503 | Central HP <5.4 tons | CARRIER | HRCU-A-CB (Split System: Heat Pump with Remote Outdoor Unit-Air-Source) | 27VNA036A*030* |  |  | CAA**4821AM*+UI | 58CU*B060C17**16 | 33800 | 18 | 9 | 35000 | 25000 | 71.43% | 1.9 | 0 | 9.5 |  |  |  | No | R-454B | 2.8167 | Residential & Commercial | No
215679443 | Central HP <5.4 tons | CARRIER | HRCU-A-CB (Split System: Heat Pump with Remote Outdoor Unit-Air-Source) | 27VNA036A*030* |  |  | CAA**4321AM*+UI | 59TN7A060C17**16 | 34200 | 17.5 | 9 | 35600 | 25400 | 71.35% | 1.88 | 0 | 9.5 |  |  |  | No | R-454B | 2.85 | Residential & Commercial | No
212974137 | Central HP <5.4 tons | DAY & NIGHT | HRCU-A-CB (Split System: Heat Pump with Remote Outdoor Unit-Air-Source) | DLCURAH30ABK |  |  | EA*4X37L21A* | *96VSN0802120B* | 30400 | 15.2 | 8.1 | 33400 | 26400 | 79.04% | 1.86 | 0 | 9 |  |  |  | No | R-410A | 2.5333 | Residential & Commercial | No
212977013 | Central HP <5.4 tons | DAY & NIGHT | HRCU-A-CB (Split System: Heat Pump with Remote Outdoor Unit-Air-Source) | DLCURAH30ABK |  |  | EA*4X36L21A* | *96VTN1002122B* | 29800 | 15.2 | 8.1 | 34200 | 28000 | 81.87% | 1.78 | 0 | 9 |  |  |  | No | R-410A | 2.4833 | Residential & Commercial | No
211222530 | Central HP <5.4 tons | TEMPSTAR | HRCU-A-CB (Split System: Heat Pump with Remote Outdoor Unit-Air-Source) | DLCURAH30ABK |  |  | EA*4X37L21A* | *80ESU0401712A* | 31000 | 15.2 | 8.1 | 33400 | 26000 | 77.84% | 1.86 | 0 | 9 |  |  |  | No | R-410A | 2.5833 | Residential & Commercial | No
211240409 | Central HP <5.4 tons | TEMPSTAR | HRCU-A-CB (Split System: Heat Pump with Remote Outdoor Unit-Air-Source) | DLCURAH24ABK |  |  | EA*4X24L17A* | *96VSN0401712A* | 23000 | 15.5 | 8.5 | 26400 | 26000 | 98.48% | 2.18 | 0 | 9.5 |  |  |  | No | R-410A | 1.9167 | Residential & Commercial | No
212986146 | Central HP <5.4 tons | HEIL | HRCU-A-CB (Split System: Heat Pump with Remote Outdoor Unit-Air-Source) | DLCURAH24ABK |  |  | EA*4X24L17A* | *96MSN0401410A* | 23200 | 16 | 8.5 | 27000 | 26400 | 97.78% | 2.2 | 0 | 9.5 |  |  |  | No | R-410A | 1.9333 | Residential & Commercial | No
212986530 | Central HP <5.4 tons | HEIL | HRCU-A-CB (Split System: Heat Pump with Remote Outdoor Unit-Air-Source) | DLCURAH24ABK |  |  | EA*4X24L17A* | *96MSN0401712A* | 23000 | 15.5 | 8.5 | 27000 | 27200 | 100.7% | 2.3 | 0 | 9.5 |  |  |  | No | R-410A | 1.9167 | Residential & Commercial | No
213296633 | Central HP <5.4 tons | YORK | HRCU-A-CB (Split System: Heat Pump with Remote Outdoor Unit-Air-Source) | HMH72B341 |  |  | XAFB30CXXN1+TXV | Y81E100B12SMPS1 | 32800 | 18 | 8.5 | 33000 | 23200 | 70.3% | 2.04 | 0 | 9.5 |  |  |  | No | R-410A | 2.7333 | Residential & Commercial | No
213296634 | Central HP <5.4 tons | YORK | HRCU-A-CB (Split System: Heat Pump with Remote Outdoor Unit-Air-Source) | HMH72B341 |  |  | XAFB30CXXN1+TXV | Y81E100B12LMPS1 | 32800 | 18 | 8.5 | 33000 | 23200 | 70.3% | 2.04 | 0 | 9.5 |  |  |  | No | R-410A | 2.7333 | Residential & Commercial | No
213296668 | Central HP <5.4 tons | YORK | HRCU-A-CB (Split System: Heat Pump with Remote Outdoor Unit-Air-Source) | HMH72B341 |  |  | XAHC36DXXN1+TXV | Y81E100C20SMPS1 | 34000 | 17 | 8.5 | 33400 | 23600 | 70.66% | 2.08 | 0 | 9.5 |  |  |  | No | R-410A | 2.8333 | Residential & Commercial | No
211226584 | Central HP <5.4 tons | DAY & NIGHT | HRCU-A-CB (Split System: Heat Pump with Remote Outdoor Unit-Air-Source) | DLCURAH36ABK |  |  | EA*4X37L17A* | *80VTL0451412A* | 36000 | 15.2 | 8.1 | 38500 | 35000 | 90.91% | 2.02 | 0 | 9.5 |  |  |  | No | R-410A | 3 | Residential & Commercial | No
213607815 | Central HP <5.4 tons | AIRQUEST | HRCU-A-CB (Split System: Heat Pump with Remote Outdoor Unit-Air-Source) | DLCURAH60ABK |  |  | FTMA4B60L0D* |  | 55000 | 15.2 | 8.1 | 52500 | 48000 | 91.43% | 1.84 | 0 | 8.5 |  |  |  | No | R-410A | 4.5833 | Residential & Commercial | No
215679823 | Central HP <5.4 tons | CARRIER | HRCU-A-CB (Split System: Heat Pump with Remote Outdoor Unit-Air-Source) | 27VNA036A*030* |  |  | CSAH*4212AM*+UI | 59TN7A080C17**16 | 33800 | 16 | 8.5 | 35800 | 25400 | 70.95% | 1.76 | 0 | 9 |  |  |  | No | R-454B | 2.8167 | Residential & Commercial | No
215674464 | Central HP <5.4 tons | CARRIER | HRCU-A-CB (Split System: Heat Pump with Remote Outdoor Unit-Air-Source) | 27VNA048A*030* |  |  | CAA**6124AM*+UI | 58CU*A100C21**20 | 46000 | 18 | 9 | 48000 | 33800 | 70.42% | 2.08 | 0 | 9.5 |  |  |  | No | R-454B | 3.8333 | Residential & Commercial | No
215674897 | Central HP <5.4 tons | CARRIER | HRCU-A-CB (Split System: Heat Pump with Remote Outdoor Unit-Air-Source) | 27VNA048A*030* |  |  | CSAH*4812AM*+UI | 59CU5B060C17**16 | 44500 | 16 | 8.5 | 49500 | 34800 | 70.3% | 1.92 | 0 | 9 |  |  |  | No | R-454B | 3.7083 | Residential & Commercial | No
215675303 | Central HP <5.4 tons | CARRIER | HRCU-A-CB (Split System: Heat Pump with Remote Outdoor Unit-Air-Source) | 27VNA048A*030* |  |  | CSAH*6012AM*+UI | 59MN7C120C24**22 | 45500 | 16.5 | 8.5 | 48000 | 33800 | 70.42% | 2.08 | 0 | 9.5 |  |  |  | No | R-454B | 3.7917 | Residential & Commercial | No
215675403 | Central HP <5.4 tons | CARRIER | HRCU-A-CB (Split System: Heat Pump with Remote Outdoor Unit-Air-Source) | 27VNA048A*030* |  |  | CVAMA4821XMA*+UI | 59CU5B060C17**16 | 46500 | 17.5 | 9 | 50000 | 37000 | 74% | 1.98 | 0 | 9.5 |  |  |  | No | R-454B | 3.875 | Residential & Commercial | No
215674698 | Central HP <5.4 tons | CARRIER | HRCU-A-CB (Split System: Heat Pump with Remote Outdoor Unit-Air-Source) | 27VNA048A*030* |  |  | CSAH*4812AM*+UI | 58CU*A080C21**20 | 45000 | 16.5 | 8.5 | 48500 | 34200 | 70.52% | 2.06 | 0 | 9.5 |  |  |  | No | R-454B | 3.75 | Residential & Commercial | No
215674732 | Central HP <5.4 tons | CARRIER | HRCU-A-CB (Split System: Heat Pump with Remote Outdoor Unit-Air-Source) | 27VNA048A*030* |  |  | CSAH*4812AM*+UI | 58TN*B045C17**12 | 44000 | 15.5 | 8.5 | 50000 | 35200 | 70.4% | 1.92 | 0 | 9 |  |  |  | No | R-454B | 3.6667 | Residential & Commercial | No
215674553 | Central HP <5.4 tons | CARRIER | HRCU-A-CB (Split System: Heat Pump with Remote Outdoor Unit-Air-Source) | 27VNA048A*030* |  |  | CAA**6124AM*+UI | 59MN7C060C21**20 | 45500 | 17.5 | 9 | 48000 | 34200 | 71.25% | 2.06 | 0 | 9.5 |  |  |  | No | R-454B | 3.7917 | Residential & Commercial | No
213078971 | Central HP <5.4 tons | TEMPSTAR | HRCU-A-CB (Split System: Heat Pump with Remote Outdoor Unit-Air-Source) | DLCURAH36ABK |  |  | EA*4X36L21A* | *80MSU0401712A* | 35000 | 16 | 8.1 | 38500 | 35200 | 91.43% | 1.8 | 0 | 9.5 |  |  |  | No | R-410A | 2.9167 | Residential & Commercial | No
212976747 | Central HP <5.4 tons | DAY & NIGHT | HRCU-A-CB (Split System: Heat Pump with Remote Outdoor Unit-Air-Source) | DLCURAH30ABK |  |  | EA*4X42L24A* | *96VTN1002120B* | 30200 | 15.2 | 8.1 | 34200 | 27400 | 80.12% | 1.8 | 0 | 9 |  |  |  | No | R-410A | 2.5167 | Residential & Commercial | No
215679773 | Central HP <5.4 tons | CARRIER | HRCU-A-CB (Split System: Heat Pump with Remote Outdoor Unit-Air-Source) | 27VNA036A*030* |  |  | CSAH*3612AM*+UI | 59TN7A120C24**22 | 33800 | 16.5 | 8.5 | 35800 | 25400 | 70.95% | 1.76 | 0 | 9.5 |  |  |  | No | R-454B | 2.8167 | Residential & Commercial | No
211712645 | Central HP <5.4 tons | CARRIER | HRCU-A-CB (Split System: Heat Pump with Remote Outdoor Unit-Air-Source) | 38MURAQ30AB3* |  |  | CAP**4224AL* | 59TP6B100V21**22 | 29600 | 15.2 | 8.1 | 33800 | 27200 | 80.47% | 1.78 | 0 | 9 |  |  |  | No | R-410A | 2.4667 | Residential & Commercial | No
211712906 | Central HP <5.4 tons | CARRIER | HRCU-A-CB (Split System: Heat Pump with Remote Outdoor Unit-Air-Source) | 38MURAQ30AB3* |  |  | CAP**4224AL* | 59SC2D100E21**20 | 30600 | 15.2 | 8.1 | 34200 | 27000 | 78.95% | 1.82 | 0 | 9 |  |  |  | No | R-410A | 2.55 | Residential & Commercial | No
211713038 | Central HP <5.4 tons | CARRIER | HRCU-A-CB (Split System: Heat Pump with Remote Outdoor Unit-Air-Source) | 38MURAQ30AB3* |  |  | CAP**4321AL* | GG96VTAA60100C | 30600 | 15.2 | 8.1 | 33000 | 26000 | 78.79% | 1.84 | 0 | 9 |  |  |  | No | R-410A | 2.55 | Residential & Commercial | No
212979743 | Central HP <5.4 tons | DAY & NIGHT | HRCU-A-CB (Split System: Heat Pump with Remote Outdoor Unit-Air-Source) | DLCURAH30ABK |  |  | EA*4X43L21A* | *80MS(N,L)0901714A* | 30400 | 15.2 | 8.1 | 33000 | 26400 | 80% | 1.84 | 0 | 9 |  |  |  | No | R-410A | 2.5333 | Residential & Commercial | No
211712571 | Central HP <5.4 tons | CARRIER | HRCU-A-CB (Split System: Heat Pump with Remote Outdoor Unit-Air-Source) | 38MURAQ30AB3* |  |  | CAP**4221AL* | 58SU*A080E21**20 | 29800 | 15.2 | 8.1 | 33800 | 27200 | 80.47% | 1.78 | 0 | 9 |  |  |  | No | R-410A | 2.4833 | Residential & Commercial | No
212984548 | Central HP <5.4 tons | HEIL | HRCU-A-CB (Split System: Heat Pump with Remote Outdoor Unit-Air-Source) | DLCURAH30ABK |  |  | END4X42L17** | *92MSN0801716A* | 30000 | 15.2 | 8.1 | 34000 | 27200 | 80% | 1.82 | 0 | 9 |  |  |  | No | R-410A | 2.5 | Residential & Commercial | No
212984966 | Central HP <5.4 tons | HEIL | HRCU-A-CB (Split System: Heat Pump with Remote Outdoor Unit-Air-Source) | DLCURAH30ABK |  |  | EA*4X36L21A* | *92MSN0802120A* | 30000 | 15.2 | 8.1 | 34400 | 28000 | 81.4% | 1.78 | 0 | 9 |  |  |  | No | R-410A | 2.5 | Residential & Commercial | No
212982653 | Central HP <5.4 tons | COMFORTMAKER | HRCU-A-CB (Split System: Heat Pump with Remote Outdoor Unit-Air-Source) | DLCURAH30ABK |  |  | EA*4X42L24A* | *80MSU0601716A* | 30000 | 15.5 | 8.1 | 34200 | 27600 | 80.7% | 1.8 | 0 | 9 |  |  |  | No | R-410A | 2.5 | Residential & Commercial | No
215669455 | Central HP <5.4 tons | AIRQUEST | HRCU-A-CB (Split System: Heat Pump with Remote Outdoor Unit-Air-Source) | H5H0V36*K*AAA* |  |  | EA*5X61M21A*+WALLCON | *80CTL0451712B* | 34400 | 17.5 | 9 | 34600 | 25200 | 72.83% | 1.9 | 0 | 9.5 |  |  |  | No | R-454B | 2.8667 | Residential & Commercial | No
215669887 | Central HP <5.4 tons | AIRQUEST | HRCU-A-CB (Split System: Heat Pump with Remote Outdoor Unit-Air-Source) | H5H0V36*K*AAA* |  |  | ESH5X36M12A*+WALLCON | *97CMN1002122B* | 33800 | 16.5 | 8.5 | 35800 | 25400 | 70.95% | 1.76 | 0 | 9.5 |  |  |  | No | R-454B | 2.8167 | Residential & Commercial | No
215670339 | Central HP <5.4 tons | AIRQUEST | HRCU-A-CB (Split System: Heat Pump with Remote Outdoor Unit-Air-Source) | H5H0V36*K*AAA* |  |  | ESH5X48M12A*+WALLCON | *96CTN0601714B* | 33800 | 16 | 8.5 | 35600 | 25400 | 71.35% | 1.78 | 0 | 9 |  |  |  | No | R-454B | 2.8167 | Residential & Commercial | No
211222746 | Central HP <5.4 tons | TEMPSTAR | HRCU-A-CB (Split System: Heat Pump with Remote Outdoor Unit-Air-Source) | DLCURAH30ABK |  |  | FM(C,U)4Z30**AL* |  | 30400 | 15.5 | 8.5 | 35000 | 27400 | 78.29% | 1.82 | 0 | 9 |  |  |  | No | R-410A | 2.5333 | Residential & Commercial | No
212988066 | Central HP <5.4 tons | HEIL | HRCU-A-CB (Split System: Heat Pump with Remote Outdoor Unit-Air-Source) | DLCURAH30ABK |  |  | EA*4X42L24A* | *96MSN1002120A* | 30000 | 15.2 | 8.5 | 34000 | 27200 | 80% | 1.8 | 0 | 9 |  |  |  | No | R-410A | 2.5 | Residential & Commercial | No
212984433 | Central HP <5.4 tons | CARRIER | HRCU-A-CB (Split System: Heat Pump with Remote Outdoor Unit-Air-Source) | 38MURAQ30AB3* |  |  | CAP**3617AL* | 59SC2E080M17**16 | 29400 | 15.2 | 8.1 | 34000 | 28000 | 82.35% | 1.76 | 0 | 9 |  |  |  | No | R-410A | 2.45 | Residential & Commercial | No
212985251 | Central HP <5.4 tons | CARRIER | HRCU-A-CB (Split System: Heat Pump with Remote Outdoor Unit-Air-Source) | 38MURAQ30AB3* |  |  | CAP**3621AL* | 59SC2E100M21**20 | 30000 | 15.2 | 8.1 | 34400 | 28000 | 81.4% | 1.78 | 0 | 9 |  |  |  | No | R-410A | 2.5 | Residential & Commercial | No
213079342 | Central HP <5.4 tons | TEMPSTAR | HRCU-A-CB (Split System: Heat Pump with Remote Outdoor Unit-Air-Source) | DLCURAH36ABK |  |  | EA*4X36L17A* | *92MSN0601412A* | 35000 | 15.5 | 8.1 | 38500 | 35200 | 91.43% | 2 | 0 | 9.5 |  |  |  | No | R-410A | 2.9167 | Residential & Commercial | No
212981113 | Central HP <5.4 tons | COMFORTMAKER | HRCU-A-CB (Split System: Heat Pump with Remote Outdoor Unit-Air-Source) | DLCURAH30ABK |  |  | EA*4X42L24A* | *80MS(N,L)1102420A* | 30000 | 15.5 | 8.1 | 34200 | 27600 | 80.7% | 1.8 | 0 | 9 |  |  |  | No | R-410A | 2.5 | Residential & Commercial | No
212981222 | Central HP <5.4 tons | COMFORTMAKER | HRCU-A-CB (Split System: Heat Pump with Remote Outdoor Unit-Air-Source) | DLCURAH30ABK |  |  | EA*4X42L24A* | *80MS(N,L)1352420A* | 30200 | 15.2 | 8.1 | 34400 | 27400 | 79.65% | 1.8 | 0 | 9 |  |  |  | No | R-410A | 2.5167 | Residential & Commercial | No
212982149 | Central HP <5.4 tons | COMFORTMAKER | HRCU-A-CB (Split System: Heat Pump with Remote Outdoor Unit-Air-Source) | DLCURAH30ABK |  |  | EA*4X37L21A* | *80MSU0401712A* | 30400 | 15.2 | 8.1 | 33400 | 26200 | 78.44% | 1.86 | 0 | 9 |  |  |  | No | R-410A | 2.5333 | Residential & Commercial | No
212982617 | Central HP <5.4 tons | COMFORTMAKER | HRCU-A-CB (Split System: Heat Pump with Remote Outdoor Unit-Air-Source) | DLCURAH30ABK |  |  | EA*4X36L21A* | *80MSU0601716A* | 29600 | 15.2 | 8.1 | 34000 | 27800 | 81.76% | 1.78 | 0 | 9 |  |  |  | No | R-410A | 2.4667 | Residential & Commercial | No
213079433 | Central HP <5.4 tons | TEMPSTAR | HRCU-A-CB (Split System: Heat Pump with Remote Outdoor Unit-Air-Source) | DLCURAH36ABK |  |  | EA*4X42L21A* | *92MSN0601714A* | 35200 | 16 | 8.1 | 38500 | 35200 | 91.43% | 1.88 | 0 | 9.5 |  |  |  | No | R-410A | 2.9333 | Residential & Commercial | No
213080001 | Central HP <5.4 tons | TEMPSTAR | HRCU-A-CB (Split System: Heat Pump with Remote Outdoor Unit-Air-Source) | DLCURAH36ABK |  |  | EA*4X36L17A* | *96MSN0801716A* | 35000 | 15.2 | 8.1 | 39000 | 35400 | 90.77% | 1.82 | 0 | 9.5 |  |  |  | No | R-410A | 2.9167 | Residential & Commercial | No
212984440 | Central HP <5.4 tons | HEIL | HRCU-A-CB (Split System: Heat Pump with Remote Outdoor Unit-Air-Source) | DLCURAH30ABK |  |  | EA*4X36L17A* | *92MSN0801716A* | 29400 | 15.2 | 8.1 | 34000 | 28000 | 82.35% | 1.76 | 0 | 9 |  |  |  | No | R-410A | 2.45 | Residential & Commercial | No
212980939 | Central HP <5.4 tons | COMFORTMAKER | HRCU-A-CB (Split System: Heat Pump with Remote Outdoor Unit-Air-Source) | DLCURAH30ABK |  |  | EA*4X42L24A* | *80MS(N,L)1102120A* | 30400 | 15.2 | 8.1 | 34400 | 27400 | 79.65% | 1.82 | 0 | 9 |  |  |  | No | R-410A | 2.5333 | Residential & Commercial | No
212982125 | Central HP <5.4 tons | COMFORTMAKER | HRCU-A-CB (Split System: Heat Pump with Remote Outdoor Unit-Air-Source) | DLCURAH30ABK |  |  | EA*4X36L21A* | *80MSU0401712A* | 29800 | 15.2 | 8.5 | 33800 | 27800 | 82.25% | 1.76 | 0 | 9 |  |  |  | No | R-410A | 2.4833 | Residential & Commercial | No
212988335 | Central HP <5.4 tons | DAY & NIGHT | HRCU-A-CB (Split System: Heat Pump with Remote Outdoor Unit-Air-Source) | DLCURAH30ABK |  |  | EA*4X42L24A* | *96MSN1202422A* | 30000 | 15.2 | 8.1 | 34200 | 27600 | 80.7% | 1.8 | 0 | 9 |  |  |  | No | R-410A | 2.5 | Residential & Commercial | No
212984998 | Central HP <5.4 tons | TEMPSTAR | HRCU-A-CB (Split System: Heat Pump with Remote Outdoor Unit-Air-Source) | DLCURAH30ABK |  |  | EA*4X42L24A* | *92MSN0802120A* | 30200 | 15.2 | 8.1 | 34200 | 26400 | 77.19% | 1.86 | 0 | 9 |  |  |  | No | R-410A | 2.5167 | Residential & Commercial | No
212985297 | Central HP <5.4 tons | TEMPSTAR | HRCU-A-CB (Split System: Heat Pump with Remote Outdoor Unit-Air-Source) | DLCURAH30ABK |  |  | EA*4X42L24A* | *92MSN1002120A* | 30200 | 15.2 | 8.1 | 34200 | 27400 | 80.12% | 1.8 | 0 | 9 |  |  |  | No | R-410A | 2.5167 | Residential & Commercial | No
212989559 | Central HP <5.4 tons | TEMPSTAR | HRCU-A-CB (Split System: Heat Pump with Remote Outdoor Unit-Air-Source) | DLCURAH30ABK |  |  | EA*4X42L24A* | *95MSU0802120A* | 30000 | 15.2 | 8.1 | 34200 | 27600 | 80.7% | 1.8 | 0 | 9 |  |  |  | No | R-410A | 2.5 | Residential & Commercial | No
212972911 | Central HP <5.4 tons | TEMPSTAR | HRCU-A-CB (Split System: Heat Pump with Remote Outdoor Unit-Air-Source) | DLCURAH24ABK |  |  | EA*4X24L17A* | *96VSN0401410B* | 23200 | 16 | 8.5 | 27000 | 21800 | 80.74% | 1.82 | 0 | 9.5 |  |  |  | No | R-410A | 1.9333 | Residential & Commercial | No
215675223 | Central HP <5.4 tons | CARRIER | HRCU-A-CB (Split System: Heat Pump with Remote Outdoor Unit-Air-Source) | 27VNA048A*030* |  |  | CSAH*6012AM*+UI | 58TN*B135C24**22 | 45500 | 16.5 | 8.5 | 48000 | 33600 | 70% | 2.06 | 0 | 9.5 |  |  |  | No | R-454B | 3.7917 | Residential & Commercial | No
211377608 | Central HP <5.4 tons | YORK | HRCU-A-CB (Split System: Heat Pump with Remote Outdoor Unit-Air-Source) | HMH72B341 |  |  | XAHB36DXXN1+TXV | YP9C080B12MP13 | 33200 | 16.5 | 8.1 | 33400 | 23600 | 70.66% | 2 | 0 | 9.5 |  |  |  | No | R-410A | 2.7667 | Residential & Commercial | No
211377690 | Central HP <5.4 tons | YORK | HRCU-A-CB (Split System: Heat Pump with Remote Outdoor Unit-Air-Source) | HMH72B341 |  |  | XAUB30CXXN1+TXV | TP9C080B12MP13 | 32800 | 17 | 8.1 | 33600 | 23600 | 70.24% | 2.02 | 0 | 9.5 |  |  |  | No | R-410A | 2.7333 | Residential & Commercial | No
211377740 | Central HP <5.4 tons | YORK | HRCU-A-CB (Split System: Heat Pump with Remote Outdoor Unit-Air-Source) | HMH72B341 |  |  | XAHB30CXXN1+TXV | TM9V060B12MP12 | 31600 | 16.5 | 8.1 | 32800 | 23000 | 70.12% | 1.96 | 0 | 9 |  |  |  | No | R-410A | 2.6333 | Residential & Commercial | No
211377926 | Central HP <5.4 tons | YORK | HRCU-A-CB (Split System: Heat Pump with Remote Outdoor Unit-Air-Source) | HMH72B341 |  |  | XAFC36DXXN1+TXV | TM9E060B12MP12 | 34000 | 17.5 | 8.1 | 34000 | 24200 | 71.18% | 2.04 | 0 | 9.5 |  |  |  | No | R-410A | 2.8333 | Residential & Commercial | No
215674097 | Central HP <5.4 tons | AIRQUEST | HRCU-A-CB (Split System: Heat Pump with Remote Outdoor Unit-Air-Source) | H5H0V48*K*AAA* |  |  | EA*5X48M21A*+WALLCON | *97CMN0602120B* | 44000 | 17 | 9 | 49000 | 34600 | 70.61% | 2.04 | 0 | 9.5 |  |  |  | No | R-454B | 3.6667 | Residential & Commercial | No
211380111 | Central HP <5.4 tons | YORK | HRCU-A-CB (Split System: Heat Pump with Remote Outdoor Unit-Air-Source) | HMH72B341 |  |  | XAFC48FBCN1 | TL9E100C20UH11 | 34000 | 15.5 | 8.5 | 32400 | 23800 | 73.46% | 2.08 | 0 | 9.5 |  |  |  | No | R-410A | 2.8333 | Residential & Commercial | No
211380161 | Central HP <5.4 tons | YORK | HRCU-A-CB (Split System: Heat Pump with Remote Outdoor Unit-Air-Source) | HMH72B341 |  |  | XAHD48FBCN1 | TL8E100C20UH11 | 33400 | 16 | 8.5 | 32000 | 23200 | 72.5% | 2.06 | 0 | 9.5 |  |  |  | No | R-410A | 2.7833 | Residential & Commercial | No
211380034 | Central HP <5.4 tons | YORK | HRCU-A-CB (Split System: Heat Pump with Remote Outdoor Unit-Air-Source) | HMH72B341 |  |  | XAFD48FXXN1+TXV | TM8E080C16MP11 | 33400 | 17 | 8.5 | 32200 | 23400 | 72.67% | 2.06 | 0 | 9.5 |  |  |  | No | R-410A | 2.7833 | Residential & Commercial | No
212980205 | Central HP <5.4 tons | COMFORTMAKER | HRCU-A-CB (Split System: Heat Pump with Remote Outdoor Unit-Air-Source) | DLCURAH30ABK |  |  | EA*4X42L21A* | *80MS(N,L)0902116A* | 29600 | 15.2 | 8.1 | 33800 | 27600 | 81.66% | 1.78 | 0 | 9 |  |  |  | No | R-410A | 2.4667 | Residential & Commercial | No
212977023 | Central HP <5.4 tons | DAY & NIGHT | HRCU-A-CB (Split System: Heat Pump with Remote Outdoor Unit-Air-Source) | DLCURAH30ABK |  |  | EA*4X37L21A* | *96VTN1002122B* | 30400 | 15.2 | 8.1 | 33400 | 26400 | 79.04% | 1.84 | 0 | 9 |  |  |  | No | R-410A | 2.5333 | Residential & Commercial | No
212977043 | Central HP <5.4 tons | DAY & NIGHT | HRCU-A-CB (Split System: Heat Pump with Remote Outdoor Unit-Air-Source) | DLCURAH30ABK |  |  | EA*4X42L24A* | *96VTN1002122B* | 30000 | 15.2 | 8.1 | 34200 | 27600 | 80.7% | 1.8 | 0 | 9 |  |  |  | No | R-410A | 2.5 | Residential & Commercial | No
215670327 | Central HP <5.4 tons | BRYANT HEATING AND COOLING SYSTEMS | HRCU-A-CB (Split System: Heat Pump with Remote Outdoor Unit-Air-Source) | 290VAN036**AA* |  |  | CSAH*4812AM*+UI | 986TD30040C14*** | 32600 | 15.5 | 8.5 | 36000 | 25600 | 71.11% | 1.78 | 0 | 9 |  |  |  | No | R-454B | 2.7167 | Residential & Commercial | No
212986578 | Central HP <5.4 tons | HEIL | HRCU-A-CB (Split System: Heat Pump with Remote Outdoor Unit-Air-Source) | DLCURAH24ABK |  |  | EA*4X36L21A* | *96MSN0401712A* | 23400 | 16 | 8.5 | 26200 | 24200 | 92.37% | 2 | 0 | 9.5 |  |  |  | No | R-410A | 1.95 | Residential & Commercial | No
212970645 | Central HP <5.4 tons | TEMPSTAR | HRCU-A-CB (Split System: Heat Pump with Remote Outdoor Unit-Air-Source) | DLCURAH36ABK |  |  | EA*4X36L21A* | *80VSL0902120B* | 35000 | 16 | 8.1 | 38500 | 35000 | 90.91% | 2.08 | 0 | 9.5 |  |  |  | No | R-410A | 2.9167 | Residential & Commercial | No
212983929 | Central HP <5.4 tons | CARRIER | HRCU-A-CB (Split System: Heat Pump with Remote Outdoor Unit-Air-Source) | 38MURAQ30AB3* |  |  | CAP**3721AL* | 59SC2E060M17**14 | 30200 | 15.2 | 8.1 | 33400 | 26400 | 79.04% | 1.84 | 0 | 9 |  |  |  | No | R-410A | 2.5167 | Residential & Commercial | No
212984481 | Central HP <5.4 tons | CARRIER | HRCU-A-CB (Split System: Heat Pump with Remote Outdoor Unit-Air-Source) | 38MURAQ30AB3* |  |  | CAP**4221AL* | 59SC2E080M17**16 | 29800 | 15.2 | 8.1 | 34000 | 27600 | 81.18% | 1.8 | 0 | 9 |  |  |  | No | R-410A | 2.4833 | Residential & Commercial | No
212984969 | Central HP <5.4 tons | CARRIER | HRCU-A-CB (Split System: Heat Pump with Remote Outdoor Unit-Air-Source) | 38MURAQ30AB3* |  |  | CAP**3721AL* | 59SC2E080M21**20 | 30600 | 15.2 | 8.1 | 33200 | 26200 | 78.92% | 1.86 | 0 | 9 |  |  |  | No | R-410A | 2.55 | Residential & Commercial | No
212972468 | Central HP <5.4 tons | TEMPSTAR | HRCU-A-CB (Split System: Heat Pump with Remote Outdoor Unit-Air-Source) | DLCURAH30ABK |  |  | EA*4X42L21A* | *80VTL1102122B* | 29800 | 15.2 | 8.1 | 34200 | 27600 | 80.7% | 1.8 | 0 | 9 |  |  |  | No | R-410A | 2.4833 | Residential & Commercial | No
215667000 | Central HP <5.4 tons | AIRQUEST | HRCU-A-CB (Split System: Heat Pump with Remote Outdoor Unit-Air-Source) | H5H0V24*K*AAA* |  |  | EA*5X24M17A*+WALLCON | *80CTL0451712B* | 22600 | 16.5 | 9 | 24200 | 17000 | 70.25% | 1.94 | 0 | 9.5 |  |  |  | No | R-454B | 1.8833 | Residential & Commercial | No
212982221 | Central HP <5.4 tons | COMFORTMAKER | HRCU-A-CB (Split System: Heat Pump with Remote Outdoor Unit-Air-Source) | DLCURAH30ABK |  |  | END4X42L17** | *80MSU0401712A* | 29800 | 15.2 | 8.5 | 33600 | 27000 | 80.36% | 1.82 | 0 | 9 |  |  |  | No | R-410A | 2.4833 | Residential & Commercial | No
212982941 | Central HP <5.4 tons | COMFORTMAKER | HRCU-A-CB (Split System: Heat Pump with Remote Outdoor Unit-Air-Source) | DLCURAH30ABK |  |  | EA*4X37L21A* | *80MSU0802120A* | 30600 | 15.2 | 8.1 | 33400 | 26200 | 78.44% | 1.86 | 0 | 9 |  |  |  | No | R-410A | 2.55 | Residential & Commercial | No
211380195 | Central HP <5.4 tons | YORK | HRCU-A-CB (Split System: Heat Pump with Remote Outdoor Unit-Air-Source) | HMH72B341 |  |  | XAFD48FXXN1+TXV | TL8E080C16UH11 | 34000 | 16.5 | 8.5 | 32600 | 24000 | 73.62% | 2.08 | 0 | 9.5 |  |  |  | No | R-410A | 2.8333 | Residential & Commercial | No
211377942 | Central HP <5.4 tons | YORK | HRCU-A-CB (Split System: Heat Pump with Remote Outdoor Unit-Air-Source) | HMH72B341 |  |  | XAFB30CXXN1+TXV | TM9E060B12MP12 | 32600 | 17 | 8.1 | 33600 | 23600 | 70.24% | 2 | 0 | 9.5 |  |  |  | No | R-410A | 2.7167 | Residential & Commercial | No
211377975 | Central HP <5.4 tons | YORK | HRCU-A-CB (Split System: Heat Pump with Remote Outdoor Unit-Air-Source) | HMH72B341 |  |  | XAUB30CXXN1+TXV | TM9E040A10MP12 | 32200 | 17 | 8.1 | 33400 | 23400 | 70.06% | 1.98 | 0 | 9.5 |  |  |  | No | R-410A | 2.6833 | Residential & Commercial | No
211378025 | Central HP <5.4 tons | YORK | HRCU-A-CB (Split System: Heat Pump with Remote Outdoor Unit-Air-Source) | HMH72B341 |  |  | XAHC30CXXN1+TXV | TM8Y100C16MP11 | 32600 | 18 | 8.1 | 33000 | 23200 | 70.3% | 2 | 0 | 9 |  |  |  | No | R-410A | 2.7167 | Residential & Commercial | No
211378058 | Central HP <5.4 tons | YORK | HRCU-A-CB (Split System: Heat Pump with Remote Outdoor Unit-Air-Source) | HMH72B341 |  |  | XAHB36DXXN1+TXV | TM8Y080B12MP11 | 33000 | 17.5 | 8.1 | 32800 | 23000 | 70.12% | 2 | 0 | 9.5 |  |  |  | No | R-410A | 2.75 | Residential & Commercial | No
212985612 | Central HP <5.4 tons | CARRIER | HRCU-A-CB (Split System: Heat Pump with Remote Outdoor Unit-Air-Source) | 38MURAQ30AB3* |  |  | CAP**4224AL* | 59SC2E120M24**20 | 30000 | 15.2 | 8.1 | 34200 | 27600 | 80.7% | 1.8 | 0 | 9 |  |  |  | No | R-410A | 2.5 | Residential & Commercial | No
212980903 | Central HP <5.4 tons | COMFORTMAKER | HRCU-A-CB (Split System: Heat Pump with Remote Outdoor Unit-Air-Source) | DLCURAH30ABK |  |  | EA*4X36L21A* | *80MS(N,L)1102120A* | 30200 | 15.2 | 8.1 | 34400 | 27800 | 80.81% | 1.8 | 0 | 9 |  |  |  | No | R-410A | 2.5167 | Residential & Commercial | No
212982173 | Central HP <5.4 tons | COMFORTMAKER | HRCU-A-CB (Split System: Heat Pump with Remote Outdoor Unit-Air-Source) | DLCURAH30ABK |  |  | EA*4X43L21A* | *80MSU0401712A* | 30600 | 15.2 | 8.1 | 33200 | 26200 | 78.92% | 1.86 | 0 | 9 |  |  |  | No | R-410A | 2.55 | Residential & Commercial | No
214280286 | Central HP <5.4 tons | COMFORTMAKER | HRCU-A-CB (Split System: Heat Pump with Remote Outdoor Unit-Air-Source) | DLCURAH36ABK |  |  | EA*4X42L21A* | *96MSN0601716A* | 35200 | 15.5 | 8.5 | 38500 | 35200 | 91.43% | 1.88 | 0 | 9.5 |  |  |  | No | R-410A | 2.9333 | Residential & Commercial | No
211222762 | Central HP <5.4 tons | TEMPSTAR | HRCU-A-CB (Split System: Heat Pump with Remote Outdoor Unit-Air-Source) | DLCURAH30ABK |  |  | FMA4X30**AL* |  | 31200 | 15.5 | 8.5 | 35400 | 26800 | 75.71% | 1.86 | 0 | 9 |  |  |  | No | R-410A | 2.6 | Residential & Commercial | No
212974527 | Central HP <5.4 tons | DAY & NIGHT | HRCU-A-CB (Split System: Heat Pump with Remote Outdoor Unit-Air-Source) | DLCURAH30ABK |  |  | EA*4X42L24A* | *96VSN1202422B* | 30200 | 15.2 | 8.1 | 34400 | 27400 | 79.65% | 1.8 | 0 | 9 |  |  |  | No | R-410A | 2.5167 | Residential & Commercial | No
212982965 | Central HP <5.4 tons | COMFORTMAKER | HRCU-A-CB (Split System: Heat Pump with Remote Outdoor Unit-Air-Source) | DLCURAH30ABK |  |  | EA*4X42L24A* | *80MSU0802120A* | 29600 | 15.5 | 8.5 | 33600 | 27400 | 81.55% | 1.78 | 0 | 9 |  |  |  | No | R-410A | 2.4667 | Residential & Commercial | No
212970385 | Central HP <5.4 tons | TEMPSTAR | HRCU-A-CB (Split System: Heat Pump with Remote Outdoor Unit-Air-Source) | DLCURAH36ABK |  |  | EA*4X36L21A* | *80VSL0701716B* | 35200 | 15.5 | 8.1 | 38500 | 35000 | 90.91% | 2 | 0 | 9.5 |  |  |  | No | R-410A | 2.9333 | Residential & Commercial | No
212978526 | Central HP <5.4 tons | COMFORTMAKER | HRCU-A-CB (Split System: Heat Pump with Remote Outdoor Unit-Air-Source) | DLCURAH30ABK |  |  | EA*4X37L17A* | *80MS(N,L)0701712A* | 30200 | 15.2 | 8.1 | 33800 | 27000 | 79.88% | 1.82 | 0 | 9 |  |  |  | No | R-410A | 2.5167 | Residential & Commercial | No
215674117 | Central HP <5.4 tons | AIRQUEST | HRCU-A-CB (Split System: Heat Pump with Remote Outdoor Unit-Air-Source) | H5H0V48*K*AAA* |  |  | EA*5X48M21A*+WALLCON | *97CMN0802120B* | 44000 | 17.5 | 9 | 48500 | 34200 | 70.52% | 2.06 | 0 | 9.5 |  |  |  | No | R-454B | 3.6667 | Residential & Commercial | No
215674217 | Central HP <5.4 tons | AIRQUEST | HRCU-A-CB (Split System: Heat Pump with Remote Outdoor Unit-Air-Source) | H5H0V48*K*AAA* |  |  | EA*5X60M24A*+WALLCON | *95CSU0802120B* | 45000 | 17.5 | 9 | 47500 | 33600 | 70.74% | 2.08 | 0 | 9.5 |  |  |  | No | R-454B | 3.75 | Residential & Commercial | No
212982929 | Central HP <5.4 tons | COMFORTMAKER | HRCU-A-CB (Split System: Heat Pump with Remote Outdoor Unit-Air-Source) | DLCURAH30ABK |  |  | EA*4X36L21A* | *80MSU0802120A* | 29400 | 15.2 | 8.5 | 33800 | 28000 | 82.84% | 1.76 | 0 | 9 |  |  |  | No | R-410A | 2.45 | Residential & Commercial | No
213296678 | Central HP <5.4 tons | YORK | HRCU-A-CB (Split System: Heat Pump with Remote Outdoor Unit-Air-Source) | HMH72B341 |  |  | XAFB36DBCN1 | Y81E100B12SMPS1 | 34000 | 18 | 8.1 | 34000 | 24600 | 72.35% | 2.1 | 0 | 9.5 |  |  |  | No | R-410A | 2.8333 | Residential & Commercial | No
211377363 | Central HP <5.4 tons | YORK | HRCU-A-CB (Split System: Heat Pump with Remote Outdoor Unit-Air-Source) | HMH72B341 |  |  | XAFC36DXXN1+TXV | TM9Y080C16MP11 | 34000 | 18.5 | 8.1 | 34000 | 24400 | 71.76% | 2.08 | 0 | 9.5 |  |  |  | No | R-410A | 2.8333 | Residential & Commercial | No
211377386 | Central HP <5.4 tons | YORK | HRCU-A-CB (Split System: Heat Pump with Remote Outdoor Unit-Air-Source) | HMH72B341 |  |  | XAHB30CXXN1+TXV | TM9Y080B12MP11 | 32000 | 17 | 8.1 | 33400 | 23400 | 70.06% | 1.98 | 0 | 9 |  |  |  | No | R-410A | 2.6667 | Residential & Commercial | No
212982629 | Central HP <5.4 tons | COMFORTMAKER | HRCU-A-CB (Split System: Heat Pump with Remote Outdoor Unit-Air-Source) | DLCURAH30ABK |  |  | EA*4X37L21A* | *80MSU0601716A* | 30800 | 15.2 | 8.5 | 33000 | 26200 | 79.39% | 1.84 | 0 | 9 |  |  |  | No | R-410A | 2.5667 | Residential & Commercial | No
211377402 | Central HP <5.4 tons | YORK | HRCU-A-CB (Split System: Heat Pump with Remote Outdoor Unit-Air-Source) | HMH72B341 |  |  | XAUB30CXXN1+TXV | TM9Y080B12MP11 | 32800 | 17.5 | 8.1 | 34000 | 23800 | 70% | 2.02 | 0 | 9.5 |  |  |  | No | R-410A | 2.7333 | Residential & Commercial | No
211378822 | Central HP <5.4 tons | YORK | HRCU-A-CB (Split System: Heat Pump with Remote Outdoor Unit-Air-Source) | HMH72B341 |  |  | XAFC36DXXN1+TXV | TL9E100C20UH11 | 34000 | 17 | 8.5 | 34000 | 25000 | 73.53% | 2.12 | 0 | 9.5 |  |  |  | No | R-410A | 2.8333 | Residential & Commercial | No
211378917 | Central HP <5.4 tons | YORK | HRCU-A-CB (Split System: Heat Pump with Remote Outdoor Unit-Air-Source) | HMH72B341 |  |  | XAHB30CXXN1+TXV | TL8E060A12UH11 | 32000 | 17.5 | 8.1 | 32600 | 23000 | 70.55% | 1.98 | 0 | 9.5 |  |  |  | No | R-410A | 2.6667 | Residential & Commercial | No
211379131 | Central HP <5.4 tons | YORK | HRCU-A-CB (Split System: Heat Pump with Remote Outdoor Unit-Air-Source) | HMH72B341 |  |  | XAHC48FBCN1 | YP9C100C20MP13 | 33200 | 17 | 8.5 | 32000 | 23400 | 73.12% | 2.04 | 0 | 9 |  |  |  | No | R-410A | 2.7667 | Residential & Commercial | No
211379142 | Central HP <5.4 tons | YORK | HRCU-A-CB (Split System: Heat Pump with Remote Outdoor Unit-Air-Source) | HMH72B341 |  |  | XAFD48FBCN1 | TP9C100C20MP13 | 34000 | 16.5 | 8.5 | 33000 | 24200 | 73.33% | 2.1 | 0 | 9 |  |  |  | No | R-410A | 2.8333 | Residential & Commercial | No
211379226 | Central HP <5.4 tons | YORK | HRCU-A-CB (Split System: Heat Pump with Remote Outdoor Unit-Air-Source) | HMH72B341 |  |  | XAFC48FXXN1+TXV | TP9C100C16MP13 | 33800 | 16.5 | 8.5 | 32400 | 23800 | 73.46% | 2.08 | 0 | 9.5 |  |  |  | No | R-410A | 2.8167 | Residential & Commercial | No
211379642 | Central HP <5.4 tons | YORK | HRCU-A-CB (Split System: Heat Pump with Remote Outdoor Unit-Air-Source) | HMH72B341 |  |  | XAHC48FBCN1 | TM8V100C20MP12 | 33800 | 16.5 | 8.5 | 32400 | 23800 | 73.46% | 2.06 | 0 | 9 |  |  |  | No | R-410A | 2.8167 | Residential & Commercial | No
211379860 | Central HP <5.4 tons | YORK | HRCU-A-CB (Split System: Heat Pump with Remote Outdoor Unit-Air-Source) | HMH72B341 |  |  | XAFC48FBCN1 | TM8V080B12MP12 | 33000 | 16 | 8.1 | 32600 | 24000 | 73.62% | 2.02 | 0 | 9 |  |  |  | No | R-410A | 2.75 | Residential & Commercial | No
211378951 | Central HP <5.4 tons | YORK | HRCU-A-CB (Split System: Heat Pump with Remote Outdoor Unit-Air-Source) | HMH72B341 |  |  | XAFA30DXXN1+TXV | TMLV060A12MP12 | 34000 | 17 | 8.1 | 34000 | 24200 | 71.18% | 2.04 | 0 | 9.5 |  |  |  | No | R-410A | 2.8333 | Residential & Commercial | No
211379015 | Central HP <5.4 tons | YORK | HRCU-A-CB (Split System: Heat Pump with Remote Outdoor Unit-Air-Source) | HMH72B341 |  |  | XAHC48FXXN1+TXV | TM9Y080C16MP11 | 33200 | 17 | 8.1 | 32400 | 23600 | 72.84% | 2.02 | 0 | 9 |  |  |  | No | R-410A | 2.7667 | Residential & Commercial | No
211379367 | Central HP <5.4 tons | YORK | HRCU-A-CB (Split System: Heat Pump with Remote Outdoor Unit-Air-Source) | HMH72B341 |  |  | XAUC48FXXN1+TXV | TP9C080B12MP13 | 33400 | 16.5 | 8.5 | 32600 | 24000 | 73.62% | 2.06 | 0 | 9 |  |  |  | No | R-410A | 2.7833 | Residential & Commercial | No
211379599 | Central HP <5.4 tons | YORK | HRCU-A-CB (Split System: Heat Pump with Remote Outdoor Unit-Air-Source) | HMH72B341 |  |  | XAUC48FXXN1+TXV | TM8Y080C16MP11 | 34000 | 17.5 | 8.5 | 33200 | 24400 | 73.49% | 2.08 | 0 | 9 |  |  |  | No | R-410A | 2.8333 | Residential & Commercial | No
215668637 | Central HP <5.4 tons | AIRQUEST | HRCU-A-CB (Split System: Heat Pump with Remote Outdoor Unit-Air-Source) | H5H0V36*K*AAA* |  |  | EA*5X37M21A*+WALLCON | *80CSU0601716A* | 34400 | 18 | 9 | 35400 | 25200 | 71.19% | 1.9 | 0 | 9.5 |  |  |  | No | R-454B | 2.8667 | Residential & Commercial | No
215668533 | Central HP <5.4 tons | AIRQUEST | HRCU-A-CB (Split System: Heat Pump with Remote Outdoor Unit-Air-Source) | H5H0V36*K*AAA* |  |  | EA*5X37M17A*+WALLCON | *80CSU0401712A* | 34000 | 17.5 | 9 | 35600 | 25400 | 71.35% | 1.88 | 0 | 9 |  |  |  | No | R-454B | 2.8333 | Residential & Commercial | No
215668733 | Central HP <5.4 tons | AIRQUEST | HRCU-A-CB (Split System: Heat Pump with Remote Outdoor Unit-Air-Source) | H5H0V36*K*AAA* |  |  | EA*5X37M21A*+WALLCON | *97CMN0602120B* | 34200 | 17.5 | 9 | 35400 | 25400 | 71.75% | 1.88 | 0 | 9.5 |  |  |  | No | R-454B | 2.85 | Residential & Commercial | No
212972492 | Central HP <5.4 tons | TEMPSTAR | HRCU-A-CB (Split System: Heat Pump with Remote Outdoor Unit-Air-Source) | DLCURAH30ABK |  |  | EA*4X43L21A* | *80VTL1102122B* | 30400 | 15.2 | 8.1 | 33400 | 26400 | 79.04% | 1.84 | 0 | 9 |  |  |  | No | R-410A | 2.5333 | Residential & Commercial | No
215679356 | Central HP <5.4 tons | AIRQUEST | HRCU-A-CB (Split System: Heat Pump with Remote Outdoor Unit-Air-Source) | H5H0V36*K*AAA* |  |  | EA*5X42M21A*+WALLCON | *80CSU0401712B* | 33200 | 17.5 | 8.5 | 35800 | 25600 | 71.51% | 1.86 | 0 | 9.5 |  |  |  | No | R-454B | 2.7667 | Residential & Commercial | No
215679456 | Central HP <5.4 tons | AIRQUEST | HRCU-A-CB (Split System: Heat Pump with Remote Outdoor Unit-Air-Source) | H5H0V36*K*AAA* |  |  | EA*5X43M21A*+WALLCON | *97CTN0801716A* | 34200 | 17.5 | 9 | 35400 | 25400 | 71.75% | 1.88 | 0 | 9.5 |  |  |  | No | R-454B | 2.85 | Residential & Commercial | No
215679506 | Central HP <5.4 tons | AIRQUEST | HRCU-A-CB (Split System: Heat Pump with Remote Outdoor Unit-Air-Source) | H5H0V36*K*AAA* |  |  | EA*5X48M21A*+WALLCON | *80CSU0601716B* | 33800 | 18 | 9 | 35000 | 25000 | 71.43% | 1.9 | 0 | 9.5 |  |  |  | No | R-454B | 2.8167 | Residential & Commercial | No
215679706 | Central HP <5.4 tons | AIRQUEST | HRCU-A-CB (Split System: Heat Pump with Remote Outdoor Unit-Air-Source) | H5H0V36*K*AAA* |  |  | ESH5X36M12A*+WALLCON | *96CTN0802120B* | 33600 | 16 | 8.5 | 35800 | 25400 | 70.95% | 1.76 | 0 | 9.5 |  |  |  | No | R-454B | 2.8 | Residential & Commercial | No
212974935 | Central HP <5.4 tons | TEMPSTAR | HRCU-A-CB (Split System: Heat Pump with Remote Outdoor Unit-Air-Source) | DLCURAH24ABK |  |  | EA*4X24L17A* | *96VTN0401410B* | 23000 | 16 | 8.5 | 27000 | 27000 | 100% | 2.28 | 0 | 9.5 |  |  |  | No | R-410A | 1.9167 | Residential & Commercial | No
212982977 | Central HP <5.4 tons | COMFORTMAKER | HRCU-A-CB (Split System: Heat Pump with Remote Outdoor Unit-Air-Source) | DLCURAH30ABK |  |  | EA*4X43L21A* | *80MSU0802120A* | 30600 | 15.5 | 8.5 | 33400 | 26200 | 78.44% | 1.88 | 0 | 9 |  |  |  | No | R-410A | 2.55 | Residential & Commercial | No
212982953 | Central HP <5.4 tons | COMFORTMAKER | HRCU-A-CB (Split System: Heat Pump with Remote Outdoor Unit-Air-Source) | DLCURAH30ABK |  |  | EA*4X42L21A* | *80MSU0802120A* | 29600 | 15.5 | 8.5 | 33600 | 27600 | 82.14% | 1.78 | 0 | 9 |  |  |  | No | R-410A | 2.4667 | Residential & Commercial | No
210450242 | Central HP <5.4 tons | BRYANT HEATING AND COOLING SYSTEMS | HRCU-A-CB (Split System: Heat Pump with Remote Outdoor Unit-Air-Source) | 38MURAQ36AB3* |  |  | CAP**3621AL* | 926TB48080V17*** | 35000 | 15.5 | 8.5 | 39000 | 35400 | 90.77% | 1.8 | 0 | 9.5 |  |  |  | No | R-410A | 2.9167 | Residential & Commercial | No
211227405 | Central HP <5.4 tons | BRYANT HEATING AND COOLING SYSTEMS | HRCU-A-CB (Split System: Heat Pump with Remote Outdoor Unit-Air-Source) | 38MURAQ36AB3* |  |  | CAP**4221AL* | 82*SA60090V21*** | 35000 | 16 | 8.1 | 38500 | 35000 | 90.91% | 1.86 | 0 | 9.5 |  |  |  | No | R-410A | 2.9167 | Residential & Commercial | No
215675120 | Central HP <5.4 tons | AIRQUEST | HRCU-A-CB (Split System: Heat Pump with Remote Outdoor Unit-Air-Source) | H5H0V48*K*AAA* |  |  | ESH5X60M12A*+WALLCON | *80CSU0601716A* | 45500 | 16.5 | 8.5 | 48000 | 33800 | 70.42% | 2.06 | 0 | 9.5 |  |  |  | No | R-454B | 3.7917 | Residential & Commercial | No
212972901 | Central HP <5.4 tons | TEMPSTAR | HRCU-A-CB (Split System: Heat Pump with Remote Outdoor Unit-Air-Source) | DLCURAH24ABK |  |  | EA*4X24L14A* | *96VSN0401410B* | 23200 | 16 | 8.5 | 27000 | 26600 | 98.52% | 2.24 | 0 | 9.5 |  |  |  | No | R-410A | 1.9333 | Residential & Commercial | No
215683879 | Central HP <5.4 tons | CARRIER | HRCU-A-CB (Split System: Heat Pump with Remote Outdoor Unit-Air-Source) | 27VNA036A*030* |  |  | CAA**3717AM*+UI | 59CU5B060C17**16 | 33800 | 17 | 9 | 35800 | 25600 | 71.51% | 1.86 | 0 | 9.5 |  |  |  | No | R-454B | 2.8167 | Residential & Commercial | No
212974922 | Central HP <5.4 tons | TEMPSTAR | HRCU-A-CB (Split System: Heat Pump with Remote Outdoor Unit-Air-Source) | DLCURAH24ABK |  |  | EA*4X24L14A* | *96VTN0401410B* | 23000 | 16 | 8.5 | 27000 | 27200 | 100.7% | 2.3 | 0 | 9.5 |  |  |  | No | R-410A | 1.9167 | Residential & Commercial | No
212983134 | Central HP <5.4 tons | COMFORTMAKER | HRCU-A-CB (Split System: Heat Pump with Remote Outdoor Unit-Air-Source) | DLCURAH24ABK |  |  | EA*4X24L17A* | *92MSN0401712A* | 23200 | 15.5 | 8.5 | 27000 | 26600 | 98.52% | 2.24 | 0 | 9.5 |  |  |  | No | R-410A | 1.9333 | Residential & Commercial | No
212976751 | Central HP <5.4 tons | TEMPSTAR | HRCU-A-CB (Split System: Heat Pump with Remote Outdoor Unit-Air-Source) | DLCURAH30ABK |  |  | EA*4X42L24A* | *96VTN1002120B* | 30200 | 15.2 | 8.1 | 34200 | 27400 | 80.12% | 1.8 | 0 | 9 |  |  |  | No | R-410A | 2.5167 | Residential & Commercial | No
212977037 | Central HP <5.4 tons | TEMPSTAR | HRCU-A-CB (Split System: Heat Pump with Remote Outdoor Unit-Air-Source) | DLCURAH30ABK |  |  | EA*4X42L21A* | *96VTN1002122B* | 30000 | 15.2 | 8.1 | 34200 | 27600 | 80.7% | 1.8 | 0 | 9 |  |  |  | No | R-410A | 2.5 | Residential & Commercial | No
215683681 | Central HP <5.4 tons | CARRIER | HRCU-A-CB (Split System: Heat Pump with Remote Outdoor Unit-Air-Source) | 27VNA024A*030* |  |  | CAA**3717AM*+UI | 59TN6C040C14**10 | 23400 | 16 | 9 | 24000 | 16900 | 70.42% | 1.98 | 0 | 9.5 |  |  |  | No | R-454B | 1.95 | Residential & Commercial | No
212976385 | Central HP <5.4 tons | TEMPSTAR | HRCU-A-CB (Split System: Heat Pump with Remote Outdoor Unit-Air-Source) | DLCURAH24AAK |  |  | EN(A,D)4X36L21** | *96VTN0802120B* | 24000 | 16 | 8.1 | 25000 | 23400 | 93.6% | 1.94 | 0 | 9.5 |  |  |  | No | R-410A | 2 | Residential & Commercial | No
212974171 | Central HP <5.4 tons | TEMPSTAR | HRCU-A-CB (Split System: Heat Pump with Remote Outdoor Unit-Air-Source) | DLCURAH30ABK |  |  | EA*4X43L21A* | *96VSN0802120B* | 30600 | 15.2 | 8.1 | 33400 | 28400 | 85.03% | 1.76 | 0 | 9 |  |  |  | No | R-410A | 2.55 | Residential & Commercial | No
212976454 | Central HP <5.4 tons | TEMPSTAR | HRCU-A-CB (Split System: Heat Pump with Remote Outdoor Unit-Air-Source) | DLCURAH30ABK |  |  | EA*4X37L21A* | *96VTN0802120B* | 30400 | 15.2 | 8.5 | 33400 | 27600 | 82.63% | 1.8 | 0 | 9 |  |  |  | No | R-410A | 2.5333 | Residential & Commercial | No
215683873 | Central HP <5.4 tons | CARRIER | HRCU-A-CB (Split System: Heat Pump with Remote Outdoor Unit-Air-Source) | 27VNA036A*030* |  |  | CAA**3717AM*+UI | 58TN*B070C14**12 | 33800 | 17.5 | 9 | 35800 | 25600 | 71.51% | 1.86 | 0 | 9.5 |  |  |  | No | R-454B | 2.8167 | Residential & Commercial | No
215674437 | Central HP <5.4 tons | AIRQUEST | HRCU-A-CB (Split System: Heat Pump with Remote Outdoor Unit-Air-Source) | H5H0V48*K*AAA* |  |  | EA*5X61M21A*+WALLCON | *96CTN0801714B* | 45500 | 17.5 | 9 | 48000 | 33600 | 70% | 2.08 | 0 | 9.5 |  |  |  | No | R-454B | 3.7917 | Residential & Commercial | No
215675146 | Central HP <5.4 tons | AIRQUEST | HRCU-A-CB (Split System: Heat Pump with Remote Outdoor Unit-Air-Source) | H5H0V48*K*AAA* |  |  | ESH5X60M12A*+WALLCON | *80CSU1002120A* | 45500 | 16.5 | 8.5 | 48000 | 33800 | 70.42% | 2.06 | 0 | 9.5 |  |  |  | No | R-454B | 3.7917 | Residential & Commercial | No
215668797 | Central HP <5.4 tons | AIRQUEST | HRCU-A-CB (Split System: Heat Pump with Remote Outdoor Unit-Air-Source) | H5H0V36*K*AAA* |  |  | EA*5X42M21A*+WALLCON | *80CSU0601716A* | 33000 | 17.5 | 8.5 | 35800 | 25600 | 71.51% | 1.86 | 0 | 9.5 |  |  |  | No | R-454B | 2.75 | Residential & Commercial | No
215669020 | Central HP <5.4 tons | HEIL | HRCU-A-CB (Split System: Heat Pump with Remote Outdoor Unit-Air-Source) | H5H0V36*K*AAA* |  |  | EA*5X43M21A*+WALLCON | *95CSU0601716B* | 34400 | 17.5 | 9 | 35400 | 25200 | 71.19% | 1.88 | 0 | 9.5 |  |  |  | No | R-454B | 2.8667 | Residential & Commercial | No
215669052 | Central HP <5.4 tons | HEIL | HRCU-A-CB (Split System: Heat Pump with Remote Outdoor Unit-Air-Source) | H5H0V36*K*AAA* |  |  | EA*5X43M21A*+WALLCON | *97CMN0801714B* | 34200 | 18 | 9 | 35400 | 25400 | 71.75% | 1.88 | 0 | 9.5 |  |  |  | No | R-454B | 2.85 | Residential & Commercial | No
215669104 | Central HP <5.4 tons | HEIL | HRCU-A-CB (Split System: Heat Pump with Remote Outdoor Unit-Air-Source) | H5H0V36*K*AAA* |  |  | EA*5X48M21A*+WALLCON | *80CSU0601716A* | 33800 | 18 | 9 | 35000 | 25200 | 72% | 1.88 | 0 | 9.5 |  |  |  | No | R-454B | 2.8167 | Residential & Commercial | No
215683575 | Central HP <5.4 tons | CARRIER | HRCU-A-CB (Split System: Heat Pump with Remote Outdoor Unit-Air-Source) | 27VNA024A*030* |  |  | CAA**2414AM*+UI | 59TN6C040C14**10 | 22400 | 15.5 | 8.5 | 24600 | 17300 | 70.33% | 1.82 | 0 | 9 |  |  |  | No | R-454B | 1.8667 | Residential & Commercial | No
212976738 | Central HP <5.4 tons | TEMPSTAR | HRCU-A-CB (Split System: Heat Pump with Remote Outdoor Unit-Air-Source) | DLCURAH30ABK |  |  | EA*4X42L21A* | *96VTN1002120B* | 30200 | 15.2 | 8.5 | 34200 | 27600 | 80.7% | 1.8 | 0 | 9 |  |  |  | No | R-410A | 2.5167 | Residential & Commercial | No
212977047 | Central HP <5.4 tons | TEMPSTAR | HRCU-A-CB (Split System: Heat Pump with Remote Outdoor Unit-Air-Source) | DLCURAH30ABK |  |  | EA*4X42L24A* | *96VTN1002122B* | 30000 | 15.2 | 8.1 | 34200 | 26400 | 77.19% | 1.84 | 0 | 9 |  |  |  | No | R-410A | 2.5 | Residential & Commercial | No
211379667 | Central HP <5.4 tons | YORK | HRCU-A-CB (Split System: Heat Pump with Remote Outdoor Unit-Air-Source) | HMH72B341 |  |  | XAHD48FXXN1+TXV | TPLC080C16MP13 | 33600 | 16 | 8.5 | 32400 | 23800 | 73.46% | 2.06 | 0 | 9 |  |  |  | No | R-410A | 2.8 | Residential & Commercial | No
211379669 | Central HP <5.4 tons | YORK | HRCU-A-CB (Split System: Heat Pump with Remote Outdoor Unit-Air-Source) | HMH72B341 |  |  | XAHD48FXXN1+TXV | TPLC100C16MP13 | 33600 | 16 | 8.5 | 32400 | 23800 | 73.46% | 2.06 | 0 | 9 |  |  |  | No | R-410A | 2.8 | Residential & Commercial | No
211379742 | Central HP <5.4 tons | YORK | HRCU-A-CB (Split System: Heat Pump with Remote Outdoor Unit-Air-Source) | HMH72B341 |  |  | XAFD48FXXN1+TXV | TM8V080C16MP12 | 34000 | 16.5 | 8.5 | 33000 | 24400 | 73.94% | 2.1 | 0 | 9 |  |  |  | No | R-410A | 2.8333 | Residential & Commercial | No
212976977 | Central HP <5.4 tons | TEMPSTAR | HRCU-A-CB (Split System: Heat Pump with Remote Outdoor Unit-Air-Source) | DLCURAH24AAK |  |  | EN(A,D)4X36L21** | *96VTN1002122B* | 24000 | 16 | 8.1 | 25200 | 23200 | 92.06% | 1.92 | 0 | 9.5 |  |  |  | No | R-410A | 2 | Residential & Commercial | No
215683867 | Central HP <5.4 tons | CARRIER | HRCU-A-CB (Split System: Heat Pump with Remote Outdoor Unit-Air-Source) | 27VNA036A*030* |  |  | CAA**3717AM*+UI | 58CU*A040C17**12 | 34000 | 17.5 | 9 | 35600 | 25400 | 71.35% | 1.88 | 0 | 9 |  |  |  | No | R-454B | 2.8333 | Residential & Commercial | No
215683919 | Central HP <5.4 tons | CARRIER | HRCU-A-CB (Split System: Heat Pump with Remote Outdoor Unit-Air-Source) | 27VNA036A*030* |  |  | CAA**3721AM*+UI | 59MN7C080C17**14 | 34200 | 17.5 | 9 | 35400 | 25400 | 71.75% | 1.88 | 0 | 9.5 |  |  |  | No | R-454B | 2.85 | Residential & Commercial | No
215683933 | Central HP <5.4 tons | CARRIER | HRCU-A-CB (Split System: Heat Pump with Remote Outdoor Unit-Air-Source) | 27VNA036A*030* |  |  | CAA**4221AM*+UI | 58CU*A060C17**16 | 33000 | 17.5 | 8.5 | 35800 | 25600 | 71.51% | 1.86 | 0 | 9.5 |  |  |  | No | R-454B | 2.75 | Residential & Commercial | No
215683935 | Central HP <5.4 tons | CARRIER | HRCU-A-CB (Split System: Heat Pump with Remote Outdoor Unit-Air-Source) | 27VNA036A*030* |  |  | CAA**4221AM*+UI | 58CU*A100C21**20 | 33000 | 17.5 | 8.5 | 35800 | 25600 | 71.51% | 1.86 | 0 | 9.5 |  |  |  | No | R-454B | 2.75 | Residential & Commercial | No
215683951 | Central HP <5.4 tons | CARRIER | HRCU-A-CB (Split System: Heat Pump with Remote Outdoor Unit-Air-Source) | 27VNA036A*030* |  |  | CAA**4221AM*+UI | 59CU5B080C21**20 | 33200 | 17.5 | 8.5 | 35800 | 25600 | 71.51% | 1.86 | 0 | 9.5 |  |  |  | No | R-454B | 2.7667 | Residential & Commercial | No
211379496 | Central HP <5.4 tons | YORK | HRCU-A-CB (Split System: Heat Pump with Remote Outdoor Unit-Air-Source) | HMH72B341 |  |  | XAUC48FXXN1+TXV | TM9E060B12MP12 | 33200 | 16.5 | 8.1 | 32600 | 24000 | 73.62% | 2.02 | 0 | 9 |  |  |  | No | R-410A | 2.7667 | Residential & Commercial | No
211379528 | Central HP <5.4 tons | YORK | HRCU-A-CB (Split System: Heat Pump with Remote Outdoor Unit-Air-Source) | HMH72B341 |  |  | XAFD48FBCN1 | TM8Y120C20MP11 | 34000 | 16.5 | 8.5 | 34000 | 24200 | 71.18% | 2.1 | 0 | 9.5 |  |  |  | No | R-410A | 2.8333 | Residential & Commercial | No
212978541 | Central HP <5.4 tons | TEMPSTAR | HRCU-A-CB (Split System: Heat Pump with Remote Outdoor Unit-Air-Source) | DLCURAH30ABK |  |  | EA*4X37L21A* | *80MS(N,L)0701712A* | 30400 | 15.2 | 8.1 | 33000 | 26400 | 80% | 1.84 | 0 | 9 |  |  |  | No | R-410A | 2.5333 | Residential & Commercial | No
215684051 | Central HP <5.4 tons | CARRIER | HRCU-A-CB (Split System: Heat Pump with Remote Outdoor Unit-Air-Source) | 27VNA036A*030* |  |  | CSAH*3612AM*+UI | 59TN6C100C21**22 | 33800 | 16.5 | 8.5 | 35800 | 25400 | 70.95% | 1.76 | 0 | 9.5 |  |  |  | No | R-454B | 2.8167 | Residential & Commercial | No
215684053 | Central HP <5.4 tons | CARRIER | HRCU-A-CB (Split System: Heat Pump with Remote Outdoor Unit-Air-Source) | 27VNA036A*030* |  |  | CSAH*3612AM*+UI | 59TN6C120C24**22 | 33800 | 16 | 8.5 | 35800 | 25400 | 70.95% | 1.76 | 0 | 9.5 |  |  |  | No | R-454B | 2.8167 | Residential & Commercial | No
215684069 | Central HP <5.4 tons | CARRIER | HRCU-A-CB (Split System: Heat Pump with Remote Outdoor Unit-Air-Source) | 27VNA036A*030* |  |  | CSAH*4212AM*+UI | 58TN*B090C17**16 | 34000 | 16.5 | 8.5 | 35600 | 25400 | 71.35% | 1.76 | 0 | 9.5 |  |  |  | No | R-454B | 2.8333 | Residential & Commercial | No
215683881 | Central HP <5.4 tons | CARRIER | HRCU-A-CB (Split System: Heat Pump with Remote Outdoor Unit-Air-Source) | 27VNA036A*030* |  |  | CAA**3717AM*+UI | 59MN7C060C17**14 | 33600 | 17 | 9 | 36000 | 25800 | 71.67% | 1.86 | 0 | 9.5 |  |  |  | No | R-454B | 2.8 | Residential & Commercial | No
215679256 | Central HP <5.4 tons | AIRQUEST | HRCU-A-CB (Split System: Heat Pump with Remote Outdoor Unit-Air-Source) | H5H0V36*K*AAA* |  |  | EA*5X37M17A*+WALLCON | *97CTN0601716A* | 33600 | 17 | 9 | 36000 | 25800 | 71.67% | 1.88 | 0 | 9 |  |  |  | No | R-454B | 2.8 | Residential & Commercial | No
215668869 | Central HP <5.4 tons | AIRQUEST | HRCU-A-CB (Split System: Heat Pump with Remote Outdoor Unit-Air-Source) | H5H0V36*K*AAA* |  |  | EA*5X42M21A*+WALLCON | *95CSU0802120B* | 33200 | 17.5 | 8.5 | 35800 | 25600 | 71.51% | 1.86 | 0 | 9.5 |  |  |  | No | R-454B | 2.7667 | Residential & Commercial | No
215679266 | Central HP <5.4 tons | AIRQUEST | HRCU-A-CB (Split System: Heat Pump with Remote Outdoor Unit-Air-Source) | H5H0V36*K*AAA* |  |  | EA*5X37M17A*+WALLCON | *97CTN0801716A* | 33800 | 17.5 | 9 | 35800 | 25600 | 71.51% | 1.86 | 0 | 9.5 |  |  |  | No | R-454B | 2.8167 | Residential & Commercial | No
215679366 | Central HP <5.4 tons | AIRQUEST | HRCU-A-CB (Split System: Heat Pump with Remote Outdoor Unit-Air-Source) | H5H0V36*K*AAA* |  |  | EA*5X42M21A*+WALLCON | *80CSU0601716B* | 33200 | 17.5 | 8.5 | 35800 | 25600 | 71.51% | 1.84 | 0 | 9.5 |  |  |  | No | R-454B | 2.7667 | Residential & Commercial | No
215684031 | Central HP <5.4 tons | CARRIER | HRCU-A-CB (Split System: Heat Pump with Remote Outdoor Unit-Air-Source) | 27VNA036A*030* |  |  | CSAH*3612AM*+UI | 59CU5B080C21**20 | 33600 | 16 | 8.5 | 35800 | 25400 | 70.95% | 1.76 | 0 | 9.5 |  |  |  | No | R-454B | 2.8 | Residential & Commercial | No
215684097 | Central HP <5.4 tons | CARRIER | HRCU-A-CB (Split System: Heat Pump with Remote Outdoor Unit-Air-Source) | 27VNA036A*030* |  |  | CSAH*4212AM*+UI | 59TN6C080C17**14 | 33800 | 16.5 | 8.5 | 35600 | 25400 | 71.35% | 1.78 | 0 | 9.5 |  |  |  | No | R-454B | 2.8167 | Residential & Commercial | No
215683885 | Central HP <5.4 tons | CARRIER | HRCU-A-CB (Split System: Heat Pump with Remote Outdoor Unit-Air-Source) | 27VNA036A*030* |  |  | CAA**3717AM*+UI | 59TN6C040C14**10 | 32600 | 16 | 8.5 | 36200 | 25600 | 70.72% | 1.76 | 0 | 9.5 |  |  |  | No | R-454B | 2.7167 | Residential & Commercial | No
215675186 | Central HP <5.4 tons | AIRQUEST | HRCU-A-CB (Split System: Heat Pump with Remote Outdoor Unit-Air-Source) | H5H0V48*K*AAA* |  |  | ESH5X60M12A*+WALLCON | *80CTL0702120B* | 45500 | 16.5 | 8.5 | 48000 | 33800 | 70.42% | 2.06 | 0 | 9.5 |  |  |  | No | R-454B | 3.7917 | Residential & Commercial | No
215675286 | Central HP <5.4 tons | AIRQUEST | HRCU-A-CB (Split System: Heat Pump with Remote Outdoor Unit-Air-Source) | H5H0V48*K*AAA* |  |  | ESH5X60M12A*+WALLCON | *97CMN0802120B* | 45500 | 16.5 | 8.5 | 48000 | 33800 | 70.42% | 2.06 | 0 | 9.5 |  |  |  | No | R-454B | 3.7917 | Residential & Commercial | No
215675336 | Central HP <5.4 tons | AIRQUEST | HRCU-A-CB (Split System: Heat Pump with Remote Outdoor Unit-Air-Source) | H5H0V48*K*AAA* |  |  | ESH5X60M12A*+WALLCON | *96CTN1202422B* | 45500 | 16.5 | 8.5 | 48000 | 33800 | 70.42% | 2.08 | 0 | 9.5 |  |  |  | No | R-454B | 3.7917 | Residential & Commercial | No
215675196 | Central HP <5.4 tons | AIRQUEST | HRCU-A-CB (Split System: Heat Pump with Remote Outdoor Unit-Air-Source) | H5H0V48*K*AAA* |  |  | ESH5X60M12A*+WALLCON | *80CTL0901716B* | 45500 | 16.5 | 8.5 | 48000 | 34000 | 70.83% | 2.06 | 0 | 9.5 |  |  |  | No | R-454B | 3.7917 | Residential & Commercial | No
215675266 | Central HP <5.4 tons | AIRQUEST | HRCU-A-CB (Split System: Heat Pump with Remote Outdoor Unit-Air-Source) | H5H0V48*K*AAA* |  |  | ESH5X60M12A*+WALLCON | *97CMN0602120B* | 45000 | 16 | 8.5 | 48500 | 34200 | 70.52% | 1.96 | 0 | 9 |  |  |  | No | R-454B | 3.75 | Residential & Commercial | No
215675416 | Central HP <5.4 tons | AIRQUEST | HRCU-A-CB (Split System: Heat Pump with Remote Outdoor Unit-Air-Source) | H5H0V48*K*AAA* |  |  | EVM5X48M21A*+WALLCON | *95CSU0802120B* | 47000 | 18 | 9 | 50000 | 36600 | 73.2% | 1.98 | 0 | 9.5 |  |  |  | No | R-454B | 3.9167 | Residential & Commercial | No
215683611 | Central HP <5.4 tons | CARRIER | HRCU-A-CB (Split System: Heat Pump with Remote Outdoor Unit-Air-Source) | 27VNA024A*030* |  |  | CAA**2517AM*+UI | 59TN6C040C14**10 | 23400 | 16 | 9 | 24000 | 16800 | 70% | 1.98 | 0 | 9.5 |  |  |  | No | R-454B | 1.95 | Residential & Commercial | No
212978607 | Central HP <5.4 tons | TEMPSTAR | HRCU-A-CB (Split System: Heat Pump with Remote Outdoor Unit-Air-Source) | DLCURAH30ABK |  |  | END4X42L17** | *80MS(N,L)0701712A* | 30000 | 15.2 | 8.1 | 34000 | 27200 | 80% | 1.82 | 0 | 9 |  |  |  | No | R-410A | 2.5 | Residential & Commercial | No
212979450 | Central HP <5.4 tons | TEMPSTAR | HRCU-A-CB (Split System: Heat Pump with Remote Outdoor Unit-Air-Source) | DLCURAH30ABK |  |  | EA*4X42L21A* | *80MS(N,L)0702116A* | 29800 | 15.2 | 8.1 | 34200 | 27600 | 80.7% | 1.8 | 0 | 9 |  |  |  | No | R-410A | 2.4833 | Residential & Commercial | No
211379582 | Central HP <5.4 tons | YORK | HRCU-A-CB (Split System: Heat Pump with Remote Outdoor Unit-Air-Source) | HMH72B341 |  |  | XAFD48FBCN1 | TM8Y080C16MP11 | 34000 | 17.5 | 8.5 | 33200 | 24400 | 73.49% | 2.08 | 0 | 9 |  |  |  | No | R-410A | 2.8333 | Residential & Commercial | No
211379615 | Central HP <5.4 tons | YORK | HRCU-A-CB (Split System: Heat Pump with Remote Outdoor Unit-Air-Source) | HMH72B341 |  |  | XAUC48FXXN1+TXV | TM8Y080B12MP11 | 33200 | 17 | 8.5 | 32200 | 23600 | 73.29% | 2.04 | 0 | 9.5 |  |  |  | No | R-410A | 2.7667 | Residential & Commercial | No
211379715 | Central HP <5.4 tons | YORK | HRCU-A-CB (Split System: Heat Pump with Remote Outdoor Unit-Air-Source) | HMH72B341 |  |  | XAHC48FXXN1+TXV | YPLC100C16MP13 | 33600 | 16.5 | 8.5 | 32400 | 23800 | 73.46% | 2.06 | 0 | 9 |  |  |  | No | R-410A | 2.8 | Residential & Commercial | No
211379915 | Central HP <5.4 tons | YORK | HRCU-A-CB (Split System: Heat Pump with Remote Outdoor Unit-Air-Source) | HMH72B341 |  |  | XAFC48FXXN1+TXV | TMLE120C16MP11 | 33600 | 17 | 8.5 | 32400 | 23600 | 72.84% | 2.08 | 0 | 9.5 |  |  |  | No | R-410A | 2.8 | Residential & Commercial | No
211379963 | Central HP <5.4 tons | YORK | HRCU-A-CB (Split System: Heat Pump with Remote Outdoor Unit-Air-Source) | HMH72B341 |  |  | XAFC48FXXN1+TXV | TM8E100C16MP11 | 33600 | 17 | 8.5 | 32400 | 23600 | 72.84% | 2.06 | 0 | 9.5 |  |  |  | No | R-410A | 2.8 | Residential & Commercial | No
211380200 | Central HP <5.4 tons | YORK | HRCU-A-CB (Split System: Heat Pump with Remote Outdoor Unit-Air-Source) | HMH72B341 |  |  | XAFC48FXXN1+TXV | TL8E080C16UH11 | 34000 | 16.5 | 8.5 | 33400 | 24600 | 73.65% | 2.08 | 0 | 9 |  |  |  | No | R-410A | 2.8333 | Residential & Commercial | No
211380216 | Central HP <5.4 tons | YORK | HRCU-A-CB (Split System: Heat Pump with Remote Outdoor Unit-Air-Source) | HMH72B341 |  |  | XAFC48FBCN1+JMET12CS2N1 |  | 34000 | 17.5 | 8.5 | 32600 | 23800 | 73.01% | 2.12 | 0 | 9.5 |  |  |  | No | R-410A | 2.8333 | Residential & Commercial | No
211377349 | Central HP <5.4 tons | YORK | HRCU-A-CB (Split System: Heat Pump with Remote Outdoor Unit-Air-Source) | HMH72B341 |  |  | XAFC36DBCN1 | TM9Y100C16MP11 | 34000 | 17 | 8.1 | 34000 | 24400 | 71.76% | 2.08 | 0 | 9.5 |  |  |  | No | R-410A | 2.8333 | Residential & Commercial | No
212979460 | Central HP <5.4 tons | TEMPSTAR | HRCU-A-CB (Split System: Heat Pump with Remote Outdoor Unit-Air-Source) | DLCURAH30ABK |  |  | EA*4X42L24A* | *80MS(N,L)0702116A* | 29800 | 15.2 | 8.1 | 34200 | 26400 | 77.19% | 1.84 | 0 | 9 |  |  |  | No | R-410A | 2.4833 | Residential & Commercial | No
215668605 | Central HP <5.4 tons | AIRQUEST | HRCU-A-CB (Split System: Heat Pump with Remote Outdoor Unit-Air-Source) | H5H0V36*K*AAA* |  |  | EA*5X37M17A*+WALLCON | *96CTN0401410B* | 32600 | 16 | 8.5 | 36200 | 25600 | 70.72% | 1.76 | 0 | 9.5 |  |  |  | No | R-454B | 2.7167 | Residential & Commercial | No
211377465 | Central HP <5.4 tons | YORK | HRCU-A-CB (Split System: Heat Pump with Remote Outdoor Unit-Air-Source) | HMH72B341 |  |  | XAFC36DBCN1 | TM9V100C20MP12 | 34000 | 17.5 | 8.1 | 34000 | 24800 | 72.94% | 2.12 | 0 | 9.5 |  |  |  | No | R-410A | 2.8333 | Residential & Commercial | No
211377734 | Central HP <5.4 tons | YORK | HRCU-A-CB (Split System: Heat Pump with Remote Outdoor Unit-Air-Source) | HMH72B341 |  |  | XAHB36DBCN1 | TP9C060B12MP13 | 32800 | 17 | 8.1 | 33000 | 23400 | 70.91% | 1.98 | 0 | 9.5 |  |  |  | No | R-410A | 2.7333 | Residential & Commercial | No
211377951 | Central HP <5.4 tons | YORK | HRCU-A-CB (Split System: Heat Pump with Remote Outdoor Unit-Air-Source) | HMH72B341 |  |  | XAHB36DBCN1 | TM9E060A10MP12 | 32600 | 17 | 8.1 | 32400 | 22800 | 70.37% | 1.98 | 0 | 9.5 |  |  |  | No | R-410A | 2.7167 | Residential & Commercial | No
211377599 | Central HP <5.4 tons | YORK | HRCU-A-CB (Split System: Heat Pump with Remote Outdoor Unit-Air-Source) | HMH72B341 |  |  | XAHC30CXXN1+TXV | YP9C080B12MP13 | 32000 | 16.5 | 8.1 | 33000 | 23200 | 70.3% | 1.98 | 0 | 9 |  |  |  | No | R-410A | 2.6667 | Residential & Commercial | No
211377765 | Central HP <5.4 tons | YORK | HRCU-A-CB (Split System: Heat Pump with Remote Outdoor Unit-Air-Source) | HMH72B341 |  |  | XAFC30CXXN1+TXV | YP9C060B12MP13 | 32600 | 17 | 8.1 | 33600 | 23600 | 70.24% | 2.02 | 0 | 9.5 |  |  |  | No | R-410A | 2.7167 | Residential & Commercial | No
211378016 | Central HP <5.4 tons | YORK | HRCU-A-CB (Split System: Heat Pump with Remote Outdoor Unit-Air-Source) | HMH72B341 |  |  | XAHC36DXXN1+TXV | TM8Y080C16MP11 | 34000 | 18 | 8.1 | 34000 | 24400 | 71.76% | 2.06 | 0 | 9.5 |  |  |  | No | R-410A | 2.8333 | Residential & Commercial | No
215683967 | Central HP <5.4 tons | CARRIER | HRCU-A-CB (Split System: Heat Pump with Remote Outdoor Unit-Air-Source) | 27VNA036A*030* |  |  | CAA**4221AM*+UI | 59TN6C080C17**14 | 33000 | 17.5 | 9 | 36000 | 25800 | 71.67% | 1.84 | 0 | 9.5 |  |  |  | No | R-454B | 2.75 | Residential & Commercial | No
215684019 | Central HP <5.4 tons | CARRIER | HRCU-A-CB (Split System: Heat Pump with Remote Outdoor Unit-Air-Source) | 27VNA036A*030* |  |  | CSAH*3612AM*+UI | 58TN*B070C21**20 | 33600 | 16.5 | 8.5 | 35800 | 25400 | 70.95% | 1.76 | 0 | 9.5 |  |  |  | No | R-454B | 2.8 | Residential & Commercial | No
215684083 | Central HP <5.4 tons | CARRIER | HRCU-A-CB (Split System: Heat Pump with Remote Outdoor Unit-Air-Source) | 27VNA036A*030* |  |  | CSAH*4212AM*+UI | 59MN7C060C17**14 | 33600 | 16 | 8.5 | 35800 | 25600 | 71.51% | 1.76 | 0 | 9 |  |  |  | No | R-454B | 2.8 | Residential & Commercial | No
215683875 | Central HP <5.4 tons | CARRIER | HRCU-A-CB (Split System: Heat Pump with Remote Outdoor Unit-Air-Source) | 27VNA036A*030* |  |  | CAA**3717AM*+UI | 58TN*B070C17**16 | 33800 | 17.5 | 9 | 35800 | 25600 | 71.51% | 1.88 | 0 | 9.5 |  |  |  | No | R-454B | 2.8167 | Residential & Commercial | No
215683977 | Central HP <5.4 tons | CARRIER | HRCU-A-CB (Split System: Heat Pump with Remote Outdoor Unit-Air-Source) | 27VNA036A*030* |  |  | CAA**4321AM*+UI | 58TN*B045C17**12 | 34000 | 17.5 | 9 | 35600 | 25400 | 71.35% | 1.86 | 0 | 9.5 |  |  |  | No | R-454B | 2.8333 | Residential & Commercial | No
215683991 | Central HP <5.4 tons | CARRIER | HRCU-A-CB (Split System: Heat Pump with Remote Outdoor Unit-Air-Source) | 27VNA036A*030* |  |  | CAA**4321AM*+UI | 59CU5B080C21**20 | 34400 | 17.5 | 9 | 35400 | 25200 | 71.19% | 1.88 | 0 | 9.5 |  |  |  | No | R-454B | 2.8667 | Residential & Commercial | No
215669838 | Central HP <5.4 tons | HEIL | HRCU-A-CB (Split System: Heat Pump with Remote Outdoor Unit-Air-Source) | H5H0V36*K*AAA* |  |  | ESH5X36M12A*+WALLCON | *95CSU0802120B* | 33600 | 16 | 8.5 | 35800 | 25400 | 70.95% | 1.76 | 0 | 9.5 |  |  |  | No | R-454B | 2.8 | Residential & Commercial | No
215669886 | Central HP <5.4 tons | HEIL | HRCU-A-CB (Split System: Heat Pump with Remote Outdoor Unit-Air-Source) | H5H0V36*K*AAA* |  |  | ESH5X36M12A*+WALLCON | *97CMN1002122B* | 33800 | 16.5 | 8.5 | 35800 | 25400 | 70.95% | 1.76 | 0 | 9.5 |  |  |  | No | R-454B | 2.8167 | Residential & Commercial | No
215670086 | Central HP <5.4 tons | HEIL | HRCU-A-CB (Split System: Heat Pump with Remote Outdoor Unit-Air-Source) | H5H0V36*K*AAA* |  |  | ESH5X42M12A*+WALLCON | *96CTN0401410B* | 32600 | 15.2 | 8.5 | 36000 | 25600 | 71.11% | 1.76 | 0 | 9 |  |  |  | No | R-454B | 2.7167 | Residential & Commercial | No
215669806 | Central HP <5.4 tons | HEIL | HRCU-A-CB (Split System: Heat Pump with Remote Outdoor Unit-Air-Source) | H5H0V36*K*AAA* |  |  | ESH5X36M12A*+WALLCON | *80CTL0902120B* | 33800 | 16.5 | 8.5 | 35600 | 25400 | 71.35% | 1.76 | 0 | 9.5 |  |  |  | No | R-454B | 2.8167 | Residential & Commercial | No
215684011 | Central HP <5.4 tons | CARRIER | HRCU-A-CB (Split System: Heat Pump with Remote Outdoor Unit-Air-Source) | 27VNA036A*030* |  |  | CSAH*3612AM*+UI | 58CU*A100C21**20 | 33600 | 16 | 8.5 | 35800 | 25400 | 70.95% | 1.78 | 0 | 9.5 |  |  |  | No | R-454B | 2.8 | Residential & Commercial | No
215684025 | Central HP <5.4 tons | CARRIER | HRCU-A-CB (Split System: Heat Pump with Remote Outdoor Unit-Air-Source) | 27VNA036A*030* |  |  | CSAH*3612AM*+UI | 58TN*B110C21**20 | 33800 | 16 | 8.5 | 35600 | 25400 | 71.35% | 1.76 | 0 | 9.5 |  |  |  | No | R-454B | 2.8167 | Residential & Commercial | No
215684075 | Central HP <5.4 tons | CARRIER | HRCU-A-CB (Split System: Heat Pump with Remote Outdoor Unit-Air-Source) | 27VNA036A*030* |  |  | CSAH*4212AM*+UI | 58TN*B135C24**22 | 34000 | 16.5 | 8.5 | 35600 | 25200 | 70.79% | 1.78 | 0 | 9.5 |  |  |  | No | R-454B | 2.8333 | Residential & Commercial | No
215684077 | Central HP <5.4 tons | CARRIER | HRCU-A-CB (Split System: Heat Pump with Remote Outdoor Unit-Air-Source) | 27VNA036A*030* |  |  | CSAH*4212AM*+UI | 59CU5B060C17**16 | 33800 | 16 | 8.5 | 35600 | 25400 | 71.35% | 1.78 | 0 | 9 |  |  |  | No | R-454B | 2.8167 | Residential & Commercial | No
215684093 | Central HP <5.4 tons | CARRIER | HRCU-A-CB (Split System: Heat Pump with Remote Outdoor Unit-Air-Source) | 27VNA036A*030* |  |  | CSAH*4212AM*+UI | 59TN6C040C14**10 | 32600 | 15.2 | 8.5 | 36000 | 25600 | 71.11% | 1.76 | 0 | 9 |  |  |  | No | R-454B | 2.7167 | Residential & Commercial | No
215683887 | Central HP <5.4 tons | CARRIER | HRCU-A-CB (Split System: Heat Pump with Remote Outdoor Unit-Air-Source) | 27VNA036A*030* |  |  | CAA**3717AM*+UI | 59TN6C060C17**14 | 33800 | 17.5 | 9 | 35800 | 25600 | 71.51% | 1.86 | 0 | 9.5 |  |  |  | No | R-454B | 2.8167 | Residential & Commercial | No
215683889 | Central HP <5.4 tons | CARRIER | HRCU-A-CB (Split System: Heat Pump with Remote Outdoor Unit-Air-Source) | 27VNA036A*030* |  |  | CAA**3717AM*+UI | 59TN6C080C17**14 | 33800 | 17.5 | 9 | 35800 | 25600 | 71.51% | 1.88 | 0 | 9.5 |  |  |  | No | R-454B | 2.8167 | Residential & Commercial | No
212977057 | Central HP <5.4 tons | TEMPSTAR | HRCU-A-CB (Split System: Heat Pump with Remote Outdoor Unit-Air-Source) | DLCURAH30ABK |  |  | EA*4X43L21A* | *96VTN1002122B* | 30400 | 15.2 | 8.1 | 33000 | 28400 | 86.06% | 1.76 | 0 | 9 |  |  |  | No | R-410A | 2.5333 | Residential & Commercial | No
215667347 | Central HP <5.4 tons | AIRQUEST | HRCU-A-CB (Split System: Heat Pump with Remote Outdoor Unit-Air-Source) | H5H0V24*K*AAA* |  |  | EA*5X30M14A*+WALLCON | *96CTN0401410B* | 22600 | 15.5 | 8.5 | 24200 | 17100 | 70.66% | 1.84 | 0 | 9 |  |  |  | No | R-454B | 1.8833 | Residential & Commercial | No
212978530 | Central HP <5.4 tons | TEMPSTAR | HRCU-A-CB (Split System: Heat Pump with Remote Outdoor Unit-Air-Source) | DLCURAH30ABK |  |  | EA*4X37L17A* | *80MS(N,L)0701712A* | 30200 | 15.2 | 8.1 | 33800 | 27000 | 79.88% | 1.82 | 0 | 9 |  |  |  | No | R-410A | 2.5167 | Residential & Commercial | No
215667697 | Central HP <5.4 tons | HEIL | HRCU-A-CB (Split System: Heat Pump with Remote Outdoor Unit-Air-Source) | H5H0V24*K*AAA* |  |  | EA*5X36M17A*+WALLCON | *96CTN0401410B* | 22600 | 16 | 8.5 | 24200 | 17000 | 70.25% | 1.84 | 0 | 9.5 |  |  |  | No | R-454B | 1.8833 | Residential & Commercial | No
211378149 | Central HP <5.4 tons | YORK | HRCU-A-CB (Split System: Heat Pump with Remote Outdoor Unit-Air-Source) | HMH72B341 |  |  | XAHC36DBCN1 | YPLC100C16MP13 | 34000 | 17 | 8.1 | 34000 | 24600 | 72.35% | 2.08 | 0 | 9.5 |  |  |  | No | R-410A | 2.8333 | Residential & Commercial | No
211378151 | Central HP <5.4 tons | YORK | HRCU-A-CB (Split System: Heat Pump with Remote Outdoor Unit-Air-Source) | HMH72B341 |  |  | XAHC30CXXN1+TXV | TM8V100C16MP12 | 32400 | 17 | 8.1 | 32400 | 22800 | 70.37% | 2 | 0 | 9.5 |  |  |  | No | R-410A | 2.7 | Residential & Commercial | No
211378168 | Central HP <5.4 tons | YORK | HRCU-A-CB (Split System: Heat Pump with Remote Outdoor Unit-Air-Source) | HMH72B341 |  |  | XAHC30CXXN1+TXV | YPLC100C16MP13 | 32400 | 17 | 8.1 | 32400 | 22800 | 70.37% | 2 | 0 | 9.5 |  |  |  | No | R-410A | 2.7 | Residential & Commercial | No
211377438 | Central HP <5.4 tons | YORK | HRCU-A-CB (Split System: Heat Pump with Remote Outdoor Unit-Air-Source) | HMH72B341 |  |  | XAUB36DXXN1+TXV | TM9Y060B12MP11 | 33600 | 16.5 | 8.5 | 33400 | 23600 | 70.66% | 2.04 | 0 | 9.5 |  |  |  | No | R-410A | 2.8 | Residential & Commercial | No
211377388 | Central HP <5.4 tons | YORK | HRCU-A-CB (Split System: Heat Pump with Remote Outdoor Unit-Air-Source) | HMH72B341 |  |  | XAFC36DBCN1 | TM9Y080B12MP11 | 34000 | 18 | 8.1 | 34000 | 24400 | 71.76% | 2.06 | 0 | 9.5 |  |  |  | No | R-410A | 2.8333 | Residential & Commercial | No
211377497 | Central HP <5.4 tons | YORK | HRCU-A-CB (Split System: Heat Pump with Remote Outdoor Unit-Air-Source) | HMH72B341 |  |  | XAHC36DBCN1 | YP9C100C16MP13 | 33800 | 17 | 8.1 | 33400 | 23600 | 70.66% | 2.06 | 0 | 9.5 |  |  |  | No | R-410A | 2.8167 | Residential & Commercial | No
211377611 | Central HP <5.4 tons | YORK | HRCU-A-CB (Split System: Heat Pump with Remote Outdoor Unit-Air-Source) | HMH72B341 |  |  | XAHB36DBCN1 | TM9V080B12MP12 | 33200 | 16.5 | 8.1 | 33400 | 23600 | 70.66% | 2 | 0 | 9.5 |  |  |  | No | R-410A | 2.7667 | Residential & Commercial | No
211378302 | Central HP <5.4 tons | YORK | HRCU-A-CB (Split System: Heat Pump with Remote Outdoor Unit-Air-Source) | HMH72B341 |  |  | XAFC36DBCN1 | YPLC080B12MP13 | 33800 | 17 | 8.1 | 34000 | 24200 | 71.18% | 2.04 | 0 | 9.5 |  |  |  | No | R-410A | 2.8167 | Residential & Commercial | No
212974091 | Central HP <5.4 tons | TEMPSTAR | HRCU-A-CB (Split System: Heat Pump with Remote Outdoor Unit-Air-Source) | DLCURAH24AAK |  |  | EN(A,D)4X36L21** | *96VSN0802120B* | 24000 | 16 | 8.1 | 25000 | 23400 | 93.6% | 1.94 | 0 | 9.5 |  |  |  | No | R-410A | 2 | Residential & Commercial | No
212985261 | Central HP <5.4 tons | TEMPSTAR | HRCU-A-CB (Split System: Heat Pump with Remote Outdoor Unit-Air-Source) | DLCURAH30ABK |  |  | EA*4X36L21A* | *92MSN1002120A* | 30000 | 15.2 | 8.1 | 34400 | 28000 | 81.4% | 1.78 | 0 | 9 |  |  |  | No | R-410A | 2.5 | Residential & Commercial | No
212988069 | Central HP <5.4 tons | TEMPSTAR | HRCU-A-CB (Split System: Heat Pump with Remote Outdoor Unit-Air-Source) | DLCURAH30ABK |  |  | EA*4X42L24A* | *96MSN1002120A* | 30000 | 15.2 | 8.5 | 34000 | 27200 | 80% | 1.8 | 0 | 9 |  |  |  | No | R-410A | 2.5 | Residential & Commercial | No
212978552 | Central HP <5.4 tons | TEMPSTAR | HRCU-A-CB (Split System: Heat Pump with Remote Outdoor Unit-Air-Source) | DLCURAH30ABK |  |  | EA*4X42L21A* | *80MS(N,L)0701712A* | 29800 | 15.2 | 8.1 | 34200 | 27600 | 80.7% | 1.8 | 0 | 9 |  |  |  | No | R-410A | 2.4833 | Residential & Commercial | No
212979723 | Central HP <5.4 tons | TEMPSTAR | HRCU-A-CB (Split System: Heat Pump with Remote Outdoor Unit-Air-Source) | DLCURAH30ABK |  |  | EA*4X37L21A* | *80MS(N,L)0901714A* | 30400 | 15.2 | 8.1 | 33200 | 26400 | 79.52% | 1.84 | 0 | 9 |  |  |  | No | R-410A | 2.5333 | Residential & Commercial | No
215684021 | Central HP <5.4 tons | CARRIER | HRCU-A-CB (Split System: Heat Pump with Remote Outdoor Unit-Air-Source) | 27VNA036A*030* |  |  | CSAH*3612AM*+UI | 58TN*B090C17**16 | 33600 | 16 | 8.5 | 35800 | 25400 | 70.95% | 1.76 | 0 | 9.5 |  |  |  | No | R-454B | 2.8 | Residential & Commercial | No
215684023 | Central HP <5.4 tons | CARRIER | HRCU-A-CB (Split System: Heat Pump with Remote Outdoor Unit-Air-Source) | 27VNA036A*030* |  |  | CSAH*3612AM*+UI | 58TN*B090C21**20 | 33800 | 16.5 | 8.5 | 35600 | 25400 | 71.35% | 1.76 | 0 | 9.5 |  |  |  | No | R-454B | 2.8167 | Residential & Commercial | No
211378383 | Central HP <5.4 tons | YORK | HRCU-A-CB (Split System: Heat Pump with Remote Outdoor Unit-Air-Source) | HMH72B341 |  |  | XAHB30CXXN1+TXV | TM8V060A12MP12 | 32000 | 17 | 8.1 | 32800 | 23000 | 70.12% | 1.98 | 0 | 9.5 |  |  |  | No | R-410A | 2.6667 | Residential & Commercial | No
211378504 | Central HP <5.4 tons | YORK | HRCU-A-CB (Split System: Heat Pump with Remote Outdoor Unit-Air-Source) | HMH72B341 |  |  | XAHC30CXXN1+TXV | TM8E100C16MP11 | 32200 | 16.5 | 8.1 | 32400 | 22800 | 70.37% | 2 | 0 | 9.5 |  |  |  | No | R-410A | 2.6833 | Residential & Commercial | No
211379139 | Central HP <5.4 tons | YORK | HRCU-A-CB (Split System: Heat Pump with Remote Outdoor Unit-Air-Source) | HMH72B341 |  |  | XAFD48FBCN1 | TM9V100C20MP12 | 34000 | 16.5 | 8.5 | 33000 | 24200 | 73.33% | 2.1 | 0 | 9 |  |  |  | No | R-410A | 2.8333 | Residential & Commercial | No
211379206 | Central HP <5.4 tons | YORK | HRCU-A-CB (Split System: Heat Pump with Remote Outdoor Unit-Air-Source) | HMH72B341 |  |  | XAHC48FBCN1 | YP9C100C16MP13 | 33000 | 16.5 | 8.5 | 31800 | 23200 | 72.96% | 2.04 | 0 | 9 |  |  |  | No | R-410A | 2.75 | Residential & Commercial | No
211379370 | Central HP <5.4 tons | YORK | HRCU-A-CB (Split System: Heat Pump with Remote Outdoor Unit-Air-Source) | HMH72B341 |  |  | XAFC48FBCN1 | YP9C080B12MP13 | 33400 | 16.5 | 8.5 | 32600 | 24000 | 73.62% | 2.06 | 0 | 9 |  |  |  | No | R-410A | 2.7833 | Residential & Commercial | No
211379236 | Central HP <5.4 tons | YORK | HRCU-A-CB (Split System: Heat Pump with Remote Outdoor Unit-Air-Source) | HMH72B341 |  |  | XAUC48FXXN1+TXV | TM9V100C16MP12 | 33800 | 16.5 | 8.5 | 32400 | 23800 | 73.46% | 2.08 | 0 | 9.5 |  |  |  | No | R-410A | 2.8167 | Residential & Commercial | No
211379270 | Central HP <5.4 tons | YORK | HRCU-A-CB (Split System: Heat Pump with Remote Outdoor Unit-Air-Source) | HMH72B341 |  |  | XAHC48FXXN1+TXV | TP9C080C16MP13 | 32800 | 16.5 | 8.5 | 31800 | 23200 | 72.96% | 2.02 | 0 | 9 |  |  |  | No | R-410A | 2.7333 | Residential & Commercial | No
211379321 | Central HP <5.4 tons | YORK | HRCU-A-CB (Split System: Heat Pump with Remote Outdoor Unit-Air-Source) | HMH72B341 |  |  | XAUC48FXXN1+TXV | TP9C080C16MP13 | 33400 | 16.5 | 8.5 | 32400 | 23600 | 72.84% | 2.06 | 0 | 9.5 |  |  |  | No | R-410A | 2.7833 | Residential & Commercial | No
211379505 | Central HP <5.4 tons | YORK | HRCU-A-CB (Split System: Heat Pump with Remote Outdoor Unit-Air-Source) | HMH72B341 |  |  | XAHD48FBCN1 | TM8Y120C20MP11 | 33800 | 16.5 | 8.5 | 32400 | 23800 | 73.46% | 2.06 | 0 | 9 |  |  |  | No | R-410A | 2.8167 | Residential & Commercial | No
211379537 | Central HP <5.4 tons | YORK | HRCU-A-CB (Split System: Heat Pump with Remote Outdoor Unit-Air-Source) | HMH72B341 |  |  | XAFC48FXXN1+TXV | TM8Y100C20MP11 | 34000 | 16.5 | 8.5 | 33000 | 24200 | 73.33% | 2.1 | 0 | 9.5 |  |  |  | No | R-410A | 2.8333 | Residential & Commercial | No
211379539 | Central HP <5.4 tons | YORK | HRCU-A-CB (Split System: Heat Pump with Remote Outdoor Unit-Air-Source) | HMH72B341 |  |  | XAFC48FBCN1 | TM8Y120C20MP11 | 34000 | 16.5 | 8.5 | 33000 | 24200 | 73.33% | 2.1 | 0 | 9.5 |  |  |  | No | R-410A | 2.8333 | Residential & Commercial | No
211379590 | Central HP <5.4 tons | YORK | HRCU-A-CB (Split System: Heat Pump with Remote Outdoor Unit-Air-Source) | HMH72B341 |  |  | XAFC48FBCN1 | TM8Y100C16MP11 | 34000 | 17.5 | 8.5 | 33200 | 24400 | 73.49% | 2.08 | 0 | 9 |  |  |  | No | R-410A | 2.8333 | Residential & Commercial | No
211379639 | Central HP <5.4 tons | YORK | HRCU-A-CB (Split System: Heat Pump with Remote Outdoor Unit-Air-Source) | HMH72B341 |  |  | XAHC48FBCN1 | TM8V120C20MP12 | 33800 | 16.5 | 8.5 | 32400 | 23800 | 73.46% | 2.06 | 0 | 9 |  |  |  | No | R-410A | 2.8167 | Residential & Commercial | No
215683869 | Central HP <5.4 tons | CARRIER | HRCU-A-CB (Split System: Heat Pump with Remote Outdoor Unit-Air-Source) | 27VNA036A*030* |  |  | CAA**3717AM*+UI | 58CU*A060C17**16 | 33800 | 17.5 | 9 | 35800 | 25600 | 71.51% | 1.88 | 0 | 9.5 |  |  |  | No | R-454B | 2.8167 | Residential & Commercial | No
215683915 | Central HP <5.4 tons | CARRIER | HRCU-A-CB (Split System: Heat Pump with Remote Outdoor Unit-Air-Source) | 27VNA036A*030* |  |  | CAA**3721AM*+UI | 59MN7C060C17**14 | 34200 | 17.5 | 9 | 35600 | 25400 | 71.35% | 1.88 | 0 | 9.5 |  |  |  | No | R-454B | 2.85 | Residential & Commercial | No
215675436 | Central HP <5.4 tons | AIRQUEST | HRCU-A-CB (Split System: Heat Pump with Remote Outdoor Unit-Air-Source) | H5H0V48*K*AAA* |  |  | EVM5X48M21A*+WALLCON | *97CMN0602120B* | 46500 | 18 | 9 | 50000 | 37000 | 74% | 1.98 | 0 | 9.5 |  |  |  | No | R-454B | 3.875 | Residential & Commercial | No
212982665 | Central HP <5.4 tons | COMFORTMAKER | HRCU-A-CB (Split System: Heat Pump with Remote Outdoor Unit-Air-Source) | DLCURAH30ABK |  |  | EA*4X43L21A* | *80MSU0601716A* | 30800 | 15.2 | 8.5 | 33000 | 26200 | 79.39% | 1.86 | 0 | 9 |  |  |  | No | R-410A | 2.5667 | Residential & Commercial | No
215679806 | Central HP <5.4 tons | AIRQUEST | HRCU-A-CB (Split System: Heat Pump with Remote Outdoor Unit-Air-Source) | H5H0V36*K*AAA* |  |  | ESH5X42M12A*+WALLCON | *80CSU0601716B* | 34000 | 16.5 | 8.5 | 35600 | 25200 | 70.79% | 1.78 | 0 | 9.5 |  |  |  | No | R-454B | 2.8333 | Residential & Commercial | No
211379724 | Central HP <5.4 tons | YORK | HRCU-A-CB (Split System: Heat Pump with Remote Outdoor Unit-Air-Source) | HMH72B341 |  |  | XAHC48FBCN1 | TMLV100C16MP12 | 33600 | 16.5 | 8.5 | 32400 | 23800 | 73.46% | 2.06 | 0 | 9 |  |  |  | No | R-410A | 2.8 | Residential & Commercial | No
211380125 | Central HP <5.4 tons | YORK | HRCU-A-CB (Split System: Heat Pump with Remote Outdoor Unit-Air-Source) | HMH72B341 |  |  | XAHC48FBCN1 | TL9E080C16UH11 | 33200 | 16 | 8.5 | 32400 | 23600 | 72.84% | 2.04 | 0 | 9 |  |  |  | No | R-410A | 2.7667 | Residential & Commercial | No
211380172 | Central HP <5.4 tons | YORK | HRCU-A-CB (Split System: Heat Pump with Remote Outdoor Unit-Air-Source) | HMH72B341 |  |  | XAFD48FBCN1 | TL8E100C20UH11 | 34000 | 16.5 | 8.5 | 32400 | 23800 | 73.46% | 2.1 | 0 | 9.5 |  |  |  | No | R-410A | 2.8333 | Residential & Commercial | No
211377756 | Central HP <5.4 tons | YORK | HRCU-A-CB (Split System: Heat Pump with Remote Outdoor Unit-Air-Source) | HMH72B341 |  |  | XAFC36DBCN1 | TP9C060B12MP13 | 34000 | 17.5 | 8.1 | 34000 | 24200 | 71.18% | 2.06 | 0 | 9.5 |  |  |  | No | R-410A | 2.8333 | Residential & Commercial | No
211377870 | Central HP <5.4 tons | YORK | HRCU-A-CB (Split System: Heat Pump with Remote Outdoor Unit-Air-Source) | HMH72B341 |  |  | XAHC36DBCN1 | TM9E080B12MP12 | 33400 | 17 | 8.1 | 33200 | 23400 | 70.48% | 2.02 | 0 | 9.5 |  |  |  | No | R-410A | 2.7833 | Residential & Commercial | No
215683931 | Central HP <5.4 tons | CARRIER | HRCU-A-CB (Split System: Heat Pump with Remote Outdoor Unit-Air-Source) | 27VNA036A*030* |  |  | CAA**4221AM*+UI | 58CU*A040C17**12 | 33000 | 17.5 | 9 | 35800 | 25600 | 71.51% | 1.86 | 0 | 9.5 |  |  |  | No | R-454B | 2.75 | Residential & Commercial | No
215684047 | Central HP <5.4 tons | CARRIER | HRCU-A-CB (Split System: Heat Pump with Remote Outdoor Unit-Air-Source) | 27VNA036A*030* |  |  | CSAH*3612AM*+UI | 59TN6C040C14**10 | 32200 | 15.2 | 8.5 | 36200 | 25800 | 71.27% | 1.76 | 0 | 9 |  |  |  | No | R-454B | 2.6833 | Residential & Commercial | No
215684081 | Central HP <5.4 tons | CARRIER | HRCU-A-CB (Split System: Heat Pump with Remote Outdoor Unit-Air-Source) | 27VNA036A*030* |  |  | CSAH*4212AM*+UI | 59CU5B100C21**22 | 34000 | 16.5 | 8.5 | 35600 | 25200 | 70.79% | 1.78 | 0 | 9.5 |  |  |  | No | R-454B | 2.8333 | Residential & Commercial | No
215677166 | Central HP <5.4 tons | AIRQUEST | HRCU-A-CB (Split System: Heat Pump with Remote Outdoor Unit-Air-Source) | H5H0V60*K*AAA* |  |  | EVM5X60M24A*+WALLCON | *97CMN0602120B* | 55500 | 17.5 | 8.5 | 64000 | 45500 | 71.09% | 1.94 | 0 | 8.5 |  |  |  | No | R-454B | 4.625 | Residential & Commercial | No
215677266 | Central HP <5.4 tons | AIRQUEST | HRCU-A-CB (Split System: Heat Pump with Remote Outdoor Unit-Air-Source) | H5H0V60*K*AAA* |  |  | EVM5X61M24A*+WALLCON | *97CMN0602120B* | 56500 | 18 | 9 | 65000 | 45500 | 70% | 2.06 | 0 | 8.5 |  |  |  | No | R-454B | 4.7083 | Residential & Commercial | No
215679516 | Central HP <5.4 tons | AIRQUEST | HRCU-A-CB (Split System: Heat Pump with Remote Outdoor Unit-Air-Source) | H5H0V36*K*AAA* |  |  | EA*5X48M21A*+WALLCON | *97CTN0601716A* | 33400 | 17.5 | 9 | 35200 | 25400 | 72.16% | 1.88 | 0 | 9.5 |  |  |  | No | R-454B | 2.7833 | Residential & Commercial | No
215683897 | Central HP <5.4 tons | CARRIER | HRCU-A-CB (Split System: Heat Pump with Remote Outdoor Unit-Air-Source) | 27VNA036A*030* |  |  | CAA**3721AM*+UI | 58TN*B045C17**12 | 34000 | 17.5 | 9 | 35600 | 25400 | 71.35% | 1.86 | 0 | 9.5 |  |  |  | No | R-454B | 2.8333 | Residential & Commercial | No
215684015 | Central HP <5.4 tons | CARRIER | HRCU-A-CB (Split System: Heat Pump with Remote Outdoor Unit-Air-Source) | 27VNA036A*030* |  |  | CSAH*3612AM*+UI | 58TN*B070C14**12 | 33400 | 16.5 | 8.5 | 35800 | 25600 | 71.51% | 1.76 | 0 | 9 |  |  |  | No | R-454B | 2.7833 | Residential & Commercial | No
215683637 | Central HP <5.4 tons | CARRIER | HRCU-A-CB (Split System: Heat Pump with Remote Outdoor Unit-Air-Source) | 27VNA024A*030* |  |  | CAA**3017AM*+UI | 59TN6C040C14**10 | 22600 | 15.5 | 8.5 | 24400 | 17100 | 70.08% | 1.84 | 0 | 9 |  |  |  | No | R-454B | 1.8833 | Residential & Commercial | No
212970408 | Central HP <5.4 tons | AIRQUEST | HRCU-A-CB (Split System: Heat Pump with Remote Outdoor Unit-Air-Source) | DLCURAH36ABK |  |  | EA*4X42L21A* | *80VSL0701716B* | 35400 | 15.5 | 8.1 | 38500 | 35200 | 91.43% | 1.9 | 0 | 9.5 |  |  |  | No | R-410A | 2.95 | Residential & Commercial | No
215679886 | Central HP <5.4 tons | AIRQUEST | HRCU-A-CB (Split System: Heat Pump with Remote Outdoor Unit-Air-Source) | H5H0V36*K*AAA* |  |  | ESH5X48M12A*+WALLCON | *80CSU0601716B* | 34200 | 17 | 8.5 | 35400 | 25200 | 71.19% | 1.9 | 0 | 9.5 |  |  |  | No | R-454B | 2.85 | Residential & Commercial | No
215679936 | Central HP <5.4 tons | AIRQUEST | HRCU-A-CB (Split System: Heat Pump with Remote Outdoor Unit-Air-Source) | H5H0V36*K*AAA* |  |  | ESH5X60M12A*+WALLCON | *96CTN0802120B* | 34600 | 16.5 | 8.5 | 34600 | 24800 | 71.68% | 1.8 | 0 | 9.5 |  |  |  | No | R-454B | 2.8833 | Residential & Commercial | No
215679986 | Central HP <5.4 tons | AIRQUEST | HRCU-A-CB (Split System: Heat Pump with Remote Outdoor Unit-Air-Source) | H5H0V36*K*AAA* |  |  | ESH5X60M12A*+WALLCON | *97CTN0802120A* | 34600 | 16.5 | 8.5 | 34600 | 24800 | 71.68% | 1.8 | 0 | 9.5 |  |  |  | No | R-454B | 2.8833 | Residential & Commercial | No
212977077 | Central HP <5.4 tons | TEMPSTAR | HRCU-A-CB (Split System: Heat Pump with Remote Outdoor Unit-Air-Source) | DLCURAH30ABK |  |  | EN(A,D,W)4X42L21** | *96VTN1002122B* | 29800 | 15.2 | 8.1 | 34200 | 35200 | 102.9% | 1.82 | 0 | 9 |  |  |  | No | R-410A | 2.4833 | Residential & Commercial | No
212980540 | Central HP <5.4 tons | TEMPSTAR | HRCU-A-CB (Split System: Heat Pump with Remote Outdoor Unit-Air-Source) | DLCURAH30ABK |  |  | EA*4X42L24A* | *80MS(N,L)0902120A* | 29600 | 15.2 | 8.1 | 33800 | 26400 | 78.11% | 1.86 | 0 | 9 |  |  |  | No | R-410A | 2.4667 | Residential & Commercial | No
211377936 | Central HP <5.4 tons | YORK | HRCU-A-CB (Split System: Heat Pump with Remote Outdoor Unit-Air-Source) | HMH72B341 |  |  | XAFB36DBCN1 | TM9E060B12MP12 | 34000 | 17.5 | 8.1 | 34000 | 24200 | 71.18% | 2.04 | 0 | 9.5 |  |  |  | No | R-410A | 2.8333 | Residential & Commercial | No
211378374 | Central HP <5.4 tons | YORK | HRCU-A-CB (Split System: Heat Pump with Remote Outdoor Unit-Air-Source) | HMH72B341 |  |  | XAHB36DBCN1 | TMLV060A12MP12 | 33400 | 16.5 | 8.1 | 33600 | 23800 | 70.83% | 2.02 | 0 | 9.5 |  |  |  | No | R-410A | 2.7833 | Residential & Commercial | No
211377602 | Central HP <5.4 tons | YORK | HRCU-A-CB (Split System: Heat Pump with Remote Outdoor Unit-Air-Source) | HMH72B341 |  |  | XAHB36DXXN1+TXV | TM9V080B12MP12 | 33200 | 16.5 | 8.1 | 33400 | 23600 | 70.66% | 2 | 0 | 9.5 |  |  |  | No | R-410A | 2.7667 | Residential & Commercial | No
212982161 | Central HP <5.4 tons | COMFORTMAKER | HRCU-A-CB (Split System: Heat Pump with Remote Outdoor Unit-Air-Source) | DLCURAH30ABK |  |  | EA*4X42L21A* | *80MSU0401712A* | 30000 | 15.2 | 8.5 | 33800 | 27400 | 81.07% | 1.78 | 0 | 9 |  |  |  | No | R-410A | 2.5 | Residential & Commercial | No
215675306 | Central HP <5.4 tons | AIRQUEST | HRCU-A-CB (Split System: Heat Pump with Remote Outdoor Unit-Air-Source) | H5H0V48*K*AAA* |  |  | ESH5X60M12A*+WALLCON | *97CMN1202422B* | 45500 | 16.5 | 8.5 | 48000 | 33800 | 70.42% | 2.08 | 0 | 9.5 |  |  |  | No | R-454B | 3.7917 | Residential & Commercial | No
215675756 | Central HP <5.4 tons | AIRQUEST | HRCU-A-CB (Split System: Heat Pump with Remote Outdoor Unit-Air-Source) | H5H0V48*K*AAA* |  |  | EVM5X60M21A*+WALLCON | *95CSU0601716B* | 47500 | 18 | 9 | 50000 | 37200 | 74.4% | 1.98 | 0 | 9.5 |  |  |  | No | R-454B | 3.9583 | Residential & Commercial | No
215679876 | Central HP <5.4 tons | AIRQUEST | HRCU-A-CB (Split System: Heat Pump with Remote Outdoor Unit-Air-Source) | H5H0V36*K*AAA* |  |  | ESH5X48M12A*+WALLCON | *80CSU0401712B* | 34200 | 17 | 8.5 | 35400 | 25200 | 71.19% | 1.9 | 0 | 9.5 |  |  |  | No | R-454B | 2.85 | Residential & Commercial | No
215679856 | Central HP <5.4 tons | AIRQUEST | HRCU-A-CB (Split System: Heat Pump with Remote Outdoor Unit-Air-Source) | H5H0V36*K*AAA* |  |  | ESH5X42M12A*+WALLCON | *97CTN1202422A* | 34000 | 16 | 8.5 | 35600 | 25200 | 70.79% | 1.78 | 0 | 9.5 |  |  |  | No | R-454B | 2.8333 | Residential & Commercial | No
211377795 | Central HP <5.4 tons | YORK | HRCU-A-CB (Split System: Heat Pump with Remote Outdoor Unit-Air-Source) | HMH72B341 |  |  | XAFB30CXXN1+TXV | TM9V060B12MP12 | 32600 | 17 | 8.1 | 33600 | 23600 | 70.24% | 2.02 | 0 | 9.5 |  |  |  | No | R-410A | 2.7167 | Residential & Commercial | No
211377931 | Central HP <5.4 tons | YORK | HRCU-A-CB (Split System: Heat Pump with Remote Outdoor Unit-Air-Source) | HMH72B341 |  |  | XAFC30CXXN1+TXV | TM9E060B12MP12 | 32600 | 17 | 8.1 | 33600 | 23600 | 70.24% | 2 | 0 | 9.5 |  |  |  | No | R-410A | 2.7167 | Residential & Commercial | No
211378113 | Central HP <5.4 tons | YORK | HRCU-A-CB (Split System: Heat Pump with Remote Outdoor Unit-Air-Source) | HMH72B341 |  |  | XAHC36DXXN1+TXV | TM8V100C16MP12 | 34000 | 17 | 8.1 | 34000 | 24600 | 72.35% | 2.08 | 0 | 9.5 |  |  |  | No | R-410A | 2.8333 | Residential & Commercial | No
211378165 | Central HP <5.4 tons | YORK | HRCU-A-CB (Split System: Heat Pump with Remote Outdoor Unit-Air-Source) | HMH72B341 |  |  | XAHC30CXXN1+TXV | YPLC080C16MP13 | 32400 | 17 | 8.1 | 32400 | 22800 | 70.37% | 2 | 0 | 9.5 |  |  |  | No | R-410A | 2.7 | Residential & Commercial | No
215683871 | Central HP <5.4 tons | CARRIER | HRCU-A-CB (Split System: Heat Pump with Remote Outdoor Unit-Air-Source) | 27VNA036A*030* |  |  | CAA**3717AM*+UI | 58TN*B045C17**12 | 33600 | 17 | 9 | 36000 | 25800 | 71.67% | 1.86 | 0 | 9 |  |  |  | No | R-454B | 2.8 | Residential & Commercial | No
215683973 | Central HP <5.4 tons | CARRIER | HRCU-A-CB (Split System: Heat Pump with Remote Outdoor Unit-Air-Source) | 27VNA036A*030* |  |  | CAA**4321AM*+UI | 58CU*A060C17**16 | 34400 | 18 | 9 | 35400 | 25200 | 71.19% | 1.9 | 0 | 9.5 |  |  |  | No | R-454B | 2.8667 | Residential & Commercial | No
211377637 | Central HP <5.4 tons | YORK | HRCU-A-CB (Split System: Heat Pump with Remote Outdoor Unit-Air-Source) | HMH72B341 |  |  | XAFC36DBCN1 | TM9V080B12MP12 | 34000 | 17 | 8.1 | 34000 | 24400 | 71.76% | 2.06 | 0 | 9.5 |  |  |  | No | R-410A | 2.8333 | Residential & Commercial | No
211377878 | Central HP <5.4 tons | YORK | HRCU-A-CB (Split System: Heat Pump with Remote Outdoor Unit-Air-Source) | HMH72B341 |  |  | XAHB36DBCN1 | TM9E080B12MP12 | 33200 | 17 | 8.1 | 33200 | 23400 | 70.48% | 2 | 0 | 9.5 |  |  |  | No | R-410A | 2.7667 | Residential & Commercial | No
211377378 | Central HP <5.4 tons | YORK | HRCU-A-CB (Split System: Heat Pump with Remote Outdoor Unit-Air-Source) | HMH72B341 |  |  | XAHC30CXXN1+TXV | TM9Y080B12MP11 | 32000 | 17 | 8.1 | 33400 | 23400 | 70.06% | 1.98 | 0 | 9 |  |  |  | No | R-410A | 2.6667 | Residential & Commercial | No
211377462 | Central HP <5.4 tons | YORK | HRCU-A-CB (Split System: Heat Pump with Remote Outdoor Unit-Air-Source) | HMH72B341 |  |  | XAFC36DXXN1+TXV | YP9C100C20MP13 | 34000 | 17.5 | 8.1 | 34000 | 24800 | 72.94% | 2.12 | 0 | 9.5 |  |  |  | No | R-410A | 2.8333 | Residential & Commercial | No
215683581 | Central HP <5.4 tons | CARRIER | HRCU-A-CB (Split System: Heat Pump with Remote Outdoor Unit-Air-Source) | 27VNA024A*030* |  |  | CAA**2417AM*+UI | 58TN*B045C17**12 | 22600 | 16.5 | 9 | 24200 | 17000 | 70.25% | 1.94 | 0 | 9.5 |  |  |  | No | R-454B | 1.8833 | Residential & Commercial | No
215684007 | Central HP <5.4 tons | CARRIER | HRCU-A-CB (Split System: Heat Pump with Remote Outdoor Unit-Air-Source) | 27VNA036A*030* |  |  | CSAH*3612AM*+UI | 58CU*A040C17**12 | 33600 | 16.5 | 8.5 | 35800 | 25400 | 70.95% | 1.76 | 0 | 9.5 |  |  |  | No | R-454B | 2.8 | Residential & Commercial | No
215684037 | Central HP <5.4 tons | CARRIER | HRCU-A-CB (Split System: Heat Pump with Remote Outdoor Unit-Air-Source) | 27VNA036A*030* |  |  | CSAH*3612AM*+UI | 59MN7C060C21**20 | 33600 | 16 | 8.5 | 35800 | 25600 | 71.51% | 1.76 | 0 | 9 |  |  |  | No | R-454B | 2.8 | Residential & Commercial | No
215684089 | Central HP <5.4 tons | CARRIER | HRCU-A-CB (Split System: Heat Pump with Remote Outdoor Unit-Air-Source) | 27VNA036A*030* |  |  | CSAH*4212AM*+UI | 59MN7C100C21**22 | 34000 | 16.5 | 8.5 | 35600 | 25200 | 70.79% | 1.78 | 0 | 9.5 |  |  |  | No | R-454B | 2.8333 | Residential & Commercial | No
215684091 | Central HP <5.4 tons | CARRIER | HRCU-A-CB (Split System: Heat Pump with Remote Outdoor Unit-Air-Source) | 27VNA036A*030* |  |  | CSAH*4212AM*+UI | 59MN7C120C24**22 | 34000 | 16.5 | 8.5 | 35600 | 25200 | 70.79% | 1.78 | 0 | 9.5 |  |  |  | No | R-454B | 2.8333 | Residential & Commercial | No
211377503 | Central HP <5.4 tons | YORK | HRCU-A-CB (Split System: Heat Pump with Remote Outdoor Unit-Air-Source) | HMH72B341 |  |  | XAHC30CXXN1+TXV | TP9C100C16MP13 | 32400 | 17 | 8.1 | 32800 | 23000 | 70.12% | 2 | 0 | 9.5 |  |  |  | No | R-410A | 2.7 | Residential & Commercial | No
211377696 | Central HP <5.4 tons | YORK | HRCU-A-CB (Split System: Heat Pump with Remote Outdoor Unit-Air-Source) | HMH72B341 |  |  | XAHC36DXXN1+TXV | TM9V060B12MP12 | 33200 | 17 | 8.1 | 33400 | 23800 | 71.26% | 2 | 0 | 9.5 |  |  |  | No | R-410A | 2.7667 | Residential & Commercial | No
211377903 | Central HP <5.4 tons | YORK | HRCU-A-CB (Split System: Heat Pump with Remote Outdoor Unit-Air-Source) | HMH72B341 |  |  | XAFB30CXXN1+TXV | TM9E080B12MP12 | 32800 | 17.5 | 8.1 | 33600 | 23600 | 70.24% | 2.02 | 0 | 9.5 |  |  |  | No | R-410A | 2.7333 | Residential & Commercial | No
211377939 | Central HP <5.4 tons | YORK | HRCU-A-CB (Split System: Heat Pump with Remote Outdoor Unit-Air-Source) | HMH72B341 |  |  | XAUB36DXXN1+TXV | TM9E060B12MP12 | 34000 | 17.5 | 8.1 | 34000 | 24200 | 71.18% | 2.04 | 0 | 9.5 |  |  |  | No | R-410A | 2.8333 | Residential & Commercial | No
211378954 | Central HP <5.4 tons | YORK | HRCU-A-CB (Split System: Heat Pump with Remote Outdoor Unit-Air-Source) | HMH72B341 |  |  | XAFA30DXXN1+TXV | TPLC060A12MP13 | 34000 | 17 | 8.1 | 34000 | 24200 | 71.18% | 2.04 | 0 | 9.5 |  |  |  | No | R-410A | 2.8333 | Residential & Commercial | No
211379036 | Central HP <5.4 tons | YORK | HRCU-A-CB (Split System: Heat Pump with Remote Outdoor Unit-Air-Source) | HMH72B341 |  |  | XAHC48FXXN1+TXV | TM9Y080B12MP11 | 32600 | 16.5 | 8.1 | 32400 | 23800 | 73.46% | 2 | 0 | 9 |  |  |  | No | R-410A | 2.7167 | Residential & Commercial | No
211379137 | Central HP <5.4 tons | YORK | HRCU-A-CB (Split System: Heat Pump with Remote Outdoor Unit-Air-Source) | HMH72B341 |  |  | XAFD48FXXN1+TXV | TP9C100C20MP13 | 34000 | 16.5 | 8.5 | 33000 | 24200 | 73.33% | 2.1 | 0 | 9 |  |  |  | No | R-410A | 2.8333 | Residential & Commercial | No
211379454 | Central HP <5.4 tons | YORK | HRCU-A-CB (Split System: Heat Pump with Remote Outdoor Unit-Air-Source) | HMH72B341 |  |  | XAFD48FXXN1+TXV | TM9E080C16MP12 | 34000 | 17 | 8.1 | 33400 | 24600 | 73.65% | 2.08 | 0 | 9 |  |  |  | No | R-410A | 2.8333 | Residential & Commercial | No
212977017 | Central HP <5.4 tons | TEMPSTAR | HRCU-A-CB (Split System: Heat Pump with Remote Outdoor Unit-Air-Source) | DLCURAH30ABK |  |  | EA*4X36L21A* | *96VTN1002122B* | 29800 | 15.2 | 8.1 | 34200 | 26400 | 77.19% | 1.84 | 0 | 9 |  |  |  | No | R-410A | 2.4833 | Residential & Commercial | No
212979440 | Central HP <5.4 tons | TEMPSTAR | HRCU-A-CB (Split System: Heat Pump with Remote Outdoor Unit-Air-Source) | DLCURAH30ABK |  |  | EA*4X37L21A* | *80MS(N,L)0702116A* | 30400 | 15.2 | 8.1 | 33400 | 27600 | 82.63% | 1.8 | 0 | 9 |  |  |  | No | R-410A | 2.5333 | Residential & Commercial | No
212979735 | Central HP <5.4 tons | TEMPSTAR | HRCU-A-CB (Split System: Heat Pump with Remote Outdoor Unit-Air-Source) | DLCURAH30ABK |  |  | EA*4X42L21A* | *80MS(N,L)0901714A* | 30000 | 15.2 | 8.1 | 34200 | 27600 | 80.7% | 1.8 | 0 | 9 |  |  |  | No | R-410A | 2.5 | Residential & Commercial | No
215676116 | Central HP <5.4 tons | AIRQUEST | HRCU-A-CB (Split System: Heat Pump with Remote Outdoor Unit-Air-Source) | H5H0V48*K*AAA* |  |  | EVD5X48M21A*+WALLCON | *80CTL0701716B* | 46500 | 18 | 9 | 50000 | 36800 | 73.6% | 1.98 | 0 | 9.5 |  |  |  | No | R-454B | 3.875 | Residential & Commercial | No
215675246 | Central HP <5.4 tons | AIRQUEST | HRCU-A-CB (Split System: Heat Pump with Remote Outdoor Unit-Air-Source) | H5H0V48*K*AAA* |  |  | ESH5X60M12A*+WALLCON | *95CSU0802120B* | 45500 | 16.5 | 8.5 | 48000 | 33800 | 70.42% | 2.06 | 0 | 9.5 |  |  |  | No | R-454B | 3.7917 | Residential & Commercial | No
215677006 | Central HP <5.4 tons | AIRQUEST | HRCU-A-CB (Split System: Heat Pump with Remote Outdoor Unit-Air-Source) | H5H0V60*K*AAA* |  |  | EVM5X60M21A*+WALLCON | *80CTL0902120B* | 57000 | 18.5 | 9 | 63500 | 44500 | 70.08% | 2.08 | 0 | 9.5 |  |  |  | No | R-454B | 4.75 | Residential & Commercial | No
215677176 | Central HP <5.4 tons | AIRQUEST | HRCU-A-CB (Split System: Heat Pump with Remote Outdoor Unit-Air-Source) | H5H0V60*K*AAA* |  |  | EVM5X60M24A*+WALLCON | *97CMN1002122B* | 56500 | 18.5 | 9 | 63000 | 44500 | 70.63% | 2.08 | 0 | 9 |  |  |  | No | R-454B | 4.7083 | Residential & Commercial | No
215677206 | Central HP <5.4 tons | AIRQUEST | HRCU-A-CB (Split System: Heat Pump with Remote Outdoor Unit-Air-Source) | H5H0V60*K*AAA* |  |  | EVM5X60M24A*+WALLCON | *96CTN1202422B* | 56500 | 18.5 | 9 | 63000 | 44500 | 70.63% | 2.1 | 0 | 9 |  |  |  | No | R-454B | 4.7083 | Residential & Commercial | No
215677526 | Central HP <5.4 tons | AIRQUEST | HRCU-A-CB (Split System: Heat Pump with Remote Outdoor Unit-Air-Source) | H5H0V60*K*AAA* |  |  | EVD5X60M24A*+WALLCON | *97CMN1002122B* | 56500 | 18.5 | 9 | 63000 | 44500 | 70.63% | 2.08 | 0 | 9 |  |  |  | No | R-454B | 4.7083 | Residential & Commercial | No
215677576 | Central HP <5.4 tons | AIRQUEST | HRCU-A-CB (Split System: Heat Pump with Remote Outdoor Unit-Air-Source) | H5H0V60*K*AAA* |  |  | EVD5X61M21A*+WALLCON | *80CTL0701716B* | 55500 | 18 | 9 | 60500 | 43500 | 71.9% | 2.1 | 0 | 9.5 |  |  |  | No | R-454B | 4.625 | Residential & Commercial | No
211379570 | Central HP <5.4 tons | YORK | HRCU-A-CB (Split System: Heat Pump with Remote Outdoor Unit-Air-Source) | HMH72B341 |  |  | XAHC48FBCN1 | TM8Y080C16MP11 | 33600 | 17 | 8.1 | 32600 | 24000 | 73.62% | 2.04 | 0 | 9 |  |  |  | No | R-410A | 2.8 | Residential & Commercial | No
211379605 | Central HP <5.4 tons | YORK | HRCU-A-CB (Split System: Heat Pump with Remote Outdoor Unit-Air-Source) | HMH72B341 |  |  | XAHC48FBCN1 | TM8Y080B12MP11 | 32600 | 17 | 8.1 | 31600 | 23000 | 72.78% | 2.02 | 0 | 9 |  |  |  | No | R-410A | 2.7167 | Residential & Commercial | No
211379788 | Central HP <5.4 tons | YORK | HRCU-A-CB (Split System: Heat Pump with Remote Outdoor Unit-Air-Source) | HMH72B341 |  |  | XAFC48FXXN1+TXV | TPLC080C16MP13 | 34000 | 16.5 | 8.5 | 33200 | 24400 | 73.49% | 2.1 | 0 | 9 |  |  |  | No | R-410A | 2.8333 | Residential & Commercial | No
211379807 | Central HP <5.4 tons | YORK | HRCU-A-CB (Split System: Heat Pump with Remote Outdoor Unit-Air-Source) | HMH72B341 |  |  | XAUC48FXXN1+TXV | TM8V080C16MP12 | 34000 | 16.5 | 8.5 | 33200 | 24400 | 73.49% | 2.1 | 0 | 9 |  |  |  | No | R-410A | 2.8333 | Residential & Commercial | No
215681456 | Central HP <5.4 tons | AIRQUEST | HRCU-A-CB (Split System: Heat Pump with Remote Outdoor Unit-Air-Source) | H5H0V48*K*AAA* |  |  | EA*5X61M21A*+WALLCON | *80CSU0601716B* | 46000 | 17.5 | 9 | 48000 | 33800 | 70.42% | 2.08 | 0 | 9.5 |  |  |  | No | R-454B | 3.8333 | Residential & Commercial | No
211378254 | Central HP <5.4 tons | YORK | HRCU-A-CB (Split System: Heat Pump with Remote Outdoor Unit-Air-Source) | HMH72B341 |  |  | XAHC30CXXN1+TXV | TPLC080B12MP13 | 31800 | 16.5 | 8.1 | 33000 | 23200 | 70.3% | 1.96 | 0 | 9 |  |  |  | No | R-410A | 2.65 | Residential & Commercial | No
211378365 | Central HP <5.4 tons | YORK | HRCU-A-CB (Split System: Heat Pump with Remote Outdoor Unit-Air-Source) | HMH72B341 |  |  | XAHB36DXXN1+TXV | TPLC060A12MP13 | 33400 | 16.5 | 8.1 | 33600 | 23800 | 70.83% | 2.02 | 0 | 9.5 |  |  |  | No | R-410A | 2.7833 | Residential & Commercial | No
211378665 | Central HP <5.4 tons | YORK | HRCU-A-CB (Split System: Heat Pump with Remote Outdoor Unit-Air-Source) | HMH72B341 |  |  | XAHB36DXXN1+TXV | TMLE080B12MP11 | 33200 | 17 | 8.1 | 33200 | 23400 | 70.48% | 2 | 0 | 9.5 |  |  |  | No | R-410A | 2.7667 | Residential & Commercial | No
211378772 | Central HP <5.4 tons | YORK | HRCU-A-CB (Split System: Heat Pump with Remote Outdoor Unit-Air-Source) | HMH72B341 |  |  | XAHB36DBCN1 | TM8E040A12MP11 | 33200 | 17.5 | 8.1 | 33000 | 23200 | 70.3% | 2.02 | 0 | 9.5 |  |  |  | No | R-410A | 2.7667 | Residential & Commercial | No
211378847 | Central HP <5.4 tons | YORK | HRCU-A-CB (Split System: Heat Pump with Remote Outdoor Unit-Air-Source) | HMH72B341 |  |  | XAHC36DXXN1+TXV | TL9E060B12UH11 | 32800 | 17.5 | 8.1 | 32400 | 22800 | 70.37% | 1.98 | 0 | 9.5 |  |  |  | No | R-410A | 2.7333 | Residential & Commercial | No
211378858 | Central HP <5.4 tons | YORK | HRCU-A-CB (Split System: Heat Pump with Remote Outdoor Unit-Air-Source) | HMH72B341 |  |  | XAFC36DXXN1+TXV | TL9E060B12UH11 | 33800 | 18 | 8.1 | 34000 | 24200 | 71.18% | 2.04 | 0 | 9.5 |  |  |  | No | R-410A | 2.8167 | Residential & Commercial | No
211379033 | Central HP <5.4 tons | YORK | HRCU-A-CB (Split System: Heat Pump with Remote Outdoor Unit-Air-Source) | HMH72B341 |  |  | XAUC48FXXN1+TXV | TM9Y080C16MP11 | 33800 | 17.5 | 8.5 | 32800 | 24200 | 73.78% | 2.06 | 0 | 9 |  |  |  | No | R-410A | 2.8167 | Residential & Commercial | No
215676436 | Central HP <5.4 tons | AIRQUEST | HRCU-A-CB (Split System: Heat Pump with Remote Outdoor Unit-Air-Source) | H5H0V48*K*AAA* |  |  | EVD5X60M21A*+WALLCON | *80CTL0451712B* | 47500 | 18 | 9 | 50000 | 37600 | 75.2% | 1.98 | 0 | 9.5 |  |  |  | No | R-454B | 3.9583 | Residential & Commercial | No
215676136 | Central HP <5.4 tons | AIRQUEST | HRCU-A-CB (Split System: Heat Pump with Remote Outdoor Unit-Air-Source) | H5H0V48*K*AAA* |  |  | EVD5X48M21A*+WALLCON | *95CSU0601716B* | 46500 | 17.5 | 9 | 50000 | 37000 | 74% | 1.98 | 0 | 9.5 |  |  |  | No | R-454B | 3.875 | Residential & Commercial | No
211379065 | Central HP <5.4 tons | YORK | HRCU-A-CB (Split System: Heat Pump with Remote Outdoor Unit-Air-Source) | HMH72B341 |  |  | XAHD48FXXN1+TXV | TP9C120D20MP13 | 33400 | 16.5 | 8.5 | 32000 | 23200 | 72.5% | 2.06 | 0 | 9.5 |  |  |  | No | R-410A | 2.7833 | Residential & Commercial | No
211379240 | Central HP <5.4 tons | YORK | HRCU-A-CB (Split System: Heat Pump with Remote Outdoor Unit-Air-Source) | HMH72B341 |  |  | XAUC48FXXN1+TXV | TP9C100C16MP13 | 33800 | 16.5 | 8.5 | 32400 | 23800 | 73.46% | 2.08 | 0 | 9.5 |  |  |  | No | R-410A | 2.8167 | Residential & Commercial | No
211379249 | Central HP <5.4 tons | YORK | HRCU-A-CB (Split System: Heat Pump with Remote Outdoor Unit-Air-Source) | HMH72B341 |  |  | XAHD48FXXN1+TXV | TM9V080C16MP12 | 32600 | 16 | 8.1 | 31800 | 23200 | 72.96% | 2.02 | 0 | 9 |  |  |  | No | R-410A | 2.7167 | Residential & Commercial | No
211379315 | Central HP <5.4 tons | YORK | HRCU-A-CB (Split System: Heat Pump with Remote Outdoor Unit-Air-Source) | HMH72B341 |  |  | XAUC48FXXN1+TXV | TM9V080C16MP12 | 33400 | 16.5 | 8.5 | 32400 | 23600 | 72.84% | 2.06 | 0 | 9.5 |  |  |  | No | R-410A | 2.7833 | Residential & Commercial | No
211379508 | Central HP <5.4 tons | YORK | HRCU-A-CB (Split System: Heat Pump with Remote Outdoor Unit-Air-Source) | HMH72B341 |  |  | XAHD48FBCN1 | TM8Y100C20MP11 | 33800 | 16.5 | 8.5 | 32400 | 23800 | 73.46% | 2.06 | 0 | 9 |  |  |  | No | R-410A | 2.8167 | Residential & Commercial | No
211378408 | Central HP <5.4 tons | YORK | HRCU-A-CB (Split System: Heat Pump with Remote Outdoor Unit-Air-Source) | HMH72B341 |  |  | XAFB36DBCN1 | TM8V060A12MP12 | 34000 | 17.5 | 8.1 | 34000 | 24200 | 71.18% | 2.06 | 0 | 9.5 |  |  |  | No | R-410A | 2.8333 | Residential & Commercial | No
211379006 | Central HP <5.4 tons | YORK | HRCU-A-CB (Split System: Heat Pump with Remote Outdoor Unit-Air-Source) | HMH72B341 |  |  | XAFC48FBCN1 | TM9Y100C16MP11 | 33800 | 17.5 | 8.5 | 32800 | 24200 | 73.78% | 2.06 | 0 | 9 |  |  |  | No | R-410A | 2.8167 | Residential & Commercial | No
211377429 | Central HP <5.4 tons | YORK | HRCU-A-CB (Split System: Heat Pump with Remote Outdoor Unit-Air-Source) | HMH72B341 |  |  | XAFC30CXXN1+TXV | TM9Y060B12MP11 | 32600 | 17.5 | 8.1 | 34000 | 23800 | 70% | 2 | 0 | 9.5 |  |  |  | No | R-410A | 2.7167 | Residential & Commercial | No
211377447 | Central HP <5.4 tons | YORK | HRCU-A-CB (Split System: Heat Pump with Remote Outdoor Unit-Air-Source) | HMH72B341 |  |  | XAHC30CXXN1+TXV | TM9V100C20MP12 | 32800 | 17 | 8.1 | 33000 | 23200 | 70.3% | 2.02 | 0 | 9 |  |  |  | No | R-410A | 2.7333 | Residential & Commercial | No
211377479 | Central HP <5.4 tons | YORK | HRCU-A-CB (Split System: Heat Pump with Remote Outdoor Unit-Air-Source) | HMH72B341 |  |  | XAFC30CXXN1+TXV | YP9C100C20MP13 | 33400 | 17.5 | 8.1 | 33600 | 23600 | 70.24% | 2.06 | 0 | 9.5 |  |  |  | No | R-410A | 2.7833 | Residential & Commercial | No
211377536 | Central HP <5.4 tons | YORK | HRCU-A-CB (Split System: Heat Pump with Remote Outdoor Unit-Air-Source) | HMH72B341 |  |  | XAHC36DXXN1+TXV | TM9V080C16MP12 | 33400 | 17 | 8.1 | 33200 | 23400 | 70.48% | 2.04 | 0 | 9.5 |  |  |  | No | R-410A | 2.7833 | Residential & Commercial | No
211377652 | Central HP <5.4 tons | YORK | HRCU-A-CB (Split System: Heat Pump with Remote Outdoor Unit-Air-Source) | HMH72B341 |  |  | XAFC30CXXN1+TXV | YP9C080B12MP13 | 32800 | 17 | 8.1 | 33600 | 23600 | 70.24% | 2.02 | 0 | 9.5 |  |  |  | No | R-410A | 2.7333 | Residential & Commercial | No
211377681 | Central HP <5.4 tons | YORK | HRCU-A-CB (Split System: Heat Pump with Remote Outdoor Unit-Air-Source) | HMH72B341 |  |  | XAFB30CXXN1+TXV | TM9V080B12MP12 | 32800 | 17 | 8.1 | 33600 | 23600 | 70.24% | 2.02 | 0 | 9.5 |  |  |  | No | R-410A | 2.7333 | Residential & Commercial | No
215679846 | Central HP <5.4 tons | AIRQUEST | HRCU-A-CB (Split System: Heat Pump with Remote Outdoor Unit-Air-Source) | H5H0V36*K*AAA* |  |  | ESH5X42M12A*+WALLCON | *97CTN1002122A* | 34000 | 16.5 | 8.5 | 35600 | 25200 | 70.79% | 1.78 | 0 | 9.5 |  |  |  | No | R-454B | 2.8333 | Residential & Commercial | No
211379874 | Central HP <5.4 tons | YORK | HRCU-A-CB (Split System: Heat Pump with Remote Outdoor Unit-Air-Source) | HMH72B341 |  |  | XAUC48FXXN1+TXV | YPLC080B12MP13 | 33000 | 16 | 8.1 | 32600 | 24000 | 73.62% | 2.02 | 0 | 9 |  |  |  | No | R-410A | 2.75 | Residential & Commercial | No
211379303 | Central HP <5.4 tons | YORK | HRCU-A-CB (Split System: Heat Pump with Remote Outdoor Unit-Air-Source) | HMH72B341 |  |  | XAFC48FXXN1+TXV | TM9V080C16MP12 | 33400 | 16.5 | 8.5 | 32400 | 23600 | 72.84% | 2.06 | 0 | 9.5 |  |  |  | No | R-410A | 2.7833 | Residential & Commercial | No
211379721 | Central HP <5.4 tons | YORK | HRCU-A-CB (Split System: Heat Pump with Remote Outdoor Unit-Air-Source) | HMH72B341 |  |  | XAHC48FBCN1 | TM8V080C16MP12 | 33600 | 16.5 | 8.5 | 32400 | 23800 | 73.46% | 2.06 | 0 | 9 |  |  |  | No | R-410A | 2.8 | Residential & Commercial | No
211379804 | Central HP <5.4 tons | YORK | HRCU-A-CB (Split System: Heat Pump with Remote Outdoor Unit-Air-Source) | HMH72B341 |  |  | XAFC48FBCN1 | TM8V080C16MP12 | 34000 | 16.5 | 8.5 | 33200 | 24400 | 73.49% | 2.1 | 0 | 9 |  |  |  | No | R-410A | 2.8333 | Residential & Commercial | No
211379024 | Central HP <5.4 tons | YORK | HRCU-A-CB (Split System: Heat Pump with Remote Outdoor Unit-Air-Source) | HMH72B341 |  |  | XAFD48FBCN1 | TM9Y080C16MP11 | 33400 | 17.5 | 8.5 | 32400 | 23600 | 72.84% | 2.06 | 0 | 9.5 |  |  |  | No | R-410A | 2.7833 | Residential & Commercial | No
211379040 | Central HP <5.4 tons | YORK | HRCU-A-CB (Split System: Heat Pump with Remote Outdoor Unit-Air-Source) | HMH72B341 |  |  | XAFC48FXXN1+TXV | TM9Y080B12MP11 | 33400 | 17 | 8.1 | 32800 | 24200 | 73.78% | 2.04 | 0 | 9 |  |  |  | No | R-410A | 2.7833 | Residential & Commercial | No
211379051 | Central HP <5.4 tons | YORK | HRCU-A-CB (Split System: Heat Pump with Remote Outdoor Unit-Air-Source) | HMH72B341 |  |  | XAHC48FBCN1 | TM9Y060B12MP11 | 32400 | 16.5 | 8.1 | 32200 | 23600 | 73.29% | 1.98 | 0 | 9 |  |  |  | No | R-410A | 2.7 | Residential & Commercial | No
211379342 | Central HP <5.4 tons | YORK | HRCU-A-CB (Split System: Heat Pump with Remote Outdoor Unit-Air-Source) | HMH72B341 |  |  | XAHC48FBCN1 | TP9C080B12MP13 | 32800 | 16 | 8.1 | 32200 | 23600 | 73.29% | 2.02 | 0 | 9 |  |  |  | No | R-410A | 2.7333 | Residential & Commercial | No
211377381 | Central HP <5.4 tons | YORK | HRCU-A-CB (Split System: Heat Pump with Remote Outdoor Unit-Air-Source) | HMH72B341 |  |  | XAHB36DXXN1+TXV | TM9Y080B12MP11 | 33000 | 17 | 8.1 | 32800 | 23200 | 70.73% | 2 | 0 | 9.5 |  |  |  | No | R-410A | 2.75 | Residential & Commercial | No
211377482 | Central HP <5.4 tons | YORK | HRCU-A-CB (Split System: Heat Pump with Remote Outdoor Unit-Air-Source) | HMH72B341 |  |  | XAHC36DXXN1+TXV | TM9V100C16MP12 | 33800 | 17 | 8.1 | 33400 | 23600 | 70.66% | 2.06 | 0 | 9.5 |  |  |  | No | R-410A | 2.8167 | Residential & Commercial | No
211379904 | Central HP <5.4 tons | YORK | HRCU-A-CB (Split System: Heat Pump with Remote Outdoor Unit-Air-Source) | HMH72B341 |  |  | XAFD48FXXN1+TXV | TMLE120C16MP11 | 33600 | 17 | 8.5 | 32400 | 23600 | 72.84% | 2.08 | 0 | 9.5 |  |  |  | No | R-410A | 2.8 | Residential & Commercial | No
211379921 | Central HP <5.4 tons | YORK | HRCU-A-CB (Split System: Heat Pump with Remote Outdoor Unit-Air-Source) | HMH72B341 |  |  | XAUC48FXXN1+TXV | TM8E120C16MP11 | 33600 | 17 | 8.5 | 32400 | 23600 | 72.84% | 2.08 | 0 | 9.5 |  |  |  | No | R-410A | 2.8 | Residential & Commercial | No
211379957 | Central HP <5.4 tons | YORK | HRCU-A-CB (Split System: Heat Pump with Remote Outdoor Unit-Air-Source) | HMH72B341 |  |  | XAFD48FBCN1 | TM8E100C16MP11 | 33600 | 17 | 8.5 | 32400 | 23600 | 72.84% | 2.08 | 0 | 9.5 |  |  |  | No | R-410A | 2.8 | Residential & Commercial | No
211380057 | Central HP <5.4 tons | YORK | HRCU-A-CB (Split System: Heat Pump with Remote Outdoor Unit-Air-Source) | HMH72B341 |  |  | XAFC48FBCN1 | TMLE080C16MP11 | 33400 | 17 | 8.5 | 32200 | 23400 | 72.67% | 2.06 | 0 | 9.5 |  |  |  | No | R-410A | 2.7833 | Residential & Commercial | No
211377722 | Central HP <5.4 tons | YORK | HRCU-A-CB (Split System: Heat Pump with Remote Outdoor Unit-Air-Source) | HMH72B341 |  |  | XAHB36DXXN1+TXV | TM9V060B12MP12 | 32800 | 17 | 8.1 | 33000 | 23400 | 70.91% | 1.98 | 0 | 9.5 |  |  |  | No | R-410A | 2.7333 | Residential & Commercial | No
211377831 | Central HP <5.4 tons | YORK | HRCU-A-CB (Split System: Heat Pump with Remote Outdoor Unit-Air-Source) | HMH72B341 |  |  | XAFB30CXXN1+TXV | TM9V040A10MP12 | 32000 | 16.5 | 8.1 | 33400 | 23400 | 70.06% | 2 | 0 | 9.5 |  |  |  | No | R-410A | 2.6667 | Residential & Commercial | No
211377881 | Central HP <5.4 tons | YORK | HRCU-A-CB (Split System: Heat Pump with Remote Outdoor Unit-Air-Source) | HMH72B341 |  |  | XAHB30CXXN1+TXV | TM9E080B12MP12 | 32000 | 16.5 | 8.1 | 32800 | 23000 | 70.12% | 1.98 | 0 | 9.5 |  |  |  | No | R-410A | 2.6667 | Residential & Commercial | No
211377972 | Central HP <5.4 tons | YORK | HRCU-A-CB (Split System: Heat Pump with Remote Outdoor Unit-Air-Source) | HMH72B341 |  |  | XAFB30CXXN1+TXV | TM9E040A10MP12 | 32200 | 17 | 8.1 | 33400 | 23400 | 70.06% | 1.98 | 0 | 9.5 |  |  |  | No | R-410A | 2.6833 | Residential & Commercial | No
215668573 | Central HP <5.4 tons | AIRQUEST | HRCU-A-CB (Split System: Heat Pump with Remote Outdoor Unit-Air-Source) | H5H0V36*K*AAA* |  |  | EA*5X37M17A*+WALLCON | *80CTL0901716B* | 34000 | 17.5 | 9 | 35800 | 25400 | 70.95% | 1.88 | 0 | 9.5 |  |  |  | No | R-454B | 2.8333 | Residential & Commercial | No
215668805 | Central HP <5.4 tons | AIRQUEST | HRCU-A-CB (Split System: Heat Pump with Remote Outdoor Unit-Air-Source) | H5H0V36*K*AAA* |  |  | EA*5X42M21A*+WALLCON | *80CSU1002120A* | 33000 | 17.5 | 8.5 | 35800 | 25600 | 71.51% | 1.86 | 0 | 9.5 |  |  |  | No | R-454B | 2.75 | Residential & Commercial | No
215679976 | Central HP <5.4 tons | AIRQUEST | HRCU-A-CB (Split System: Heat Pump with Remote Outdoor Unit-Air-Source) | H5H0V36*K*AAA* |  |  | ESH5X60M12A*+WALLCON | *97CTN0801716A* | 34400 | 16 | 8.5 | 34800 | 25000 | 71.84% | 1.78 | 0 | 9.5 |  |  |  | No | R-454B | 2.8667 | Residential & Commercial | No
215681756 | Central HP <5.4 tons | AIRQUEST | HRCU-A-CB (Split System: Heat Pump with Remote Outdoor Unit-Air-Source) | H5H0V48*K*AAA* |  |  | EVM5X48M21A*+WALLCON | *80CSU0401712B* | 47000 | 18 | 9 | 50000 | 36400 | 72.8% | 2 | 0 | 9.5 |  |  |  | No | R-454B | 3.9167 | Residential & Commercial | No
215683895 | Central HP <5.4 tons | CARRIER | HRCU-A-CB (Split System: Heat Pump with Remote Outdoor Unit-Air-Source) | 27VNA036A*030* |  |  | CAA**3721AM*+UI | 58CU*A100C21**20 | 34400 | 17.5 | 9 | 35400 | 25200 | 71.19% | 1.9 | 0 | 9.5 |  |  |  | No | R-454B | 2.8667 | Residential & Commercial | No
215683997 | Central HP <5.4 tons | CARRIER | HRCU-A-CB (Split System: Heat Pump with Remote Outdoor Unit-Air-Source) | 27VNA036A*030* |  |  | CAA**4321AM*+UI | 59MN7C080C17**14 | 34200 | 18 | 9 | 35400 | 25400 | 71.75% | 1.88 | 0 | 9.5 |  |  |  | No | R-454B | 2.85 | Residential & Commercial | No
215684033 | Central HP <5.4 tons | CARRIER | HRCU-A-CB (Split System: Heat Pump with Remote Outdoor Unit-Air-Source) | 27VNA036A*030* |  |  | CSAH*3612AM*+UI | 59CU5B100C21**22 | 33800 | 16.5 | 8.5 | 35800 | 25400 | 70.95% | 1.76 | 0 | 9.5 |  |  |  | No | R-454B | 2.8167 | Residential & Commercial | No
215677436 | Central HP <5.4 tons | AIRQUEST | HRCU-A-CB (Split System: Heat Pump with Remote Outdoor Unit-Air-Source) | H5H0V60*K*AAA* |  |  | EVD5X60M24A*+WALLCON | *80CSU1002120A* | 56500 | 18 | 9 | 63000 | 44500 | 70.63% | 2.08 | 0 | 9 |  |  |  | No | R-454B | 4.7083 | Residential & Commercial | No
215677536 | Central HP <5.4 tons | AIRQUEST | HRCU-A-CB (Split System: Heat Pump with Remote Outdoor Unit-Air-Source) | H5H0V60*K*AAA* |  |  | EVD5X60M24A*+WALLCON | *97CMN1202422B* | 56500 | 18.5 | 9 | 63000 | 44500 | 70.63% | 2.08 | 0 | 9 |  |  |  | No | R-454B | 4.7083 | Residential & Commercial | No
215681316 | Central HP <5.4 tons | AIRQUEST | HRCU-A-CB (Split System: Heat Pump with Remote Outdoor Unit-Air-Source) | H5H0V48*K*AAA* |  |  | EA*5X48M21A*+WALLCON | *80CSU0601716B* | 44000 | 17 | 9 | 48500 | 34200 | 70.52% | 2.04 | 0 | 9.5 |  |  |  | No | R-454B | 3.6667 | Residential & Commercial | No
215675276 | Central HP <5.4 tons | AIRQUEST | HRCU-A-CB (Split System: Heat Pump with Remote Outdoor Unit-Air-Source) | H5H0V48*K*AAA* |  |  | ESH5X60M12A*+WALLCON | *97CMN0801714B* | 45000 | 16 | 8.5 | 48500 | 34200 | 70.52% | 1.94 | 0 | 9 |  |  |  | No | R-454B | 3.75 | Residential & Commercial | No
215667109 | Central HP <5.4 tons | HEIL | HRCU-A-CB (Split System: Heat Pump with Remote Outdoor Unit-Air-Source) | H5H0V24*K*AAA* |  |  | EA*5X24M17A*+WALLCON | *96CTN0401410B* | 22400 | 15.5 | 8.5 | 24400 | 17200 | 70.49% | 1.82 | 0 | 9 |  |  |  | No | R-454B | 1.8667 | Residential & Commercial | No
211379989 | Central HP <5.4 tons | YORK | HRCU-A-CB (Split System: Heat Pump with Remote Outdoor Unit-Air-Source) | HMH72B341 |  |  | XAHC48FBCN1 | TMLE100B12MP11 | 32600 | 17 | 8.1 | 31800 | 23200 | 72.96% | 2.02 | 0 | 9 |  |  |  | No | R-410A | 2.7167 | Residential & Commercial | No
211380074 | Central HP <5.4 tons | YORK | HRCU-A-CB (Split System: Heat Pump with Remote Outdoor Unit-Air-Source) | HMH72B341 |  |  | XAFC48FXXN1+TXV | TM8E080B12MP11 | 33400 | 17 | 8.5 | 32400 | 23800 | 73.46% | 2.04 | 0 | 9 |  |  |  | No | R-410A | 2.7833 | Residential & Commercial | No
211380122 | Central HP <5.4 tons | YORK | HRCU-A-CB (Split System: Heat Pump with Remote Outdoor Unit-Air-Source) | HMH72B341 |  |  | XAHC48FXXN1+TXV | TL9E080C16UH11 | 33200 | 16 | 8.5 | 32400 | 23600 | 72.84% | 2.04 | 0 | 9 |  |  |  | No | R-410A | 2.7667 | Residential & Commercial | No
211377631 | Central HP <5.4 tons | YORK | HRCU-A-CB (Split System: Heat Pump with Remote Outdoor Unit-Air-Source) | HMH72B341 |  |  | XAFC36DXXN1+TXV | TP9C080B12MP13 | 34000 | 17 | 8.1 | 34000 | 24400 | 71.76% | 2.06 | 0 | 9.5 |  |  |  | No | R-410A | 2.8333 | Residential & Commercial | No
211377649 | Central HP <5.4 tons | YORK | HRCU-A-CB (Split System: Heat Pump with Remote Outdoor Unit-Air-Source) | HMH72B341 |  |  | XAFC30CXXN1+TXV | TP9C080B12MP13 | 32800 | 17 | 8.1 | 33600 | 23600 | 70.24% | 2.02 | 0 | 9.5 |  |  |  | No | R-410A | 2.7333 | Residential & Commercial | No
211377701 | Central HP <5.4 tons | YORK | HRCU-A-CB (Split System: Heat Pump with Remote Outdoor Unit-Air-Source) | HMH72B341 |  |  | XAHC36DXXN1+TXV | YP9C060B12MP13 | 33200 | 17 | 8.1 | 33400 | 23800 | 71.26% | 2 | 0 | 9.5 |  |  |  | No | R-410A | 2.7667 | Residential & Commercial | No
211378097 | Central HP <5.4 tons | YORK | HRCU-A-CB (Split System: Heat Pump with Remote Outdoor Unit-Air-Source) | HMH72B341 |  |  | XAHB30CXXN1+TXV | TM8Y060A12MP11 | 31800 | 17 | 8.1 | 32600 | 23000 | 70.55% | 1.98 | 0 | 9.5 |  |  |  | No | R-410A | 2.65 | Residential & Commercial | No
211378122 | Central HP <5.4 tons | YORK | HRCU-A-CB (Split System: Heat Pump with Remote Outdoor Unit-Air-Source) | HMH72B341 |  |  | XAHC36DXXN1+TXV | TPLC080C16MP13 | 34000 | 17 | 8.1 | 34000 | 24600 | 72.35% | 2.08 | 0 | 9.5 |  |  |  | No | R-410A | 2.8333 | Residential & Commercial | No
211378140 | Central HP <5.4 tons | YORK | HRCU-A-CB (Split System: Heat Pump with Remote Outdoor Unit-Air-Source) | HMH72B341 |  |  | XAHC36DBCN1 | TPLC080C16MP13 | 34000 | 17 | 8.1 | 34000 | 24600 | 72.35% | 2.08 | 0 | 9.5 |  |  |  | No | R-410A | 2.8333 | Residential & Commercial | No
211378263 | Central HP <5.4 tons | YORK | HRCU-A-CB (Split System: Heat Pump with Remote Outdoor Unit-Air-Source) | HMH72B341 |  |  | XAHB36DXXN1+TXV | TPLC080B12MP13 | 32800 | 16.5 | 8.1 | 33000 | 23400 | 70.91% | 1.98 | 0 | 9.5 |  |  |  | No | R-410A | 2.7333 | Residential & Commercial | No
211378290 | Central HP <5.4 tons | YORK | HRCU-A-CB (Split System: Heat Pump with Remote Outdoor Unit-Air-Source) | HMH72B341 |  |  | XAFC36DXXN1+TXV | TPLC080B12MP13 | 33800 | 17 | 8.1 | 34000 | 24200 | 71.18% | 2.04 | 0 | 9.5 |  |  |  | No | R-410A | 2.8167 | Residential & Commercial | No
211378338 | Central HP <5.4 tons | YORK | HRCU-A-CB (Split System: Heat Pump with Remote Outdoor Unit-Air-Source) | HMH72B341 |  |  | XAUB36DXXN1+TXV | YPLC080B12MP13 | 33600 | 17 | 8.1 | 33600 | 23600 | 70.24% | 2.02 | 0 | 9.5 |  |  |  | No | R-410A | 2.8 | Residential & Commercial | No
211378438 | Central HP <5.4 tons | YORK | HRCU-A-CB (Split System: Heat Pump with Remote Outdoor Unit-Air-Source) | HMH72B341 |  |  | XAFB30CXXN1+TXV | TPLC060A12MP13 | 32800 | 17.5 | 8.1 | 33400 | 23400 | 70.06% | 2.02 | 0 | 9.5 |  |  |  | No | R-410A | 2.7333 | Residential & Commercial | No
215684067 | Central HP <5.4 tons | CARRIER | HRCU-A-CB (Split System: Heat Pump with Remote Outdoor Unit-Air-Source) | 27VNA036A*030* |  |  | CSAH*4212AM*+UI | 58TN*B070C21**20 | 34000 | 16.5 | 8.5 | 35600 | 25400 | 71.35% | 1.76 | 0 | 9.5 |  |  |  | No | R-454B | 2.8333 | Residential & Commercial | No
215684085 | Central HP <5.4 tons | CARRIER | HRCU-A-CB (Split System: Heat Pump with Remote Outdoor Unit-Air-Source) | 27VNA036A*030* |  |  | CSAH*4212AM*+UI | 59MN7C080C17**14 | 33800 | 16.5 | 8.5 | 35800 | 25400 | 70.95% | 1.78 | 0 | 9 |  |  |  | No | R-454B | 2.8167 | Residential & Commercial | No
215684101 | Central HP <5.4 tons | CARRIER | HRCU-A-CB (Split System: Heat Pump with Remote Outdoor Unit-Air-Source) | 27VNA036A*030* |  |  | CSAH*4212AM*+UI | 59TN6C120C24**22 | 34000 | 16.5 | 8.5 | 35600 | 25200 | 70.79% | 1.78 | 0 | 9.5 |  |  |  | No | R-454B | 2.8333 | Residential & Commercial | No
215677446 | Central HP <5.4 tons | AIRQUEST | HRCU-A-CB (Split System: Heat Pump with Remote Outdoor Unit-Air-Source) | H5H0V60*K*AAA* |  |  | EVD5X60M24A*+WALLCON | *80CTL0702120B* | 56000 | 18 | 9 | 63500 | 45000 | 70.87% | 2.06 | 0 | 9 |  |  |  | No | R-454B | 4.6667 | Residential & Commercial | No
215684035 | Central HP <5.4 tons | CARRIER | HRCU-A-CB (Split System: Heat Pump with Remote Outdoor Unit-Air-Source) | 27VNA036A*030* |  |  | CSAH*3612AM*+UI | 59MN7C060C17**14 | 33400 | 16 | 8.1 | 36000 | 25800 | 71.67% | 1.8 | 0 | 9 |  |  |  | No | R-454B | 2.7833 | Residential & Commercial | No
215683909 | Central HP <5.4 tons | CARRIER | HRCU-A-CB (Split System: Heat Pump with Remote Outdoor Unit-Air-Source) | 27VNA036A*030* |  |  | CAA**3721AM*+UI | 59CU5B060C17**16 | 34200 | 17.5 | 9 | 35400 | 25200 | 71.19% | 1.88 | 0 | 9.5 |  |  |  | No | R-454B | 2.85 | Residential & Commercial | No
215683925 | Central HP <5.4 tons | CARRIER | HRCU-A-CB (Split System: Heat Pump with Remote Outdoor Unit-Air-Source) | 27VNA036A*030* |  |  | CAA**3721AM*+UI | 59TN6C060C17**14 | 34200 | 17.5 | 9 | 35400 | 25400 | 71.75% | 1.88 | 0 | 9.5 |  |  |  | No | R-454B | 2.85 | Residential & Commercial | No
215684041 | Central HP <5.4 tons | CARRIER | HRCU-A-CB (Split System: Heat Pump with Remote Outdoor Unit-Air-Source) | 27VNA036A*030* |  |  | CSAH*3612AM*+UI | 59MN7C080C21**20 | 33800 | 16.5 | 8.5 | 35800 | 25400 | 70.95% | 1.76 | 0 | 9.5 |  |  |  | No | R-454B | 2.8167 | Residential & Commercial | No
215681796 | Central HP <5.4 tons | AIRQUEST | HRCU-A-CB (Split System: Heat Pump with Remote Outdoor Unit-Air-Source) | H5H0V48*K*AAA* |  |  | EVM5X48M21A*+WALLCON | *97CTN0801716A* | 46500 | 18 | 9 | 50000 | 37000 | 74% | 2 | 0 | 9.5 |  |  |  | No | R-454B | 3.875 | Residential & Commercial | No
211378558 | Central HP <5.4 tons | YORK | HRCU-A-CB (Split System: Heat Pump with Remote Outdoor Unit-Air-Source) | HMH72B341 |  |  | XAHB30CXXN1+TXV | TM8E100B12MP11 | 32000 | 17 | 8.1 | 32800 | 23000 | 70.12% | 1.98 | 0 | 9.5 |  |  |  | No | R-410A | 2.6667 | Residential & Commercial | No
211377704 | Central HP <5.4 tons | YORK | HRCU-A-CB (Split System: Heat Pump with Remote Outdoor Unit-Air-Source) | HMH72B341 |  |  | XAHC36DBCN1 | TM9V060B12MP12 | 33200 | 17 | 8.1 | 33400 | 23800 | 71.26% | 2 | 0 | 9.5 |  |  |  | No | R-410A | 2.7667 | Residential & Commercial | No
211380088 | Central HP <5.4 tons | YORK | HRCU-A-CB (Split System: Heat Pump with Remote Outdoor Unit-Air-Source) | HMH72B341 |  |  | XAUC48FXXN1+TXV | TMLE080B12MP11 | 33400 | 17 | 8.5 | 32400 | 23800 | 73.46% | 2.04 | 0 | 9 |  |  |  | No | R-410A | 2.7833 | Residential & Commercial | No
211380208 | Central HP <5.4 tons | YORK | HRCU-A-CB (Split System: Heat Pump with Remote Outdoor Unit-Air-Source) | HMH72B341 |  |  | XAHC48FXXN1+JMET12CS2N1+TXV |  | 33800 | 17.5 | 8.5 | 32000 | 23400 | 73.12% | 2.08 | 0 | 9.5 |  |  |  | No | R-410A | 2.8167 | Residential & Commercial | No
211380108 | Central HP <5.4 tons | YORK | HRCU-A-CB (Split System: Heat Pump with Remote Outdoor Unit-Air-Source) | HMH72B341 |  |  | XAFC48FXXN1+TXV | TL9E100C20UH11 | 34000 | 15.5 | 8.5 | 32400 | 23800 | 73.46% | 2.08 | 0 | 9.5 |  |  |  | No | R-410A | 2.8333 | Residential & Commercial | No
211378534 | Central HP <5.4 tons | YORK | HRCU-A-CB (Split System: Heat Pump with Remote Outdoor Unit-Air-Source) | HMH72B341 |  |  | XAHC36DBCN1 | TM8E100B12MP11 | 33400 | 17.5 | 8.1 | 33000 | 23400 | 70.91% | 2.02 | 0 | 9.5 |  |  |  | No | R-410A | 2.7833 | Residential & Commercial | No
211712808 | Central HP <5.4 tons | COMFORTMAKER | HRCU-A-CB (Split System: Heat Pump with Remote Outdoor Unit-Air-Source) | DLCURAH30ABK |  |  | EA*4X42L24A* | *80ES(N,L)0702116A* | 29600 | 15.2 | 8.1 | 33800 | 27400 | 81.07% | 1.78 | 0 | 9 |  |  |  | No | R-410A | 2.4667 | Residential & Commercial | No
211713042 | Central HP <5.4 tons | COMFORTMAKER | HRCU-A-CB (Split System: Heat Pump with Remote Outdoor Unit-Air-Source) | DLCURAH30ABK |  |  | EA*4X43L21A* | *96VTN1002122A* | 30600 | 15.2 | 8.1 | 33000 | 26000 | 78.79% | 1.84 | 0 | 9 |  |  |  | No | R-410A | 2.55 | Residential & Commercial | No
211226377 | Central HP <5.4 tons | TEMPSTAR | HRCU-A-CB (Split System: Heat Pump with Remote Outdoor Unit-Air-Source) | DLCURAH36ABK |  |  | EA*4X36L21A* | *95ESN1002120A* | 35600 | 15.5 | 8.1 | 39500 | 35200 | 89.11% | 1.84 | 0 | 9.5 |  |  |  | No | R-410A | 2.9667 | Residential & Commercial | No
211713129 | Central HP <5.4 tons | COMFORTMAKER | HRCU-A-CB (Split System: Heat Pump with Remote Outdoor Unit-Air-Source) | DLCURAH30ABK |  |  | EA*4X43L21A* | *80ESU0401712A* | 31200 | 15.2 | 8.1 | 33400 | 26000 | 77.84% | 1.86 | 0 | 9 |  |  |  | No | R-410A | 2.6 | Residential & Commercial | No
211378653 | Central HP <5.4 tons | YORK | HRCU-A-CB (Split System: Heat Pump with Remote Outdoor Unit-Air-Source) | HMH72B341 |  |  | XAHC36DBCN1 | TMLE080B12MP11 | 33400 | 17.5 | 8.1 | 33200 | 23400 | 70.48% | 2.02 | 0 | 9.5 |  |  |  | No | R-410A | 2.7833 | Residential & Commercial | No
215677616 | Central HP <5.4 tons | AIRQUEST | HRCU-A-CB (Split System: Heat Pump with Remote Outdoor Unit-Air-Source) | H5H0V60*K*AAA* |  |  | EVD5X61M21A*+WALLCON | *97CMN0602120B* | 56000 | 17.5 | 9 | 65000 | 46000 | 70.77% | 2.06 | 0 | 8.5 |  |  |  | No | R-454B | 4.6667 | Residential & Commercial | No
215677786 | Central HP <5.4 tons | AIRQUEST | HRCU-A-CB (Split System: Heat Pump with Remote Outdoor Unit-Air-Source) | H5H0V60*K*AAA* |  |  | EA*5X60M24A*+WALLCON | *80CTL1102120B* | 55000 | 18.5 | 9 | 59000 | 41500 | 70.34% | 2.02 | 0 | 9 |  |  |  | No | R-454B | 4.5833 | Residential & Commercial | No
215683883 | Central HP <5.4 tons | CARRIER | HRCU-A-CB (Split System: Heat Pump with Remote Outdoor Unit-Air-Source) | 27VNA036A*030* |  |  | CAA**3717AM*+UI | 59MN7C080C17**14 | 33800 | 17.5 | 9 | 35800 | 25600 | 71.51% | 1.86 | 0 | 9.5 |  |  |  | No | R-454B | 2.8167 | Residential & Commercial | No
215683917 | Central HP <5.4 tons | CARRIER | HRCU-A-CB (Split System: Heat Pump with Remote Outdoor Unit-Air-Source) | 27VNA036A*030* |  |  | CAA**3721AM*+UI | 59MN7C060C21**20 | 34200 | 17.5 | 9 | 35400 | 25400 | 71.75% | 1.88 | 0 | 9.5 |  |  |  | No | R-454B | 2.85 | Residential & Commercial | No
215684057 | Central HP <5.4 tons | CARRIER | HRCU-A-CB (Split System: Heat Pump with Remote Outdoor Unit-Air-Source) | 27VNA036A*030* |  |  | CSAH*4212AM*+UI | 58CU*A060C17**16 | 34000 | 16.5 | 8.5 | 35600 | 25400 | 71.35% | 1.78 | 0 | 9.5 |  |  |  | No | R-454B | 2.8333 | Residential & Commercial | No
211378157 | Central HP <5.4 tons | YORK | HRCU-A-CB (Split System: Heat Pump with Remote Outdoor Unit-Air-Source) | HMH72B341 |  |  | XAHC30CXXN1+TXV | TMLV100C16MP12 | 32400 | 17 | 8.1 | 32400 | 22800 | 70.37% | 2 | 0 | 9.5 |  |  |  | No | R-410A | 2.7 | Residential & Commercial | No
215684059 | Central HP <5.4 tons | CARRIER | HRCU-A-CB (Split System: Heat Pump with Remote Outdoor Unit-Air-Source) | 27VNA036A*030* |  |  | CSAH*4212AM*+UI | 58CU*A100C21**20 | 34000 | 16 | 8.5 | 35600 | 25400 | 71.35% | 1.78 | 0 | 9.5 |  |  |  | No | R-454B | 2.8333 | Residential & Commercial | No
215684061 | Central HP <5.4 tons | CARRIER | HRCU-A-CB (Split System: Heat Pump with Remote Outdoor Unit-Air-Source) | 27VNA036A*030* |  |  | CSAH*4212AM*+UI | 58TN*B045C17**12 | 33600 | 16 | 8.5 | 35800 | 25600 | 71.51% | 1.76 | 0 | 9 |  |  |  | No | R-454B | 2.8 | Residential & Commercial | No
215684095 | Central HP <5.4 tons | CARRIER | HRCU-A-CB (Split System: Heat Pump with Remote Outdoor Unit-Air-Source) | 27VNA036A*030* |  |  | CSAH*4212AM*+UI | 59TN6C060C17**14 | 33600 | 16.5 | 8.5 | 35800 | 25600 | 71.51% | 1.76 | 0 | 9 |  |  |  | No | R-454B | 2.8 | Residential & Commercial | No
211712691 | Central HP <5.4 tons | DAY & NIGHT | HRCU-A-CB (Split System: Heat Pump with Remote Outdoor Unit-Air-Source) | DLCURAH30ABK |  |  | EA*4X42L24A* | *80VSL1102422A* | 30000 | 15.2 | 8.1 | 33800 | 27200 | 80.47% | 1.8 | 0 | 9 |  |  |  | No | R-410A | 2.5 | Residential & Commercial | No
211380183 | Central HP <5.4 tons | YORK | HRCU-A-CB (Split System: Heat Pump with Remote Outdoor Unit-Air-Source) | HMH72B341 |  |  | XAHD48FXXN1+TXV | TL8E080C16UH11 | 33600 | 16 | 8.1 | 32600 | 24200 | 74.23% | 2.04 | 0 | 9 |  |  |  | No | R-410A | 2.8 | Residential & Commercial | No
211379478 | Central HP <5.4 tons | YORK | HRCU-A-CB (Split System: Heat Pump with Remote Outdoor Unit-Air-Source) | HMH72B341 |  |  | XAFC48FBCN1 | TM9E080B12MP12 | 33200 | 16.5 | 8.5 | 32400 | 23800 | 73.46% | 2.04 | 0 | 9 |  |  |  | No | R-410A | 2.7667 | Residential & Commercial | No
211379762 | Central HP <5.4 tons | YORK | HRCU-A-CB (Split System: Heat Pump with Remote Outdoor Unit-Air-Source) | HMH72B341 |  |  | XAFD48FBCN1 | TM8V080C16MP12 | 34000 | 16.5 | 8.5 | 33000 | 24400 | 73.94% | 2.1 | 0 | 9 |  |  |  | No | R-410A | 2.8333 | Residential & Commercial | No
211377432 | Central HP <5.4 tons | YORK | HRCU-A-CB (Split System: Heat Pump with Remote Outdoor Unit-Air-Source) | HMH72B341 |  |  | XAFB36DXXN1+TXV | TM9Y060B12MP11 | 33600 | 16.5 | 8.5 | 33400 | 23600 | 70.66% | 2.04 | 0 | 9.5 |  |  |  | No | R-410A | 2.8 | Residential & Commercial | No
211377783 | Central HP <5.4 tons | YORK | HRCU-A-CB (Split System: Heat Pump with Remote Outdoor Unit-Air-Source) | HMH72B341 |  |  | XAFB36DBCN1 | TP9C060B12MP13 | 33800 | 17 | 8.5 | 33400 | 23800 | 71.26% | 2.04 | 0 | 9.5 |  |  |  | No | R-410A | 2.8167 | Residential & Commercial | No
211377816 | Central HP <5.4 tons | YORK | HRCU-A-CB (Split System: Heat Pump with Remote Outdoor Unit-Air-Source) | HMH72B341 |  |  | XAHB36DBCN1 | TM9V040A10MP12 | 32400 | 16.5 | 8.1 | 32600 | 23000 | 70.55% | 1.96 | 0 | 9.5 |  |  |  | No | R-410A | 2.7 | Residential & Commercial | No
215669232 | Central HP <5.4 tons | CARRIER | HRCU-A-CB (Split System: Heat Pump with Remote Outdoor Unit-Air-Source) | 27VNA036A*030* |  |  | CAA**4821AM*+UI | 59MN7C080C17**14 | 33600 | 17.5 | 9 | 35200 | 25200 | 71.59% | 1.88 | 0 | 9.5 |  |  |  | No | R-454B | 2.8 | Residential & Commercial | No
215684049 | Central HP <5.4 tons | CARRIER | HRCU-A-CB (Split System: Heat Pump with Remote Outdoor Unit-Air-Source) | 27VNA036A*030* |  |  | CSAH*3612AM*+UI | 59TN6C060C17**14 | 33400 | 16 | 8.5 | 36000 | 25800 | 71.67% | 1.76 | 0 | 9 |  |  |  | No | R-454B | 2.7833 | Residential & Commercial | No
215684079 | Central HP <5.4 tons | CARRIER | HRCU-A-CB (Split System: Heat Pump with Remote Outdoor Unit-Air-Source) | 27VNA036A*030* |  |  | CSAH*4212AM*+UI | 59CU5B080C21**20 | 34000 | 16 | 8.5 | 35600 | 25400 | 71.35% | 1.78 | 0 | 9.5 |  |  |  | No | R-454B | 2.8333 | Residential & Commercial | No
211377933 | Central HP <5.4 tons | YORK | HRCU-A-CB (Split System: Heat Pump with Remote Outdoor Unit-Air-Source) | HMH72B341 |  |  | XAFB36DXXN1+TXV | TM9E060B12MP12 | 34000 | 17.5 | 8.1 | 34000 | 24200 | 71.18% | 2.04 | 0 | 9.5 |  |  |  | No | R-410A | 2.8333 | Residential & Commercial | No
211378881 | Central HP <5.4 tons | YORK | HRCU-A-CB (Split System: Heat Pump with Remote Outdoor Unit-Air-Source) | HMH72B341 |  |  | XAHC36DBCN1 | TL8E100C20UH11 | 34000 | 17 | 8.1 | 34000 | 24400 | 71.76% | 2.1 | 0 | 9.5 |  |  |  | No | R-410A | 2.8333 | Residential & Commercial | No
211379092 | Central HP <5.4 tons | YORK | HRCU-A-CB (Split System: Heat Pump with Remote Outdoor Unit-Air-Source) | HMH72B341 |  |  | XAFD48FBCN1 | TP9C120D20MP13 | 34000 | 17 | 8.5 | 32400 | 23800 | 73.46% | 2.1 | 0 | 9.5 |  |  |  | No | R-410A | 2.8333 | Residential & Commercial | No
211378647 | Central HP <5.4 tons | YORK | HRCU-A-CB (Split System: Heat Pump with Remote Outdoor Unit-Air-Source) | HMH72B341 |  |  | XAHC36DXXN1+TXV | TMLE080B12MP11 | 33400 | 17.5 | 8.1 | 33200 | 23400 | 70.48% | 2.02 | 0 | 9.5 |  |  |  | No | R-410A | 2.7833 | Residential & Commercial | No
211377476 | Central HP <5.4 tons | YORK | HRCU-A-CB (Split System: Heat Pump with Remote Outdoor Unit-Air-Source) | HMH72B341 |  |  | XAFC30CXXN1+TXV | TP9C100C20MP13 | 33400 | 17.5 | 8.1 | 33600 | 23600 | 70.24% | 2.06 | 0 | 9.5 |  |  |  | No | R-410A | 2.7833 | Residential & Commercial | No
211378353 | Central HP <5.4 tons | YORK | HRCU-A-CB (Split System: Heat Pump with Remote Outdoor Unit-Air-Source) | HMH72B341 |  |  | XAUB30CXXN1+TXV | TPLC080B12MP13 | 32400 | 17 | 8.1 | 33600 | 23600 | 70.24% | 2 | 0 | 9.5 |  |  |  | No | R-410A | 2.7 | Residential & Commercial | No
211378417 | Central HP <5.4 tons | YORK | HRCU-A-CB (Split System: Heat Pump with Remote Outdoor Unit-Air-Source) | HMH72B341 |  |  | XAUB36DXXN1+TXV | TMLV060A12MP12 | 34000 | 17.5 | 8.1 | 34000 | 24200 | 71.18% | 2.06 | 0 | 9.5 |  |  |  | No | R-410A | 2.8333 | Residential & Commercial | No
211378420 | Central HP <5.4 tons | YORK | HRCU-A-CB (Split System: Heat Pump with Remote Outdoor Unit-Air-Source) | HMH72B341 |  |  | XAFB36DBCN1 | TPLC060A12MP13 | 34000 | 17.5 | 8.1 | 34000 | 24200 | 71.18% | 2.06 | 0 | 9.5 |  |  |  | No | R-410A | 2.8333 | Residential & Commercial | No
215681306 | Central HP <5.4 tons | AIRQUEST | HRCU-A-CB (Split System: Heat Pump with Remote Outdoor Unit-Air-Source) | H5H0V48*K*AAA* |  |  | EA*5X48M21A*+WALLCON | *80CSU0401712B* | 44000 | 17.5 | 9 | 48500 | 34000 | 70.1% | 2.04 | 0 | 9.5 |  |  |  | No | R-454B | 3.6667 | Residential & Commercial | No
215670136 | Central HP <5.4 tons | CARRIER | HRCU-A-CB (Split System: Heat Pump with Remote Outdoor Unit-Air-Source) | 27VNA036A*030* |  |  | CSAH*4812AM*+UI | 58CU*A060C17**16 | 34000 | 17 | 8.5 | 35400 | 25200 | 71.19% | 1.88 | 0 | 9.5 |  |  |  | No | R-454B | 2.8333 | Residential & Commercial | No
215670216 | Central HP <5.4 tons | CARRIER | HRCU-A-CB (Split System: Heat Pump with Remote Outdoor Unit-Air-Source) | 27VNA036A*030* |  |  | CSAH*4812AM*+UI | 58TN*B110C21**20 | 34200 | 17 | 8.5 | 35400 | 25200 | 71.19% | 1.9 | 0 | 9.5 |  |  |  | No | R-454B | 2.85 | Residential & Commercial | No
215670336 | Central HP <5.4 tons | CARRIER | HRCU-A-CB (Split System: Heat Pump with Remote Outdoor Unit-Air-Source) | 27VNA036A*030* |  |  | CSAH*4812AM*+UI | 59TN6C060C17**14 | 33800 | 16 | 8.5 | 35600 | 25400 | 71.35% | 1.78 | 0 | 9 |  |  |  | No | R-454B | 2.8167 | Residential & Commercial | No
215684017 | Central HP <5.4 tons | CARRIER | HRCU-A-CB (Split System: Heat Pump with Remote Outdoor Unit-Air-Source) | 27VNA036A*030* |  |  | CSAH*3612AM*+UI | 58TN*B070C17**16 | 33600 | 16.5 | 8.5 | 35800 | 25600 | 71.51% | 1.78 | 0 | 9 |  |  |  | No | R-454B | 2.8 | Residential & Commercial | No
215668933 | Central HP <5.4 tons | AIRQUEST | HRCU-A-CB (Split System: Heat Pump with Remote Outdoor Unit-Air-Source) | H5H0V36*K*AAA* |  |  | EA*5X42M21A*+WALLCON | *96CTN0801714B* | 33000 | 17.5 | 9 | 36000 | 25800 | 71.67% | 1.84 | 0 | 9.5 |  |  |  | No | R-454B | 2.75 | Residential & Commercial | No
215679196 | Central HP <5.4 tons | AIRQUEST | HRCU-A-CB (Split System: Heat Pump with Remote Outdoor Unit-Air-Source) | H5H0V36*K*AAA* |  |  | EA*5X36M17A*+WALLCON | *80CSU0401712B* | 32800 | 17 | 8.5 | 36000 | 25800 | 71.67% | 1.76 | 0 | 9.5 |  |  |  | No | R-454B | 2.7333 | Residential & Commercial | No
211713203 | Central HP <5.4 tons | DAY & NIGHT | HRCU-A-CB (Split System: Heat Pump with Remote Outdoor Unit-Air-Source) | DLCURAH30ABK |  |  | EA*4X43L21A* | *96VTN0802120A* | 30400 | 15.2 | 8.1 | 33000 | 26200 | 79.39% | 1.84 | 0 | 9 |  |  |  | No | R-410A | 2.5333 | Residential & Commercial | No
215677886 | Central HP <5.4 tons | AIRQUEST | HRCU-A-CB (Split System: Heat Pump with Remote Outdoor Unit-Air-Source) | H5H0V60*K*AAA* |  |  | EA*5X61M21A*+WALLCON | *80CTL0701716B* | 54500 | 18 | 8.5 | 58500 | 41500 | 70.94% | 1.92 | 0 | 9 |  |  |  | No | R-454B | 4.5417 | Residential & Commercial | No
215682896 | Central HP <5.4 tons | AIRQUEST | HRCU-A-CB (Split System: Heat Pump with Remote Outdoor Unit-Air-Source) | H5H0V60*K*AAA* |  |  | EVM5X60M24A*+WALLCON | *97CTN0802120A* | 56500 | 18 | 9 | 63500 | 44500 | 70.08% | 2.08 | 0 | 9 |  |  |  | No | R-454B | 4.7083 | Residential & Commercial | No
215682926 | Central HP <5.4 tons | AIRQUEST | HRCU-A-CB (Split System: Heat Pump with Remote Outdoor Unit-Air-Source) | H5H0V60*K*AAA* |  |  | EVM5X61M24A*+WALLCON | *96CTN0802120B* | 57500 | 18.5 | 9 | 64000 | 45000 | 70.31% | 2.08 | 0 | 9 |  |  |  | No | R-454B | 4.7917 | Residential & Commercial | No
215682626 | Central HP <5.4 tons | AIRQUEST | HRCU-A-CB (Split System: Heat Pump with Remote Outdoor Unit-Air-Source) | H5H0V60*K*AAA* |  |  | EA*5X60M24A*+WALLCON | *97CTN1202422A* | 55000 | 18.5 | 9 | 59000 | 41500 | 70.34% | 2.02 | 0 | 9 |  |  |  | No | R-454B | 4.5833 | Residential & Commercial | No
215683026 | Central HP <5.4 tons | AIRQUEST | HRCU-A-CB (Split System: Heat Pump with Remote Outdoor Unit-Air-Source) | H5H0V60*K*AAA* |  |  | EVD5X60M21A*+WALLCON | *80CSU1002120B* | 57000 | 18 | 9 | 63500 | 44500 | 70.08% | 2.08 | 0 | 9 |  |  |  | No | R-454B | 4.75 | Residential & Commercial | No
215676986 | Central HP <5.4 tons | AIRQUEST | HRCU-A-CB (Split System: Heat Pump with Remote Outdoor Unit-Air-Source) | H5H0V60*K*AAA* |  |  | EVM5X60M21A*+WALLCON | *80CTL0701716B* | 55000 | 18 | 9 | 59500 | 43500 | 73.11% | 2.1 | 0 | 9.5 |  |  |  | No | R-454B | 4.5833 | Residential & Commercial | No
215683995 | Central HP <5.4 tons | CARRIER | HRCU-A-CB (Split System: Heat Pump with Remote Outdoor Unit-Air-Source) | 27VNA036A*030* |  |  | CAA**4321AM*+UI | 59MN7C060C17**14 | 34200 | 17.5 | 9 | 35600 | 25400 | 71.35% | 1.88 | 0 | 9.5 |  |  |  | No | R-454B | 2.85 | Residential & Commercial | No
215684029 | Central HP <5.4 tons | CARRIER | HRCU-A-CB (Split System: Heat Pump with Remote Outdoor Unit-Air-Source) | 27VNA036A*030* |  |  | CSAH*3612AM*+UI | 59CU5B060C17**16 | 33600 | 16 | 8.5 | 35800 | 25600 | 71.51% | 1.76 | 0 | 9 |  |  |  | No | R-454B | 2.8 | Residential & Commercial | No
215684063 | Central HP <5.4 tons | CARRIER | HRCU-A-CB (Split System: Heat Pump with Remote Outdoor Unit-Air-Source) | 27VNA036A*030* |  |  | CSAH*4212AM*+UI | 58TN*B070C14**12 | 33800 | 16.5 | 8.5 | 35800 | 25400 | 70.95% | 1.78 | 0 | 9 |  |  |  | No | R-454B | 2.8167 | Residential & Commercial | No
215684065 | Central HP <5.4 tons | CARRIER | HRCU-A-CB (Split System: Heat Pump with Remote Outdoor Unit-Air-Source) | 27VNA036A*030* |  |  | CSAH*4212AM*+UI | 58TN*B070C17**16 | 33800 | 16.5 | 8.5 | 35600 | 25400 | 71.35% | 1.78 | 0 | 9.5 |  |  |  | No | R-454B | 2.8167 | Residential & Commercial | No
215684099 | Central HP <5.4 tons | CARRIER | HRCU-A-CB (Split System: Heat Pump with Remote Outdoor Unit-Air-Source) | 27VNA036A*030* |  |  | CSAH*4212AM*+UI | 59TN6C100C21**22 | 34000 | 16.5 | 8.5 | 35600 | 25200 | 70.79% | 1.78 | 0 | 9.5 |  |  |  | No | R-454B | 2.8333 | Residential & Commercial | No
215670376 | Central HP <5.4 tons | CARRIER | HRCU-A-CB (Split System: Heat Pump with Remote Outdoor Unit-Air-Source) | 27VNA036A*030* |  |  | CSAH*6012AM*+UI | 58CU*A040C17**12 | 34600 | 17 | 8.5 | 34600 | 24800 | 71.68% | 1.8 | 0 | 9.5 |  |  |  | No | R-454B | 2.8833 | Residential & Commercial | No
215669212 | Central HP <5.4 tons | CARRIER | HRCU-A-CB (Split System: Heat Pump with Remote Outdoor Unit-Air-Source) | 27VNA036A*030* |  |  | CAA**4821AM*+UI | 59MN7C060C17**14 | 33400 | 17.5 | 9 | 35200 | 25400 | 72.16% | 1.88 | 0 | 9.5 |  |  |  | No | R-454B | 2.7833 | Residential & Commercial | No
215670386 | Central HP <5.4 tons | CARRIER | HRCU-A-CB (Split System: Heat Pump with Remote Outdoor Unit-Air-Source) | 27VNA036A*030* |  |  | CSAH*6012AM*+UI | 58CU*A060C17**16 | 34600 | 17 | 8.5 | 34600 | 25000 | 72.25% | 1.8 | 0 | 9.5 |  |  |  | No | R-454B | 2.8833 | Residential & Commercial | No
215679236 | Central HP <5.4 tons | AIRQUEST | HRCU-A-CB (Split System: Heat Pump with Remote Outdoor Unit-Air-Source) | H5H0V36*K*AAA* |  |  | EA*5X37M17A*+WALLCON | *80CSU0401712B* | 34200 | 17 | 9 | 35600 | 25400 | 71.35% | 1.88 | 0 | 9.5 |  |  |  | No | R-454B | 2.85 | Residential & Commercial | No
215679316 | Central HP <5.4 tons | AIRQUEST | HRCU-A-CB (Split System: Heat Pump with Remote Outdoor Unit-Air-Source) | H5H0V36*K*AAA* |  |  | EA*5X37M21A*+WALLCON | *97CTN0801716A* | 34200 | 17.5 | 9 | 35400 | 25400 | 71.75% | 1.88 | 0 | 9.5 |  |  |  | No | R-454B | 2.85 | Residential & Commercial | No
211380140 | Central HP <5.4 tons | YORK | HRCU-A-CB (Split System: Heat Pump with Remote Outdoor Unit-Air-Source) | HMH72B341 |  |  | XAUC48FXXN1+TXV | TL9E080C16UH11 | 34000 | 16.5 | 8.5 | 32800 | 24200 | 73.78% | 2.08 | 0 | 9 |  |  |  | No | R-410A | 2.8333 | Residential & Commercial | No
211380158 | Central HP <5.4 tons | YORK | HRCU-A-CB (Split System: Heat Pump with Remote Outdoor Unit-Air-Source) | HMH72B341 |  |  | XAHD48FXXN1+TXV | TL8E100C20UH11 | 33400 | 16 | 8.5 | 32000 | 23200 | 72.5% | 2.06 | 0 | 9.5 |  |  |  | No | R-410A | 2.7833 | Residential & Commercial | No
213296577 | Central HP <5.4 tons | YORK | HRCU-A-CB (Split System: Heat Pump with Remote Outdoor Unit-Air-Source) | HMH72B341 |  |  | XAHC36DBCN1 | Y82E080C16LMPS1 | 34000 | 18.5 | 8.5 | 33400 | 24000 | 71.86% | 2.1 | 0 | 9.5 |  |  |  | No | R-410A | 2.8333 | Residential & Commercial | No
213296676 | Central HP <5.4 tons | YORK | HRCU-A-CB (Split System: Heat Pump with Remote Outdoor Unit-Air-Source) | HMH72B341 |  |  | XAFB36DXXN1+TXV | Y81E100B12SMPS1 | 34000 | 18 | 8.1 | 34000 | 24600 | 72.35% | 2.1 | 0 | 9.5 |  |  |  | No | R-410A | 2.8333 | Residential & Commercial | No
213296677 | Central HP <5.4 tons | YORK | HRCU-A-CB (Split System: Heat Pump with Remote Outdoor Unit-Air-Source) | HMH72B341 |  |  | XAFB36DXXN1+TXV | Y81E100B12LMPS1 | 34000 | 18 | 8.1 | 34000 | 24600 | 72.35% | 2.1 | 0 | 9.5 |  |  |  | No | R-410A | 2.8333 | Residential & Commercial | No
211380206 | Central HP <5.4 tons | YORK | HRCU-A-CB (Split System: Heat Pump with Remote Outdoor Unit-Air-Source) | HMH72B341 |  |  | XAUC48FXXN1+TXV | TL8E080C16UH11 | 34000 | 16.5 | 8.5 | 33400 | 24600 | 73.65% | 2.08 | 0 | 9 |  |  |  | No | R-410A | 2.8333 | Residential & Commercial | No
211380175 | Central HP <5.4 tons | YORK | HRCU-A-CB (Split System: Heat Pump with Remote Outdoor Unit-Air-Source) | HMH72B341 |  |  | XAFC48FXXN1+TXV | TL8E100C20UH11 | 34000 | 16.5 | 8.5 | 32400 | 23800 | 73.46% | 2.1 | 0 | 9.5 |  |  |  | No | R-410A | 2.8333 | Residential & Commercial | No
215673984 | Central HP <5.4 tons | CARRIER | HRCU-A-CB (Split System: Heat Pump with Remote Outdoor Unit-Air-Source) | 27VNA048A*030* |  |  | CAA**4821AM*+UI | 58CU*A060C17**16 | 44000 | 17.5 | 9 | 48500 | 34200 | 70.52% | 2.04 | 0 | 9.5 |  |  |  | No | R-454B | 3.6667 | Residential & Commercial | No
215674084 | Central HP <5.4 tons | CARRIER | HRCU-A-CB (Split System: Heat Pump with Remote Outdoor Unit-Air-Source) | 27VNA048A*030* |  |  | CAA**4821AM*+UI | 59CU5B080C21**20 | 44000 | 17.5 | 9 | 48500 | 34200 | 70.52% | 2.06 | 0 | 9.5 |  |  |  | No | R-454B | 3.6667 | Residential & Commercial | No
215679526 | Central HP <5.4 tons | AIRQUEST | HRCU-A-CB (Split System: Heat Pump with Remote Outdoor Unit-Air-Source) | H5H0V36*K*AAA* |  |  | EA*5X48M21A*+WALLCON | *97CTN0801716A* | 33600 | 17.5 | 9 | 35200 | 25200 | 71.59% | 1.88 | 0 | 9.5 |  |  |  | No | R-454B | 2.8 | Residential & Commercial | No
215679626 | Central HP <5.4 tons | AIRQUEST | HRCU-A-CB (Split System: Heat Pump with Remote Outdoor Unit-Air-Source) | H5H0V36*K*AAA* |  |  | EA*5X61M21A*+WALLCON | *97CTN0601716A* | 34400 | 17.5 | 9 | 34600 | 25200 | 72.83% | 1.9 | 0 | 9.5 |  |  |  | No | R-454B | 2.8667 | Residential & Commercial | No
215679736 | Central HP <5.4 tons | AIRQUEST | HRCU-A-CB (Split System: Heat Pump with Remote Outdoor Unit-Air-Source) | H5H0V36*K*AAA* |  |  | ESH5X36M12A*+WALLCON | *97CTN0601716A* | 33400 | 16 | 8.5 | 36000 | 25800 | 71.67% | 1.76 | 0 | 9 |  |  |  | No | R-454B | 2.7833 | Residential & Commercial | No
213296590 | Central HP <5.4 tons | YORK | HRCU-A-CB (Split System: Heat Pump with Remote Outdoor Unit-Air-Source) | HMH72B341 |  |  | XAHB30CXXN1+TXV | Y81E100B12SMPS1 | 32000 | 17 | 8.1 | 32200 | 22600 | 70.19% | 2 | 0 | 9.5 |  |  |  | No | R-410A | 2.6667 | Residential & Commercial | No
213296624 | Central HP <5.4 tons | YORK | HRCU-A-CB (Split System: Heat Pump with Remote Outdoor Unit-Air-Source) | HMH72B341 |  |  | XAFC30CXXN1+TXV | Y82E080B12LMPS1 | 33200 | 18.5 | 8.5 | 33000 | 23400 | 70.91% | 2.04 | 0 | 9.5 |  |  |  | No | R-410A | 2.7667 | Residential & Commercial | No
213296627 | Central HP <5.4 tons | YORK | HRCU-A-CB (Split System: Heat Pump with Remote Outdoor Unit-Air-Source) | HMH72B341 |  |  | XAFC36DXXN1+TXV | Y81E100C20SMPS1 | 34000 | 17.5 | 8.5 | 33400 | 24200 | 72.46% | 2.14 | 0 | 9.5 |  |  |  | No | R-410A | 2.8333 | Residential & Commercial | No
213296725 | Central HP <5.4 tons | YORK | HRCU-A-CB (Split System: Heat Pump with Remote Outdoor Unit-Air-Source) | HMH72B341 |  |  | XAFB30CXXN1+TXV | Y81E080B12LMPS1 | 33000 | 18 | 8.5 | 33000 | 23400 | 70.91% | 2.04 | 0 | 9.5 |  |  |  | No | R-410A | 2.75 | Residential & Commercial | No
211377506 | Central HP <5.4 tons | YORK | HRCU-A-CB (Split System: Heat Pump with Remote Outdoor Unit-Air-Source) | HMH72B341 |  |  | XAHC30CXXN1+TXV | YP9C100C16MP13 | 32400 | 17 | 8.1 | 32800 | 23000 | 70.12% | 2 | 0 | 9.5 |  |  |  | No | R-410A | 2.7 | Residential & Commercial | No
211377556 | Central HP <5.4 tons | YORK | HRCU-A-CB (Split System: Heat Pump with Remote Outdoor Unit-Air-Source) | HMH72B341 |  |  | XAHC30CXXN1+TXV | TP9C080C16MP13 | 32200 | 16.5 | 8.1 | 32800 | 23000 | 70.12% | 2 | 0 | 9.5 |  |  |  | No | R-410A | 2.6833 | Residential & Commercial | No
215666998 | Central HP <5.4 tons | HEIL | HRCU-A-CB (Split System: Heat Pump with Remote Outdoor Unit-Air-Source) | H5H0V24*K*AAA* |  |  | EA*5X24M17A*+WALLCON | *80CTL0451712B* | 22600 | 16.5 | 9 | 24200 | 17000 | 70.25% | 1.94 | 0 | 9.5 |  |  |  | No | R-454B | 1.8833 | Residential & Commercial | No
211712776 | Central HP <5.4 tons | DAY & NIGHT | HRCU-A-CB (Split System: Heat Pump with Remote Outdoor Unit-Air-Source) | DLCURAH30ABK |  |  | EA*4X42L24A* | *96VTN0802120A* | 29600 | 15.2 | 8.1 | 33600 | 27400 | 81.55% | 1.78 | 0 | 9 |  |  |  | No | R-410A | 2.4667 | Residential & Commercial | No
215683619 | Central HP <5.4 tons | CARRIER | HRCU-A-CB (Split System: Heat Pump with Remote Outdoor Unit-Air-Source) | 27VNA024A*030* |  |  | CAA**3014AM*+UI | 59TN6C040C14**10 | 22600 | 15.5 | 8.5 | 24200 | 17100 | 70.66% | 1.84 | 0 | 9 |  |  |  | No | R-454B | 1.8833 | Residential & Commercial | No
215683939 | Central HP <5.4 tons | CARRIER | HRCU-A-CB (Split System: Heat Pump with Remote Outdoor Unit-Air-Source) | 27VNA036A*030* |  |  | CAA**4221AM*+UI | 58TN*B070C17**16 | 33000 | 17.5 | 9 | 36000 | 25800 | 71.67% | 1.86 | 0 | 9.5 |  |  |  | No | R-454B | 2.75 | Residential & Commercial | No
215684039 | Central HP <5.4 tons | CARRIER | HRCU-A-CB (Split System: Heat Pump with Remote Outdoor Unit-Air-Source) | 27VNA036A*030* |  |  | CSAH*3612AM*+UI | 59MN7C080C17**14 | 33400 | 16 | 8.5 | 35800 | 25600 | 71.51% | 1.76 | 0 | 9 |  |  |  | No | R-454B | 2.7833 | Residential & Commercial | No
215684055 | Central HP <5.4 tons | CARRIER | HRCU-A-CB (Split System: Heat Pump with Remote Outdoor Unit-Air-Source) | 27VNA036A*030* |  |  | CSAH*4212AM*+UI | 58CU*A040C17**12 | 34000 | 16.5 | 8.5 | 35600 | 25400 | 71.35% | 1.76 | 0 | 9.5 |  |  |  | No | R-454B | 2.8333 | Residential & Commercial | No
215684073 | Central HP <5.4 tons | CARRIER | HRCU-A-CB (Split System: Heat Pump with Remote Outdoor Unit-Air-Source) | 27VNA036A*030* |  |  | CSAH*4212AM*+UI | 58TN*B110C21**20 | 34000 | 16.5 | 8.5 | 35600 | 25200 | 70.79% | 1.78 | 0 | 9.5 |  |  |  | No | R-454B | 2.8333 | Residential & Commercial | No
215684087 | Central HP <5.4 tons | CARRIER | HRCU-A-CB (Split System: Heat Pump with Remote Outdoor Unit-Air-Source) | 27VNA036A*030* |  |  | CSAH*4212AM*+UI | 59MN7C080C21**20 | 34000 | 16.5 | 8.5 | 35600 | 25200 | 70.79% | 1.78 | 0 | 9.5 |  |  |  | No | R-454B | 2.8333 | Residential & Commercial | No
215670366 | Central HP <5.4 tons | CARRIER | HRCU-A-CB (Split System: Heat Pump with Remote Outdoor Unit-Air-Source) | 27VNA036A*030* |  |  | CSAH*4812AM*+UI | 59TN6C120C24**22 | 34200 | 17 | 8.5 | 35400 | 25200 | 71.19% | 1.9 | 0 | 9.5 |  |  |  | No | R-454B | 2.85 | Residential & Commercial | No
215679926 | Central HP <5.4 tons | AIRQUEST | HRCU-A-CB (Split System: Heat Pump with Remote Outdoor Unit-Air-Source) | H5H0V36*K*AAA* |  |  | ESH5X48M12A*+WALLCON | *97CTN1202422A* | 34200 | 17 | 8.5 | 35400 | 25200 | 71.19% | 1.9 | 0 | 9.5 |  |  |  | No | R-454B | 2.85 | Residential & Commercial | No
215682736 | Central HP <5.4 tons | AIRQUEST | HRCU-A-CB (Split System: Heat Pump with Remote Outdoor Unit-Air-Source) | H5H0V60*K*AAA* |  |  | ESH5X60M12A*+WALLCON | *80CSU0601716B* | 54500 | 17 | 8.5 | 58500 | 41000 | 70.09% | 1.92 | 0 | 9 |  |  |  | No | R-454B | 4.5417 | Residential & Commercial | No
215677336 | Central HP <5.4 tons | AIRQUEST | HRCU-A-CB (Split System: Heat Pump with Remote Outdoor Unit-Air-Source) | H5H0V60*K*AAA* |  |  | EVD5X60M21A*+WALLCON | *80CTL0701716B* | 55000 | 18 | 9 | 59500 | 43500 | 73.11% | 2.1 | 0 | 9.5 |  |  |  | No | R-454B | 4.5833 | Residential & Commercial | No
215668789 | Central HP <5.4 tons | AIRQUEST | HRCU-A-CB (Split System: Heat Pump with Remote Outdoor Unit-Air-Source) | H5H0V36*K*AAA* |  |  | EA*5X42M21A*+WALLCON | *80CSU0401712A* | 33000 | 17.5 | 9 | 35800 | 25600 | 71.51% | 1.86 | 0 | 9.5 |  |  |  | No | R-454B | 2.75 | Residential & Commercial | No
215668580 | Central HP <5.4 tons | HEIL | HRCU-A-CB (Split System: Heat Pump with Remote Outdoor Unit-Air-Source) | H5H0V36*K*AAA* |  |  | EA*5X37M17A*+WALLCON | *95CSU0601716B* | 33800 | 17 | 9 | 35800 | 25600 | 71.51% | 1.86 | 0 | 9.5 |  |  |  | No | R-454B | 2.8167 | Residential & Commercial | No
211377576 | Central HP <5.4 tons | YORK | HRCU-A-CB (Split System: Heat Pump with Remote Outdoor Unit-Air-Source) | HMH72B341 |  |  | XAFC30CXXN1+TXV | TM9V080C16MP12 | 32800 | 17 | 8.1 | 33400 | 23400 | 70.06% | 2.04 | 0 | 9.5 |  |  |  | No | R-410A | 2.7333 | Residential & Commercial | No
211377593 | Central HP <5.4 tons | YORK | HRCU-A-CB (Split System: Heat Pump with Remote Outdoor Unit-Air-Source) | HMH72B341 |  |  | XAHC30CXXN1+TXV | TM9V080B12MP12 | 32000 | 16.5 | 8.1 | 33000 | 23200 | 70.3% | 1.98 | 0 | 9 |  |  |  | No | R-410A | 2.6667 | Residential & Commercial | No
211377710 | Central HP <5.4 tons | YORK | HRCU-A-CB (Split System: Heat Pump with Remote Outdoor Unit-Air-Source) | HMH72B341 |  |  | XAHC36DBCN1 | YP9C060B12MP13 | 33200 | 17 | 8.1 | 33400 | 23800 | 71.26% | 2 | 0 | 9.5 |  |  |  | No | R-410A | 2.7667 | Residential & Commercial | No
211377693 | Central HP <5.4 tons | YORK | HRCU-A-CB (Split System: Heat Pump with Remote Outdoor Unit-Air-Source) | HMH72B341 |  |  | XAUB30CXXN1+TXV | YP9C080B12MP13 | 32800 | 17 | 8.1 | 33600 | 23600 | 70.24% | 2.02 | 0 | 9.5 |  |  |  | No | R-410A | 2.7333 | Residential & Commercial | No
211377743 | Central HP <5.4 tons | YORK | HRCU-A-CB (Split System: Heat Pump with Remote Outdoor Unit-Air-Source) | HMH72B341 |  |  | XAHB30CXXN1+TXV | TP9C060B12MP13 | 31600 | 16.5 | 8.1 | 32800 | 23000 | 70.12% | 1.96 | 0 | 9 |  |  |  | No | R-410A | 2.6333 | Residential & Commercial | No
211377807 | Central HP <5.4 tons | YORK | HRCU-A-CB (Split System: Heat Pump with Remote Outdoor Unit-Air-Source) | HMH72B341 |  |  | XAUB30CXXN1+TXV | TP9C060B12MP13 | 32600 | 17 | 8.1 | 33600 | 23600 | 70.24% | 2.02 | 0 | 9.5 |  |  |  | No | R-410A | 2.7167 | Residential & Commercial | No
215679716 | Central HP <5.4 tons | AIRQUEST | HRCU-A-CB (Split System: Heat Pump with Remote Outdoor Unit-Air-Source) | H5H0V36*K*AAA* |  |  | ESH5X36M12A*+WALLCON | *80CSU0401712B* | 33800 | 16 | 8.5 | 35600 | 25400 | 71.35% | 1.78 | 0 | 9.5 |  |  |  | No | R-454B | 2.8167 | Residential & Commercial | No
215679866 | Central HP <5.4 tons | AIRQUEST | HRCU-A-CB (Split System: Heat Pump with Remote Outdoor Unit-Air-Source) | H5H0V36*K*AAA* |  |  | ESH5X48M12A*+WALLCON | *96CTN0802120B* | 34200 | 16 | 8.5 | 35400 | 25200 | 71.19% | 1.88 | 0 | 9.5 |  |  |  | No | R-454B | 2.85 | Residential & Commercial | No
215679916 | Central HP <5.4 tons | AIRQUEST | HRCU-A-CB (Split System: Heat Pump with Remote Outdoor Unit-Air-Source) | H5H0V36*K*AAA* |  |  | ESH5X48M12A*+WALLCON | *97CTN1002122A* | 34200 | 16.5 | 8.5 | 35400 | 25200 | 71.19% | 1.9 | 0 | 9.5 |  |  |  | No | R-454B | 2.85 | Residential & Commercial | No
215668652 | Central HP <5.4 tons | HEIL | HRCU-A-CB (Split System: Heat Pump with Remote Outdoor Unit-Air-Source) | H5H0V36*K*AAA* |  |  | EA*5X37M21A*+WALLCON | *80CTL0451712B* | 34000 | 17.5 | 9 | 35600 | 25400 | 71.35% | 1.86 | 0 | 9.5 |  |  |  | No | R-454B | 2.8333 | Residential & Commercial | No
215681626 | Central HP <5.4 tons | AIRQUEST | HRCU-A-CB (Split System: Heat Pump with Remote Outdoor Unit-Air-Source) | H5H0V48*K*AAA* |  |  | ESH5X48M12A*+WALLCON | *97CTN0801716A* | 44500 | 16 | 8.5 | 49500 | 34800 | 70.3% | 1.92 | 0 | 9 |  |  |  | No | R-454B | 3.7083 | Residential & Commercial | No
215681696 | Central HP <5.4 tons | AIRQUEST | HRCU-A-CB (Split System: Heat Pump with Remote Outdoor Unit-Air-Source) | H5H0V48*K*AAA* |  |  | ESH5X60M12A*+WALLCON | *80CSU0802120B* | 45500 | 17 | 8.5 | 48000 | 33600 | 70% | 2.06 | 0 | 9.5 |  |  |  | No | R-454B | 3.7917 | Residential & Commercial | No
215681746 | Central HP <5.4 tons | AIRQUEST | HRCU-A-CB (Split System: Heat Pump with Remote Outdoor Unit-Air-Source) | H5H0V48*K*AAA* |  |  | ESH5X60M12A*+WALLCON | *97CTN1202422A* | 45500 | 16.5 | 8.5 | 48000 | 33800 | 70.42% | 2.08 | 0 | 9.5 |  |  |  | No | R-454B | 3.7917 | Residential & Commercial | No
211712333 | Central HP <5.4 tons | DAY & NIGHT | HRCU-A-CB (Split System: Heat Pump with Remote Outdoor Unit-Air-Source) | DLCURAH30ABK |  |  | EA*4X42L21A* | *80ESU0401712A* | 30400 | 15.2 | 8.1 | 34200 | 27000 | 78.95% | 1.8 | 0 | 9 |  |  |  | No | R-410A | 2.5333 | Residential & Commercial | No
215668596 | Central HP <5.4 tons | HEIL | HRCU-A-CB (Split System: Heat Pump with Remote Outdoor Unit-Air-Source) | H5H0V36*K*AAA* |  |  | EA*5X37M17A*+WALLCON | *97CMN0801714B* | 33800 | 17.5 | 9 | 35800 | 25600 | 71.51% | 1.86 | 0 | 9.5 |  |  |  | No | R-454B | 2.8167 | Residential & Commercial | No
215668764 | Central HP <5.4 tons | HEIL | HRCU-A-CB (Split System: Heat Pump with Remote Outdoor Unit-Air-Source) | H5H0V36*K*AAA* |  |  | EA*5X37M21A*+WALLCON | *96CTN0601714B* | 34200 | 17.5 | 9 | 35400 | 25400 | 71.75% | 1.88 | 0 | 9.5 |  |  |  | No | R-454B | 2.85 | Residential & Commercial | No
215670146 | Central HP <5.4 tons | CARRIER | HRCU-A-CB (Split System: Heat Pump with Remote Outdoor Unit-Air-Source) | 27VNA036A*030* |  |  | CSAH*4812AM*+UI | 58CU*A100C21**20 | 34200 | 16.5 | 8.5 | 35400 | 25200 | 71.19% | 1.88 | 0 | 9.5 |  |  |  | No | R-454B | 2.85 | Residential & Commercial | No
215668796 | Central HP <5.4 tons | HEIL | HRCU-A-CB (Split System: Heat Pump with Remote Outdoor Unit-Air-Source) | H5H0V36*K*AAA* |  |  | EA*5X42M21A*+WALLCON | *80CSU0601716A* | 33000 | 17.5 | 8.5 | 35800 | 25600 | 71.51% | 1.86 | 0 | 9.5 |  |  |  | No | R-454B | 2.75 | Residential & Commercial | No
211378260 | Central HP <5.4 tons | YORK | HRCU-A-CB (Split System: Heat Pump with Remote Outdoor Unit-Air-Source) | HMH72B341 |  |  | XAHB36DXXN1+TXV | TM8V080B12MP12 | 32800 | 16.5 | 8.1 | 33000 | 23400 | 70.91% | 1.98 | 0 | 9.5 |  |  |  | No | R-410A | 2.7333 | Residential & Commercial | No
211378293 | Central HP <5.4 tons | YORK | HRCU-A-CB (Split System: Heat Pump with Remote Outdoor Unit-Air-Source) | HMH72B341 |  |  | XAFC36DXXN1+TXV | YPLC080B12MP13 | 33800 | 17 | 8.1 | 34000 | 24200 | 71.18% | 2.04 | 0 | 9.5 |  |  |  | No | R-410A | 2.8167 | Residential & Commercial | No
211378528 | Central HP <5.4 tons | YORK | HRCU-A-CB (Split System: Heat Pump with Remote Outdoor Unit-Air-Source) | HMH72B341 |  |  | XAHC36DXXN1+TXV | TM8E100B12MP11 | 33400 | 17.5 | 8.1 | 33000 | 23400 | 70.91% | 2.02 | 0 | 9.5 |  |  |  | No | R-410A | 2.7833 | Residential & Commercial | No
211378676 | Central HP <5.4 tons | YORK | HRCU-A-CB (Split System: Heat Pump with Remote Outdoor Unit-Air-Source) | HMH72B341 |  |  | XAFC36DXXN1+TXV | TM8E080B12MP11 | 34000 | 18 | 8.1 | 34000 | 24400 | 71.76% | 2.06 | 0 | 9.5 |  |  |  | No | R-410A | 2.8333 | Residential & Commercial | No
211378727 | Central HP <5.4 tons | YORK | HRCU-A-CB (Split System: Heat Pump with Remote Outdoor Unit-Air-Source) | HMH72B341 |  |  | XAHB36DBCN1 | TM8E060A12MP11 | 33200 | 17 | 8.1 | 33200 | 23400 | 70.48% | 2 | 0 | 9.5 |  |  |  | No | R-410A | 2.7667 | Residential & Commercial | No
211378878 | Central HP <5.4 tons | YORK | HRCU-A-CB (Split System: Heat Pump with Remote Outdoor Unit-Air-Source) | HMH72B341 |  |  | XAHC36DXXN1+TXV | TL8E100C20UH11 | 34000 | 17 | 8.1 | 34000 | 24400 | 71.76% | 2.1 | 0 | 9.5 |  |  |  | No | R-410A | 2.8333 | Residential & Commercial | No
211378997 | Central HP <5.4 tons | YORK | HRCU-A-CB (Split System: Heat Pump with Remote Outdoor Unit-Air-Source) | HMH72B341 |  |  | XAFD48FXXN1+TXV | TM9Y100C16MP11 | 33400 | 17 | 8.5 | 32400 | 23600 | 72.84% | 2.06 | 0 | 9.5 |  |  |  | No | R-410A | 2.7833 | Residential & Commercial | No
211379045 | Central HP <5.4 tons | YORK | HRCU-A-CB (Split System: Heat Pump with Remote Outdoor Unit-Air-Source) | HMH72B341 |  |  | XAUC48FXXN1+TXV | TM9Y080B12MP11 | 33400 | 17 | 8.1 | 32800 | 24200 | 73.78% | 2.04 | 0 | 9 |  |  |  | No | R-410A | 2.7833 | Residential & Commercial | No
211379161 | Central HP <5.4 tons | YORK | HRCU-A-CB (Split System: Heat Pump with Remote Outdoor Unit-Air-Source) | HMH72B341 |  |  | XAUC48FXXN1+TXV | TM9V100C20MP12 | 34000 | 16.5 | 8.5 | 33000 | 24200 | 73.33% | 2.1 | 0 | 9 |  |  |  | No | R-410A | 2.8333 | Residential & Commercial | No
211379197 | Central HP <5.4 tons | YORK | HRCU-A-CB (Split System: Heat Pump with Remote Outdoor Unit-Air-Source) | HMH72B341 |  |  | XAHC48FXXN1+TXV | YP9C100C16MP13 | 33000 | 16.5 | 8.5 | 31800 | 23200 | 72.96% | 2.04 | 0 | 9 |  |  |  | No | R-410A | 2.75 | Residential & Commercial | No
211379214 | Central HP <5.4 tons | YORK | HRCU-A-CB (Split System: Heat Pump with Remote Outdoor Unit-Air-Source) | HMH72B341 |  |  | XAFD48FXXN1+TXV | YP9C100C16MP13 | 33800 | 16.5 | 8.5 | 32400 | 23600 | 72.84% | 2.08 | 0 | 9.5 |  |  |  | No | R-410A | 2.8167 | Residential & Commercial | No
211379379 | Central HP <5.4 tons | YORK | HRCU-A-CB (Split System: Heat Pump with Remote Outdoor Unit-Air-Source) | HMH72B341 |  |  | XAHC48FXXN1+TXV | TP9C060B12MP13 | 32400 | 16 | 8.1 | 32000 | 23400 | 73.12% | 2 | 0 | 9 |  |  |  | No | R-410A | 2.7 | Residential & Commercial | No
211379562 | Central HP <5.4 tons | YORK | HRCU-A-CB (Split System: Heat Pump with Remote Outdoor Unit-Air-Source) | HMH72B341 |  |  | XAHC48FXXN1+TXV | TM8Y100C16MP11 | 33600 | 17 | 8.1 | 32600 | 24000 | 73.62% | 2.04 | 0 | 9 |  |  |  | No | R-410A | 2.8 | Residential & Commercial | No
211379647 | Central HP <5.4 tons | YORK | HRCU-A-CB (Split System: Heat Pump with Remote Outdoor Unit-Air-Source) | HMH72B341 |  |  | XAHC48FBCN1 | TPLC100C20MP13 | 33800 | 16.5 | 8.5 | 32400 | 23800 | 73.46% | 2.06 | 0 | 9 |  |  |  | No | R-410A | 2.8167 | Residential & Commercial | No
211378861 | Central HP <5.4 tons | YORK | HRCU-A-CB (Split System: Heat Pump with Remote Outdoor Unit-Air-Source) | HMH72B341 |  |  | XAFC36DBCN1 | TL9E060B12UH11 | 33800 | 18 | 8.1 | 34000 | 24200 | 71.18% | 2.04 | 0 | 9.5 |  |  |  | No | R-410A | 2.8167 | Residential & Commercial | No
211379027 | Central HP <5.4 tons | YORK | HRCU-A-CB (Split System: Heat Pump with Remote Outdoor Unit-Air-Source) | HMH72B341 |  |  | XAFC48FXXN1+TXV | TM9Y080C16MP11 | 33800 | 17.5 | 8.5 | 32800 | 24200 | 73.78% | 2.06 | 0 | 9 |  |  |  | No | R-410A | 2.8167 | Residential & Commercial | No
211379077 | Central HP <5.4 tons | YORK | HRCU-A-CB (Split System: Heat Pump with Remote Outdoor Unit-Air-Source) | HMH72B341 |  |  | XAHD48FBCN1 | YP9C120D20MP13 | 33400 | 16.5 | 8.5 | 32000 | 23200 | 72.5% | 2.06 | 0 | 9.5 |  |  |  | No | R-410A | 2.7833 | Residential & Commercial | No
211379113 | Central HP <5.4 tons | YORK | HRCU-A-CB (Split System: Heat Pump with Remote Outdoor Unit-Air-Source) | HMH72B341 |  |  | XAHD48FBCN1 | YP9C100C20MP13 | 33600 | 16.5 | 8.5 | 32400 | 23800 | 73.46% | 2.06 | 0 | 9 |  |  |  | No | R-410A | 2.8 | Residential & Commercial | No
211379264 | Central HP <5.4 tons | YORK | HRCU-A-CB (Split System: Heat Pump with Remote Outdoor Unit-Air-Source) | HMH72B341 |  |  | XAHD48FBCN1 | YP9C080C16MP13 | 32600 | 16 | 8.1 | 31800 | 23200 | 72.96% | 2.02 | 0 | 9 |  |  |  | No | R-410A | 2.7167 | Residential & Commercial | No
211379364 | Central HP <5.4 tons | YORK | HRCU-A-CB (Split System: Heat Pump with Remote Outdoor Unit-Air-Source) | HMH72B341 |  |  | XAFC48FBCN1 | TP9C080B12MP13 | 33400 | 16.5 | 8.5 | 32600 | 24000 | 73.62% | 2.06 | 0 | 9 |  |  |  | No | R-410A | 2.7833 | Residential & Commercial | No
215679816 | Central HP <5.4 tons | AIRQUEST | HRCU-A-CB (Split System: Heat Pump with Remote Outdoor Unit-Air-Source) | H5H0V36*K*AAA* |  |  | ESH5X42M12A*+WALLCON | *97CTN0601716A* | 33600 | 16 | 8.5 | 35800 | 25600 | 71.51% | 1.76 | 0 | 9 |  |  |  | No | R-454B | 2.8 | Residential & Commercial | No
215670246 | Central HP <5.4 tons | CARRIER | HRCU-A-CB (Split System: Heat Pump with Remote Outdoor Unit-Air-Source) | 27VNA036A*030* |  |  | CSAH*4812AM*+UI | 59CU5B080C21**20 | 34200 | 16.5 | 8.5 | 35400 | 25200 | 71.19% | 1.88 | 0 | 9.5 |  |  |  | No | R-454B | 2.85 | Residential & Commercial | No
215670296 | Central HP <5.4 tons | CARRIER | HRCU-A-CB (Split System: Heat Pump with Remote Outdoor Unit-Air-Source) | 27VNA036A*030* |  |  | CSAH*4812AM*+UI | 59MN7C080C21**20 | 34200 | 16.5 | 8.5 | 35400 | 25200 | 71.19% | 1.88 | 0 | 9.5 |  |  |  | No | R-454B | 2.85 | Residential & Commercial | No
215670416 | Central HP <5.4 tons | CARRIER | HRCU-A-CB (Split System: Heat Pump with Remote Outdoor Unit-Air-Source) | 27VNA036A*030* |  |  | CSAH*6012AM*+UI | 58TN*B070C17**16 | 34400 | 17 | 8.5 | 34800 | 25000 | 71.84% | 1.8 | 0 | 9.5 |  |  |  | No | R-454B | 2.8667 | Residential & Commercial | No
215670496 | Central HP <5.4 tons | CARRIER | HRCU-A-CB (Split System: Heat Pump with Remote Outdoor Unit-Air-Source) | 27VNA036A*030* |  |  | CSAH*6012AM*+UI | 59MN7C060C17**14 | 34200 | 16.5 | 8.5 | 34800 | 25200 | 72.41% | 1.8 | 0 | 9.5 |  |  |  | No | R-454B | 2.85 | Residential & Commercial | No
215674386 | Central HP <5.4 tons | HEIL | HRCU-A-CB (Split System: Heat Pump with Remote Outdoor Unit-Air-Source) | H5H0V48*K*AAA* |  |  | EA*5X61M21A*+WALLCON | *95CSU0601716B* | 45500 | 17.5 | 9 | 48000 | 34200 | 71.25% | 2.06 | 0 | 9.5 |  |  |  | No | R-454B | 3.7917 | Residential & Commercial | No
215681706 | Central HP <5.4 tons | AIRQUEST | HRCU-A-CB (Split System: Heat Pump with Remote Outdoor Unit-Air-Source) | H5H0V48*K*AAA* |  |  | ESH5X60M12A*+WALLCON | *80CSU1002120B* | 45500 | 16.5 | 8.5 | 48000 | 33800 | 70.42% | 2.08 | 0 | 9.5 |  |  |  | No | R-454B | 3.7917 | Residential & Commercial | No
211227413 | Central HP <5.4 tons | TEMPSTAR | HRCU-A-CB (Split System: Heat Pump with Remote Outdoor Unit-Air-Source) | DLCURAH36ABK |  |  | EA*4X42L21A* | *80VSL0902120A* | 35000 | 16 | 8.1 | 38500 | 35000 | 90.91% | 1.86 | 0 | 9.5 |  |  |  | No | R-410A | 2.9167 | Residential & Commercial | No
211227699 | Central HP <5.4 tons | TEMPSTAR | HRCU-A-CB (Split System: Heat Pump with Remote Outdoor Unit-Air-Source) | DLCURAH36ABK |  |  | EA*4X42L21A* | *96VTN0802120A* | 35000 | 16 | 8.1 | 38500 | 35000 | 90.91% | 1.86 | 0 | 9.5 |  |  |  | No | R-410A | 2.9167 | Residential & Commercial | No
215668532 | Central HP <5.4 tons | HEIL | HRCU-A-CB (Split System: Heat Pump with Remote Outdoor Unit-Air-Source) | H5H0V36*K*AAA* |  |  | EA*5X37M17A*+WALLCON | *80CSU0401712A* | 34000 | 17.5 | 9 | 35600 | 25400 | 71.35% | 1.88 | 0 | 9 |  |  |  | No | R-454B | 2.8333 | Residential & Commercial | No
215679446 | Central HP <5.4 tons | AIRQUEST | HRCU-A-CB (Split System: Heat Pump with Remote Outdoor Unit-Air-Source) | H5H0V36*K*AAA* |  |  | EA*5X43M21A*+WALLCON | *97CTN0601716A* | 34200 | 17.5 | 9 | 35600 | 25400 | 71.35% | 1.88 | 0 | 9.5 |  |  |  | No | R-454B | 2.85 | Residential & Commercial | No
211379446 | Central HP <5.4 tons | YORK | HRCU-A-CB (Split System: Heat Pump with Remote Outdoor Unit-Air-Source) | HMH72B341 |  |  | XAHD48FBCN1 | TM9E080C16MP12 | 33600 | 16.5 | 8.1 | 32800 | 24200 | 73.78% | 2.04 | 0 | 9 |  |  |  | No | R-410A | 2.8 | Residential & Commercial | No
211378603 | Central HP <5.4 tons | YORK | HRCU-A-CB (Split System: Heat Pump with Remote Outdoor Unit-Air-Source) | HMH72B341 |  |  | XAFB30CXXN1+TXV | TMLE100B12MP11 | 32800 | 17.5 | 8.1 | 33400 | 23400 | 70.06% | 2.04 | 0 | 9.5 |  |  |  | No | R-410A | 2.7333 | Residential & Commercial | No
211379071 | Central HP <5.4 tons | YORK | HRCU-A-CB (Split System: Heat Pump with Remote Outdoor Unit-Air-Source) | HMH72B341 |  |  | XAHD48FBCN1 | TM9V120D20MP12 | 33400 | 16.5 | 8.5 | 32000 | 23200 | 72.5% | 2.06 | 0 | 9.5 |  |  |  | No | R-410A | 2.7833 | Residential & Commercial | No
211379203 | Central HP <5.4 tons | YORK | HRCU-A-CB (Split System: Heat Pump with Remote Outdoor Unit-Air-Source) | HMH72B341 |  |  | XAHC48FBCN1 | TP9C100C16MP13 | 33000 | 16.5 | 8.5 | 31800 | 23200 | 72.96% | 2.04 | 0 | 9 |  |  |  | No | R-410A | 2.75 | Residential & Commercial | No
211379220 | Central HP <5.4 tons | YORK | HRCU-A-CB (Split System: Heat Pump with Remote Outdoor Unit-Air-Source) | HMH72B341 |  |  | XAFD48FBCN1 | TP9C100C16MP13 | 33800 | 16.5 | 8.5 | 32400 | 23600 | 72.84% | 2.08 | 0 | 9.5 |  |  |  | No | R-410A | 2.8167 | Residential & Commercial | No
211379238 | Central HP <5.4 tons | YORK | HRCU-A-CB (Split System: Heat Pump with Remote Outdoor Unit-Air-Source) | HMH72B341 |  |  | XAFC48FBCN1 | TP9C100C16MP13 | 33800 | 16.5 | 8.5 | 32400 | 23800 | 73.46% | 2.08 | 0 | 9.5 |  |  |  | No | R-410A | 2.8167 | Residential & Commercial | No
211379306 | Central HP <5.4 tons | YORK | HRCU-A-CB (Split System: Heat Pump with Remote Outdoor Unit-Air-Source) | HMH72B341 |  |  | XAFC48FXXN1+TXV | TP9C080C16MP13 | 33400 | 16.5 | 8.5 | 32400 | 23600 | 72.84% | 2.06 | 0 | 9.5 |  |  |  | No | R-410A | 2.7833 | Residential & Commercial | No
211379339 | Central HP <5.4 tons | YORK | HRCU-A-CB (Split System: Heat Pump with Remote Outdoor Unit-Air-Source) | HMH72B341 |  |  | XAHC48FBCN1 | TM9V080B12MP12 | 32800 | 16 | 8.1 | 32200 | 23600 | 73.29% | 2.02 | 0 | 9 |  |  |  | No | R-410A | 2.7333 | Residential & Commercial | No
211379389 | Central HP <5.4 tons | YORK | HRCU-A-CB (Split System: Heat Pump with Remote Outdoor Unit-Air-Source) | HMH72B341 |  |  | XAHC48FBCN1 | YP9C060B12MP13 | 32400 | 16 | 8.1 | 32000 | 23400 | 73.12% | 2 | 0 | 9 |  |  |  | No | R-410A | 2.7 | Residential & Commercial | No
211379406 | Central HP <5.4 tons | YORK | HRCU-A-CB (Split System: Heat Pump with Remote Outdoor Unit-Air-Source) | HMH72B341 |  |  | XAFC48FBCN1 | TP9C060B12MP13 | 33000 | 16.5 | 8.1 | 32400 | 24000 | 74.07% | 2.04 | 0 | 9 |  |  |  | No | R-410A | 2.75 | Residential & Commercial | No
211379438 | Central HP <5.4 tons | YORK | HRCU-A-CB (Split System: Heat Pump with Remote Outdoor Unit-Air-Source) | HMH72B341 |  |  | XAFC48FBCN1 | TM9E100C16MP12 | 33400 | 17 | 8.5 | 32400 | 23600 | 72.84% | 2.06 | 0 | 9.5 |  |  |  | No | R-410A | 2.7833 | Residential & Commercial | No
211379490 | Central HP <5.4 tons | YORK | HRCU-A-CB (Split System: Heat Pump with Remote Outdoor Unit-Air-Source) | HMH72B341 |  |  | XAFC48FXXN1+TXV | TM9E060B12MP12 | 33200 | 16.5 | 8.1 | 32600 | 24000 | 73.62% | 2.02 | 0 | 9 |  |  |  | No | R-410A | 2.7667 | Residential & Commercial | No
211377752 | Central HP <5.4 tons | YORK | HRCU-A-CB (Split System: Heat Pump with Remote Outdoor Unit-Air-Source) | HMH72B341 |  |  | XAFC36DXXN1+TXV | TP9C060B12MP13 | 34000 | 17.5 | 8.1 | 34000 | 24200 | 71.18% | 2.06 | 0 | 9.5 |  |  |  | No | R-410A | 2.8333 | Residential & Commercial | No
211377849 | Central HP <5.4 tons | YORK | HRCU-A-CB (Split System: Heat Pump with Remote Outdoor Unit-Air-Source) | HMH72B341 |  |  | XAHC30CXXN1+TXV | TM9E100C16MP12 | 32200 | 17.5 | 8.1 | 32400 | 22800 | 70.37% | 2 | 0 | 9.5 |  |  |  | No | R-410A | 2.6833 | Residential & Commercial | No
211377867 | Central HP <5.4 tons | YORK | HRCU-A-CB (Split System: Heat Pump with Remote Outdoor Unit-Air-Source) | HMH72B341 |  |  | XAHC36DXXN1+TXV | TM9E080B12MP12 | 33400 | 17 | 8.1 | 33200 | 23400 | 70.48% | 2.02 | 0 | 9.5 |  |  |  | No | R-410A | 2.7833 | Residential & Commercial | No
211227866 | Central HP <5.4 tons | TEMPSTAR | HRCU-A-CB (Split System: Heat Pump with Remote Outdoor Unit-Air-Source) | DLCURAH36ABK |  |  | EA*4X42L24A* | *80VSL0702120A* | 35400 | 16 | 8.1 | 38500 | 35000 | 90.91% | 1.88 | 0 | 9.5 |  |  |  | No | R-410A | 2.95 | Residential & Commercial | No
211229083 | Central HP <5.4 tons | TEMPSTAR | HRCU-A-CB (Split System: Heat Pump with Remote Outdoor Unit-Air-Source) | DLCURAH36ABK |  |  | EA*4X48L21A* | *96VSN0601714A* | 35400 | 15.5 | 8.1 | 38500 | 34800 | 90.39% | 2.02 | 0 | 9.5 |  |  |  | No | R-410A | 2.95 | Residential & Commercial | No
211229200 | Central HP <5.4 tons | TEMPSTAR | HRCU-A-CB (Split System: Heat Pump with Remote Outdoor Unit-Air-Source) | DLCURAH36ABK |  |  | EA*4X48L21A* | OLV098A12* | 35400 | 15.2 | 8.1 | 38500 | 34800 | 90.39% | 2.02 | 0 | 9.5 |  |  |  | No | R-410A | 2.95 | Residential & Commercial | No
215675695 | Central HP <5.4 tons | HEIL | HRCU-A-CB (Split System: Heat Pump with Remote Outdoor Unit-Air-Source) | H5H0V48*K*AAA* |  |  | EVM5X60M21A*+WALLCON | *80CTL0451712B* | 47500 | 18 | 9 | 50000 | 37600 | 75.2% | 1.98 | 0 | 9.5 |  |  |  | No | R-454B | 3.9583 | Residential & Commercial | No
215676706 | Central HP <5.4 tons | AIRQUEST | HRCU-A-CB (Split System: Heat Pump with Remote Outdoor Unit-Air-Source) | H5H0V48*K*AAA* |  |  | EVD5X61M21A*+WALLCON | *80CTL0451712B* | 48000 | 18.5 | 9 | 50000 | 37600 | 75.2% | 1.98 | 0 | 9.5 |  |  |  | No | R-454B | 4 | Residential & Commercial | No
215674066 | Central HP <5.4 tons | HEIL | HRCU-A-CB (Split System: Heat Pump with Remote Outdoor Unit-Air-Source) | H5H0V48*K*AAA* |  |  | EA*5X48M21A*+WALLCON | *80CTL1102120B* | 44500 | 18 | 9 | 48500 | 34000 | 70.1% | 2.06 | 0 | 9.5 |  |  |  | No | R-454B | 3.7083 | Residential & Commercial | No
215681386 | Central HP <5.4 tons | AIRQUEST | HRCU-A-CB (Split System: Heat Pump with Remote Outdoor Unit-Air-Source) | H5H0V48*K*AAA* |  |  | EA*5X60M24A*+WALLCON | *80CSU0802120B* | 45500 | 18 | 9 | 47000 | 33400 | 71.06% | 2.06 | 0 | 9.5 |  |  |  | No | R-454B | 3.7917 | Residential & Commercial | No
215679255 | Central HP <5.4 tons | HEIL | HRCU-A-CB (Split System: Heat Pump with Remote Outdoor Unit-Air-Source) | H5H0V36*K*AAA* |  |  | EA*5X37M17A*+WALLCON | *97CTN0601716A* | 33600 | 17 | 9 | 36000 | 25800 | 71.67% | 1.88 | 0 | 9 |  |  |  | No | R-454B | 2.8 | Residential & Commercial | No
215668556 | Central HP <5.4 tons | HEIL | HRCU-A-CB (Split System: Heat Pump with Remote Outdoor Unit-Air-Source) | H5H0V36*K*AAA* |  |  | EA*5X37M17A*+WALLCON | *80CTL0701412B* | 33800 | 17.5 | 9 | 35800 | 25600 | 71.51% | 1.86 | 0 | 9.5 |  |  |  | No | R-454B | 2.8167 | Residential & Commercial | No
211378019 | Central HP <5.4 tons | YORK | HRCU-A-CB (Split System: Heat Pump with Remote Outdoor Unit-Air-Source) | HMH72B341 |  |  | XAHC36DBCN1 | TM8Y100C16MP11 | 34000 | 18 | 8.1 | 34000 | 24400 | 71.76% | 2.06 | 0 | 9.5 |  |  |  | No | R-410A | 2.8333 | Residential & Commercial | No
211378236 | Central HP <5.4 tons | YORK | HRCU-A-CB (Split System: Heat Pump with Remote Outdoor Unit-Air-Source) | HMH72B341 |  |  | XAHC36DXXN1+TXV | TPLC080B12MP13 | 32800 | 16.5 | 8.1 | 32800 | 23200 | 70.73% | 1.98 | 0 | 9.5 |  |  |  | No | R-410A | 2.7333 | Residential & Commercial | No
211378320 | Central HP <5.4 tons | YORK | HRCU-A-CB (Split System: Heat Pump with Remote Outdoor Unit-Air-Source) | HMH72B341 |  |  | XAFB36DXXN1+TXV | YPLC080B12MP13 | 33600 | 17 | 8.1 | 33600 | 23600 | 70.24% | 2.02 | 0 | 9.5 |  |  |  | No | R-410A | 2.8 | Residential & Commercial | No
215679235 | Central HP <5.4 tons | HEIL | HRCU-A-CB (Split System: Heat Pump with Remote Outdoor Unit-Air-Source) | H5H0V36*K*AAA* |  |  | EA*5X37M17A*+WALLCON | *80CSU0401712B* | 34200 | 17 | 9 | 35600 | 25400 | 71.35% | 1.88 | 0 | 9.5 |  |  |  | No | R-454B | 2.85 | Residential & Commercial | No
215674736 | Central HP <5.4 tons | HEIL | HRCU-A-CB (Split System: Heat Pump with Remote Outdoor Unit-Air-Source) | H5H0V48*K*AAA* |  |  | ESH5X48M12A*+WALLCON | *80CTL0451712B* | 44000 | 15.5 | 8.5 | 50000 | 35200 | 70.4% | 1.92 | 0 | 9 |  |  |  | No | R-454B | 3.6667 | Residential & Commercial | No
215674900 | Central HP <5.4 tons | HEIL | HRCU-A-CB (Split System: Heat Pump with Remote Outdoor Unit-Air-Source) | H5H0V48*K*AAA* |  |  | ESH5X48M12A*+WALLCON | *95CSU0601716B* | 44500 | 16 | 8.5 | 49500 | 34800 | 70.3% | 1.92 | 0 | 9 |  |  |  | No | R-454B | 3.7083 | Residential & Commercial | No
215677065 | Central HP <5.4 tons | HEIL | HRCU-A-CB (Split System: Heat Pump with Remote Outdoor Unit-Air-Source) | H5H0V60*K*AAA* |  |  | EVM5X60M21A*+WALLCON | *97CMN1002122B* | 56500 | 18.5 | 9 | 64000 | 45000 | 70.31% | 2.08 | 0 | 9 |  |  |  | No | R-454B | 4.7083 | Residential & Commercial | No
215677265 | Central HP <5.4 tons | HEIL | HRCU-A-CB (Split System: Heat Pump with Remote Outdoor Unit-Air-Source) | H5H0V60*K*AAA* |  |  | EVM5X61M24A*+WALLCON | *97CMN0602120B* | 56500 | 18 | 9 | 65000 | 45500 | 70% | 2.06 | 0 | 8.5 |  |  |  | No | R-454B | 4.7083 | Residential & Commercial | No
211378972 | Central HP <5.4 tons | YORK | HRCU-A-CB (Split System: Heat Pump with Remote Outdoor Unit-Air-Source) | HMH72B341 |  |  | XAFA30DXXN1+TXV | TL8E060A12UH11 | 33800 | 18 | 8.1 | 33800 | 23800 | 70.41% | 2.04 | 0 | 9.5 |  |  |  | No | R-410A | 2.8167 | Residential & Commercial | No
211377343 | Central HP <5.4 tons | YORK | HRCU-A-CB (Split System: Heat Pump with Remote Outdoor Unit-Air-Source) | HMH72B341 |  |  | XAHC30CXXN1+TXV | TM9Y100C16MP11 | 32200 | 17.5 | 8.1 | 32400 | 22800 | 70.37% | 2 | 0 | 9.5 |  |  |  | No | R-410A | 2.6833 | Residential & Commercial | No
211377411 | Central HP <5.4 tons | YORK | HRCU-A-CB (Split System: Heat Pump with Remote Outdoor Unit-Air-Source) | HMH72B341 |  |  | XAHC30CXXN1+TXV | TM9Y060B12MP11 | 31800 | 17 | 8.1 | 33000 | 23200 | 70.3% | 1.96 | 0 | 9 |  |  |  | No | R-410A | 2.65 | Residential & Commercial | No
211377420 | Central HP <5.4 tons | YORK | HRCU-A-CB (Split System: Heat Pump with Remote Outdoor Unit-Air-Source) | HMH72B341 |  |  | XAHB30CXXN1+TXV | TM9Y060B12MP11 | 31800 | 17 | 8.1 | 33000 | 23200 | 70.3% | 1.96 | 0 | 9 |  |  |  | No | R-410A | 2.65 | Residential & Commercial | No
211379336 | Central HP <5.4 tons | YORK | HRCU-A-CB (Split System: Heat Pump with Remote Outdoor Unit-Air-Source) | HMH72B341 |  |  | XAHC48FXXN1+TXV | YP9C080B12MP13 | 32800 | 16 | 8.1 | 32200 | 23600 | 73.29% | 2.02 | 0 | 9 |  |  |  | No | R-410A | 2.7333 | Residential & Commercial | No
211379522 | Central HP <5.4 tons | YORK | HRCU-A-CB (Split System: Heat Pump with Remote Outdoor Unit-Air-Source) | HMH72B341 |  |  | XAFD48FXXN1+TXV | TM8Y120C20MP11 | 34000 | 16.5 | 8.5 | 34000 | 24200 | 71.18% | 2.1 | 0 | 9.5 |  |  |  | No | R-410A | 2.8333 | Residential & Commercial | No
211379553 | Central HP <5.4 tons | YORK | HRCU-A-CB (Split System: Heat Pump with Remote Outdoor Unit-Air-Source) | HMH72B341 |  |  | XAHD48FXXN1+TXV | TM8Y080C16MP11 | 33600 | 17 | 8.1 | 32600 | 24000 | 73.62% | 2.04 | 0 | 9 |  |  |  | No | R-410A | 2.8 | Residential & Commercial | No
215675155 | Central HP <5.4 tons | HEIL | HRCU-A-CB (Split System: Heat Pump with Remote Outdoor Unit-Air-Source) | H5H0V48*K*AAA* |  |  | ESH5X60M12A*+WALLCON | *80CTL0451712B* | 45000 | 15.5 | 8.5 | 48500 | 34600 | 71.34% | 1.94 | 0 | 9 |  |  |  | No | R-454B | 3.75 | Residential & Commercial | No
211379573 | Central HP <5.4 tons | YORK | HRCU-A-CB (Split System: Heat Pump with Remote Outdoor Unit-Air-Source) | HMH72B341 |  |  | XAFD48FXXN1+TXV | TM8Y100C16MP11 | 34000 | 17.5 | 8.5 | 33200 | 24400 | 73.49% | 2.08 | 0 | 9 |  |  |  | No | R-410A | 2.8333 | Residential & Commercial | No
211377488 | Central HP <5.4 tons | YORK | HRCU-A-CB (Split System: Heat Pump with Remote Outdoor Unit-Air-Source) | HMH72B341 |  |  | XAHC36DXXN1+TXV | YP9C100C16MP13 | 33800 | 17 | 8.1 | 33400 | 23600 | 70.66% | 2.06 | 0 | 9.5 |  |  |  | No | R-410A | 2.8167 | Residential & Commercial | No
211377579 | Central HP <5.4 tons | YORK | HRCU-A-CB (Split System: Heat Pump with Remote Outdoor Unit-Air-Source) | HMH72B341 |  |  | XAHC36DXXN1+TXV | TM9V080B12MP12 | 33200 | 17 | 8.1 | 33200 | 23400 | 70.48% | 2.02 | 0 | 9.5 |  |  |  | No | R-410A | 2.7667 | Residential & Commercial | No
211377622 | Central HP <5.4 tons | YORK | HRCU-A-CB (Split System: Heat Pump with Remote Outdoor Unit-Air-Source) | HMH72B341 |  |  | XAHB30CXXN1+TXV | TP9C080B12MP13 | 32000 | 16.5 | 8.1 | 33400 | 23400 | 70.06% | 1.98 | 0 | 9 |  |  |  | No | R-410A | 2.6667 | Residential & Commercial | No
211377804 | Central HP <5.4 tons | YORK | HRCU-A-CB (Split System: Heat Pump with Remote Outdoor Unit-Air-Source) | HMH72B341 |  |  | XAUB30CXXN1+TXV | TM9V060B12MP12 | 32600 | 17 | 8.1 | 33600 | 23600 | 70.24% | 2.02 | 0 | 9.5 |  |  |  | No | R-410A | 2.7167 | Residential & Commercial | No
211377954 | Central HP <5.4 tons | YORK | HRCU-A-CB (Split System: Heat Pump with Remote Outdoor Unit-Air-Source) | HMH72B341 |  |  | XAHB30CXXN1+TXV | TM9E060A10MP12 | 31600 | 16.5 | 8.1 | 33000 | 23200 | 70.3% | 1.96 | 0 | 9 |  |  |  | No | R-410A | 2.6333 | Residential & Commercial | No
211377981 | Central HP <5.4 tons | YORK | HRCU-A-CB (Split System: Heat Pump with Remote Outdoor Unit-Air-Source) | HMH72B341 |  |  | XAHC36DXXN1+TXV | TM8Y100C20MP11 | 34000 | 17 | 8.1 | 33800 | 24200 | 71.6% | 2.08 | 0 | 9.5 |  |  |  | No | R-410A | 2.8333 | Residential & Commercial | No
213080483 | Central HP <5.4 tons | AIRQUEST | HRCU-A-CB (Split System: Heat Pump with Remote Outdoor Unit-Air-Source) | DLCURAH36ABK |  |  | EA*4X42L24A* | *96MSN1402422A* | 35200 | 16 | 8.1 | 38500 | 35000 | 90.91% | 1.88 | 0 | 9.5 |  |  |  | No | R-410A | 2.9333 | Residential & Commercial | No
211377990 | Central HP <5.4 tons | YORK | HRCU-A-CB (Split System: Heat Pump with Remote Outdoor Unit-Air-Source) | HMH72B341 |  |  | XAHC30CXXN1+TXV | TM8Y120C20MP11 | 32800 | 17 | 8.1 | 32800 | 23000 | 70.12% | 2.02 | 0 | 9.5 |  |  |  | No | R-410A | 2.7333 | Residential & Commercial | No
211379621 | Central HP <5.4 tons | YORK | HRCU-A-CB (Split System: Heat Pump with Remote Outdoor Unit-Air-Source) | HMH72B341 |  |  | XAHC48FXXN1+TXV | TM8V100C20MP12 | 33800 | 16.5 | 8.5 | 32400 | 23800 | 73.46% | 2.06 | 0 | 9 |  |  |  | No | R-410A | 2.8167 | Residential & Commercial | No
211379655 | Central HP <5.4 tons | YORK | HRCU-A-CB (Split System: Heat Pump with Remote Outdoor Unit-Air-Source) | HMH72B341 |  |  | XAHC48FBCN1 | YPLC120C20MP13 | 33800 | 16.5 | 8.5 | 32400 | 23800 | 73.46% | 2.06 | 0 | 9 |  |  |  | No | R-410A | 2.8167 | Residential & Commercial | No
211379672 | Central HP <5.4 tons | YORK | HRCU-A-CB (Split System: Heat Pump with Remote Outdoor Unit-Air-Source) | HMH72B341 |  |  | XAHD48FXXN1+TXV | YPLC080C16MP13 | 33600 | 16 | 8.5 | 32400 | 23800 | 73.46% | 2.06 | 0 | 9 |  |  |  | No | R-410A | 2.8 | Residential & Commercial | No
211380105 | Central HP <5.4 tons | YORK | HRCU-A-CB (Split System: Heat Pump with Remote Outdoor Unit-Air-Source) | HMH72B341 |  |  | XAFD48FBCN1 | TL9E100C20UH11 | 34000 | 16 | 8.5 | 32400 | 23800 | 73.46% | 2.08 | 0 | 9.5 |  |  |  | No | R-410A | 2.8333 | Residential & Commercial | No
211379681 | Central HP <5.4 tons | YORK | HRCU-A-CB (Split System: Heat Pump with Remote Outdoor Unit-Air-Source) | HMH72B341 |  |  | XAHD48FBCN1 | TM8V080C16MP12 | 33600 | 16 | 8.5 | 32400 | 23800 | 73.46% | 2.06 | 0 | 9 |  |  |  | No | R-410A | 2.8 | Residential & Commercial | No
211377375 | Central HP <5.4 tons | YORK | HRCU-A-CB (Split System: Heat Pump with Remote Outdoor Unit-Air-Source) | HMH72B341 |  |  | XAHC36DBCN1 | TM9Y080B12MP11 | 33400 | 17.5 | 8.1 | 33600 | 24000 | 71.43% | 2.02 | 0 | 9.5 |  |  |  | No | R-410A | 2.7833 | Residential & Commercial | No
211377389 | Central HP <5.4 tons | YORK | HRCU-A-CB (Split System: Heat Pump with Remote Outdoor Unit-Air-Source) | HMH72B341 |  |  | XAFC30CXXN1+TXV | TM9Y080B12MP11 | 32800 | 17.5 | 8.1 | 34000 | 23800 | 70% | 2.02 | 0 | 9.5 |  |  |  | No | R-410A | 2.7333 | Residential & Commercial | No
215675185 | Central HP <5.4 tons | HEIL | HRCU-A-CB (Split System: Heat Pump with Remote Outdoor Unit-Air-Source) | H5H0V48*K*AAA* |  |  | ESH5X60M12A*+WALLCON | *80CTL0702120B* | 45500 | 16.5 | 8.5 | 48000 | 33800 | 70.42% | 2.06 | 0 | 9.5 |  |  |  | No | R-454B | 3.7917 | Residential & Commercial | No
215681786 | Central HP <5.4 tons | AIRQUEST | HRCU-A-CB (Split System: Heat Pump with Remote Outdoor Unit-Air-Source) | H5H0V48*K*AAA* |  |  | EVM5X48M21A*+WALLCON | *80CSU1002120B* | 47000 | 18 | 9 | 50000 | 36400 | 72.8% | 2 | 0 | 9.5 |  |  |  | No | R-454B | 3.9167 | Residential & Commercial | No
211379779 | Central HP <5.4 tons | YORK | HRCU-A-CB (Split System: Heat Pump with Remote Outdoor Unit-Air-Source) | HMH72B341 |  |  | XAFC48FXXN1+TXV | TM8V100C16MP12 | 34000 | 16.5 | 8.5 | 33200 | 24400 | 73.49% | 2.1 | 0 | 9 |  |  |  | No | R-410A | 2.8333 | Residential & Commercial | No
211379772 | Central HP <5.4 tons | YORK | HRCU-A-CB (Split System: Heat Pump with Remote Outdoor Unit-Air-Source) | HMH72B341 |  |  | XAFD48FBCN1 | TPLC100C16MP13 | 34000 | 16.5 | 8.5 | 33000 | 24400 | 73.94% | 2.1 | 0 | 9 |  |  |  | No | R-410A | 2.8333 | Residential & Commercial | No
211379856 | Central HP <5.4 tons | YORK | HRCU-A-CB (Split System: Heat Pump with Remote Outdoor Unit-Air-Source) | HMH72B341 |  |  | XAFC48FXXN1+TXV | TPLC080B12MP13 | 33000 | 16 | 8.1 | 32600 | 24000 | 73.62% | 2.02 | 0 | 9 |  |  |  | No | R-410A | 2.75 | Residential & Commercial | No
211379871 | Central HP <5.4 tons | YORK | HRCU-A-CB (Split System: Heat Pump with Remote Outdoor Unit-Air-Source) | HMH72B341 |  |  | XAFC48FBCN1 | YPLC080B12MP13 | 33000 | 16 | 8.1 | 32600 | 24000 | 73.62% | 2.02 | 0 | 9 |  |  |  | No | R-410A | 2.75 | Residential & Commercial | No
211379907 | Central HP <5.4 tons | YORK | HRCU-A-CB (Split System: Heat Pump with Remote Outdoor Unit-Air-Source) | HMH72B341 |  |  | XAFD48FBCN1 | TM8E120C16MP11 | 33600 | 17 | 8.5 | 32400 | 23600 | 72.84% | 2.08 | 0 | 9.5 |  |  |  | No | R-410A | 2.8 | Residential & Commercial | No
211379954 | Central HP <5.4 tons | YORK | HRCU-A-CB (Split System: Heat Pump with Remote Outdoor Unit-Air-Source) | HMH72B341 |  |  | XAFD48FXXN1+TXV | TMLE100C16MP11 | 33600 | 17 | 8.5 | 32400 | 23600 | 72.84% | 2.08 | 0 | 9.5 |  |  |  | No | R-410A | 2.8 | Residential & Commercial | No
211379972 | Central HP <5.4 tons | YORK | HRCU-A-CB (Split System: Heat Pump with Remote Outdoor Unit-Air-Source) | HMH72B341 |  |  | XAUC48FXXN1+TXV | TM8E100C16MP11 | 33600 | 17 | 8.5 | 32400 | 23600 | 72.84% | 2.06 | 0 | 9.5 |  |  |  | No | R-410A | 2.8 | Residential & Commercial | No
211380007 | Central HP <5.4 tons | YORK | HRCU-A-CB (Split System: Heat Pump with Remote Outdoor Unit-Air-Source) | HMH72B341 |  |  | XAUC48FXXN1+TXV | TMLE100B12MP11 | 33400 | 17 | 8.5 | 32400 | 23800 | 73.46% | 2.06 | 0 | 9.5 |  |  |  | No | R-410A | 2.7833 | Residential & Commercial | No
211380040 | Central HP <5.4 tons | YORK | HRCU-A-CB (Split System: Heat Pump with Remote Outdoor Unit-Air-Source) | HMH72B341 |  |  | XAFD48FBCN1 | TM8E080C16MP11 | 33400 | 17 | 8.5 | 32200 | 23400 | 72.67% | 2.06 | 0 | 9.5 |  |  |  | No | R-410A | 2.7833 | Residential & Commercial | No
211377393 | Central HP <5.4 tons | YORK | HRCU-A-CB (Split System: Heat Pump with Remote Outdoor Unit-Air-Source) | HMH72B341 |  |  | XAFB36DBCN1 | TM9Y080B12MP11 | 33600 | 17.5 | 8.5 | 33400 | 23600 | 70.66% | 2.04 | 0 | 9.5 |  |  |  | No | R-410A | 2.8 | Residential & Commercial | No
211378013 | Central HP <5.4 tons | YORK | HRCU-A-CB (Split System: Heat Pump with Remote Outdoor Unit-Air-Source) | HMH72B341 |  |  | XAHC36DXXN1+TXV | TM8Y100C16MP11 | 34000 | 18 | 8.1 | 34000 | 24400 | 71.76% | 2.06 | 0 | 9.5 |  |  |  | No | R-410A | 2.8333 | Residential & Commercial | No
211377468 | Central HP <5.4 tons | YORK | HRCU-A-CB (Split System: Heat Pump with Remote Outdoor Unit-Air-Source) | HMH72B341 |  |  | XAFC36DBCN1 | TP9C100C20MP13 | 34000 | 17.5 | 8.1 | 34000 | 24800 | 72.94% | 2.12 | 0 | 9.5 |  |  |  | No | R-410A | 2.8333 | Residential & Commercial | No
212980518 | Central HP <5.4 tons | TEMPSTAR | HRCU-A-CB (Split System: Heat Pump with Remote Outdoor Unit-Air-Source) | DLCURAH30ABK |  |  | EA*4X37L21A* | *80MS(N,L)0902120A* | 30800 | 15.2 | 8.5 | 33600 | 27400 | 81.55% | 1.8 | 0 | 9 |  |  |  | No | R-410A | 2.5667 | Residential & Commercial | No
212980551 | Central HP <5.4 tons | TEMPSTAR | HRCU-A-CB (Split System: Heat Pump with Remote Outdoor Unit-Air-Source) | DLCURAH30ABK |  |  | EA*4X43L21A* | *80MS(N,L)0902120A* | 30800 | 15.2 | 8.5 | 33600 | 28200 | 83.93% | 1.76 | 0 | 9 |  |  |  | No | R-410A | 2.5667 | Residential & Commercial | No
215668613 | Central HP <5.4 tons | AIRQUEST | HRCU-A-CB (Split System: Heat Pump with Remote Outdoor Unit-Air-Source) | H5H0V36*K*AAA* |  |  | EA*5X37M17A*+WALLCON | *96CTN0601714B* | 33800 | 17.5 | 9 | 35800 | 25600 | 71.51% | 1.86 | 0 | 9.5 |  |  |  | No | R-454B | 2.8167 | Residential & Commercial | No
215679305 | Central HP <5.4 tons | HEIL | HRCU-A-CB (Split System: Heat Pump with Remote Outdoor Unit-Air-Source) | H5H0V36*K*AAA* |  |  | EA*5X37M21A*+WALLCON | *97CTN0601716A* | 34200 | 17.5 | 9 | 35600 | 25400 | 71.35% | 1.88 | 0 | 9.5 |  |  |  | No | R-454B | 2.85 | Residential & Commercial | No
213080551 | Central HP <5.4 tons | AIRQUEST | HRCU-A-CB (Split System: Heat Pump with Remote Outdoor Unit-Air-Source) | DLCURAH36ABK |  |  | EA*4X42L21A* | *95MSU0401712A* | 35200 | 15.2 | 8.1 | 39000 | 35200 | 90.26% | 1.88 | 0 | 9.5 |  |  |  | No | R-410A | 2.9333 | Residential & Commercial | No
212980932 | Central HP <5.4 tons | TEMPSTAR | HRCU-A-CB (Split System: Heat Pump with Remote Outdoor Unit-Air-Source) | DLCURAH30ABK |  |  | EA*4X42L21A* | *80MS(N,L)1102120A* | 30400 | 15.2 | 8.1 | 34400 | 27400 | 79.65% | 1.82 | 0 | 9 |  |  |  | No | R-410A | 2.5333 | Residential & Commercial | No
211712947 | Central HP <5.4 tons | DAY & NIGHT | HRCU-A-CB (Split System: Heat Pump with Remote Outdoor Unit-Air-Source) | DLCURAH30ABK |  |  | EA*4X42L24A* | *80ESU0802120A | 29800 | 15.2 | 8.1 | 33800 | 27200 | 80.47% | 1.78 | 0 | 9 |  |  |  | No | R-410A | 2.4833 | Residential & Commercial | No
211713399 | Central HP <5.4 tons | DAY & NIGHT | HRCU-A-CB (Split System: Heat Pump with Remote Outdoor Unit-Air-Source) | DLCURAH30ABK |  |  | EA*4X43L21A* | *80ESU0601716A | 31200 | 15.2 | 8.5 | 33400 | 26000 | 77.84% | 1.86 | 0 | 9 |  |  |  | No | R-410A | 2.6 | Residential & Commercial | No
211712246 | Central HP <5.4 tons | DAY & NIGHT | HRCU-A-CB (Split System: Heat Pump with Remote Outdoor Unit-Air-Source) | DLCURAH30ABK |  |  | EA*4X42L21A* | *96VTN1002122A* | 29600 | 15.2 | 8.1 | 33600 | 27400 | 81.55% | 1.78 | 0 | 9 |  |  |  | No | R-410A | 2.4667 | Residential & Commercial | No
215681356 | Central HP <5.4 tons | AIRQUEST | HRCU-A-CB (Split System: Heat Pump with Remote Outdoor Unit-Air-Source) | H5H0V48*K*AAA* |  |  | EA*5X48M21A*+WALLCON | *97CTN0802120A* | 44000 | 17.5 | 9 | 48500 | 34200 | 70.52% | 2.06 | 0 | 9.5 |  |  |  | No | R-454B | 3.6667 | Residential & Commercial | No
215681726 | Central HP <5.4 tons | AIRQUEST | HRCU-A-CB (Split System: Heat Pump with Remote Outdoor Unit-Air-Source) | H5H0V48*K*AAA* |  |  | ESH5X60M12A*+WALLCON | *97CTN0802120A* | 45500 | 16.5 | 8.5 | 48000 | 33800 | 70.42% | 2.06 | 0 | 9.5 |  |  |  | No | R-454B | 3.7917 | Residential & Commercial | No
215679776 | Central HP <5.4 tons | AIRQUEST | HRCU-A-CB (Split System: Heat Pump with Remote Outdoor Unit-Air-Source) | H5H0V36*K*AAA* |  |  | ESH5X36M12A*+WALLCON | *97CTN1202422A* | 33800 | 16.5 | 8.5 | 35800 | 25400 | 70.95% | 1.76 | 0 | 9.5 |  |  |  | No | R-454B | 2.8167 | Residential & Commercial | No
215668621 | Central HP <5.4 tons | AIRQUEST | HRCU-A-CB (Split System: Heat Pump with Remote Outdoor Unit-Air-Source) | H5H0V36*K*AAA* |  |  | EA*5X37M17A*+WALLCON | *96CTN0801714B* | 33800 | 17.5 | 9 | 35800 | 25600 | 71.51% | 1.88 | 0 | 9.5 |  |  |  | No | R-454B | 2.8167 | Residential & Commercial | No
215668548 | Central HP <5.4 tons | HEIL | HRCU-A-CB (Split System: Heat Pump with Remote Outdoor Unit-Air-Source) | H5H0V36*K*AAA* |  |  | EA*5X37M17A*+WALLCON | *80CTL0451712B* | 33600 | 17 | 9 | 36000 | 25800 | 71.67% | 1.86 | 0 | 9 |  |  |  | No | R-454B | 2.8 | Residential & Commercial | No
211377822 | Central HP <5.4 tons | YORK | HRCU-A-CB (Split System: Heat Pump with Remote Outdoor Unit-Air-Source) | HMH72B341 |  |  | XAFB36DXXN1+TXV | TM9V040A10MP12 | 33200 | 17 | 8.1 | 33200 | 23400 | 70.48% | 2 | 0 | 9.5 |  |  |  | No | R-410A | 2.7667 | Residential & Commercial | No
211378022 | Central HP <5.4 tons | YORK | HRCU-A-CB (Split System: Heat Pump with Remote Outdoor Unit-Air-Source) | HMH72B341 |  |  | XAHC36DBCN1 | TM8Y080C16MP11 | 34000 | 18 | 8.1 | 34000 | 24400 | 71.76% | 2.06 | 0 | 9.5 |  |  |  | No | R-410A | 2.8333 | Residential & Commercial | No
211380099 | Central HP <5.4 tons | YORK | HRCU-A-CB (Split System: Heat Pump with Remote Outdoor Unit-Air-Source) | HMH72B341 |  |  | XAHC48FBCN1 | TL9E100C20UH11 | 33400 | 15.5 | 8.5 | 32000 | 23400 | 73.12% | 2.04 | 0 | 9 |  |  |  | No | R-410A | 2.7833 | Residential & Commercial | No
211380131 | Central HP <5.4 tons | YORK | HRCU-A-CB (Split System: Heat Pump with Remote Outdoor Unit-Air-Source) | HMH72B341 |  |  | XAFD48FBCN1 | TL9E080C16UH11 | 34000 | 16.5 | 8.5 | 32800 | 24200 | 73.78% | 2.08 | 0 | 9 |  |  |  | No | R-410A | 2.8333 | Residential & Commercial | No
215668564 | Central HP <5.4 tons | HEIL | HRCU-A-CB (Split System: Heat Pump with Remote Outdoor Unit-Air-Source) | H5H0V36*K*AAA* |  |  | EA*5X37M17A*+WALLCON | *80CTL0701716B* | 33800 | 17.5 | 9 | 35800 | 25600 | 71.51% | 1.88 | 0 | 9.5 |  |  |  | No | R-454B | 2.8167 | Residential & Commercial | No
211240297 | Central HP <5.4 tons | TEMPSTAR | HRCU-A-CB (Split System: Heat Pump with Remote Outdoor Unit-Air-Source) | DLCURAH24ABK |  |  | EA*4X24L14A* | *96VTN0401410A* | 23400 | 15.5 | 8.5 | 26800 | 24800 | 92.54% | 2.04 | 0 | 9.5 |  |  |  | No | R-410A | 1.95 | Residential & Commercial | No
211380149 | Central HP <5.4 tons | YORK | HRCU-A-CB (Split System: Heat Pump with Remote Outdoor Unit-Air-Source) | HMH72B341 |  |  | XAFC48FXXN1+TXV | TL9E060B12UH11 | 33200 | 17 | 8.1 | 32600 | 24000 | 73.62% | 2.02 | 0 | 9 |  |  |  | No | R-410A | 2.7667 | Residential & Commercial | No
211377545 | Central HP <5.4 tons | YORK | HRCU-A-CB (Split System: Heat Pump with Remote Outdoor Unit-Air-Source) | HMH72B341 |  |  | XAHC36DBCN1 | TM9V080C16MP12 | 33400 | 17 | 8.1 | 33200 | 23400 | 70.48% | 2.04 | 0 | 9.5 |  |  |  | No | R-410A | 2.7833 | Residential & Commercial | No
215675405 | Central HP <5.4 tons | HEIL | HRCU-A-CB (Split System: Heat Pump with Remote Outdoor Unit-Air-Source) | H5H0V48*K*AAA* |  |  | EVM5X48M21A*+WALLCON | *95CSU0601716B* | 46500 | 17.5 | 9 | 50000 | 37000 | 74% | 1.98 | 0 | 9.5 |  |  |  | No | R-454B | 3.875 | Residential & Commercial | No
215675275 | Central HP <5.4 tons | HEIL | HRCU-A-CB (Split System: Heat Pump with Remote Outdoor Unit-Air-Source) | H5H0V48*K*AAA* |  |  | ESH5X60M12A*+WALLCON | *97CMN0801714B* | 45000 | 16 | 8.5 | 48500 | 34200 | 70.52% | 1.94 | 0 | 9 |  |  |  | No | R-454B | 3.75 | Residential & Commercial | No
215675355 | Central HP <5.4 tons | HEIL | HRCU-A-CB (Split System: Heat Pump with Remote Outdoor Unit-Air-Source) | H5H0V48*K*AAA* |  |  | EVM5X48M21A*+WALLCON | *80CSU0601716A* | 47000 | 18 | 9 | 50000 | 36400 | 72.8% | 1.98 | 0 | 9.5 |  |  |  | No | R-454B | 3.9167 | Residential & Commercial | No
211241748 | Central HP <5.4 tons | TEMPSTAR | HRCU-A-CB (Split System: Heat Pump with Remote Outdoor Unit-Air-Source) | DLCURAH24ABK |  |  | EA*4X30L17A* | *92ESN0401410A* | 24000 | 15.2 | 8.5 | 26600 | 23000 | 86.47% | 1.86 | 0 | 9.5 |  |  |  | No | R-410A | 2 | Residential & Commercial | No
215674034 | Central HP <5.4 tons | CARRIER | HRCU-A-CB (Split System: Heat Pump with Remote Outdoor Unit-Air-Source) | 27VNA048A*030* |  |  | CAA**4821AM*+UI | 58TN*B070C21**20 | 44000 | 17.5 | 9 | 48500 | 34200 | 70.52% | 2.06 | 0 | 9.5 |  |  |  | No | R-454B | 3.6667 | Residential & Commercial | No
215673994 | Central HP <5.4 tons | CARRIER | HRCU-A-CB (Split System: Heat Pump with Remote Outdoor Unit-Air-Source) | 27VNA048A*030* |  |  | CAA**4821AM*+UI | 58CU*A080C21**20 | 44500 | 18 | 9 | 48500 | 34000 | 70.1% | 2.06 | 0 | 9.5 |  |  |  | No | R-454B | 3.7083 | Residential & Commercial | No
215674044 | Central HP <5.4 tons | CARRIER | HRCU-A-CB (Split System: Heat Pump with Remote Outdoor Unit-Air-Source) | 27VNA048A*030* |  |  | CAA**4821AM*+UI | 58TN*B090C17**16 | 44000 | 17.5 | 9 | 48500 | 34200 | 70.52% | 2.06 | 0 | 9.5 |  |  |  | No | R-454B | 3.6667 | Residential & Commercial | No
215674024 | Central HP <5.4 tons | CARRIER | HRCU-A-CB (Split System: Heat Pump with Remote Outdoor Unit-Air-Source) | 27VNA048A*030* |  |  | CAA**4821AM*+UI | 58TN*B070C17**16 | 44000 | 17.5 | 9 | 49000 | 34400 | 70.2% | 2.04 | 0 | 9.5 |  |  |  | No | R-454B | 3.6667 | Residential & Commercial | No
215674054 | Central HP <5.4 tons | CARRIER | HRCU-A-CB (Split System: Heat Pump with Remote Outdoor Unit-Air-Source) | 27VNA048A*030* |  |  | CAA**4821AM*+UI | 58TN*B090C21**20 | 44500 | 18 | 9 | 48500 | 34000 | 70.1% | 2.06 | 0 | 9.5 |  |  |  | No | R-454B | 3.7083 | Residential & Commercial | No
215674404 | Central HP <5.4 tons | CARRIER | HRCU-A-CB (Split System: Heat Pump with Remote Outdoor Unit-Air-Source) | 27VNA048A*030* |  |  | CAA**6121AM*+UI | 59MN7C060C21**20 | 45500 | 17.5 | 9 | 48000 | 34200 | 71.25% | 2.06 | 0 | 9.5 |  |  |  | No | R-454B | 3.7917 | Residential & Commercial | No
215675213 | Central HP <5.4 tons | CARRIER | HRCU-A-CB (Split System: Heat Pump with Remote Outdoor Unit-Air-Source) | 27VNA048A*030* |  |  | CSAH*6012AM*+UI | 58TN*B110C21**20 | 45500 | 16.5 | 8.5 | 48000 | 33600 | 70% | 2.06 | 0 | 9.5 |  |  |  | No | R-454B | 3.7917 | Residential & Commercial | No
215674124 | Central HP <5.4 tons | CARRIER | HRCU-A-CB (Split System: Heat Pump with Remote Outdoor Unit-Air-Source) | 27VNA048A*030* |  |  | CAA**4821AM*+UI | 59MN7C100C21**22 | 44000 | 17.5 | 9 | 48500 | 34000 | 70.1% | 2.04 | 0 | 9.5 |  |  |  | No | R-454B | 3.6667 | Residential & Commercial | No
215675114 | Central HP <5.4 tons | CARRIER | HRCU-A-CB (Split System: Heat Pump with Remote Outdoor Unit-Air-Source) | 27VNA048A*030* |  |  | CSAH*6012AM*+UI | 58CU*A060C17**16 | 45500 | 16.5 | 8.5 | 48000 | 33800 | 70.42% | 2.06 | 0 | 9.5 |  |  |  | No | R-454B | 3.7917 | Residential & Commercial | No
215675523 | Central HP <5.4 tons | CARRIER | HRCU-A-CB (Split System: Heat Pump with Remote Outdoor Unit-Air-Source) | 27VNA048A*030* |  |  | CVAMA4921XMA*+UI | 58TN*B045C17**12 | 47500 | 18 | 9 | 50000 | 37600 | 75.2% | 1.98 | 0 | 9.5 |  |  |  | No | R-454B | 3.9583 | Residential & Commercial | No
215675433 | Central HP <5.4 tons | CARRIER | HRCU-A-CB (Split System: Heat Pump with Remote Outdoor Unit-Air-Source) | 27VNA048A*030* |  |  | CVAMA4821XMA*+UI | 59MN7C060C21**20 | 46500 | 18 | 9 | 50000 | 37000 | 74% | 1.98 | 0 | 9.5 |  |  |  | No | R-454B | 3.875 | Residential & Commercial | No
215675243 | Central HP <5.4 tons | CARRIER | HRCU-A-CB (Split System: Heat Pump with Remote Outdoor Unit-Air-Source) | 27VNA048A*030* |  |  | CSAH*6012AM*+UI | 59CU5B080C21**20 | 45500 | 16.5 | 8.5 | 48000 | 33800 | 70.42% | 2.06 | 0 | 9.5 |  |  |  | No | R-454B | 3.7917 | Residential & Commercial | No
215674384 | Central HP <5.4 tons | CARRIER | HRCU-A-CB (Split System: Heat Pump with Remote Outdoor Unit-Air-Source) | 27VNA048A*030* |  |  | CAA**6121AM*+UI | 59CU5B060C17**16 | 45500 | 17.5 | 9 | 48000 | 34200 | 71.25% | 2.06 | 0 | 9.5 |  |  |  | No | R-454B | 3.7917 | Residential & Commercial | No
215675203 | Central HP <5.4 tons | CARRIER | HRCU-A-CB (Split System: Heat Pump with Remote Outdoor Unit-Air-Source) | 27VNA048A*030* |  |  | CSAH*6012AM*+UI | 58TN*B090C21**20 | 45500 | 16.5 | 8.5 | 48000 | 33600 | 70% | 2.06 | 0 | 9.5 |  |  |  | No | R-454B | 3.7917 | Residential & Commercial | No
215669092 | Central HP <5.4 tons | CARRIER | HRCU-A-CB (Split System: Heat Pump with Remote Outdoor Unit-Air-Source) | 27VNA036A*030* |  |  | CAA**4821AM*+UI | 58CU*A040C17**12 | 33800 | 18 | 9 | 35000 | 25000 | 71.43% | 1.88 | 0 | 9.5 |  |  |  | No | R-454B | 2.8167 | Residential & Commercial | No
213076508 | Central HP <5.4 tons | BRYANT HEATING AND COOLING SYSTEMS | HRCU-A-CB (Split System: Heat Pump with Remote Outdoor Unit-Air-Source) | 38MURAQ36AB3* |  |  | CAP**4221AL* | 82*TB48070V17*** | 35000 | 16 | 8.1 | 38500 | 35000 | 90.91% | 1.86 | 0 | 9.5 |  |  |  | No | R-410A | 2.9167 | Residential & Commercial | No
212383328 | Central HP <5.4 tons | BRYANT HEATING AND COOLING SYSTEMS | HRCU-A-CB (Split System: Heat Pump with Remote Outdoor Unit-Air-Source) | 38MURAQ36AB3* |  |  | CAP**3621AL* | 912SD48080E17*** | 35200 | 16 | 8.1 | 39000 | 35200 | 90.26% | 1.82 | 0 | 9.5 |  |  |  | No | R-410A | 2.9333 | Residential & Commercial | No
215679625 | Central HP <5.4 tons | HEIL | HRCU-A-CB (Split System: Heat Pump with Remote Outdoor Unit-Air-Source) | H5H0V36*K*AAA* |  |  | EA*5X61M21A*+WALLCON | *97CTN0601716A* | 34400 | 17.5 | 9 | 34600 | 25200 | 72.83% | 1.9 | 0 | 9.5 |  |  |  | No | R-454B | 2.8667 | Residential & Commercial | No
215668612 | Central HP <5.4 tons | HEIL | HRCU-A-CB (Split System: Heat Pump with Remote Outdoor Unit-Air-Source) | H5H0V36*K*AAA* |  |  | EA*5X37M17A*+WALLCON | *96CTN0601714B* | 33800 | 17.5 | 9 | 35800 | 25600 | 71.51% | 1.86 | 0 | 9.5 |  |  |  | No | R-454B | 2.8167 | Residential & Commercial | No
215668732 | Central HP <5.4 tons | HEIL | HRCU-A-CB (Split System: Heat Pump with Remote Outdoor Unit-Air-Source) | H5H0V36*K*AAA* |  |  | EA*5X37M21A*+WALLCON | *97CMN0602120B* | 34200 | 17.5 | 9 | 35400 | 25400 | 71.75% | 1.88 | 0 | 9.5 |  |  |  | No | R-454B | 2.85 | Residential & Commercial | No
215674977 | Central HP <5.4 tons | CARRIER | HRCU-A-CB (Split System: Heat Pump with Remote Outdoor Unit-Air-Source) | 27VNA048A*030* |  |  | CSAH*4812AM*+UI | 59MN7C080C17**14 | 44500 | 16 | 8.5 | 49500 | 34800 | 70.3% | 1.92 | 0 | 9 |  |  |  | No | R-454B | 3.7083 | Residential & Commercial | No
211377911 | Central HP <5.4 tons | YORK | HRCU-A-CB (Split System: Heat Pump with Remote Outdoor Unit-Air-Source) | HMH72B341 |  |  | XAHC36DBCN1 | TM9E060B12MP12 | 33400 | 17 | 8.1 | 33400 | 23800 | 71.26% | 2 | 0 | 9.5 |  |  |  | No | R-410A | 2.7833 | Residential & Commercial | No
211377920 | Central HP <5.4 tons | YORK | HRCU-A-CB (Split System: Heat Pump with Remote Outdoor Unit-Air-Source) | HMH72B341 |  |  | XAHB36DBCN1 | TM9E060B12MP12 | 33200 | 17 | 8.1 | 33200 | 23600 | 71.08% | 2 | 0 | 9.5 |  |  |  | No | R-410A | 2.7667 | Residential & Commercial | No
211379698 | Central HP <5.4 tons | YORK | HRCU-A-CB (Split System: Heat Pump with Remote Outdoor Unit-Air-Source) | HMH72B341 |  |  | XAHC48FXXN1+TXV | TM8V100C16MP12 | 33600 | 16.5 | 8.5 | 32400 | 23800 | 73.46% | 2.06 | 0 | 9 |  |  |  | No | R-410A | 2.8 | Residential & Commercial | No
211379730 | Central HP <5.4 tons | YORK | HRCU-A-CB (Split System: Heat Pump with Remote Outdoor Unit-Air-Source) | HMH72B341 |  |  | XAHC48FBCN1 | TPLC100C16MP13 | 33600 | 16.5 | 8.5 | 32400 | 23800 | 73.46% | 2.06 | 0 | 9 |  |  |  | No | R-410A | 2.8 | Residential & Commercial | No
215674558 | Central HP <5.4 tons | HEIL | HRCU-A-CB (Split System: Heat Pump with Remote Outdoor Unit-Air-Source) | H5H0V48*K*AAA* |  |  | EA*5X61M24A*+WALLCON | *97CMN0602120B* | 45500 | 17.5 | 9 | 48000 | 34200 | 71.25% | 2.06 | 0 | 9.5 |  |  |  | No | R-454B | 3.7917 | Residential & Commercial | No
215679805 | Central HP <5.4 tons | HEIL | HRCU-A-CB (Split System: Heat Pump with Remote Outdoor Unit-Air-Source) | H5H0V36*K*AAA* |  |  | ESH5X42M12A*+WALLCON | *80CSU0601716B* | 34000 | 16.5 | 8.5 | 35600 | 25200 | 70.79% | 1.78 | 0 | 9.5 |  |  |  | No | R-454B | 2.8333 | Residential & Commercial | No
215679975 | Central HP <5.4 tons | HEIL | HRCU-A-CB (Split System: Heat Pump with Remote Outdoor Unit-Air-Source) | H5H0V36*K*AAA* |  |  | ESH5X60M12A*+WALLCON | *97CTN0801716A* | 34400 | 16 | 8.5 | 34800 | 25000 | 71.84% | 1.78 | 0 | 9.5 |  |  |  | No | R-454B | 2.8667 | Residential & Commercial | No
215679745 | Central HP <5.4 tons | HEIL | HRCU-A-CB (Split System: Heat Pump with Remote Outdoor Unit-Air-Source) | H5H0V36*K*AAA* |  |  | ESH5X36M12A*+WALLCON | *97CTN0801716A* | 33400 | 16 | 8.5 | 36000 | 25600 | 71.11% | 1.76 | 0 | 9 |  |  |  | No | R-454B | 2.7833 | Residential & Commercial | No
211379816 | Central HP <5.4 tons | YORK | HRCU-A-CB (Split System: Heat Pump with Remote Outdoor Unit-Air-Source) | HMH72B341 |  |  | XAUC48FXXN1+TXV | TPLC080C16MP13 | 34000 | 16.5 | 8.5 | 33200 | 24400 | 73.49% | 2.1 | 0 | 9 |  |  |  | No | R-410A | 2.8333 | Residential & Commercial | No
211379831 | Central HP <5.4 tons | YORK | HRCU-A-CB (Split System: Heat Pump with Remote Outdoor Unit-Air-Source) | HMH72B341 |  |  | XAFC48FBCN1 | YPLC100C16MP13 | 34000 | 16.5 | 8.5 | 33200 | 24400 | 73.49% | 2.1 | 0 | 9 |  |  |  | No | R-410A | 2.8333 | Residential & Commercial | No
211379167 | Central HP <5.4 tons | YORK | HRCU-A-CB (Split System: Heat Pump with Remote Outdoor Unit-Air-Source) | HMH72B341 |  |  | XAFC48FBCN1 | YP9C100C20MP13 | 34000 | 16.5 | 8.5 | 33000 | 24200 | 73.33% | 2.1 | 0 | 9 |  |  |  | No | R-410A | 2.8333 | Residential & Commercial | No
211379217 | Central HP <5.4 tons | YORK | HRCU-A-CB (Split System: Heat Pump with Remote Outdoor Unit-Air-Source) | HMH72B341 |  |  | XAFD48FBCN1 | TM9V100C16MP12 | 33800 | 16.5 | 8.5 | 32400 | 23600 | 72.84% | 2.08 | 0 | 9.5 |  |  |  | No | R-410A | 2.8167 | Residential & Commercial | No
211380013 | Central HP <5.4 tons | YORK | HRCU-A-CB (Split System: Heat Pump with Remote Outdoor Unit-Air-Source) | HMH72B341 |  |  | XAHD48FXXN1+TXV | TMLE080C16MP11 | 32800 | 16.5 | 8.5 | 31600 | 23000 | 72.78% | 2.02 | 0 | 9.5 |  |  |  | No | R-410A | 2.7333 | Residential & Commercial | No
211380031 | Central HP <5.4 tons | YORK | HRCU-A-CB (Split System: Heat Pump with Remote Outdoor Unit-Air-Source) | HMH72B341 |  |  | XAHC48FBCN1 | TMLE080C16MP11 | 32800 | 16.5 | 8.5 | 31600 | 23000 | 72.78% | 2.04 | 0 | 9.5 |  |  |  | No | R-410A | 2.7333 | Residential & Commercial | No
215675305 | Central HP <5.4 tons | HEIL | HRCU-A-CB (Split System: Heat Pump with Remote Outdoor Unit-Air-Source) | H5H0V48*K*AAA* |  |  | ESH5X60M12A*+WALLCON | *97CMN1202422B* | 45500 | 16.5 | 8.5 | 48000 | 33800 | 70.42% | 2.08 | 0 | 9.5 |  |  |  | No | R-454B | 3.7917 | Residential & Commercial | No
215675375 | Central HP <5.4 tons | HEIL | HRCU-A-CB (Split System: Heat Pump with Remote Outdoor Unit-Air-Source) | H5H0V48*K*AAA* |  |  | EVM5X48M21A*+WALLCON | *80CTL0701716B* | 46500 | 18 | 9 | 50000 | 36800 | 73.6% | 2 | 0 | 9.5 |  |  |  | No | R-454B | 3.875 | Residential & Commercial | No
215675255 | Central HP <5.4 tons | HEIL | HRCU-A-CB (Split System: Heat Pump with Remote Outdoor Unit-Air-Source) | H5H0V48*K*AAA* |  |  | ESH5X60M12A*+WALLCON | *95CSU1002122B* | 45500 | 16.5 | 8.5 | 48000 | 33600 | 70% | 2.06 | 0 | 9.5 |  |  |  | No | R-454B | 3.7917 | Residential & Commercial | No
215670566 | Central HP <5.4 tons | CARRIER | HRCU-A-CB (Split System: Heat Pump with Remote Outdoor Unit-Air-Source) | 27VNA036A*030* |  |  | CSAH*6012AM*+UI | 59TN6C060C17**14 | 34200 | 16.5 | 8.5 | 34800 | 25200 | 72.41% | 1.78 | 0 | 9.5 |  |  |  | No | R-454B | 2.85 | Residential & Commercial | No
215670346 | Central HP <5.4 tons | CARRIER | HRCU-A-CB (Split System: Heat Pump with Remote Outdoor Unit-Air-Source) | 27VNA036A*030* |  |  | CSAH*4812AM*+UI | 59TN6C080C17**14 | 34000 | 16.5 | 8.5 | 35600 | 25400 | 71.35% | 1.78 | 0 | 9.5 |  |  |  | No | R-454B | 2.8333 | Residential & Commercial | No
215675205 | Central HP <5.4 tons | HEIL | HRCU-A-CB (Split System: Heat Pump with Remote Outdoor Unit-Air-Source) | H5H0V48*K*AAA* |  |  | ESH5X60M12A*+WALLCON | *80CTL0902120B* | 45500 | 16.5 | 8.5 | 48000 | 33600 | 70% | 2.06 | 0 | 9.5 |  |  |  | No | R-454B | 3.7917 | Residential & Commercial | No
215675225 | Central HP <5.4 tons | HEIL | HRCU-A-CB (Split System: Heat Pump with Remote Outdoor Unit-Air-Source) | H5H0V48*K*AAA* |  |  | ESH5X60M12A*+WALLCON | *80CTL1352422B* | 45500 | 16.5 | 8.5 | 48000 | 33600 | 70% | 2.06 | 0 | 9.5 |  |  |  | No | R-454B | 3.7917 | Residential & Commercial | No
215675525 | Central HP <5.4 tons | HEIL | HRCU-A-CB (Split System: Heat Pump with Remote Outdoor Unit-Air-Source) | H5H0V48*K*AAA* |  |  | EVM5X49M21A*+WALLCON | *80CTL0451712B* | 47500 | 18 | 9 | 50000 | 37600 | 75.2% | 1.98 | 0 | 9.5 |  |  |  | No | R-454B | 3.9583 | Residential & Commercial | No
215677003 | Central HP <5.4 tons | CARRIER | HRCU-A-CB (Split System: Heat Pump with Remote Outdoor Unit-Air-Source) | 27VNA060A*030* |  |  | CVAMA6021XMA*+UI | 58TN*B090C21**20 | 57000 | 18.5 | 9 | 63500 | 44500 | 70.08% | 2.08 | 0 | 9.5 |  |  |  | No | R-454B | 4.75 | Residential & Commercial | No
213076469 | Central HP <5.4 tons | DAY & NIGHT | HRCU-A-CB (Split System: Heat Pump with Remote Outdoor Unit-Air-Source) | DLCURAH36ABK |  |  | EA*4X36L17A* | *80VTL0701716B* | 34800 | 15.5 | 8.1 | 38500 | 35200 | 91.43% | 1.82 | 0 | 9.5 |  |  |  | No | R-410A | 2.9 | Residential & Commercial | No
211380048 | Central HP <5.4 tons | YORK | HRCU-A-CB (Split System: Heat Pump with Remote Outdoor Unit-Air-Source) | HMH72B341 |  |  | XAFC48FXXN1+TXV | TMLE080C16MP11 | 33400 | 17 | 8.5 | 32200 | 23400 | 72.67% | 2.06 | 0 | 9.5 |  |  |  | No | R-410A | 2.7833 | Residential & Commercial | No
211380116 | Central HP <5.4 tons | YORK | HRCU-A-CB (Split System: Heat Pump with Remote Outdoor Unit-Air-Source) | HMH72B341 |  |  | XAHD48FXXN1+TXV | TL9E080C16UH11 | 33200 | 16 | 8.1 | 32400 | 23600 | 72.84% | 2.04 | 0 | 9 |  |  |  | No | R-410A | 2.7667 | Residential & Commercial | No
211378138 | Central HP <5.4 tons | YORK | HRCU-A-CB (Split System: Heat Pump with Remote Outdoor Unit-Air-Source) | HMH72B341 |  |  | XAHC36DBCN1 | TMLV100C16MP12 | 34000 | 17 | 8.1 | 34000 | 24600 | 72.35% | 2.08 | 0 | 9.5 |  |  |  | No | R-410A | 2.8333 | Residential & Commercial | No
211378899 | Central HP <5.4 tons | YORK | HRCU-A-CB (Split System: Heat Pump with Remote Outdoor Unit-Air-Source) | HMH72B341 |  |  | XAHC36DBCN1 | TL8E080C16UH11 | 34000 | 17 | 8.1 | 34000 | 24600 | 72.35% | 2.06 | 0 | 9 |  |  |  | No | R-410A | 2.8333 | Residential & Commercial | No
211378163 | Central HP <5.4 tons | YORK | HRCU-A-CB (Split System: Heat Pump with Remote Outdoor Unit-Air-Source) | HMH72B341 |  |  | XAHC30CXXN1+TXV | TPLC100C16MP13 | 32400 | 17 | 8.1 | 32400 | 22800 | 70.37% | 2 | 0 | 9.5 |  |  |  | No | R-410A | 2.7 | Residential & Commercial | No
211378329 | Central HP <5.4 tons | YORK | HRCU-A-CB (Split System: Heat Pump with Remote Outdoor Unit-Air-Source) | HMH72B341 |  |  | XAFB36DBCN1 | TPLC080B12MP13 | 33600 | 17 | 8.1 | 33600 | 23600 | 70.24% | 2.02 | 0 | 9.5 |  |  |  | No | R-410A | 2.8 | Residential & Commercial | No
211378356 | Central HP <5.4 tons | YORK | HRCU-A-CB (Split System: Heat Pump with Remote Outdoor Unit-Air-Source) | HMH72B341 |  |  | XAUB30CXXN1+TXV | YPLC080B12MP13 | 32400 | 17 | 8.1 | 33600 | 23600 | 70.24% | 2 | 0 | 9.5 |  |  |  | No | R-410A | 2.7 | Residential & Commercial | No
211227323 | Central HP <5.4 tons | DAY & NIGHT | HRCU-A-CB (Split System: Heat Pump with Remote Outdoor Unit-Air-Source) | DLCURAH36ABK |  |  | EA*4X42L21A* | *80ES(N,L)0702116A* | 35200 | 16 | 8.1 | 38500 | 35000 | 90.91% | 1.88 | 0 | 9.5 |  |  |  | No | R-410A | 2.9333 | Residential & Commercial | No
215682816 | Central HP <5.4 tons | AIRQUEST | HRCU-A-CB (Split System: Heat Pump with Remote Outdoor Unit-Air-Source) | H5H0V60*K*AAA* |  |  | EVM5X60M21A*+WALLCON | *80CSU0601716B* | 56000 | 18 | 8.5 | 60000 | 43000 | 71.67% | 2.12 | 0 | 9.5 |  |  |  | No | R-454B | 4.6667 | Residential & Commercial | No
215682866 | Central HP <5.4 tons | AIRQUEST | HRCU-A-CB (Split System: Heat Pump with Remote Outdoor Unit-Air-Source) | H5H0V60*K*AAA* |  |  | EVM5X60M24A*+WALLCON | *96CTN0802120B* | 56500 | 18 | 9 | 63500 | 44500 | 70.08% | 2.08 | 0 | 9 |  |  |  | No | R-454B | 4.7083 | Residential & Commercial | No
215683066 | Central HP <5.4 tons | AIRQUEST | HRCU-A-CB (Split System: Heat Pump with Remote Outdoor Unit-Air-Source) | H5H0V60*K*AAA* |  |  | EVD5X60M24A*+WALLCON | *80CSU0802120B* | 57000 | 18 | 9 | 62500 | 44000 | 70.4% | 2.1 | 0 | 9.5 |  |  |  | No | R-454B | 4.75 | Residential & Commercial | No
215677676 | Central HP <5.4 tons | AIRQUEST | HRCU-A-CB (Split System: Heat Pump with Remote Outdoor Unit-Air-Source) | H5H0V60*K*AAA* |  |  | EVD5X61M24A*+WALLCON | *95CSU0802120B* | 57500 | 18 | 9 | 64000 | 45000 | 70.31% | 2.08 | 0 | 9 |  |  |  | No | R-454B | 4.7917 | Residential & Commercial | No
215677826 | Central HP <5.4 tons | AIRQUEST | HRCU-A-CB (Split System: Heat Pump with Remote Outdoor Unit-Air-Source) | H5H0V60*K*AAA* |  |  | EA*5X60M24A*+WALLCON | *97CMN0602120B* | 54000 | 17.5 | 8.5 | 60500 | 42500 | 70.25% | 1.86 | 0 | 8 |  |  |  | No | R-454B | 4.5 | Residential & Commercial | No
215676115 | Central HP <5.4 tons | HEIL | HRCU-A-CB (Split System: Heat Pump with Remote Outdoor Unit-Air-Source) | H5H0V48*K*AAA* |  |  | EVD5X48M21A*+WALLCON | *80CTL0701716B* | 46500 | 18 | 9 | 50000 | 36800 | 73.6% | 1.98 | 0 | 9.5 |  |  |  | No | R-454B | 3.875 | Residential & Commercial | No
215677183 | Central HP <5.4 tons | CARRIER | HRCU-A-CB (Split System: Heat Pump with Remote Outdoor Unit-Air-Source) | 27VNA060A*030* |  |  | CVAMA6024XMA*+UI | 59MN7C120C24**22 | 56500 | 18.5 | 9 | 63000 | 44500 | 70.63% | 2.08 | 0 | 9 |  |  |  | No | R-454B | 4.7083 | Residential & Commercial | No
215676993 | Central HP <5.4 tons | CARRIER | HRCU-A-CB (Split System: Heat Pump with Remote Outdoor Unit-Air-Source) | 27VNA060A*030* |  |  | CVAMA6021XMA*+UI | 58TN*B070C21**20 | 56500 | 18 | 9 | 64000 | 45000 | 70.31% | 2.06 | 0 | 9 |  |  |  | No | R-454B | 4.7083 | Residential & Commercial | No
215676963 | Central HP <5.4 tons | CARRIER | HRCU-A-CB (Split System: Heat Pump with Remote Outdoor Unit-Air-Source) | 27VNA060A*030* |  |  | CVAMA6021XMA*+UI | 58CU*A080C21**20 | 57000 | 18 | 9 | 63500 | 44500 | 70.08% | 2.08 | 0 | 9 |  |  |  | No | R-454B | 4.75 | Residential & Commercial | No
211242506 | Central HP <5.4 tons | TEMPSTAR | HRCU-A-CB (Split System: Heat Pump with Remote Outdoor Unit-Air-Source) | DLCURAH24ABK |  |  | EA*4X36L21A* | *95ESN0401712A* | 24200 | 15.2 | 8.5 | 26400 | 22600 | 85.61% | 1.84 | 0 | 9.5 |  |  |  | No | R-410A | 2.0167 | Residential & Commercial | No
215677063 | Central HP <5.4 tons | CARRIER | HRCU-A-CB (Split System: Heat Pump with Remote Outdoor Unit-Air-Source) | 27VNA060A*030* |  |  | CVAMA6021XMA*+UI | 59MN7C100C21**22 | 56500 | 18.5 | 9 | 64000 | 45000 | 70.31% | 2.08 | 0 | 9 |  |  |  | No | R-454B | 4.7083 | Residential & Commercial | No
215677313 | Central HP <5.4 tons | CARRIER | HRCU-A-CB (Split System: Heat Pump with Remote Outdoor Unit-Air-Source) | 27VNA060A*030* |  |  | CVAVA6021XMA*+UI | 58CU*A080C21**20 | 57000 | 18 | 9 | 63500 | 44500 | 70.08% | 2.08 | 0 | 9 |  |  |  | No | R-454B | 4.75 | Residential & Commercial | No
215677553 | Central HP <5.4 tons | CARRIER | HRCU-A-CB (Split System: Heat Pump with Remote Outdoor Unit-Air-Source) | 27VNA060A*030* |  |  | CVAVA6024XMA*+UI | 59TN6C120C24**22 | 56500 | 18.5 | 9 | 63000 | 44500 | 70.63% | 2.08 | 0 | 9 |  |  |  | No | R-454B | 4.7083 | Residential & Commercial | No
211378447 | Central HP <5.4 tons | YORK | HRCU-A-CB (Split System: Heat Pump with Remote Outdoor Unit-Air-Source) | HMH72B341 |  |  | XAUB30CXXN1+TXV | TMLV060A12MP12 | 32800 | 17.5 | 8.1 | 33400 | 23400 | 70.06% | 2.02 | 0 | 9.5 |  |  |  | No | R-410A | 2.7333 | Residential & Commercial | No
211378540 | Central HP <5.4 tons | YORK | HRCU-A-CB (Split System: Heat Pump with Remote Outdoor Unit-Air-Source) | HMH72B341 |  |  | XAHC30CXXN1+TXV | TM8E100B12MP11 | 32000 | 17.5 | 8.1 | 32600 | 23000 | 70.55% | 1.98 | 0 | 9.5 |  |  |  | No | R-410A | 2.6667 | Residential & Commercial | No
211378688 | Central HP <5.4 tons | YORK | HRCU-A-CB (Split System: Heat Pump with Remote Outdoor Unit-Air-Source) | HMH72B341 |  |  | XAFC30CXXN1+TXV | TM8E080B12MP11 | 32800 | 17.5 | 8.1 | 34000 | 23800 | 70% | 2.02 | 0 | 9.5 |  |  |  | No | R-410A | 2.7333 | Residential & Commercial | No
211378715 | Central HP <5.4 tons | YORK | HRCU-A-CB (Split System: Heat Pump with Remote Outdoor Unit-Air-Source) | HMH72B341 |  |  | XAFB30CXXN1+TXV | TMLE080B12MP11 | 32800 | 17.5 | 8.1 | 34000 | 23800 | 70% | 2.02 | 0 | 9.5 |  |  |  | No | R-410A | 2.7333 | Residential & Commercial | No
211378733 | Central HP <5.4 tons | YORK | HRCU-A-CB (Split System: Heat Pump with Remote Outdoor Unit-Air-Source) | HMH72B341 |  |  | XAHB30CXXN1+TXV | TM8E060A12MP11 | 32000 | 17 | 8.1 | 32800 | 23000 | 70.12% | 1.98 | 0 | 9.5 |  |  |  | No | R-410A | 2.6667 | Residential & Commercial | No
211378781 | Central HP <5.4 tons | YORK | HRCU-A-CB (Split System: Heat Pump with Remote Outdoor Unit-Air-Source) | HMH72B341 |  |  | XAHB30CXXN1+TXV | TMLE040A12MP11 | 32000 | 17.5 | 8.1 | 31800 | 23000 | 72.33% | 1.98 | 0 | 9.5 |  |  |  | No | R-410A | 2.6667 | Residential & Commercial | No
211377945 | Central HP <5.4 tons | YORK | HRCU-A-CB (Split System: Heat Pump with Remote Outdoor Unit-Air-Source) | HMH72B341 |  |  | XAUB30CXXN1+TXV | TM9E060B12MP12 | 32600 | 17 | 8.1 | 33600 | 23600 | 70.24% | 2 | 0 | 9.5 |  |  |  | No | R-410A | 2.7167 | Residential & Commercial | No
211377963 | Central HP <5.4 tons | YORK | HRCU-A-CB (Split System: Heat Pump with Remote Outdoor Unit-Air-Source) | HMH72B341 |  |  | XAUB36DXXN1+TXV | TM9E060A10MP12 | 33600 | 17.5 | 8.1 | 33800 | 23800 | 70.41% | 2.02 | 0 | 9.5 |  |  |  | No | R-410A | 2.8 | Residential & Commercial | No
211378154 | Central HP <5.4 tons | YORK | HRCU-A-CB (Split System: Heat Pump with Remote Outdoor Unit-Air-Source) | HMH72B341 |  |  | XAHC30CXXN1+TXV | TM8V080C16MP12 | 32400 | 17 | 8.1 | 32400 | 22800 | 70.37% | 2 | 0 | 9.5 |  |  |  | No | R-410A | 2.7 | Residential & Commercial | No
211378215 | Central HP <5.4 tons | YORK | HRCU-A-CB (Split System: Heat Pump with Remote Outdoor Unit-Air-Source) | HMH72B341 |  |  | XAFC30CXXN1+TXV | TM8V080C16MP12 | 33000 | 17.5 | 8.5 | 33000 | 23200 | 70.3% | 2.04 | 0 | 9.5 |  |  |  | No | R-410A | 2.75 | Residential & Commercial | No
215677533 | Central HP <5.4 tons | CARRIER | HRCU-A-CB (Split System: Heat Pump with Remote Outdoor Unit-Air-Source) | 27VNA060A*030* |  |  | CVAVA6024XMA*+UI | 59MN7C120C24**22 | 56500 | 18.5 | 9 | 63000 | 44500 | 70.63% | 2.08 | 0 | 9 |  |  |  | No | R-454B | 4.7083 | Residential & Commercial | No
215677573 | Central HP <5.4 tons | CARRIER | HRCU-A-CB (Split System: Heat Pump with Remote Outdoor Unit-Air-Source) | 27VNA060A*030* |  |  | CVAVA6121XMA*+UI | 58TN*B070C17**16 | 55500 | 18 | 9 | 60500 | 43500 | 71.9% | 2.1 | 0 | 9.5 |  |  |  | No | R-454B | 4.625 | Residential & Commercial | No
215677043 | Central HP <5.4 tons | CARRIER | HRCU-A-CB (Split System: Heat Pump with Remote Outdoor Unit-Air-Source) | 27VNA060A*030* |  |  | CVAMA6021XMA*+UI | 59MN7C060C21**20 | 55500 | 17.5 | 8.5 | 65000 | 46000 | 70.77% | 1.94 | 0 | 8.5 |  |  |  | No | R-454B | 4.625 | Residential & Commercial | No
215677093 | Central HP <5.4 tons | CARRIER | HRCU-A-CB (Split System: Heat Pump with Remote Outdoor Unit-Air-Source) | 27VNA060A*030* |  |  | CVAMA6024XMA*+UI | 58CU*A100C21**20 | 56500 | 18 | 9 | 63000 | 44500 | 70.63% | 2.08 | 0 | 9 |  |  |  | No | R-454B | 4.7083 | Residential & Commercial | No
211378224 | Central HP <5.4 tons | YORK | HRCU-A-CB (Split System: Heat Pump with Remote Outdoor Unit-Air-Source) | HMH72B341 |  |  | XAFC30CXXN1+TXV | TPLC100C16MP13 | 33000 | 17.5 | 8.5 | 33000 | 23200 | 70.3% | 2.04 | 0 | 9.5 |  |  |  | No | R-410A | 2.75 | Residential & Commercial | No
211378272 | Central HP <5.4 tons | YORK | HRCU-A-CB (Split System: Heat Pump with Remote Outdoor Unit-Air-Source) | HMH72B341 |  |  | XAHB36DBCN1 | TPLC080B12MP13 | 32800 | 16.5 | 8.1 | 33000 | 23400 | 70.91% | 1.98 | 0 | 9.5 |  |  |  | No | R-410A | 2.7333 | Residential & Commercial | No
211378674 | Central HP <5.4 tons | YORK | HRCU-A-CB (Split System: Heat Pump with Remote Outdoor Unit-Air-Source) | HMH72B341 |  |  | XAHB30CXXN1+TXV | TMLE080B12MP11 | 32000 | 17 | 8.1 | 32800 | 23400 | 71.34% | 1.98 | 0 | 9 |  |  |  | No | R-410A | 2.6667 | Residential & Commercial | No
211378706 | Central HP <5.4 tons | YORK | HRCU-A-CB (Split System: Heat Pump with Remote Outdoor Unit-Air-Source) | HMH72B341 |  |  | XAFB36DBCN1 | TMLE080B12MP11 | 34000 | 18 | 8.1 | 34000 | 24400 | 71.76% | 2.06 | 0 | 9.5 |  |  |  | No | R-410A | 2.8333 | Residential & Commercial | No
211377334 | Central HP <5.4 tons | YORK | HRCU-A-CB (Split System: Heat Pump with Remote Outdoor Unit-Air-Source) | HMH72B341 |  |  | XAHC36DBCN1 | TM9Y100C20MP11 | 34000 | 15.5 | 8.1 | 34000 | 24400 | 71.76% | 2.06 | 0 | 9.5 |  |  |  | No | R-410A | 2.8333 | Residential & Commercial | No
211377366 | Central HP <5.4 tons | YORK | HRCU-A-CB (Split System: Heat Pump with Remote Outdoor Unit-Air-Source) | HMH72B341 |  |  | XAFC36DBCN1 | TM9Y080C16MP11 | 34000 | 18.5 | 8.1 | 34000 | 24400 | 71.76% | 2.08 | 0 | 9.5 |  |  |  | No | R-410A | 2.8333 | Residential & Commercial | No
211377346 | Central HP <5.4 tons | YORK | HRCU-A-CB (Split System: Heat Pump with Remote Outdoor Unit-Air-Source) | HMH72B341 |  |  | XAFC36DXXN1+TXV | TM9Y100C16MP11 | 34000 | 17 | 8.1 | 34000 | 24400 | 71.76% | 2.08 | 0 | 9.5 |  |  |  | No | R-410A | 2.8333 | Residential & Commercial | No
211377355 | Central HP <5.4 tons | YORK | HRCU-A-CB (Split System: Heat Pump with Remote Outdoor Unit-Air-Source) | HMH72B341 |  |  | XAHC36DXXN1+TXV | TM9Y080C16MP11 | 33800 | 16.5 | 8.1 | 33600 | 24000 | 71.43% | 2.04 | 0 | 9.5 |  |  |  | No | R-410A | 2.8167 | Residential & Commercial | No
211377387 | Central HP <5.4 tons | YORK | HRCU-A-CB (Split System: Heat Pump with Remote Outdoor Unit-Air-Source) | HMH72B341 |  |  | XAFC36DXXN1+TXV | TM9Y080B12MP11 | 34000 | 18 | 8.1 | 34000 | 24400 | 71.76% | 2.06 | 0 | 9.5 |  |  |  | No | R-410A | 2.8333 | Residential & Commercial | No
211377405 | Central HP <5.4 tons | YORK | HRCU-A-CB (Split System: Heat Pump with Remote Outdoor Unit-Air-Source) | HMH72B341 |  |  | XAHC36DXXN1+TXV | TM9Y060B12MP11 | 33200 | 17.5 | 8.1 | 33400 | 23600 | 70.66% | 2 | 0 | 9.5 |  |  |  | No | R-410A | 2.7667 | Residential & Commercial | No
211377485 | Central HP <5.4 tons | YORK | HRCU-A-CB (Split System: Heat Pump with Remote Outdoor Unit-Air-Source) | HMH72B341 |  |  | XAHC36DXXN1+TXV | TP9C100C16MP13 | 33800 | 17 | 8.1 | 33400 | 23600 | 70.66% | 2.06 | 0 | 9.5 |  |  |  | No | R-410A | 2.8167 | Residential & Commercial | No
211377553 | Central HP <5.4 tons | YORK | HRCU-A-CB (Split System: Heat Pump with Remote Outdoor Unit-Air-Source) | HMH72B341 |  |  | XAHC30CXXN1+TXV | TM9V080C16MP12 | 32200 | 16.5 | 8.1 | 32800 | 23000 | 70.12% | 2 | 0 | 9.5 |  |  |  | No | R-410A | 2.6833 | Residential & Commercial | No
211377417 | Central HP <5.4 tons | YORK | HRCU-A-CB (Split System: Heat Pump with Remote Outdoor Unit-Air-Source) | HMH72B341 |  |  | XAHB36DBCN1 | TM9Y060B12MP11 | 33000 | 17 | 8.1 | 33200 | 23400 | 70.48% | 1.98 | 0 | 9.5 |  |  |  | No | R-410A | 2.75 | Residential & Commercial | No
211377581 | Central HP <5.4 tons | YORK | HRCU-A-CB (Split System: Heat Pump with Remote Outdoor Unit-Air-Source) | HMH72B341 |  |  | XAHC36DXXN1+TXV | YP9C080B12MP13 | 33200 | 17 | 8.1 | 33200 | 23400 | 70.48% | 2.02 | 0 | 9.5 |  |  |  | No | R-410A | 2.7667 | Residential & Commercial | No
211377682 | Central HP <5.4 tons | YORK | HRCU-A-CB (Split System: Heat Pump with Remote Outdoor Unit-Air-Source) | HMH72B341 |  |  | XAFB30CXXN1+TXV | TP9C080B12MP13 | 32800 | 17 | 8.1 | 33600 | 23600 | 70.24% | 2.02 | 0 | 9.5 |  |  |  | No | R-410A | 2.7333 | Residential & Commercial | No
211377749 | Central HP <5.4 tons | YORK | HRCU-A-CB (Split System: Heat Pump with Remote Outdoor Unit-Air-Source) | HMH72B341 |  |  | XAFC36DXXN1+TXV | TM9V060B12MP12 | 34000 | 17.5 | 8.1 | 34000 | 24200 | 71.18% | 2.06 | 0 | 9.5 |  |  |  | No | R-410A | 2.8333 | Residential & Commercial | No
211377969 | Central HP <5.4 tons | YORK | HRCU-A-CB (Split System: Heat Pump with Remote Outdoor Unit-Air-Source) | HMH72B341 |  |  | XAUB30CXXN1+TXV | TM9E060A10MP12 | 32400 | 17 | 8.1 | 33400 | 23600 | 70.66% | 2 | 0 | 9.5 |  |  |  | No | R-410A | 2.7 | Residential & Commercial | No
211228152 | Central HP <5.4 tons | DAY & NIGHT | HRCU-A-CB (Split System: Heat Pump with Remote Outdoor Unit-Air-Source) | DLCURAH36ABK |  |  | EA*4X42L24A* | OLV112A16A | 35400 | 15.2 | 8.1 | 39500 | 35200 | 89.11% | 1.88 | 0 | 9.5 |  |  |  | No | R-410A | 2.95 | Residential & Commercial | No
212383235 | Central HP <5.4 tons | DAY & NIGHT | HRCU-A-CB (Split System: Heat Pump with Remote Outdoor Unit-Air-Source) | DLCURAH36ABK |  |  | EA*4X36L21A* | *95ESN0802120A* | 35800 | 15.5 | 8.1 | 39500 | 35400 | 89.62% | 1.84 | 0 | 9.5 |  |  |  | No | R-410A | 2.9833 | Residential & Commercial | No
215677223 | Central HP <5.4 tons | CARRIER | HRCU-A-CB (Split System: Heat Pump with Remote Outdoor Unit-Air-Source) | 27VNA060A*030* |  |  | CVAMA6124XMA*+UI | 58TN*B070C21**20 | 57000 | 18.5 | 9 | 64000 | 45000 | 70.31% | 2.08 | 0 | 9 |  |  |  | No | R-454B | 4.75 | Residential & Commercial | No
215677103 | Central HP <5.4 tons | CARRIER | HRCU-A-CB (Split System: Heat Pump with Remote Outdoor Unit-Air-Source) | 27VNA060A*030* |  |  | CVAMA6024XMA*+UI | 58TN*B070C21**20 | 56000 | 18 | 9 | 63500 | 45000 | 70.87% | 2.06 | 0 | 9 |  |  |  | No | R-454B | 4.6667 | Residential & Commercial | No
215677203 | Central HP <5.4 tons | CARRIER | HRCU-A-CB (Split System: Heat Pump with Remote Outdoor Unit-Air-Source) | 27VNA060A*030* |  |  | CVAMA6024XMA*+UI | 59TN6C120C24**22 | 56500 | 18.5 | 9 | 63000 | 44500 | 70.63% | 2.1 | 0 | 9 |  |  |  | No | R-454B | 4.7083 | Residential & Commercial | No
215679735 | Central HP <5.4 tons | HEIL | HRCU-A-CB (Split System: Heat Pump with Remote Outdoor Unit-Air-Source) | H5H0V36*K*AAA* |  |  | ESH5X36M12A*+WALLCON | *97CTN0601716A* | 33400 | 16 | 8.5 | 36000 | 25800 | 71.67% | 1.76 | 0 | 9 |  |  |  | No | R-454B | 2.7833 | Residential & Commercial | No
215677503 | Central HP <5.4 tons | CARRIER | HRCU-A-CB (Split System: Heat Pump with Remote Outdoor Unit-Air-Source) | 27VNA060A*030* |  |  | CVAVA6024XMA*+UI | 59MN7C060C21**20 | 55500 | 17.5 | 8.5 | 64000 | 45500 | 71.09% | 1.94 | 0 | 8.5 |  |  |  | No | R-454B | 4.625 | Residential & Commercial | No
215677773 | Central HP <5.4 tons | CARRIER | HRCU-A-CB (Split System: Heat Pump with Remote Outdoor Unit-Air-Source) | 27VNA060A*030* |  |  | CAA**6024AM*+UI | 58TN*B090C21**20 | 55000 | 18.5 | 9 | 59000 | 41500 | 70.34% | 2.04 | 0 | 9 |  |  |  | No | R-454B | 4.5833 | Residential & Commercial | No
215677873 | Central HP <5.4 tons | CARRIER | HRCU-A-CB (Split System: Heat Pump with Remote Outdoor Unit-Air-Source) | 27VNA060A*030* |  |  | CAA**6024AM*+UI | 59TN6C120C24**22 | 55000 | 18.5 | 9 | 59000 | 41500 | 70.34% | 2.02 | 0 | 9 |  |  |  | No | R-454B | 4.5833 | Residential & Commercial | No
211378119 | Central HP <5.4 tons | YORK | HRCU-A-CB (Split System: Heat Pump with Remote Outdoor Unit-Air-Source) | HMH72B341 |  |  | XAHC36DXXN1+TXV | TMLV100C16MP12 | 34000 | 17 | 8.1 | 34000 | 24600 | 72.35% | 2.08 | 0 | 9.5 |  |  |  | No | R-410A | 2.8333 | Residential & Commercial | No
211377596 | Central HP <5.4 tons | YORK | HRCU-A-CB (Split System: Heat Pump with Remote Outdoor Unit-Air-Source) | HMH72B341 |  |  | XAHC30CXXN1+TXV | TP9C080B12MP13 | 32000 | 16.5 | 8.1 | 33000 | 23200 | 70.3% | 1.98 | 0 | 9 |  |  |  | No | R-410A | 2.6667 | Residential & Commercial | No
211377687 | Central HP <5.4 tons | YORK | HRCU-A-CB (Split System: Heat Pump with Remote Outdoor Unit-Air-Source) | HMH72B341 |  |  | XAUB30CXXN1+TXV | TM9V080B12MP12 | 32800 | 17 | 8.1 | 33600 | 23600 | 70.24% | 2.02 | 0 | 9.5 |  |  |  | No | R-410A | 2.7333 | Residential & Commercial | No
211377780 | Central HP <5.4 tons | YORK | HRCU-A-CB (Split System: Heat Pump with Remote Outdoor Unit-Air-Source) | HMH72B341 |  |  | XAUB36DXXN1+TXV | TM9V060B12MP12 | 33800 | 17 | 8.5 | 33400 | 23800 | 71.26% | 2.04 | 0 | 9.5 |  |  |  | No | R-410A | 2.8167 | Residential & Commercial | No
215677243 | Central HP <5.4 tons | CARRIER | HRCU-A-CB (Split System: Heat Pump with Remote Outdoor Unit-Air-Source) | 27VNA060A*030* |  |  | CVAMA6124XMA*+UI | 59CU5B080C21**20 | 57500 | 18 | 9 | 64000 | 45000 | 70.31% | 2.08 | 0 | 9 |  |  |  | No | R-454B | 4.7917 | Residential & Commercial | No
215678046 | Central HP <5.4 tons | AIRQUEST | HRCU-A-CB (Split System: Heat Pump with Remote Outdoor Unit-Air-Source) | H5H0V60*K*AAA* |  |  | ESH5X60M12A*+WALLCON | *80CSU1002120A* | 55500 | 17 | 8.5 | 60000 | 42000 | 70% | 1.9 | 0 | 8.5 |  |  |  | No | R-454B | 4.625 | Residential & Commercial | No
215678166 | Central HP <5.4 tons | AIRQUEST | HRCU-A-CB (Split System: Heat Pump with Remote Outdoor Unit-Air-Source) | H5H0V60*K*AAA* |  |  | ESH5X60M12A*+WALLCON | *96CTN1002122B* | 55500 | 17 | 8.5 | 60000 | 42000 | 70% | 1.9 | 0 | 8.5 |  |  |  | No | R-454B | 4.625 | Residential & Commercial | No
215677035 | Central HP <5.4 tons | HEIL | HRCU-A-CB (Split System: Heat Pump with Remote Outdoor Unit-Air-Source) | H5H0V60*K*AAA* |  |  | EVM5X60M21A*+WALLCON | *95CSU1002122B* | 57000 | 18 | 9 | 63500 | 44500 | 70.08% | 2.08 | 0 | 9 |  |  |  | No | R-454B | 4.75 | Residential & Commercial | No
215677575 | Central HP <5.4 tons | HEIL | HRCU-A-CB (Split System: Heat Pump with Remote Outdoor Unit-Air-Source) | H5H0V60*K*AAA* |  |  | EVD5X61M21A*+WALLCON | *80CTL0701716B* | 55500 | 18 | 9 | 60500 | 43500 | 71.9% | 2.1 | 0 | 9.5 |  |  |  | No | R-454B | 4.625 | Residential & Commercial | No
215677675 | Central HP <5.4 tons | HEIL | HRCU-A-CB (Split System: Heat Pump with Remote Outdoor Unit-Air-Source) | H5H0V60*K*AAA* |  |  | EVD5X61M24A*+WALLCON | *95CSU0802120B* | 57500 | 18 | 9 | 64000 | 45000 | 70.31% | 2.08 | 0 | 9 |  |  |  | No | R-454B | 4.7917 | Residential & Commercial | No
215679795 | Central HP <5.4 tons | HEIL | HRCU-A-CB (Split System: Heat Pump with Remote Outdoor Unit-Air-Source) | H5H0V36*K*AAA* |  |  | ESH5X42M12A*+WALLCON | *80CSU0401712B* | 34000 | 16.5 | 8.5 | 35600 | 25200 | 70.79% | 1.78 | 0 | 9.5 |  |  |  | No | R-454B | 2.8333 | Residential & Commercial | No
215675755 | Central HP <5.4 tons | HEIL | HRCU-A-CB (Split System: Heat Pump with Remote Outdoor Unit-Air-Source) | H5H0V48*K*AAA* |  |  | EVM5X60M21A*+WALLCON | *95CSU0601716B* | 47500 | 18 | 9 | 50000 | 37200 | 74.4% | 1.98 | 0 | 9.5 |  |  |  | No | R-454B | 3.9583 | Residential & Commercial | No
215682145 | Central HP <5.4 tons | HEIL | HRCU-A-CB (Split System: Heat Pump with Remote Outdoor Unit-Air-Source) | H5H0V48*K*AAA* |  |  | EVD5X48M21A*+WALLCON | *97CTN0801716A* | 46500 | 18 | 9 | 50000 | 37000 | 74% | 1.98 | 0 | 9.5 |  |  |  | No | R-454B | 3.875 | Residential & Commercial | No
215677483 | Central HP <5.4 tons | CARRIER | HRCU-A-CB (Split System: Heat Pump with Remote Outdoor Unit-Air-Source) | 27VNA060A*030* |  |  | CVAVA6024XMA*+UI | 59CU5B080C21**20 | 56500 | 18 | 9 | 63500 | 44500 | 70.08% | 2.08 | 0 | 9 |  |  |  | No | R-454B | 4.7083 | Residential & Commercial | No
215683989 | Central HP <5.4 tons | CARRIER | HRCU-A-CB (Split System: Heat Pump with Remote Outdoor Unit-Air-Source) | 27VNA036A*030* |  |  | CAA**4321AM*+UI | 59CU5B060C17**16 | 34400 | 17.5 | 9 | 35400 | 25200 | 71.19% | 1.88 | 0 | 9.5 |  |  |  | No | R-454B | 2.8667 | Residential & Commercial | No
211379753 | Central HP <5.4 tons | YORK | HRCU-A-CB (Split System: Heat Pump with Remote Outdoor Unit-Air-Source) | HMH72B341 |  |  | XAFD48FXXN1+TXV | YPLC080C16MP13 | 34000 | 16.5 | 8.5 | 33000 | 24400 | 73.94% | 2.1 | 0 | 9 |  |  |  | No | R-410A | 2.8333 | Residential & Commercial | No
211379794 | Central HP <5.4 tons | YORK | HRCU-A-CB (Split System: Heat Pump with Remote Outdoor Unit-Air-Source) | HMH72B341 |  |  | XAFC48FXXN1+TXV | YPLC080C16MP13 | 34000 | 16.5 | 8.5 | 33200 | 24400 | 73.49% | 2.1 | 0 | 9 |  |  |  | No | R-410A | 2.8333 | Residential & Commercial | No
211379828 | Central HP <5.4 tons | YORK | HRCU-A-CB (Split System: Heat Pump with Remote Outdoor Unit-Air-Source) | HMH72B341 |  |  | XAUC48FXXN1+TXV | YPLC080C16MP13 | 34000 | 16.5 | 8.5 | 33200 | 24400 | 73.49% | 2.1 | 0 | 9 |  |  |  | No | R-410A | 2.8333 | Residential & Commercial | No
213077332 | Central HP <5.4 tons | CARRIER | HRCU-A-CB (Split System: Heat Pump with Remote Outdoor Unit-Air-Source) | 38MURAQ36AB3* |  |  | CAP**3617AL* | GG96VTAB48080B** | 35200 | 15.2 | 8.1 | 39000 | 35400 | 90.77% | 1.82 | 0 | 9.5 |  |  |  | No | R-410A | 2.9333 | Residential & Commercial | No
211378218 | Central HP <5.4 tons | YORK | HRCU-A-CB (Split System: Heat Pump with Remote Outdoor Unit-Air-Source) | HMH72B341 |  |  | XAFC30CXXN1+TXV | TMLV100C16MP12 | 33000 | 17.5 | 8.5 | 33000 | 23200 | 70.3% | 2.04 | 0 | 9.5 |  |  |  | No | R-410A | 2.75 | Residential & Commercial | No
211378266 | Central HP <5.4 tons | YORK | HRCU-A-CB (Split System: Heat Pump with Remote Outdoor Unit-Air-Source) | HMH72B341 |  |  | XAHB36DXXN1+TXV | YPLC080B12MP13 | 32800 | 16.5 | 8.1 | 33000 | 23400 | 70.91% | 1.98 | 0 | 9.5 |  |  |  | No | R-410A | 2.7333 | Residential & Commercial | No
211378284 | Central HP <5.4 tons | YORK | HRCU-A-CB (Split System: Heat Pump with Remote Outdoor Unit-Air-Source) | HMH72B341 |  |  | XAHB30CXXN1+TXV | YPLC080B12MP13 | 31600 | 16.5 | 8.1 | 32800 | 23000 | 70.12% | 1.96 | 0 | 9 |  |  |  | No | R-410A | 2.6333 | Residential & Commercial | No
211377494 | Central HP <5.4 tons | YORK | HRCU-A-CB (Split System: Heat Pump with Remote Outdoor Unit-Air-Source) | HMH72B341 |  |  | XAHC36DBCN1 | TP9C100C16MP13 | 33800 | 17 | 8.1 | 33400 | 23600 | 70.66% | 2.06 | 0 | 9.5 |  |  |  | No | R-410A | 2.8167 | Residential & Commercial | No
211377587 | Central HP <5.4 tons | YORK | HRCU-A-CB (Split System: Heat Pump with Remote Outdoor Unit-Air-Source) | HMH72B341 |  |  | XAHC36DBCN1 | TP9C080B12MP13 | 33200 | 17 | 8.1 | 33200 | 23400 | 70.48% | 2.02 | 0 | 9.5 |  |  |  | No | R-410A | 2.7667 | Residential & Commercial | No
211377614 | Central HP <5.4 tons | YORK | HRCU-A-CB (Split System: Heat Pump with Remote Outdoor Unit-Air-Source) | HMH72B341 |  |  | XAHB36DBCN1 | TP9C080B12MP13 | 33200 | 16.5 | 8.1 | 33400 | 23600 | 70.66% | 2 | 0 | 9.5 |  |  |  | No | R-410A | 2.7667 | Residential & Commercial | No
211377755 | Central HP <5.4 tons | YORK | HRCU-A-CB (Split System: Heat Pump with Remote Outdoor Unit-Air-Source) | HMH72B341 |  |  | XAFC36DBCN1 | TM9V060B12MP12 | 34000 | 17.5 | 8.1 | 34000 | 24200 | 71.18% | 2.06 | 0 | 9.5 |  |  |  | No | R-410A | 2.8333 | Residential & Commercial | No
211378350 | Central HP <5.4 tons | YORK | HRCU-A-CB (Split System: Heat Pump with Remote Outdoor Unit-Air-Source) | HMH72B341 |  |  | XAUB30CXXN1+TXV | TM8V080B12MP12 | 32400 | 17 | 8.1 | 33600 | 23600 | 70.24% | 2 | 0 | 9.5 |  |  |  | No | R-410A | 2.7 | Residential & Commercial | No
211377548 | Central HP <5.4 tons | YORK | HRCU-A-CB (Split System: Heat Pump with Remote Outdoor Unit-Air-Source) | HMH72B341 |  |  | XAHC36DBCN1 | TP9C080C16MP13 | 33400 | 17 | 8.1 | 33200 | 23400 | 70.48% | 2.04 | 0 | 9.5 |  |  |  | No | R-410A | 2.7833 | Residential & Commercial | No
211377616 | Central HP <5.4 tons | YORK | HRCU-A-CB (Split System: Heat Pump with Remote Outdoor Unit-Air-Source) | HMH72B341 |  |  | XAHB36DBCN1 | YP9C080B12MP13 | 33200 | 16.5 | 8.1 | 33400 | 23600 | 70.66% | 2 | 0 | 9.5 |  |  |  | No | R-410A | 2.7667 | Residential & Commercial | No
211378135 | Central HP <5.4 tons | YORK | HRCU-A-CB (Split System: Heat Pump with Remote Outdoor Unit-Air-Source) | HMH72B341 |  |  | XAHC36DBCN1 | TM8V080C16MP12 | 34000 | 17 | 8.1 | 34000 | 24600 | 72.35% | 2.08 | 0 | 9.5 |  |  |  | No | R-410A | 2.8333 | Residential & Commercial | No
211379089 | Central HP <5.4 tons | YORK | HRCU-A-CB (Split System: Heat Pump with Remote Outdoor Unit-Air-Source) | HMH72B341 |  |  | XAFD48FBCN1 | TM9V120D20MP12 | 34000 | 17 | 8.5 | 32400 | 23800 | 73.46% | 2.1 | 0 | 9.5 |  |  |  | No | R-410A | 2.8333 | Residential & Commercial | No
211379154 | Central HP <5.4 tons | YORK | HRCU-A-CB (Split System: Heat Pump with Remote Outdoor Unit-Air-Source) | HMH72B341 |  |  | XAFC48FXXN1+TXV | YP9C100C20MP13 | 34000 | 16.5 | 8.5 | 33000 | 24200 | 73.33% | 2.1 | 0 | 9 |  |  |  | No | R-410A | 2.8333 | Residential & Commercial | No
215677686 | Central HP <5.4 tons | AIRQUEST | HRCU-A-CB (Split System: Heat Pump with Remote Outdoor Unit-Air-Source) | H5H0V60*K*AAA* |  |  | EVD5X61M24A*+WALLCON | *97CMN0602120B* | 56500 | 18 | 9 | 65000 | 46000 | 70.77% | 2.06 | 0 | 8.5 |  |  |  | No | R-454B | 4.7083 | Residential & Commercial | No
215677956 | Central HP <5.4 tons | AIRQUEST | HRCU-A-CB (Split System: Heat Pump with Remote Outdoor Unit-Air-Source) | H5H0V60*K*AAA* |  |  | EA*5X61M24A*+WALLCON | *95CSU0802120B* | 56000 | 18 | 8.5 | 60000 | 42000 | 70% | 2.02 | 0 | 8.5 |  |  |  | No | R-454B | 4.6667 | Residential & Commercial | No
215678156 | Central HP <5.4 tons | AIRQUEST | HRCU-A-CB (Split System: Heat Pump with Remote Outdoor Unit-Air-Source) | H5H0V60*K*AAA* |  |  | ESH5X60M12A*+WALLCON | *97CMN1202422B* | 55500 | 17 | 8.5 | 60000 | 42000 | 70% | 1.9 | 0 | 8.5 |  |  |  | No | R-454B | 4.625 | Residential & Commercial | No
215677095 | Central HP <5.4 tons | HEIL | HRCU-A-CB (Split System: Heat Pump with Remote Outdoor Unit-Air-Source) | H5H0V60*K*AAA* |  |  | EVM5X60M24A*+WALLCON | *80CSU1002120A* | 56500 | 18 | 9 | 63000 | 44500 | 70.63% | 2.08 | 0 | 9 |  |  |  | No | R-454B | 4.7083 | Residential & Commercial | No
215677205 | Central HP <5.4 tons | HEIL | HRCU-A-CB (Split System: Heat Pump with Remote Outdoor Unit-Air-Source) | H5H0V60*K*AAA* |  |  | EVM5X60M24A*+WALLCON | *96CTN1202422B* | 56500 | 18.5 | 9 | 63000 | 44500 | 70.63% | 2.1 | 0 | 9 |  |  |  | No | R-454B | 4.7083 | Residential & Commercial | No
211379188 | Central HP <5.4 tons | YORK | HRCU-A-CB (Split System: Heat Pump with Remote Outdoor Unit-Air-Source) | HMH72B341 |  |  | XAHD48FBCN1 | YP9C100C16MP13 | 33000 | 16 | 8.5 | 31800 | 23200 | 72.96% | 2.04 | 0 | 9 |  |  |  | No | R-410A | 2.75 | Residential & Commercial | No
211379386 | Central HP <5.4 tons | YORK | HRCU-A-CB (Split System: Heat Pump with Remote Outdoor Unit-Air-Source) | HMH72B341 |  |  | XAHC48FBCN1 | TP9C060B12MP13 | 32400 | 16 | 8.1 | 32000 | 23400 | 73.12% | 2 | 0 | 9 |  |  |  | No | R-410A | 2.7 | Residential & Commercial | No
211378386 | Central HP <5.4 tons | YORK | HRCU-A-CB (Split System: Heat Pump with Remote Outdoor Unit-Air-Source) | HMH72B341 |  |  | XAHB30CXXN1+TXV | TMLV060A12MP12 | 32000 | 17 | 8.1 | 32800 | 23000 | 70.12% | 1.98 | 0 | 9.5 |  |  |  | No | R-410A | 2.6667 | Residential & Commercial | No
211378402 | Central HP <5.4 tons | YORK | HRCU-A-CB (Split System: Heat Pump with Remote Outdoor Unit-Air-Source) | HMH72B341 |  |  | XAFB36DXXN1+TXV | TPLC060A12MP13 | 34000 | 17.5 | 8.1 | 34000 | 24200 | 71.18% | 2.06 | 0 | 9.5 |  |  |  | No | R-410A | 2.8333 | Residential & Commercial | No
211378450 | Central HP <5.4 tons | YORK | HRCU-A-CB (Split System: Heat Pump with Remote Outdoor Unit-Air-Source) | HMH72B341 |  |  | XAUB30CXXN1+TXV | TPLC060A12MP13 | 32800 | 17.5 | 8.1 | 33400 | 23400 | 70.06% | 2.02 | 0 | 9.5 |  |  |  | No | R-410A | 2.7333 | Residential & Commercial | No
211378468 | Central HP <5.4 tons | YORK | HRCU-A-CB (Split System: Heat Pump with Remote Outdoor Unit-Air-Source) | HMH72B341 |  |  | XAHC30CXXN1+TXV | TM8E120C16MP11 | 32400 | 17.5 | 8.1 | 32400 | 22800 | 70.37% | 2 | 0 | 9.5 |  |  |  | No | R-410A | 2.7 | Residential & Commercial | No
215681665 | Central HP <5.4 tons | HEIL | HRCU-A-CB (Split System: Heat Pump with Remote Outdoor Unit-Air-Source) | H5H0V48*K*AAA* |  |  | ESH5X60M12A*+WALLCON | *96CTN0802120B* | 45500 | 16.5 | 8.5 | 48000 | 33800 | 70.42% | 2.06 | 0 | 9.5 |  |  |  | No | R-454B | 3.7917 | Residential & Commercial | No
215684071 | Central HP <5.4 tons | CARRIER | HRCU-A-CB (Split System: Heat Pump with Remote Outdoor Unit-Air-Source) | 27VNA036A*030* |  |  | CSAH*4212AM*+UI | 58TN*B090C21**20 | 34000 | 16.5 | 8.5 | 35600 | 25200 | 70.79% | 1.78 | 0 | 9.5 |  |  |  | No | R-454B | 2.8333 | Residential & Commercial | No
213078033 | Central HP <5.4 tons | CARRIER | HRCU-A-CB (Split System: Heat Pump with Remote Outdoor Unit-Air-Source) | 38MURAQ36AB3* |  |  | CAP**3617AL* | 58S(B,C)*B070M17**16 | 35200 | 15.5 | 8.1 | 39000 | 35200 | 90.26% | 1.84 | 0 | 9.5 |  |  |  | No | R-410A | 2.9333 | Residential & Commercial | No
211378668 | Central HP <5.4 tons | YORK | HRCU-A-CB (Split System: Heat Pump with Remote Outdoor Unit-Air-Source) | HMH72B341 |  |  | XAHB36DBCN1 | TM8E080B12MP11 | 33200 | 17 | 8.1 | 33200 | 23400 | 70.48% | 2 | 0 | 9.5 |  |  |  | No | R-410A | 2.7667 | Residential & Commercial | No
211378671 | Central HP <5.4 tons | YORK | HRCU-A-CB (Split System: Heat Pump with Remote Outdoor Unit-Air-Source) | HMH72B341 |  |  | XAHB36DBCN1 | TMLE080B12MP11 | 33200 | 17 | 8.1 | 33200 | 23400 | 70.48% | 2 | 0 | 9.5 |  |  |  | No | R-410A | 2.7667 | Residential & Commercial | No
211378754 | Central HP <5.4 tons | YORK | HRCU-A-CB (Split System: Heat Pump with Remote Outdoor Unit-Air-Source) | HMH72B341 |  |  | XAFB30CXXN1+TXV | TM8E060A12MP11 | 32800 | 17.5 | 8.1 | 33400 | 23400 | 70.06% | 2.02 | 0 | 9.5 |  |  |  | No | R-410A | 2.7333 | Residential & Commercial | No
211378835 | Central HP <5.4 tons | YORK | HRCU-A-CB (Split System: Heat Pump with Remote Outdoor Unit-Air-Source) | HMH72B341 |  |  | XAHC30CXXN1+TXV | TL9E080C16UH11 | 32400 | 17 | 8.1 | 33000 | 23200 | 70.3% | 2 | 0 | 9.5 |  |  |  | No | R-410A | 2.7 | Residential & Commercial | No
211379021 | Central HP <5.4 tons | YORK | HRCU-A-CB (Split System: Heat Pump with Remote Outdoor Unit-Air-Source) | HMH72B341 |  |  | XAFD48FXXN1+TXV | TM9Y080C16MP11 | 33400 | 17.5 | 8.5 | 32400 | 23600 | 72.84% | 2.06 | 0 | 9.5 |  |  |  | No | R-410A | 2.7833 | Residential & Commercial | No
211379104 | Central HP <5.4 tons | YORK | HRCU-A-CB (Split System: Heat Pump with Remote Outdoor Unit-Air-Source) | HMH72B341 |  |  | XAHD48FXXN1+TXV | YP9C100C20MP13 | 33600 | 16.5 | 8.5 | 32400 | 23800 | 73.46% | 2.06 | 0 | 9 |  |  |  | No | R-410A | 2.8 | Residential & Commercial | No
211379170 | Central HP <5.4 tons | YORK | HRCU-A-CB (Split System: Heat Pump with Remote Outdoor Unit-Air-Source) | HMH72B341 |  |  | XAUC48FXXN1+TXV | YP9C100C20MP13 | 34000 | 16.5 | 8.5 | 33000 | 24200 | 73.33% | 2.1 | 0 | 9 |  |  |  | No | R-410A | 2.8333 | Residential & Commercial | No
211379255 | Central HP <5.4 tons | YORK | HRCU-A-CB (Split System: Heat Pump with Remote Outdoor Unit-Air-Source) | HMH72B341 |  |  | XAHD48FXXN1+TXV | YP9C080C16MP13 | 32600 | 16 | 8.1 | 31800 | 23200 | 72.96% | 2.02 | 0 | 9 |  |  |  | No | R-410A | 2.7167 | Residential & Commercial | No
211379288 | Central HP <5.4 tons | YORK | HRCU-A-CB (Split System: Heat Pump with Remote Outdoor Unit-Air-Source) | HMH72B341 |  |  | XAFD48FXXN1+TXV | TP9C080C16MP13 | 33400 | 16.5 | 8.5 | 32400 | 23600 | 72.84% | 2.06 | 0 | 9.5 |  |  |  | No | R-410A | 2.7833 | Residential & Commercial | No
211379373 | Central HP <5.4 tons | YORK | HRCU-A-CB (Split System: Heat Pump with Remote Outdoor Unit-Air-Source) | HMH72B341 |  |  | XAUC48FXXN1+TXV | YP9C080B12MP13 | 33400 | 16.5 | 8.5 | 32600 | 24000 | 73.62% | 2.06 | 0 | 9 |  |  |  | No | R-410A | 2.7833 | Residential & Commercial | No
211379423 | Central HP <5.4 tons | YORK | HRCU-A-CB (Split System: Heat Pump with Remote Outdoor Unit-Air-Source) | HMH72B341 |  |  | XAHC48FXXN1+TXV | TM9E100C16MP12 | 32800 | 16.5 | 8.5 | 31800 | 23200 | 72.96% | 2.02 | 0 | 9 |  |  |  | No | R-410A | 2.7333 | Residential & Commercial | No
211379440 | Central HP <5.4 tons | YORK | HRCU-A-CB (Split System: Heat Pump with Remote Outdoor Unit-Air-Source) | HMH72B341 |  |  | XAUC48FXXN1+TXV | TM9E100C16MP12 | 33400 | 17 | 8.5 | 32400 | 23600 | 72.84% | 2.06 | 0 | 9.5 |  |  |  | No | R-410A | 2.7833 | Residential & Commercial | No
211379706 | Central HP <5.4 tons | YORK | HRCU-A-CB (Split System: Heat Pump with Remote Outdoor Unit-Air-Source) | HMH72B341 |  |  | XAHC48FXXN1+TXV | TPLC080C16MP13 | 33600 | 16.5 | 8.5 | 32400 | 23800 | 73.46% | 2.06 | 0 | 9 |  |  |  | No | R-410A | 2.8 | Residential & Commercial | No
211379739 | Central HP <5.4 tons | YORK | HRCU-A-CB (Split System: Heat Pump with Remote Outdoor Unit-Air-Source) | HMH72B341 |  |  | XAFD48FXXN1+TXV | TM8V100C16MP12 | 34000 | 16.5 | 8.5 | 33000 | 24400 | 73.94% | 2.1 | 0 | 9 |  |  |  | No | R-410A | 2.8333 | Residential & Commercial | No
211379774 | Central HP <5.4 tons | YORK | HRCU-A-CB (Split System: Heat Pump with Remote Outdoor Unit-Air-Source) | HMH72B341 |  |  | XAFD48FBCN1 | YPLC080C16MP13 | 34000 | 16.5 | 8.5 | 33000 | 24400 | 73.94% | 2.1 | 0 | 9 |  |  |  | No | R-410A | 2.8333 | Residential & Commercial | No
215677335 | Central HP <5.4 tons | HEIL | HRCU-A-CB (Split System: Heat Pump with Remote Outdoor Unit-Air-Source) | H5H0V60*K*AAA* |  |  | EVD5X60M21A*+WALLCON | *80CTL0701716B* | 55000 | 18 | 9 | 59500 | 43500 | 73.11% | 2.1 | 0 | 9.5 |  |  |  | No | R-454B | 4.5833 | Residential & Commercial | No
215677876 | Central HP <5.4 tons | AIRQUEST | HRCU-A-CB (Split System: Heat Pump with Remote Outdoor Unit-Air-Source) | H5H0V60*K*AAA* |  |  | EA*5X60M24A*+WALLCON | *96CTN1202422B* | 55000 | 18.5 | 9 | 59000 | 41500 | 70.34% | 2.02 | 0 | 9 |  |  |  | No | R-454B | 4.5833 | Residential & Commercial | No
215677776 | Central HP <5.4 tons | AIRQUEST | HRCU-A-CB (Split System: Heat Pump with Remote Outdoor Unit-Air-Source) | H5H0V60*K*AAA* |  |  | EA*5X60M24A*+WALLCON | *80CTL0902120B* | 55000 | 18.5 | 9 | 59000 | 41500 | 70.34% | 2.04 | 0 | 9 |  |  |  | No | R-454B | 4.5833 | Residential & Commercial | No
215677225 | Central HP <5.4 tons | HEIL | HRCU-A-CB (Split System: Heat Pump with Remote Outdoor Unit-Air-Source) | H5H0V60*K*AAA* |  |  | EVM5X61M24A*+WALLCON | *80CTL0702120B* | 57000 | 18.5 | 9 | 64000 | 45000 | 70.31% | 2.08 | 0 | 9 |  |  |  | No | R-454B | 4.75 | Residential & Commercial | No
211379839 | Central HP <5.4 tons | YORK | HRCU-A-CB (Split System: Heat Pump with Remote Outdoor Unit-Air-Source) | HMH72B341 |  |  | XAHC48FXXN1+TXV | TPLC080B12MP13 | 32400 | 16 | 8.1 | 32000 | 23600 | 73.75% | 1.98 | 0 | 8.5 |  |  |  | No | R-410A | 2.7 | Residential & Commercial | No
211379890 | Central HP <5.4 tons | YORK | HRCU-A-CB (Split System: Heat Pump with Remote Outdoor Unit-Air-Source) | HMH72B341 |  |  | XAHC48FXXN1+TXV | TM8E120C16MP11 | 33000 | 17 | 8.5 | 31600 | 23200 | 73.42% | 2.04 | 0 | 9.5 |  |  |  | No | R-410A | 2.75 | Residential & Commercial | No
211378028 | Central HP <5.4 tons | YORK | HRCU-A-CB (Split System: Heat Pump with Remote Outdoor Unit-Air-Source) | HMH72B341 |  |  | XAHC30CXXN1+TXV | TM8Y080C16MP11 | 32600 | 18 | 8.1 | 33000 | 23200 | 70.3% | 2 | 0 | 9 |  |  |  | No | R-410A | 2.7167 | Residential & Commercial | No
211378055 | Central HP <5.4 tons | YORK | HRCU-A-CB (Split System: Heat Pump with Remote Outdoor Unit-Air-Source) | HMH72B341 |  |  | XAHC30CXXN1+TXV | TM8Y080B12MP11 | 32000 | 17.5 | 8.1 | 32400 | 22800 | 70.37% | 1.98 | 0 | 9.5 |  |  |  | No | R-410A | 2.6667 | Residential & Commercial | No
211378130 | Central HP <5.4 tons | YORK | HRCU-A-CB (Split System: Heat Pump with Remote Outdoor Unit-Air-Source) | HMH72B341 |  |  | XAHC36DXXN1+TXV | YPLC100C16MP13 | 34000 | 17 | 8.1 | 34000 | 24600 | 72.35% | 2.08 | 0 | 9.5 |  |  |  | No | R-410A | 2.8333 | Residential & Commercial | No
213078267 | Central HP <5.4 tons | CARRIER | HRCU-A-CB (Split System: Heat Pump with Remote Outdoor Unit-Air-Source) | 38MURAQ36AB3* |  |  | CAP**3621AL* | 58S(B,C)*B090M17**14 | 35200 | 16 | 8.1 | 38500 | 35200 | 91.43% | 1.84 | 0 | 9.5 |  |  |  | No | R-410A | 2.9333 | Residential & Commercial | No
213079423 | Central HP <5.4 tons | CARRIER | HRCU-A-CB (Split System: Heat Pump with Remote Outdoor Unit-Air-Source) | 38MURAQ36AB3* |  |  | CAP**4221AL* | 59SC2E060M17**14 | 35200 | 16 | 8.1 | 38500 | 35200 | 91.43% | 1.88 | 0 | 9.5 |  |  |  | No | R-410A | 2.9333 | Residential & Commercial | No
211378146 | Central HP <5.4 tons | YORK | HRCU-A-CB (Split System: Heat Pump with Remote Outdoor Unit-Air-Source) | HMH72B341 |  |  | XAHC36DBCN1 | YPLC080C16MP13 | 34000 | 17 | 8.1 | 34000 | 24600 | 72.35% | 2.08 | 0 | 9.5 |  |  |  | No | R-410A | 2.8333 | Residential & Commercial | No
211378287 | Central HP <5.4 tons | YORK | HRCU-A-CB (Split System: Heat Pump with Remote Outdoor Unit-Air-Source) | HMH72B341 |  |  | XAFC36DXXN1+TXV | TM8V080B12MP12 | 33800 | 17 | 8.1 | 34000 | 24200 | 71.18% | 2.04 | 0 | 9.5 |  |  |  | No | R-410A | 2.8167 | Residential & Commercial | No
211378380 | Central HP <5.4 tons | YORK | HRCU-A-CB (Split System: Heat Pump with Remote Outdoor Unit-Air-Source) | HMH72B341 |  |  | XAHB36DBCN1 | YPLC060A12MP13 | 33400 | 16.5 | 8.1 | 33600 | 23800 | 70.83% | 2.02 | 0 | 9.5 |  |  |  | No | R-410A | 2.7833 | Residential & Commercial | No
211378441 | Central HP <5.4 tons | YORK | HRCU-A-CB (Split System: Heat Pump with Remote Outdoor Unit-Air-Source) | HMH72B341 |  |  | XAFB30CXXN1+TXV | YPLC060A12MP13 | 32800 | 17.5 | 8.1 | 33400 | 23400 | 70.06% | 2.02 | 0 | 9.5 |  |  |  | No | R-410A | 2.7333 | Residential & Commercial | No
211378507 | Central HP <5.4 tons | YORK | HRCU-A-CB (Split System: Heat Pump with Remote Outdoor Unit-Air-Source) | HMH72B341 |  |  | XAHC30CXXN1+TXV | TMLE100C16MP11 | 32200 | 16.5 | 8.1 | 32400 | 22800 | 70.37% | 2 | 0 | 9.5 |  |  |  | No | R-410A | 2.6833 | Residential & Commercial | No
211225675 | Central HP <5.4 tons | CARRIER | HRCU-A-CB (Split System: Heat Pump with Remote Outdoor Unit-Air-Source) | 38MURAQ36AB3* |  |  | CAP**3621AL* | 58S(B,C)*A110E21**20 | 35200 | 16 | 8.1 | 38500 | 35200 | 91.43% | 1.82 | 0 | 9.5 |  |  |  | No | R-410A | 2.9333 | Residential & Commercial | No
211225776 | Central HP <5.4 tons | CARRIER | HRCU-A-CB (Split System: Heat Pump with Remote Outdoor Unit-Air-Source) | 38MURAQ36AB3* |  |  | CAP**4221AL* | 58S(B,C)*A070E17**16 | 35200 | 16 | 8.1 | 38500 | 35000 | 90.91% | 1.88 | 0 | 9.5 |  |  |  | No | R-410A | 2.9333 | Residential & Commercial | No
211225777 | Central HP <5.4 tons | CARRIER | HRCU-A-CB (Split System: Heat Pump with Remote Outdoor Unit-Air-Source) | 38MURAQ36AB3* |  |  | CAP**4221AL* | 58S(B,C)*A070E21**16 | 35200 | 16 | 8.1 | 38500 | 35000 | 90.91% | 1.88 | 0 | 9.5 |  |  |  | No | R-410A | 2.9333 | Residential & Commercial | No
211225792 | Central HP <5.4 tons | CARRIER | HRCU-A-CB (Split System: Heat Pump with Remote Outdoor Unit-Air-Source) | 38MURAQ36AB3* |  |  | CAP**4221AL* | 58TP*A090V21**20 | 35000 | 16 | 8.1 | 38500 | 35000 | 90.91% | 1.86 | 0 | 9.5 |  |  |  | No | R-410A | 2.9167 | Residential & Commercial | No
215681315 | Central HP <5.4 tons | HEIL | HRCU-A-CB (Split System: Heat Pump with Remote Outdoor Unit-Air-Source) | H5H0V48*K*AAA* |  |  | EA*5X48M21A*+WALLCON | *80CSU0601716B* | 44000 | 17 | 9 | 48500 | 34200 | 70.52% | 2.04 | 0 | 9.5 |  |  |  | No | R-454B | 3.6667 | Residential & Commercial | No
215681625 | Central HP <5.4 tons | HEIL | HRCU-A-CB (Split System: Heat Pump with Remote Outdoor Unit-Air-Source) | H5H0V48*K*AAA* |  |  | ESH5X48M12A*+WALLCON | *97CTN0801716A* | 44500 | 16 | 8.5 | 49500 | 34800 | 70.3% | 1.92 | 0 | 9 |  |  |  | No | R-454B | 3.7083 | Residential & Commercial | No
215683126 | Central HP <5.4 tons | AIRQUEST | HRCU-A-CB (Split System: Heat Pump with Remote Outdoor Unit-Air-Source) | H5H0V60*K*AAA* |  |  | EVD5X61M21A*+WALLCON | *80CSU0401712B* | 56500 | 18 | 9 | 61500 | 43500 | 70.73% | 2.12 | 0 | 9.5 |  |  |  | No | R-454B | 4.7083 | Residential & Commercial | No
215682735 | Central HP <5.4 tons | HEIL | HRCU-A-CB (Split System: Heat Pump with Remote Outdoor Unit-Air-Source) | H5H0V60*K*AAA* |  |  | ESH5X60M12A*+WALLCON | *80CSU0601716B* | 54500 | 17 | 8.5 | 58500 | 41000 | 70.09% | 1.92 | 0 | 9 |  |  |  | No | R-454B | 4.5417 | Residential & Commercial | No
215677745 | Central HP <5.4 tons | HEIL | HRCU-A-CB (Split System: Heat Pump with Remote Outdoor Unit-Air-Source) | H5H0V60*K*AAA* |  |  | EA*5X60M24A*+WALLCON | *80CSU0802120A* | 55000 | 18.5 | 8.5 | 59000 | 41500 | 70.34% | 2.02 | 0 | 9 |  |  |  | No | R-454B | 4.5833 | Residential & Commercial | No
215677795 | Central HP <5.4 tons | HEIL | HRCU-A-CB (Split System: Heat Pump with Remote Outdoor Unit-Air-Source) | H5H0V60*K*AAA* |  |  | EA*5X60M24A*+WALLCON | *80CTL1352422B* | 55500 | 18.5 | 9 | 59000 | 41500 | 70.34% | 2.02 | 0 | 9 |  |  |  | No | R-454B | 4.625 | Residential & Commercial | No
215677615 | Central HP <5.4 tons | HEIL | HRCU-A-CB (Split System: Heat Pump with Remote Outdoor Unit-Air-Source) | H5H0V60*K*AAA* |  |  | EVD5X61M21A*+WALLCON | *97CMN0602120B* | 56000 | 17.5 | 9 | 65000 | 46000 | 70.77% | 2.06 | 0 | 8.5 |  |  |  | No | R-454B | 4.6667 | Residential & Commercial | No
215677535 | Central HP <5.4 tons | HEIL | HRCU-A-CB (Split System: Heat Pump with Remote Outdoor Unit-Air-Source) | H5H0V60*K*AAA* |  |  | EVD5X60M24A*+WALLCON | *97CMN1202422B* | 56500 | 18.5 | 9 | 63000 | 44500 | 70.63% | 2.08 | 0 | 9 |  |  |  | No | R-454B | 4.7083 | Residential & Commercial | No
211227400 | Central HP <5.4 tons | DAY & NIGHT | HRCU-A-CB (Split System: Heat Pump with Remote Outdoor Unit-Air-Source) | DLCURAH36ABK |  |  | EA*4X42L21A* | *80VSL0702120A* | 35400 | 16 | 8.1 | 38500 | 35000 | 90.91% | 1.88 | 0 | 9.5 |  |  |  | No | R-410A | 2.95 | Residential & Commercial | No
211241419 | Central HP <5.4 tons | TEMPSTAR | HRCU-A-CB (Split System: Heat Pump with Remote Outdoor Unit-Air-Source) | DLCURAH24ABK |  |  | EA*4X30L17A* | *96VSN0401712A* | 23200 | 16 | 8.5 | 25800 | 24200 | 93.8% | 2 | 0 | 9.5 |  |  |  | No | R-410A | 1.9333 | Residential & Commercial | No
211378555 | Central HP <5.4 tons | YORK | HRCU-A-CB (Split System: Heat Pump with Remote Outdoor Unit-Air-Source) | HMH72B341 |  |  | XAHB36DBCN1 | TMLE100B12MP11 | 33200 | 17.5 | 8.1 | 33000 | 23400 | 70.91% | 2.02 | 0 | 9.5 |  |  |  | No | R-410A | 2.7667 | Residential & Commercial | No
211377423 | Central HP <5.4 tons | YORK | HRCU-A-CB (Split System: Heat Pump with Remote Outdoor Unit-Air-Source) | HMH72B341 |  |  | XAFC36DXXN1+TXV | TM9Y060B12MP11 | 34000 | 17.5 | 8.1 | 34000 | 24200 | 71.18% | 2.04 | 0 | 9.5 |  |  |  | No | R-410A | 2.8333 | Residential & Commercial | No
211377456 | Central HP <5.4 tons | YORK | HRCU-A-CB (Split System: Heat Pump with Remote Outdoor Unit-Air-Source) | HMH72B341 |  |  | XAFC36DXXN1+TXV | TM9V100C20MP12 | 34000 | 17.5 | 8.1 | 34000 | 24800 | 72.94% | 2.12 | 0 | 9.5 |  |  |  | No | R-410A | 2.8333 | Residential & Commercial | No
211377459 | Central HP <5.4 tons | YORK | HRCU-A-CB (Split System: Heat Pump with Remote Outdoor Unit-Air-Source) | HMH72B341 |  |  | XAFC36DXXN1+TXV | TP9C100C20MP13 | 34000 | 17.5 | 8.1 | 34000 | 24800 | 72.94% | 2.12 | 0 | 9.5 |  |  |  | No | R-410A | 2.8333 | Residential & Commercial | No
211379351 | Central HP <5.4 tons | YORK | HRCU-A-CB (Split System: Heat Pump with Remote Outdoor Unit-Air-Source) | HMH72B341 |  |  | XAFC48FXXN1+TXV | TP9C080B12MP13 | 33400 | 16.5 | 8.5 | 32600 | 24000 | 73.62% | 2.06 | 0 | 9 |  |  |  | No | R-410A | 2.7833 | Residential & Commercial | No
211379519 | Central HP <5.4 tons | YORK | HRCU-A-CB (Split System: Heat Pump with Remote Outdoor Unit-Air-Source) | HMH72B341 |  |  | XAHC48FBCN1 | TM8Y100C20MP11 | 33800 | 16.5 | 8.5 | 32400 | 23800 | 73.46% | 2.06 | 0 | 9 |  |  |  | No | R-410A | 2.8167 | Residential & Commercial | No
215682835 | Central HP <5.4 tons | HEIL | HRCU-A-CB (Split System: Heat Pump with Remote Outdoor Unit-Air-Source) | H5H0V60*K*AAA* |  |  | EVM5X60M21A*+WALLCON | *80CSU1002120B* | 57000 | 18 | 9 | 63500 | 44500 | 70.08% | 2.08 | 0 | 9 |  |  |  | No | R-454B | 4.75 | Residential & Commercial | No
215682985 | Central HP <5.4 tons | HEIL | HRCU-A-CB (Split System: Heat Pump with Remote Outdoor Unit-Air-Source) | H5H0V60*K*AAA* |  |  | EVD5X60M21A*+WALLCON | *96CTN0802120B* | 56500 | 18 | 9 | 64000 | 45000 | 70.31% | 2.08 | 0 | 9 |  |  |  | No | R-454B | 4.7083 | Residential & Commercial | No
215683035 | Central HP <5.4 tons | HEIL | HRCU-A-CB (Split System: Heat Pump with Remote Outdoor Unit-Air-Source) | H5H0V60*K*AAA* |  |  | EVD5X60M21A*+WALLCON | *97CTN0802120A* | 56500 | 18 | 9 | 64000 | 45000 | 70.31% | 2.08 | 0 | 9 |  |  |  | No | R-454B | 4.7083 | Residential & Commercial | No
215677016 | Central HP <5.4 tons | AIRQUEST | HRCU-A-CB (Split System: Heat Pump with Remote Outdoor Unit-Air-Source) | H5H0V60*K*AAA* |  |  | EVM5X60M21A*+WALLCON | *80CTL1102120B* | 57000 | 18.5 | 9 | 63500 | 44500 | 70.08% | 2.08 | 0 | 9.5 |  |  |  | No | R-454B | 4.75 | Residential & Commercial | No
215675145 | Central HP <5.4 tons | HEIL | HRCU-A-CB (Split System: Heat Pump with Remote Outdoor Unit-Air-Source) | H5H0V48*K*AAA* |  |  | ESH5X60M12A*+WALLCON | *80CSU1002120A* | 45500 | 16.5 | 8.5 | 48000 | 33800 | 70.42% | 2.06 | 0 | 9.5 |  |  |  | No | R-454B | 3.7917 | Residential & Commercial | No
215675413 | Central HP <5.4 tons | CARRIER | HRCU-A-CB (Split System: Heat Pump with Remote Outdoor Unit-Air-Source) | 27VNA048A*030* |  |  | CVAMA4821XMA*+UI | 59CU5B080C21**20 | 47000 | 18 | 9 | 50000 | 36600 | 73.2% | 1.98 | 0 | 9.5 |  |  |  | No | R-454B | 3.9167 | Residential & Commercial | No
215674324 | Central HP <5.4 tons | CARRIER | HRCU-A-CB (Split System: Heat Pump with Remote Outdoor Unit-Air-Source) | 27VNA048A*030* |  |  | CAA**6121AM*+UI | 58TN*B045C17**12 | 45500 | 17 | 9 | 48500 | 34600 | 71.34% | 2.06 | 0 | 9.5 |  |  |  | No | R-454B | 3.7917 | Residential & Commercial | No
215675132 | Central HP <5.4 tons | CARRIER | HRCU-A-CB (Split System: Heat Pump with Remote Outdoor Unit-Air-Source) | 27VNA048A*030* |  |  | CSAH*6012AM*+UI | 58CU*A080C21**20 | 45500 | 17 | 8.5 | 48000 | 33600 | 70% | 2.08 | 0 | 9.5 |  |  |  | No | R-454B | 3.7917 | Residential & Commercial | No
215675323 | Central HP <5.4 tons | CARRIER | HRCU-A-CB (Split System: Heat Pump with Remote Outdoor Unit-Air-Source) | 27VNA048A*030* |  |  | CSAH*6012AM*+UI | 59TN6C100C21**22 | 45500 | 16.5 | 8.5 | 48000 | 33800 | 70.42% | 2.08 | 0 | 9.5 |  |  |  | No | R-454B | 3.7917 | Residential & Commercial | No
215675693 | Central HP <5.4 tons | CARRIER | HRCU-A-CB (Split System: Heat Pump with Remote Outdoor Unit-Air-Source) | 27VNA048A*030* |  |  | CVAMA6021XMA*+UI | 58TN*B045C17**12 | 47500 | 18 | 9 | 50000 | 37600 | 75.2% | 1.98 | 0 | 9.5 |  |  |  | No | R-454B | 3.9583 | Residential & Commercial | No
215674004 | Central HP <5.4 tons | CARRIER | HRCU-A-CB (Split System: Heat Pump with Remote Outdoor Unit-Air-Source) | 27VNA048A*030* |  |  | CAA**4821AM*+UI | 58CU*A100C21**20 | 44000 | 17.5 | 9 | 48500 | 34200 | 70.52% | 2.06 | 0 | 9.5 |  |  |  | No | R-454B | 3.6667 | Residential & Commercial | No
215674954 | Central HP <5.4 tons | CARRIER | HRCU-A-CB (Split System: Heat Pump with Remote Outdoor Unit-Air-Source) | 27VNA048A*030* |  |  | CSAH*4812AM*+UI | 59MN7C060C21**20 | 44500 | 16 | 8.5 | 49500 | 34800 | 70.3% | 1.92 | 0 | 9 |  |  |  | No | R-454B | 3.7083 | Residential & Commercial | No
215676133 | Central HP <5.4 tons | CARRIER | HRCU-A-CB (Split System: Heat Pump with Remote Outdoor Unit-Air-Source) | 27VNA048A*030* |  |  | CVAVA4821XMA*+UI | 59CU5B060C17**16 | 46500 | 17.5 | 9 | 50000 | 37000 | 74% | 1.98 | 0 | 9.5 |  |  |  | No | R-454B | 3.875 | Residential & Commercial | No
215676093 | Central HP <5.4 tons | CARRIER | HRCU-A-CB (Split System: Heat Pump with Remote Outdoor Unit-Air-Source) | 27VNA048A*030* |  |  | CVAVA4821XMA*+UI | 58CU*A060C17**16 | 47000 | 18 | 9 | 50000 | 36400 | 72.8% | 2 | 0 | 9.5 |  |  |  | No | R-454B | 3.9167 | Residential & Commercial | No
215675253 | Central HP <5.4 tons | CARRIER | HRCU-A-CB (Split System: Heat Pump with Remote Outdoor Unit-Air-Source) | 27VNA048A*030* |  |  | CSAH*6012AM*+UI | 59CU5B100C21**22 | 45500 | 16.5 | 8.5 | 48000 | 33600 | 70% | 2.06 | 0 | 9.5 |  |  |  | No | R-454B | 3.7917 | Residential & Commercial | No
215675353 | Central HP <5.4 tons | CARRIER | HRCU-A-CB (Split System: Heat Pump with Remote Outdoor Unit-Air-Source) | 27VNA048A*030* |  |  | CVAMA4821XMA*+UI | 58CU*A060C17**16 | 47000 | 18 | 9 | 50000 | 36400 | 72.8% | 1.98 | 0 | 9.5 |  |  |  | No | R-454B | 3.9167 | Residential & Commercial | No
215674074 | Central HP <5.4 tons | CARRIER | HRCU-A-CB (Split System: Heat Pump with Remote Outdoor Unit-Air-Source) | 27VNA048A*030* |  |  | CAA**4821AM*+UI | 59CU5B060C17**16 | 44000 | 17 | 9 | 49000 | 34600 | 70.61% | 2.04 | 0 | 9 |  |  |  | No | R-454B | 3.6667 | Residential & Commercial | No
215675193 | Central HP <5.4 tons | CARRIER | HRCU-A-CB (Split System: Heat Pump with Remote Outdoor Unit-Air-Source) | 27VNA048A*030* |  |  | CSAH*6012AM*+UI | 58TN*B090C17**16 | 45500 | 16.5 | 8.5 | 48000 | 34000 | 70.83% | 2.06 | 0 | 9.5 |  |  |  | No | R-454B | 3.7917 | Residential & Commercial | No
215675293 | Central HP <5.4 tons | CARRIER | HRCU-A-CB (Split System: Heat Pump with Remote Outdoor Unit-Air-Source) | 27VNA048A*030* |  |  | CSAH*6012AM*+UI | 59MN7C100C21**22 | 45500 | 16.5 | 8.5 | 48000 | 33800 | 70.42% | 2.08 | 0 | 9.5 |  |  |  | No | R-454B | 3.7917 | Residential & Commercial | No
215674094 | Central HP <5.4 tons | CARRIER | HRCU-A-CB (Split System: Heat Pump with Remote Outdoor Unit-Air-Source) | 27VNA048A*030* |  |  | CAA**4821AM*+UI | 59MN7C060C21**20 | 44000 | 17 | 9 | 49000 | 34600 | 70.61% | 2.04 | 0 | 9.5 |  |  |  | No | R-454B | 3.6667 | Residential & Commercial | No
215674144 | Central HP <5.4 tons | CARRIER | HRCU-A-CB (Split System: Heat Pump with Remote Outdoor Unit-Air-Source) | 27VNA048A*030* |  |  | CAA**4821AM*+UI | 59TN6C100C21**22 | 44000 | 17.5 | 9 | 48500 | 34000 | 70.1% | 2.04 | 0 | 9.5 |  |  |  | No | R-454B | 3.6667 | Residential & Commercial | No
215676703 | Central HP <5.4 tons | CARRIER | HRCU-A-CB (Split System: Heat Pump with Remote Outdoor Unit-Air-Source) | 27VNA048A*030* |  |  | CVAVA6121XMA*+UI | 58TN*B045C17**12 | 48000 | 18.5 | 9 | 50000 | 37600 | 75.2% | 1.98 | 0 | 9.5 |  |  |  | No | R-454B | 4 | Residential & Commercial | No
215674114 | Central HP <5.4 tons | CARRIER | HRCU-A-CB (Split System: Heat Pump with Remote Outdoor Unit-Air-Source) | 27VNA048A*030* |  |  | CAA**4821AM*+UI | 59MN7C080C21**20 | 44000 | 17.5 | 9 | 48500 | 34200 | 70.52% | 2.06 | 0 | 9.5 |  |  |  | No | R-454B | 3.6667 | Residential & Commercial | No
215674214 | Central HP <5.4 tons | CARRIER | HRCU-A-CB (Split System: Heat Pump with Remote Outdoor Unit-Air-Source) | 27VNA048A*030* |  |  | CAA**6024AM*+UI | 59CU5B080C21**20 | 45000 | 17.5 | 9 | 47500 | 33600 | 70.74% | 2.08 | 0 | 9.5 |  |  |  | No | R-454B | 3.75 | Residential & Commercial | No
211222714 | Central HP <5.4 tons | TEMPSTAR | HRCU-A-CB (Split System: Heat Pump with Remote Outdoor Unit-Air-Source) | DLCURAH30ABK |  |  | EA*4X37L21A* | *96VTN1002122A* | 30600 | 15.2 | 8.1 | 33000 | 26200 | 79.39% | 1.84 | 0 | 9 |  |  |  | No | R-410A | 2.55 | Residential & Commercial | No
211222778 | Central HP <5.4 tons | TEMPSTAR | HRCU-A-CB (Split System: Heat Pump with Remote Outdoor Unit-Air-Source) | DLCURAH30ABK |  |  | FVM4X36***L |  | 30400 | 15.2 | 8.1 | 34000 | 27400 | 80.59% | 1.78 | 0 | 9 |  |  |  | No | R-410A | 2.5333 | Residential & Commercial | No
211379624 | Central HP <5.4 tons | YORK | HRCU-A-CB (Split System: Heat Pump with Remote Outdoor Unit-Air-Source) | HMH72B341 |  |  | XAHC48FXXN1+TXV | TMLV120C20MP12 | 33800 | 16.5 | 8.5 | 32400 | 23800 | 73.46% | 2.06 | 0 | 9 |  |  |  | No | R-410A | 2.8167 | Residential & Commercial | No
211379887 | Central HP <5.4 tons | YORK | HRCU-A-CB (Split System: Heat Pump with Remote Outdoor Unit-Air-Source) | HMH72B341 |  |  | XAHD48FBCN1 | TMLE120C16MP11 | 33000 | 16.5 | 8.5 | 31800 | 23200 | 72.96% | 2.04 | 0 | 9.5 |  |  |  | No | R-410A | 2.75 | Residential & Commercial | No
211378212 | Central HP <5.4 tons | YORK | HRCU-A-CB (Split System: Heat Pump with Remote Outdoor Unit-Air-Source) | HMH72B341 |  |  | XAFC30CXXN1+TXV | TM8V100C16MP12 | 33000 | 17.5 | 8.5 | 33000 | 23200 | 70.3% | 2.04 | 0 | 9.5 |  |  |  | No | R-410A | 2.75 | Residential & Commercial | No
211378305 | Central HP <5.4 tons | YORK | HRCU-A-CB (Split System: Heat Pump with Remote Outdoor Unit-Air-Source) | HMH72B341 |  |  | XAFC30CXXN1+TXV | TM8V080B12MP12 | 32400 | 17 | 8.1 | 34000 | 23800 | 70% | 2 | 0 | 9.5 |  |  |  | No | R-410A | 2.7 | Residential & Commercial | No
211378341 | Central HP <5.4 tons | YORK | HRCU-A-CB (Split System: Heat Pump with Remote Outdoor Unit-Air-Source) | HMH72B341 |  |  | XAFB30CXXN1+TXV | TM8V080B12MP12 | 32400 | 17 | 8.1 | 33600 | 23600 | 70.24% | 2 | 0 | 9.5 |  |  |  | No | R-410A | 2.7 | Residential & Commercial | No
211378405 | Central HP <5.4 tons | YORK | HRCU-A-CB (Split System: Heat Pump with Remote Outdoor Unit-Air-Source) | HMH72B341 |  |  | XAFB36DXXN1+TXV | YPLC060A12MP13 | 34000 | 17.5 | 8.1 | 34000 | 24200 | 71.18% | 2.06 | 0 | 9.5 |  |  |  | No | R-410A | 2.8333 | Residential & Commercial | No
211378981 | Central HP <5.4 tons | YORK | HRCU-A-CB (Split System: Heat Pump with Remote Outdoor Unit-Air-Source) | HMH72B341 |  |  | XAFD48FXXN1+TXV | TM9Y120D20MP11 | 34000 | 16.5 | 8.5 | 32400 | 23800 | 73.46% | 2.08 | 0 | 9.5 |  |  |  | No | R-410A | 2.8333 | Residential & Commercial | No
211379101 | Central HP <5.4 tons | YORK | HRCU-A-CB (Split System: Heat Pump with Remote Outdoor Unit-Air-Source) | HMH72B341 |  |  | XAHD48FXXN1+TXV | TP9C100C20MP13 | 33600 | 16.5 | 8.5 | 32400 | 23800 | 73.46% | 2.06 | 0 | 9 |  |  |  | No | R-410A | 2.8 | Residential & Commercial | No
211379333 | Central HP <5.4 tons | YORK | HRCU-A-CB (Split System: Heat Pump with Remote Outdoor Unit-Air-Source) | HMH72B341 |  |  | XAHC48FXXN1+TXV | TP9C080B12MP13 | 32800 | 16 | 8.1 | 32200 | 23600 | 73.29% | 2.02 | 0 | 9 |  |  |  | No | R-410A | 2.7333 | Residential & Commercial | No
211379576 | Central HP <5.4 tons | YORK | HRCU-A-CB (Split System: Heat Pump with Remote Outdoor Unit-Air-Source) | HMH72B341 |  |  | XAFD48FXXN1+TXV | TM8Y080C16MP11 | 34000 | 17.5 | 8.5 | 33200 | 24400 | 73.49% | 2.08 | 0 | 9 |  |  |  | No | R-410A | 2.8333 | Residential & Commercial | No
211379633 | Central HP <5.4 tons | YORK | HRCU-A-CB (Split System: Heat Pump with Remote Outdoor Unit-Air-Source) | HMH72B341 |  |  | XAHC48FXXN1+TXV | YPLC100C20MP13 | 33800 | 16.5 | 8.5 | 32400 | 23800 | 73.46% | 2.06 | 0 | 9 |  |  |  | No | R-410A | 2.8167 | Residential & Commercial | No
211379649 | Central HP <5.4 tons | YORK | HRCU-A-CB (Split System: Heat Pump with Remote Outdoor Unit-Air-Source) | HMH72B341 |  |  | XAHC48FBCN1 | TPLC120C20MP13 | 33800 | 16.5 | 8.5 | 32400 | 23800 | 73.46% | 2.06 | 0 | 9 |  |  |  | No | R-410A | 2.8167 | Residential & Commercial | No
211379703 | Central HP <5.4 tons | YORK | HRCU-A-CB (Split System: Heat Pump with Remote Outdoor Unit-Air-Source) | HMH72B341 |  |  | XAHC48FXXN1+TXV | TMLV100C16MP12 | 33600 | 16.5 | 8.5 | 32400 | 23800 | 73.46% | 2.06 | 0 | 9 |  |  |  | No | R-410A | 2.8 | Residential & Commercial | No
211380010 | Central HP <5.4 tons | YORK | HRCU-A-CB (Split System: Heat Pump with Remote Outdoor Unit-Air-Source) | HMH72B341 |  |  | XAHD48FXXN1+TXV | TM8E080C16MP11 | 32800 | 16.5 | 8.5 | 31600 | 23000 | 72.78% | 2.02 | 0 | 9.5 |  |  |  | No | R-410A | 2.7333 | Residential & Commercial | No
211378600 | Central HP <5.4 tons | YORK | HRCU-A-CB (Split System: Heat Pump with Remote Outdoor Unit-Air-Source) | HMH72B341 |  |  | XAFB30CXXN1+TXV | TM8E100B12MP11 | 32800 | 17.5 | 8.1 | 33400 | 23400 | 70.06% | 2.04 | 0 | 9.5 |  |  |  | No | R-410A | 2.7333 | Residential & Commercial | No
211378682 | Central HP <5.4 tons | YORK | HRCU-A-CB (Split System: Heat Pump with Remote Outdoor Unit-Air-Source) | HMH72B341 |  |  | XAFC36DBCN1 | TM8E080B12MP11 | 34000 | 18 | 8.1 | 34000 | 24400 | 71.76% | 2.06 | 0 | 9.5 |  |  |  | No | R-410A | 2.8333 | Residential & Commercial | No
211378371 | Central HP <5.4 tons | YORK | HRCU-A-CB (Split System: Heat Pump with Remote Outdoor Unit-Air-Source) | HMH72B341 |  |  | XAHB36DBCN1 | TM8V060A12MP12 | 33400 | 16.5 | 8.1 | 33600 | 23800 | 70.83% | 2.02 | 0 | 9.5 |  |  |  | No | R-410A | 2.7833 | Residential & Commercial | No
211378819 | Central HP <5.4 tons | YORK | HRCU-A-CB (Split System: Heat Pump with Remote Outdoor Unit-Air-Source) | HMH72B341 |  |  | XAHC30CXXN1+TXV | TL9E100C20UH11 | 32600 | 16.5 | 8.1 | 32800 | 23000 | 70.12% | 2.02 | 0 | 9.5 |  |  |  | No | R-410A | 2.7167 | Residential & Commercial | No
211378902 | Central HP <5.4 tons | YORK | HRCU-A-CB (Split System: Heat Pump with Remote Outdoor Unit-Air-Source) | HMH72B341 |  |  | XAHC30CXXN1+TXV | TL8E080C16UH11 | 32400 | 17 | 8.1 | 32800 | 23000 | 70.12% | 2 | 0 | 9.5 |  |  |  | No | R-410A | 2.7 | Residential & Commercial | No
211380019 | Central HP <5.4 tons | YORK | HRCU-A-CB (Split System: Heat Pump with Remote Outdoor Unit-Air-Source) | HMH72B341 |  |  | XAHD48FBCN1 | TMLE080C16MP11 | 32800 | 16.5 | 8.5 | 31600 | 23000 | 72.78% | 2.02 | 0 | 9.5 |  |  |  | No | R-410A | 2.7333 | Residential & Commercial | No
211380028 | Central HP <5.4 tons | YORK | HRCU-A-CB (Split System: Heat Pump with Remote Outdoor Unit-Air-Source) | HMH72B341 |  |  | XAHC48FBCN1 | TM8E080C16MP11 | 32800 | 16.5 | 8.5 | 31600 | 23000 | 72.78% | 2.04 | 0 | 9.5 |  |  |  | No | R-410A | 2.7333 | Residential & Commercial | No
215681295 | Central HP <5.4 tons | HEIL | HRCU-A-CB (Split System: Heat Pump with Remote Outdoor Unit-Air-Source) | H5H0V48*K*AAA* |  |  | EA*5X48M21A*+WALLCON | *96CTN0802120B* | 44000 | 17.5 | 9 | 48500 | 34200 | 70.52% | 2.06 | 0 | 9.5 |  |  |  | No | R-454B | 3.6667 | Residential & Commercial | No
215681395 | Central HP <5.4 tons | HEIL | HRCU-A-CB (Split System: Heat Pump with Remote Outdoor Unit-Air-Source) | H5H0V48*K*AAA* |  |  | EA*5X60M24A*+WALLCON | *80CSU1002120B* | 45000 | 17.5 | 9 | 47500 | 33600 | 70.74% | 2.06 | 0 | 9.5 |  |  |  | No | R-454B | 3.75 | Residential & Commercial | No
214280291 | Central HP <5.4 tons | TEMPSTAR | HRCU-A-CB (Split System: Heat Pump with Remote Outdoor Unit-Air-Source) | DLCURAH36ABK |  |  | EA*4X42L21A* | *96MSN0601716A* | 35200 | 15.5 | 8.5 | 38500 | 35200 | 91.43% | 1.88 | 0 | 9.5 |  |  |  | No | R-410A | 2.9333 | Residential & Commercial | No
215668724 | Central HP <5.4 tons | HEIL | HRCU-A-CB (Split System: Heat Pump with Remote Outdoor Unit-Air-Source) | H5H0V36*K*AAA* |  |  | EA*5X37M21A*+WALLCON | *97CMN0601714B* | 34200 | 17.5 | 9 | 35600 | 25400 | 71.35% | 1.88 | 0 | 9.5 |  |  |  | No | R-454B | 2.85 | Residential & Commercial | No
213079996 | Central HP <5.4 tons | COMFORTMAKER | HRCU-A-CB (Split System: Heat Pump with Remote Outdoor Unit-Air-Source) | DLCURAH36ABK |  |  | EA*4X36L17A* | *96MSN0801716A* | 35000 | 15.2 | 8.1 | 39000 | 35400 | 90.77% | 1.82 | 0 | 9.5 |  |  |  | No | R-410A | 2.9167 | Residential & Commercial | No
211380051 | Central HP <5.4 tons | YORK | HRCU-A-CB (Split System: Heat Pump with Remote Outdoor Unit-Air-Source) | HMH72B341 |  |  | XAFC48FBCN1 | TM8E080C16MP11 | 33400 | 17 | 8.5 | 32200 | 23400 | 72.67% | 2.06 | 0 | 9.5 |  |  |  | No | R-410A | 2.7833 | Residential & Commercial | No
213296528 | Central HP <5.4 tons | YORK | HRCU-A-CB (Split System: Heat Pump with Remote Outdoor Unit-Air-Source) | HMH72B341 |  |  | XAFC30CXXN1+TXV | Y82E100C20LMPS1 | 33600 | 18.5 | 8.5 | 33000 | 23200 | 70.3% | 2.08 | 0 | 9.5 |  |  |  | No | R-410A | 2.8 | Residential & Commercial | No
213296580 | Central HP <5.4 tons | YORK | HRCU-A-CB (Split System: Heat Pump with Remote Outdoor Unit-Air-Source) | HMH72B341 |  |  | XAFB30CXXN1+TXV | Y82E080B12LMPS1 | 33000 | 18.5 | 8.1 | 33000 | 23400 | 70.91% | 2.04 | 0 | 9.5 |  |  |  | No | R-410A | 2.75 | Residential & Commercial | No
213296712 | Central HP <5.4 tons | YORK | HRCU-A-CB (Split System: Heat Pump with Remote Outdoor Unit-Air-Source) | HMH72B341 |  |  | XAFC30CXXN1+TXV | Y81E120C20SMPS1 | 33000 | 17.5 | 8.5 | 33000 | 23400 | 70.91% | 2.04 | 0 | 9.5 |  |  |  | No | R-410A | 2.75 | Residential & Commercial | No
213080375 | Central HP <5.4 tons | CARRIER | HRCU-A-CB (Split System: Heat Pump with Remote Outdoor Unit-Air-Source) | 38MURAQ36AB3* |  |  | CAP**3621AL* | 59SC6A100M21**22 | 35000 | 16 | 8.1 | 38500 | 35200 | 91.43% | 1.82 | 0 | 9.5 |  |  |  | No | R-410A | 2.9167 | Residential & Commercial | No
212979795 | Central HP <5.4 tons | TEMPSTAR | HRCU-A-CB (Split System: Heat Pump with Remote Outdoor Unit-Air-Source) | DLCURAH30ABK |  |  | END4X42L17** | *80MS(N,L)0901714A* | 30000 | 15.2 | 8.1 | 34000 | 27200 | 80% | 1.82 | 0 | 9 |  |  |  | No | R-410A | 2.5 | Residential & Commercial | No
211222134 | Central HP <5.4 tons | TEMPSTAR | HRCU-A-CB (Split System: Heat Pump with Remote Outdoor Unit-Air-Source) | DLCURAH30ABK |  |  | EA*4X36L21A* | *92ESN0801716A* | 29600 | 15.2 | 8.1 | 33800 | 27800 | 82.25% | 1.76 | 0 | 9 |  |  |  | No | R-410A | 2.4667 | Residential & Commercial | No
211222770 | Central HP <5.4 tons | TEMPSTAR | HRCU-A-CB (Split System: Heat Pump with Remote Outdoor Unit-Air-Source) | DLCURAH30ABK |  |  | FMA4X36**AL* |  | 31200 | 15.5 | 8.5 | 35400 | 26800 | 75.71% | 1.86 | 0 | 9 |  |  |  | No | R-410A | 2.6 | Residential & Commercial | No
212979747 | Central HP <5.4 tons | TEMPSTAR | HRCU-A-CB (Split System: Heat Pump with Remote Outdoor Unit-Air-Source) | DLCURAH30ABK |  |  | EA*4X43L21A* | *80MS(N,L)0901714A* | 30400 | 15.2 | 8.1 | 33000 | 26400 | 80% | 1.84 | 0 | 9 |  |  |  | No | R-410A | 2.5333 | Residential & Commercial | No
215679725 | Central HP <5.4 tons | HEIL | HRCU-A-CB (Split System: Heat Pump with Remote Outdoor Unit-Air-Source) | H5H0V36*K*AAA* |  |  | ESH5X36M12A*+WALLCON | *80CSU0601716B* | 33800 | 16.5 | 8.5 | 35600 | 25400 | 71.35% | 1.76 | 0 | 9.5 |  |  |  | No | R-454B | 2.8167 | Residential & Commercial | No
215679845 | Central HP <5.4 tons | HEIL | HRCU-A-CB (Split System: Heat Pump with Remote Outdoor Unit-Air-Source) | H5H0V36*K*AAA* |  |  | ESH5X42M12A*+WALLCON | *97CTN1002122A* | 34000 | 16.5 | 8.5 | 35600 | 25200 | 70.79% | 1.78 | 0 | 9.5 |  |  |  | No | R-454B | 2.8333 | Residential & Commercial | No
211377577 | Central HP <5.4 tons | YORK | HRCU-A-CB (Split System: Heat Pump with Remote Outdoor Unit-Air-Source) | HMH72B341 |  |  | XAFC30CXXN1+TXV | TP9C080C16MP13 | 32800 | 17 | 8.1 | 33400 | 23400 | 70.06% | 2.04 | 0 | 9.5 |  |  |  | No | R-410A | 2.7333 | Residential & Commercial | No
211377754 | Central HP <5.4 tons | YORK | HRCU-A-CB (Split System: Heat Pump with Remote Outdoor Unit-Air-Source) | HMH72B341 |  |  | XAFC36DXXN1+TXV | YP9C060B12MP13 | 34000 | 17.5 | 8.1 | 34000 | 24200 | 71.18% | 2.06 | 0 | 9.5 |  |  |  | No | R-410A | 2.8333 | Residential & Commercial | No
211377786 | Central HP <5.4 tons | YORK | HRCU-A-CB (Split System: Heat Pump with Remote Outdoor Unit-Air-Source) | HMH72B341 |  |  | XAUB36DXXN1+TXV | TP9C060B12MP13 | 33800 | 17 | 8.5 | 33400 | 23800 | 71.26% | 2.04 | 0 | 9.5 |  |  |  | No | R-410A | 2.8167 | Residential & Commercial | No
211379258 | Central HP <5.4 tons | YORK | HRCU-A-CB (Split System: Heat Pump with Remote Outdoor Unit-Air-Source) | HMH72B341 |  |  | XAHD48FBCN1 | TM9V080C16MP12 | 32600 | 16 | 8.1 | 31800 | 23200 | 72.96% | 2.02 | 0 | 9 |  |  |  | No | R-410A | 2.7167 | Residential & Commercial | No
211379426 | Central HP <5.4 tons | YORK | HRCU-A-CB (Split System: Heat Pump with Remote Outdoor Unit-Air-Source) | HMH72B341 |  |  | XAHC48FBCN1 | TM9E100C16MP12 | 32800 | 16.5 | 8.5 | 31800 | 23200 | 72.96% | 2.02 | 0 | 9 |  |  |  | No | R-410A | 2.7333 | Residential & Commercial | No
211378850 | Central HP <5.4 tons | YORK | HRCU-A-CB (Split System: Heat Pump with Remote Outdoor Unit-Air-Source) | HMH72B341 |  |  | XAHC36DBCN1 | TL9E060B12UH11 | 32800 | 17.5 | 8.1 | 32400 | 22800 | 70.37% | 1.98 | 0 | 9.5 |  |  |  | No | R-410A | 2.7333 | Residential & Commercial | No
215679966 | Central HP <5.4 tons | AIRQUEST | HRCU-A-CB (Split System: Heat Pump with Remote Outdoor Unit-Air-Source) | H5H0V36*K*AAA* |  |  | ESH5X60M12A*+WALLCON | *97CTN0601716A* | 34200 | 16 | 8.5 | 34800 | 25200 | 72.41% | 1.8 | 0 | 9 |  |  |  | No | R-454B | 2.85 | Residential & Commercial | No
215683086 | Central HP <5.4 tons | AIRQUEST | HRCU-A-CB (Split System: Heat Pump with Remote Outdoor Unit-Air-Source) | H5H0V60*K*AAA* |  |  | EVD5X60M24A*+WALLCON | *97CTN0802120A* | 56500 | 18 | 9 | 63500 | 44500 | 70.08% | 2.08 | 0 | 9 |  |  |  | No | R-454B | 4.7083 | Residential & Commercial | No
215677906 | Central HP <5.4 tons | AIRQUEST | HRCU-A-CB (Split System: Heat Pump with Remote Outdoor Unit-Air-Source) | H5H0V60*K*AAA* |  |  | EA*5X61M24A*+WALLCON | *80CSU1002120A* | 56000 | 18 | 9 | 60000 | 42000 | 70% | 2 | 0 | 9 |  |  |  | No | R-454B | 4.6667 | Residential & Commercial | No
215677145 | Central HP <5.4 tons | HEIL | HRCU-A-CB (Split System: Heat Pump with Remote Outdoor Unit-Air-Source) | H5H0V60*K*AAA* |  |  | EVM5X60M24A*+WALLCON | *95CSU0802120B* | 56500 | 18 | 9 | 63500 | 44500 | 70.08% | 2.08 | 0 | 9 |  |  |  | No | R-454B | 4.7083 | Residential & Commercial | No
215677445 | Central HP <5.4 tons | HEIL | HRCU-A-CB (Split System: Heat Pump with Remote Outdoor Unit-Air-Source) | H5H0V60*K*AAA* |  |  | EVD5X60M24A*+WALLCON | *80CTL0702120B* | 56000 | 18 | 9 | 63500 | 45000 | 70.87% | 2.06 | 0 | 9 |  |  |  | No | R-454B | 4.6667 | Residential & Commercial | No
215679365 | Central HP <5.4 tons | HEIL | HRCU-A-CB (Split System: Heat Pump with Remote Outdoor Unit-Air-Source) | H5H0V36*K*AAA* |  |  | EA*5X42M21A*+WALLCON | *80CSU0601716B* | 33200 | 17.5 | 8.5 | 35800 | 25600 | 71.51% | 1.84 | 0 | 9.5 |  |  |  | No | R-454B | 2.7667 | Residential & Commercial | No
211379043 | Central HP <5.4 tons | YORK | HRCU-A-CB (Split System: Heat Pump with Remote Outdoor Unit-Air-Source) | HMH72B341 |  |  | XAFC48FBCN1 | TM9Y080B12MP11 | 33400 | 17 | 8.1 | 32800 | 24200 | 73.78% | 2.04 | 0 | 9 |  |  |  | No | R-410A | 2.7833 | Residential & Commercial | No
211378423 | Central HP <5.4 tons | YORK | HRCU-A-CB (Split System: Heat Pump with Remote Outdoor Unit-Air-Source) | HMH72B341 |  |  | XAUB36DXXN1+TXV | TPLC060A12MP13 | 34000 | 17.5 | 8.1 | 34000 | 24200 | 71.18% | 2.06 | 0 | 9.5 |  |  |  | No | R-410A | 2.8333 | Residential & Commercial | No
211378432 | Central HP <5.4 tons | YORK | HRCU-A-CB (Split System: Heat Pump with Remote Outdoor Unit-Air-Source) | HMH72B341 |  |  | XAFB30CXXN1+TXV | TM8V060A12MP12 | 32800 | 17.5 | 8.1 | 33400 | 23400 | 70.06% | 2.02 | 0 | 9.5 |  |  |  | No | R-410A | 2.7333 | Residential & Commercial | No
211379435 | Central HP <5.4 tons | YORK | HRCU-A-CB (Split System: Heat Pump with Remote Outdoor Unit-Air-Source) | HMH72B341 |  |  | XAFC48FXXN1+TXV | TM9E100C16MP12 | 33400 | 17 | 8.5 | 32400 | 23600 | 72.84% | 2.06 | 0 | 9.5 |  |  |  | No | R-410A | 2.7833 | Residential & Commercial | No
211380146 | Central HP <5.4 tons | YORK | HRCU-A-CB (Split System: Heat Pump with Remote Outdoor Unit-Air-Source) | HMH72B341 |  |  | XAHC48FBCN1 | TL9E060B12UH11 | 32400 | 16.5 | 8.1 | 32000 | 23600 | 73.75% | 2 | 0 | 9 |  |  |  | No | R-410A | 2.7 | Residential & Commercial | No
215679265 | Central HP <5.4 tons | HEIL | HRCU-A-CB (Split System: Heat Pump with Remote Outdoor Unit-Air-Source) | H5H0V36*K*AAA* |  |  | EA*5X37M17A*+WALLCON | *97CTN0801716A* | 33800 | 17.5 | 9 | 35800 | 25600 | 71.51% | 1.86 | 0 | 9.5 |  |  |  | No | R-454B | 2.8167 | Residential & Commercial | No
211380203 | Central HP <5.4 tons | YORK | HRCU-A-CB (Split System: Heat Pump with Remote Outdoor Unit-Air-Source) | HMH72B341 |  |  | XAFC48FBCN1 | TL8E080C16UH11 | 34000 | 16.5 | 8.5 | 33400 | 24600 | 73.65% | 2.08 | 0 | 9 |  |  |  | No | R-410A | 2.8333 | Residential & Commercial | No
211378143 | Central HP <5.4 tons | YORK | HRCU-A-CB (Split System: Heat Pump with Remote Outdoor Unit-Air-Source) | HMH72B341 |  |  | XAHC36DBCN1 | TPLC100C16MP13 | 34000 | 17 | 8.1 | 34000 | 24600 | 72.35% | 2.08 | 0 | 9.5 |  |  |  | No | R-410A | 2.8333 | Residential & Commercial | No
211378245 | Central HP <5.4 tons | YORK | HRCU-A-CB (Split System: Heat Pump with Remote Outdoor Unit-Air-Source) | HMH72B341 |  |  | XAHC36DBCN1 | TPLC080B12MP13 | 32800 | 16.5 | 8.1 | 32800 | 23200 | 70.73% | 1.98 | 0 | 9.5 |  |  |  | No | R-410A | 2.7333 | Residential & Commercial | No
211379901 | Central HP <5.4 tons | YORK | HRCU-A-CB (Split System: Heat Pump with Remote Outdoor Unit-Air-Source) | HMH72B341 |  |  | XAFD48FXXN1+TXV | TM8E120C16MP11 | 33600 | 17 | 8.5 | 32400 | 23600 | 72.84% | 2.08 | 0 | 9.5 |  |  |  | No | R-410A | 2.8 | Residential & Commercial | No
211379937 | Central HP <5.4 tons | YORK | HRCU-A-CB (Split System: Heat Pump with Remote Outdoor Unit-Air-Source) | HMH72B341 |  |  | XAHD48FBCN1 | TMLE100C16MP11 | 32800 | 16.5 | 8.5 | 31600 | 23200 | 73.42% | 2.02 | 0 | 9.5 |  |  |  | No | R-410A | 2.7333 | Residential & Commercial | No
215677955 | Central HP <5.4 tons | HEIL | HRCU-A-CB (Split System: Heat Pump with Remote Outdoor Unit-Air-Source) | H5H0V60*K*AAA* |  |  | EA*5X61M24A*+WALLCON | *95CSU0802120B* | 56000 | 18 | 8.5 | 60000 | 42000 | 70% | 2.02 | 0 | 8.5 |  |  |  | No | R-454B | 4.6667 | Residential & Commercial | No
215678155 | Central HP <5.4 tons | HEIL | HRCU-A-CB (Split System: Heat Pump with Remote Outdoor Unit-Air-Source) | H5H0V60*K*AAA* |  |  | ESH5X60M12A*+WALLCON | *97CMN1202422B* | 55500 | 17 | 8.5 | 60000 | 42000 | 70% | 1.9 | 0 | 8.5 |  |  |  | No | R-454B | 4.625 | Residential & Commercial | No
215674574 | Central HP <5.4 tons | TEMPSTAR | HRCU-A-CB (Split System: Heat Pump with Remote Outdoor Unit-Air-Source) | T5H0V48*K*AAA* |  |  | EA*5X61M24A*+WALLCON | *97CMN0602120B* | 45500 | 17.5 | 9 | 48000 | 34200 | 71.25% | 2.06 | 0 | 9.5 |  |  |  | No | R-454B | 3.7917 | Residential & Commercial | No
215681365 | Central HP <5.4 tons | HEIL | HRCU-A-CB (Split System: Heat Pump with Remote Outdoor Unit-Air-Source) | H5H0V48*K*AAA* |  |  | EA*5X48M21A*+WALLCON | *97CTN1002122A* | 44000 | 18 | 9 | 48500 | 34000 | 70.1% | 2.04 | 0 | 9.5 |  |  |  | No | R-454B | 3.6667 | Residential & Commercial | No
211379678 | Central HP <5.4 tons | YORK | HRCU-A-CB (Split System: Heat Pump with Remote Outdoor Unit-Air-Source) | HMH72B341 |  |  | XAHD48FBCN1 | TM8V100C16MP12 | 33600 | 16 | 8.5 | 32400 | 23800 | 73.46% | 2.06 | 0 | 9 |  |  |  | No | R-410A | 2.8 | Residential & Commercial | No
211380071 | Central HP <5.4 tons | YORK | HRCU-A-CB (Split System: Heat Pump with Remote Outdoor Unit-Air-Source) | HMH72B341 |  |  | XAHC48FBCN1 | TMLE080B12MP11 | 32800 | 16.5 | 8.1 | 32400 | 23800 | 73.46% | 2 | 0 | 9 |  |  |  | No | R-410A | 2.7333 | Residential & Commercial | No
211378775 | Central HP <5.4 tons | YORK | HRCU-A-CB (Split System: Heat Pump with Remote Outdoor Unit-Air-Source) | HMH72B341 |  |  | XAHB36DBCN1 | TMLE040A12MP11 | 33200 | 17.5 | 8.1 | 33000 | 23200 | 70.3% | 2.02 | 0 | 9.5 |  |  |  | No | R-410A | 2.7667 | Residential & Commercial | No
215677486 | Central HP <5.4 tons | AIRQUEST | HRCU-A-CB (Split System: Heat Pump with Remote Outdoor Unit-Air-Source) | H5H0V60*K*AAA* |  |  | EVD5X60M24A*+WALLCON | *95CSU0802120B* | 56500 | 18 | 9 | 63500 | 44500 | 70.08% | 2.08 | 0 | 9 |  |  |  | No | R-454B | 4.7083 | Residential & Commercial | No
211228822 | Central HP <5.4 tons | AIRQUEST | HRCU-A-CB (Split System: Heat Pump with Remote Outdoor Unit-Air-Source) | DLCURAH36ABK |  |  | EA*4X48L21A* | *80VSL0451716A* | 35600 | 15.5 | 8.1 | 38500 | 34800 | 90.39% | 2.04 | 0 | 9.5 |  |  |  | No | R-410A | 2.9667 | Residential & Commercial | No
212980934 | Central HP <5.4 tons | CARRIER | HRCU-A-CB (Split System: Heat Pump with Remote Outdoor Unit-Air-Source) | 38MURAQ30AB3* |  |  | CAP**4224AL* | 58S(B,C)*B110M21**20 | 30400 | 15.2 | 8.1 | 34400 | 27400 | 79.65% | 1.82 | 0 | 9 |  |  |  | No | R-410A | 2.5333 | Residential & Commercial | No
212982120 | Central HP <5.4 tons | CARRIER | HRCU-A-CB (Split System: Heat Pump with Remote Outdoor Unit-Air-Source) | 38MURAQ30AB3* |  |  | CAP**3621AL* | 58SU*B060M17**16 | 29600 | 15.2 | 8.1 | 34000 | 27800 | 81.76% | 1.78 | 0 | 9 |  |  |  | No | R-410A | 2.4667 | Residential & Commercial | No
211379009 | Central HP <5.4 tons | YORK | HRCU-A-CB (Split System: Heat Pump with Remote Outdoor Unit-Air-Source) | HMH72B341 |  |  | XAUC48FXXN1+TXV | TM9Y100C16MP11 | 33800 | 17.5 | 8.5 | 32800 | 24200 | 73.78% | 2.06 | 0 | 9 |  |  |  | No | R-410A | 2.8167 | Residential & Commercial | No
211377473 | Central HP <5.4 tons | YORK | HRCU-A-CB (Split System: Heat Pump with Remote Outdoor Unit-Air-Source) | HMH72B341 |  |  | XAFC30CXXN1+TXV | TM9V100C20MP12 | 33400 | 17.5 | 8.1 | 33600 | 23600 | 70.24% | 2.06 | 0 | 9.5 |  |  |  | No | R-410A | 2.7833 | Residential & Commercial | No
211377340 | Central HP <5.4 tons | YORK | HRCU-A-CB (Split System: Heat Pump with Remote Outdoor Unit-Air-Source) | HMH72B341 |  |  | XAHC36DBCN1 | TM9Y100C16MP11 | 33800 | 16.5 | 8.1 | 33600 | 24000 | 71.43% | 2.04 | 0 | 9.5 |  |  |  | No | R-410A | 2.8167 | Residential & Commercial | No
211377391 | Central HP <5.4 tons | YORK | HRCU-A-CB (Split System: Heat Pump with Remote Outdoor Unit-Air-Source) | HMH72B341 |  |  | XAFB36DXXN1+TXV | TM9Y080B12MP11 | 33600 | 17.5 | 8.5 | 33400 | 23600 | 70.66% | 2.04 | 0 | 9.5 |  |  |  | No | R-410A | 2.8 | Residential & Commercial | No
213080267 | Central HP <5.4 tons | CARRIER | HRCU-A-CB (Split System: Heat Pump with Remote Outdoor Unit-Air-Source) | 38MURAQ36AB3* |  |  | CAP**3621AL* | 59SC6A100M21**20 | 35200 | 16 | 8.1 | 38500 | 35200 | 91.43% | 1.8 | 0 | 9.5 |  |  |  | No | R-410A | 2.9333 | Residential & Commercial | No
213077912 | Central HP <5.4 tons | CARRIER | HRCU-A-CB (Split System: Heat Pump with Remote Outdoor Unit-Air-Source) | 38MURAQ36AB3* |  |  | CAP**3617AL* | 58S(B,C)*B070M17**12 | 35000 | 16 | 8.1 | 38500 | 35200 | 91.43% | 1.82 | 0 | 9.5 |  |  |  | No | R-410A | 2.9167 | Residential & Commercial | No
213080548 | Central HP <5.4 tons | CARRIER | HRCU-A-CB (Split System: Heat Pump with Remote Outdoor Unit-Air-Source) | 38MURAQ36AB3* |  |  | CAP**4221AL* | 59SU5B040M17**12 | 35200 | 15.2 | 8.1 | 39000 | 35200 | 90.26% | 1.88 | 0 | 9.5 |  |  |  | No | R-410A | 2.9333 | Residential & Commercial | No
211222066 | Central HP <5.4 tons | AIRQUEST | HRCU-A-CB (Split System: Heat Pump with Remote Outdoor Unit-Air-Source) | DLCURAH30ABK |  |  | EA*4X36L21A* | *80ESU0802120A | 29600 | 15.2 | 8.1 | 33800 | 27600 | 81.66% | 1.76 | 0 | 9 |  |  |  | No | R-410A | 2.4667 | Residential & Commercial | No
215678145 | Central HP <5.4 tons | HEIL | HRCU-A-CB (Split System: Heat Pump with Remote Outdoor Unit-Air-Source) | H5H0V60*K*AAA* |  |  | ESH5X60M12A*+WALLCON | *97CMN1002122B* | 55500 | 17 | 8.5 | 60000 | 42000 | 70% | 1.9 | 0 | 8.5 |  |  |  | No | R-454B | 4.625 | Residential & Commercial | No
211240237 | Central HP <5.4 tons | AIRQUEST | HRCU-A-CB (Split System: Heat Pump with Remote Outdoor Unit-Air-Source) | DLCURAH24ABK |  |  | EA*4X24L14A* | *96VSN0401410A* | 23400 | 15.5 | 8.5 | 26800 | 24800 | 92.54% | 2.04 | 0 | 9.5 |  |  |  | No | R-410A | 1.95 | Residential & Commercial | No
211241412 | Central HP <5.4 tons | AIRQUEST | HRCU-A-CB (Split System: Heat Pump with Remote Outdoor Unit-Air-Source) | DLCURAH24ABK |  |  | EA*4X30L17A* | *96VSN0401712A* | 23200 | 16 | 8.5 | 25800 | 24200 | 93.8% | 2 | 0 | 9.5 |  |  |  | No | R-410A | 1.9333 | Residential & Commercial | No
215677803 | Central HP <5.4 tons | CARRIER | HRCU-A-CB (Split System: Heat Pump with Remote Outdoor Unit-Air-Source) | 27VNA060A*030* |  |  | CAA**6024AM*+UI | 59CU5B080C21**20 | 54500 | 18 | 8.5 | 59500 | 42000 | 70.59% | 1.9 | 0 | 8.5 |  |  |  | No | R-454B | 4.5417 | Residential & Commercial | No
211713197 | Central HP <5.4 tons | CARRIER | HRCU-A-CB (Split System: Heat Pump with Remote Outdoor Unit-Air-Source) | 38MURAQ30AB3* |  |  | CAP**4321AL* | 59TP6B080V21**20 | 30400 | 15.2 | 8.1 | 33000 | 26200 | 79.39% | 1.84 | 0 | 9 |  |  |  | No | R-410A | 2.5333 | Residential & Commercial | No
212982127 | Central HP <5.4 tons | HEIL | HRCU-A-CB (Split System: Heat Pump with Remote Outdoor Unit-Air-Source) | DLCURAH30ABK |  |  | EA*4X36L21A* | *80MSU0401712A* | 29800 | 15.2 | 8.5 | 33800 | 27800 | 82.25% | 1.76 | 0 | 9 |  |  |  | No | R-410A | 2.4833 | Residential & Commercial | No
213079225 | Central HP <5.4 tons | CARRIER | HRCU-A-CB (Split System: Heat Pump with Remote Outdoor Unit-Air-Source) | 38MURAQ36AB3* |  |  | CAP**4221AL* | 58SU*B100M21**20 | 35200 | 16 | 8.5 | 38500 | 35000 | 90.91% | 1.88 | 0 | 9.5 |  |  |  | No | R-410A | 2.9333 | Residential & Commercial | No
211227307 | Central HP <5.4 tons | BRYANT HEATING AND COOLING SYSTEMS | HRCU-A-CB (Split System: Heat Pump with Remote Outdoor Unit-Air-Source) | 38MURAQ36AB3* |  |  | CAP**4221AL* | 8(0,1)*SA48070E17*** | 35200 | 16 | 8.1 | 38500 | 35000 | 90.91% | 1.88 | 0 | 9.5 |  |  |  | No | R-410A | 2.9333 | Residential & Commercial | No
213077065 | Central HP <5.4 tons | CARRIER | HRCU-A-CB (Split System: Heat Pump with Remote Outdoor Unit-Air-Source) | 38MURAQ36AB3* |  |  | CAP**4224AL* | 59SP6B080V21**20 | 35000 | 16 | 8.1 | 38500 | 35000 | 90.91% | 1.88 | 0 | 9.5 |  |  |  | No | R-410A | 2.9167 | Residential & Commercial | No
213077384 | Central HP <5.4 tons | CARRIER | HRCU-A-CB (Split System: Heat Pump with Remote Outdoor Unit-Air-Source) | 38MURAQ36AB3* |  |  | CAP**4221AL* | GG96VTAB48080B** | 35000 | 15.5 | 8.1 | 38500 | 35200 | 91.43% | 1.86 | 0 | 9.5 |  |  |  | No | R-410A | 2.9167 | Residential & Commercial | No
215667788 | Central HP <5.4 tons | HEIL | HRCU-A-CB (Split System: Heat Pump with Remote Outdoor Unit-Air-Source) | H5H0V24*K*AAA* |  |  | EA*5X37M17A*+WALLCON | *96CTN0401410B* | 23400 | 16 | 9 | 24000 | 16900 | 70.42% | 1.98 | 0 | 9.5 |  |  |  | No | R-454B | 1.95 | Residential & Commercial | No
215677743 | Central HP <5.4 tons | CARRIER | HRCU-A-CB (Split System: Heat Pump with Remote Outdoor Unit-Air-Source) | 27VNA060A*030* |  |  | CAA**6024AM*+UI | 58CU*A080C21**20 | 55000 | 18.5 | 8.5 | 59000 | 41500 | 70.34% | 2.02 | 0 | 9 |  |  |  | No | R-454B | 4.5833 | Residential & Commercial | No
215677783 | Central HP <5.4 tons | CARRIER | HRCU-A-CB (Split System: Heat Pump with Remote Outdoor Unit-Air-Source) | 27VNA060A*030* |  |  | CAA**6024AM*+UI | 58TN*B110C21**20 | 55000 | 18.5 | 9 | 59000 | 41500 | 70.34% | 2.02 | 0 | 9 |  |  |  | No | R-454B | 4.5833 | Residential & Commercial | No
215682195 | Central HP <5.4 tons | HEIL | HRCU-A-CB (Split System: Heat Pump with Remote Outdoor Unit-Air-Source) | H5H0V48*K*AAA* |  |  | EVD5X48M24A*+WALLCON | *80CSU1002120B* | 47000 | 18 | 9 | 50000 | 36400 | 72.8% | 2 | 0 | 9.5 |  |  |  | No | R-454B | 3.9167 | Residential & Commercial | No
211397838 | Central HP <5.4 tons | JOHNSON CONTROLS | HRCU-A-CB (Split System: Heat Pump with Remote Outdoor Unit-Air-Source) | HMH72B341 |  |  | XAFC48FBCN1 | TMLV100C16MP12 | 34000 | 16.5 | 8.5 | 33200 | 24400 | 73.49% | 2.1 | 0 | 9 |  |  |  | No | R-410A | 2.8333 | Residential & Commercial | No
211398087 | Central HP <5.4 tons | JOHNSON CONTROLS | HRCU-A-CB (Split System: Heat Pump with Remote Outdoor Unit-Air-Source) | HMH72B341 |  |  | XAUC48FXXN1+TXV | TPLC080B12MP13 | 33000 | 16 | 8.1 | 32600 | 24000 | 73.62% | 2.02 | 0 | 9 |  |  |  | No | R-410A | 2.75 | Residential & Commercial | No
211398625 | Central HP <5.4 tons | JOHNSON CONTROLS | HRCU-A-CB (Split System: Heat Pump with Remote Outdoor Unit-Air-Source) | HMH72B341 |  |  | XAHC48FXXN1+TXV | TMLE100B12MP11 | 32600 | 17 | 8.1 | 31800 | 23200 | 72.96% | 2.02 | 0 | 9 |  |  |  | No | R-410A | 2.7167 | Residential & Commercial | No
211394028 | Central HP <5.4 tons | JOHNSON CONTROLS | HRCU-A-CB (Split System: Heat Pump with Remote Outdoor Unit-Air-Source) | HMH72B341 |  |  | XAHC48FXXN1+TXV | TM9Y080C16MP11 | 33200 | 17 | 8.1 | 32400 | 23600 | 72.84% | 2.02 | 0 | 9 |  |  |  | No | R-410A | 2.7667 | Residential & Commercial | No
211397134 | Central HP <5.4 tons | JOHNSON CONTROLS | HRCU-A-CB (Split System: Heat Pump with Remote Outdoor Unit-Air-Source) | HMH72B341 |  |  | XAHC48FBCN1 | TM8V120C20MP12 | 33800 | 16.5 | 8.5 | 32400 | 23800 | 73.46% | 2.06 | 0 | 9 |  |  |  | No | R-410A | 2.8167 | Residential & Commercial | No
211397293 | Central HP <5.4 tons | JOHNSON CONTROLS | HRCU-A-CB (Split System: Heat Pump with Remote Outdoor Unit-Air-Source) | HMH72B341 |  |  | XAHD48FBCN1 | TM8V100C16MP12 | 33600 | 16 | 8.5 | 32400 | 23800 | 73.46% | 2.06 | 0 | 9 |  |  |  | No | R-410A | 2.8 | Residential & Commercial | No
211394715 | Central HP <5.4 tons | JOHNSON CONTROLS | HRCU-A-CB (Split System: Heat Pump with Remote Outdoor Unit-Air-Source) | HMH72B341 |  |  | XAHD48FXXN1+TXV | TP9C100C16MP13 | 33000 | 16 | 8.5 | 31800 | 23200 | 72.96% | 2.04 | 0 | 9 |  |  |  | No | R-410A | 2.75 | Residential & Commercial | No
211396601 | Central HP <5.4 tons | JOHNSON CONTROLS | HRCU-A-CB (Split System: Heat Pump with Remote Outdoor Unit-Air-Source) | HMH72B341 |  |  | XAFD48FXXN1+TXV | TM8Y100C20MP11 | 34000 | 16.5 | 8.5 | 34000 | 24200 | 71.18% | 2.1 | 0 | 9.5 |  |  |  | No | R-410A | 2.8333 | Residential & Commercial | No
211228148 | Central HP <5.4 tons | BRYANT HEATING AND COOLING SYSTEMS | HRCU-A-CB (Split System: Heat Pump with Remote Outdoor Unit-Air-Source) | 38MURAQ36AB3* |  |  | CAP**4224AL* | OVLAAB048112 | 35400 | 15.2 | 8.1 | 39500 | 35200 | 89.11% | 1.88 | 0 | 9.5 |  |  |  | No | R-410A | 2.95 | Residential & Commercial | No
211227700 | Central HP <5.4 tons | BRYANT HEATING AND COOLING SYSTEMS | HRCU-A-CB (Split System: Heat Pump with Remote Outdoor Unit-Air-Source) | 38MURAQ36AB3* |  |  | CAP**4221AL* | 926TB60100V21*** | 35800 | 15.5 | 8.1 | 39500 | 35200 | 89.11% | 1.9 | 0 | 9.5 |  |  |  | No | R-410A | 2.9833 | Residential & Commercial | No
211396617 | Central HP <5.4 tons | JOHNSON CONTROLS | HRCU-A-CB (Split System: Heat Pump with Remote Outdoor Unit-Air-Source) | HMH72B341 |  |  | XAFD48FBCN1 | TM8Y120C20MP11 | 34000 | 16.5 | 8.5 | 34000 | 24200 | 71.18% | 2.1 | 0 | 9.5 |  |  |  | No | R-410A | 2.8333 | Residential & Commercial | No
211396870 | Central HP <5.4 tons | JOHNSON CONTROLS | HRCU-A-CB (Split System: Heat Pump with Remote Outdoor Unit-Air-Source) | HMH72B341 |  |  | XAFD48FBCN1 | TM8Y100C16MP11 | 34000 | 17.5 | 8.5 | 33200 | 24400 | 73.49% | 2.08 | 0 | 9 |  |  |  | No | R-410A | 2.8333 | Residential & Commercial | No
211397053 | Central HP <5.4 tons | JOHNSON CONTROLS | HRCU-A-CB (Split System: Heat Pump with Remote Outdoor Unit-Air-Source) | HMH72B341 |  |  | XAHC48FXXN1+TXV | TM8V120C20MP12 | 33800 | 16.5 | 8.5 | 32400 | 23800 | 73.46% | 2.06 | 0 | 9 |  |  |  | No | R-410A | 2.8167 | Residential & Commercial | No
211393040 | Central HP <5.4 tons | JOHNSON CONTROLS | HRCU-A-CB (Split System: Heat Pump with Remote Outdoor Unit-Air-Source) | HMH72B341 |  |  | XAFC36DBCN1 | TL9E100C20UH11 | 34000 | 17 | 8.5 | 34000 | 25000 | 73.53% | 2.12 | 0 | 9.5 |  |  |  | No | R-410A | 2.8333 | Residential & Commercial | No
211393075 | Central HP <5.4 tons | JOHNSON CONTROLS | HRCU-A-CB (Split System: Heat Pump with Remote Outdoor Unit-Air-Source) | HMH72B341 |  |  | XAHC36DBCN1 | TL9E080C16UH11 | 34000 | 17 | 8.1 | 33800 | 24000 | 71.01% | 2.06 | 0 | 9.5 |  |  |  | No | R-410A | 2.8333 | Residential & Commercial | No
211393878 | Central HP <5.4 tons | JOHNSON CONTROLS | HRCU-A-CB (Split System: Heat Pump with Remote Outdoor Unit-Air-Source) | HMH72B341 |  |  | XAHD48FBCN1 | TM9Y100C16MP11 | 33200 | 15.5 | 8.1 | 32400 | 23600 | 72.84% | 2.02 | 0 | 9 |  |  |  | No | R-410A | 2.7667 | Residential & Commercial | No
211379049 | Central HP <5.4 tons | YORK | HRCU-A-CB (Split System: Heat Pump with Remote Outdoor Unit-Air-Source) | HMH72B341 |  |  | XAHC48FXXN1+TXV | TM9Y060B12MP11 | 32400 | 16.5 | 8.1 | 32200 | 23600 | 73.29% | 1.98 | 0 | 9 |  |  |  | No | R-410A | 2.7 | Residential & Commercial | No
211379083 | Central HP <5.4 tons | YORK | HRCU-A-CB (Split System: Heat Pump with Remote Outdoor Unit-Air-Source) | HMH72B341 |  |  | XAFD48FXXN1+TXV | TP9C120D20MP13 | 34000 | 17 | 8.5 | 32400 | 23800 | 73.46% | 2.1 | 0 | 9.5 |  |  |  | No | R-410A | 2.8333 | Residential & Commercial | No
211201015 | Central HP <5.4 tons | BRYANT HEATING AND COOLING SYSTEMS | HRCU-A-CB (Split System: Heat Pump with Remote Outdoor Unit-Air-Source) | 38MURAQ30AB3* |  |  | FV4CN(B,F)003L |  | 30400 | 15.2 | 8.1 | 34000 | 27400 | 80.59% | 1.78 | 0 | 9 |  |  |  | No | R-410A | 2.5333 | Residential & Commercial | No
215318760 | Central HP <5.4 tons | CARRIER | HRCU-A-CB (Split System: Heat Pump with Remote Outdoor Unit-Air-Source) | 37MURAQ60AA3 |  |  | 45MUAAQ60XX3 |  | 54000 | 15.2 | 8.4 | 54000 | 38000 | 70.37% | 1.8 | 0 | 8.7 |  |  |  | No | R-454B | 4.5 | Residential & Commercial | No
215682625 | Central HP <5.4 tons | HEIL | HRCU-A-CB (Split System: Heat Pump with Remote Outdoor Unit-Air-Source) | H5H0V60*K*AAA* |  |  | EA*5X60M24A*+WALLCON | *97CTN1202422A* | 55000 | 18.5 | 9 | 59000 | 41500 | 70.34% | 2.02 | 0 | 9 |  |  |  | No | R-454B | 4.5833 | Residential & Commercial | No
215683116 | Central HP <5.4 tons | AIRQUEST | HRCU-A-CB (Split System: Heat Pump with Remote Outdoor Unit-Air-Source) | H5H0V60*K*AAA* |  |  | EVD5X61M21A*+WALLCON | *96CTN0802120B* | 57000 | 18.5 | 9 | 64000 | 45000 | 70.31% | 2.08 | 0 | 9 |  |  |  | No | R-454B | 4.75 | Residential & Commercial | No
211222603 | Central HP <5.4 tons | AIRQUEST | HRCU-A-CB (Split System: Heat Pump with Remote Outdoor Unit-Air-Source) | DLCURAH30ABK |  |  | EA*4X37L21A* | *92ESN0802120A* | 31200 | 15.2 | 8.5 | 33400 | 26000 | 77.84% | 1.88 | 0 | 9 |  |  |  | No | R-410A | 2.6 | Residential & Commercial | No
211379276 | Central HP <5.4 tons | YORK | HRCU-A-CB (Split System: Heat Pump with Remote Outdoor Unit-Air-Source) | HMH72B341 |  |  | XAHC48FBCN1 | TM9V080C16MP12 | 32800 | 16.5 | 8.5 | 31800 | 23200 | 72.96% | 2.02 | 0 | 9 |  |  |  | No | R-410A | 2.7333 | Residential & Commercial | No
211394013 | Central HP <5.4 tons | JOHNSON CONTROLS | HRCU-A-CB (Split System: Heat Pump with Remote Outdoor Unit-Air-Source) | HMH72B341 |  |  | XAHD48FBCN1 | TM9Y080C16MP11 | 32800 | 17 | 8.1 | 31800 | 23200 | 72.96% | 2.02 | 0 | 9 |  |  |  | No | R-410A | 2.7333 | Residential & Commercial | No
211394043 | Central HP <5.4 tons | JOHNSON CONTROLS | HRCU-A-CB (Split System: Heat Pump with Remote Outdoor Unit-Air-Source) | HMH72B341 |  |  | XAHC48FBCN1 | TM9Y080C16MP11 | 33200 | 17 | 8.1 | 32400 | 23600 | 72.84% | 2.02 | 0 | 9 |  |  |  | No | R-410A | 2.7667 | Residential & Commercial | No
211394228 | Central HP <5.4 tons | JOHNSON CONTROLS | HRCU-A-CB (Split System: Heat Pump with Remote Outdoor Unit-Air-Source) | HMH72B341 |  |  | XAFC48FXXN1+TXV | TM9Y060B12MP11 | 33200 | 16.5 | 8.1 | 32600 | 24000 | 73.62% | 2.02 | 0 | 9 |  |  |  | No | R-410A | 2.7667 | Residential & Commercial | No
211396234 | Central HP <5.4 tons | JOHNSON CONTROLS | HRCU-A-CB (Split System: Heat Pump with Remote Outdoor Unit-Air-Source) | HMH72B341 |  |  | XAHC48FBCN1 | TM9E080B12MP12 | 32600 | 16.5 | 8.1 | 31800 | 23400 | 73.58% | 2 | 0 | 9 |  |  |  | No | R-410A | 2.7167 | Residential & Commercial | No
215682885 | Central HP <5.4 tons | HEIL | HRCU-A-CB (Split System: Heat Pump with Remote Outdoor Unit-Air-Source) | H5H0V60*K*AAA* |  |  | EVM5X60M24A*+WALLCON | *80CSU1002120B* | 57000 | 18 | 9 | 63000 | 44500 | 70.63% | 2.08 | 0 | 9 |  |  |  | No | R-454B | 4.75 | Residential & Commercial | No
211229201 | Central HP <5.4 tons | BRYANT HEATING AND COOLING SYSTEMS | HRCU-A-CB (Split System: Heat Pump with Remote Outdoor Unit-Air-Source) | 38MURAQ36AB3* |  |  | CAP**4821AL* | OVLAAB048112 | 35800 | 15.5 | 8.5 | 38500 | 34800 | 90.39% | 2.04 | 0 | 9.5 |  |  |  | No | R-410A | 2.9833 | Residential & Commercial | No
211222755 | Central HP <5.4 tons | AIRQUEST | HRCU-A-CB (Split System: Heat Pump with Remote Outdoor Unit-Air-Source) | DLCURAH30ABK |  |  | FMA4X30**AL* |  | 31200 | 15.5 | 8.5 | 35400 | 26800 | 75.71% | 1.86 | 0 | 9 |  |  |  | No | R-410A | 2.6 | Residential & Commercial | No
211222771 | Central HP <5.4 tons | AIRQUEST | HRCU-A-CB (Split System: Heat Pump with Remote Outdoor Unit-Air-Source) | DLCURAH30ABK |  |  | FVM4X36***L |  | 30400 | 15.2 | 8.1 | 34000 | 27400 | 80.59% | 1.78 | 0 | 9 |  |  |  | No | R-410A | 2.5333 | Residential & Commercial | No
212383123 | Central HP <5.4 tons | BRYANT HEATING AND COOLING SYSTEMS | HRCU-A-CB (Split System: Heat Pump with Remote Outdoor Unit-Air-Source) | 38MURAQ36AB3* |  |  | CAP**3621AL* | 926SA60100V21*** | 35200 | 16 | 8.1 | 39000 | 35200 | 90.26% | 1.82 | 0 | 9.5 |  |  |  | No | R-410A | 2.9333 | Residential & Commercial | No
211389079 | Central HP <5.4 tons | JOHNSON CONTROLS | HRCU-A-CB (Split System: Heat Pump with Remote Outdoor Unit-Air-Source) | HMH72B341 |  |  | XAFB36DXXN1+TXV | TM9E060B12MP12 | 34000 | 17.5 | 8.1 | 34000 | 24200 | 71.18% | 2.04 | 0 | 9.5 |  |  |  | No | R-410A | 2.8333 | Residential & Commercial | No
211390016 | Central HP <5.4 tons | JOHNSON CONTROLS | HRCU-A-CB (Split System: Heat Pump with Remote Outdoor Unit-Air-Source) | HMH72B341 |  |  | XAHC36DBCN1 | TM8V080C16MP12 | 34000 | 17 | 8.1 | 34000 | 24600 | 72.35% | 2.08 | 0 | 9.5 |  |  |  | No | R-410A | 2.8333 | Residential & Commercial | No
215679935 | Central HP <5.4 tons | HEIL | HRCU-A-CB (Split System: Heat Pump with Remote Outdoor Unit-Air-Source) | H5H0V36*K*AAA* |  |  | ESH5X60M12A*+WALLCON | *96CTN0802120B* | 34600 | 16.5 | 8.5 | 34600 | 24800 | 71.68% | 1.8 | 0 | 9.5 |  |  |  | No | R-454B | 2.8833 | Residential & Commercial | No
215679985 | Central HP <5.4 tons | HEIL | HRCU-A-CB (Split System: Heat Pump with Remote Outdoor Unit-Air-Source) | H5H0V36*K*AAA* |  |  | ESH5X60M12A*+WALLCON | *97CTN0802120A* | 34600 | 16.5 | 8.5 | 34600 | 24800 | 71.68% | 1.8 | 0 | 9.5 |  |  |  | No | R-454B | 2.8833 | Residential & Commercial | No
210450239 | Central HP <5.4 tons | BRYANT HEATING AND COOLING SYSTEMS | HRCU-A-CB (Split System: Heat Pump with Remote Outdoor Unit-Air-Source) | 38MURAQ36AB3* |  |  | CAP**3617AL* | 926TB48080V17*** | 34800 | 15.5 | 8.5 | 39000 | 35200 | 90.26% | 1.8 | 0 | 9.5 |  |  |  | No | R-410A | 2.9 | Residential & Commercial | No
210025752 | Central HP <5.4 tons | CARRIER | HRCU-A-CB (Split System: Heat Pump with Remote Outdoor Unit-Air-Source) | 38MURAQ60AB3 |  |  | 40MUAAQ60XA3 |  | 55000 | 15.3 | 9.4 | 59000 | 48500 | 82.2% | 1.91 | 9 | 8.8 |  |  |  | No | R-410A | 4.5833 | Residential & Commercial | No
215677763 | Central HP <5.4 tons | CARRIER | HRCU-A-CB (Split System: Heat Pump with Remote Outdoor Unit-Air-Source) | 27VNA060A*030* |  |  | CAA**6024AM*+UI | 58TN*B070C21**20 | 54500 | 18 | 8.5 | 59500 | 42000 | 70.59% | 1.88 | 0 | 8.5 |  |  |  | No | R-454B | 4.5417 | Residential & Commercial | No
215678013 | Central HP <5.4 tons | CARRIER | HRCU-A-CB (Split System: Heat Pump with Remote Outdoor Unit-Air-Source) | 27VNA060A*030* |  |  | CAA**6124AM*+UI | 59TN6C100C21**22 | 56000 | 18.5 | 9 | 60000 | 42000 | 70% | 2.02 | 0 | 9 |  |  |  | No | R-454B | 4.6667 | Residential & Commercial | No
211227680 | Central HP <5.4 tons | BRYANT HEATING AND COOLING SYSTEMS | HRCU-A-CB (Split System: Heat Pump with Remote Outdoor Unit-Air-Source) | 38MURAQ36AB3* |  |  | CAP**4221AL* | 926TB48080V17*** | 35200 | 15.5 | 8.1 | 38500 | 35000 | 90.91% | 1.86 | 0 | 9.5 |  |  |  | No | R-410A | 2.9333 | Residential & Commercial | No
211227916 | Central HP <5.4 tons | BRYANT HEATING AND COOLING SYSTEMS | HRCU-A-CB (Split System: Heat Pump with Remote Outdoor Unit-Air-Source) | 38MURAQ36AB3* |  |  | CAP**4224AL* | 82*TA60090V21*** | 35000 | 16 | 8.1 | 38500 | 35000 | 90.91% | 1.86 | 0 | 9.5 |  |  |  | No | R-410A | 2.9167 | Residential & Commercial | No
212989057 | Central HP <5.4 tons | CARRIER | HRCU-A-CB (Split System: Heat Pump with Remote Outdoor Unit-Air-Source) | 38MURAQ30AB3* |  |  | CAP**4321AL* | 59SU5B060M17**16 | 30600 | 15.2 | 8.5 | 33600 | 26400 | 78.57% | 1.86 | 0 | 9 |  |  |  | No | R-410A | 2.55 | Residential & Commercial | No
210191035 | Central HP <5.4 tons | CTMorley | HRCU-A-CB (Split System: Heat Pump with Remote Outdoor Unit-Air-Source) | MOU-A55VH-4 |  |  | MIU-A60V-4 |  | 55000 | 15.3 | 9.4 | 59000 | 48500 | 82.2% | 1.91 | 9 | 8.8 |  |  |  | No | R-410A | 4.5833 | Residential & Commercial | No
213769927 | Central HP <5.4 tons | AI AIR CONDITIONING | HRCU-A-CB (Split System: Heat Pump with Remote Outdoor Unit-Air-Source) | AUO18-60N1-M3H |  |  | AUH2-60N1-DM3E |  | 55000 | 15.3 | 9.4 | 59000 | 48500 | 82.2% | 1.91 | 9 | 8.8 |  |  |  | No | R-410A | 4.5833 | Residential & Commercial | No
211391654 | Central HP <5.4 tons | JOHNSON CONTROLS | HRCU-A-CB (Split System: Heat Pump with Remote Outdoor Unit-Air-Source) | HMH72B341 |  |  | XAHC30CXXN1+TXV | TMLE100B12MP11 | 32000 | 17.5 | 8.1 | 32600 | 23000 | 70.55% | 1.98 | 0 | 9.5 |  |  |  | No | R-410A | 2.6667 | Residential & Commercial | No
211397591 | Central HP <5.4 tons | JOHNSON CONTROLS | HRCU-A-CB (Split System: Heat Pump with Remote Outdoor Unit-Air-Source) | HMH72B341 |  |  | XAFD48FXXN1+TXV | TPLC100C16MP13 | 34000 | 16.5 | 8.5 | 33000 | 24400 | 73.94% | 2.1 | 0 | 9 |  |  |  | No | R-410A | 2.8333 | Residential & Commercial | No
211397909 | Central HP <5.4 tons | JOHNSON CONTROLS | HRCU-A-CB (Split System: Heat Pump with Remote Outdoor Unit-Air-Source) | HMH72B341 |  |  | XAUC48FXXN1+TXV | TPLC100C16MP13 | 34000 | 16.5 | 8.5 | 33200 | 24400 | 73.49% | 2.1 | 0 | 9 |  |  |  | No | R-410A | 2.8333 | Residential & Commercial | No
211398170 | Central HP <5.4 tons | JOHNSON CONTROLS | HRCU-A-CB (Split System: Heat Pump with Remote Outdoor Unit-Air-Source) | HMH72B341 |  |  | XAHC48FXXN1+TXV | TMLE120C16MP11 | 33000 | 17 | 8.5 | 31600 | 23200 | 73.42% | 2.04 | 0 | 9.5 |  |  |  | No | R-410A | 2.75 | Residential & Commercial | No
211398318 | Central HP <5.4 tons | JOHNSON CONTROLS | HRCU-A-CB (Split System: Heat Pump with Remote Outdoor Unit-Air-Source) | HMH72B341 |  |  | XAUC48FXXN1+TXV | TM8E120C16MP11 | 33600 | 17 | 8.5 | 32400 | 23600 | 72.84% | 2.08 | 0 | 9.5 |  |  |  | No | R-410A | 2.8 | Residential & Commercial | No
211388853 | Central HP <5.4 tons | JOHNSON CONTROLS | HRCU-A-CB (Split System: Heat Pump with Remote Outdoor Unit-Air-Source) | HMH72B341 |  |  | XAFC36DBCN1 | TM9E080B12MP12 | 34000 | 17.5 | 8.1 | 34000 | 24400 | 71.76% | 2.06 | 0 | 9.5 |  |  |  | No | R-410A | 2.8333 | Residential & Commercial | No
211393163 | Central HP <5.4 tons | JOHNSON CONTROLS | HRCU-A-CB (Split System: Heat Pump with Remote Outdoor Unit-Air-Source) | HMH72B341 |  |  | XAHC36DBCN1 | TL9E060B12UH11 | 32800 | 17.5 | 8.1 | 32400 | 22800 | 70.37% | 1.98 | 0 | 9.5 |  |  |  | No | R-410A | 2.7333 | Residential & Commercial | No
215677985 | Central HP <5.4 tons | HEIL | HRCU-A-CB (Split System: Heat Pump with Remote Outdoor Unit-Air-Source) | H5H0V60*K*AAA* |  |  | EA*5X61M24A*+WALLCON | *97CMN0802120B* | 56000 | 18.5 | 9 | 60000 | 42000 | 70% | 2.02 | 0 | 9 |  |  |  | No | R-454B | 4.6667 | Residential & Commercial | No
213076926 | Central HP <5.4 tons | BRYANT HEATING AND COOLING SYSTEMS | HRCU-A-CB (Split System: Heat Pump with Remote Outdoor Unit-Air-Source) | 38MURAQ36AB3* |  |  | CAP**3617AL* | 926SB48080V17*** | 35200 | 15.2 | 8.1 | 39000 | 35400 | 90.77% | 1.82 | 0 | 9.5 |  |  |  | No | R-410A | 2.9333 | Residential & Commercial | No
212986547 | Central HP <5.4 tons | CARRIER | HRCU-A-CB (Split System: Heat Pump with Remote Outdoor Unit-Air-Source) | 38MURAQ24AB3* |  |  | CAP**3017AL* | 59SC6A040M17**12 | 23200 | 16 | 8.5 | 26400 | 25000 | 94.7% | 2.08 | 0 | 9.5 |  |  |  | No | R-410A | 1.9333 | Residential & Commercial | No
211393331 | Central HP <5.4 tons | JOHNSON CONTROLS | HRCU-A-CB (Split System: Heat Pump with Remote Outdoor Unit-Air-Source) | HMH72B341 |  |  | XAHC36DBCN1 | TL8E100C20UH11 | 34000 | 17 | 8.1 | 34000 | 24400 | 71.76% | 2.1 | 0 | 9.5 |  |  |  | No | R-410A | 2.8333 | Residential & Commercial | No
211394101 | Central HP <5.4 tons | JOHNSON CONTROLS | HRCU-A-CB (Split System: Heat Pump with Remote Outdoor Unit-Air-Source) | HMH72B341 |  |  | XAFC48FBCN1 | TM9Y080C16MP11 | 33800 | 17.5 | 8.5 | 32800 | 24200 | 73.78% | 2.06 | 0 | 9 |  |  |  | No | R-410A | 2.8167 | Residential & Commercial | No
211391945 | Central HP <5.4 tons | JOHNSON CONTROLS | HRCU-A-CB (Split System: Heat Pump with Remote Outdoor Unit-Air-Source) | HMH72B341 |  |  | XAUB30CXXN1+TXV | TM8E100B12MP11 | 32800 | 17.5 | 8.1 | 33400 | 23400 | 70.06% | 2.04 | 0 | 9.5 |  |  |  | No | R-410A | 2.7333 | Residential & Commercial | No
211392445 | Central HP <5.4 tons | JOHNSON CONTROLS | HRCU-A-CB (Split System: Heat Pump with Remote Outdoor Unit-Air-Source) | HMH72B341 |  |  | XAFB36DBCN1 | TMLE080B12MP11 | 34000 | 18 | 8.1 | 34000 | 24400 | 71.76% | 2.06 | 0 | 9.5 |  |  |  | No | R-410A | 2.8333 | Residential & Commercial | No
211392779 | Central HP <5.4 tons | JOHNSON CONTROLS | HRCU-A-CB (Split System: Heat Pump with Remote Outdoor Unit-Air-Source) | HMH72B341 |  |  | XAHB36DBCN1 | TM8E040A12MP11 | 33200 | 17.5 | 8.1 | 33000 | 23200 | 70.3% | 2.02 | 0 | 9.5 |  |  |  | No | R-410A | 2.7667 | Residential & Commercial | No
211392190 | Central HP <5.4 tons | JOHNSON CONTROLS | HRCU-A-CB (Split System: Heat Pump with Remote Outdoor Unit-Air-Source) | HMH72B341 |  |  | XAHC36DBCN1 | TMLE080B12MP11 | 33400 | 17.5 | 8.1 | 33200 | 23400 | 70.48% | 2.02 | 0 | 9.5 |  |  |  | No | R-410A | 2.7833 | Residential & Commercial | No
211392824 | Central HP <5.4 tons | JOHNSON CONTROLS | HRCU-A-CB (Split System: Heat Pump with Remote Outdoor Unit-Air-Source) | HMH72B341 |  |  | XAHB30CXXN1+TXV | TMLE040A12MP11 | 32000 | 17.5 | 8.1 | 31800 | 23000 | 72.33% | 1.98 | 0 | 9.5 |  |  |  | No | R-410A | 2.6667 | Residential & Commercial | No
211393009 | Central HP <5.4 tons | JOHNSON CONTROLS | HRCU-A-CB (Split System: Heat Pump with Remote Outdoor Unit-Air-Source) | HMH72B341 |  |  | XAHC30CXXN1+TXV | TL9E100C20UH11 | 32600 | 16.5 | 8.1 | 32800 | 23000 | 70.12% | 2.02 | 0 | 9.5 |  |  |  | No | R-410A | 2.7167 | Residential & Commercial | No
211394058 | Central HP <5.4 tons | JOHNSON CONTROLS | HRCU-A-CB (Split System: Heat Pump with Remote Outdoor Unit-Air-Source) | HMH72B341 |  |  | XAFD48FXXN1+TXV | TM9Y080C16MP11 | 33400 | 17.5 | 8.5 | 32400 | 23600 | 72.84% | 2.06 | 0 | 9.5 |  |  |  | No | R-410A | 2.7833 | Residential & Commercial | No
211394674 | Central HP <5.4 tons | JOHNSON CONTROLS | HRCU-A-CB (Split System: Heat Pump with Remote Outdoor Unit-Air-Source) | HMH72B341 |  |  | XAUC48FXXN1+TXV | TP9C100C20MP13 | 34000 | 16.5 | 8.5 | 33000 | 24200 | 73.33% | 2.1 | 0 | 9 |  |  |  | No | R-410A | 2.8333 | Residential & Commercial | No
213076466 | Central HP <5.4 tons | AIRQUEST | HRCU-A-CB (Split System: Heat Pump with Remote Outdoor Unit-Air-Source) | DLCURAH36ABK |  |  | EA*4X36L17A* | *80VTL0701716B* | 34800 | 15.5 | 8.1 | 38500 | 35200 | 91.43% | 1.82 | 0 | 9.5 |  |  |  | No | R-410A | 2.9 | Residential & Commercial | No
213077477 | Central HP <5.4 tons | AIRQUEST | HRCU-A-CB (Split System: Heat Pump with Remote Outdoor Unit-Air-Source) | DLCURAH36ABK |  |  | EA*4X36L21A* | *96VTN0802120B* | 34800 | 16 | 8.1 | 38500 | 35200 | 91.43% | 1.82 | 0 | 9.5 |  |  |  | No | R-410A | 2.9 | Residential & Commercial | No
212985275 | Central HP <5.4 tons | CARRIER | HRCU-A-CB (Split System: Heat Pump with Remote Outdoor Unit-Air-Source) | 38MURAQ30AB3* |  |  | CAP**4221AL* | 59SC2E100M21**20 | 30200 | 15.2 | 8.1 | 34200 | 27400 | 80.12% | 1.8 | 0 | 9 |  |  |  | No | R-410A | 2.5167 | Residential & Commercial | No
211712529 | Central HP <5.4 tons | DAY & NIGHT | HRCU-A-CB (Split System: Heat Pump with Remote Outdoor Unit-Air-Source) | DLCURAH30ABK |  |  | EA*4X42L21A* | *92ESN0801716A* | 29600 | 15.2 | 8.1 | 33800 | 27400 | 81.07% | 1.78 | 0 | 9 |  |  |  | No | R-410A | 2.4667 | Residential & Commercial | No
211712874 | Central HP <5.4 tons | DAY & NIGHT | HRCU-A-CB (Split System: Heat Pump with Remote Outdoor Unit-Air-Source) | DLCURAH30ABK |  |  | EA*4X42L24A* | *80ES(N,L)1102420A* | 30000 | 15.2 | 8.1 | 33800 | 27200 | 80.47% | 1.8 | 0 | 9 |  |  |  | No | R-410A | 2.5 | Residential & Commercial | No
211396900 | Central HP <5.4 tons | JOHNSON CONTROLS | HRCU-A-CB (Split System: Heat Pump with Remote Outdoor Unit-Air-Source) | HMH72B341 |  |  | XAFC48FXXN1+TXV | TM8Y100C16MP11 | 34000 | 17.5 | 8.5 | 33200 | 24400 | 73.49% | 2.08 | 0 | 9 |  |  |  | No | R-410A | 2.8333 | Residential & Commercial | No
211394615 | Central HP <5.4 tons | JOHNSON CONTROLS | HRCU-A-CB (Split System: Heat Pump with Remote Outdoor Unit-Air-Source) | HMH72B341 |  |  | XAFC48FXXN1+TXV | TP9C100C20MP13 | 34000 | 16.5 | 8.5 | 33000 | 24200 | 73.33% | 2.1 | 0 | 9 |  |  |  | No | R-410A | 2.8333 | Residential & Commercial | No
211395796 | Central HP <5.4 tons | JOHNSON CONTROLS | HRCU-A-CB (Split System: Heat Pump with Remote Outdoor Unit-Air-Source) | HMH72B341 |  |  | XAHC48FBCN1 | TP9C060B12MP13 | 32400 | 16 | 8.1 | 32000 | 23400 | 73.12% | 2 | 0 | 9 |  |  |  | No | R-410A | 2.7 | Residential & Commercial | No
211395844 | Central HP <5.4 tons | JOHNSON CONTROLS | HRCU-A-CB (Split System: Heat Pump with Remote Outdoor Unit-Air-Source) | HMH72B341 |  |  | XAFC48FXXN1+TXV | TP9C060B12MP13 | 33000 | 16.5 | 8.1 | 32400 | 24000 | 74.07% | 2.04 | 0 | 9 |  |  |  | No | R-410A | 2.75 | Residential & Commercial | No
211396137 | Central HP <5.4 tons | JOHNSON CONTROLS | HRCU-A-CB (Split System: Heat Pump with Remote Outdoor Unit-Air-Source) | HMH72B341 |  |  | XAFD48FBCN1 | TM9E080C16MP12 | 34000 | 17 | 8.1 | 33400 | 24600 | 73.65% | 2.08 | 0 | 9 |  |  |  | No | R-410A | 2.8333 | Residential & Commercial | No
211393024 | Central HP <5.4 tons | JOHNSON CONTROLS | HRCU-A-CB (Split System: Heat Pump with Remote Outdoor Unit-Air-Source) | HMH72B341 |  |  | XAFC36DXXN1+TXV | TL9E100C20UH11 | 34000 | 17 | 8.5 | 34000 | 25000 | 73.53% | 2.12 | 0 | 9.5 |  |  |  | No | R-410A | 2.8333 | Residential & Commercial | No
211241741 | Central HP <5.4 tons | AIRQUEST | HRCU-A-CB (Split System: Heat Pump with Remote Outdoor Unit-Air-Source) | DLCURAH24ABK |  |  | EA*4X30L17A* | *92ESN0401410A* | 24000 | 15.2 | 8.5 | 26600 | 23000 | 86.47% | 1.86 | 0 | 9.5 |  |  |  | No | R-410A | 2 | Residential & Commercial | No
211396346 | Central HP <5.4 tons | JOHNSON CONTROLS | HRCU-A-CB (Split System: Heat Pump with Remote Outdoor Unit-Air-Source) | HMH72B341 |  |  | XAHC48FBCN1 | TM9E060B12MP12 | 32400 | 16 | 8.1 | 32000 | 23600 | 73.75% | 2 | 0 | 9 |  |  |  | No | R-410A | 2.7 | Residential & Commercial | No
211396389 | Central HP <5.4 tons | JOHNSON CONTROLS | HRCU-A-CB (Split System: Heat Pump with Remote Outdoor Unit-Air-Source) | HMH72B341 |  |  | XAFC48FBCN1 | TM9E060B12MP12 | 33200 | 16.5 | 8.1 | 32600 | 24000 | 73.62% | 2.02 | 0 | 9 |  |  |  | No | R-410A | 2.7667 | Residential & Commercial | No
211388667 | Central HP <5.4 tons | JOHNSON CONTROLS | HRCU-A-CB (Split System: Heat Pump with Remote Outdoor Unit-Air-Source) | HMH72B341 |  |  | XAHC36DXXN1+TXV | TM9E080C16MP12 | 34000 | 17.5 | 8.1 | 34000 | 24400 | 71.76% | 2.06 | 0 | 9.5 |  |  |  | No | R-410A | 2.8333 | Residential & Commercial | No
211389244 | Central HP <5.4 tons | JOHNSON CONTROLS | HRCU-A-CB (Split System: Heat Pump with Remote Outdoor Unit-Air-Source) | HMH72B341 |  |  | XAUB30CXXN1+TXV | TM9E060A10MP12 | 32400 | 17 | 8.1 | 33400 | 23600 | 70.66% | 2 | 0 | 9.5 |  |  |  | No | R-410A | 2.7 | Residential & Commercial | No
211389628 | Central HP <5.4 tons | JOHNSON CONTROLS | HRCU-A-CB (Split System: Heat Pump with Remote Outdoor Unit-Air-Source) | HMH72B341 |  |  | XAHC36DBCN1 | TM8Y080B12MP11 | 33200 | 17.5 | 8.1 | 32800 | 23200 | 70.73% | 2.02 | 0 | 9.5 |  |  |  | No | R-410A | 2.7667 | Residential & Commercial | No
211389687 | Central HP <5.4 tons | JOHNSON CONTROLS | HRCU-A-CB (Split System: Heat Pump with Remote Outdoor Unit-Air-Source) | HMH72B341 |  |  | XAHB30CXXN1+TXV | TM8Y080B12MP11 | 32000 | 17 | 8.1 | 32200 | 22800 | 70.81% | 1.98 | 0 | 9.5 |  |  |  | No | R-410A | 2.6667 | Residential & Commercial | No
211390114 | Central HP <5.4 tons | JOHNSON CONTROLS | HRCU-A-CB (Split System: Heat Pump with Remote Outdoor Unit-Air-Source) | HMH72B341 |  |  | XAHC30CXXN1+TXV | TMLV100C16MP12 | 32400 | 17 | 8.1 | 32400 | 22800 | 70.37% | 2 | 0 | 9.5 |  |  |  | No | R-410A | 2.7 | Residential & Commercial | No
211390128 | Central HP <5.4 tons | JOHNSON CONTROLS | HRCU-A-CB (Split System: Heat Pump with Remote Outdoor Unit-Air-Source) | HMH72B341 |  |  | XAHC30CXXN1+TXV | TPLC080C16MP13 | 32400 | 17 | 8.1 | 32400 | 22800 | 70.37% | 2 | 0 | 9.5 |  |  |  | No | R-410A | 2.7 | Residential & Commercial | No
211390839 | Central HP <5.4 tons | JOHNSON CONTROLS | HRCU-A-CB (Split System: Heat Pump with Remote Outdoor Unit-Air-Source) | HMH72B341 |  |  | XAUB30CXXN1+TXV | TM8V080B12MP12 | 32400 | 17 | 8.1 | 33600 | 23600 | 70.24% | 2 | 0 | 9.5 |  |  |  | No | R-410A | 2.7 | Residential & Commercial | No
211397786 | Central HP <5.4 tons | JOHNSON CONTROLS | HRCU-A-CB (Split System: Heat Pump with Remote Outdoor Unit-Air-Source) | HMH72B341 |  |  | XAFC48FBCN1 | TM8V100C16MP12 | 34000 | 16.5 | 8.5 | 33200 | 24400 | 73.49% | 2.1 | 0 | 9 |  |  |  | No | R-410A | 2.8333 | Residential & Commercial | No
211393908 | Central HP <5.4 tons | JOHNSON CONTROLS | HRCU-A-CB (Split System: Heat Pump with Remote Outdoor Unit-Air-Source) | HMH72B341 |  |  | XAHC48FBCN1 | TM9Y100C16MP11 | 33200 | 17 | 8.1 | 32400 | 23600 | 72.84% | 2.02 | 0 | 9 |  |  |  | No | R-410A | 2.7667 | Residential & Commercial | No
211394367 | Central HP <5.4 tons | JOHNSON CONTROLS | HRCU-A-CB (Split System: Heat Pump with Remote Outdoor Unit-Air-Source) | HMH72B341 |  |  | XAFD48FBCN1 | TM9V120D20MP12 | 34000 | 17 | 8.5 | 32400 | 23800 | 73.46% | 2.1 | 0 | 9.5 |  |  |  | No | R-410A | 2.8333 | Residential & Commercial | No
211395535 | Central HP <5.4 tons | JOHNSON CONTROLS | HRCU-A-CB (Split System: Heat Pump with Remote Outdoor Unit-Air-Source) | HMH72B341 |  |  | XAHC48FBCN1 | TP9C080B12MP13 | 32800 | 16 | 8.1 | 32200 | 23600 | 73.29% | 2.02 | 0 | 9 |  |  |  | No | R-410A | 2.7333 | Residential & Commercial | No
211396641 | Central HP <5.4 tons | JOHNSON CONTROLS | HRCU-A-CB (Split System: Heat Pump with Remote Outdoor Unit-Air-Source) | HMH72B341 |  |  | XAFC48FXXN1+TXV | TM8Y120C20MP11 | 34000 | 16.5 | 8.5 | 33000 | 24200 | 73.33% | 2.1 | 0 | 9.5 |  |  |  | No | R-410A | 2.8333 | Residential & Commercial | No
211396671 | Central HP <5.4 tons | JOHNSON CONTROLS | HRCU-A-CB (Split System: Heat Pump with Remote Outdoor Unit-Air-Source) | HMH72B341 |  |  | XAFC48FBCN1 | TM8Y120C20MP11 | 34000 | 16.5 | 8.5 | 33000 | 24200 | 73.33% | 2.1 | 0 | 9.5 |  |  |  | No | R-410A | 2.8333 | Residential & Commercial | No
211396757 | Central HP <5.4 tons | JOHNSON CONTROLS | HRCU-A-CB (Split System: Heat Pump with Remote Outdoor Unit-Air-Source) | HMH72B341 |  |  | XAHD48FBCN1 | TM8Y100C16MP11 | 33600 | 17 | 8.1 | 32600 | 24000 | 73.62% | 2.04 | 0 | 9 |  |  |  | No | R-410A | 2.8 | Residential & Commercial | No
212986142 | Central HP <5.4 tons | AIRQUEST | HRCU-A-CB (Split System: Heat Pump with Remote Outdoor Unit-Air-Source) | DLCURAH24ABK |  |  | EA*4X24L17A* | *96MSN0401410A* | 23200 | 16 | 8.5 | 27000 | 26400 | 97.78% | 2.2 | 0 | 9.5 |  |  |  | No | R-410A | 1.9333 | Residential & Commercial | No
213769926 | Central HP <5.4 tons | AI AIR CONDITIONING | HRCU-A-CB (Split System: Heat Pump with Remote Outdoor Unit-Air-Source) | AUO18-48N1-M3H |  |  | AUH2-48N1-CM3E |  | 47000 | 15.6 | 9.4 | 50000 | 46000 | 92% | 1.9 | 8.5 | 8.2 |  |  |  | No | R-410A | 3.9167 | Residential & Commercial | No
211396855 | Central HP <5.4 tons | JOHNSON CONTROLS | HRCU-A-CB (Split System: Heat Pump with Remote Outdoor Unit-Air-Source) | HMH72B341 |  |  | XAFD48FXXN1+TXV | TM8Y080C16MP11 | 34000 | 17.5 | 8.5 | 33200 | 24400 | 73.49% | 2.08 | 0 | 9 |  |  |  | No | R-410A | 2.8333 | Residential & Commercial | No
211397209 | Central HP <5.4 tons | JOHNSON CONTROLS | HRCU-A-CB (Split System: Heat Pump with Remote Outdoor Unit-Air-Source) | HMH72B341 |  |  | XAHD48FXXN1+TXV | TM8V100C16MP12 | 33600 | 16 | 8.5 | 32400 | 23800 | 73.46% | 2.06 | 0 | 9 |  |  |  | No | R-410A | 2.8 | Residential & Commercial | No
211398077 | Central HP <5.4 tons | JOHNSON CONTROLS | HRCU-A-CB (Split System: Heat Pump with Remote Outdoor Unit-Air-Source) | HMH72B341 |  |  | XAFC48FBCN1 | TPLC080B12MP13 | 33000 | 16 | 8.1 | 32600 | 24000 | 73.62% | 2.02 | 0 | 9 |  |  |  | No | R-410A | 2.75 | Residential & Commercial | No
211398102 | Central HP <5.4 tons | JOHNSON CONTROLS | HRCU-A-CB (Split System: Heat Pump with Remote Outdoor Unit-Air-Source) | HMH72B341 |  |  | XAHD48FXXN1+TXV | TM8E120C16MP11 | 33000 | 16.5 | 8.5 | 31800 | 23200 | 72.96% | 2.04 | 0 | 9.5 |  |  |  | No | R-410A | 2.75 | Residential & Commercial | No
211398368 | Central HP <5.4 tons | JOHNSON CONTROLS | HRCU-A-CB (Split System: Heat Pump with Remote Outdoor Unit-Air-Source) | HMH72B341 |  |  | XAHD48FXXN1+TXV | TMLE100C16MP11 | 32800 | 16.5 | 8.5 | 31600 | 23200 | 73.42% | 2.02 | 0 | 9.5 |  |  |  | No | R-410A | 2.7333 | Residential & Commercial | No
213077913 | Central HP <5.4 tons | BRYANT HEATING AND COOLING SYSTEMS | HRCU-A-CB (Split System: Heat Pump with Remote Outdoor Unit-Air-Source) | 38MURAQ36AB3* |  |  | CAP**3617AL* | 8(0,1)*SB36070M17*** | 35000 | 16 | 8.1 | 38500 | 35200 | 91.43% | 1.82 | 0 | 9.5 |  |  |  | No | R-410A | 2.9167 | Residential & Commercial | No
212984496 | Central HP <5.4 tons | AIRQUEST | HRCU-A-CB (Split System: Heat Pump with Remote Outdoor Unit-Air-Source) | DLCURAH30ABK |  |  | EA*4X43L21A* | *92MSN0801716A* | 30400 | 15.5 | 8.1 | 33200 | 26400 | 79.52% | 1.84 | 0 | 9 |  |  |  | No | R-410A | 2.5333 | Residential & Commercial | No
212989540 | Central HP <5.4 tons | AIRQUEST | HRCU-A-CB (Split System: Heat Pump with Remote Outdoor Unit-Air-Source) | DLCURAH30ABK |  |  | EA*4X42L21A* | *95MSU0802120A* | 30000 | 15.2 | 8.1 | 34200 | 27600 | 80.7% | 1.8 | 0 | 9 |  |  |  | No | R-410A | 2.5 | Residential & Commercial | No
213079639 | Central HP <5.4 tons | CARRIER | HRCU-A-CB (Split System: Heat Pump with Remote Outdoor Unit-Air-Source) | 38MURAQ36AB3* |  |  | CAP**3621AL* | 59SC2E080M21**20 | 35000 | 16.5 | 8.1 | 38500 | 35200 | 91.43% | 1.82 | 0 | 9.5 |  |  |  | No | R-410A | 2.9167 | Residential & Commercial | No
213077924 | Central HP <5.4 tons | BRYANT HEATING AND COOLING SYSTEMS | HRCU-A-CB (Split System: Heat Pump with Remote Outdoor Unit-Air-Source) | 38MURAQ36AB3* |  |  | CAP**3621AL* | 8(0,1)*SB36070M17*** | 34800 | 16 | 8.1 | 38500 | 35200 | 91.43% | 1.82 | 0 | 9.5 |  |  |  | No | R-410A | 2.9 | Residential & Commercial | No
213078830 | Central HP <5.4 tons | BRYANT HEATING AND COOLING SYSTEMS | HRCU-A-CB (Split System: Heat Pump with Remote Outdoor Unit-Air-Source) | 38MURAQ36AB3* |  |  | CAP**3621AL* | 83*SB60100M21*** | 35000 | 16 | 8.5 | 38500 | 35200 | 91.43% | 1.8 | 0 | 9.5 |  |  |  | No | R-410A | 2.9167 | Residential & Commercial | No
213078962 | Central HP <5.4 tons | BRYANT HEATING AND COOLING SYSTEMS | HRCU-A-CB (Split System: Heat Pump with Remote Outdoor Unit-Air-Source) | 38MURAQ36AB3* |  |  | CAP**3621AL* | 83*SB36040M17*** | 35000 | 16 | 8.1 | 38500 | 35200 | 91.43% | 1.8 | 0 | 9.5 |  |  |  | No | R-410A | 2.9167 | Residential & Commercial | No
213078868 | Central HP <5.4 tons | AIRQUEST | HRCU-A-CB (Split System: Heat Pump with Remote Outdoor Unit-Air-Source) | DLCURAH36ABK |  |  | EA*4X42L21A* | *80MSU1002120A* | 35200 | 16 | 8.5 | 38500 | 35000 | 90.91% | 1.88 | 0 | 9.5 |  |  |  | No | R-410A | 2.9333 | Residential & Commercial | No
213079000 | Central HP <5.4 tons | AIRQUEST | HRCU-A-CB (Split System: Heat Pump with Remote Outdoor Unit-Air-Source) | DLCURAH36ABK |  |  | EA*4X42L21A* | *80MSU0401712A* | 35200 | 16 | 8.1 | 38500 | 35000 | 90.91% | 1.88 | 0 | 9.5 |  |  |  | No | R-410A | 2.9333 | Residential & Commercial | No
213080270 | Central HP <5.4 tons | AIRQUEST | HRCU-A-CB (Split System: Heat Pump with Remote Outdoor Unit-Air-Source) | DLCURAH36ABK |  |  | EA*4X36L21A* | *96MSN1002120A* | 35200 | 16 | 8.1 | 38500 | 35200 | 91.43% | 1.8 | 0 | 9.5 |  |  |  | No | R-410A | 2.9333 | Residential & Commercial | No
212980703 | Central HP <5.4 tons | HEIL | HRCU-A-CB (Split System: Heat Pump with Remote Outdoor Unit-Air-Source) | DLCURAH30ABK |  |  | EA*4X42L24A* | *80MS(N,L)0902420A* | 30200 | 15.2 | 8.1 | 34400 | 27400 | 79.65% | 1.8 | 0 | 9 |  |  |  | No | R-410A | 2.5167 | Residential & Commercial | No
212980917 | Central HP <5.4 tons | HEIL | HRCU-A-CB (Split System: Heat Pump with Remote Outdoor Unit-Air-Source) | DLCURAH30ABK |  |  | EA*4X37L21A* | *80MS(N,L)1102120A* | 30800 | 15.2 | 8.5 | 33400 | 26200 | 78.44% | 1.86 | 0 | 9 |  |  |  | No | R-410A | 2.5667 | Residential & Commercial | No
211398871 | Central HP <5.4 tons | JOHNSON CONTROLS | HRCU-A-CB (Split System: Heat Pump with Remote Outdoor Unit-Air-Source) | HMH72B341 |  |  | XAFD48FXXN1+TXV | TMLE080C16MP11 | 33400 | 17 | 8.5 | 32200 | 23400 | 72.67% | 2.06 | 0 | 9.5 |  |  |  | No | R-410A | 2.7833 | Residential & Commercial | No
211397308 | Central HP <5.4 tons | JOHNSON CONTROLS | HRCU-A-CB (Split System: Heat Pump with Remote Outdoor Unit-Air-Source) | HMH72B341 |  |  | XAHD48FBCN1 | TM8V080C16MP12 | 33600 | 16 | 8.5 | 32400 | 23800 | 73.46% | 2.06 | 0 | 9 |  |  |  | No | R-410A | 2.8 | Residential & Commercial | No
211397451 | Central HP <5.4 tons | JOHNSON CONTROLS | HRCU-A-CB (Split System: Heat Pump with Remote Outdoor Unit-Air-Source) | HMH72B341 |  |  | XAHC48FBCN1 | TM8V100C16MP12 | 33600 | 16.5 | 8.5 | 32400 | 23800 | 73.46% | 2.06 | 0 | 9 |  |  |  | No | R-410A | 2.8 | Residential & Commercial | No
211397474 | Central HP <5.4 tons | JOHNSON CONTROLS | HRCU-A-CB (Split System: Heat Pump with Remote Outdoor Unit-Air-Source) | HMH72B341 |  |  | XAHC48FBCN1 | TMLV100C16MP12 | 33600 | 16.5 | 8.5 | 32400 | 23800 | 73.46% | 2.06 | 0 | 9 |  |  |  | No | R-410A | 2.8 | Residential & Commercial | No
211397385 | Central HP <5.4 tons | JOHNSON CONTROLS | HRCU-A-CB (Split System: Heat Pump with Remote Outdoor Unit-Air-Source) | HMH72B341 |  |  | XAHC48FXXN1+TXV | TM8V080C16MP12 | 33600 | 16.5 | 8.5 | 32400 | 23800 | 73.46% | 2.06 | 0 | 9 |  |  |  | No | R-410A | 2.8 | Residential & Commercial | No
211397801 | Central HP <5.4 tons | JOHNSON CONTROLS | HRCU-A-CB (Split System: Heat Pump with Remote Outdoor Unit-Air-Source) | HMH72B341 |  |  | XAUC48FXXN1+TXV | TM8V100C16MP12 | 34000 | 16.5 | 8.5 | 33200 | 24400 | 73.49% | 2.1 | 0 | 9 |  |  |  | No | R-410A | 2.8333 | Residential & Commercial | No
211397894 | Central HP <5.4 tons | JOHNSON CONTROLS | HRCU-A-CB (Split System: Heat Pump with Remote Outdoor Unit-Air-Source) | HMH72B341 |  |  | XAFC48FBCN1 | TPLC100C16MP13 | 34000 | 16.5 | 8.5 | 33200 | 24400 | 73.49% | 2.1 | 0 | 9 |  |  |  | No | R-410A | 2.8333 | Residential & Commercial | No
211398158 | Central HP <5.4 tons | JOHNSON CONTROLS | HRCU-A-CB (Split System: Heat Pump with Remote Outdoor Unit-Air-Source) | HMH72B341 |  |  | XAHC48FXXN1+TXV | TM8E120C16MP11 | 33000 | 17 | 8.5 | 31600 | 23200 | 73.42% | 2.04 | 0 | 9.5 |  |  |  | No | R-410A | 2.75 | Residential & Commercial | No
211398185 | Central HP <5.4 tons | JOHNSON CONTROLS | HRCU-A-CB (Split System: Heat Pump with Remote Outdoor Unit-Air-Source) | HMH72B341 |  |  | XAHC48FBCN1 | TM8E120C16MP11 | 33000 | 17 | 8.5 | 31600 | 23200 | 73.42% | 2.04 | 0 | 9.5 |  |  |  | No | R-410A | 2.75 | Residential & Commercial | No
211396772 | Central HP <5.4 tons | JOHNSON CONTROLS | HRCU-A-CB (Split System: Heat Pump with Remote Outdoor Unit-Air-Source) | HMH72B341 |  |  | XAHD48FBCN1 | TM8Y080C16MP11 | 33600 | 17 | 8.1 | 32600 | 24000 | 73.62% | 2.04 | 0 | 9 |  |  |  | No | R-410A | 2.8 | Residential & Commercial | No
211396924 | Central HP <5.4 tons | JOHNSON CONTROLS | HRCU-A-CB (Split System: Heat Pump with Remote Outdoor Unit-Air-Source) | HMH72B341 |  |  | XAFC48FBCN1 | TM8Y100C16MP11 | 34000 | 17.5 | 8.5 | 33200 | 24400 | 73.49% | 2.08 | 0 | 9 |  |  |  | No | R-410A | 2.8333 | Residential & Commercial | No
213077867 | Central HP <5.4 tons | AIRQUEST | HRCU-A-CB (Split System: Heat Pump with Remote Outdoor Unit-Air-Source) | DLCURAH36ABK |  |  | EA*4X36L17A* | *80MS(N,L)0701412A* | 34800 | 15.5 | 8.1 | 38500 | 35200 | 91.43% | 1.82 | 0 | 9.5 |  |  |  | No | R-410A | 2.9 | Residential & Commercial | No
212985254 | Central HP <5.4 tons | AIRQUEST | HRCU-A-CB (Split System: Heat Pump with Remote Outdoor Unit-Air-Source) | DLCURAH30ABK |  |  | EA*4X36L21A* | *92MSN1002120A* | 30000 | 15.2 | 8.1 | 34400 | 28000 | 81.4% | 1.78 | 0 | 9 |  |  |  | No | R-410A | 2.5 | Residential & Commercial | No
212988332 | Central HP <5.4 tons | AIRQUEST | HRCU-A-CB (Split System: Heat Pump with Remote Outdoor Unit-Air-Source) | DLCURAH30ABK |  |  | EA*4X42L24A* | *96MSN1202422A* | 30000 | 15.2 | 8.1 | 34200 | 27600 | 80.7% | 1.8 | 0 | 9 |  |  |  | No | R-410A | 2.5 | Residential & Commercial | No
209865028 | Central HP <5.4 tons | CTMorley | HRCU-A-CB (Split System: Heat Pump with Remote Outdoor Unit-Air-Source) | MOU-A48VH-4 |  |  | MIU-A48V-4 |  | 47000 | 15.6 | 9.4 | 50000 | 46000 | 92% | 1.9 | 8.5 | 8.2 |  |  |  | No | R-410A | 3.9167 | Residential & Commercial | No
211389447 | Central HP <5.4 tons | JOHNSON CONTROLS | HRCU-A-CB (Split System: Heat Pump with Remote Outdoor Unit-Air-Source) | HMH72B341 |  |  | XAHC36DXXN1+TXV | TM8Y100C16MP11 | 34000 | 18 | 8.1 | 34000 | 24400 | 71.76% | 2.06 | 0 | 9.5 |  |  |  | No | R-410A | 2.8333 | Residential & Commercial | No
213079839 | Central HP <5.4 tons | AIRQUEST | HRCU-A-CB (Split System: Heat Pump with Remote Outdoor Unit-Air-Source) | DLCURAH36ABK |  |  | EA*4X36L21A* | *92MSN1002122A* | 35200 | 16 | 8.1 | 38500 | 35200 | 91.43% | 1.84 | 0 | 9.5 |  |  |  | No | R-410A | 2.9333 | Residential & Commercial | No
213080575 | Central HP <5.4 tons | AIRQUEST | HRCU-A-CB (Split System: Heat Pump with Remote Outdoor Unit-Air-Source) | DLCURAH36ABK |  |  | EA*4X48L21A* | *95MSU0401712A* | 35600 | 15.2 | 8.1 | 38000 | 34800 | 91.58% | 2.02 | 0 | 9.5 |  |  |  | No | R-410A | 2.9667 | Residential & Commercial | No
213080647 | Central HP <5.4 tons | AIRQUEST | HRCU-A-CB (Split System: Heat Pump with Remote Outdoor Unit-Air-Source) | DLCURAH36ABK |  |  | EA*4X36L17A* | *95MSU0601716A* | 35200 | 15.5 | 8.1 | 39000 | 35200 | 90.26% | 1.84 | 0 | 9.5 |  |  |  | No | R-410A | 2.9333 | Residential & Commercial | No
213080815 | Central HP <5.4 tons | AIRQUEST | HRCU-A-CB (Split System: Heat Pump with Remote Outdoor Unit-Air-Source) | DLCURAH36ABK |  |  | EA*4X42L24A* | *95MSU0802120A* | 35200 | 16 | 8.1 | 38500 | 35000 | 90.91% | 1.88 | 0 | 9.5 |  |  |  | No | R-410A | 2.9333 | Residential & Commercial | No
212986577 | Central HP <5.4 tons | DAY & NIGHT | HRCU-A-CB (Split System: Heat Pump with Remote Outdoor Unit-Air-Source) | DLCURAH24ABK |  |  | EA*4X36L21A* | *96MSN0401712A* | 23400 | 16 | 8.5 | 26200 | 24200 | 92.37% | 2 | 0 | 9.5 |  |  |  | No | R-410A | 1.95 | Residential & Commercial | No
212983158 | Central HP <5.4 tons | HEIL | HRCU-A-CB (Split System: Heat Pump with Remote Outdoor Unit-Air-Source) | DLCURAH24ABK |  |  | EA*4X30L17A* | *92MSN0401712A* | 23400 | 16 | 8.5 | 26400 | 24800 | 93.94% | 2.04 | 0 | 9.5 |  |  |  | No | R-410A | 1.95 | Residential & Commercial | No
211388513 | Central HP <5.4 tons | JOHNSON CONTROLS | HRCU-A-CB (Split System: Heat Pump with Remote Outdoor Unit-Air-Source) | HMH72B341 |  |  | XAFB36DBCN1 | TM9V040A10MP12 | 33200 | 17 | 8.1 | 33200 | 23400 | 70.48% | 2 | 0 | 9.5 |  |  |  | No | R-410A | 2.7667 | Residential & Commercial | No
211391020 | Central HP <5.4 tons | JOHNSON CONTROLS | HRCU-A-CB (Split System: Heat Pump with Remote Outdoor Unit-Air-Source) | HMH72B341 |  |  | XAFB36DXXN1+TXV | TMLV060A12MP12 | 34000 | 17.5 | 8.1 | 34000 | 24200 | 71.18% | 2.06 | 0 | 9.5 |  |  |  | No | R-410A | 2.8333 | Residential & Commercial | No
212982643 | Central HP <5.4 tons | HEIL | HRCU-A-CB (Split System: Heat Pump with Remote Outdoor Unit-Air-Source) | DLCURAH30ABK |  |  | EA*4X42L21A* | *80MSU0601716A* | 29800 | 15.2 | 8.1 | 33800 | 27400 | 81.07% | 1.8 | 0 | 9 |  |  |  | No | R-410A | 2.4833 | Residential & Commercial | No
211201108 | Central HP <5.4 tons | CARRIER | HRCU-A-CB (Split System: Heat Pump with Remote Outdoor Unit-Air-Source) | 38MURAQ30AB3* |  |  | CAP**3621AL* | GG96VTAA60100C | 29600 | 15.2 | 8.1 | 33800 | 27800 | 82.25% | 1.76 | 0 | 9 |  |  |  | No | R-410A | 2.4667 | Residential & Commercial | No
212982223 | Central HP <5.4 tons | HEIL | HRCU-A-CB (Split System: Heat Pump with Remote Outdoor Unit-Air-Source) | DLCURAH30ABK |  |  | END4X42L17** | *80MSU0401712A* | 29800 | 15.2 | 8.5 | 33600 | 27000 | 80.36% | 1.82 | 0 | 9 |  |  |  | No | R-410A | 2.4833 | Residential & Commercial | No
215675192 | Central HP <5.4 tons | TEMPSTAR | HRCU-A-CB (Split System: Heat Pump with Remote Outdoor Unit-Air-Source) | T5H0V48*K*AAA* |  |  | ESH5X60M12A*+WALLCON | *80CTL0702120B* | 45500 | 16.5 | 8.5 | 48000 | 33800 | 70.42% | 2.06 | 0 | 9.5 |  |  |  | No | R-454B | 3.7917 | Residential & Commercial | No
215675242 | Central HP <5.4 tons | TEMPSTAR | HRCU-A-CB (Split System: Heat Pump with Remote Outdoor Unit-Air-Source) | T5H0V48*K*AAA* |  |  | ESH5X60M12A*+WALLCON | *95CSU0601716B* | 45000 | 16 | 8.5 | 48500 | 34200 | 70.52% | 1.94 | 0 | 9 |  |  |  | No | R-454B | 3.75 | Residential & Commercial | No
215675362 | Central HP <5.4 tons | TEMPSTAR | HRCU-A-CB (Split System: Heat Pump with Remote Outdoor Unit-Air-Source) | T5H0V48*K*AAA* |  |  | EVM5X48M21A*+WALLCON | *80CSU0601716A* | 47000 | 18 | 9 | 50000 | 36400 | 72.8% | 1.98 | 0 | 9.5 |  |  |  | No | R-454B | 3.9167 | Residential & Commercial | No
215866703 | Central HP <5.4 tons | AI AIR CONDITIONING | HRCU-A-CB (Split System: Heat Pump with Remote Outdoor Unit-Air-Source) | AUO18-60N2-M3 |  |  | AUH2-60N2-DM3E |  | 54000 | 15.2 | 8.4 | 54000 | 38000 | 70.37% | 1.8 | 0 | 8.6 |  |  |  | No | R-454B | 4.5 | Residential & Commercial | No
212982631 | Central HP <5.4 tons | HEIL | HRCU-A-CB (Split System: Heat Pump with Remote Outdoor Unit-Air-Source) | DLCURAH30ABK |  |  | EA*4X37L21A* | *80MSU0601716A* | 30800 | 15.2 | 8.5 | 33000 | 26200 | 79.39% | 1.84 | 0 | 9 |  |  |  | No | R-410A | 2.5667 | Residential & Commercial | No
211398722 | Central HP <5.4 tons | JOHNSON CONTROLS | HRCU-A-CB (Split System: Heat Pump with Remote Outdoor Unit-Air-Source) | HMH72B341 |  |  | XAFC48FBCN1 | TMLE100B12MP11 | 33400 | 17 | 8.5 | 32400 | 23800 | 73.46% | 2.06 | 0 | 9.5 |  |  |  | No | R-410A | 2.7833 | Residential & Commercial | No
211398779 | Central HP <5.4 tons | JOHNSON CONTROLS | HRCU-A-CB (Split System: Heat Pump with Remote Outdoor Unit-Air-Source) | HMH72B341 |  |  | XAHD48FBCN1 | TM8E080C16MP11 | 32800 | 16.5 | 8.5 | 31600 | 23000 | 72.78% | 2.02 | 0 | 9.5 |  |  |  | No | R-410A | 2.7333 | Residential & Commercial | No
211388540 | Central HP <5.4 tons | JOHNSON CONTROLS | HRCU-A-CB (Split System: Heat Pump with Remote Outdoor Unit-Air-Source) | HMH72B341 |  |  | XAFB30CXXN1+TXV | TM9V040A10MP12 | 32000 | 16.5 | 8.1 | 33400 | 23400 | 70.06% | 2 | 0 | 9.5 |  |  |  | No | R-410A | 2.6667 | Residential & Commercial | No
211388785 | Central HP <5.4 tons | JOHNSON CONTROLS | HRCU-A-CB (Split System: Heat Pump with Remote Outdoor Unit-Air-Source) | HMH72B341 |  |  | XAHC30CXXN1+TXV | TM9E080B12MP12 | 32000 | 17 | 8.1 | 33000 | 23200 | 70.3% | 1.98 | 0 | 9 |  |  |  | No | R-410A | 2.6667 | Residential & Commercial | No
215683135 | Central HP <5.4 tons | HEIL | HRCU-A-CB (Split System: Heat Pump with Remote Outdoor Unit-Air-Source) | H5H0V60*K*AAA* |  |  | EVD5X61M21A*+WALLCON | *80CSU0601716B* | 56500 | 18 | 9 | 61000 | 43500 | 71.31% | 2.1 | 0 | 9.5 |  |  |  | No | R-454B | 4.7083 | Residential & Commercial | No
211390657 | Central HP <5.4 tons | JOHNSON CONTROLS | HRCU-A-CB (Split System: Heat Pump with Remote Outdoor Unit-Air-Source) | HMH72B341 |  |  | XAFC36DBCN1 | TPLC080B12MP13 | 33800 | 17 | 8.1 | 34000 | 24200 | 71.18% | 2.04 | 0 | 9.5 |  |  |  | No | R-410A | 2.8167 | Residential & Commercial | No
211390723 | Central HP <5.4 tons | JOHNSON CONTROLS | HRCU-A-CB (Split System: Heat Pump with Remote Outdoor Unit-Air-Source) | HMH72B341 |  |  | XAFB36DXXN1+TXV | TPLC080B12MP13 | 33600 | 17 | 8.1 | 33600 | 23600 | 70.24% | 2.02 | 0 | 9.5 |  |  |  | No | R-410A | 2.8 | Residential & Commercial | No
211391125 | Central HP <5.4 tons | JOHNSON CONTROLS | HRCU-A-CB (Split System: Heat Pump with Remote Outdoor Unit-Air-Source) | HMH72B341 |  |  | XAUB36DXXN1+TXV | TPLC060A12MP13 | 34000 | 17.5 | 8.1 | 34000 | 24200 | 71.18% | 2.06 | 0 | 9.5 |  |  |  | No | R-410A | 2.8333 | Residential & Commercial | No
211391214 | Central HP <5.4 tons | JOHNSON CONTROLS | HRCU-A-CB (Split System: Heat Pump with Remote Outdoor Unit-Air-Source) | HMH72B341 |  |  | XAUB30CXXN1+TXV | TPLC060A12MP13 | 32800 | 17.5 | 8.1 | 33400 | 23400 | 70.06% | 2.02 | 0 | 9.5 |  |  |  | No | R-410A | 2.7333 | Residential & Commercial | No
211391602 | Central HP <5.4 tons | JOHNSON CONTROLS | HRCU-A-CB (Split System: Heat Pump with Remote Outdoor Unit-Air-Source) | HMH72B341 |  |  | XAHC36DXXN1+TXV | TMLE100B12MP11 | 33400 | 17.5 | 8.1 | 33000 | 23400 | 70.91% | 2.02 | 0 | 9.5 |  |  |  | No | R-410A | 2.7833 | Residential & Commercial | No
211392211 | Central HP <5.4 tons | JOHNSON CONTROLS | HRCU-A-CB (Split System: Heat Pump with Remote Outdoor Unit-Air-Source) | HMH72B341 |  |  | XAHC30CXXN1+TXV | TMLE080B12MP11 | 32200 | 17 | 8.1 | 33000 | 23200 | 70.3% | 1.98 | 0 | 9 |  |  |  | No | R-410A | 2.6833 | Residential & Commercial | No
213079730 | Central HP <5.4 tons | BRYANT HEATING AND COOLING SYSTEMS | HRCU-A-CB (Split System: Heat Pump with Remote Outdoor Unit-Air-Source) | 38MURAQ36AB3* |  |  | CAP**3621AL* | 912SE60100M21*** | 35000 | 16.5 | 8.1 | 38500 | 35200 | 91.43% | 1.82 | 0 | 9.5 |  |  |  | No | R-410A | 2.9167 | Residential & Commercial | No
213080481 | Central HP <5.4 tons | BRYANT HEATING AND COOLING SYSTEMS | HRCU-A-CB (Split System: Heat Pump with Remote Outdoor Unit-Air-Source) | 38MURAQ36AB3* |  |  | CAP**4224AL* | 916SA66140M24*** | 35200 | 16 | 8.1 | 38500 | 35000 | 90.91% | 1.88 | 0 | 9.5 |  |  |  | No | R-410A | 2.9333 | Residential & Commercial | No
212383155 | Central HP <5.4 tons | BRYANT HEATING AND COOLING SYSTEMS | HRCU-A-CB (Split System: Heat Pump with Remote Outdoor Unit-Air-Source) | 38MURAQ36AB3* |  |  | CAP**3621AL* | 935SA66100E21*** | 36200 | 15.2 | 8.1 | 40000 | 35400 | 88.5% | 1.86 | 0 | 9.5 |  |  |  | No | R-410A | 3.0167 | Residential & Commercial | No
211392361 | Central HP <5.4 tons | JOHNSON CONTROLS | HRCU-A-CB (Split System: Heat Pump with Remote Outdoor Unit-Air-Source) | HMH72B341 |  |  | XAFC30CXXN1+TXV | TM8E080B12MP11 | 32800 | 17.5 | 8.1 | 34000 | 23800 | 70% | 2.02 | 0 | 9.5 |  |  |  | No | R-410A | 2.7333 | Residential & Commercial | No
211392568 | Central HP <5.4 tons | JOHNSON CONTROLS | HRCU-A-CB (Split System: Heat Pump with Remote Outdoor Unit-Air-Source) | HMH72B341 |  |  | XAHB36DBCN1 | TMLE060A12MP11 | 33200 | 17 | 8.1 | 33200 | 23400 | 70.48% | 2 | 0 | 9.5 |  |  |  | No | R-410A | 2.7667 | Residential & Commercial | No
211392704 | Central HP <5.4 tons | JOHNSON CONTROLS | HRCU-A-CB (Split System: Heat Pump with Remote Outdoor Unit-Air-Source) | HMH72B341 |  |  | XAFB30CXXN1+TXV | TMLE060A12MP11 | 32800 | 17.5 | 8.1 | 33400 | 23400 | 70.06% | 2.02 | 0 | 9.5 |  |  |  | No | R-410A | 2.7333 | Residential & Commercial | No
211393088 | Central HP <5.4 tons | JOHNSON CONTROLS | HRCU-A-CB (Split System: Heat Pump with Remote Outdoor Unit-Air-Source) | HMH72B341 |  |  | XAHC30CXXN1+TXV | TL9E080C16UH11 | 32400 | 17 | 8.1 | 33000 | 23200 | 70.3% | 2 | 0 | 9.5 |  |  |  | No | R-410A | 2.7 | Residential & Commercial | No
211393599 | Central HP <5.4 tons | JOHNSON CONTROLS | HRCU-A-CB (Split System: Heat Pump with Remote Outdoor Unit-Air-Source) | HMH72B341 |  |  | XAUB30CXXN1+TXV | TL8E060A12UH11 | 32800 | 18 | 8.1 | 33400 | 23400 | 70.06% | 2.02 | 0 | 9.5 |  |  |  | No | R-410A | 2.7333 | Residential & Commercial | No
211394401 | Central HP <5.4 tons | JOHNSON CONTROLS | HRCU-A-CB (Split System: Heat Pump with Remote Outdoor Unit-Air-Source) | HMH72B341 |  |  | XAHD48FXXN1+TXV | TM9V100C20MP12 | 33600 | 16.5 | 8.5 | 32400 | 23800 | 73.46% | 2.06 | 0 | 9 |  |  |  | No | R-410A | 2.8 | Residential & Commercial | No
211394483 | Central HP <5.4 tons | JOHNSON CONTROLS | HRCU-A-CB (Split System: Heat Pump with Remote Outdoor Unit-Air-Source) | HMH72B341 |  |  | XAHC48FXXN1+TXV | TP9C100C20MP13 | 33200 | 17 | 8.5 | 32000 | 23400 | 73.12% | 2.04 | 0 | 9 |  |  |  | No | R-410A | 2.7667 | Residential & Commercial | No
211394853 | Central HP <5.4 tons | JOHNSON CONTROLS | HRCU-A-CB (Split System: Heat Pump with Remote Outdoor Unit-Air-Source) | HMH72B341 |  |  | XAFD48FXXN1+TXV | TP9C100C16MP13 | 33800 | 16.5 | 8.5 | 32400 | 23600 | 72.84% | 2.08 | 0 | 9.5 |  |  |  | No | R-410A | 2.8167 | Residential & Commercial | No
211395008 | Central HP <5.4 tons | JOHNSON CONTROLS | HRCU-A-CB (Split System: Heat Pump with Remote Outdoor Unit-Air-Source) | HMH72B341 |  |  | XAHD48FXXN1+TXV | TM9V080C16MP12 | 32600 | 16 | 8.1 | 31800 | 23200 | 72.96% | 2.02 | 0 | 9 |  |  |  | No | R-410A | 2.7167 | Residential & Commercial | No
211395376 | Central HP <5.4 tons | JOHNSON CONTROLS | HRCU-A-CB (Split System: Heat Pump with Remote Outdoor Unit-Air-Source) | HMH72B341 |  |  | XAUC48FXXN1+TXV | TM9V080C16MP12 | 33400 | 16.5 | 8.5 | 32400 | 23600 | 72.84% | 2.06 | 0 | 9.5 |  |  |  | No | R-410A | 2.7833 | Residential & Commercial | No
211395728 | Central HP <5.4 tons | JOHNSON CONTROLS | HRCU-A-CB (Split System: Heat Pump with Remote Outdoor Unit-Air-Source) | HMH72B341 |  |  | XAHC48FXXN1+TXV | TM9V060B12MP12 | 32400 | 16 | 8.1 | 32000 | 23400 | 73.12% | 2 | 0 | 9 |  |  |  | No | R-410A | 2.7 | Residential & Commercial | No
211396505 | Central HP <5.4 tons | JOHNSON CONTROLS | HRCU-A-CB (Split System: Heat Pump with Remote Outdoor Unit-Air-Source) | HMH72B341 |  |  | XAHD48FBCN1 | TM8Y100C20MP11 | 33800 | 16.5 | 8.5 | 32400 | 23800 | 73.46% | 2.06 | 0 | 9 |  |  |  | No | R-410A | 2.8167 | Residential & Commercial | No
213078871 | Central HP <5.4 tons | DAY & NIGHT | HRCU-A-CB (Split System: Heat Pump with Remote Outdoor Unit-Air-Source) | DLCURAH36ABK |  |  | EA*4X42L21A* | *80MSU1002120A* | 35200 | 16 | 8.5 | 38500 | 35000 | 90.91% | 1.88 | 0 | 9.5 |  |  |  | No | R-410A | 2.9333 | Residential & Commercial | No
211398341 | Central HP <5.4 tons | JOHNSON CONTROLS | HRCU-A-CB (Split System: Heat Pump with Remote Outdoor Unit-Air-Source) | HMH72B341 |  |  | XAUC48FXXN1+TXV | TMLE120C16MP11 | 33600 | 17 | 8.5 | 32400 | 23600 | 72.84% | 2.08 | 0 | 9.5 |  |  |  | No | R-410A | 2.8 | Residential & Commercial | No
211397320 | Central HP <5.4 tons | JOHNSON CONTROLS | HRCU-A-CB (Split System: Heat Pump with Remote Outdoor Unit-Air-Source) | HMH72B341 |  |  | XAHD48FBCN1 | TMLV100C16MP12 | 33600 | 16 | 8.5 | 32400 | 23800 | 73.46% | 2.06 | 0 | 9 |  |  |  | No | R-410A | 2.8 | Residential & Commercial | No
211394514 | Central HP <5.4 tons | JOHNSON CONTROLS | HRCU-A-CB (Split System: Heat Pump with Remote Outdoor Unit-Air-Source) | HMH72B341 |  |  | XAHC48FBCN1 | TP9C100C20MP13 | 33200 | 17 | 8.5 | 32000 | 23400 | 73.12% | 2.04 | 0 | 9 |  |  |  | No | R-410A | 2.7667 | Residential & Commercial | No
211394564 | Central HP <5.4 tons | JOHNSON CONTROLS | HRCU-A-CB (Split System: Heat Pump with Remote Outdoor Unit-Air-Source) | HMH72B341 |  |  | XAFD48FBCN1 | TM9V100C20MP12 | 34000 | 16.5 | 8.5 | 33000 | 24200 | 73.33% | 2.1 | 0 | 9 |  |  |  | No | R-410A | 2.8333 | Residential & Commercial | No
211395666 | Central HP <5.4 tons | JOHNSON CONTROLS | HRCU-A-CB (Split System: Heat Pump with Remote Outdoor Unit-Air-Source) | HMH72B341 |  |  | XAFC48FBCN1 | TP9C080B12MP13 | 33400 | 16.5 | 8.5 | 32600 | 24000 | 73.62% | 2.06 | 0 | 9 |  |  |  | No | R-410A | 2.7833 | Residential & Commercial | No
211390771 | Central HP <5.4 tons | JOHNSON CONTROLS | HRCU-A-CB (Split System: Heat Pump with Remote Outdoor Unit-Air-Source) | HMH72B341 |  |  | XAFB36DBCN1 | TPLC080B12MP13 | 33600 | 17 | 8.1 | 33600 | 23600 | 70.24% | 2.02 | 0 | 9.5 |  |  |  | No | R-410A | 2.8 | Residential & Commercial | No
211393893 | Central HP <5.4 tons | JOHNSON CONTROLS | HRCU-A-CB (Split System: Heat Pump with Remote Outdoor Unit-Air-Source) | HMH72B341 |  |  | XAHC48FXXN1+TXV | TM9Y100C16MP11 | 33200 | 17 | 8.1 | 32400 | 23600 | 72.84% | 2.02 | 0 | 9 |  |  |  | No | R-410A | 2.7667 | Residential & Commercial | No
211395081 | Central HP <5.4 tons | JOHNSON CONTROLS | HRCU-A-CB (Split System: Heat Pump with Remote Outdoor Unit-Air-Source) | HMH72B341 |  |  | XAHC48FXXN1+TXV | TM9V080C16MP12 | 32800 | 16.5 | 8.5 | 31800 | 23200 | 72.96% | 2.02 | 0 | 9 |  |  |  | No | R-410A | 2.7333 | Residential & Commercial | No
211395465 | Central HP <5.4 tons | JOHNSON CONTROLS | HRCU-A-CB (Split System: Heat Pump with Remote Outdoor Unit-Air-Source) | HMH72B341 |  |  | XAHC48FXXN1+TXV | TM9V080B12MP12 | 32800 | 16 | 8.1 | 32200 | 23600 | 73.29% | 2.02 | 0 | 9 |  |  |  | No | R-410A | 2.7333 | Residential & Commercial | No
211396299 | Central HP <5.4 tons | JOHNSON CONTROLS | HRCU-A-CB (Split System: Heat Pump with Remote Outdoor Unit-Air-Source) | HMH72B341 |  |  | XAUC48FXXN1+TXV | TM9E080B12MP12 | 33200 | 16.5 | 8.5 | 32400 | 23800 | 73.46% | 2.04 | 0 | 9 |  |  |  | No | R-410A | 2.7667 | Residential & Commercial | No
211396435 | Central HP <5.4 tons | JOHNSON CONTROLS | HRCU-A-CB (Split System: Heat Pump with Remote Outdoor Unit-Air-Source) | HMH72B341 |  |  | XAHD48FXXN1+TXV | TM8Y120C20MP11 | 33800 | 16.5 | 8.5 | 32400 | 23800 | 73.46% | 2.06 | 0 | 9 |  |  |  | No | R-410A | 2.8167 | Residential & Commercial | No
211396483 | Central HP <5.4 tons | JOHNSON CONTROLS | HRCU-A-CB (Split System: Heat Pump with Remote Outdoor Unit-Air-Source) | HMH72B341 |  |  | XAHD48FBCN1 | TM8Y120C20MP11 | 33800 | 16.5 | 8.5 | 32400 | 23800 | 73.46% | 2.06 | 0 | 9 |  |  |  | No | R-410A | 2.8167 | Residential & Commercial | No
211396885 | Central HP <5.4 tons | JOHNSON CONTROLS | HRCU-A-CB (Split System: Heat Pump with Remote Outdoor Unit-Air-Source) | HMH72B341 |  |  | XAFD48FBCN1 | TM8Y080C16MP11 | 34000 | 17.5 | 8.5 | 33200 | 24400 | 73.49% | 2.08 | 0 | 9 |  |  |  | No | R-410A | 2.8333 | Residential & Commercial | No
211397170 | Central HP <5.4 tons | JOHNSON CONTROLS | HRCU-A-CB (Split System: Heat Pump with Remote Outdoor Unit-Air-Source) | HMH72B341 |  |  | XAHC48FBCN1 | TPLC100C20MP13 | 33800 | 16.5 | 8.5 | 32400 | 23800 | 73.46% | 2.06 | 0 | 9 |  |  |  | No | R-410A | 2.8167 | Residential & Commercial | No
211397489 | Central HP <5.4 tons | JOHNSON CONTROLS | HRCU-A-CB (Split System: Heat Pump with Remote Outdoor Unit-Air-Source) | HMH72B341 |  |  | XAHC48FBCN1 | TPLC080C16MP13 | 33600 | 16.5 | 8.5 | 32400 | 23800 | 73.46% | 2.06 | 0 | 9 |  |  |  | No | R-410A | 2.8 | Residential & Commercial | No
211397823 | Central HP <5.4 tons | JOHNSON CONTROLS | HRCU-A-CB (Split System: Heat Pump with Remote Outdoor Unit-Air-Source) | HMH72B341 |  |  | XAUC48FXXN1+TXV | TM8V080C16MP12 | 34000 | 16.5 | 8.5 | 33200 | 24400 | 73.49% | 2.1 | 0 | 9 |  |  |  | No | R-410A | 2.8333 | Residential & Commercial | No
211390821 | Central HP <5.4 tons | JOHNSON CONTROLS | HRCU-A-CB (Split System: Heat Pump with Remote Outdoor Unit-Air-Source) | HMH72B341 |  |  | XAFB30CXXN1+TXV | TPLC080B12MP13 | 32400 | 17 | 8.1 | 33600 | 23600 | 70.24% | 2 | 0 | 9.5 |  |  |  | No | R-410A | 2.7 | Residential & Commercial | No
211390854 | Central HP <5.4 tons | JOHNSON CONTROLS | HRCU-A-CB (Split System: Heat Pump with Remote Outdoor Unit-Air-Source) | HMH72B341 |  |  | XAUB30CXXN1+TXV | TPLC080B12MP13 | 32400 | 17 | 8.1 | 33600 | 23600 | 70.24% | 2 | 0 | 9.5 |  |  |  | No | R-410A | 2.7 | Residential & Commercial | No
211390886 | Central HP <5.4 tons | JOHNSON CONTROLS | HRCU-A-CB (Split System: Heat Pump with Remote Outdoor Unit-Air-Source) | HMH72B341 |  |  | XAHB36DXXN1+TXV | TMLV060A12MP12 | 33400 | 16.5 | 8.1 | 33600 | 23800 | 70.83% | 2.02 | 0 | 9.5 |  |  |  | No | R-410A | 2.7833 | Residential & Commercial | No
211391288 | Central HP <5.4 tons | JOHNSON CONTROLS | HRCU-A-CB (Split System: Heat Pump with Remote Outdoor Unit-Air-Source) | HMH72B341 |  |  | XAHC30CXXN1+TXV | TM8E120C16MP11 | 32400 | 17.5 | 8.1 | 32400 | 22800 | 70.37% | 2 | 0 | 9.5 |  |  |  | No | R-410A | 2.7 | Residential & Commercial | No
211391302 | Central HP <5.4 tons | JOHNSON CONTROLS | HRCU-A-CB (Split System: Heat Pump with Remote Outdoor Unit-Air-Source) | HMH72B341 |  |  | XAHC30CXXN1+TXV | TMLE120C16MP11 | 32400 | 17.5 | 8.1 | 32400 | 22800 | 70.37% | 2 | 0 | 9.5 |  |  |  | No | R-410A | 2.7 | Residential & Commercial | No
211392256 | Central HP <5.4 tons | JOHNSON CONTROLS | HRCU-A-CB (Split System: Heat Pump with Remote Outdoor Unit-Air-Source) | HMH72B341 |  |  | XAHB36DBCN1 | TM8E080B12MP11 | 33200 | 17 | 8.1 | 33200 | 23400 | 70.48% | 2 | 0 | 9.5 |  |  |  | No | R-410A | 2.7667 | Residential & Commercial | No
211393408 | Central HP <5.4 tons | JOHNSON CONTROLS | HRCU-A-CB (Split System: Heat Pump with Remote Outdoor Unit-Air-Source) | HMH72B341 |  |  | XAHC36DXXN1+TXV | TL8E080C16UH11 | 34000 | 17 | 8.1 | 34000 | 24600 | 72.35% | 2.06 | 0 | 9 |  |  |  | No | R-410A | 2.8333 | Residential & Commercial | No
211393729 | Central HP <5.4 tons | JOHNSON CONTROLS | HRCU-A-CB (Split System: Heat Pump with Remote Outdoor Unit-Air-Source) | HMH72B341 |  |  | XAFA30DXXN1+TXV | TM8E060A12MP11 | 33800 | 17.5 | 8.1 | 33800 | 23800 | 70.41% | 2.04 | 0 | 9.5 |  |  |  | No | R-410A | 2.8167 | Residential & Commercial | No
211393744 | Central HP <5.4 tons | JOHNSON CONTROLS | HRCU-A-CB (Split System: Heat Pump with Remote Outdoor Unit-Air-Source) | HMH72B341 |  |  | XAFA30DXXN1+TXV | TMLE060A12MP11 | 33800 | 17.5 | 8.1 | 33800 | 23800 | 70.41% | 2.04 | 0 | 9.5 |  |  |  | No | R-410A | 2.8167 | Residential & Commercial | No
211390741 | Central HP <5.4 tons | JOHNSON CONTROLS | HRCU-A-CB (Split System: Heat Pump with Remote Outdoor Unit-Air-Source) | HMH72B341 |  |  | XAFB36DBCN1 | TM8V080B12MP12 | 33600 | 17 | 8.1 | 33600 | 23600 | 70.24% | 2.02 | 0 | 9.5 |  |  |  | No | R-410A | 2.8 | Residential & Commercial | No
211390916 | Central HP <5.4 tons | JOHNSON CONTROLS | HRCU-A-CB (Split System: Heat Pump with Remote Outdoor Unit-Air-Source) | HMH72B341 |  |  | XAHB36DBCN1 | TM8V060A12MP12 | 33400 | 16.5 | 8.1 | 33600 | 23800 | 70.83% | 2.02 | 0 | 9.5 |  |  |  | No | R-410A | 2.7833 | Residential & Commercial | No
215679915 | Central HP <5.4 tons | HEIL | HRCU-A-CB (Split System: Heat Pump with Remote Outdoor Unit-Air-Source) | H5H0V36*K*AAA* |  |  | ESH5X48M12A*+WALLCON | *97CTN1002122A* | 34200 | 16.5 | 8.5 | 35400 | 25200 | 71.19% | 1.9 | 0 | 9.5 |  |  |  | No | R-454B | 2.85 | Residential & Commercial | No
215669131 | Central HP <5.4 tons | TEMPSTAR | HRCU-A-CB (Split System: Heat Pump with Remote Outdoor Unit-Air-Source) | T5H0V36*K*AAA* |  |  | EA*5X48M21A*+WALLCON | *80CTL0451712B* | 33400 | 17.5 | 9 | 35200 | 25400 | 72.16% | 1.88 | 0 | 9.5 |  |  |  | No | R-454B | 2.7833 | Residential & Commercial | No
211398491 | Central HP <5.4 tons | JOHNSON CONTROLS | HRCU-A-CB (Split System: Heat Pump with Remote Outdoor Unit-Air-Source) | HMH72B341 |  |  | XAFD48FBCN1 | TM8E100C16MP11 | 33600 | 17 | 8.5 | 32400 | 23600 | 72.84% | 2.08 | 0 | 9.5 |  |  |  | No | R-410A | 2.8 | Residential & Commercial | No
211398505 | Central HP <5.4 tons | JOHNSON CONTROLS | HRCU-A-CB (Split System: Heat Pump with Remote Outdoor Unit-Air-Source) | HMH72B341 |  |  | XAFD48FBCN1 | TMLE100C16MP11 | 33600 | 17 | 8.5 | 32400 | 23600 | 72.84% | 2.08 | 0 | 9.5 |  |  |  | No | R-410A | 2.8 | Residential & Commercial | No
211398692 | Central HP <5.4 tons | JOHNSON CONTROLS | HRCU-A-CB (Split System: Heat Pump with Remote Outdoor Unit-Air-Source) | HMH72B341 |  |  | XAFC48FBCN1 | TM8E100B12MP11 | 33400 | 17 | 8.5 | 32400 | 23800 | 73.46% | 2.06 | 0 | 9.5 |  |  |  | No | R-410A | 2.7833 | Residential & Commercial | No
211397504 | Central HP <5.4 tons | JOHNSON CONTROLS | HRCU-A-CB (Split System: Heat Pump with Remote Outdoor Unit-Air-Source) | HMH72B341 |  |  | XAHC48FBCN1 | TPLC100C16MP13 | 33600 | 16.5 | 8.5 | 32400 | 23800 | 73.46% | 2.06 | 0 | 9 |  |  |  | No | R-410A | 2.8 | Residential & Commercial | No
211398442 | Central HP <5.4 tons | JOHNSON CONTROLS | HRCU-A-CB (Split System: Heat Pump with Remote Outdoor Unit-Air-Source) | HMH72B341 |  |  | XAHC48FBCN1 | TM8E100C16MP11 | 33000 | 17 | 8.5 | 31800 | 23200 | 72.96% | 2.04 | 0 | 9.5 |  |  |  | No | R-410A | 2.75 | Residential & Commercial | No
212986523 | Central HP <5.4 tons | CARRIER | HRCU-A-CB (Split System: Heat Pump with Remote Outdoor Unit-Air-Source) | 38MURAQ24AB3* |  |  | CAP**2417AL* | 59SC6A040M17**12 | 23000 | 15.5 | 8.5 | 27000 | 27200 | 100.7% | 2.3 | 0 | 9.5 |  |  |  | No | R-410A | 1.9167 | Residential & Commercial | No
213079339 | Central HP <5.4 tons | DAY & NIGHT | HRCU-A-CB (Split System: Heat Pump with Remote Outdoor Unit-Air-Source) | DLCURAH36ABK |  |  | EA*4X36L17A* | *92MSN0601412A* | 35000 | 15.5 | 8.1 | 38500 | 35200 | 91.43% | 1.82 | 0 | 9.5 |  |  |  | No | R-410A | 2.9167 | Residential & Commercial | No
213078084 | Central HP <5.4 tons | AIRQUEST | HRCU-A-CB (Split System: Heat Pump with Remote Outdoor Unit-Air-Source) | DLCURAH36ABK |  |  | EA*4X42L21A* | *80MS(N,L)0701716A* | 35000 | 16 | 8.1 | 38500 | 35000 | 90.91% | 1.88 | 0 | 9.5 |  |  |  | No | R-410A | 2.9167 | Residential & Commercial | No
213079522 | Central HP <5.4 tons | AIRQUEST | HRCU-A-CB (Split System: Heat Pump with Remote Outdoor Unit-Air-Source) | DLCURAH36ABK |  |  | EA*4X36L21A* | *92MSN0801716A* | 35200 | 16 | 8.1 | 38500 | 35200 | 91.43% | 1.82 | 0 | 9.5 |  |  |  | No | R-410A | 2.9333 | Residential & Commercial | No
215677613 | Central HP <5.4 tons | CARRIER | HRCU-A-CB (Split System: Heat Pump with Remote Outdoor Unit-Air-Source) | 27VNA060A*030* |  |  | CVAVA6121XMA*+UI | 59MN7C060C21**20 | 56000 | 17.5 | 9 | 65000 | 46000 | 70.77% | 2.06 | 0 | 8.5 |  |  |  | No | R-454B | 4.6667 | Residential & Commercial | No
215677913 | Central HP <5.4 tons | CARRIER | HRCU-A-CB (Split System: Heat Pump with Remote Outdoor Unit-Air-Source) | 27VNA060A*030* |  |  | CAA**6124AM*+UI | 58TN*B070C21**20 | 55500 | 18.5 | 9 | 60000 | 42000 | 70% | 2 | 0 | 8.5 |  |  |  | No | R-454B | 4.625 | Residential & Commercial | No
212982955 | Central HP <5.4 tons | HEIL | HRCU-A-CB (Split System: Heat Pump with Remote Outdoor Unit-Air-Source) | DLCURAH30ABK |  |  | EA*4X42L21A* | *80MSU0802120A* | 29600 | 15.5 | 8.5 | 33600 | 27600 | 82.14% | 1.78 | 0 | 9 |  |  |  | No | R-410A | 2.4667 | Residential & Commercial | No
215677812 | Central HP <5.4 tons | TEMPSTAR | HRCU-A-CB (Split System: Heat Pump with Remote Outdoor Unit-Air-Source) | T5H0V60*K*AAA* |  |  | EA*5X60M24A*+WALLCON | *95CSU0802120B* | 54500 | 18 | 8.5 | 59500 | 42000 | 70.59% | 1.9 | 0 | 8.5 |  |  |  | No | R-454B | 4.5417 | Residential & Commercial | No
211392809 | Central HP <5.4 tons | JOHNSON CONTROLS | HRCU-A-CB (Split System: Heat Pump with Remote Outdoor Unit-Air-Source) | HMH72B341 |  |  | XAHB30CXXN1+TXV | TM8E040A12MP11 | 32000 | 17.5 | 8.1 | 31800 | 23000 | 72.33% | 1.98 | 0 | 9.5 |  |  |  | No | R-410A | 2.6667 | Residential & Commercial | No
211396787 | Central HP <5.4 tons | JOHNSON CONTROLS | HRCU-A-CB (Split System: Heat Pump with Remote Outdoor Unit-Air-Source) | HMH72B341 |  |  | XAHC48FXXN1+TXV | TM8Y100C16MP11 | 33600 | 17 | 8.1 | 32600 | 24000 | 73.62% | 2.04 | 0 | 9 |  |  |  | No | R-410A | 2.8 | Residential & Commercial | No
211391005 | Central HP <5.4 tons | JOHNSON CONTROLS | HRCU-A-CB (Split System: Heat Pump with Remote Outdoor Unit-Air-Source) | HMH72B341 |  |  | XAFB36DXXN1+TXV | TM8V060A12MP12 | 34000 | 17.5 | 8.1 | 34000 | 24200 | 71.18% | 2.06 | 0 | 9.5 |  |  |  | No | R-410A | 2.8333 | Residential & Commercial | No
211395400 | Central HP <5.4 tons | JOHNSON CONTROLS | HRCU-A-CB (Split System: Heat Pump with Remote Outdoor Unit-Air-Source) | HMH72B341 |  |  | XAFC48FBCN1 | TP9C080C16MP13 | 33400 | 16.5 | 8.5 | 32400 | 23600 | 72.84% | 2.06 | 0 | 9.5 |  |  |  | No | R-410A | 2.7833 | Residential & Commercial | No
213079388 | Central HP <5.4 tons | AIRQUEST | HRCU-A-CB (Split System: Heat Pump with Remote Outdoor Unit-Air-Source) | DLCURAH36ABK |  |  | EA*4X36L21A* | *92MSN0601714A* | 35000 | 16 | 8.1 | 38500 | 35200 | 91.43% | 1.82 | 0 | 9.5 |  |  |  | No | R-410A | 2.9167 | Residential & Commercial | No
212983136 | Central HP <5.4 tons | HEIL | HRCU-A-CB (Split System: Heat Pump with Remote Outdoor Unit-Air-Source) | DLCURAH24ABK |  |  | EA*4X24L17A* | *92MSN0401712A* | 23200 | 15.5 | 8.5 | 27000 | 26600 | 98.52% | 2.24 | 0 | 9.5 |  |  |  | No | R-410A | 1.9333 | Residential & Commercial | No
212982151 | Central HP <5.4 tons | HEIL | HRCU-A-CB (Split System: Heat Pump with Remote Outdoor Unit-Air-Source) | DLCURAH30ABK |  |  | EA*4X37L21A* | *80MSU0401712A* | 30400 | 15.2 | 8.1 | 33400 | 26200 | 78.44% | 1.86 | 0 | 9 |  |  |  | No | R-410A | 2.5333 | Residential & Commercial | No
212978539 | Central HP <5.4 tons | HEIL | HRCU-A-CB (Split System: Heat Pump with Remote Outdoor Unit-Air-Source) | DLCURAH30ABK |  |  | EA*4X37L21A* | *80MS(N,L)0701712A* | 30400 | 15.2 | 8.1 | 33000 | 26400 | 80% | 1.84 | 0 | 9 |  |  |  | No | R-410A | 2.5333 | Residential & Commercial | No
211394129 | Central HP <5.4 tons | JOHNSON CONTROLS | HRCU-A-CB (Split System: Heat Pump with Remote Outdoor Unit-Air-Source) | HMH72B341 |  |  | XAHC48FXXN1+TXV | TM9Y080B12MP11 | 32600 | 16.5 | 8.1 | 32400 | 23800 | 73.46% | 2 | 0 | 9 |  |  |  | No | R-410A | 2.7167 | Residential & Commercial | No
211394782 | Central HP <5.4 tons | JOHNSON CONTROLS | HRCU-A-CB (Split System: Heat Pump with Remote Outdoor Unit-Air-Source) | HMH72B341 |  |  | XAHC48FXXN1+TXV | TP9C100C16MP13 | 33000 | 16.5 | 8.5 | 31800 | 23200 | 72.96% | 2.04 | 0 | 9 |  |  |  | No | R-410A | 2.75 | Residential & Commercial | No
211394982 | Central HP <5.4 tons | JOHNSON CONTROLS | HRCU-A-CB (Split System: Heat Pump with Remote Outdoor Unit-Air-Source) | HMH72B341 |  |  | XAUC48FXXN1+TXV | TP9C100C16MP13 | 33800 | 16.5 | 8.5 | 32400 | 23800 | 73.46% | 2.08 | 0 | 9.5 |  |  |  | No | R-410A | 2.8167 | Residential & Commercial | No
211395215 | Central HP <5.4 tons | JOHNSON CONTROLS | HRCU-A-CB (Split System: Heat Pump with Remote Outdoor Unit-Air-Source) | HMH72B341 |  |  | XAFD48FXXN1+TXV | TP9C080C16MP13 | 33400 | 16.5 | 8.5 | 32400 | 23600 | 72.84% | 2.06 | 0 | 9.5 |  |  |  | No | R-410A | 2.7833 | Residential & Commercial | No
211395900 | Central HP <5.4 tons | JOHNSON CONTROLS | HRCU-A-CB (Split System: Heat Pump with Remote Outdoor Unit-Air-Source) | HMH72B341 |  |  | XAFC48FBCN1 | TP9C060B12MP13 | 33000 | 16.5 | 8.1 | 32400 | 24000 | 74.07% | 2.04 | 0 | 9 |  |  |  | No | R-410A | 2.75 | Residential & Commercial | No
211392542 | Central HP <5.4 tons | JOHNSON CONTROLS | HRCU-A-CB (Split System: Heat Pump with Remote Outdoor Unit-Air-Source) | HMH72B341 |  |  | XAHB36DXXN1+TXV | TMLE060A12MP11 | 33200 | 17 | 8.1 | 33200 | 23400 | 70.48% | 2 | 0 | 9.5 |  |  |  | No | R-410A | 2.7667 | Residential & Commercial | No
208447882 | Central HP <5.4 tons | CARRIER | HRCU-A-CB (Split System: Heat Pump with Remote Outdoor Unit-Air-Source) | 38MURAQ48AB3 |  |  | 40MUAAQ48XA3 |  | 47000 | 15.6 | 9.4 | 50000 | 46000 | 92% | 1.9 | 8.5 | 8.2 |  |  |  | No | R-410A | 3.9167 | Residential & Commercial | No
212982175 | Central HP <5.4 tons | HEIL | HRCU-A-CB (Split System: Heat Pump with Remote Outdoor Unit-Air-Source) | DLCURAH30ABK |  |  | EA*4X43L21A* | *80MSU0401712A* | 30600 | 15.2 | 8.1 | 33200 | 26200 | 78.92% | 1.86 | 0 | 9 |  |  |  | No | R-410A | 2.55 | Residential & Commercial | No
212982943 | Central HP <5.4 tons | HEIL | HRCU-A-CB (Split System: Heat Pump with Remote Outdoor Unit-Air-Source) | DLCURAH30ABK |  |  | EA*4X37L21A* | *80MSU0802120A* | 30600 | 15.2 | 8.1 | 33400 | 26200 | 78.44% | 1.86 | 0 | 9 |  |  |  | No | R-410A | 2.55 | Residential & Commercial | No
211390901 | Central HP <5.4 tons | JOHNSON CONTROLS | HRCU-A-CB (Split System: Heat Pump with Remote Outdoor Unit-Air-Source) | HMH72B341 |  |  | XAHB36DXXN1+TXV | TPLC060A12MP13 | 33400 | 16.5 | 8.1 | 33600 | 23800 | 70.83% | 2.02 | 0 | 9.5 |  |  |  | No | R-410A | 2.7833 | Residential & Commercial | No
211391035 | Central HP <5.4 tons | JOHNSON CONTROLS | HRCU-A-CB (Split System: Heat Pump with Remote Outdoor Unit-Air-Source) | HMH72B341 |  |  | XAFB36DXXN1+TXV | TPLC060A12MP13 | 34000 | 17.5 | 8.1 | 34000 | 24200 | 71.18% | 2.06 | 0 | 9.5 |  |  |  | No | R-410A | 2.8333 | Residential & Commercial | No
211391154 | Central HP <5.4 tons | JOHNSON CONTROLS | HRCU-A-CB (Split System: Heat Pump with Remote Outdoor Unit-Air-Source) | HMH72B341 |  |  | XAFB30CXXN1+TXV | TMLV060A12MP12 | 32800 | 17.5 | 8.1 | 33400 | 23400 | 70.06% | 2.02 | 0 | 9.5 |  |  |  | No | R-410A | 2.7333 | Residential & Commercial | No
211391169 | Central HP <5.4 tons | JOHNSON CONTROLS | HRCU-A-CB (Split System: Heat Pump with Remote Outdoor Unit-Air-Source) | HMH72B341 |  |  | XAFB30CXXN1+TXV | TPLC060A12MP13 | 32800 | 17.5 | 8.1 | 33400 | 23400 | 70.06% | 2.02 | 0 | 9.5 |  |  |  | No | R-410A | 2.7333 | Residential & Commercial | No
211396981 | Central HP <5.4 tons | JOHNSON CONTROLS | HRCU-A-CB (Split System: Heat Pump with Remote Outdoor Unit-Air-Source) | HMH72B341 |  |  | XAHC48FXXN1+TXV | TM8Y080B12MP11 | 32600 | 17 | 8.1 | 31600 | 23000 | 72.78% | 2.02 | 0 | 9 |  |  |  | No | R-410A | 2.7167 | Residential & Commercial | No
211397008 | Central HP <5.4 tons | JOHNSON CONTROLS | HRCU-A-CB (Split System: Heat Pump with Remote Outdoor Unit-Air-Source) | HMH72B341 |  |  | XAFC48FXXN1+TXV | TM8Y080B12MP11 | 33200 | 17 | 8.5 | 32200 | 23600 | 73.29% | 2.04 | 0 | 9.5 |  |  |  | No | R-410A | 2.7667 | Residential & Commercial | No
211397083 | Central HP <5.4 tons | JOHNSON CONTROLS | HRCU-A-CB (Split System: Heat Pump with Remote Outdoor Unit-Air-Source) | HMH72B341 |  |  | XAHC48FXXN1+TXV | TMLV120C20MP12 | 33800 | 16.5 | 8.5 | 32400 | 23800 | 73.46% | 2.06 | 0 | 9 |  |  |  | No | R-410A | 2.8167 | Residential & Commercial | No
211391587 | Central HP <5.4 tons | JOHNSON CONTROLS | HRCU-A-CB (Split System: Heat Pump with Remote Outdoor Unit-Air-Source) | HMH72B341 |  |  | XAHC36DXXN1+TXV | TM8E100B12MP11 | 33400 | 17.5 | 8.1 | 33000 | 23400 | 70.91% | 2.02 | 0 | 9.5 |  |  |  | No | R-410A | 2.7833 | Residential & Commercial | No
211391639 | Central HP <5.4 tons | JOHNSON CONTROLS | HRCU-A-CB (Split System: Heat Pump with Remote Outdoor Unit-Air-Source) | HMH72B341 |  |  | XAHC30CXXN1+TXV | TM8E100B12MP11 | 32000 | 17.5 | 8.1 | 32600 | 23000 | 70.55% | 1.98 | 0 | 9.5 |  |  |  | No | R-410A | 2.6667 | Residential & Commercial | No
211389232 | Central HP <5.4 tons | JOHNSON CONTROLS | HRCU-A-CB (Split System: Heat Pump with Remote Outdoor Unit-Air-Source) | HMH72B341 |  |  | XAFB30CXXN1+TXV | TM9E060A10MP12 | 32400 | 17 | 8.1 | 33400 | 23600 | 70.66% | 2 | 0 | 9.5 |  |  |  | No | R-410A | 2.7 | Residential & Commercial | No
211389283 | Central HP <5.4 tons | JOHNSON CONTROLS | HRCU-A-CB (Split System: Heat Pump with Remote Outdoor Unit-Air-Source) | HMH72B341 |  |  | XAHC36DXXN1+TXV | TM8Y120C20MP11 | 34000 | 17 | 8.1 | 33800 | 24200 | 71.6% | 2.08 | 0 | 9.5 |  |  |  | No | R-410A | 2.8333 | Residential & Commercial | No
211389298 | Central HP <5.4 tons | JOHNSON CONTROLS | HRCU-A-CB (Split System: Heat Pump with Remote Outdoor Unit-Air-Source) | HMH72B341 |  |  | XAHC36DXXN1+TXV | TM8Y100C20MP11 | 34000 | 17 | 8.1 | 33800 | 24200 | 71.6% | 2.08 | 0 | 9.5 |  |  |  | No | R-410A | 2.8333 | Residential & Commercial | No
213077792 | Central HP <5.4 tons | CARRIER | HRCU-A-CB (Split System: Heat Pump with Remote Outdoor Unit-Air-Source) | 38MURAQ36AB3* |  |  | CAP**4224AL* | GG96VTAB66120D** | 35200 | 16 | 8.1 | 38500 | 35000 | 90.91% | 1.88 | 0 | 9.5 |  |  |  | No | R-410A | 2.9333 | Residential & Commercial | No
211240522 | Central HP <5.4 tons | BRYANT HEATING AND COOLING SYSTEMS | HRCU-A-CB (Split System: Heat Pump with Remote Outdoor Unit-Air-Source) | 38MURAQ24AB3* |  |  | CAP**2417AL* | 926TB36040V17*** | 23000 | 15.5 | 8.5 | 26400 | 26000 | 98.48% | 2.18 | 0 | 9.5 |  |  |  | No | R-410A | 1.9167 | Residential & Commercial | No
213077067 | Central HP <5.4 tons | AIRQUEST | HRCU-A-CB (Split System: Heat Pump with Remote Outdoor Unit-Air-Source) | DLCURAH36ABK |  |  | EA*4X42L24A* | *96VSN0802120B* | 35000 | 16 | 8.1 | 38500 | 35000 | 90.91% | 1.88 | 0 | 9.5 |  |  |  | No | R-410A | 2.9167 | Residential & Commercial | No
211389949 | Central HP <5.4 tons | JOHNSON CONTROLS | HRCU-A-CB (Split System: Heat Pump with Remote Outdoor Unit-Air-Source) | HMH72B341 |  |  | XAHC36DXXN1+TXV | TMLV100C16MP12 | 34000 | 17 | 8.1 | 34000 | 24600 | 72.35% | 2.08 | 0 | 9.5 |  |  |  | No | R-410A | 2.8333 | Residential & Commercial | No
211390100 | Central HP <5.4 tons | JOHNSON CONTROLS | HRCU-A-CB (Split System: Heat Pump with Remote Outdoor Unit-Air-Source) | HMH72B341 |  |  | XAHC30CXXN1+TXV | TM8V080C16MP12 | 32400 | 17 | 8.1 | 32400 | 22800 | 70.37% | 2 | 0 | 9.5 |  |  |  | No | R-410A | 2.7 | Residential & Commercial | No
211390786 | Central HP <5.4 tons | JOHNSON CONTROLS | HRCU-A-CB (Split System: Heat Pump with Remote Outdoor Unit-Air-Source) | HMH72B341 |  |  | XAUB36DXXN1+TXV | TPLC080B12MP13 | 33600 | 17 | 8.1 | 33600 | 23600 | 70.24% | 2.02 | 0 | 9.5 |  |  |  | No | R-410A | 2.8 | Residential & Commercial | No
216571238 | Central HP <5.4 tons | TRANE | HRCU-A-CB (Split System: Heat Pump with Remote Outdoor Unit-Air-Source) | 5TWV8X36A1 |  |  | 5PX*B004AS3 | L8V1A060U3VSB+LRP | 31400 | 18 | 8.5 | 32800 | 25600 | 78.05% | 2 | 0 | 9.8 |  |  |  | No | R-454B | 2.6167 | Residential & Commercial | No
212981325 | Central HP <5.4 tons | HEIL | HRCU-A-CB (Split System: Heat Pump with Remote Outdoor Unit-Air-Source) | DLCURAH30ABK |  |  | EA*4X42L24A* | *80MS(N,L)1552420A* | 29800 | 15.2 | 8.1 | 34200 | 27600 | 80.7% | 1.8 | 0 | 9 |  |  |  | No | R-410A | 2.4833 | Residential & Commercial | No
212980905 | Central HP <5.4 tons | HEIL | HRCU-A-CB (Split System: Heat Pump with Remote Outdoor Unit-Air-Source) | DLCURAH30ABK |  |  | EA*4X36L21A* | *80MS(N,L)1102120A* | 30200 | 15.2 | 8.1 | 34400 | 27800 | 80.81% | 1.8 | 0 | 9 |  |  |  | No | R-410A | 2.5167 | Residential & Commercial | No
212970368 | Central HP <5.4 tons | AIRQUEST | HRCU-A-CB (Split System: Heat Pump with Remote Outdoor Unit-Air-Source) | DLCURAH36ABK |  |  | EA*4X36L17A* | *80VSL0701716B* | 35000 | 15.5 | 8.1 | 38500 | 35200 | 91.43% | 1.82 | 0 | 9.5 |  |  |  | No | R-410A | 2.9167 | Residential & Commercial | No
213078188 | Central HP <5.4 tons | AIRQUEST | HRCU-A-CB (Split System: Heat Pump with Remote Outdoor Unit-Air-Source) | DLCURAH36ABK |  |  | EA*4X42L21A* | *80MS(N,L)0702116A* | 35000 | 16.5 | 8.1 | 38500 | 35000 | 90.91% | 1.88 | 0 | 9.5 |  |  |  | No | R-410A | 2.9167 | Residential & Commercial | No
213079994 | Central HP <5.4 tons | AIRQUEST | HRCU-A-CB (Split System: Heat Pump with Remote Outdoor Unit-Air-Source) | DLCURAH36ABK |  |  | EA*4X36L17A* | *96MSN0801716A* | 35000 | 15.2 | 8.1 | 39000 | 35400 | 90.77% | 1.82 | 0 | 9.5 |  |  |  | No | R-410A | 2.9167 | Residential & Commercial | No
213077037 | Central HP <5.4 tons | AIRQUEST | HRCU-A-CB (Split System: Heat Pump with Remote Outdoor Unit-Air-Source) | DLCURAH36ABK |  |  | EA*4X36L21A* | *96VSN0802120B* | 34800 | 16 | 8.1 | 38500 | 35200 | 91.43% | 1.82 | 0 | 9.5 |  |  |  | No | R-410A | 2.9 | Residential & Commercial | No
213077335 | Central HP <5.4 tons | AIRQUEST | HRCU-A-CB (Split System: Heat Pump with Remote Outdoor Unit-Air-Source) | DLCURAH36ABK |  |  | EA*4X36L17A* | *96VTN0801716B* | 35200 | 15.2 | 8.1 | 39000 | 35400 | 90.77% | 1.82 | 0 | 9.5 |  |  |  | No | R-410A | 2.9333 | Residential & Commercial | No
213078048 | Central HP <5.4 tons | AIRQUEST | HRCU-A-CB (Split System: Heat Pump with Remote Outdoor Unit-Air-Source) | DLCURAH36ABK |  |  | EA*4X36L21A* | *80MS(N,L)0701716A* | 34800 | 16 | 8.1 | 38500 | 35200 | 91.43% | 1.82 | 0 | 9.5 |  |  |  | No | R-410A | 2.9 | Residential & Commercial | No
213080380 | Central HP <5.4 tons | DAY & NIGHT | HRCU-A-CB (Split System: Heat Pump with Remote Outdoor Unit-Air-Source) | DLCURAH36ABK |  |  | EA*4X36L21A* | *96MSN1002122A* | 35000 | 16 | 8.1 | 38500 | 35200 | 91.43% | 1.82 | 0 | 9.5 |  |  |  | No | R-410A | 2.9167 | Residential & Commercial | No
213079084 | Central HP <5.4 tons | AIRQUEST | HRCU-A-CB (Split System: Heat Pump with Remote Outdoor Unit-Air-Source) | DLCURAH36ABK |  |  | EA*4X36L21A* | *80MSU0601716A* | 35000 | 16.5 | 8.1 | 38500 | 35000 | 90.91% | 1.8 | 0 | 9.5 |  |  |  | No | R-410A | 2.9167 | Residential & Commercial | No
213080138 | Central HP <5.4 tons | AIRQUEST | HRCU-A-CB (Split System: Heat Pump with Remote Outdoor Unit-Air-Source) | DLCURAH36ABK |  |  | EA*4X36L21A* | *96MSN0802120A* | 35200 | 16 | 8.1 | 39000 | 35200 | 90.26% | 1.84 | 0 | 9.5 |  |  |  | No | R-410A | 2.9333 | Residential & Commercial | No
213079525 | Central HP <5.4 tons | DAY & NIGHT | HRCU-A-CB (Split System: Heat Pump with Remote Outdoor Unit-Air-Source) | DLCURAH36ABK |  |  | EA*4X36L21A* | *92MSN0801716A* | 35200 | 16 | 8.1 | 38500 | 35200 | 91.43% | 1.82 | 0 | 9.5 |  |  |  | No | R-410A | 2.9333 | Residential & Commercial | No
213079645 | Central HP <5.4 tons | DAY & NIGHT | HRCU-A-CB (Split System: Heat Pump with Remote Outdoor Unit-Air-Source) | DLCURAH36ABK |  |  | EA*4X36L21A* | *92MSN0802120A* | 35000 | 16.5 | 8.1 | 38500 | 35200 | 91.43% | 1.82 | 0 | 9.5 |  |  |  | No | R-410A | 2.9167 | Residential & Commercial | No
211222787 | Central HP <5.4 tons | AIRQUEST | HRCU-A-CB (Split System: Heat Pump with Remote Outdoor Unit-Air-Source) | DLCURAH30ABK |  |  | FXM4X36**AL |  | 31000 | 15.2 | 8.1 | 33600 | 26400 | 78.57% | 1.82 | 0 | 9 |  |  |  | No | R-410A | 2.5833 | Residential & Commercial | No
212980941 | Central HP <5.4 tons | HEIL | HRCU-A-CB (Split System: Heat Pump with Remote Outdoor Unit-Air-Source) | DLCURAH30ABK |  |  | EA*4X42L24A* | *80MS(N,L)1102120A* | 30400 | 15.2 | 8.1 | 34400 | 27400 | 79.65% | 1.82 | 0 | 9 |  |  |  | No | R-410A | 2.5333 | Residential & Commercial | No
213079642 | Central HP <5.4 tons | AIRQUEST | HRCU-A-CB (Split System: Heat Pump with Remote Outdoor Unit-Air-Source) | DLCURAH36ABK |  |  | EA*4X36L21A* | *92MSN0802120A* | 35000 | 16.5 | 8.1 | 38500 | 35200 | 91.43% | 1.82 | 0 | 9.5 |  |  |  | No | R-410A | 2.9167 | Residential & Commercial | No
211388448 | Central HP <5.4 tons | JOHNSON CONTROLS | HRCU-A-CB (Split System: Heat Pump with Remote Outdoor Unit-Air-Source) | HMH72B341 |  |  | XAUB30CXXN1+TXV | TP9C060B12MP13 | 32600 | 17 | 8.1 | 33600 | 23600 | 70.24% | 2.02 | 0 | 9.5 |  |  |  | No | R-410A | 2.7167 | Residential & Commercial | No
211391960 | Central HP <5.4 tons | JOHNSON CONTROLS | HRCU-A-CB (Split System: Heat Pump with Remote Outdoor Unit-Air-Source) | HMH72B341 |  |  | XAUB30CXXN1+TXV | TMLE100B12MP11 | 32800 | 17.5 | 8.1 | 33400 | 23400 | 70.06% | 2.04 | 0 | 9.5 |  |  |  | No | R-410A | 2.7333 | Residential & Commercial | No
211392376 | Central HP <5.4 tons | JOHNSON CONTROLS | HRCU-A-CB (Split System: Heat Pump with Remote Outdoor Unit-Air-Source) | HMH72B341 |  |  | XAFC30CXXN1+TXV | TMLE080B12MP11 | 32800 | 17.5 | 8.1 | 34000 | 23800 | 70% | 2.02 | 0 | 9.5 |  |  |  | No | R-410A | 2.7333 | Residential & Commercial | No
211393103 | Central HP <5.4 tons | JOHNSON CONTROLS | HRCU-A-CB (Split System: Heat Pump with Remote Outdoor Unit-Air-Source) | HMH72B341 |  |  | XAFC36DXXN1+TXV | TL9E080C16UH11 | 34000 | 17.5 | 8.1 | 34000 | 24400 | 71.76% | 2.1 | 0 | 9.5 |  |  |  | No | R-410A | 2.8333 | Residential & Commercial | No
211393437 | Central HP <5.4 tons | JOHNSON CONTROLS | HRCU-A-CB (Split System: Heat Pump with Remote Outdoor Unit-Air-Source) | HMH72B341 |  |  | XAHC30CXXN1+TXV | TL8E080C16UH11 | 32400 | 17 | 8.1 | 32800 | 23000 | 70.12% | 2 | 0 | 9.5 |  |  |  | No | R-410A | 2.7 | Residential & Commercial | No
211393714 | Central HP <5.4 tons | JOHNSON CONTROLS | HRCU-A-CB (Split System: Heat Pump with Remote Outdoor Unit-Air-Source) | HMH72B341 |  |  | XAFA30DXXN1+TXV | TPLC060A12MP13 | 34000 | 17 | 8.1 | 34000 | 24200 | 71.18% | 2.04 | 0 | 9.5 |  |  |  | No | R-410A | 2.8333 | Residential & Commercial | No
212982979 | Central HP <5.4 tons | HEIL | HRCU-A-CB (Split System: Heat Pump with Remote Outdoor Unit-Air-Source) | DLCURAH30ABK |  |  | EA*4X43L21A* | *80MSU0802120A* | 30600 | 15.5 | 8.5 | 33400 | 26200 | 78.44% | 1.88 | 0 | 9 |  |  |  | No | R-410A | 2.55 | Residential & Commercial | No
215668932 | Central HP <5.4 tons | HEIL | HRCU-A-CB (Split System: Heat Pump with Remote Outdoor Unit-Air-Source) | H5H0V36*K*AAA* |  |  | EA*5X42M21A*+WALLCON | *96CTN0801714B* | 33000 | 17.5 | 9 | 36000 | 25800 | 71.67% | 1.84 | 0 | 9.5 |  |  |  | No | R-454B | 2.75 | Residential & Commercial | No
212970658 | Central HP <5.4 tons | AIRQUEST | HRCU-A-CB (Split System: Heat Pump with Remote Outdoor Unit-Air-Source) | DLCURAH36ABK |  |  | EA*4X42L21A* | *80VSL0902120B* | 35200 | 16 | 8.1 | 39000 | 35000 | 89.74% | 1.88 | 0 | 9.5 |  |  |  | No | R-410A | 2.9333 | Residential & Commercial | No
212980537 | Central HP <5.4 tons | HEIL | HRCU-A-CB (Split System: Heat Pump with Remote Outdoor Unit-Air-Source) | DLCURAH30ABK |  |  | EA*4X42L24A* | *80MS(N,L)0902120A* | 29600 | 15.2 | 8.1 | 33800 | 27600 | 81.66% | 1.78 | 0 | 9 |  |  |  | No | R-410A | 2.4667 | Residential & Commercial | No
212979468 | Central HP <5.4 tons | HEIL | HRCU-A-CB (Split System: Heat Pump with Remote Outdoor Unit-Air-Source) | DLCURAH30ABK |  |  | EA*4X43L21A* | *80MS(N,L)0702116A* | 30400 | 15.2 | 8.1 | 33400 | 26400 | 79.04% | 1.84 | 0 | 9 |  |  |  | No | R-410A | 2.5333 | Residential & Commercial | No
212982163 | Central HP <5.4 tons | HEIL | HRCU-A-CB (Split System: Heat Pump with Remote Outdoor Unit-Air-Source) | DLCURAH30ABK |  |  | EA*4X42L21A* | *80MSU0401712A* | 30000 | 15.2 | 8.5 | 33800 | 27400 | 81.07% | 1.78 | 0 | 9 |  |  |  | No | R-410A | 2.5 | Residential & Commercial | No
213297537 | Central HP <5.4 tons | JOHNSON CONTROLS | HRCU-A-CB (Split System: Heat Pump with Remote Outdoor Unit-Air-Source) | HMH72B341 |  |  | XAHC36DBCN1 | Z8ES120C16LMPS1 | 34000 | 17.5 | 8.1 | 33400 | 24000 | 71.86% | 2.08 | 0 | 9.5 |  |  |  | No | R-410A | 2.8333 | Residential & Commercial | No
211391684 | Central HP <5.4 tons | JOHNSON CONTROLS | HRCU-A-CB (Split System: Heat Pump with Remote Outdoor Unit-Air-Source) | HMH72B341 |  |  | XAHB36DXXN1+TXV | TMLE100B12MP11 | 33200 | 17.5 | 8.1 | 33000 | 23400 | 70.91% | 2.02 | 0 | 9.5 |  |  |  | No | R-410A | 2.7667 | Residential & Commercial | No
213298017 | Central HP <5.4 tons | JOHNSON CONTROLS | HRCU-A-CB (Split System: Heat Pump with Remote Outdoor Unit-Air-Source) | HMH72B341 |  |  | XAHC36DBCN1 | Z8ES080C20LMPS1 | 34000 | 17.5 | 8.1 | 33400 | 23600 | 70.66% | 2.08 | 0 | 9.5 |  |  |  | No | R-410A | 2.8333 | Residential & Commercial | No
212986571 | Central HP <5.4 tons | CARRIER | HRCU-A-CB (Split System: Heat Pump with Remote Outdoor Unit-Air-Source) | 38MURAQ24AB3* |  |  | CAP**3621AL* | 59SC6A040M17**12 | 23400 | 16 | 8.5 | 26200 | 24200 | 92.37% | 2 | 0 | 9.5 |  |  |  | No | R-410A | 1.95 | Residential & Commercial | No
215681664 | Central HP <5.4 tons | BRYANT HEATING AND COOLING SYSTEMS | HRCU-A-CB (Split System: Heat Pump with Remote Outdoor Unit-Air-Source) | 290VAN048**AA* |  |  | CSAH*6012AM*+UI | 986TD60080C21*** | 45500 | 16.5 | 8.5 | 48000 | 33800 | 70.42% | 2.06 | 0 | 9.5 |  |  |  | No | R-454B | 3.7917 | Residential & Commercial | No
212979054 | Central HP <5.4 tons | HEIL | HRCU-A-CB (Split System: Heat Pump with Remote Outdoor Unit-Air-Source) | DLCURAH30ABK |  |  | EA*4X43L21A* | *80MS(N,L)0701716A* | 30600 | 15.2 | 8.5 | 33600 | 26400 | 78.57% | 1.86 | 0 | 9 |  |  |  | No | R-410A | 2.55 | Residential & Commercial | No
212979792 | Central HP <5.4 tons | HEIL | HRCU-A-CB (Split System: Heat Pump with Remote Outdoor Unit-Air-Source) | DLCURAH30ABK |  |  | END4X42L17** | *80MS(N,L)0901714A* | 30000 | 15.2 | 8.1 | 34000 | 27200 | 80% | 1.82 | 0 | 9 |  |  |  | No | R-410A | 2.5 | Residential & Commercial | No
211222739 | Central HP <5.4 tons | AIRQUEST | HRCU-A-CB (Split System: Heat Pump with Remote Outdoor Unit-Air-Source) | DLCURAH30ABK |  |  | FM(C,U)4Z30**AL* |  | 30400 | 15.5 | 8.5 | 35000 | 27400 | 78.29% | 1.82 | 0 | 9 |  |  |  | No | R-410A | 2.5333 | Residential & Commercial | No
212987759 | Central HP <5.4 tons | CARRIER | HRCU-A-CB (Split System: Heat Pump with Remote Outdoor Unit-Air-Source) | 38MURAQ30AB3* |  |  | CAP**4321AL* | 59SC6A080M21**20 | 30200 | 15.2 | 8.1 | 33400 | 26400 | 79.04% | 1.84 | 0 | 9 |  |  |  | No | R-410A | 2.5167 | Residential & Commercial | No
211712538 | Central HP <5.4 tons | AIRQUEST | HRCU-A-CB (Split System: Heat Pump with Remote Outdoor Unit-Air-Source) | DLCURAH30ABK |  |  | EA*4X42L21A* | *92ESN0802120A* | 30600 | 15.2 | 8.1 | 34200 | 27000 | 78.95% | 1.82 | 0 | 9 |  |  |  | No | R-410A | 2.55 | Residential & Commercial | No
215681684 | Central HP <5.4 tons | BRYANT HEATING AND COOLING SYSTEMS | HRCU-A-CB (Split System: Heat Pump with Remote Outdoor Unit-Air-Source) | 290VAN048**AA* |  |  | CSAH*6012AM*+UI | 83*CB48060C17*** | 45500 | 17 | 8.5 | 48000 | 33800 | 70.42% | 2.08 | 0 | 9.5 |  |  |  | No | R-454B | 3.7917 | Residential & Commercial | No
215681714 | Central HP <5.4 tons | BRYANT HEATING AND COOLING SYSTEMS | HRCU-A-CB (Split System: Heat Pump with Remote Outdoor Unit-Air-Source) | 290VAN048**AA* |  |  | CSAH*6012AM*+UI | 987TA42080C17*** | 45000 | 16 | 8.5 | 48500 | 34200 | 70.52% | 1.94 | 0 | 9 |  |  |  | No | R-454B | 3.75 | Residential & Commercial | No
215681764 | Central HP <5.4 tons | BRYANT HEATING AND COOLING SYSTEMS | HRCU-A-CB (Split System: Heat Pump with Remote Outdoor Unit-Air-Source) | 290VAN048**AA* |  |  | CVAMA4821XMA*+UI | 83*CB48060C17*** | 47000 | 18 | 9 | 50000 | 36400 | 72.8% | 2 | 0 | 9.5 |  |  |  | No | R-454B | 3.9167 | Residential & Commercial | No
215681784 | Central HP <5.4 tons | BRYANT HEATING AND COOLING SYSTEMS | HRCU-A-CB (Split System: Heat Pump with Remote Outdoor Unit-Air-Source) | 290VAN048**AA* |  |  | CVAMA4821XMA*+UI | 83*CB60100C21*** | 47000 | 18 | 9 | 50000 | 36400 | 72.8% | 2 | 0 | 9.5 |  |  |  | No | R-454B | 3.9167 | Residential & Commercial | No
215670225 | Central HP <5.4 tons | TEMPSTAR | HRCU-A-CB (Split System: Heat Pump with Remote Outdoor Unit-Air-Source) | T5H0V36*K*AAA* |  |  | ESH5X48M12A*+WALLCON | *80CTL1102120B* | 34200 | 17 | 8.5 | 35400 | 25200 | 71.19% | 1.9 | 0 | 9.5 |  |  |  | No | R-454B | 2.85 | Residential & Commercial | No
215670275 | Central HP <5.4 tons | TEMPSTAR | HRCU-A-CB (Split System: Heat Pump with Remote Outdoor Unit-Air-Source) | T5H0V36*K*AAA* |  |  | ESH5X48M12A*+WALLCON | *97CMN0601714B* | 33800 | 16.5 | 8.5 | 35600 | 25400 | 71.35% | 1.78 | 0 | 9 |  |  |  | No | R-454B | 2.8167 | Residential & Commercial | No
215670345 | Central HP <5.4 tons | TEMPSTAR | HRCU-A-CB (Split System: Heat Pump with Remote Outdoor Unit-Air-Source) | T5H0V36*K*AAA* |  |  | ESH5X48M12A*+WALLCON | *96CTN0601714B* | 33800 | 16 | 8.5 | 35600 | 25400 | 71.35% | 1.78 | 0 | 9 |  |  |  | No | R-454B | 2.8167 | Residential & Commercial | No
213077137 | Central HP <5.4 tons | AIRQUEST | HRCU-A-CB (Split System: Heat Pump with Remote Outdoor Unit-Air-Source) | DLCURAH36ABK |  |  | EA*4X36L21A* | *96VSN1002120B* | 35200 | 16 | 8.1 | 38500 | 35200 | 91.43% | 1.82 | 0 | 9.5 |  |  |  | No | R-410A | 2.9333 | Residential & Commercial | No
213077387 | Central HP <5.4 tons | AIRQUEST | HRCU-A-CB (Split System: Heat Pump with Remote Outdoor Unit-Air-Source) | DLCURAH36ABK |  |  | EA*4X42L21A* | *96VTN0801716B* | 35000 | 15.5 | 8.1 | 38500 | 35200 | 91.43% | 1.86 | 0 | 9.5 |  |  |  | No | R-410A | 2.9167 | Residential & Commercial | No
211712526 | Central HP <5.4 tons | AIRQUEST | HRCU-A-CB (Split System: Heat Pump with Remote Outdoor Unit-Air-Source) | DLCURAH30ABK |  |  | EA*4X42L21A* | *92ESN0801716A* | 29600 | 15.2 | 8.1 | 33800 | 27400 | 81.07% | 1.78 | 0 | 9 |  |  |  | No | R-410A | 2.4667 | Residential & Commercial | No
211713198 | Central HP <5.4 tons | BRYANT HEATING AND COOLING SYSTEMS | HRCU-A-CB (Split System: Heat Pump with Remote Outdoor Unit-Air-Source) | 38MURAQ30AB3* |  |  | CAP**4321AL* | 926TB60080V21*** | 30400 | 15.2 | 8.1 | 33000 | 26200 | 79.39% | 1.84 | 0 | 9 |  |  |  | No | R-410A | 2.5333 | Residential & Commercial | No
215682194 | Central HP <5.4 tons | BRYANT HEATING AND COOLING SYSTEMS | HRCU-A-CB (Split System: Heat Pump with Remote Outdoor Unit-Air-Source) | 290VAN048**AA* |  |  | CVAVA4824XMA*+UI | 83*CB60100C21*** | 47000 | 18 | 9 | 50000 | 36400 | 72.8% | 2 | 0 | 9.5 |  |  |  | No | R-454B | 3.9167 | Residential & Commercial | No
212984995 | Central HP <5.4 tons | DAY & NIGHT | HRCU-A-CB (Split System: Heat Pump with Remote Outdoor Unit-Air-Source) | DLCURAH30ABK |  |  | EA*4X42L24A* | *92MSN0802120A* | 30200 | 15.2 | 8.1 | 34200 | 27400 | 80.12% | 1.8 | 0 | 9 |  |  |  | No | R-410A | 2.5167 | Residential & Commercial | No
212972638 | Central HP <5.4 tons | CARRIER | HRCU-A-CB (Split System: Heat Pump with Remote Outdoor Unit-Air-Source) | 38MURAQ30AB3* |  |  | CAP**4224AL* | 58TP*B135V24**22 | 29800 | 15.2 | 8.1 | 34200 | 27600 | 80.7% | 1.78 | 0 | 9 |  |  |  | No | R-410A | 2.4833 | Residential & Commercial | No
212984436 | Central HP <5.4 tons | AIRQUEST | HRCU-A-CB (Split System: Heat Pump with Remote Outdoor Unit-Air-Source) | DLCURAH30ABK |  |  | EA*4X36L17A* | *92MSN0801716A* | 29400 | 15.2 | 8.1 | 34000 | 28000 | 82.35% | 1.76 | 0 | 9 |  |  |  | No | R-410A | 2.45 | Residential & Commercial | No
211712243 | Central HP <5.4 tons | AIRQUEST | HRCU-A-CB (Split System: Heat Pump with Remote Outdoor Unit-Air-Source) | DLCURAH30ABK |  |  | EA*4X42L21A* | *96VTN1002122A* | 29600 | 15.2 | 8.1 | 33600 | 27400 | 81.55% | 1.78 | 0 | 9 |  |  |  | No | R-410A | 2.4667 | Residential & Commercial | No
215674083 | Central HP <5.4 tons | TEMPSTAR | HRCU-A-CB (Split System: Heat Pump with Remote Outdoor Unit-Air-Source) | T5H0V48*K*AAA* |  |  | EA*5X48M21A*+WALLCON | *95CSU0601716B* | 44000 | 17 | 9 | 49000 | 34600 | 70.61% | 2.04 | 0 | 9 |  |  |  | No | R-454B | 3.6667 | Residential & Commercial | No
215674133 | Central HP <5.4 tons | TEMPSTAR | HRCU-A-CB (Split System: Heat Pump with Remote Outdoor Unit-Air-Source) | T5H0V48*K*AAA* |  |  | EA*5X48M21A*+WALLCON | *97CMN1002122B* | 44000 | 17.5 | 9 | 48500 | 34000 | 70.1% | 2.04 | 0 | 9.5 |  |  |  | No | R-454B | 3.6667 | Residential & Commercial | No
215681344 | Central HP <5.4 tons | BRYANT HEATING AND COOLING SYSTEMS | HRCU-A-CB (Split System: Heat Pump with Remote Outdoor Unit-Air-Source) | 290VAN048**AA* |  |  | CAA**4821AM*+UI | 987TA42080C17*** | 44000 | 17 | 9 | 49000 | 34600 | 70.61% | 2.04 | 0 | 9 |  |  |  | No | R-454B | 3.6667 | Residential & Commercial | No
215681394 | Central HP <5.4 tons | BRYANT HEATING AND COOLING SYSTEMS | HRCU-A-CB (Split System: Heat Pump with Remote Outdoor Unit-Air-Source) | 290VAN048**AA* |  |  | CAA**6024AM*+UI | 83*CB60100C21*** | 45000 | 17.5 | 9 | 47500 | 33600 | 70.74% | 2.06 | 0 | 9.5 |  |  |  | No | R-454B | 3.75 | Residential & Commercial | No
215677684 | Central HP <5.4 tons | BRYANT HEATING AND COOLING SYSTEMS | HRCU-A-CB (Split System: Heat Pump with Remote Outdoor Unit-Air-Source) | 290VAN060**AA* |  |  | CVAVA6124XMA*+UI | 987MC60060C21*** | 56500 | 18 | 9 | 65000 | 46000 | 70.77% | 2.06 | 0 | 8.5 |  |  |  | No | R-454B | 4.7083 | Residential & Commercial | No
215677834 | Central HP <5.4 tons | BRYANT HEATING AND COOLING SYSTEMS | HRCU-A-CB (Split System: Heat Pump with Remote Outdoor Unit-Air-Source) | 290VAN060**AA* |  |  | CAA**6024AM*+UI | 987MC60080C21*** | 54500 | 18 | 8.5 | 59500 | 42000 | 70.59% | 1.9 | 0 | 8.5 |  |  |  | No | R-454B | 4.5417 | Residential & Commercial | No
215682794 | Central HP <5.4 tons | BRYANT HEATING AND COOLING SYSTEMS | HRCU-A-CB (Split System: Heat Pump with Remote Outdoor Unit-Air-Source) | 290VAN060**AA* |  |  | CVAMA6021XMA*+UI | 986TD60080C21*** | 56500 | 18 | 9 | 64000 | 45000 | 70.31% | 2.06 | 0 | 9 |  |  |  | No | R-454B | 4.7083 | Residential & Commercial | No
215682844 | Central HP <5.4 tons | BRYANT HEATING AND COOLING SYSTEMS | HRCU-A-CB (Split System: Heat Pump with Remote Outdoor Unit-Air-Source) | 290VAN060**AA* |  |  | CVAMA6021XMA*+UI | 987TA60080C21*** | 56500 | 18 | 9 | 64000 | 45000 | 70.31% | 2.06 | 0 | 9 |  |  |  | No | R-454B | 4.7083 | Residential & Commercial | No
215666959 | Central HP <5.4 tons | TEMPSTAR | HRCU-A-CB (Split System: Heat Pump with Remote Outdoor Unit-Air-Source) | T5H0V24*K*AAA* |  |  | EA*5X24M14A*+WALLCON | *96CTN0401410B* | 22400 | 15.5 | 8.5 | 24600 | 17300 | 70.33% | 1.82 | 0 | 9 |  |  |  | No | R-454B | 1.8667 | Residential & Commercial | No
215677774 | Central HP <5.4 tons | BRYANT HEATING AND COOLING SYSTEMS | HRCU-A-CB (Split System: Heat Pump with Remote Outdoor Unit-Air-Source) | 290VAN060**AA* |  |  | CAA**6024AM*+UI | 88*TB60090C21*** | 55000 | 18.5 | 9 | 59000 | 41500 | 70.34% | 2.04 | 0 | 9 |  |  |  | No | R-454B | 4.5833 | Residential & Commercial | No
215678144 | Central HP <5.4 tons | BRYANT HEATING AND COOLING SYSTEMS | HRCU-A-CB (Split System: Heat Pump with Remote Outdoor Unit-Air-Source) | 290VAN060**AA* |  |  | CSAH*6012AM*+UI | 987MC66100C21*** | 55500 | 17 | 8.5 | 60000 | 42000 | 70% | 1.9 | 0 | 8.5 |  |  |  | No | R-454B | 4.625 | Residential & Commercial | No
215682634 | Central HP <5.4 tons | BRYANT HEATING AND COOLING SYSTEMS | HRCU-A-CB (Split System: Heat Pump with Remote Outdoor Unit-Air-Source) | 290VAN060**AA* |  |  | CAA**6121AM*+UI | 83*CB36040C17*** | 55500 | 18 | 8.5 | 58500 | 41000 | 70.09% | 2.04 | 0 | 9 |  |  |  | No | R-454B | 4.625 | Residential & Commercial | No
212970636 | Central HP <5.4 tons | CARRIER | HRCU-A-CB (Split System: Heat Pump with Remote Outdoor Unit-Air-Source) | 38MURAQ36AB3* |  |  | CAP**3621AL* | 58SP*B090V21**20 | 35000 | 16 | 8.1 | 38500 | 35200 | 91.43% | 1.82 | 0 | 9.5 |  |  |  | No | R-410A | 2.9167 | Residential & Commercial | No
211386899 | Central HP <5.4 tons | JOHNSON CONTROLS | HRCU-A-CB (Split System: Heat Pump with Remote Outdoor Unit-Air-Source) | HMH72B341 |  |  | XAHC36DBCN1 | TM9Y080B12MP11 | 33400 | 17.5 | 8.1 | 33600 | 24000 | 71.43% | 2.02 | 0 | 9.5 |  |  |  | No | R-410A | 2.7833 | Residential & Commercial | No
211386984 | Central HP <5.4 tons | JOHNSON CONTROLS | HRCU-A-CB (Split System: Heat Pump with Remote Outdoor Unit-Air-Source) | HMH72B341 |  |  | XAFC36DBCN1 | TM9Y080B12MP11 | 34000 | 18 | 8.1 | 34000 | 24400 | 71.76% | 2.06 | 0 | 9.5 |  |  |  | No | R-410A | 2.8333 | Residential & Commercial | No
211385848 | Central HP <5.4 tons | JOHNSON CONTROLS | HRCU-A-CB (Split System: Heat Pump with Remote Outdoor Unit-Air-Source) | HMH72B341 |  |  | XAFC48FXXN1+TXV | TMLE080C16MP11 | 33400 | 17 | 8.5 | 32200 | 23400 | 72.67% | 2.06 | 0 | 9.5 |  |  |  | No | R-410A | 2.7833 | Residential & Commercial | No
211386047 | Central HP <5.4 tons | JOHNSON CONTROLS | HRCU-A-CB (Split System: Heat Pump with Remote Outdoor Unit-Air-Source) | HMH72B341 |  |  | XAUC48FXXN1+TXV | TMLE080B12MP11 | 33400 | 17 | 8.5 | 32400 | 23800 | 73.46% | 2.04 | 0 | 9 |  |  |  | No | R-410A | 2.7833 | Residential & Commercial | No
211386365 | Central HP <5.4 tons | JOHNSON CONTROLS | HRCU-A-CB (Split System: Heat Pump with Remote Outdoor Unit-Air-Source) | HMH72B341 |  |  | XAHD48FXXN1+TXV | TL8E100C20UH11 | 33400 | 16 | 8.5 | 32000 | 23200 | 72.5% | 2.06 | 0 | 9.5 |  |  |  | No | R-410A | 2.7833 | Residential & Commercial | No
211386481 | Central HP <5.4 tons | JOHNSON CONTROLS | HRCU-A-CB (Split System: Heat Pump with Remote Outdoor Unit-Air-Source) | HMH72B341 |  |  | XAHD48FXXN1+TXV | TL8E080C16UH11 | 33600 | 16 | 8.1 | 32600 | 24200 | 74.23% | 2.04 | 0 | 9 |  |  |  | No | R-410A | 2.8 | Residential & Commercial | No
211386598 | Central HP <5.4 tons | JOHNSON CONTROLS | HRCU-A-CB (Split System: Heat Pump with Remote Outdoor Unit-Air-Source) | HMH72B341 |  |  | XAHC48FXXN1+JMET12CS2N1+TXV |  | 33800 | 17.5 | 8.5 | 32000 | 23400 | 73.12% | 2.08 | 0 | 9.5 |  |  |  | No | R-410A | 2.8167 | Residential & Commercial | No
215682864 | Central HP <5.4 tons | BRYANT HEATING AND COOLING SYSTEMS | HRCU-A-CB (Split System: Heat Pump with Remote Outdoor Unit-Air-Source) | 290VAN060**AA* |  |  | CVAMA6024XMA*+UI | 986TD60080C21*** | 56500 | 18 | 9 | 63500 | 44500 | 70.08% | 2.08 | 0 | 9 |  |  |  | No | R-454B | 4.7083 | Residential & Commercial | No
215683164 | Central HP <5.4 tons | BRYANT HEATING AND COOLING SYSTEMS | HRCU-A-CB (Split System: Heat Pump with Remote Outdoor Unit-Air-Source) | 290VAN060**AA* |  |  | CVAVA6121XMA*+UI | 987TA60080C21*** | 57000 | 18.5 | 9 | 64000 | 45000 | 70.31% | 2.08 | 0 | 9 |  |  |  | No | R-454B | 4.75 | Residential & Commercial | No
215683094 | Central HP <5.4 tons | BRYANT HEATING AND COOLING SYSTEMS | HRCU-A-CB (Split System: Heat Pump with Remote Outdoor Unit-Air-Source) | 290VAN060**AA* |  |  | CVAVA6024XMA*+UI | 987TA66100C21*** | 56500 | 18.5 | 9 | 63000 | 44500 | 70.63% | 2.08 | 0 | 9 |  |  |  | No | R-454B | 4.7083 | Residential & Commercial | No
215682684 | Central HP <5.4 tons | BRYANT HEATING AND COOLING SYSTEMS | HRCU-A-CB (Split System: Heat Pump with Remote Outdoor Unit-Air-Source) | 290VAN060**AA* |  |  | CAA**6124AM*+UI | 987TA60080C21*** | 56000 | 18.5 | 9 | 60000 | 42000 | 70% | 2.02 | 0 | 9 |  |  |  | No | R-454B | 4.6667 | Residential & Commercial | No
215682734 | Central HP <5.4 tons | BRYANT HEATING AND COOLING SYSTEMS | HRCU-A-CB (Split System: Heat Pump with Remote Outdoor Unit-Air-Source) | 290VAN060**AA* |  |  | CSAH*6012AM*+UI | 83*CB48060C17*** | 54500 | 17 | 8.5 | 58500 | 41000 | 70.09% | 1.92 | 0 | 9 |  |  |  | No | R-454B | 4.5417 | Residential & Commercial | No
215667126 | Central HP <5.4 tons | TEMPSTAR | HRCU-A-CB (Split System: Heat Pump with Remote Outdoor Unit-Air-Source) | T5H0V24*K*AAA* |  |  | EA*5X24M17A*+WALLCON | *96CTN0401410B* | 22400 | 15.5 | 8.5 | 24400 | 17200 | 70.49% | 1.82 | 0 | 9 |  |  |  | No | R-454B | 1.8667 | Residential & Commercial | No
216411125 | Central HP <5.4 tons | JOHNSON CONTROLS | HRCU-A-CB (Split System: Heat Pump with Remote Outdoor Unit-Air-Source) | HMH72B341 |  |  | XAHC36DBCN1 | Z9ET060B12SMPS1 | 33200 | 17.5 | 8.5 | 33400 | 23400 | 70.06% | 2 | 0 | 9.5 |  |  |  | No | R-410A | 2.7667 | Residential & Commercial | No
216411130 | Central HP <5.4 tons | JOHNSON CONTROLS | HRCU-A-CB (Split System: Heat Pump with Remote Outdoor Unit-Air-Source) | HMH72B341 |  |  | XAHB36DBCN1 | Z9ET060B12SMPS1 | 33000 | 17 | 8.5 | 33400 | 23400 | 70.06% | 2 | 0 | 9.5 |  |  |  | No | R-410A | 2.75 | Residential & Commercial | No
216411155 | Central HP <5.4 tons | JOHNSON CONTROLS | HRCU-A-CB (Split System: Heat Pump with Remote Outdoor Unit-Air-Source) | HMH72B341 |  |  | XAHB36DBCN1 | Z9ET040A10SMPS1 | 32600 | 17.5 | 8.5 | 32800 | 23000 | 70.12% | 1.96 | 0 | 9.5 |  |  |  | No | R-410A | 2.7167 | Residential & Commercial | No
215669461 | Central HP <5.4 tons | TEMPSTAR | HRCU-A-CB (Split System: Heat Pump with Remote Outdoor Unit-Air-Source) | T5H0V36*K*AAA* |  |  | EA*5X61M21A*+WALLCON | *80CTL0451712B* | 34400 | 17.5 | 9 | 34600 | 25200 | 72.83% | 1.9 | 0 | 9.5 |  |  |  | No | R-454B | 2.8667 | Residential & Commercial | No
215669813 | Central HP <5.4 tons | TEMPSTAR | HRCU-A-CB (Split System: Heat Pump with Remote Outdoor Unit-Air-Source) | T5H0V36*K*AAA* |  |  | ESH5X36M12A*+WALLCON | *80CTL0902120B* | 33800 | 16.5 | 8.5 | 35600 | 25400 | 71.35% | 1.76 | 0 | 9.5 |  |  |  | No | R-454B | 2.8167 | Residential & Commercial | No
215670415 | Central HP <5.4 tons | TEMPSTAR | HRCU-A-CB (Split System: Heat Pump with Remote Outdoor Unit-Air-Source) | T5H0V36*K*AAA* |  |  | ESH5X60M12A*+WALLCON | *80CTL0701412B* | 34400 | 16.5 | 8.5 | 34800 | 25000 | 71.84% | 1.78 | 0 | 9.5 |  |  |  | No | R-454B | 2.8667 | Residential & Commercial | No
215681694 | Central HP <5.4 tons | BRYANT HEATING AND COOLING SYSTEMS | HRCU-A-CB (Split System: Heat Pump with Remote Outdoor Unit-Air-Source) | 290VAN048**AA* |  |  | CSAH*6012AM*+UI | 83*CB60080C21*** | 45500 | 17 | 8.5 | 48000 | 33600 | 70% | 2.06 | 0 | 9.5 |  |  |  | No | R-454B | 3.7917 | Residential & Commercial | No
216410925 | Central HP <5.4 tons | JOHNSON CONTROLS | HRCU-A-CB (Split System: Heat Pump with Remote Outdoor Unit-Air-Source) | HMH72B361 |  |  | XAHB36DBCN1 | Z9ET060B12SMPS1 | 34200 | 16.5 | 8.5 | 33800 | 23800 | 70.41% | 1.98 | 0 | 8.5 |  |  |  | No | R-410A | 2.85 | Residential & Commercial | No
213079729 | Central HP <5.4 tons | CARRIER | HRCU-A-CB (Split System: Heat Pump with Remote Outdoor Unit-Air-Source) | 38MURAQ36AB3* |  |  | CAP**3621AL* | 59SC2E100M21**20 | 35000 | 16.5 | 8.1 | 38500 | 35200 | 91.43% | 1.82 | 0 | 9.5 |  |  |  | No | R-410A | 2.9167 | Residential & Commercial | No
215677504 | Central HP <5.4 tons | BRYANT HEATING AND COOLING SYSTEMS | HRCU-A-CB (Split System: Heat Pump with Remote Outdoor Unit-Air-Source) | 290VAN060**AA* |  |  | CVAVA6024XMA*+UI | 987MC60060C21*** | 55500 | 17.5 | 8.5 | 64000 | 45500 | 71.09% | 1.94 | 0 | 8.5 |  |  |  | No | R-454B | 4.625 | Residential & Commercial | No
215682904 | Central HP <5.4 tons | BRYANT HEATING AND COOLING SYSTEMS | HRCU-A-CB (Split System: Heat Pump with Remote Outdoor Unit-Air-Source) | 290VAN060**AA* |  |  | CVAMA6024XMA*+UI | 987TA66100C21*** | 56500 | 18.5 | 9 | 63000 | 44500 | 70.63% | 2.08 | 0 | 9 |  |  |  | No | R-454B | 4.7083 | Residential & Commercial | No
215682984 | Central HP <5.4 tons | BRYANT HEATING AND COOLING SYSTEMS | HRCU-A-CB (Split System: Heat Pump with Remote Outdoor Unit-Air-Source) | 290VAN060**AA* |  |  | CVAVA6021XMA*+UI | 986TD60080C21*** | 56500 | 18 | 9 | 64000 | 45000 | 70.31% | 2.08 | 0 | 9 |  |  |  | No | R-454B | 4.7083 | Residential & Commercial | No
215683004 | Central HP <5.4 tons | BRYANT HEATING AND COOLING SYSTEMS | HRCU-A-CB (Split System: Heat Pump with Remote Outdoor Unit-Air-Source) | 290VAN060**AA* |  |  | CVAVA6021XMA*+UI | 83*CB48060C17*** | 56000 | 18.5 | 8.5 | 60000 | 43000 | 71.67% | 2.12 | 0 | 9.5 |  |  |  | No | R-454B | 4.6667 | Residential & Commercial | No
215667795 | Central HP <5.4 tons | TEMPSTAR | HRCU-A-CB (Split System: Heat Pump with Remote Outdoor Unit-Air-Source) | T5H0V24*K*AAA* |  |  | EA*5X37M17A*+WALLCON | *96CTN0401410B* | 23400 | 16 | 9 | 24000 | 16900 | 70.42% | 1.98 | 0 | 9.5 |  |  |  | No | R-454B | 1.95 | Residential & Commercial | No
211388464 | Central HP <5.4 tons | JOHNSON CONTROLS | HRCU-A-CB (Split System: Heat Pump with Remote Outdoor Unit-Air-Source) | HMH72B341 |  |  | XAHB36DXXN1+TXV | TM9V040A10MP12 | 32400 | 16.5 | 8.1 | 32600 | 23000 | 70.55% | 1.96 | 0 | 9.5 |  |  |  | No | R-410A | 2.7 | Residential & Commercial | No
212979744 | Central HP <5.4 tons | HEIL | HRCU-A-CB (Split System: Heat Pump with Remote Outdoor Unit-Air-Source) | DLCURAH30ABK |  |  | EA*4X43L21A* | *80MS(N,L)0901714A* | 30400 | 15.2 | 8.1 | 33000 | 26400 | 80% | 1.84 | 0 | 9 |  |  |  | No | R-410A | 2.5333 | Residential & Commercial | No
215669845 | Central HP <5.4 tons | TEMPSTAR | HRCU-A-CB (Split System: Heat Pump with Remote Outdoor Unit-Air-Source) | T5H0V36*K*AAA* |  |  | ESH5X36M12A*+WALLCON | *95CSU0802120B* | 33600 | 16 | 8.5 | 35800 | 25400 | 70.95% | 1.76 | 0 | 9.5 |  |  |  | No | R-454B | 2.8 | Residential & Commercial | No
215670515 | Central HP <5.4 tons | TEMPSTAR | HRCU-A-CB (Split System: Heat Pump with Remote Outdoor Unit-Air-Source) | T5H0V36*K*AAA* |  |  | ESH5X60M12A*+WALLCON | *97CMN0602120B* | 34400 | 16 | 8.5 | 34800 | 25000 | 71.84% | 1.78 | 0 | 9.5 |  |  |  | No | R-454B | 2.8667 | Residential & Commercial | No
215667014 | Central HP <5.4 tons | TEMPSTAR | HRCU-A-CB (Split System: Heat Pump with Remote Outdoor Unit-Air-Source) | T5H0V24*K*AAA* |  |  | EA*5X24M17A*+WALLCON | *80CTL0451712B* | 22600 | 16.5 | 9 | 24200 | 17000 | 70.25% | 1.94 | 0 | 9.5 |  |  |  | No | R-454B | 1.8833 | Residential & Commercial | No
211225783 | Central HP <5.4 tons | CARRIER | HRCU-A-CB (Split System: Heat Pump with Remote Outdoor Unit-Air-Source) | 38MURAQ36AB3* |  |  | CAP**4221AL* | 58SP*A070V17**16 | 35200 | 16 | 8.1 | 38500 | 35000 | 90.91% | 1.86 | 0 | 9.5 |  |  |  | No | R-410A | 2.9333 | Residential & Commercial | No
211225784 | Central HP <5.4 tons | CARRIER | HRCU-A-CB (Split System: Heat Pump with Remote Outdoor Unit-Air-Source) | 38MURAQ36AB3* |  |  | CAP**4221AL* | 58SP*A070V21**20 | 35400 | 16 | 8.1 | 38500 | 35000 | 90.91% | 1.88 | 0 | 9.5 |  |  |  | No | R-410A | 2.95 | Residential & Commercial | No
215682804 | Central HP <5.4 tons | BRYANT HEATING AND COOLING SYSTEMS | HRCU-A-CB (Split System: Heat Pump with Remote Outdoor Unit-Air-Source) | 290VAN060**AA* |  |  | CVAMA6021XMA*+UI | 83*CB36040C17*** | 56000 | 18 | 8.5 | 60500 | 43500 | 71.9% | 2.12 | 0 | 9.5 |  |  |  | No | R-454B | 4.6667 | Residential & Commercial | No
215683054 | Central HP <5.4 tons | BRYANT HEATING AND COOLING SYSTEMS | HRCU-A-CB (Split System: Heat Pump with Remote Outdoor Unit-Air-Source) | 290VAN060**AA* |  |  | CVAVA6024XMA*+UI | 986TD60080C21*** | 56500 | 18 | 9 | 63500 | 44500 | 70.08% | 2.08 | 0 | 9 |  |  |  | No | R-454B | 4.7083 | Residential & Commercial | No
215683104 | Central HP <5.4 tons | BRYANT HEATING AND COOLING SYSTEMS | HRCU-A-CB (Split System: Heat Pump with Remote Outdoor Unit-Air-Source) | 290VAN060**AA* |  |  | CVAVA6024XMA*+UI | 987TA66120C24*** | 56500 | 18.5 | 9 | 63000 | 44500 | 70.63% | 2.1 | 0 | 9 |  |  |  | No | R-454B | 4.7083 | Residential & Commercial | No
215681624 | Central HP <5.4 tons | BRYANT HEATING AND COOLING SYSTEMS | HRCU-A-CB (Split System: Heat Pump with Remote Outdoor Unit-Air-Source) | 290VAN048**AA* |  |  | CSAH*4812AM*+UI | 987TA42080C17*** | 44500 | 16 | 8.5 | 49500 | 34800 | 70.3% | 1.92 | 0 | 9 |  |  |  | No | R-454B | 3.7083 | Residential & Commercial | No
215682134 | Central HP <5.4 tons | BRYANT HEATING AND COOLING SYSTEMS | HRCU-A-CB (Split System: Heat Pump with Remote Outdoor Unit-Air-Source) | 290VAN048**AA* |  |  | CVAVA4821XMA*+UI | 83*CB60100C21*** | 47000 | 18 | 9 | 50000 | 36400 | 72.8% | 2.02 | 0 | 9.5 |  |  |  | No | R-454B | 3.9167 | Residential & Commercial | No
215677974 | Central HP <5.4 tons | BRYANT HEATING AND COOLING SYSTEMS | HRCU-A-CB (Split System: Heat Pump with Remote Outdoor Unit-Air-Source) | 290VAN060**AA* |  |  | CAA**6124AM*+UI | 987MC60060C21*** | 55000 | 17.5 | 8.5 | 61000 | 43000 | 70.49% | 1.88 | 0 | 8 |  |  |  | No | R-454B | 4.5833 | Residential & Commercial | No
211227601 | Central HP <5.4 tons | BRYANT HEATING AND COOLING SYSTEMS | HRCU-A-CB (Split System: Heat Pump with Remote Outdoor Unit-Air-Source) | 38MURAQ36AB3* |  |  | CAP**4221AL* | 926SA48080V17*** | 35200 | 15.5 | 8.1 | 38500 | 35000 | 90.91% | 1.86 | 0 | 9.5 |  |  |  | No | R-410A | 2.9333 | Residential & Commercial | No
211222069 | Central HP <5.4 tons | DAY & NIGHT | HRCU-A-CB (Split System: Heat Pump with Remote Outdoor Unit-Air-Source) | DLCURAH30ABK |  |  | EA*4X36L21A* | *80ESU0802120A | 29600 | 15.2 | 8.1 | 33800 | 27600 | 81.66% | 1.76 | 0 | 9 |  |  |  | No | R-410A | 2.4667 | Residential & Commercial | No
215670215 | Central HP <5.4 tons | TEMPSTAR | HRCU-A-CB (Split System: Heat Pump with Remote Outdoor Unit-Air-Source) | T5H0V36*K*AAA* |  |  | ESH5X48M12A*+WALLCON | *80CTL0902120B* | 34200 | 17 | 8.5 | 35400 | 25200 | 71.19% | 1.9 | 0 | 9.5 |  |  |  | No | R-454B | 2.85 | Residential & Commercial | No
211240784 | Central HP <5.4 tons | AIRQUEST | HRCU-A-CB (Split System: Heat Pump with Remote Outdoor Unit-Air-Source) | DLCURAH24ABK |  |  | EA*4X24L17A* | OLV098A12* | 23000 | 16 | 8.5 | 26400 | 26000 | 98.48% | 2.18 | 0 | 9.5 |  |  |  | No | R-410A | 1.9167 | Residential & Commercial | No
215668939 | Central HP <5.4 tons | TEMPSTAR | HRCU-A-CB (Split System: Heat Pump with Remote Outdoor Unit-Air-Source) | T5H0V36*K*AAA* |  |  | EA*5X42M21A*+WALLCON | *96CTN0801714B* | 33000 | 17.5 | 9 | 36000 | 25800 | 71.67% | 1.84 | 0 | 9.5 |  |  |  | No | R-454B | 2.75 | Residential & Commercial | No
215668731 | Central HP <5.4 tons | TEMPSTAR | HRCU-A-CB (Split System: Heat Pump with Remote Outdoor Unit-Air-Source) | T5H0V36*K*AAA* |  |  | EA*5X37M21A*+WALLCON | *97CMN0601714B* | 34200 | 17.5 | 9 | 35600 | 25400 | 71.35% | 1.88 | 0 | 9.5 |  |  |  | No | R-454B | 2.85 | Residential & Commercial | No
215668795 | Central HP <5.4 tons | TEMPSTAR | HRCU-A-CB (Split System: Heat Pump with Remote Outdoor Unit-Air-Source) | T5H0V36*K*AAA* |  |  | EA*5X42M21A*+WALLCON | *80CSU0401712A* | 33000 | 17.5 | 9 | 35800 | 25600 | 71.51% | 1.86 | 0 | 9.5 |  |  |  | No | R-454B | 2.75 | Residential & Commercial | No
215674073 | Central HP <5.4 tons | TEMPSTAR | HRCU-A-CB (Split System: Heat Pump with Remote Outdoor Unit-Air-Source) | T5H0V48*K*AAA* |  |  | EA*5X48M21A*+WALLCON | *80CTL1102120B* | 44500 | 18 | 9 | 48500 | 34000 | 70.1% | 2.06 | 0 | 9.5 |  |  |  | No | R-454B | 3.7083 | Residential & Commercial | No
215674223 | Central HP <5.4 tons | TEMPSTAR | HRCU-A-CB (Split System: Heat Pump with Remote Outdoor Unit-Air-Source) | T5H0V48*K*AAA* |  |  | EA*5X60M24A*+WALLCON | *95CSU0802120B* | 45000 | 17.5 | 9 | 47500 | 33600 | 70.74% | 2.08 | 0 | 9.5 |  |  |  | No | R-454B | 3.75 | Residential & Commercial | No
215674473 | Central HP <5.4 tons | TEMPSTAR | HRCU-A-CB (Split System: Heat Pump with Remote Outdoor Unit-Air-Source) | T5H0V48*K*AAA* |  |  | EA*5X61M24A*+WALLCON | *80CSU1002120A* | 46000 | 18 | 9 | 48000 | 33800 | 70.42% | 2.08 | 0 | 9.5 |  |  |  | No | R-454B | 3.8333 | Residential & Commercial | No
215670029 | Central HP <5.4 tons | TEMPSTAR | HRCU-A-CB (Split System: Heat Pump with Remote Outdoor Unit-Air-Source) | T5H0V36*K*AAA* |  |  | ESH5X42M12A*+WALLCON | *95CSU0601716B* | 33800 | 16 | 8.5 | 35600 | 25400 | 71.35% | 1.78 | 0 | 9 |  |  |  | No | R-454B | 2.8167 | Residential & Commercial | No
215670165 | Central HP <5.4 tons | TEMPSTAR | HRCU-A-CB (Split System: Heat Pump with Remote Outdoor Unit-Air-Source) | T5H0V36*K*AAA* |  |  | ESH5X48M12A*+WALLCON | *80CTL0451712B* | 33800 | 16.5 | 8.5 | 35600 | 25600 | 71.91% | 1.78 | 0 | 9 |  |  |  | No | R-454B | 2.8167 | Residential & Commercial | No
215670265 | Central HP <5.4 tons | TEMPSTAR | HRCU-A-CB (Split System: Heat Pump with Remote Outdoor Unit-Air-Source) | T5H0V36*K*AAA* |  |  | ESH5X48M12A*+WALLCON | *95CSU1002122B* | 34200 | 16.5 | 8.5 | 35400 | 25200 | 71.19% | 1.9 | 0 | 9.5 |  |  |  | No | R-454B | 2.85 | Residential & Commercial | No
215670295 | Central HP <5.4 tons | TEMPSTAR | HRCU-A-CB (Split System: Heat Pump with Remote Outdoor Unit-Air-Source) | T5H0V36*K*AAA* |  |  | ESH5X48M12A*+WALLCON | *97CMN0801714B* | 34000 | 16.5 | 8.5 | 35600 | 25400 | 71.35% | 1.76 | 0 | 9 |  |  |  | No | R-454B | 2.8333 | Residential & Commercial | No
215677152 | Central HP <5.4 tons | TEMPSTAR | HRCU-A-CB (Split System: Heat Pump with Remote Outdoor Unit-Air-Source) | T5H0V60*K*AAA* |  |  | EVM5X60M24A*+WALLCON | *95CSU0802120B* | 56500 | 18 | 9 | 63500 | 44500 | 70.08% | 2.08 | 0 | 9 |  |  |  | No | R-454B | 4.7083 | Residential & Commercial | No
211388421 | Central HP <5.4 tons | JOHNSON CONTROLS | HRCU-A-CB (Split System: Heat Pump with Remote Outdoor Unit-Air-Source) | HMH72B341 |  |  | XAFB30CXXN1+TXV | TP9C060B12MP13 | 32600 | 17 | 8.1 | 33600 | 23600 | 70.24% | 2.02 | 0 | 9.5 |  |  |  | No | R-410A | 2.7167 | Residential & Commercial | No
211386148 | Central HP <5.4 tons | JOHNSON CONTROLS | HRCU-A-CB (Split System: Heat Pump with Remote Outdoor Unit-Air-Source) | HMH72B341 |  |  | XAFC48FXXN1+TXV | TL9E100C20UH11 | 34000 | 15.5 | 8.5 | 32400 | 23800 | 73.46% | 2.08 | 0 | 9.5 |  |  |  | No | R-410A | 2.8333 | Residential & Commercial | No
212383289 | Central HP <5.4 tons | BRYANT HEATING AND COOLING SYSTEMS | HRCU-A-CB (Split System: Heat Pump with Remote Outdoor Unit-Air-Source) | 38MURAQ36AB3* |  |  | CAP**3621AL* | 8(0,1)*SA42090E17*** | 35600 | 15.5 | 8.1 | 39500 | 35200 | 89.11% | 1.84 | 0 | 9.5 |  |  |  | No | R-410A | 2.9667 | Residential & Commercial | No
216410930 | Central HP <5.4 tons | JOHNSON CONTROLS | HRCU-A-CB (Split System: Heat Pump with Remote Outdoor Unit-Air-Source) | HMH72B361 |  |  | XAHC36DBCN1 | Z9ET080C16SMPS1 | 34200 | 16.5 | 8.5 | 33800 | 24400 | 72.19% | 2.04 | 0 | 8.5 |  |  |  | No | R-410A | 2.85 | Residential & Commercial | No
215679194 | Central HP <5.4 tons | BRYANT HEATING AND COOLING SYSTEMS | HRCU-A-CB (Split System: Heat Pump with Remote Outdoor Unit-Air-Source) | 290VAN036**AA* |  |  | CAA**3617AM*+UI | 83*CB36040C17*** | 32800 | 17 | 8.5 | 36000 | 25800 | 71.67% | 1.76 | 0 | 9.5 |  |  |  | No | R-454B | 2.7333 | Residential & Commercial | No
211227628 | Central HP <5.4 tons | BRYANT HEATING AND COOLING SYSTEMS | HRCU-A-CB (Split System: Heat Pump with Remote Outdoor Unit-Air-Source) | 38MURAQ36AB3* |  |  | CAP**4221AL* | 935SA48060E17*** | 35200 | 16 | 8.1 | 38500 | 35000 | 90.91% | 1.88 | 0 | 9.5 |  |  |  | No | R-410A | 2.9333 | Residential & Commercial | No
211227387 | Central HP <5.4 tons | BRYANT HEATING AND COOLING SYSTEMS | HRCU-A-CB (Split System: Heat Pump with Remote Outdoor Unit-Air-Source) | 38MURAQ36AB3* |  |  | CAP**4221AL* | 82*SA48070V17*** | 35200 | 16 | 8.1 | 38500 | 35000 | 90.91% | 1.86 | 0 | 9.5 |  |  |  | No | R-410A | 2.9333 | Residential & Commercial | No
211227737 | Central HP <5.4 tons | BRYANT HEATING AND COOLING SYSTEMS | HRCU-A-CB (Split System: Heat Pump with Remote Outdoor Unit-Air-Source) | 38MURAQ36AB3* |  |  | CAP**4221AL* | OVMAAB042112 | 35200 | 15.5 | 8.1 | 38500 | 35200 | 91.43% | 1.86 | 0 | 9.5 |  |  |  | No | R-410A | 2.9333 | Residential & Commercial | No
215674915 | Central HP <5.4 tons | TEMPSTAR | HRCU-A-CB (Split System: Heat Pump with Remote Outdoor Unit-Air-Source) | T5H0V48*K*AAA* |  |  | ESH5X48M12A*+WALLCON | *95CSU0601716B* | 44500 | 16 | 8.5 | 49500 | 34800 | 70.3% | 1.92 | 0 | 9 |  |  |  | No | R-454B | 3.7083 | Residential & Commercial | No
215677082 | Central HP <5.4 tons | TEMPSTAR | HRCU-A-CB (Split System: Heat Pump with Remote Outdoor Unit-Air-Source) | T5H0V60*K*AAA* |  |  | EVM5X60M21A*+WALLCON | *96CTN1002122B* | 56500 | 18.5 | 9 | 64000 | 45000 | 70.31% | 2.08 | 0 | 9 |  |  |  | No | R-454B | 4.7083 | Residential & Commercial | No
215677702 | Central HP <5.4 tons | TEMPSTAR | HRCU-A-CB (Split System: Heat Pump with Remote Outdoor Unit-Air-Source) | T5H0V60*K*AAA* |  |  | EVD5X61M24A*+WALLCON | *97CMN0802120B* | 57500 | 18.5 | 9 | 64000 | 45000 | 70.31% | 2.06 | 0 | 9 |  |  |  | No | R-454B | 4.7917 | Residential & Commercial | No
215678002 | Central HP <5.4 tons | TEMPSTAR | HRCU-A-CB (Split System: Heat Pump with Remote Outdoor Unit-Air-Source) | T5H0V60*K*AAA* |  |  | EA*5X61M24A*+WALLCON | *97CMN1002122B* | 56000 | 18.5 | 9 | 60000 | 42000 | 70% | 2.02 | 0 | 9 |  |  |  | No | R-454B | 4.6667 | Residential & Commercial | No
215677202 | Central HP <5.4 tons | TEMPSTAR | HRCU-A-CB (Split System: Heat Pump with Remote Outdoor Unit-Air-Source) | T5H0V60*K*AAA* |  |  | EVM5X60M24A*+WALLCON | *96CTN1002122B* | 56500 | 18.5 | 9 | 63000 | 44500 | 70.63% | 2.08 | 0 | 9 |  |  |  | No | R-454B | 4.7083 | Residential & Commercial | No
215677352 | Central HP <5.4 tons | TEMPSTAR | HRCU-A-CB (Split System: Heat Pump with Remote Outdoor Unit-Air-Source) | T5H0V60*K*AAA* |  |  | EVD5X60M21A*+WALLCON | *80CTL0702120B* | 56500 | 18 | 9 | 64000 | 45000 | 70.31% | 2.06 | 0 | 9 |  |  |  | No | R-454B | 4.7083 | Residential & Commercial | No
215677522 | Central HP <5.4 tons | TEMPSTAR | HRCU-A-CB (Split System: Heat Pump with Remote Outdoor Unit-Air-Source) | T5H0V60*K*AAA* |  |  | EVD5X60M24A*+WALLCON | *97CMN0802120B* | 56500 | 18 | 9 | 63500 | 44500 | 70.08% | 2.08 | 0 | 9 |  |  |  | No | R-454B | 4.7083 | Residential & Commercial | No
215677622 | Central HP <5.4 tons | TEMPSTAR | HRCU-A-CB (Split System: Heat Pump with Remote Outdoor Unit-Air-Source) | T5H0V60*K*AAA* |  |  | EVD5X61M21A*+WALLCON | *97CMN0602120B* | 56000 | 17.5 | 9 | 65000 | 46000 | 70.77% | 2.06 | 0 | 8.5 |  |  |  | No | R-454B | 4.6667 | Residential & Commercial | No
215677922 | Central HP <5.4 tons | TEMPSTAR | HRCU-A-CB (Split System: Heat Pump with Remote Outdoor Unit-Air-Source) | T5H0V60*K*AAA* |  |  | EA*5X61M24A*+WALLCON | *80CTL0702120B* | 55500 | 18.5 | 9 | 60000 | 42000 | 70% | 2 | 0 | 8.5 |  |  |  | No | R-454B | 4.625 | Residential & Commercial | No
215678022 | Central HP <5.4 tons | TEMPSTAR | HRCU-A-CB (Split System: Heat Pump with Remote Outdoor Unit-Air-Source) | T5H0V60*K*AAA* |  |  | EA*5X61M24A*+WALLCON | *96CTN1002122B* | 56000 | 18.5 | 9 | 60000 | 42000 | 70% | 2.02 | 0 | 9 |  |  |  | No | R-454B | 4.6667 | Residential & Commercial | No
215681474 | Central HP <5.4 tons | BRYANT HEATING AND COOLING SYSTEMS | HRCU-A-CB (Split System: Heat Pump with Remote Outdoor Unit-Air-Source) | 290VAN048**AA* |  |  | CAA**6121AM*+UI | 83*CB60100C21*** | 46000 | 17.5 | 9 | 47500 | 33600 | 70.74% | 2.06 | 0 | 9.5 |  |  |  | No | R-454B | 3.8333 | Residential & Commercial | No
215869145 | Central HP <5.4 tons | AMERICAN STANDARD | HRCU-A-CB (Split System: Heat Pump with Remote Outdoor Unit-Air-Source) | 5A6V8X60A1 |  |  | 5TXCC007AS3 | S9V2C100D5VSB+LRP | 50500 | 18.1 | 8.5 | 54000 | 39000 | 72.22% | 1.9 | 0 | 9.5 |  |  |  | No | R-454B | 4.2083 | Residential & Commercial | No
215679814 | Central HP <5.4 tons | BRYANT HEATING AND COOLING SYSTEMS | HRCU-A-CB (Split System: Heat Pump with Remote Outdoor Unit-Air-Source) | 290VAN036**AA* |  |  | CSAH*4212AM*+UI | 987TA42060C17*** | 33600 | 16 | 8.5 | 35800 | 25600 | 71.51% | 1.76 | 0 | 9 |  |  |  | No | R-454B | 2.8 | Residential & Commercial | No
212986550 | Central HP <5.4 tons | AIRQUEST | HRCU-A-CB (Split System: Heat Pump with Remote Outdoor Unit-Air-Source) | DLCURAH24ABK |  |  | EA*4X30L17A* | *96MSN0401712A* | 23200 | 16 | 8.5 | 26400 | 25000 | 94.7% | 2.08 | 0 | 9.5 |  |  |  | No | R-410A | 1.9333 | Residential & Commercial | No
215676964 | Central HP <5.4 tons | BRYANT HEATING AND COOLING SYSTEMS | HRCU-A-CB (Split System: Heat Pump with Remote Outdoor Unit-Air-Source) | 290VAN060**AA* |  |  | CVAMA6021XMA*+UI | 83*CA60080C21*** | 57000 | 18 | 9 | 63500 | 44500 | 70.08% | 2.08 | 0 | 9 |  |  |  | No | R-454B | 4.75 | Residential & Commercial | No
211227728 | Central HP <5.4 tons | BRYANT HEATING AND COOLING SYSTEMS | HRCU-A-CB (Split System: Heat Pump with Remote Outdoor Unit-Air-Source) | 38MURAQ36AB3* |  |  | CAP**4221AL* | OVMAAB036098 | 35000 | 15.2 | 8.1 | 38500 | 35200 | 91.43% | 1.86 | 0 | 9.5 |  |  |  | No | R-410A | 2.9167 | Residential & Commercial | No
215679754 | Central HP <5.4 tons | BRYANT HEATING AND COOLING SYSTEMS | HRCU-A-CB (Split System: Heat Pump with Remote Outdoor Unit-Air-Source) | 290VAN036**AA* |  |  | CSAH*3612AM*+UI | 987TA60080C21*** | 33600 | 16 | 8.5 | 35800 | 25400 | 70.95% | 1.76 | 0 | 9.5 |  |  |  | No | R-454B | 2.8 | Residential & Commercial | No
216411140 | Central HP <5.4 tons | JOHNSON CONTROLS | HRCU-A-CB (Split System: Heat Pump with Remote Outdoor Unit-Air-Source) | HMH72B341 |  |  | XAFC36DBCN1 | Z9ET080C16SMPS1 | 34800 | 17.5 | 8.5 | 35000 | 24600 | 70.29% | 2.04 | 0 | 9.5 |  |  |  | No | R-410A | 2.9 | Residential & Commercial | No
215677012 | Central HP <5.4 tons | TEMPSTAR | HRCU-A-CB (Split System: Heat Pump with Remote Outdoor Unit-Air-Source) | T5H0V60*K*AAA* |  |  | EVM5X60M21A*+WALLCON | *80CTL0902120B* | 57000 | 18.5 | 9 | 63500 | 44500 | 70.08% | 2.08 | 0 | 9.5 |  |  |  | No | R-454B | 4.75 | Residential & Commercial | No
211222774 | Central HP <5.4 tons | DAY & NIGHT | HRCU-A-CB (Split System: Heat Pump with Remote Outdoor Unit-Air-Source) | DLCURAH30ABK |  |  | FVM4X36***L |  | 30400 | 15.2 | 8.1 | 34000 | 27400 | 80.59% | 1.78 | 0 | 9 |  |  |  | No | R-410A | 2.5333 | Residential & Commercial | No
211222790 | Central HP <5.4 tons | DAY & NIGHT | HRCU-A-CB (Split System: Heat Pump with Remote Outdoor Unit-Air-Source) | DLCURAH30ABK |  |  | FXM4X36**AL |  | 31000 | 15.2 | 8.1 | 33600 | 26400 | 78.57% | 1.82 | 0 | 9 |  |  |  | No | R-410A | 2.5833 | Residential & Commercial | No
212983935 | Central HP <5.4 tons | DAY & NIGHT | HRCU-A-CB (Split System: Heat Pump with Remote Outdoor Unit-Air-Source) | DLCURAH30ABK |  |  | EA*4X37L21A* | *92MSN0601714A* | 30200 | 15.2 | 8.1 | 33400 | 26400 | 79.04% | 1.84 | 0 | 9 |  |  |  | No | R-410A | 2.5167 | Residential & Commercial | No
215675222 | Central HP <5.4 tons | TEMPSTAR | HRCU-A-CB (Split System: Heat Pump with Remote Outdoor Unit-Air-Source) | T5H0V48*K*AAA* |  |  | ESH5X60M12A*+WALLCON | *80CTL1102120B* | 45500 | 16.5 | 8.5 | 48000 | 33600 | 70% | 2.06 | 0 | 9.5 |  |  |  | No | R-454B | 3.7917 | Residential & Commercial | No
215675422 | Central HP <5.4 tons | TEMPSTAR | HRCU-A-CB (Split System: Heat Pump with Remote Outdoor Unit-Air-Source) | T5H0V48*K*AAA* |  |  | EVM5X48M21A*+WALLCON | *95CSU0802120B* | 47000 | 18 | 9 | 50000 | 36600 | 73.2% | 1.98 | 0 | 9.5 |  |  |  | No | R-454B | 3.9167 | Residential & Commercial | No
215674975 | Central HP <5.4 tons | TEMPSTAR | HRCU-A-CB (Split System: Heat Pump with Remote Outdoor Unit-Air-Source) | T5H0V48*K*AAA* |  |  | ESH5X48M12A*+WALLCON | *97CMN0602120B* | 44500 | 16 | 8.5 | 49500 | 34800 | 70.3% | 1.92 | 0 | 9 |  |  |  | No | R-454B | 3.7083 | Residential & Commercial | No
215675162 | Central HP <5.4 tons | TEMPSTAR | HRCU-A-CB (Split System: Heat Pump with Remote Outdoor Unit-Air-Source) | T5H0V48*K*AAA* |  |  | ESH5X60M12A*+WALLCON | *80CTL0451712B* | 45000 | 15.5 | 8.5 | 48500 | 34600 | 71.34% | 1.94 | 0 | 9 |  |  |  | No | R-454B | 3.75 | Residential & Commercial | No
215675262 | Central HP <5.4 tons | TEMPSTAR | HRCU-A-CB (Split System: Heat Pump with Remote Outdoor Unit-Air-Source) | T5H0V48*K*AAA* |  |  | ESH5X60M12A*+WALLCON | *95CSU1002122B* | 45500 | 16.5 | 8.5 | 48000 | 33600 | 70% | 2.06 | 0 | 9.5 |  |  |  | No | R-454B | 3.7917 | Residential & Commercial | No
215674123 | Central HP <5.4 tons | TEMPSTAR | HRCU-A-CB (Split System: Heat Pump with Remote Outdoor Unit-Air-Source) | T5H0V48*K*AAA* |  |  | EA*5X48M21A*+WALLCON | *97CMN0802120B* | 44000 | 17.5 | 9 | 48500 | 34200 | 70.52% | 2.06 | 0 | 9.5 |  |  |  | No | R-454B | 3.6667 | Residential & Commercial | No
215675342 | Central HP <5.4 tons | TEMPSTAR | HRCU-A-CB (Split System: Heat Pump with Remote Outdoor Unit-Air-Source) | T5H0V48*K*AAA* |  |  | ESH5X60M12A*+WALLCON | *96CTN1202422B* | 45500 | 16.5 | 8.5 | 48000 | 33800 | 70.42% | 2.08 | 0 | 9.5 |  |  |  | No | R-454B | 3.7917 | Residential & Commercial | No
215677362 | Central HP <5.4 tons | TEMPSTAR | HRCU-A-CB (Split System: Heat Pump with Remote Outdoor Unit-Air-Source) | T5H0V60*K*AAA* |  |  | EVD5X60M21A*+WALLCON | *80CTL0902120B* | 57000 | 18.5 | 9 | 63500 | 44500 | 70.08% | 2.08 | 0 | 9.5 |  |  |  | No | R-454B | 4.75 | Residential & Commercial | No
215677512 | Central HP <5.4 tons | TEMPSTAR | HRCU-A-CB (Split System: Heat Pump with Remote Outdoor Unit-Air-Source) | T5H0V60*K*AAA* |  |  | EVD5X60M24A*+WALLCON | *97CMN0602120B* | 55500 | 17.5 | 8.5 | 64000 | 45500 | 71.09% | 1.94 | 0 | 8.5 |  |  |  | No | R-454B | 4.625 | Residential & Commercial | No
213296797 | Central HP <5.4 tons | JOHNSON CONTROLS | HRCU-A-CB (Split System: Heat Pump with Remote Outdoor Unit-Air-Source) | HMH72B341 |  |  | XAFB30CXXN1+TXV | Z9ET080B12SMPS1 | 32600 | 18.5 | 8.1 | 33000 | 23400 | 70.91% | 2.02 | 0 | 9.5 |  |  |  | No | R-410A | 2.7167 | Residential & Commercial | No
213296922 | Central HP <5.4 tons | JOHNSON CONTROLS | HRCU-A-CB (Split System: Heat Pump with Remote Outdoor Unit-Air-Source) | HMH72B341 |  |  | XAFC36DXXN1+TXV | Z8ES100B12LMPS1 | 34000 | 18.5 | 8.1 | 34000 | 24600 | 72.35% | 2.12 | 0 | 9.5 |  |  |  | No | R-410A | 2.8333 | Residential & Commercial | No
213297122 | Central HP <5.4 tons | JOHNSON CONTROLS | HRCU-A-CB (Split System: Heat Pump with Remote Outdoor Unit-Air-Source) | HMH72B341 |  |  | XAFC48FBCN1 | Z8ES120C16SMPS1 | 34000 | 16.5 | 8.5 | 32800 | 23400 | 71.34% | 2.1 | 0 | 9.5 |  |  |  | No | R-410A | 2.8333 | Residential & Commercial | No
213297472 | Central HP <5.4 tons | JOHNSON CONTROLS | HRCU-A-CB (Split System: Heat Pump with Remote Outdoor Unit-Air-Source) | HMH72B341 |  |  | XAFB36DXXN1+TXV | Z9ES060B12SMPS1 | 34000 | 17 | 8.1 | 33400 | 23800 | 71.26% | 2.04 | 0 | 9.5 |  |  |  | No | R-410A | 2.8333 | Residential & Commercial | No
212974924 | Central HP <5.4 tons | CARRIER | HRCU-A-CB (Split System: Heat Pump with Remote Outdoor Unit-Air-Source) | 38MURAQ24AB3* |  |  | CAP**2417AL* | 59TP6C040V14**10 | 23000 | 16 | 8.5 | 27000 | 27000 | 100% | 2.28 | 0 | 9.5 |  |  |  | No | R-410A | 1.9167 | Residential & Commercial | No
211222230 | Central HP <5.4 tons | DAY & NIGHT | HRCU-A-CB (Split System: Heat Pump with Remote Outdoor Unit-Air-Source) | DLCURAH30ABK |  |  | EA*4X36L21A* | *96VTN1002122A* | 29600 | 15.2 | 8.1 | 33800 | 27800 | 82.25% | 1.76 | 0 | 9 |  |  |  | No | R-410A | 2.4667 | Residential & Commercial | No
211712806 | Central HP <5.4 tons | AIRQUEST | HRCU-A-CB (Split System: Heat Pump with Remote Outdoor Unit-Air-Source) | DLCURAH30ABK |  |  | EA*4X42L24A* | *80ES(N,L)0702116A* | 29600 | 15.2 | 8.1 | 33800 | 27400 | 81.07% | 1.78 | 0 | 9 |  |  |  | No | R-410A | 2.4667 | Residential & Commercial | No
212972470 | Central HP <5.4 tons | CARRIER | HRCU-A-CB (Split System: Heat Pump with Remote Outdoor Unit-Air-Source) | 38MURAQ30AB3* |  |  | CAP**4224AL* | 58TP*B110V21**22 | 29800 | 15.2 | 8.1 | 34200 | 27600 | 80.7% | 1.8 | 0 | 9 |  |  |  | No | R-410A | 2.4833 | Residential & Commercial | No
211194297 | Central HP <5.4 tons | CARRIER | HRCU-A-CB (Split System: Heat Pump with Remote Outdoor Unit-Air-Source) | 38MURAQ30AB3* |  |  | FX4DN(B,F)037L |  | 31000 | 15.2 | 8.1 | 33600 | 26400 | 78.57% | 1.82 | 0 | 9 |  |  |  | No | R-410A | 2.5833 | Residential & Commercial | No
212984962 | Central HP <5.4 tons | AIRQUEST | HRCU-A-CB (Split System: Heat Pump with Remote Outdoor Unit-Air-Source) | DLCURAH30ABK |  |  | EA*4X36L21A* | *92MSN0802120A* | 30000 | 15.2 | 8.1 | 34400 | 28000 | 81.4% | 1.78 | 0 | 9 |  |  |  | No | R-410A | 2.5 | Residential & Commercial | No
212988038 | Central HP <5.4 tons | AIRQUEST | HRCU-A-CB (Split System: Heat Pump with Remote Outdoor Unit-Air-Source) | DLCURAH30ABK |  |  | EA*4X37L21A* | *96MSN1002120A* | 30800 | 15.2 | 8.5 | 33200 | 26200 | 78.92% | 1.84 | 0 | 9 |  |  |  | No | R-410A | 2.5667 | Residential & Commercial | No
215675472 | Central HP <5.4 tons | TEMPSTAR | HRCU-A-CB (Split System: Heat Pump with Remote Outdoor Unit-Air-Source) | T5H0V48*K*AAA* |  |  | EVM5X48M21A*+WALLCON | *96CTN0801714B* | 46500 | 18 | 9 | 50000 | 35600 | 71.2% | 2 | 0 | 9.5 |  |  |  | No | R-454B | 3.875 | Residential & Commercial | No
212383230 | Central HP <5.4 tons | BRYANT HEATING AND COOLING SYSTEMS | HRCU-A-CB (Split System: Heat Pump with Remote Outdoor Unit-Air-Source) | 38MURAQ36AB3* |  |  | CAP**3621AL* | 915SB60080E21*** | 35800 | 15.5 | 8.1 | 39500 | 35400 | 89.62% | 1.84 | 0 | 9.5 |  |  |  | No | R-410A | 2.9833 | Residential & Commercial | No
212383447 | Central HP <5.4 tons | BRYANT HEATING AND COOLING SYSTEMS | HRCU-A-CB (Split System: Heat Pump with Remote Outdoor Unit-Air-Source) | 38MURAQ36AB3* |  |  | CAP**4221AL* | OVLAAB048112 | 35400 | 15.2 | 8.1 | 39500 | 35200 | 89.11% | 1.88 | 0 | 9.5 |  |  |  | No | R-410A | 2.95 | Residential & Commercial | No
215674003 | Central HP <5.4 tons | TEMPSTAR | HRCU-A-CB (Split System: Heat Pump with Remote Outdoor Unit-Air-Source) | T5H0V48*K*AAA* |  |  | EA*5X48M21A*+WALLCON | *80CSU0802120A* | 44500 | 18 | 9 | 48500 | 34000 | 70.1% | 2.06 | 0 | 9.5 |  |  |  | No | R-454B | 3.7083 | Residential & Commercial | No
213076513 | Central HP <5.4 tons | DAY & NIGHT | HRCU-A-CB (Split System: Heat Pump with Remote Outdoor Unit-Air-Source) | DLCURAH36ABK |  |  | EA*4X42L21A* | *80VTL0701716B* | 35000 | 16 | 8.1 | 38500 | 35000 | 90.91% | 1.86 | 0 | 9.5 |  |  |  | No | R-410A | 2.9167 | Residential & Commercial | No
215675382 | Central HP <5.4 tons | TEMPSTAR | HRCU-A-CB (Split System: Heat Pump with Remote Outdoor Unit-Air-Source) | T5H0V48*K*AAA* |  |  | EVM5X48M21A*+WALLCON | *80CTL0701716B* | 46500 | 18 | 9 | 50000 | 36800 | 73.6% | 2 | 0 | 9.5 |  |  |  | No | R-454B | 3.875 | Residential & Commercial | No
212382932 | Central HP <5.4 tons | BRYANT HEATING AND COOLING SYSTEMS | HRCU-A-CB (Split System: Heat Pump with Remote Outdoor Unit-Air-Source) | 38MURAQ36AB3* |  |  | CAP**3617AL* | 82*TA48090V17*** | 35200 | 15.5 | 8.1 | 39000 | 35200 | 90.26% | 1.82 | 0 | 9.5 |  |  |  | No | R-410A | 2.9333 | Residential & Commercial | No
216410935 | Central HP <5.4 tons | JOHNSON CONTROLS | HRCU-A-CB (Split System: Heat Pump with Remote Outdoor Unit-Air-Source) | HMH72B361 |  |  | XAFC36DBCN1 | Z9ET080C16SMPS1 | 35000 | 17 | 8.5 | 34600 | 25200 | 72.83% | 2.06 | 0 | 8.5 |  |  |  | No | R-410A | 2.9167 | Residential & Commercial | No
211227320 | Central HP <5.4 tons | AIRQUEST | HRCU-A-CB (Split System: Heat Pump with Remote Outdoor Unit-Air-Source) | DLCURAH36ABK |  |  | EA*4X42L21A* | *80ES(N,L)0702116A* | 35200 | 16 | 8.1 | 38500 | 35000 | 90.91% | 1.88 | 0 | 9.5 |  |  |  | No | R-410A | 2.9333 | Residential & Commercial | No
211227738 | Central HP <5.4 tons | AIRQUEST | HRCU-A-CB (Split System: Heat Pump with Remote Outdoor Unit-Air-Source) | DLCURAH36ABK |  |  | EA*4X42L21A* | OMV112K14A | 35200 | 15.5 | 8.1 | 38500 | 35200 | 91.43% | 1.86 | 0 | 9.5 |  |  |  | No | R-410A | 2.9333 | Residential & Commercial | No
215677782 | Central HP <5.4 tons | TEMPSTAR | HRCU-A-CB (Split System: Heat Pump with Remote Outdoor Unit-Air-Source) | T5H0V60*K*AAA* |  |  | EA*5X60M24A*+WALLCON | *80CTL0902120B* | 55000 | 18.5 | 9 | 59000 | 41500 | 70.34% | 2.04 | 0 | 9 |  |  |  | No | R-454B | 4.5833 | Residential & Commercial | No
215677832 | Central HP <5.4 tons | TEMPSTAR | HRCU-A-CB (Split System: Heat Pump with Remote Outdoor Unit-Air-Source) | T5H0V60*K*AAA* |  |  | EA*5X60M24A*+WALLCON | *97CMN0602120B* | 54000 | 17.5 | 8.5 | 60500 | 42500 | 70.25% | 1.86 | 0 | 8 |  |  |  | No | R-454B | 4.5 | Residential & Commercial | No
215677982 | Central HP <5.4 tons | TEMPSTAR | HRCU-A-CB (Split System: Heat Pump with Remote Outdoor Unit-Air-Source) | T5H0V60*K*AAA* |  |  | EA*5X61M24A*+WALLCON | *97CMN0602120B* | 55000 | 17.5 | 8.5 | 61000 | 43000 | 70.49% | 1.88 | 0 | 8 |  |  |  | No | R-454B | 4.5833 | Residential & Commercial | No
211229193 | Central HP <5.4 tons | AIRQUEST | HRCU-A-CB (Split System: Heat Pump with Remote Outdoor Unit-Air-Source) | DLCURAH36ABK |  |  | EA*4X48L21A* | OLV098A12* | 35400 | 15.2 | 8.1 | 38500 | 34800 | 90.39% | 2.02 | 0 | 9.5 |  |  |  | No | R-410A | 2.95 | Residential & Commercial | No
216410910 | Central HP <5.4 tons | JOHNSON CONTROLS | HRCU-A-CB (Split System: Heat Pump with Remote Outdoor Unit-Air-Source) | HMH72B361 |  |  | XAHC36DBCN1 | Z9ET060B12SMPS1 | 34000 | 16.5 | 8.5 | 33800 | 23800 | 70.41% | 2 | 0 | 8.5 |  |  |  | No | R-410A | 2.8333 | Residential & Commercial | No
215677334 | Central HP <5.4 tons | BRYANT HEATING AND COOLING SYSTEMS | HRCU-A-CB (Split System: Heat Pump with Remote Outdoor Unit-Air-Source) | 290VAN060**AA* |  |  | CVAVA6021XMA*+UI | 88*TB48070C17*** | 55000 | 18 | 9 | 59500 | 43500 | 73.11% | 2.1 | 0 | 9.5 |  |  |  | No | R-454B | 4.5833 | Residential & Commercial | No
215677384 | Central HP <5.4 tons | BRYANT HEATING AND COOLING SYSTEMS | HRCU-A-CB (Split System: Heat Pump with Remote Outdoor Unit-Air-Source) | 290VAN060**AA* |  |  | CVAVA6021XMA*+UI | 935CB66100C21*** | 57000 | 18 | 9 | 63500 | 44500 | 70.08% | 2.08 | 0 | 9 |  |  |  | No | R-454B | 4.75 | Residential & Commercial | No
215675232 | Central HP <5.4 tons | TEMPSTAR | HRCU-A-CB (Split System: Heat Pump with Remote Outdoor Unit-Air-Source) | T5H0V48*K*AAA* |  |  | ESH5X60M12A*+WALLCON | *80CTL1352422B* | 45500 | 16.5 | 8.5 | 48000 | 33600 | 70% | 2.06 | 0 | 9.5 |  |  |  | No | R-454B | 3.7917 | Residential & Commercial | No
215674103 | Central HP <5.4 tons | TEMPSTAR | HRCU-A-CB (Split System: Heat Pump with Remote Outdoor Unit-Air-Source) | T5H0V48*K*AAA* |  |  | EA*5X48M21A*+WALLCON | *97CMN0602120B* | 44000 | 17 | 9 | 49000 | 34600 | 70.61% | 2.04 | 0 | 9.5 |  |  |  | No | R-454B | 3.6667 | Residential & Commercial | No
215674153 | Central HP <5.4 tons | TEMPSTAR | HRCU-A-CB (Split System: Heat Pump with Remote Outdoor Unit-Air-Source) | T5H0V48*K*AAA* |  |  | EA*5X48M21A*+WALLCON | *96CTN1002122B* | 44000 | 17.5 | 9 | 48500 | 34000 | 70.1% | 2.04 | 0 | 9.5 |  |  |  | No | R-454B | 3.6667 | Residential & Commercial | No
215674303 | Central HP <5.4 tons | TEMPSTAR | HRCU-A-CB (Split System: Heat Pump with Remote Outdoor Unit-Air-Source) | T5H0V48*K*AAA* |  |  | EA*5X61M21A*+WALLCON | *80CSU0601716A* | 46000 | 18 | 9 | 48000 | 33800 | 70.42% | 2.08 | 0 | 9.5 |  |  |  | No | R-454B | 3.8333 | Residential & Commercial | No
212987753 | Central HP <5.4 tons | DAY & NIGHT | HRCU-A-CB (Split System: Heat Pump with Remote Outdoor Unit-Air-Source) | DLCURAH30ABK |  |  | EA*4X42L24A* | *96MSN0802120A* | 29800 | 15.2 | 8.1 | 34200 | 27600 | 80.7% | 1.8 | 0 | 9 |  |  |  | No | R-410A | 2.4833 | Residential & Commercial | No
215679834 | Central HP <5.4 tons | BRYANT HEATING AND COOLING SYSTEMS | HRCU-A-CB (Split System: Heat Pump with Remote Outdoor Unit-Air-Source) | 290VAN036**AA* |  |  | CSAH*4212AM*+UI | 987TA60080C21*** | 34000 | 16 | 8.5 | 35600 | 25200 | 70.79% | 1.76 | 0 | 9.5 |  |  |  | No | R-454B | 2.8333 | Residential & Commercial | No
215678104 | Central HP <5.4 tons | BRYANT HEATING AND COOLING SYSTEMS | HRCU-A-CB (Split System: Heat Pump with Remote Outdoor Unit-Air-Source) | 290VAN060**AA* |  |  | CSAH*6012AM*+UI | 935CB60080C21*** | 55500 | 16.5 | 8.5 | 60000 | 42000 | 70% | 1.9 | 0 | 8.5 |  |  |  | No | R-454B | 4.625 | Residential & Commercial | No
215679934 | Central HP <5.4 tons | BRYANT HEATING AND COOLING SYSTEMS | HRCU-A-CB (Split System: Heat Pump with Remote Outdoor Unit-Air-Source) | 290VAN036**AA* |  |  | CSAH*6012AM*+UI | 986TD60080C21*** | 34600 | 16.5 | 8.5 | 34600 | 24800 | 71.68% | 1.8 | 0 | 9.5 |  |  |  | No | R-454B | 2.8833 | Residential & Commercial | No
213077484 | Central HP <5.4 tons | TEMPSTAR | HRCU-A-CB (Split System: Heat Pump with Remote Outdoor Unit-Air-Source) | DLCURAH36ABK |  |  | EA*4X36L21A* | *96VTN0802120B* | 34800 | 16 | 8.1 | 38500 | 34800 | 90.39% | 2.06 | 0 | 9.5 |  |  |  | No | R-410A | 2.9 | Residential & Commercial | No
215669059 | Central HP <5.4 tons | TEMPSTAR | HRCU-A-CB (Split System: Heat Pump with Remote Outdoor Unit-Air-Source) | T5H0V36*K*AAA* |  |  | EA*5X43M21A*+WALLCON | *97CMN0801714B* | 34200 | 18 | 9 | 35400 | 25400 | 71.75% | 1.88 | 0 | 9.5 |  |  |  | No | R-454B | 2.85 | Residential & Commercial | No
215668547 | Central HP <5.4 tons | TEMPSTAR | HRCU-A-CB (Split System: Heat Pump with Remote Outdoor Unit-Air-Source) | T5H0V36*K*AAA* |  |  | EA*5X37M17A*+WALLCON | *80CSU0601716A* | 33800 | 17.5 | 9 | 35800 | 25600 | 71.51% | 1.88 | 0 | 9.5 |  |  |  | No | R-454B | 2.8167 | Residential & Commercial | No
215676142 | Central HP <5.4 tons | TEMPSTAR | HRCU-A-CB (Split System: Heat Pump with Remote Outdoor Unit-Air-Source) | T5H0V48*K*AAA* |  |  | EVD5X48M21A*+WALLCON | *95CSU0601716B* | 46500 | 17.5 | 9 | 50000 | 37000 | 74% | 1.98 | 0 | 9.5 |  |  |  | No | R-454B | 3.875 | Residential & Commercial | No
215674243 | Central HP <5.4 tons | TEMPSTAR | HRCU-A-CB (Split System: Heat Pump with Remote Outdoor Unit-Air-Source) | T5H0V48*K*AAA* |  |  | EA*5X60M24A*+WALLCON | *97CMN0602120B* | 45000 | 17.5 | 9 | 47500 | 34000 | 71.58% | 2.06 | 0 | 9.5 |  |  |  | No | R-454B | 3.75 | Residential & Commercial | No
215673993 | Central HP <5.4 tons | TEMPSTAR | HRCU-A-CB (Split System: Heat Pump with Remote Outdoor Unit-Air-Source) | T5H0V48*K*AAA* |  |  | EA*5X48M21A*+WALLCON | *80CSU0601716A* | 44000 | 17.5 | 9 | 48500 | 34200 | 70.52% | 2.04 | 0 | 9.5 |  |  |  | No | R-454B | 3.6667 | Residential & Commercial | No
215674063 | Central HP <5.4 tons | TEMPSTAR | HRCU-A-CB (Split System: Heat Pump with Remote Outdoor Unit-Air-Source) | T5H0V48*K*AAA* |  |  | EA*5X48M21A*+WALLCON | *80CTL0902120B* | 44500 | 18 | 9 | 48500 | 34000 | 70.1% | 2.06 | 0 | 9.5 |  |  |  | No | R-454B | 3.7083 | Residential & Commercial | No
215679444 | Central HP <5.4 tons | BRYANT HEATING AND COOLING SYSTEMS | HRCU-A-CB (Split System: Heat Pump with Remote Outdoor Unit-Air-Source) | 290VAN036**AA* |  |  | CAA**4321AM*+UI | 987TA42060C17*** | 34200 | 17.5 | 9 | 35600 | 25400 | 71.35% | 1.88 | 0 | 9.5 |  |  |  | No | R-454B | 2.85 | Residential & Commercial | No
212383071 | Central HP <5.4 tons | BRYANT HEATING AND COOLING SYSTEMS | HRCU-A-CB (Split System: Heat Pump with Remote Outdoor Unit-Air-Source) | 38MURAQ36AB3* |  |  | CAP**3617AL* | 83*SA48060E17*** | 35600 | 15.5 | 8.1 | 39500 | 35200 | 89.11% | 1.84 | 0 | 9.5 |  |  |  | No | R-410A | 2.9667 | Residential & Commercial | No
212383207 | Central HP <5.4 tons | BRYANT HEATING AND COOLING SYSTEMS | HRCU-A-CB (Split System: Heat Pump with Remote Outdoor Unit-Air-Source) | 38MURAQ36AB3* |  |  | CAP**3621AL* | 935SA60100E21*** | 35400 | 16 | 8.1 | 39500 | 35200 | 89.11% | 1.82 | 0 | 9.5 |  |  |  | No | R-410A | 2.95 | Residential & Commercial | No
215676712 | Central HP <5.4 tons | TEMPSTAR | HRCU-A-CB (Split System: Heat Pump with Remote Outdoor Unit-Air-Source) | T5H0V48*K*AAA* |  |  | EVD5X61M21A*+WALLCON | *80CTL0451712B* | 48000 | 18.5 | 9 | 50000 | 37600 | 75.2% | 1.98 | 0 | 9.5 |  |  |  | No | R-454B | 4 | Residential & Commercial | No
215677802 | Central HP <5.4 tons | TEMPSTAR | HRCU-A-CB (Split System: Heat Pump with Remote Outdoor Unit-Air-Source) | T5H0V60*K*AAA* |  |  | EA*5X60M24A*+WALLCON | *80CTL1352422B* | 55500 | 18.5 | 9 | 59000 | 41500 | 70.34% | 2.02 | 0 | 9 |  |  |  | No | R-454B | 4.625 | Residential & Commercial | No
215679704 | Central HP <5.4 tons | BRYANT HEATING AND COOLING SYSTEMS | HRCU-A-CB (Split System: Heat Pump with Remote Outdoor Unit-Air-Source) | 290VAN036**AA* |  |  | CSAH*3612AM*+UI | 986TD60080C21*** | 33600 | 16 | 8.5 | 35800 | 25400 | 70.95% | 1.76 | 0 | 9.5 |  |  |  | No | R-454B | 2.8 | Residential & Commercial | No
215679824 | Central HP <5.4 tons | BRYANT HEATING AND COOLING SYSTEMS | HRCU-A-CB (Split System: Heat Pump with Remote Outdoor Unit-Air-Source) | 290VAN036**AA* |  |  | CSAH*4212AM*+UI | 987TA42080C17*** | 33800 | 16 | 8.5 | 35800 | 25400 | 70.95% | 1.76 | 0 | 9 |  |  |  | No | R-454B | 2.8167 | Residential & Commercial | No
213297532 | Central HP <5.4 tons | JOHNSON CONTROLS | HRCU-A-CB (Split System: Heat Pump with Remote Outdoor Unit-Air-Source) | HMH72B341 |  |  | XAHC36DBCN1 | Z8ES120C16SMPS1 | 34000 | 17.5 | 8.1 | 33400 | 24000 | 71.86% | 2.08 | 0 | 9.5 |  |  |  | No | R-410A | 2.8333 | Residential & Commercial | No
213076507 | Central HP <5.4 tons | CARRIER | HRCU-A-CB (Split System: Heat Pump with Remote Outdoor Unit-Air-Source) | 38MURAQ36AB3* |  |  | CAP**4221AL* | 58TP*B070V17**16 | 35000 | 16 | 8.1 | 38500 | 35000 | 90.91% | 1.86 | 0 | 9.5 |  |  |  | No | R-410A | 2.9167 | Residential & Commercial | No
215674053 | Central HP <5.4 tons | TEMPSTAR | HRCU-A-CB (Split System: Heat Pump with Remote Outdoor Unit-Air-Source) | T5H0V48*K*AAA* |  |  | EA*5X48M21A*+WALLCON | *80CTL0901716B* | 44000 | 17.5 | 9 | 48500 | 34200 | 70.52% | 2.06 | 0 | 9.5 |  |  |  | No | R-454B | 3.6667 | Residential & Commercial | No
214229422 | Central HP <5.4 tons | HEIL | HRCU-A-CB (Split System: Heat Pump with Remote Outdoor Unit-Air-Source) | DLCURAH36ABK |  |  | EA*4X42L24A* | *80MSU1002120A* | 35200 | 16 | 8.5 | 38500 | 35000 | 90.91% | 1.88 | 0 | 9.5 |  |  |  | No | R-410A | 2.9333 | Residential & Commercial | No
212970372 | Central HP <5.4 tons | HEIL | HRCU-A-CB (Split System: Heat Pump with Remote Outdoor Unit-Air-Source) | DLCURAH36ABK |  |  | EA*4X36L17A* | *80VSL0701716B* | 35000 | 15.5 | 8.1 | 39000 | 35200 | 90.26% | 1.82 | 0 | 9.5 |  |  |  | No | R-410A | 2.9167 | Residential & Commercial | No
215674023 | Central HP <5.4 tons | TEMPSTAR | HRCU-A-CB (Split System: Heat Pump with Remote Outdoor Unit-Air-Source) | T5H0V48*K*AAA* |  |  | EA*5X48M21A*+WALLCON | *80CTL0451712B* | 43500 | 17 | 9 | 49000 | 35000 | 71.43% | 2.02 | 0 | 9 |  |  |  | No | R-454B | 3.625 | Residential & Commercial | No
215677002 | Central HP <5.4 tons | TEMPSTAR | HRCU-A-CB (Split System: Heat Pump with Remote Outdoor Unit-Air-Source) | T5H0V60*K*AAA* |  |  | EVM5X60M21A*+WALLCON | *80CTL0702120B* | 56500 | 18 | 9 | 64000 | 45000 | 70.31% | 2.06 | 0 | 9 |  |  |  | No | R-454B | 4.7083 | Residential & Commercial | No
215677252 | Central HP <5.4 tons | TEMPSTAR | HRCU-A-CB (Split System: Heat Pump with Remote Outdoor Unit-Air-Source) | T5H0V60*K*AAA* |  |  | EVM5X61M24A*+WALLCON | *95CSU0802120B* | 57500 | 18 | 9 | 64000 | 45000 | 70.31% | 2.08 | 0 | 9 |  |  |  | No | R-454B | 4.7917 | Residential & Commercial | No
215677322 | Central HP <5.4 tons | TEMPSTAR | HRCU-A-CB (Split System: Heat Pump with Remote Outdoor Unit-Air-Source) | T5H0V60*K*AAA* |  |  | EVD5X60M21A*+WALLCON | *80CSU0802120A* | 57000 | 18 | 9 | 63500 | 44500 | 70.08% | 2.08 | 0 | 9 |  |  |  | No | R-454B | 4.75 | Residential & Commercial | No
215677372 | Central HP <5.4 tons | TEMPSTAR | HRCU-A-CB (Split System: Heat Pump with Remote Outdoor Unit-Air-Source) | T5H0V60*K*AAA* |  |  | EVD5X60M21A*+WALLCON | *80CTL1102120B* | 57000 | 18.5 | 9 | 63500 | 44500 | 70.08% | 2.08 | 0 | 9.5 |  |  |  | No | R-454B | 4.75 | Residential & Commercial | No
215675152 | Central HP <5.4 tons | TEMPSTAR | HRCU-A-CB (Split System: Heat Pump with Remote Outdoor Unit-Air-Source) | T5H0V48*K*AAA* |  |  | ESH5X60M12A*+WALLCON | *80CSU1002120A* | 45500 | 16.5 | 8.5 | 48000 | 33800 | 70.42% | 2.06 | 0 | 9.5 |  |  |  | No | R-454B | 3.7917 | Residential & Commercial | No
213080377 | Central HP <5.4 tons | AIRQUEST | HRCU-A-CB (Split System: Heat Pump with Remote Outdoor Unit-Air-Source) | DLCURAH36ABK |  |  | EA*4X36L21A* | *96MSN1002122A* | 35000 | 16 | 8.1 | 38500 | 35200 | 91.43% | 1.82 | 0 | 9.5 |  |  |  | No | R-410A | 2.9167 | Residential & Commercial | No
215674393 | Central HP <5.4 tons | TEMPSTAR | HRCU-A-CB (Split System: Heat Pump with Remote Outdoor Unit-Air-Source) | T5H0V48*K*AAA* |  |  | EA*5X61M21A*+WALLCON | *95CSU0601716B* | 45500 | 17.5 | 9 | 48000 | 34200 | 71.25% | 2.06 | 0 | 9.5 |  |  |  | No | R-454B | 3.7917 | Residential & Commercial | No
215677984 | Central HP <5.4 tons | BRYANT HEATING AND COOLING SYSTEMS | HRCU-A-CB (Split System: Heat Pump with Remote Outdoor Unit-Air-Source) | 290VAN060**AA* |  |  | CAA**6124AM*+UI | 987MC60080C21*** | 56000 | 18.5 | 9 | 60000 | 42000 | 70% | 2.02 | 0 | 9 |  |  |  | No | R-454B | 4.6667 | Residential & Commercial | No
213297142 | Central HP <5.4 tons | JOHNSON CONTROLS | HRCU-A-CB (Split System: Heat Pump with Remote Outdoor Unit-Air-Source) | HMH72B341 |  |  | XAHC30CXXN1+TXV | Z8ES100C16SMPS1 | 32400 | 17.5 | 8.1 | 32000 | 22800 | 71.25% | 2.02 | 0 | 9.5 |  |  |  | No | R-410A | 2.7 | Residential & Commercial | No
213297262 | Central HP <5.4 tons | JOHNSON CONTROLS | HRCU-A-CB (Split System: Heat Pump with Remote Outdoor Unit-Air-Source) | HMH72B341 |  |  | XAFC30CXXN1+TXV | Z9ES080C20SMPS1 | 33400 | 17.5 | 8.5 | 33000 | 23200 | 70.3% | 2.06 | 0 | 9.5 |  |  |  | No | R-410A | 2.7833 | Residential & Commercial | No
213297362 | Central HP <5.4 tons | JOHNSON CONTROLS | HRCU-A-CB (Split System: Heat Pump with Remote Outdoor Unit-Air-Source) | HMH72B341 |  |  | XAHC30CXXN1+TXV | Z8ES100B12LMPS1 | 32000 | 17.5 | 8.1 | 32200 | 22600 | 70.19% | 2 | 0 | 9.5 |  |  |  | No | R-410A | 2.6667 | Residential & Commercial | No
215667521 | Central HP <5.4 tons | TEMPSTAR | HRCU-A-CB (Split System: Heat Pump with Remote Outdoor Unit-Air-Source) | T5H0V24*K*AAA* |  |  | EA*5X30M17A*+WALLCON | *96CTN0401410B* | 22600 | 15.5 | 8.5 | 24400 | 17100 | 70.08% | 1.84 | 0 | 9 |  |  |  | No | R-454B | 1.8833 | Residential & Commercial | No
215667707 | Central HP <5.4 tons | TEMPSTAR | HRCU-A-CB (Split System: Heat Pump with Remote Outdoor Unit-Air-Source) | T5H0V24*K*AAA* |  |  | EA*5X36M17A*+WALLCON | *96CTN0401410B* | 22600 | 16 | 8.5 | 24200 | 17000 | 70.25% | 1.84 | 0 | 9.5 |  |  |  | No | R-454B | 1.8833 | Residential & Commercial | No
211712933 | Central HP <5.4 tons | AIRQUEST | HRCU-A-CB (Split System: Heat Pump with Remote Outdoor Unit-Air-Source) | DLCURAH30ABK |  |  | EA*4X42L24A* | *80ES(N,L)1552420A* | 29800 | 15.2 | 8.1 | 33800 | 27200 | 80.47% | 1.78 | 0 | 9 |  |  |  | No | R-410A | 2.4833 | Residential & Commercial | No
212986574 | Central HP <5.4 tons | AIRQUEST | HRCU-A-CB (Split System: Heat Pump with Remote Outdoor Unit-Air-Source) | DLCURAH24ABK |  |  | EA*4X36L21A* | *96MSN0401712A* | 23400 | 16 | 8.5 | 26200 | 24200 | 92.37% | 2 | 0 | 9.5 |  |  |  | No | R-410A | 1.95 | Residential & Commercial | No
215676972 | Central HP <5.4 tons | TEMPSTAR | HRCU-A-CB (Split System: Heat Pump with Remote Outdoor Unit-Air-Source) | T5H0V60*K*AAA* |  |  | EVM5X60M21A*+WALLCON | *80CSU0802120A* | 57000 | 18 | 9 | 63500 | 44500 | 70.08% | 2.08 | 0 | 9 |  |  |  | No | R-454B | 4.75 | Residential & Commercial | No
212987748 | Central HP <5.4 tons | BRYANT HEATING AND COOLING SYSTEMS | HRCU-A-CB (Split System: Heat Pump with Remote Outdoor Unit-Air-Source) | 38MURAQ30AB3* |  |  | CAP**4224AL* | 916SA60080M21*** | 29800 | 15.2 | 8.1 | 34200 | 27600 | 80.7% | 1.8 | 0 | 9 |  |  |  | No | R-410A | 2.4833 | Residential & Commercial | No
213787626 | Central HP <5.4 tons | CARRIER | HRCU-A-CB (Split System: Heat Pump with Remote Outdoor Unit-Air-Source) | 38MURAQ30AB3* |  |  | FT4BN(B,X)C48L* |  | 31600 | 15.75 | 9 | 32400 | 25800 | 79.63% | 1.88 | 0 | 9.5 |  |  |  | No | R-410A | 2.6333 | Residential & Commercial | No
212985290 | Central HP <5.4 tons | AIRQUEST | HRCU-A-CB (Split System: Heat Pump with Remote Outdoor Unit-Air-Source) | DLCURAH30ABK |  |  | EA*4X42L24A* | *92MSN1002120A* | 30200 | 15.2 | 8.1 | 34200 | 27400 | 80.12% | 1.8 | 0 | 9 |  |  |  | No | R-410A | 2.5167 | Residential & Commercial | No
212984972 | Central HP <5.4 tons | AIRQUEST | HRCU-A-CB (Split System: Heat Pump with Remote Outdoor Unit-Air-Source) | DLCURAH30ABK |  |  | EA*4X37L21A* | *92MSN0802120A* | 30600 | 15.2 | 8.1 | 33200 | 26200 | 78.92% | 1.86 | 0 | 9 |  |  |  | No | R-410A | 2.55 | Residential & Commercial | No
212987762 | Central HP <5.4 tons | AIRQUEST | HRCU-A-CB (Split System: Heat Pump with Remote Outdoor Unit-Air-Source) | DLCURAH30ABK |  |  | EA*4X43L21A* | *96MSN0802120A* | 30200 | 15.2 | 8.1 | 33400 | 26400 | 79.04% | 1.84 | 0 | 9 |  |  |  | No | R-410A | 2.5167 | Residential & Commercial | No
212988062 | Central HP <5.4 tons | AIRQUEST | HRCU-A-CB (Split System: Heat Pump with Remote Outdoor Unit-Air-Source) | DLCURAH30ABK |  |  | EA*4X42L24A* | *96MSN1002120A* | 30000 | 15.2 | 8.5 | 34000 | 27200 | 80% | 1.8 | 0 | 9 |  |  |  | No | R-410A | 2.5 | Residential & Commercial | No
212989552 | Central HP <5.4 tons | AIRQUEST | HRCU-A-CB (Split System: Heat Pump with Remote Outdoor Unit-Air-Source) | DLCURAH30ABK |  |  | EA*4X42L24A* | *95MSU0802120A* | 30000 | 15.2 | 8.1 | 34200 | 27600 | 80.7% | 1.8 | 0 | 9 |  |  |  | No | R-410A | 2.5 | Residential & Commercial | No
215668707 | Central HP <5.4 tons | TEMPSTAR | HRCU-A-CB (Split System: Heat Pump with Remote Outdoor Unit-Air-Source) | T5H0V36*K*AAA* |  |  | EA*5X37M21A*+WALLCON | *95CSU0601716B* | 34200 | 17.5 | 9 | 35400 | 25200 | 71.19% | 1.88 | 0 | 9.5 |  |  |  | No | R-454B | 2.85 | Residential & Commercial | No
215668739 | Central HP <5.4 tons | TEMPSTAR | HRCU-A-CB (Split System: Heat Pump with Remote Outdoor Unit-Air-Source) | T5H0V36*K*AAA* |  |  | EA*5X37M21A*+WALLCON | *97CMN0602120B* | 34200 | 17.5 | 9 | 35400 | 25400 | 71.75% | 1.88 | 0 | 9.5 |  |  |  | No | R-454B | 2.85 | Residential & Commercial | No
213297582 | Central HP <5.4 tons | JOHNSON CONTROLS | HRCU-A-CB (Split System: Heat Pump with Remote Outdoor Unit-Air-Source) | HMH72B341 |  |  | XAFB36DXXN1+TXV | Z8ES100B12SMPS1 | 34000 | 18 | 8.1 | 34000 | 24600 | 72.35% | 2.1 | 0 | 9.5 |  |  |  | No | R-410A | 2.8333 | Residential & Commercial | No
215681534 | Central HP <5.4 tons | BRYANT HEATING AND COOLING SYSTEMS | HRCU-A-CB (Split System: Heat Pump with Remote Outdoor Unit-Air-Source) | 290VAN048**AA* |  |  | CAA**6124AM*+UI | 83*CB60100C21*** | 46000 | 18 | 9 | 47500 | 33600 | 70.74% | 2.08 | 0 | 9.5 |  |  |  | No | R-454B | 3.8333 | Residential & Commercial | No
215681734 | Central HP <5.4 tons | BRYANT HEATING AND COOLING SYSTEMS | HRCU-A-CB (Split System: Heat Pump with Remote Outdoor Unit-Air-Source) | 290VAN048**AA* |  |  | CSAH*6012AM*+UI | 987TA66100C21*** | 45500 | 16.5 | 8.5 | 48000 | 33800 | 70.42% | 2.08 | 0 | 9.5 |  |  |  | No | R-454B | 3.7917 | Residential & Commercial | No
215681674 | Central HP <5.4 tons | BRYANT HEATING AND COOLING SYSTEMS | HRCU-A-CB (Split System: Heat Pump with Remote Outdoor Unit-Air-Source) | 290VAN048**AA* |  |  | CSAH*6012AM*+UI | 83*CB36040C17*** | 45500 | 16.5 | 8.5 | 48000 | 33800 | 70.42% | 2.08 | 0 | 9.5 |  |  |  | No | R-454B | 3.7917 | Residential & Commercial | No
213079003 | Central HP <5.4 tons | DAY & NIGHT | HRCU-A-CB (Split System: Heat Pump with Remote Outdoor Unit-Air-Source) | DLCURAH36ABK |  |  | EA*4X42L21A* | *80MSU0401712A* | 35200 | 16 | 8.1 | 38500 | 35000 | 90.91% | 1.88 | 0 | 9.5 |  |  |  | No | R-410A | 2.9333 | Residential & Commercial | No
213079087 | Central HP <5.4 tons | DAY & NIGHT | HRCU-A-CB (Split System: Heat Pump with Remote Outdoor Unit-Air-Source) | DLCURAH36ABK |  |  | EA*4X36L21A* | *80MSU0601716A* | 35000 | 16.5 | 8.1 | 38500 | 35000 | 90.91% | 1.8 | 0 | 9.5 |  |  |  | No | R-410A | 2.9167 | Residential & Commercial | No
211719746 | Central HP <5.4 tons | COLEMAN | HRCU-A-CB (Split System: Heat Pump with Remote Outdoor Unit-Air-Source) | HMH72B341 |  |  | XAHC36DXXN1+TXV | CPLC080B12MP13 | 32800 | 16.5 | 8.1 | 32800 | 23200 | 70.73% | 1.98 | 0 | 9.5 |  |  |  | No | R-410A | 2.7333 | Residential & Commercial | No
215668747 | Central HP <5.4 tons | TEMPSTAR | HRCU-A-CB (Split System: Heat Pump with Remote Outdoor Unit-Air-Source) | T5H0V36*K*AAA* |  |  | EA*5X37M21A*+WALLCON | *97CMN0801714B* | 34200 | 17.5 | 9 | 35400 | 25400 | 71.75% | 1.88 | 0 | 9.5 |  |  |  | No | R-454B | 2.85 | Residential & Commercial | No
215670325 | Central HP <5.4 tons | TEMPSTAR | HRCU-A-CB (Split System: Heat Pump with Remote Outdoor Unit-Air-Source) | T5H0V36*K*AAA* |  |  | ESH5X48M12A*+WALLCON | *97CMN1202422B* | 34200 | 17 | 8.5 | 35400 | 25200 | 71.19% | 1.88 | 0 | 9.5 |  |  |  | No | R-454B | 2.85 | Residential & Commercial | No
215670445 | Central HP <5.4 tons | TEMPSTAR | HRCU-A-CB (Split System: Heat Pump with Remote Outdoor Unit-Air-Source) | T5H0V36*K*AAA* |  |  | ESH5X60M12A*+WALLCON | *80CTL0901716B* | 34600 | 17 | 8.5 | 34600 | 24800 | 71.68% | 1.8 | 0 | 9.5 |  |  |  | No | R-454B | 2.8833 | Residential & Commercial | No
215670525 | Central HP <5.4 tons | TEMPSTAR | HRCU-A-CB (Split System: Heat Pump with Remote Outdoor Unit-Air-Source) | T5H0V36*K*AAA* |  |  | ESH5X60M12A*+WALLCON | *97CMN0801714B* | 34400 | 16.5 | 8.5 | 34800 | 25000 | 71.84% | 1.78 | 0 | 9.5 |  |  |  | No | R-454B | 2.8667 | Residential & Commercial | No
211227285 | Central HP <5.4 tons | AIRQUEST | HRCU-A-CB (Split System: Heat Pump with Remote Outdoor Unit-Air-Source) | DLCURAH36ABK |  |  | EA*4X42L21A* | *80ES(N,L)0451712A* | 35200 | 15.5 | 8.1 | 38500 | 35000 | 90.91% | 1.86 | 0 | 9.5 |  |  |  | No | R-410A | 2.9333 | Residential & Commercial | No
211227692 | Central HP <5.4 tons | AIRQUEST | HRCU-A-CB (Split System: Heat Pump with Remote Outdoor Unit-Air-Source) | DLCURAH36ABK |  |  | EA*4X42L21A* | *96VTN0802120A* | 35000 | 16 | 8.1 | 38500 | 35000 | 90.91% | 1.86 | 0 | 9.5 |  |  |  | No | R-410A | 2.9167 | Residential & Commercial | No
215669797 | Central HP <5.4 tons | TEMPSTAR | HRCU-A-CB (Split System: Heat Pump with Remote Outdoor Unit-Air-Source) | T5H0V36*K*AAA* |  |  | ESH5X36M12A*+WALLCON | *80CTL0702120B* | 33600 | 16.5 | 8.5 | 35800 | 25400 | 70.95% | 1.76 | 0 | 9.5 |  |  |  | No | R-454B | 2.8 | Residential & Commercial | No
215670045 | Central HP <5.4 tons | TEMPSTAR | HRCU-A-CB (Split System: Heat Pump with Remote Outdoor Unit-Air-Source) | T5H0V36*K*AAA* |  |  | ESH5X42M12A*+WALLCON | *95CSU1002122B* | 34000 | 16.5 | 8.5 | 35600 | 25200 | 70.79% | 1.78 | 0 | 9.5 |  |  |  | No | R-454B | 2.8333 | Residential & Commercial | No
211712897 | Central HP <5.4 tons | AIRQUEST | HRCU-A-CB (Split System: Heat Pump with Remote Outdoor Unit-Air-Source) | DLCURAH30ABK |  |  | EA*4X42L24A* | *92ESN0802120A* | 30600 | 15.2 | 8.1 | 34200 | 26800 | 78.36% | 1.82 | 0 | 9 |  |  |  | No | R-410A | 2.55 | Residential & Commercial | No
211240406 | Central HP <5.4 tons | HEIL | HRCU-A-CB (Split System: Heat Pump with Remote Outdoor Unit-Air-Source) | DLCURAH24ABK |  |  | EA*4X24L17A* | *96VSN0401712A* | 23000 | 15.5 | 8.5 | 26400 | 26000 | 98.48% | 2.18 | 0 | 9.5 |  |  |  | No | R-410A | 1.9167 | Residential & Commercial | No
215668571 | Central HP <5.4 tons | TEMPSTAR | HRCU-A-CB (Split System: Heat Pump with Remote Outdoor Unit-Air-Source) | T5H0V36*K*AAA* |  |  | EA*5X37M17A*+WALLCON | *80CTL0701716B* | 33800 | 17.5 | 9 | 35800 | 25600 | 71.51% | 1.88 | 0 | 9.5 |  |  |  | No | R-454B | 2.8167 | Residential & Commercial | No
215679914 | Central HP <5.4 tons | BRYANT HEATING AND COOLING SYSTEMS | HRCU-A-CB (Split System: Heat Pump with Remote Outdoor Unit-Air-Source) | 290VAN036**AA* |  |  | CSAH*4812AM*+UI | 987TA66100C21*** | 34200 | 16.5 | 8.5 | 35400 | 25200 | 71.19% | 1.9 | 0 | 9.5 |  |  |  | No | R-454B | 2.85 | Residential & Commercial | No
212978066 | Central HP <5.4 tons | CARRIER | HRCU-A-CB (Split System: Heat Pump with Remote Outdoor Unit-Air-Source) | 38MURAQ30AB3* |  |  | CNPV*4217AL* | 58S(B,C)*B070M14**12 | 29800 | 15.2 | 8.1 | 34000 | 27200 | 80% | 1.82 | 0 | 9 |  |  |  | No | R-410A | 2.4833 | Residential & Commercial | No
212980697 | Central HP <5.4 tons | CARRIER | HRCU-A-CB (Split System: Heat Pump with Remote Outdoor Unit-Air-Source) | 38MURAQ30AB3* |  |  | CAP**4224AL* | 58S(B,C)*B090M24**20 | 30200 | 15.2 | 8.1 | 34400 | 27400 | 79.65% | 1.8 | 0 | 9 |  |  |  | No | R-410A | 2.5167 | Residential & Commercial | No
212981217 | Central HP <5.4 tons | CARRIER | HRCU-A-CB (Split System: Heat Pump with Remote Outdoor Unit-Air-Source) | 38MURAQ30AB3* |  |  | CAP**4224AL* | 58S(B,C)*B135M24**20 | 30200 | 15.2 | 8.1 | 34400 | 27400 | 79.65% | 1.8 | 0 | 9 |  |  |  | No | R-410A | 2.5167 | Residential & Commercial | No
212981592 | Central HP <5.4 tons | CARRIER | HRCU-A-CB (Split System: Heat Pump with Remote Outdoor Unit-Air-Source) | 38MURAQ30AB3* |  |  | CAP**3721AL* | 58SU*B040M17**12 | 30400 | 15.2 | 8.1 | 33400 | 26200 | 78.44% | 1.86 | 0 | 9 |  |  |  | No | R-410A | 2.5333 | Residential & Commercial | No
215677042 | Central HP <5.4 tons | TEMPSTAR | HRCU-A-CB (Split System: Heat Pump with Remote Outdoor Unit-Air-Source) | T5H0V60*K*AAA* |  |  | EVM5X60M21A*+WALLCON | *95CSU1002122B* | 57000 | 18 | 9 | 63500 | 44500 | 70.08% | 2.08 | 0 | 9 |  |  |  | No | R-454B | 4.75 | Residential & Commercial | No
215677442 | Central HP <5.4 tons | TEMPSTAR | HRCU-A-CB (Split System: Heat Pump with Remote Outdoor Unit-Air-Source) | T5H0V60*K*AAA* |  |  | EVD5X60M24A*+WALLCON | *80CSU1002120A* | 56500 | 18 | 9 | 63000 | 44500 | 70.63% | 2.08 | 0 | 9 |  |  |  | No | R-454B | 4.7083 | Residential & Commercial | No
213078191 | Central HP <5.4 tons | DAY & NIGHT | HRCU-A-CB (Split System: Heat Pump with Remote Outdoor Unit-Air-Source) | DLCURAH36ABK |  |  | EA*4X42L21A* | *80MS(N,L)0702116A* | 35000 | 16.5 | 8.1 | 38500 | 35000 | 90.91% | 1.88 | 0 | 9.5 |  |  |  | No | R-410A | 2.9167 | Residential & Commercial | No
211719747 | Central HP <5.4 tons | COLEMAN | HRCU-A-CB (Split System: Heat Pump with Remote Outdoor Unit-Air-Source) | HMH72B341 |  |  | XAHC36DBCN1 | CPLC080B12MP13 | 32800 | 16.5 | 8.1 | 32800 | 23200 | 70.73% | 1.98 | 0 | 9.5 |  |  |  | No | R-410A | 2.7333 | Residential & Commercial | No
211719780 | Central HP <5.4 tons | COLEMAN | HRCU-A-CB (Split System: Heat Pump with Remote Outdoor Unit-Air-Source) | HMH72B341 |  |  | XAHB30CXXN1+TXV | CPLC080B12MP13 | 31600 | 16.5 | 8.1 | 32800 | 23000 | 70.12% | 1.96 | 0 | 9 |  |  |  | No | R-410A | 2.6333 | Residential & Commercial | No
211398532 | Central HP <5.4 tons | CHAMPION HEATING AND COOLING | HRCU-A-CB (Split System: Heat Pump with Remote Outdoor Unit-Air-Source) | HMH72B341 |  |  | XAFC48FXXN1+TXV | TMLE100C16MP11 | 33600 | 17 | 8.5 | 32400 | 23600 | 72.84% | 2.06 | 0 | 9.5 |  |  |  | No | R-410A | 2.8 | Residential & Commercial | No
211398798 | Central HP <5.4 tons | CHAMPION HEATING AND COOLING | HRCU-A-CB (Split System: Heat Pump with Remote Outdoor Unit-Air-Source) | HMH72B341 |  |  | XAHC48FXXN1+TXV | TM8E080C16MP11 | 32800 | 16.5 | 8.5 | 31600 | 23000 | 72.78% | 2.04 | 0 | 9.5 |  |  |  | No | R-410A | 2.7333 | Residential & Commercial | No
211397528 | Central HP <5.4 tons | CHAMPION HEATING AND COOLING | HRCU-A-CB (Split System: Heat Pump with Remote Outdoor Unit-Air-Source) | HMH72B341 |  |  | XAFD48FXXN1+TXV | TM8V100C16MP12 | 34000 | 16.5 | 8.5 | 33000 | 24400 | 73.94% | 2.1 | 0 | 9 |  |  |  | No | R-410A | 2.8333 | Residential & Commercial | No
211398197 | Central HP <5.4 tons | CHAMPION HEATING AND COOLING | HRCU-A-CB (Split System: Heat Pump with Remote Outdoor Unit-Air-Source) | HMH72B341 |  |  | XAHC48FBCN1 | TMLE120C16MP11 | 33000 | 17 | 8.5 | 31600 | 23200 | 73.42% | 2.04 | 0 | 9.5 |  |  |  | No | R-410A | 2.75 | Residential & Commercial | No
211398517 | Central HP <5.4 tons | CHAMPION HEATING AND COOLING | HRCU-A-CB (Split System: Heat Pump with Remote Outdoor Unit-Air-Source) | HMH72B341 |  |  | XAFC48FXXN1+TXV | TM8E100C16MP11 | 33600 | 17 | 8.5 | 32400 | 23600 | 72.84% | 2.06 | 0 | 9.5 |  |  |  | No | R-410A | 2.8 | Residential & Commercial | No
211396059 | Central HP <5.4 tons | CHAMPION HEATING AND COOLING | HRCU-A-CB (Split System: Heat Pump with Remote Outdoor Unit-Air-Source) | HMH72B341 |  |  | XAHD48FXXN1+TXV | TM9E080C16MP12 | 33600 | 16.5 | 8.1 | 32800 | 24200 | 73.78% | 2.04 | 0 | 9 |  |  |  | No | R-410A | 2.8 | Residential & Commercial | No
211397096 | Central HP <5.4 tons | CHAMPION HEATING AND COOLING | HRCU-A-CB (Split System: Heat Pump with Remote Outdoor Unit-Air-Source) | HMH72B341 |  |  | XAHC48FXXN1+TXV | TPLC100C20MP13 | 33800 | 16.5 | 8.5 | 32400 | 23800 | 73.46% | 2.06 | 0 | 9 |  |  |  | No | R-410A | 2.8167 | Residential & Commercial | No
213078829 | Central HP <5.4 tons | CARRIER | HRCU-A-CB (Split System: Heat Pump with Remote Outdoor Unit-Air-Source) | 38MURAQ36AB3* |  |  | CAP**3621AL* | 58SU*B040M17**12 | 35000 | 16 | 8.1 | 38500 | 35200 | 91.43% | 1.8 | 0 | 9.5 |  |  |  | No | R-410A | 2.9167 | Residential & Commercial | No
211394070 | Central HP <5.4 tons | CHAMPION HEATING AND COOLING | HRCU-A-CB (Split System: Heat Pump with Remote Outdoor Unit-Air-Source) | HMH72B341 |  |  | XAFD48FBCN1 | TM9Y080C16MP11 | 33400 | 17.5 | 8.5 | 32400 | 23600 | 72.84% | 2.06 | 0 | 9.5 |  |  |  | No | R-410A | 2.7833 | Residential & Commercial | No
211395793 | Central HP <5.4 tons | CHAMPION HEATING AND COOLING | HRCU-A-CB (Split System: Heat Pump with Remote Outdoor Unit-Air-Source) | HMH72B341 |  |  | XAHC48FBCN1 | TP9C060B12MP13 | 32400 | 16 | 8.1 | 32000 | 23400 | 73.12% | 2 | 0 | 9 |  |  |  | No | R-410A | 2.7 | Residential & Commercial | No
211396074 | Central HP <5.4 tons | CHAMPION HEATING AND COOLING | HRCU-A-CB (Split System: Heat Pump with Remote Outdoor Unit-Air-Source) | HMH72B341 |  |  | XAHD48FBCN1 | TM9E080C16MP12 | 33600 | 16.5 | 8.1 | 32800 | 24200 | 73.78% | 2.04 | 0 | 9 |  |  |  | No | R-410A | 2.8 | Residential & Commercial | No
211397161 | Central HP <5.4 tons | CHAMPION HEATING AND COOLING | HRCU-A-CB (Split System: Heat Pump with Remote Outdoor Unit-Air-Source) | HMH72B341 |  |  | XAHC48FBCN1 | TMLV120C20MP12 | 33800 | 16.5 | 8.5 | 32400 | 23800 | 73.46% | 2.06 | 0 | 9 |  |  |  | No | R-410A | 2.8167 | Residential & Commercial | No
215677692 | Central HP <5.4 tons | TEMPSTAR | HRCU-A-CB (Split System: Heat Pump with Remote Outdoor Unit-Air-Source) | T5H0V60*K*AAA* |  |  | EVD5X61M24A*+WALLCON | *97CMN0602120B* | 56500 | 18 | 9 | 65000 | 46000 | 70.77% | 2.06 | 0 | 8.5 |  |  |  | No | R-454B | 4.7083 | Residential & Commercial | No
215681384 | Central HP <5.4 tons | BRYANT HEATING AND COOLING SYSTEMS | HRCU-A-CB (Split System: Heat Pump with Remote Outdoor Unit-Air-Source) | 290VAN048**AA* |  |  | CAA**6024AM*+UI | 83*CB60080C21*** | 45500 | 18 | 9 | 47000 | 33400 | 71.06% | 2.06 | 0 | 9.5 |  |  |  | No | R-454B | 3.7917 | Residential & Commercial | No
215681754 | Central HP <5.4 tons | BRYANT HEATING AND COOLING SYSTEMS | HRCU-A-CB (Split System: Heat Pump with Remote Outdoor Unit-Air-Source) | 290VAN048**AA* |  |  | CVAMA4821XMA*+UI | 83*CB36040C17*** | 47000 | 18 | 9 | 50000 | 36400 | 72.8% | 2 | 0 | 9.5 |  |  |  | No | R-454B | 3.9167 | Residential & Commercial | No
215674443 | Central HP <5.4 tons | TEMPSTAR | HRCU-A-CB (Split System: Heat Pump with Remote Outdoor Unit-Air-Source) | T5H0V48*K*AAA* |  |  | EA*5X61M21A*+WALLCON | *96CTN0801714B* | 45500 | 17.5 | 9 | 48000 | 33600 | 70% | 2.08 | 0 | 9.5 |  |  |  | No | R-454B | 3.7917 | Residential & Commercial | No
211397463 | Central HP <5.4 tons | CHAMPION HEATING AND COOLING | HRCU-A-CB (Split System: Heat Pump with Remote Outdoor Unit-Air-Source) | HMH72B341 |  |  | XAHC48FBCN1 | TM8V080C16MP12 | 33600 | 16.5 | 8.5 | 32400 | 23800 | 73.46% | 2.06 | 0 | 9 |  |  |  | No | R-410A | 2.8 | Residential & Commercial | No
211397713 | Central HP <5.4 tons | CHAMPION HEATING AND COOLING | HRCU-A-CB (Split System: Heat Pump with Remote Outdoor Unit-Air-Source) | HMH72B341 |  |  | XAFC48FXXN1+TXV | TM8V080C16MP12 | 34000 | 16.5 | 8.5 | 33200 | 24400 | 73.49% | 2.1 | 0 | 9 |  |  |  | No | R-410A | 2.8333 | Residential & Commercial | No
211391211 | Central HP <5.4 tons | CHAMPION HEATING AND COOLING | HRCU-A-CB (Split System: Heat Pump with Remote Outdoor Unit-Air-Source) | HMH72B341 |  |  | XAUB30CXXN1+TXV | TPLC060A12MP13 | 32800 | 17.5 | 8.1 | 33400 | 23400 | 70.06% | 2.02 | 0 | 9.5 |  |  |  | No | R-410A | 2.7333 | Residential & Commercial | No
212383158 | Central HP <5.4 tons | COMFORTMAKER | HRCU-A-CB (Split System: Heat Pump with Remote Outdoor Unit-Air-Source) | DLCURAH36ABK |  |  | EA*4X36L21A* | *95ESU1002122A* | 36200 | 15.2 | 8.1 | 40000 | 35400 | 88.5% | 1.86 | 0 | 9.5 |  |  |  | No | R-410A | 3.0167 | Residential & Commercial | No
211228739 | Central HP <5.4 tons | AIRQUEST | HRCU-A-CB (Split System: Heat Pump with Remote Outdoor Unit-Air-Source) | DLCURAH36ABK |  |  | EA*4X48L21A* | *80ES(N,L)0451712A* | 35600 | 15.5 | 8.1 | 38500 | 34800 | 90.39% | 2.04 | 0 | 9.5 |  |  |  | No | R-410A | 2.9667 | Residential & Commercial | No
215679304 | Central HP <5.4 tons | BRYANT HEATING AND COOLING SYSTEMS | HRCU-A-CB (Split System: Heat Pump with Remote Outdoor Unit-Air-Source) | 290VAN036**AA* |  |  | CAA**3721AM*+UI | 987TA42060C17*** | 34200 | 17.5 | 9 | 35600 | 25400 | 71.35% | 1.88 | 0 | 9.5 |  |  |  | No | R-454B | 2.85 | Residential & Commercial | No
215679354 | Central HP <5.4 tons | BRYANT HEATING AND COOLING SYSTEMS | HRCU-A-CB (Split System: Heat Pump with Remote Outdoor Unit-Air-Source) | 290VAN036**AA* |  |  | CAA**4221AM*+UI | 83*CB36040C17*** | 33200 | 17.5 | 8.5 | 35800 | 25600 | 71.51% | 1.86 | 0 | 9.5 |  |  |  | No | R-454B | 2.7667 | Residential & Commercial | No
215679454 | Central HP <5.4 tons | BRYANT HEATING AND COOLING SYSTEMS | HRCU-A-CB (Split System: Heat Pump with Remote Outdoor Unit-Air-Source) | 290VAN036**AA* |  |  | CAA**4321AM*+UI | 987TA42080C17*** | 34200 | 17.5 | 9 | 35400 | 25400 | 71.75% | 1.88 | 0 | 9.5 |  |  |  | No | R-454B | 2.85 | Residential & Commercial | No
215679504 | Central HP <5.4 tons | BRYANT HEATING AND COOLING SYSTEMS | HRCU-A-CB (Split System: Heat Pump with Remote Outdoor Unit-Air-Source) | 290VAN036**AA* |  |  | CAA**4821AM*+UI | 83*CB48060C17*** | 33800 | 18 | 9 | 35000 | 25000 | 71.43% | 1.9 | 0 | 9.5 |  |  |  | No | R-454B | 2.8167 | Residential & Commercial | No
212981115 | Central HP <5.4 tons | HEIL | HRCU-A-CB (Split System: Heat Pump with Remote Outdoor Unit-Air-Source) | DLCURAH30ABK |  |  | EA*4X42L24A* | *80MS(N,L)1102420A* | 30000 | 15.5 | 8.1 | 34200 | 27600 | 80.7% | 1.8 | 0 | 9 |  |  |  | No | R-410A | 2.5 | Residential & Commercial | No
211712871 | Central HP <5.4 tons | AIRQUEST | HRCU-A-CB (Split System: Heat Pump with Remote Outdoor Unit-Air-Source) | DLCURAH30ABK |  |  | EA*4X42L24A* | *80ES(N,L)1102420A* | 30000 | 15.2 | 8.1 | 33800 | 27200 | 80.47% | 1.8 | 0 | 9 |  |  |  | No | R-410A | 2.5 | Residential & Commercial | No
215674343 | Central HP <5.4 tons | TEMPSTAR | HRCU-A-CB (Split System: Heat Pump with Remote Outdoor Unit-Air-Source) | T5H0V48*K*AAA* |  |  | EA*5X61M21A*+WALLCON | *80CTL0701716B* | 45500 | 17.5 | 9 | 48000 | 34000 | 70.83% | 2.06 | 0 | 9.5 |  |  |  | No | R-454B | 3.7917 | Residential & Commercial | No
213079843 | Central HP <5.4 tons | HEIL | HRCU-A-CB (Split System: Heat Pump with Remote Outdoor Unit-Air-Source) | DLCURAH36ABK |  |  | EA*4X36L21A* | *92MSN1002122A* | 35200 | 16 | 8.1 | 38500 | 35200 | 91.43% | 1.84 | 0 | 9.5 |  |  |  | No | R-410A | 2.9333 | Residential & Commercial | No
215668875 | Central HP <5.4 tons | TEMPSTAR | HRCU-A-CB (Split System: Heat Pump with Remote Outdoor Unit-Air-Source) | T5H0V36*K*AAA* |  |  | EA*5X42M21A*+WALLCON | *95CSU0802120B* | 33200 | 17.5 | 8.5 | 35800 | 25600 | 71.51% | 1.86 | 0 | 9.5 |  |  |  | No | R-454B | 2.7667 | Residential & Commercial | No
211391464 | Central HP <5.4 tons | CHAMPION HEATING AND COOLING | HRCU-A-CB (Split System: Heat Pump with Remote Outdoor Unit-Air-Source) | HMH72B341 |  |  | XAHC30CXXN1+TXV | TM8E100C16MP11 | 32200 | 16.5 | 8.1 | 32400 | 22800 | 70.37% | 2 | 0 | 9.5 |  |  |  | No | R-410A | 2.6833 | Residential & Commercial | No
211391479 | Central HP <5.4 tons | CHAMPION HEATING AND COOLING | HRCU-A-CB (Split System: Heat Pump with Remote Outdoor Unit-Air-Source) | HMH72B341 |  |  | XAHC30CXXN1+TXV | TMLE100C16MP11 | 32200 | 16.5 | 8.1 | 32400 | 22800 | 70.37% | 2 | 0 | 9.5 |  |  |  | No | R-410A | 2.6833 | Residential & Commercial | No
211391713 | Central HP <5.4 tons | CHAMPION HEATING AND COOLING | HRCU-A-CB (Split System: Heat Pump with Remote Outdoor Unit-Air-Source) | HMH72B341 |  |  | XAHB30CXXN1+TXV | TM8E100B12MP11 | 32000 | 17 | 8.1 | 32800 | 23000 | 70.12% | 1.98 | 0 | 9.5 |  |  |  | No | R-410A | 2.6667 | Residential & Commercial | No
211392313 | Central HP <5.4 tons | CHAMPION HEATING AND COOLING | HRCU-A-CB (Split System: Heat Pump with Remote Outdoor Unit-Air-Source) | HMH72B341 |  |  | XAFC36DXXN1+TXV | TMLE080B12MP11 | 34000 | 18 | 8.1 | 34000 | 24400 | 71.76% | 2.06 | 0 | 9.5 |  |  |  | No | R-410A | 2.8333 | Residential & Commercial | No
211393085 | Central HP <5.4 tons | CHAMPION HEATING AND COOLING | HRCU-A-CB (Split System: Heat Pump with Remote Outdoor Unit-Air-Source) | HMH72B341 |  |  | XAHC30CXXN1+TXV | TL9E080C16UH11 | 32400 | 17 | 8.1 | 33000 | 23200 | 70.3% | 2 | 0 | 9.5 |  |  |  | No | R-410A | 2.7 | Residential & Commercial | No
211393434 | Central HP <5.4 tons | CHAMPION HEATING AND COOLING | HRCU-A-CB (Split System: Heat Pump with Remote Outdoor Unit-Air-Source) | HMH72B341 |  |  | XAHC30CXXN1+TXV | TL8E080C16UH11 | 32400 | 17 | 8.1 | 32800 | 23000 | 70.12% | 2 | 0 | 9.5 |  |  |  | No | R-410A | 2.7 | Residential & Commercial | No
211394252 | Central HP <5.4 tons | CHAMPION HEATING AND COOLING | HRCU-A-CB (Split System: Heat Pump with Remote Outdoor Unit-Air-Source) | HMH72B341 |  |  | XAUC48FXXN1+TXV | TM9Y060B12MP11 | 33200 | 16.5 | 8.1 | 32600 | 24000 | 73.62% | 2.02 | 0 | 9 |  |  |  | No | R-410A | 2.7667 | Residential & Commercial | No
211395005 | Central HP <5.4 tons | CHAMPION HEATING AND COOLING | HRCU-A-CB (Split System: Heat Pump with Remote Outdoor Unit-Air-Source) | HMH72B341 |  |  | XAHD48FXXN1+TXV | TM9V080C16MP12 | 32600 | 16 | 8.1 | 31800 | 23200 | 72.96% | 2.02 | 0 | 9 |  |  |  | No | R-410A | 2.7167 | Residential & Commercial | No
211395909 | Central HP <5.4 tons | CHAMPION HEATING AND COOLING | HRCU-A-CB (Split System: Heat Pump with Remote Outdoor Unit-Air-Source) | HMH72B341 |  |  | XAUC48FXXN1+TXV | TP9C060B12MP13 | 33000 | 16.5 | 8.1 | 32400 | 24000 | 74.07% | 2.04 | 0 | 9 |  |  |  | No | R-410A | 2.75 | Residential & Commercial | No
211389121 | Central HP <5.4 tons | CHAMPION HEATING AND COOLING | HRCU-A-CB (Split System: Heat Pump with Remote Outdoor Unit-Air-Source) | HMH72B341 |  |  | XAFB30CXXN1+TXV | TM9E060B12MP12 | 32600 | 17 | 8.1 | 33600 | 23600 | 70.24% | 2 | 0 | 9.5 |  |  |  | No | R-410A | 2.7167 | Residential & Commercial | No
211390042 | Central HP <5.4 tons | CHAMPION HEATING AND COOLING | HRCU-A-CB (Split System: Heat Pump with Remote Outdoor Unit-Air-Source) | HMH72B341 |  |  | XAHC36DBCN1 | TPLC080C16MP13 | 34000 | 17 | 8.1 | 34000 | 24600 | 72.35% | 2.08 | 0 | 9.5 |  |  |  | No | R-410A | 2.8333 | Residential & Commercial | No
211398454 | Central HP <5.4 tons | CHAMPION HEATING AND COOLING | HRCU-A-CB (Split System: Heat Pump with Remote Outdoor Unit-Air-Source) | HMH72B341 |  |  | XAHC48FBCN1 | TMLE100C16MP11 | 33000 | 17 | 8.5 | 31800 | 23200 | 72.96% | 2.04 | 0 | 9.5 |  |  |  | No | R-410A | 2.75 | Residential & Commercial | No
211398704 | Central HP <5.4 tons | CHAMPION HEATING AND COOLING | HRCU-A-CB (Split System: Heat Pump with Remote Outdoor Unit-Air-Source) | HMH72B341 |  |  | XAUC48FXXN1+TXV | TM8E100B12MP11 | 33400 | 17 | 8.5 | 32400 | 23800 | 73.46% | 2.06 | 0 | 9.5 |  |  |  | No | R-410A | 2.7833 | Residential & Commercial | No
211390326 | Central HP <5.4 tons | CHAMPION HEATING AND COOLING | HRCU-A-CB (Split System: Heat Pump with Remote Outdoor Unit-Air-Source) | HMH72B341 |  |  | XAFC30CXXN1+TXV | TM8V100C16MP12 | 33000 | 17.5 | 8.5 | 33000 | 23200 | 70.3% | 2.04 | 0 | 9.5 |  |  |  | No | R-410A | 2.75 | Residential & Commercial | No
211390425 | Central HP <5.4 tons | CHAMPION HEATING AND COOLING | HRCU-A-CB (Split System: Heat Pump with Remote Outdoor Unit-Air-Source) | HMH72B341 |  |  | XAHC36DXXN1+TXV | TPLC080B12MP13 | 32800 | 16.5 | 8.1 | 32800 | 23200 | 70.73% | 1.98 | 0 | 9.5 |  |  |  | No | R-410A | 2.7333 | Residential & Commercial | No
211391077 | Central HP <5.4 tons | CHAMPION HEATING AND COOLING | HRCU-A-CB (Split System: Heat Pump with Remote Outdoor Unit-Air-Source) | HMH72B341 |  |  | XAFB36DBCN1 | TMLV060A12MP12 | 34000 | 17.5 | 8.1 | 34000 | 24200 | 71.18% | 2.06 | 0 | 9.5 |  |  |  | No | R-410A | 2.8333 | Residential & Commercial | No
211395722 | Central HP <5.4 tons | CHAMPION HEATING AND COOLING | HRCU-A-CB (Split System: Heat Pump with Remote Outdoor Unit-Air-Source) | HMH72B341 |  |  | XAHC48FXXN1+TXV | TM9V060B12MP12 | 32400 | 16 | 8.1 | 32000 | 23400 | 73.12% | 2 | 0 | 9 |  |  |  | No | R-410A | 2.7 | Residential & Commercial | No
211397206 | Central HP <5.4 tons | CHAMPION HEATING AND COOLING | HRCU-A-CB (Split System: Heat Pump with Remote Outdoor Unit-Air-Source) | HMH72B341 |  |  | XAHD48FXXN1+TXV | TM8V100C16MP12 | 33600 | 16 | 8.5 | 32400 | 23800 | 73.46% | 2.06 | 0 | 9 |  |  |  | No | R-410A | 2.8 | Residential & Commercial | No
211397501 | Central HP <5.4 tons | CHAMPION HEATING AND COOLING | HRCU-A-CB (Split System: Heat Pump with Remote Outdoor Unit-Air-Source) | HMH72B341 |  |  | XAHC48FBCN1 | TPLC100C16MP13 | 33600 | 16.5 | 8.5 | 32400 | 23800 | 73.46% | 2.06 | 0 | 9 |  |  |  | No | R-410A | 2.8 | Residential & Commercial | No
211398326 | Central HP <5.4 tons | CHAMPION HEATING AND COOLING | HRCU-A-CB (Split System: Heat Pump with Remote Outdoor Unit-Air-Source) | HMH72B341 |  |  | XAFC48FBCN1 | TMLE120C16MP11 | 33600 | 17 | 8.5 | 32400 | 23600 | 72.84% | 2.08 | 0 | 9.5 |  |  |  | No | R-410A | 2.8 | Residential & Commercial | No
211396044 | Central HP <5.4 tons | CHAMPION HEATING AND COOLING | HRCU-A-CB (Split System: Heat Pump with Remote Outdoor Unit-Air-Source) | HMH72B341 |  |  | XAUC48FXXN1+TXV | TM9E100C16MP12 | 33400 | 17 | 8.5 | 32400 | 23600 | 72.84% | 2.06 | 0 | 9.5 |  |  |  | No | R-410A | 2.7833 | Residential & Commercial | No
211397675 | Central HP <5.4 tons | CHAMPION HEATING AND COOLING | HRCU-A-CB (Split System: Heat Pump with Remote Outdoor Unit-Air-Source) | HMH72B341 |  |  | XAFD48FBCN1 | TPLC100C16MP13 | 34000 | 16.5 | 8.5 | 33000 | 24400 | 73.94% | 2.1 | 0 | 9 |  |  |  | No | R-410A | 2.8333 | Residential & Commercial | No
211398059 | Central HP <5.4 tons | CHAMPION HEATING AND COOLING | HRCU-A-CB (Split System: Heat Pump with Remote Outdoor Unit-Air-Source) | HMH72B341 |  |  | XAUC48FXXN1+TXV | TM8V080B12MP12 | 33000 | 16 | 8.1 | 32600 | 24000 | 73.62% | 2.02 | 0 | 9 |  |  |  | No | R-410A | 2.75 | Residential & Commercial | No
211394903 | Central HP <5.4 tons | CHAMPION HEATING AND COOLING | HRCU-A-CB (Split System: Heat Pump with Remote Outdoor Unit-Air-Source) | HMH72B341 |  |  | XAFC48FXXN1+TXV | TM9V100C16MP12 | 33800 | 16.5 | 8.5 | 32400 | 23800 | 73.46% | 2.08 | 0 | 9.5 |  |  |  | No | R-410A | 2.8167 | Residential & Commercial | No
211395868 | Central HP <5.4 tons | CHAMPION HEATING AND COOLING | HRCU-A-CB (Split System: Heat Pump with Remote Outdoor Unit-Air-Source) | HMH72B341 |  |  | XAFC48FBCN1 | TM9V060B12MP12 | 33000 | 16.5 | 8.1 | 32400 | 24000 | 74.07% | 2.04 | 0 | 9 |  |  |  | No | R-410A | 2.75 | Residential & Commercial | No
211396385 | Central HP <5.4 tons | CHAMPION HEATING AND COOLING | HRCU-A-CB (Split System: Heat Pump with Remote Outdoor Unit-Air-Source) | HMH72B341 |  |  | XAFC48FBCN1 | TM9E060B12MP12 | 33200 | 16.5 | 8.1 | 32600 | 24000 | 73.62% | 2.02 | 0 | 9 |  |  |  | No | R-410A | 2.7667 | Residential & Commercial | No
211397806 | Central HP <5.4 tons | CHAMPION HEATING AND COOLING | HRCU-A-CB (Split System: Heat Pump with Remote Outdoor Unit-Air-Source) | HMH72B341 |  |  | XAFC48FBCN1 | TM8V080C16MP12 | 34000 | 16.5 | 8.5 | 33200 | 24400 | 73.49% | 2.1 | 0 | 9 |  |  |  | No | R-410A | 2.8333 | Residential & Commercial | No
215681454 | Central HP <5.4 tons | BRYANT HEATING AND COOLING SYSTEMS | HRCU-A-CB (Split System: Heat Pump with Remote Outdoor Unit-Air-Source) | 290VAN048**AA* |  |  | CAA**6121AM*+UI | 83*CB48060C17*** | 46000 | 17.5 | 9 | 48000 | 33800 | 70.42% | 2.08 | 0 | 9.5 |  |  |  | No | R-454B | 3.8333 | Residential & Commercial | No
211240405 | Central HP <5.4 tons | DAY & NIGHT | HRCU-A-CB (Split System: Heat Pump with Remote Outdoor Unit-Air-Source) | DLCURAH24ABK |  |  | EA*4X24L17A* | *96VSN0401712A* | 23000 | 15.5 | 8.5 | 26400 | 26000 | 98.48% | 2.18 | 0 | 9.5 |  |  |  | No | R-410A | 1.9167 | Residential & Commercial | No
212383156 | Central HP <5.4 tons | AIRQUEST | HRCU-A-CB (Split System: Heat Pump with Remote Outdoor Unit-Air-Source) | DLCURAH36ABK |  |  | EA*4X36L21A* | *95ESU1002122A* | 36200 | 15.2 | 8.1 | 40000 | 35400 | 88.5% | 1.86 | 0 | 9.5 |  |  |  | No | R-410A | 3.0167 | Residential & Commercial | No
211398353 | Central HP <5.4 tons | CHAMPION HEATING AND COOLING | HRCU-A-CB (Split System: Heat Pump with Remote Outdoor Unit-Air-Source) | HMH72B341 |  |  | XAHD48FXXN1+TXV | TM8E100C16MP11 | 32800 | 16.5 | 8.5 | 31600 | 23200 | 73.42% | 2.02 | 0 | 9.5 |  |  |  | No | R-410A | 2.7333 | Residential & Commercial | No
211395354 | Central HP <5.4 tons | CHAMPION HEATING AND COOLING | HRCU-A-CB (Split System: Heat Pump with Remote Outdoor Unit-Air-Source) | HMH72B341 |  |  | XAFC48FBCN1 | TM9V080C16MP12 | 33400 | 16.5 | 8.5 | 32400 | 23600 | 72.84% | 2.06 | 0 | 9.5 |  |  |  | No | R-410A | 2.7833 | Residential & Commercial | No
211395897 | Central HP <5.4 tons | CHAMPION HEATING AND COOLING | HRCU-A-CB (Split System: Heat Pump with Remote Outdoor Unit-Air-Source) | HMH72B341 |  |  | XAFC48FBCN1 | TP9C060B12MP13 | 33000 | 16.5 | 8.1 | 32400 | 24000 | 74.07% | 2.04 | 0 | 9 |  |  |  | No | R-410A | 2.75 | Residential & Commercial | No
211397131 | Central HP <5.4 tons | CHAMPION HEATING AND COOLING | HRCU-A-CB (Split System: Heat Pump with Remote Outdoor Unit-Air-Source) | HMH72B341 |  |  | XAHC48FBCN1 | TM8V120C20MP12 | 33800 | 16.5 | 8.5 | 32400 | 23800 | 73.46% | 2.06 | 0 | 9 |  |  |  | No | R-410A | 2.8167 | Residential & Commercial | No
212980508 | Central HP <5.4 tons | CARRIER | HRCU-A-CB (Split System: Heat Pump with Remote Outdoor Unit-Air-Source) | 38MURAQ30AB3* |  |  | CAP**3721AL* | 58S(B,C)*B090M21**20 | 30800 | 15.2 | 8.5 | 33600 | 26400 | 78.57% | 1.86 | 0 | 9 |  |  |  | No | R-410A | 2.5667 | Residential & Commercial | No
212981664 | Central HP <5.4 tons | CARRIER | HRCU-A-CB (Split System: Heat Pump with Remote Outdoor Unit-Air-Source) | 38MURAQ30AB3* |  |  | CNPV*4217AL* | 58SU*B040M17**12 | 29800 | 15.2 | 8.5 | 33600 | 27000 | 80.36% | 1.82 | 0 | 9 |  |  |  | No | R-410A | 2.4833 | Residential & Commercial | No
211222759 | Central HP <5.4 tons | HEIL | HRCU-A-CB (Split System: Heat Pump with Remote Outdoor Unit-Air-Source) | DLCURAH30ABK |  |  | FMA4X30**AL* |  | 31200 | 15.5 | 8.5 | 35400 | 26800 | 75.71% | 1.86 | 0 | 9 |  |  |  | No | R-410A | 2.6 | Residential & Commercial | No
211395326 | Central HP <5.4 tons | CHAMPION HEATING AND COOLING | HRCU-A-CB (Split System: Heat Pump with Remote Outdoor Unit-Air-Source) | HMH72B341 |  |  | XAFC48FXXN1+TXV | TP9C080C16MP13 | 33400 | 16.5 | 8.5 | 32400 | 23600 | 72.84% | 2.06 | 0 | 9.5 |  |  |  | No | R-410A | 2.7833 | Residential & Commercial | No
211395946 | Central HP <5.4 tons | CHAMPION HEATING AND COOLING | HRCU-A-CB (Split System: Heat Pump with Remote Outdoor Unit-Air-Source) | HMH72B341 |  |  | XAHD48FBCN1 | TM9E100C16MP12 | 32800 | 16.5 | 8.5 | 31800 | 23200 | 72.96% | 2.02 | 0 | 9 |  |  |  | No | R-410A | 2.7333 | Residential & Commercial | No
211396003 | Central HP <5.4 tons | CHAMPION HEATING AND COOLING | HRCU-A-CB (Split System: Heat Pump with Remote Outdoor Unit-Air-Source) | HMH72B341 |  |  | XAFD48FBCN1 | TM9E100C16MP12 | 33400 | 17 | 8.5 | 32400 | 23600 | 72.84% | 2.06 | 0 | 9.5 |  |  |  | No | R-410A | 2.7833 | Residential & Commercial | No
211396171 | Central HP <5.4 tons | CHAMPION HEATING AND COOLING | HRCU-A-CB (Split System: Heat Pump with Remote Outdoor Unit-Air-Source) | HMH72B341 |  |  | XAFC48FBCN1 | TM9E080C16MP12 | 34000 | 17 | 8.1 | 33400 | 24600 | 73.65% | 2.08 | 0 | 9 |  |  |  | No | R-410A | 2.8333 | Residential & Commercial | No
212980211 | Central HP <5.4 tons | CARRIER | HRCU-A-CB (Split System: Heat Pump with Remote Outdoor Unit-Air-Source) | 38MURAQ30AB3* |  |  | CAP**4224AL* | 58S(B,C)*B090M21**16 | 29600 | 15.2 | 8.1 | 33800 | 27600 | 81.66% | 1.78 | 0 | 9 |  |  |  | No | R-410A | 2.4667 | Residential & Commercial | No
212980222 | Central HP <5.4 tons | CARRIER | HRCU-A-CB (Split System: Heat Pump with Remote Outdoor Unit-Air-Source) | 38MURAQ30AB3* |  |  | CAP**4321AL* | 58S(B,C)*B090M21**16 | 30600 | 15.2 | 8.1 | 33400 | 26400 | 79.04% | 1.86 | 0 | 9 |  |  |  | No | R-410A | 2.55 | Residential & Commercial | No
212981108 | Central HP <5.4 tons | CARRIER | HRCU-A-CB (Split System: Heat Pump with Remote Outdoor Unit-Air-Source) | 38MURAQ30AB3* |  |  | CAP**4224AL* | 58S(B,C)*B110M24**20 | 30000 | 15.5 | 8.1 | 34200 | 27600 | 80.7% | 1.8 | 0 | 9 |  |  |  | No | R-410A | 2.5 | Residential & Commercial | No
212982108 | Central HP <5.4 tons | CARRIER | HRCU-A-CB (Split System: Heat Pump with Remote Outdoor Unit-Air-Source) | 38MURAQ30AB3* |  |  | CAP**3617AL* | 58SU*B060M17**16 | 29400 | 15.2 | 8.1 | 34000 | 27800 | 81.76% | 1.76 | 0 | 9 |  |  |  | No | R-410A | 2.45 | Residential & Commercial | No
212383291 | Central HP <5.4 tons | AIRQUEST | HRCU-A-CB (Split System: Heat Pump with Remote Outdoor Unit-Air-Source) | DLCURAH36ABK |  |  | EA*4X36L21A* | *80ES(N,L)0901714A* | 35600 | 15.5 | 8.1 | 39500 | 35200 | 89.11% | 1.84 | 0 | 9.5 |  |  |  | No | R-410A | 2.9667 | Residential & Commercial | No
213077071 | Central HP <5.4 tons | HEIL | HRCU-A-CB (Split System: Heat Pump with Remote Outdoor Unit-Air-Source) | DLCURAH36ABK |  |  | EA*4X42L24A* | *96VSN0802120B* | 35000 | 16 | 8.1 | 38500 | 35000 | 90.91% | 1.88 | 0 | 9.5 |  |  |  | No | R-410A | 2.9167 | Residential & Commercial | No
212386784 | Central HP <5.4 tons | Frigidaire | HRCU-A-C (Split System: Heat Pump with Remote Outdoor Unit with No Indoor Fan --Air Source) | GXH24-36MSK4DH |  |  | UE36X4AB |  | 32000 | 15.2 | 8.5 | 34000 | 24000 | 70.59% | 1.8 | 0 | 9.5 |  |  |  | No | R-410A | 2.6667 | Residential & Commercial | No
213077871 | Central HP <5.4 tons | HEIL | HRCU-A-CB (Split System: Heat Pump with Remote Outdoor Unit-Air-Source) | DLCURAH36ABK |  |  | EA*4X36L17A* | *80MS(N,L)0701412A* | 34800 | 15.5 | 8.1 | 38500 | 35200 | 91.43% | 1.82 | 0 | 9.5 |  |  |  | No | R-410A | 2.9 | Residential & Commercial | No
213078968 | Central HP <5.4 tons | HEIL | HRCU-A-CB (Split System: Heat Pump with Remote Outdoor Unit-Air-Source) | DLCURAH36ABK |  |  | EA*4X36L21A* | *80MSU0401712A* | 35000 | 16 | 8.1 | 38500 | 35200 | 91.43% | 1.8 | 0 | 9.5 |  |  |  | No | R-410A | 2.9167 | Residential & Commercial | No
213069322 | Central HP <5.4 tons | ACIQ | HRCU-A-CB (Split System: Heat Pump with Remote Outdoor Unit-Air-Source) | DLCURAH36ABK |  |  | EA*4X42L21A* | *80VSL0451716A* | 35200 | 15.5 | 8.1 | 38500 | 35200 | 91.43% | 1.88 | 0 | 9.5 |  |  |  | No | R-410A | 2.9333 | Residential & Commercial | No
215674013 | Central HP <5.4 tons | TEMPSTAR | HRCU-A-CB (Split System: Heat Pump with Remote Outdoor Unit-Air-Source) | T5H0V48*K*AAA* |  |  | EA*5X48M21A*+WALLCON | *80CSU1002120A* | 44000 | 17.5 | 9 | 48500 | 34200 | 70.52% | 2.06 | 0 | 9.5 |  |  |  | No | R-454B | 3.6667 | Residential & Commercial | No
212977014 | Central HP <5.4 tons | HEIL | HRCU-A-CB (Split System: Heat Pump with Remote Outdoor Unit-Air-Source) | DLCURAH30ABK |  |  | EA*4X36L21A* | *96VTN1002122B* | 29800 | 15.2 | 8.1 | 34200 | 28000 | 81.87% | 1.78 | 0 | 9 |  |  |  | No | R-410A | 2.4833 | Residential & Commercial | No
212980189 | Central HP <5.4 tons | CARRIER | HRCU-A-CB (Split System: Heat Pump with Remote Outdoor Unit-Air-Source) | 38MURAQ30AB3* |  |  | CAP**3721AL* | 58S(B,C)*B090M21**16 | 30600 | 15.2 | 8.1 | 33200 | 26400 | 79.52% | 1.86 | 0 | 9 |  |  |  | No | R-410A | 2.55 | Residential & Commercial | No
212980946 | Central HP <5.4 tons | CARRIER | HRCU-A-CB (Split System: Heat Pump with Remote Outdoor Unit-Air-Source) | 38MURAQ30AB3* |  |  | CAP**4321AL* | 58S(B,C)*B110M21**20 | 31000 | 15.2 | 8.5 | 33600 | 26200 | 77.98% | 1.88 | 0 | 9 |  |  |  | No | R-410A | 2.5833 | Residential & Commercial | No
215669056 | Central HP <5.4 tons | DAY & NIGHT | HRCU-A-CB (Split System: Heat Pump with Remote Outdoor Unit-Air-Source) | C5H0V36*K*AAA* |  |  | EA*5X43M21A*+WALLCON | *97CMN0801714B* | 34200 | 18 | 9 | 35400 | 25400 | 71.75% | 1.88 | 0 | 9.5 |  |  |  | No | R-454B | 2.85 | Residential & Commercial | No
215669458 | Central HP <5.4 tons | DAY & NIGHT | HRCU-A-CB (Split System: Heat Pump with Remote Outdoor Unit-Air-Source) | C5H0V36*K*AAA* |  |  | EA*5X61M21A*+WALLCON | *80CTL0451712B* | 34400 | 17.5 | 9 | 34600 | 25200 | 72.83% | 1.9 | 0 | 9.5 |  |  |  | No | R-454B | 2.8667 | Residential & Commercial | No
215670142 | Central HP <5.4 tons | DAY & NIGHT | HRCU-A-CB (Split System: Heat Pump with Remote Outdoor Unit-Air-Source) | C5H0V36*K*AAA* |  |  | ESH5X48M12A*+WALLCON | *80CSU0601716A* | 34000 | 17 | 8.5 | 35400 | 25200 | 71.19% | 1.88 | 0 | 9.5 |  |  |  | No | R-454B | 2.8333 | Residential & Commercial | No
215670292 | Central HP <5.4 tons | DAY & NIGHT | HRCU-A-CB (Split System: Heat Pump with Remote Outdoor Unit-Air-Source) | C5H0V36*K*AAA* |  |  | ESH5X48M12A*+WALLCON | *97CMN0801714B* | 34000 | 16.5 | 8.5 | 35600 | 25400 | 71.35% | 1.76 | 0 | 9 |  |  |  | No | R-454B | 2.8333 | Residential & Commercial | No
215670392 | Central HP <5.4 tons | DAY & NIGHT | HRCU-A-CB (Split System: Heat Pump with Remote Outdoor Unit-Air-Source) | C5H0V36*K*AAA* |  |  | ESH5X60M12A*+WALLCON | *80CSU0601716A* | 34600 | 17 | 8.5 | 34600 | 25000 | 72.25% | 1.8 | 0 | 9.5 |  |  |  | No | R-454B | 2.8833 | Residential & Commercial | No
215670512 | Central HP <5.4 tons | DAY & NIGHT | HRCU-A-CB (Split System: Heat Pump with Remote Outdoor Unit-Air-Source) | C5H0V36*K*AAA* |  |  | ESH5X60M12A*+WALLCON | *97CMN0602120B* | 34400 | 16 | 8.5 | 34800 | 25000 | 71.84% | 1.78 | 0 | 9.5 |  |  |  | No | R-454B | 2.8667 | Residential & Commercial | No
212986534 | Central HP <5.4 tons | TEMPSTAR | HRCU-A-CB (Split System: Heat Pump with Remote Outdoor Unit-Air-Source) | DLCURAH24ABK |  |  | EA*4X24L17A* | *96MSN0401712A* | 23000 | 15.5 | 8.5 | 27000 | 21600 | 80% | 1.8 | 0 | 9.5 |  |  |  | No | R-410A | 1.9167 | Residential & Commercial | No
212981568 | Central HP <5.4 tons | CARRIER | HRCU-A-CB (Split System: Heat Pump with Remote Outdoor Unit-Air-Source) | 38MURAQ30AB3* |  |  | CAP**3621AL* | 58SU*B040M17**12 | 29800 | 15.2 | 8.5 | 33800 | 27800 | 82.25% | 1.76 | 0 | 9 |  |  |  | No | R-410A | 2.4833 | Residential & Commercial | No
212984488 | Central HP <5.4 tons | HEIL | HRCU-A-CB (Split System: Heat Pump with Remote Outdoor Unit-Air-Source) | DLCURAH30ABK |  |  | EA*4X42L21A* | *92MSN0801716A* | 29800 | 15.2 | 8.1 | 34000 | 27600 | 81.18% | 1.8 | 0 | 9 |  |  |  | No | R-410A | 2.4833 | Residential & Commercial | No
212985006 | Central HP <5.4 tons | HEIL | HRCU-A-CB (Split System: Heat Pump with Remote Outdoor Unit-Air-Source) | DLCURAH30ABK |  |  | EA*4X43L21A* | *92MSN0802120A* | 30600 | 15.5 | 8.5 | 33400 | 26400 | 79.04% | 1.86 | 0 | 9 |  |  |  | No | R-410A | 2.55 | Residential & Commercial | No
211222775 | Central HP <5.4 tons | HEIL | HRCU-A-CB (Split System: Heat Pump with Remote Outdoor Unit-Air-Source) | DLCURAH30ABK |  |  | FVM4X36***L |  | 30400 | 15.2 | 8.1 | 34000 | 27400 | 80.59% | 1.78 | 0 | 9 |  |  |  | No | R-410A | 2.5333 | Residential & Commercial | No
211713040 | Central HP <5.4 tons | AIRQUEST | HRCU-A-CB (Split System: Heat Pump with Remote Outdoor Unit-Air-Source) | DLCURAH30ABK |  |  | EA*4X43L21A* | *96VTN1002122A* | 30600 | 15.2 | 8.1 | 33000 | 26000 | 78.79% | 1.84 | 0 | 9 |  |  |  | No | R-410A | 2.55 | Residential & Commercial | No
215669118 | Central HP <5.4 tons | DAY & NIGHT | HRCU-A-CB (Split System: Heat Pump with Remote Outdoor Unit-Air-Source) | C5H0V36*K*AAA* |  |  | EA*5X48M21A*+WALLCON | *80CSU1002120A* | 33800 | 17.5 | 9 | 35000 | 25200 | 72% | 1.88 | 0 | 9.5 |  |  |  | No | R-454B | 2.8167 | Residential & Commercial | No
215669032 | Central HP <5.4 tons | DAY & NIGHT | HRCU-A-CB (Split System: Heat Pump with Remote Outdoor Unit-Air-Source) | C5H0V36*K*AAA* |  |  | EA*5X43M21A*+WALLCON | *95CSU0802120B* | 34400 | 17.5 | 9 | 35400 | 25200 | 71.19% | 1.88 | 0 | 9.5 |  |  |  | No | R-454B | 2.8667 | Residential & Commercial | No
215669198 | Central HP <5.4 tons | DAY & NIGHT | HRCU-A-CB (Split System: Heat Pump with Remote Outdoor Unit-Air-Source) | C5H0V36*K*AAA* |  |  | EA*5X48M21A*+WALLCON | *95CSU0802120B* | 33800 | 17.5 | 9 | 35000 | 25000 | 71.43% | 1.88 | 0 | 9.5 |  |  |  | No | R-454B | 2.8167 | Residential & Commercial | No
215674030 | Central HP <5.4 tons | DAY & NIGHT | HRCU-A-CB (Split System: Heat Pump with Remote Outdoor Unit-Air-Source) | C5H0V48*K*AAA* |  |  | EA*5X48M21A*+WALLCON | *80CTL0701716B* | 44000 | 17.5 | 9 | 49000 | 34400 | 70.2% | 2.04 | 0 | 9.5 |  |  |  | No | R-454B | 3.6667 | Residential & Commercial | No
215674020 | Central HP <5.4 tons | DAY & NIGHT | HRCU-A-CB (Split System: Heat Pump with Remote Outdoor Unit-Air-Source) | C5H0V48*K*AAA* |  |  | EA*5X48M21A*+WALLCON | *80CTL0451712B* | 43500 | 17 | 9 | 49000 | 35000 | 71.43% | 2.02 | 0 | 9 |  |  |  | No | R-454B | 3.625 | Residential & Commercial | No
211394373 | Central HP <5.4 tons | LUXAIRE | HRCU-A-CB (Split System: Heat Pump with Remote Outdoor Unit-Air-Source) | HMH72B341 |  |  | XAFD48FBCN1 | TP9C120D20MP13 | 34000 | 17 | 8.5 | 32400 | 23800 | 73.46% | 2.1 | 0 | 9.5 |  |  |  | No | R-410A | 2.8333 | Residential & Commercial | No
211394425 | Central HP <5.4 tons | LUXAIRE | HRCU-A-CB (Split System: Heat Pump with Remote Outdoor Unit-Air-Source) | HMH72B341 |  |  | XAHD48FBCN1 | TM9V100C20MP12 | 33600 | 16.5 | 8.5 | 32400 | 23800 | 73.46% | 2.06 | 0 | 9 |  |  |  | No | R-410A | 2.8 | Residential & Commercial | No
211394591 | Central HP <5.4 tons | LUXAIRE | HRCU-A-CB (Split System: Heat Pump with Remote Outdoor Unit-Air-Source) | HMH72B341 |  |  | XAFC48FXXN1+TXV | TM9V100C20MP12 | 34000 | 16.5 | 8.5 | 33000 | 24200 | 73.33% | 2.1 | 0 | 9 |  |  |  | No | R-410A | 2.8333 | Residential & Commercial | No
211394809 | Central HP <5.4 tons | LUXAIRE | HRCU-A-CB (Split System: Heat Pump with Remote Outdoor Unit-Air-Source) | HMH72B341 |  |  | XAHC48FBCN1 | TP9C100C16MP13 | 33000 | 16.5 | 8.5 | 31800 | 23200 | 72.96% | 2.04 | 0 | 9 |  |  |  | No | R-410A | 2.75 | Residential & Commercial | No
211396220 | Central HP <5.4 tons | LUXAIRE | HRCU-A-CB (Split System: Heat Pump with Remote Outdoor Unit-Air-Source) | HMH72B341 |  |  | XAHC48FBCN1 | TM9E080B12MP12 | 32600 | 16.5 | 8.1 | 31800 | 23400 | 73.58% | 2 | 0 | 9 |  |  |  | No | R-410A | 2.7167 | Residential & Commercial | No
211391190 | Central HP <5.4 tons | LUXAIRE | HRCU-A-CB (Split System: Heat Pump with Remote Outdoor Unit-Air-Source) | HMH72B341 |  |  | XAUB30CXXN1+TXV | TMLV060A12MP12 | 32800 | 17.5 | 8.1 | 33400 | 23400 | 70.06% | 2.02 | 0 | 9.5 |  |  |  | No | R-410A | 2.7333 | Residential & Commercial | No
211391951 | Central HP <5.4 tons | LUXAIRE | HRCU-A-CB (Split System: Heat Pump with Remote Outdoor Unit-Air-Source) | HMH72B341 |  |  | XAUB30CXXN1+TXV | TMLE100B12MP11 | 32800 | 17.5 | 8.1 | 33400 | 23400 | 70.06% | 2.04 | 0 | 9.5 |  |  |  | No | R-410A | 2.7333 | Residential & Commercial | No
211389193 | Central HP <5.4 tons | LUXAIRE | HRCU-A-CB (Split System: Heat Pump with Remote Outdoor Unit-Air-Source) | HMH72B341 |  |  | XAFB36DBCN1 | TM9E060A10MP12 | 33600 | 17.5 | 8.1 | 33800 | 23800 | 70.41% | 2.02 | 0 | 9.5 |  |  |  | No | R-410A | 2.8 | Residential & Commercial | No
211389911 | Central HP <5.4 tons | LUXAIRE | HRCU-A-CB (Split System: Heat Pump with Remote Outdoor Unit-Air-Source) | HMH72B341 |  |  | XAHC36DXXN1+TXV | TM8V100C16MP12 | 34000 | 17 | 8.1 | 34000 | 24600 | 72.35% | 2.08 | 0 | 9.5 |  |  |  | No | R-410A | 2.8333 | Residential & Commercial | No
211389970 | Central HP <5.4 tons | LUXAIRE | HRCU-A-CB (Split System: Heat Pump with Remote Outdoor Unit-Air-Source) | HMH72B341 |  |  | XAHC36DXXN1+TXV | TPLC100C16MP13 | 34000 | 17 | 8.1 | 34000 | 24600 | 72.35% | 2.08 | 0 | 9.5 |  |  |  | No | R-410A | 2.8333 | Residential & Commercial | No
211390147 | Central HP <5.4 tons | LUXAIRE | HRCU-A-CB (Split System: Heat Pump with Remote Outdoor Unit-Air-Source) | HMH72B341 |  |  | XAHC30CXXN1+TXV | LPLC080C16MP13 | 32400 | 17 | 8.1 | 32400 | 22800 | 70.37% | 2 | 0 | 9.5 |  |  |  | No | R-410A | 2.7 | Residential & Commercial | No
211390431 | Central HP <5.4 tons | LUXAIRE | HRCU-A-CB (Split System: Heat Pump with Remote Outdoor Unit-Air-Source) | HMH72B341 |  |  | XAHC36DXXN1+TXV | LPLC080B12MP13 | 32800 | 16.5 | 8.1 | 32800 | 23200 | 70.73% | 1.98 | 0 | 9.5 |  |  |  | No | R-410A | 2.7333 | Residential & Commercial | No
211390747 | Central HP <5.4 tons | LUXAIRE | HRCU-A-CB (Split System: Heat Pump with Remote Outdoor Unit-Air-Source) | HMH72B341 |  |  | XAUB36DXXN1+TXV | TM8V080B12MP12 | 33600 | 17 | 8.1 | 33600 | 23600 | 70.24% | 2.02 | 0 | 9.5 |  |  |  | No | R-410A | 2.8 | Residential & Commercial | No
211388484 | Central HP <5.4 tons | LUXAIRE | HRCU-A-CB (Split System: Heat Pump with Remote Outdoor Unit-Air-Source) | HMH72B341 |  |  | XAHB30CXXN1+TXV | TM9V040A10MP12 | 31400 | 16 | 8.1 | 32800 | 23000 | 70.12% | 1.96 | 0 | 9.5 |  |  |  | No | R-410A | 2.6167 | Residential & Commercial | No
211388777 | Central HP <5.4 tons | LUXAIRE | HRCU-A-CB (Split System: Heat Pump with Remote Outdoor Unit-Air-Source) | HMH72B341 |  |  | XAHC30CXXN1+TXV | TM9E080B12MP12 | 32000 | 17 | 8.1 | 33000 | 23200 | 70.3% | 1.98 | 0 | 9 |  |  |  | No | R-410A | 2.6667 | Residential & Commercial | No
211389318 | Central HP <5.4 tons | LUXAIRE | HRCU-A-CB (Split System: Heat Pump with Remote Outdoor Unit-Air-Source) | HMH72B341 |  |  | XAHC36DBCN1 | TM8Y100C20MP11 | 34000 | 17 | 8.1 | 33800 | 24200 | 71.6% | 2.08 | 0 | 9.5 |  |  |  | No | R-410A | 2.8333 | Residential & Commercial | No
211228114 | Central HP <5.4 tons | DAY & NIGHT | HRCU-A-CB (Split System: Heat Pump with Remote Outdoor Unit-Air-Source) | DLCURAH36ABK |  |  | EA*4X42L24A* | *96VTN0802120A* | 35000 | 16 | 8.1 | 38500 | 35000 | 90.91% | 1.86 | 0 | 9.5 |  |  |  | No | R-410A | 2.9167 | Residential & Commercial | No
211227867 | Central HP <5.4 tons | BRYANT HEATING AND COOLING SYSTEMS | HRCU-A-CB (Split System: Heat Pump with Remote Outdoor Unit-Air-Source) | 38MURAQ36AB3* |  |  | CAP**4224AL* | 82*SA60090V21*** | 35000 | 16 | 8.1 | 38500 | 35000 | 90.91% | 1.86 | 0 | 9.5 |  |  |  | No | R-410A | 2.9167 | Residential & Commercial | No
215670172 | Central HP <5.4 tons | DAY & NIGHT | HRCU-A-CB (Split System: Heat Pump with Remote Outdoor Unit-Air-Source) | C5H0V36*K*AAA* |  |  | ESH5X48M12A*+WALLCON | *80CTL0701412B* | 34000 | 16.5 | 8.5 | 35600 | 25400 | 71.35% | 1.76 | 0 | 9.5 |  |  |  | No | R-454B | 2.8333 | Residential & Commercial | No
215670572 | Central HP <5.4 tons | DAY & NIGHT | HRCU-A-CB (Split System: Heat Pump with Remote Outdoor Unit-Air-Source) | C5H0V36*K*AAA* |  |  | ESH5X60M12A*+WALLCON | *96CTN0601714B* | 34200 | 16.5 | 8.5 | 34800 | 25200 | 72.41% | 1.78 | 0 | 9.5 |  |  |  | No | R-454B | 2.85 | Residential & Commercial | No
211396362 | Central HP <5.4 tons | CHAMPION HEATING AND COOLING | HRCU-A-CB (Split System: Heat Pump with Remote Outdoor Unit-Air-Source) | HMH72B341 |  |  | XAFC48FXXN1+TXV | TM9E060B12MP12 | 33200 | 16.5 | 8.1 | 32600 | 24000 | 73.62% | 2.02 | 0 | 9 |  |  |  | No | R-410A | 2.7667 | Residential & Commercial | No
211397448 | Central HP <5.4 tons | CHAMPION HEATING AND COOLING | HRCU-A-CB (Split System: Heat Pump with Remote Outdoor Unit-Air-Source) | HMH72B341 |  |  | XAHC48FBCN1 | TM8V100C16MP12 | 33600 | 16.5 | 8.5 | 32400 | 23800 | 73.46% | 2.06 | 0 | 9 |  |  |  | No | R-410A | 2.8 | Residential & Commercial | No
211398011 | Central HP <5.4 tons | CHAMPION HEATING AND COOLING | HRCU-A-CB (Split System: Heat Pump with Remote Outdoor Unit-Air-Source) | HMH72B341 |  |  | XAFC48FXXN1+TXV | TM8V080B12MP12 | 33000 | 16 | 8.1 | 32600 | 24000 | 73.62% | 2.02 | 0 | 9 |  |  |  | No | R-410A | 2.75 | Residential & Commercial | No
211393313 | Central HP <5.4 tons | CHAMPION HEATING AND COOLING | HRCU-A-CB (Split System: Heat Pump with Remote Outdoor Unit-Air-Source) | HMH72B341 |  |  | XAHC36DXXN1+TXV | TL8E100C20UH11 | 34000 | 17 | 8.1 | 34000 | 24400 | 71.76% | 2.1 | 0 | 9.5 |  |  |  | No | R-410A | 2.8333 | Residential & Commercial | No
211393479 | Central HP <5.4 tons | CHAMPION HEATING AND COOLING | HRCU-A-CB (Split System: Heat Pump with Remote Outdoor Unit-Air-Source) | HMH72B341 |  |  | XAFC30CXXN1+TXV | TL8E080C16UH11 | 33200 | 17.5 | 8.5 | 33400 | 23400 | 70.06% | 2.04 | 0 | 9.5 |  |  |  | No | R-410A | 2.7667 | Residential & Commercial | No
211393597 | Central HP <5.4 tons | CHAMPION HEATING AND COOLING | HRCU-A-CB (Split System: Heat Pump with Remote Outdoor Unit-Air-Source) | HMH72B341 |  |  | XAUB30CXXN1+TXV | TL8E060A12UH11 | 32800 | 18 | 8.1 | 33400 | 23400 | 70.06% | 2.02 | 0 | 9.5 |  |  |  | No | R-410A | 2.7333 | Residential & Commercial | No
212970642 | Central HP <5.4 tons | HEIL | HRCU-A-CB (Split System: Heat Pump with Remote Outdoor Unit-Air-Source) | DLCURAH36ABK |  |  | EA*4X36L21A* | *80VSL0902120B* | 35000 | 16 | 8.1 | 38500 | 35200 | 91.43% | 1.82 | 0 | 9.5 |  |  |  | No | R-410A | 2.9167 | Residential & Commercial | No
211395885 | Central HP <5.4 tons | CHAMPION HEATING AND COOLING | HRCU-A-CB (Split System: Heat Pump with Remote Outdoor Unit-Air-Source) | HMH72B341 |  |  | XAUC48FXXN1+TXV | TM9V060B12MP12 | 33000 | 16.5 | 8.1 | 32400 | 24000 | 74.07% | 2.04 | 0 | 9 |  |  |  | No | R-410A | 2.75 | Residential & Commercial | No
211395933 | Central HP <5.4 tons | CHAMPION HEATING AND COOLING | HRCU-A-CB (Split System: Heat Pump with Remote Outdoor Unit-Air-Source) | HMH72B341 |  |  | XAHD48FXXN1+TXV | TM9E100C16MP12 | 32800 | 16.5 | 8.5 | 31800 | 23200 | 72.96% | 2.02 | 0 | 9 |  |  |  | No | R-410A | 2.7333 | Residential & Commercial | No
211396317 | Central HP <5.4 tons | CHAMPION HEATING AND COOLING | HRCU-A-CB (Split System: Heat Pump with Remote Outdoor Unit-Air-Source) | HMH72B341 |  |  | XAHC48FXXN1+TXV | TM9E060B12MP12 | 32400 | 16 | 8.1 | 32000 | 23600 | 73.75% | 2 | 0 | 9 |  |  |  | No | R-410A | 2.7 | Residential & Commercial | No
211396586 | Central HP <5.4 tons | CHAMPION HEATING AND COOLING | HRCU-A-CB (Split System: Heat Pump with Remote Outdoor Unit-Air-Source) | HMH72B341 |  |  | XAFD48FXXN1+TXV | TM8Y120C20MP11 | 34000 | 16.5 | 8.5 | 34000 | 24200 | 71.18% | 2.1 | 0 | 9.5 |  |  |  | No | R-410A | 2.8333 | Residential & Commercial | No
213070274 | Central HP <5.4 tons | ACIQ | HRCU-A-CB (Split System: Heat Pump with Remote Outdoor Unit-Air-Source) | DLCURAH24ABK |  |  | EA*4X36L21A* | *95ESN0401712A* | 24200 | 15.2 | 8.5 | 26400 | 22600 | 85.61% | 1.84 | 0 | 9.5 |  |  |  | No | R-410A | 2.0167 | Residential & Commercial | No
215669818 | Central HP <5.4 tons | DAY & NIGHT | HRCU-A-CB (Split System: Heat Pump with Remote Outdoor Unit-Air-Source) | C5H0V36*K*AAA* |  |  | ESH5X36M12A*+WALLCON | *80CTL1102120B* | 33800 | 16 | 8.5 | 35600 | 25400 | 71.35% | 1.76 | 0 | 9.5 |  |  |  | No | R-454B | 2.8167 | Residential & Commercial | No
215669098 | Central HP <5.4 tons | DAY & NIGHT | HRCU-A-CB (Split System: Heat Pump with Remote Outdoor Unit-Air-Source) | C5H0V36*K*AAA* |  |  | EA*5X48M21A*+WALLCON | *80CSU0401712A* | 33800 | 18 | 9 | 35000 | 25000 | 71.43% | 1.88 | 0 | 9.5 |  |  |  | No | R-454B | 2.8167 | Residential & Commercial | No
215670050 | Central HP <5.4 tons | DAY & NIGHT | HRCU-A-CB (Split System: Heat Pump with Remote Outdoor Unit-Air-Source) | C5H0V36*K*AAA* |  |  | ESH5X42M12A*+WALLCON | *97CMN0601714B* | 33600 | 16 | 8.5 | 35800 | 25600 | 71.51% | 1.76 | 0 | 9 |  |  |  | No | R-454B | 2.8 | Residential & Commercial | No
215670082 | Central HP <5.4 tons | DAY & NIGHT | HRCU-A-CB (Split System: Heat Pump with Remote Outdoor Unit-Air-Source) | C5H0V36*K*AAA* |  |  | ESH5X42M12A*+WALLCON | *97CMN1202422B* | 34000 | 16.5 | 8.5 | 35600 | 25200 | 70.79% | 1.78 | 0 | 9.5 |  |  |  | No | R-454B | 2.8333 | Residential & Commercial | No
215670302 | Central HP <5.4 tons | DAY & NIGHT | HRCU-A-CB (Split System: Heat Pump with Remote Outdoor Unit-Air-Source) | C5H0V36*K*AAA* |  |  | ESH5X48M12A*+WALLCON | *97CMN0802120B* | 34200 | 16.5 | 8.5 | 35400 | 25200 | 71.19% | 1.88 | 0 | 9.5 |  |  |  | No | R-454B | 2.85 | Residential & Commercial | No
215670502 | Central HP <5.4 tons | DAY & NIGHT | HRCU-A-CB (Split System: Heat Pump with Remote Outdoor Unit-Air-Source) | C5H0V36*K*AAA* |  |  | ESH5X60M12A*+WALLCON | *97CMN0601714B* | 34200 | 16.5 | 8.5 | 34800 | 25200 | 72.41% | 1.8 | 0 | 9.5 |  |  |  | No | R-454B | 2.85 | Residential & Commercial | No
213069231 | Central HP <5.4 tons | ACIQ | HRCU-A-CB (Split System: Heat Pump with Remote Outdoor Unit-Air-Source) | DLCURAH30ABK |  |  | FXM4X36**AL |  | 31000 | 15.2 | 8.1 | 33600 | 26400 | 78.57% | 1.82 | 0 | 9 |  |  |  | No | R-410A | 2.5833 | Residential & Commercial | No
211222071 | Central HP <5.4 tons | HEIL | HRCU-A-CB (Split System: Heat Pump with Remote Outdoor Unit-Air-Source) | DLCURAH30ABK |  |  | EA*4X36L21A* | *80ESU0802120A | 29600 | 15.2 | 8.1 | 33800 | 27600 | 81.66% | 1.76 | 0 | 9 |  |  |  | No | R-410A | 2.4667 | Residential & Commercial | No
215669914 | Central HP <5.4 tons | DAY & NIGHT | HRCU-A-CB (Split System: Heat Pump with Remote Outdoor Unit-Air-Source) | C5H0V36*K*AAA* |  |  | ESH5X36M12A*+WALLCON | *96CTN0601714B* | 33400 | 16 | 8.5 | 36000 | 25800 | 71.67% | 1.76 | 0 | 9 |  |  |  | No | R-454B | 2.7833 | Residential & Commercial | No
213069477 | Central HP <5.4 tons | ACIQ | HRCU-A-CB (Split System: Heat Pump with Remote Outdoor Unit-Air-Source) | DLCURAH36ABK |  |  | EA*4X48L21A* | OLV112A16A | 35800 | 15.5 | 8.5 | 38500 | 34800 | 90.39% | 2.04 | 0 | 9.5 |  |  |  | No | R-410A | 2.9833 | Residential & Commercial | No
213069479 | Central HP <5.4 tons | ACIQ | HRCU-A-CB (Split System: Heat Pump with Remote Outdoor Unit-Air-Source) | DLCURAH36ABK |  |  | EA*4X48L21A* | OMV112K14A | 35600 | 15.5 | 8.1 | 38500 | 34800 | 90.39% | 2.04 | 0 | 9.5 |  |  |  | No | R-410A | 2.9667 | Residential & Commercial | No
211396754 | Central HP <5.4 tons | CHAMPION HEATING AND COOLING | HRCU-A-CB (Split System: Heat Pump with Remote Outdoor Unit-Air-Source) | HMH72B341 |  |  | XAHD48FBCN1 | TM8Y100C16MP11 | 33600 | 17 | 8.1 | 32600 | 24000 | 73.62% | 2.04 | 0 | 9 |  |  |  | No | R-410A | 2.8 | Residential & Commercial | No
211396784 | Central HP <5.4 tons | CHAMPION HEATING AND COOLING | HRCU-A-CB (Split System: Heat Pump with Remote Outdoor Unit-Air-Source) | HMH72B341 |  |  | XAHC48FXXN1+TXV | TM8Y100C16MP11 | 33600 | 17 | 8.1 | 32600 | 24000 | 73.62% | 2.04 | 0 | 9 |  |  |  | No | R-410A | 2.8 | Residential & Commercial | No
211394400 | Central HP <5.4 tons | CHAMPION HEATING AND COOLING | HRCU-A-CB (Split System: Heat Pump with Remote Outdoor Unit-Air-Source) | HMH72B341 |  |  | XAHD48FXXN1+TXV | TM9V100C20MP12 | 33600 | 16.5 | 8.5 | 32400 | 23800 | 73.46% | 2.06 | 0 | 9 |  |  |  | No | R-410A | 2.8 | Residential & Commercial | No
211394850 | Central HP <5.4 tons | CHAMPION HEATING AND COOLING | HRCU-A-CB (Split System: Heat Pump with Remote Outdoor Unit-Air-Source) | HMH72B341 |  |  | XAFD48FXXN1+TXV | TP9C100C16MP13 | 33800 | 16.5 | 8.5 | 32400 | 23600 | 72.84% | 2.08 | 0 | 9.5 |  |  |  | No | R-410A | 2.8167 | Residential & Commercial | No
211395479 | Central HP <5.4 tons | CHAMPION HEATING AND COOLING | HRCU-A-CB (Split System: Heat Pump with Remote Outdoor Unit-Air-Source) | HMH72B341 |  |  | XAHC48FXXN1+TXV | TP9C080B12MP13 | 32800 | 16 | 8.1 | 32200 | 23600 | 73.29% | 2.02 | 0 | 9 |  |  |  | No | R-410A | 2.7333 | Residential & Commercial | No
215670098 | Central HP <5.4 tons | DAY & NIGHT | HRCU-A-CB (Split System: Heat Pump with Remote Outdoor Unit-Air-Source) | C5H0V36*K*AAA* |  |  | ESH5X42M12A*+WALLCON | *96CTN0601714B* | 33600 | 16.5 | 8.5 | 35800 | 25600 | 71.51% | 1.76 | 0 | 9 |  |  |  | No | R-454B | 2.8 | Residential & Commercial | No
215674060 | Central HP <5.4 tons | DAY & NIGHT | HRCU-A-CB (Split System: Heat Pump with Remote Outdoor Unit-Air-Source) | C5H0V48*K*AAA* |  |  | EA*5X48M21A*+WALLCON | *80CTL0902120B* | 44500 | 18 | 9 | 48500 | 34000 | 70.1% | 2.06 | 0 | 9.5 |  |  |  | No | R-454B | 3.7083 | Residential & Commercial | No
213078836 | Central HP <5.4 tons | HEIL | HRCU-A-CB (Split System: Heat Pump with Remote Outdoor Unit-Air-Source) | DLCURAH36ABK |  |  | EA*4X36L21A* | *80MSU1002120A* | 35000 | 16 | 8.5 | 38500 | 35200 | 91.43% | 1.8 | 0 | 9.5 |  |  |  | No | R-410A | 2.9167 | Residential & Commercial | No
215669834 | Central HP <5.4 tons | DAY & NIGHT | HRCU-A-CB (Split System: Heat Pump with Remote Outdoor Unit-Air-Source) | C5H0V36*K*AAA* |  |  | ESH5X36M12A*+WALLCON | *95CSU0601716B* | 33600 | 16 | 8.5 | 35800 | 25600 | 71.51% | 1.76 | 0 | 9 |  |  |  | No | R-454B | 2.8 | Residential & Commercial | No
215670066 | Central HP <5.4 tons | DAY & NIGHT | HRCU-A-CB (Split System: Heat Pump with Remote Outdoor Unit-Air-Source) | C5H0V36*K*AAA* |  |  | ESH5X42M12A*+WALLCON | *97CMN0802120B* | 34000 | 16.5 | 8.5 | 35600 | 25200 | 70.79% | 1.78 | 0 | 9.5 |  |  |  | No | R-454B | 2.8333 | Residential & Commercial | No
215669746 | Central HP <5.4 tons | DAY & NIGHT | HRCU-A-CB (Split System: Heat Pump with Remote Outdoor Unit-Air-Source) | C5H0V36*K*AAA* |  |  | ESH5X36M12A*+WALLCON | *80CSU0401712A* | 33600 | 16.5 | 8.5 | 35800 | 25400 | 70.95% | 1.76 | 0 | 9.5 |  |  |  | No | R-454B | 2.8 | Residential & Commercial | No
215669778 | Central HP <5.4 tons | DAY & NIGHT | HRCU-A-CB (Split System: Heat Pump with Remote Outdoor Unit-Air-Source) | C5H0V36*K*AAA* |  |  | ESH5X36M12A*+WALLCON | *80CTL0701412B* | 33400 | 16.5 | 8.5 | 35800 | 25600 | 71.51% | 1.76 | 0 | 9 |  |  |  | No | R-454B | 2.7833 | Residential & Commercial | No
215669930 | Central HP <5.4 tons | DAY & NIGHT | HRCU-A-CB (Split System: Heat Pump with Remote Outdoor Unit-Air-Source) | C5H0V36*K*AAA* |  |  | ESH5X36M12A*+WALLCON | *96CTN1202422B* | 33800 | 16 | 8.5 | 35800 | 25400 | 70.95% | 1.76 | 0 | 9.5 |  |  |  | No | R-454B | 2.8167 | Residential & Commercial | No
215670182 | Central HP <5.4 tons | DAY & NIGHT | HRCU-A-CB (Split System: Heat Pump with Remote Outdoor Unit-Air-Source) | C5H0V36*K*AAA* |  |  | ESH5X48M12A*+WALLCON | *80CTL0701716B* | 34000 | 16.5 | 8.5 | 35600 | 25400 | 71.35% | 1.78 | 0 | 9.5 |  |  |  | No | R-454B | 2.8333 | Residential & Commercial | No
215670232 | Central HP <5.4 tons | DAY & NIGHT | HRCU-A-CB (Split System: Heat Pump with Remote Outdoor Unit-Air-Source) | C5H0V36*K*AAA* |  |  | ESH5X48M12A*+WALLCON | *80CTL1352422B* | 34200 | 17 | 8.5 | 35400 | 25200 | 71.19% | 1.9 | 0 | 9.5 |  |  |  | No | R-454B | 2.85 | Residential & Commercial | No
213076635 | Central HP <5.4 tons | HEIL | HRCU-A-CB (Split System: Heat Pump with Remote Outdoor Unit-Air-Source) | DLCURAH36ABK |  |  | EA*4X36L21A* | *80VTL0902120B* | 35000 | 16 | 8.1 | 38500 | 35200 | 91.43% | 1.82 | 0 | 9.5 |  |  |  | No | R-410A | 2.9167 | Residential & Commercial | No
211397960 | Central HP <5.4 tons | CHAMPION HEATING AND COOLING | HRCU-A-CB (Split System: Heat Pump with Remote Outdoor Unit-Air-Source) | HMH72B341 |  |  | XAHC48FXXN1+TXV | TPLC080B12MP13 | 32400 | 16 | 8.1 | 32000 | 23600 | 73.75% | 1.98 | 0 | 8.5 |  |  |  | No | R-410A | 2.7 | Residential & Commercial | No
211398644 | Central HP <5.4 tons | CHAMPION HEATING AND COOLING | HRCU-A-CB (Split System: Heat Pump with Remote Outdoor Unit-Air-Source) | HMH72B341 |  |  | XAHC48FBCN1 | TMLE100B12MP11 | 32600 | 17 | 8.1 | 31800 | 23200 | 72.96% | 2.02 | 0 | 9 |  |  |  | No | R-410A | 2.7167 | Residential & Commercial | No
211397756 | Central HP <5.4 tons | CHAMPION HEATING AND COOLING | HRCU-A-CB (Split System: Heat Pump with Remote Outdoor Unit-Air-Source) | HMH72B341 |  |  | XAFC48FXXN1+TXV | TPLC100C16MP13 | 34000 | 16.5 | 8.5 | 33200 | 24400 | 73.49% | 2.1 | 0 | 9 |  |  |  | No | R-410A | 2.8333 | Residential & Commercial | No
211398288 | Central HP <5.4 tons | CHAMPION HEATING AND COOLING | HRCU-A-CB (Split System: Heat Pump with Remote Outdoor Unit-Air-Source) | HMH72B341 |  |  | XAFC48FXXN1+TXV | TMLE120C16MP11 | 33600 | 17 | 8.5 | 32400 | 23600 | 72.84% | 2.08 | 0 | 9.5 |  |  |  | No | R-410A | 2.8 | Residential & Commercial | No
211398607 | Central HP <5.4 tons | CHAMPION HEATING AND COOLING | HRCU-A-CB (Split System: Heat Pump with Remote Outdoor Unit-Air-Source) | HMH72B341 |  |  | XAHC48FXXN1+TXV | TM8E100B12MP11 | 32600 | 17 | 8.1 | 31800 | 23200 | 72.96% | 2.02 | 0 | 9 |  |  |  | No | R-410A | 2.7167 | Residential & Commercial | No
211398659 | Central HP <5.4 tons | CHAMPION HEATING AND COOLING | HRCU-A-CB (Split System: Heat Pump with Remote Outdoor Unit-Air-Source) | HMH72B341 |  |  | XAFC48FXXN1+TXV | TM8E100B12MP11 | 33400 | 17 | 8.5 | 32400 | 23800 | 73.46% | 2.06 | 0 | 9.5 |  |  |  | No | R-410A | 2.7833 | Residential & Commercial | No
215670332 | Central HP <5.4 tons | DAY & NIGHT | HRCU-A-CB (Split System: Heat Pump with Remote Outdoor Unit-Air-Source) | C5H0V36*K*AAA* |  |  | ESH5X48M12A*+WALLCON | *96CTN0401410B* | 32600 | 15.5 | 8.5 | 36000 | 25600 | 71.11% | 1.78 | 0 | 9 |  |  |  | No | R-454B | 2.7167 | Residential & Commercial | No
215670262 | Central HP <5.4 tons | DAY & NIGHT | HRCU-A-CB (Split System: Heat Pump with Remote Outdoor Unit-Air-Source) | C5H0V36*K*AAA* |  |  | ESH5X48M12A*+WALLCON | *95CSU1002122B* | 34200 | 16.5 | 8.5 | 35400 | 25200 | 71.19% | 1.9 | 0 | 9.5 |  |  |  | No | R-454B | 2.85 | Residential & Commercial | No
212396497 | Central HP <5.4 tons | Panasonic | HRCU-A-CB (Split System: Heat Pump with Remote Outdoor Unit-Air-Source) | CU-HE55YAHK6 |  |  | CS-HE60YAHK6 |  | 55000 | 15.3 | 9.4 | 59000 | 48500 | 82.2% | 1.91 | 9 | 8.8 |  |  |  | No | R-410A | 4.5833 | Residential & Commercial | No
215670382 | Central HP <5.4 tons | DAY & NIGHT | HRCU-A-CB (Split System: Heat Pump with Remote Outdoor Unit-Air-Source) | C5H0V36*K*AAA* |  |  | ESH5X60M12A*+WALLCON | *80CSU0401712A* | 34600 | 17 | 8.5 | 34600 | 24800 | 71.68% | 1.8 | 0 | 9.5 |  |  |  | No | R-454B | 2.8833 | Residential & Commercial | No
215670412 | Central HP <5.4 tons | DAY & NIGHT | HRCU-A-CB (Split System: Heat Pump with Remote Outdoor Unit-Air-Source) | C5H0V36*K*AAA* |  |  | ESH5X60M12A*+WALLCON | *80CTL0701412B* | 34400 | 16.5 | 8.5 | 34800 | 25000 | 71.84% | 1.78 | 0 | 9.5 |  |  |  | No | R-454B | 2.8667 | Residential & Commercial | No
215667704 | Central HP <5.4 tons | DAY & NIGHT | HRCU-A-CB (Split System: Heat Pump with Remote Outdoor Unit-Air-Source) | C5H0V24*K*AAA* |  |  | EA*5X36M17A*+WALLCON | *96CTN0401410B* | 22600 | 16 | 8.5 | 24200 | 17000 | 70.25% | 1.84 | 0 | 9.5 |  |  |  | No | R-454B | 1.8833 | Residential & Commercial | No
215670132 | Central HP <5.4 tons | DAY & NIGHT | HRCU-A-CB (Split System: Heat Pump with Remote Outdoor Unit-Air-Source) | C5H0V36*K*AAA* |  |  | ESH5X48M12A*+WALLCON | *80CSU0401712A* | 34200 | 17 | 8.5 | 35400 | 25200 | 71.19% | 1.88 | 0 | 9.5 |  |  |  | No | R-454B | 2.85 | Residential & Commercial | No
215670402 | Central HP <5.4 tons | DAY & NIGHT | HRCU-A-CB (Split System: Heat Pump with Remote Outdoor Unit-Air-Source) | C5H0V36*K*AAA* |  |  | ESH5X60M12A*+WALLCON | *80CTL0451712B* | 34200 | 16.5 | 8.5 | 35000 | 25200 | 72% | 1.78 | 0 | 9 |  |  |  | No | R-454B | 2.85 | Residential & Commercial | No
211228670 | Central HP <5.4 tons | HEIL | HRCU-A-CB (Split System: Heat Pump with Remote Outdoor Unit-Air-Source) | DLCURAH36ABK |  |  | EA*4X43L21A* | OLV098A12* | 36200 | 15.2 | 8.5 | 38500 | 35000 | 90.91% | 2.06 | 0 | 9.5 |  |  |  | No | R-410A | 3.0167 | Residential & Commercial | No
212986134 | Central HP <5.4 tons | HEIL | HRCU-A-CB (Split System: Heat Pump with Remote Outdoor Unit-Air-Source) | DLCURAH24ABK |  |  | EA*4X24L14A* | *96MSN0401410A* | 23200 | 16 | 8.5 | 27000 | 26600 | 98.52% | 2.22 | 0 | 9.5 |  |  |  | No | R-410A | 1.9333 | Residential & Commercial | No
212396496 | Central HP <5.4 tons | Panasonic | HRCU-A-CB (Split System: Heat Pump with Remote Outdoor Unit-Air-Source) | CU-HE48YAHK6 |  |  | CS-HE48YAHK6 |  | 47000 | 15.6 | 9.4 | 50000 | 46000 | 92% | 1.9 | 8.5 | 8.2 |  |  |  | No | R-410A | 3.9167 | Residential & Commercial | No
215677212 | Central HP <5.4 tons | TEMPSTAR | HRCU-A-CB (Split System: Heat Pump with Remote Outdoor Unit-Air-Source) | T5H0V60*K*AAA* |  |  | EVM5X60M24A*+WALLCON | *96CTN1202422B* | 56500 | 18.5 | 9 | 63000 | 44500 | 70.63% | 2.1 | 0 | 9 |  |  |  | No | R-454B | 4.7083 | Residential & Commercial | No
211389604 | Central HP <5.4 tons | LUXAIRE | HRCU-A-CB (Split System: Heat Pump with Remote Outdoor Unit-Air-Source) | HMH72B341 |  |  | XAHC36DXXN1+TXV | TM8Y080B12MP11 | 33200 | 17.5 | 8.1 | 32800 | 23200 | 70.73% | 2.02 | 0 | 9.5 |  |  |  | No | R-410A | 2.7667 | Residential & Commercial | No
211389804 | Central HP <5.4 tons | LUXAIRE | HRCU-A-CB (Split System: Heat Pump with Remote Outdoor Unit-Air-Source) | HMH72B341 |  |  | XAHB36DXXN1+TXV | TM8Y060A12MP11 | 32800 | 17.5 | 8.1 | 32600 | 23000 | 70.55% | 1.98 | 0 | 9.5 |  |  |  | No | R-410A | 2.7333 | Residential & Commercial | No
211222527 | Central HP <5.4 tons | HEIL | HRCU-A-CB (Split System: Heat Pump with Remote Outdoor Unit-Air-Source) | DLCURAH30ABK |  |  | EA*4X37L21A* | *80ESU0401712A* | 31000 | 15.2 | 8.1 | 33400 | 26000 | 77.84% | 1.86 | 0 | 9 |  |  |  | No | R-410A | 2.5833 | Residential & Commercial | No
212982156 | Central HP <5.4 tons | CARRIER | HRCU-A-CB (Split System: Heat Pump with Remote Outdoor Unit-Air-Source) | 38MURAQ30AB3* |  |  | CAP**4221AL* | 58SU*B060M17**16 | 29800 | 15.2 | 8.1 | 33800 | 27400 | 81.07% | 1.8 | 0 | 9 |  |  |  | No | R-410A | 2.4833 | Residential & Commercial | No
212982624 | Central HP <5.4 tons | CARRIER | HRCU-A-CB (Split System: Heat Pump with Remote Outdoor Unit-Air-Source) | 38MURAQ30AB3* |  |  | CAP**3721AL* | 58SU*B080M21**20 | 30600 | 15.2 | 8.1 | 33400 | 26200 | 78.44% | 1.86 | 0 | 9 |  |  |  | No | R-410A | 2.55 | Residential & Commercial | No
211713127 | Central HP <5.4 tons | AIRQUEST | HRCU-A-CB (Split System: Heat Pump with Remote Outdoor Unit-Air-Source) | DLCURAH30ABK |  |  | EA*4X43L21A* | *80ESU0401712A* | 31200 | 15.2 | 8.1 | 33400 | 26000 | 77.84% | 1.86 | 0 | 9 |  |  |  | No | R-410A | 2.6 | Residential & Commercial | No
211713396 | Central HP <5.4 tons | AIRQUEST | HRCU-A-CB (Split System: Heat Pump with Remote Outdoor Unit-Air-Source) | DLCURAH30ABK |  |  | EA*4X43L21A* | *80ESU0601716A | 31200 | 15.2 | 8.5 | 33400 | 26000 | 77.84% | 1.86 | 0 | 9 |  |  |  | No | R-410A | 2.6 | Residential & Commercial | No
216505878 | Central HP <5.4 tons | Panasonic | HRCU-A-CB (Split System: Heat Pump with Remote Outdoor Unit-Air-Source) | CU-M60BAHU |  |  | CS-HM60BAHU |  | 54000 | 15.2 | 8.4 | 54000 | 38000 | 70.37% | 1.8 | 0 | 8.6 |  |  |  | No | R-454B | 4.5 | Residential & Commercial | No
211241745 | Central HP <5.4 tons | HEIL | HRCU-A-CB (Split System: Heat Pump with Remote Outdoor Unit-Air-Source) | DLCURAH24ABK |  |  | EA*4X30L17A* | *92ESN0401410A* | 24000 | 15.2 | 8.5 | 26600 | 23000 | 86.47% | 1.86 | 0 | 9.5 |  |  |  | No | R-410A | 2 | Residential & Commercial | No
213069630 | Central HP <5.4 tons | ACIQ | HRCU-A-CB (Split System: Heat Pump with Remote Outdoor Unit-Air-Source) | DLCURAH24ABK |  |  | EA*4X24L14A* | *96VSN0401410A* | 23400 | 15.5 | 8.5 | 26800 | 24800 | 92.54% | 2.04 | 0 | 9.5 |  |  |  | No | R-410A | 1.95 | Residential & Commercial | No
211240294 | Central HP <5.4 tons | HEIL | HRCU-A-CB (Split System: Heat Pump with Remote Outdoor Unit-Air-Source) | DLCURAH24ABK |  |  | EA*4X24L14A* | *96VTN0401410A* | 23400 | 15.5 | 8.5 | 26800 | 24800 | 92.54% | 2.04 | 0 | 9.5 |  |  |  | No | R-410A | 1.95 | Residential & Commercial | No
211240746 | Central HP <5.4 tons | HEIL | HRCU-A-CB (Split System: Heat Pump with Remote Outdoor Unit-Air-Source) | DLCURAH24ABK |  |  | EA*4X24L17A* | *92ESN0401712A* | 23400 | 15.5 | 8.5 | 26800 | 24800 | 92.54% | 2.04 | 0 | 9.5 |  |  |  | No | R-410A | 1.95 | Residential & Commercial | No
211393160 | Central HP <5.4 tons | CHAMPION HEATING AND COOLING | HRCU-A-CB (Split System: Heat Pump with Remote Outdoor Unit-Air-Source) | HMH72B341 |  |  | XAHC36DBCN1 | TL9E060B12UH11 | 32800 | 17.5 | 8.1 | 32400 | 22800 | 70.37% | 1.98 | 0 | 9.5 |  |  |  | No | R-410A | 2.7333 | Residential & Commercial | No
211395371 | Central HP <5.4 tons | CHAMPION HEATING AND COOLING | HRCU-A-CB (Split System: Heat Pump with Remote Outdoor Unit-Air-Source) | HMH72B341 |  |  | XAUC48FXXN1+TXV | TM9V080C16MP12 | 33400 | 16.5 | 8.5 | 32400 | 23600 | 72.84% | 2.06 | 0 | 9.5 |  |  |  | No | R-410A | 2.7833 | Residential & Commercial | No
211392343 | Central HP <5.4 tons | CHAMPION HEATING AND COOLING | HRCU-A-CB (Split System: Heat Pump with Remote Outdoor Unit-Air-Source) | HMH72B341 |  |  | XAFC36DBCN1 | TMLE080B12MP11 | 34000 | 18 | 8.1 | 34000 | 24400 | 71.76% | 2.06 | 0 | 9.5 |  |  |  | No | R-410A | 2.8333 | Residential & Commercial | No
211392554 | Central HP <5.4 tons | CHAMPION HEATING AND COOLING | HRCU-A-CB (Split System: Heat Pump with Remote Outdoor Unit-Air-Source) | HMH72B341 |  |  | XAHB36DBCN1 | TM8E060A12MP11 | 33200 | 17 | 8.1 | 33200 | 23400 | 70.48% | 2 | 0 | 9.5 |  |  |  | No | R-410A | 2.7667 | Residential & Commercial | No
213069353 | Central HP <5.4 tons | ACIQ | HRCU-A-CB (Split System: Heat Pump with Remote Outdoor Unit-Air-Source) | DLCURAH36ABK |  |  | EA*4X42L21A* | OLV098A12* | 35000 | 15.2 | 8.1 | 38500 | 35200 | 91.43% | 1.86 | 0 | 9.5 |  |  |  | No | R-410A | 2.9167 | Residential & Commercial | No
213069387 | Central HP <5.4 tons | ACIQ | HRCU-A-CB (Split System: Heat Pump with Remote Outdoor Unit-Air-Source) | DLCURAH36ABK |  |  | EA*4X42L24A* | *96VTN0802120A* | 35000 | 16 | 8.1 | 38500 | 35000 | 90.91% | 1.86 | 0 | 9.5 |  |  |  | No | R-410A | 2.9167 | Residential & Commercial | No
213069436 | Central HP <5.4 tons | ACIQ | HRCU-A-CB (Split System: Heat Pump with Remote Outdoor Unit-Air-Source) | DLCURAH36ABK |  |  | EA*4X48L21A* | *80ES(N,L)0451712A* | 35600 | 15.5 | 8.1 | 38500 | 34800 | 90.39% | 2.04 | 0 | 9.5 |  |  |  | No | R-410A | 2.9667 | Residential & Commercial | No
211397074 | Central HP <5.4 tons | LUXAIRE | HRCU-A-CB (Split System: Heat Pump with Remote Outdoor Unit-Air-Source) | HMH72B341 |  |  | XAHC48FXXN1+TXV | TMLV120C20MP12 | 33800 | 16.5 | 8.5 | 32400 | 23800 | 73.46% | 2.06 | 0 | 9 |  |  |  | No | R-410A | 2.8167 | Residential & Commercial | No
211392268 | Central HP <5.4 tons | CHAMPION HEATING AND COOLING | HRCU-A-CB (Split System: Heat Pump with Remote Outdoor Unit-Air-Source) | HMH72B341 |  |  | XAHB36DBCN1 | TMLE080B12MP11 | 33200 | 17 | 8.1 | 33200 | 23400 | 70.48% | 2 | 0 | 9.5 |  |  |  | No | R-410A | 2.7667 | Residential & Commercial | No
213069655 | Central HP <5.4 tons | ACIQ | HRCU-A-CB (Split System: Heat Pump with Remote Outdoor Unit-Air-Source) | DLCURAH24ABK |  |  | EA*4X24L17A* | *96VTN0401712A* | 23000 | 15.5 | 8.5 | 26400 | 26000 | 98.48% | 2.18 | 0 | 9.5 |  |  |  | No | R-410A | 1.9167 | Residential & Commercial | No
213069746 | Central HP <5.4 tons | ACIQ | HRCU-A-CB (Split System: Heat Pump with Remote Outdoor Unit-Air-Source) | DLCURAH24ABK |  |  | EA*4X30L17A* | *96VSN0401712A* | 23200 | 16 | 8.5 | 25800 | 24200 | 93.8% | 2 | 0 | 9.5 |  |  |  | No | R-410A | 1.9333 | Residential & Commercial | No
211393328 | Central HP <5.4 tons | CHAMPION HEATING AND COOLING | HRCU-A-CB (Split System: Heat Pump with Remote Outdoor Unit-Air-Source) | HMH72B341 |  |  | XAHC36DBCN1 | TL8E100C20UH11 | 34000 | 17 | 8.1 | 34000 | 24400 | 71.76% | 2.1 | 0 | 9.5 |  |  |  | No | R-410A | 2.8333 | Residential & Commercial | No
211394629 | Central HP <5.4 tons | CHAMPION HEATING AND COOLING | HRCU-A-CB (Split System: Heat Pump with Remote Outdoor Unit-Air-Source) | HMH72B341 |  |  | XAFC48FBCN1 | TM9V100C20MP12 | 34000 | 16.5 | 8.5 | 33000 | 24200 | 73.33% | 2.1 | 0 | 9 |  |  |  | No | R-410A | 2.8333 | Residential & Commercial | No
211395617 | Central HP <5.4 tons | CHAMPION HEATING AND COOLING | HRCU-A-CB (Split System: Heat Pump with Remote Outdoor Unit-Air-Source) | HMH72B341 |  |  | XAFC48FBCN1 | TM9V080B12MP12 | 33400 | 16.5 | 8.5 | 32600 | 24000 | 73.62% | 2.06 | 0 | 9 |  |  |  | No | R-410A | 2.7833 | Residential & Commercial | No
211397122 | Central HP <5.4 tons | LUXAIRE | HRCU-A-CB (Split System: Heat Pump with Remote Outdoor Unit-Air-Source) | HMH72B341 |  |  | XAHC48FXXN1+TXV | LPLC120C20MP13 | 33800 | 16.5 | 8.5 | 32400 | 23800 | 73.46% | 2.06 | 0 | 9 |  |  |  | No | R-410A | 2.8167 | Residential & Commercial | No
211397201 | Central HP <5.4 tons | LUXAIRE | HRCU-A-CB (Split System: Heat Pump with Remote Outdoor Unit-Air-Source) | HMH72B341 |  |  | XAHD48FXXN1+TXV | TM8V100C16MP12 | 33600 | 16 | 8.5 | 32400 | 23800 | 73.46% | 2.06 | 0 | 9 |  |  |  | No | R-410A | 2.8 | Residential & Commercial | No
211397792 | Central HP <5.4 tons | LUXAIRE | HRCU-A-CB (Split System: Heat Pump with Remote Outdoor Unit-Air-Source) | HMH72B341 |  |  | XAUC48FXXN1+TXV | TM8V100C16MP12 | 34000 | 16.5 | 8.5 | 33200 | 24400 | 73.49% | 2.1 | 0 | 9 |  |  |  | No | R-410A | 2.8333 | Residential & Commercial | No
213069443 | Central HP <5.4 tons | ACIQ | HRCU-A-CB (Split System: Heat Pump with Remote Outdoor Unit-Air-Source) | DLCURAH36ABK |  |  | EA*4X48L21A* | *80VSL0451716A* | 35600 | 15.5 | 8.1 | 38500 | 34800 | 90.39% | 2.04 | 0 | 9.5 |  |  |  | No | R-410A | 2.9667 | Residential & Commercial | No
214567597 | Central HP <5.4 tons | Willis | HRCU-A-C (Split System: Heat Pump with Remote Outdoor Unit with No Indoor Fan --Air Source) | FLEX24/36KUH |  |  | CC36V1 |  | 32000 | 15.2 | 8.5 | 34000 | 24000 | 70.59% | 1.8 | 0 | 9.5 |  |  |  | No | R-410A | 2.6667 | Residential & Commercial | No
213069459 | Central HP <5.4 tons | ACIQ | HRCU-A-CB (Split System: Heat Pump with Remote Outdoor Unit-Air-Source) | DLCURAH36ABK |  |  | EA*4X48L21A* | *95ESN0601714A* | 35400 | 15.5 | 8.1 | 38500 | 34800 | 90.39% | 2.02 | 0 | 9.5 |  |  |  | No | R-410A | 2.95 | Residential & Commercial | No
213069478 | Central HP <5.4 tons | ACIQ | HRCU-A-CB (Split System: Heat Pump with Remote Outdoor Unit-Air-Source) | DLCURAH36ABK |  |  | EA*4X48L21A* | OMV098J12* | 35600 | 15.2 | 8.1 | 38500 | 34800 | 90.39% | 2.04 | 0 | 9.5 |  |  |  | No | R-410A | 2.9667 | Residential & Commercial | No
211398176 | Central HP <5.4 tons | LUXAIRE | HRCU-A-CB (Split System: Heat Pump with Remote Outdoor Unit-Air-Source) | HMH72B341 |  |  | XAHC48FBCN1 | TM8E120C16MP11 | 33000 | 17 | 8.5 | 31600 | 23200 | 73.42% | 2.04 | 0 | 9.5 |  |  |  | No | R-410A | 2.75 | Residential & Commercial | No
211393741 | Central HP <5.4 tons | CHAMPION HEATING AND COOLING | HRCU-A-CB (Split System: Heat Pump with Remote Outdoor Unit-Air-Source) | HMH72B341 |  |  | XAFA30DXXN1+TXV | TMLE060A12MP11 | 33800 | 17.5 | 8.1 | 33800 | 23800 | 70.41% | 2.04 | 0 | 9.5 |  |  |  | No | R-410A | 2.8167 | Residential & Commercial | No
211393905 | Central HP <5.4 tons | CHAMPION HEATING AND COOLING | HRCU-A-CB (Split System: Heat Pump with Remote Outdoor Unit-Air-Source) | HMH72B341 |  |  | XAHC48FBCN1 | TM9Y100C16MP11 | 33200 | 17 | 8.1 | 32400 | 23600 | 72.84% | 2.02 | 0 | 9 |  |  |  | No | R-410A | 2.7667 | Residential & Commercial | No
211398294 | Central HP <5.4 tons | LUXAIRE | HRCU-A-CB (Split System: Heat Pump with Remote Outdoor Unit-Air-Source) | HMH72B341 |  |  | XAFC48FBCN1 | TM8E120C16MP11 | 33600 | 17 | 8.5 | 32400 | 23600 | 72.84% | 2.08 | 0 | 9.5 |  |  |  | No | R-410A | 2.8 | Residential & Commercial | No
211398864 | Central HP <5.4 tons | LUXAIRE | HRCU-A-CB (Split System: Heat Pump with Remote Outdoor Unit-Air-Source) | HMH72B341 |  |  | XAFD48FXXN1+TXV | TMLE080C16MP11 | 33400 | 17 | 8.5 | 32200 | 23400 | 72.67% | 2.06 | 0 | 9.5 |  |  |  | No | R-410A | 2.7833 | Residential & Commercial | No
211394759 | Central HP <5.4 tons | LUXAIRE | HRCU-A-CB (Split System: Heat Pump with Remote Outdoor Unit-Air-Source) | HMH72B341 |  |  | XAHC48FXXN1+TXV | TM9V100C16MP12 | 33000 | 16.5 | 8.5 | 31800 | 23200 | 72.96% | 2.04 | 0 | 9 |  |  |  | No | R-410A | 2.75 | Residential & Commercial | No
211394234 | Central HP <5.4 tons | LUXAIRE | HRCU-A-CB (Split System: Heat Pump with Remote Outdoor Unit-Air-Source) | HMH72B341 |  |  | XAFC48FBCN1 | TM9Y060B12MP11 | 33200 | 16.5 | 8.1 | 32600 | 24000 | 73.62% | 2.02 | 0 | 9 |  |  |  | No | R-410A | 2.7667 | Residential & Commercial | No
211398213 | Central HP <5.4 tons | CHAMPION HEATING AND COOLING | HRCU-A-CB (Split System: Heat Pump with Remote Outdoor Unit-Air-Source) | HMH72B341 |  |  | XAFD48FXXN1+TXV | TM8E120C16MP11 | 33600 | 17 | 8.5 | 32400 | 23600 | 72.84% | 2.08 | 0 | 9.5 |  |  |  | No | R-410A | 2.8 | Residential & Commercial | No
211398300 | Central HP <5.4 tons | CHAMPION HEATING AND COOLING | HRCU-A-CB (Split System: Heat Pump with Remote Outdoor Unit-Air-Source) | HMH72B341 |  |  | XAFC48FBCN1 | TM8E120C16MP11 | 33600 | 17 | 8.5 | 32400 | 23600 | 72.84% | 2.08 | 0 | 9.5 |  |  |  | No | R-410A | 2.8 | Residential & Commercial | No
211398365 | Central HP <5.4 tons | CHAMPION HEATING AND COOLING | HRCU-A-CB (Split System: Heat Pump with Remote Outdoor Unit-Air-Source) | HMH72B341 |  |  | XAHD48FXXN1+TXV | TMLE100C16MP11 | 32800 | 16.5 | 8.5 | 31600 | 23200 | 73.42% | 2.02 | 0 | 9.5 |  |  |  | No | R-410A | 2.7333 | Residential & Commercial | No
211388504 | Central HP <5.4 tons | CHAMPION HEATING AND COOLING | HRCU-A-CB (Split System: Heat Pump with Remote Outdoor Unit-Air-Source) | HMH72B341 |  |  | XAFB36DXXN1+TXV | TM9V040A10MP12 | 33200 | 17 | 8.1 | 33200 | 23400 | 70.48% | 2 | 0 | 9.5 |  |  |  | No | R-410A | 2.7667 | Residential & Commercial | No
212972477 | Central HP <5.4 tons | HEIL | HRCU-A-CB (Split System: Heat Pump with Remote Outdoor Unit-Air-Source) | DLCURAH30ABK |  |  | EA*4X42L24A* | *80VTL1102122B* | 29800 | 15.2 | 8.1 | 34200 | 27600 | 80.7% | 1.8 | 0 | 9 |  |  |  | No | R-410A | 2.4833 | Residential & Commercial | No
211712574 | Central HP <5.4 tons | AIRQUEST | HRCU-A-CB (Split System: Heat Pump with Remote Outdoor Unit-Air-Source) | DLCURAH30ABK |  |  | EA*4X42L21A* | *80ESU0802120A | 29800 | 15.2 | 8.1 | 33800 | 27200 | 80.47% | 1.78 | 0 | 9 |  |  |  | No | R-410A | 2.4833 | Residential & Commercial | No
215669228 | Central HP <5.4 tons | DAY & NIGHT | HRCU-A-CB (Split System: Heat Pump with Remote Outdoor Unit-Air-Source) | C5H0V36*K*AAA* |  |  | EA*5X48M21A*+WALLCON | *97CMN0602120B* | 33600 | 17.5 | 9 | 35200 | 25200 | 71.59% | 1.9 | 0 | 9.5 |  |  |  | No | R-454B | 2.8 | Residential & Commercial | No
211394500 | Central HP <5.4 tons | CHAMPION HEATING AND COOLING | HRCU-A-CB (Split System: Heat Pump with Remote Outdoor Unit-Air-Source) | HMH72B341 |  |  | XAHC48FBCN1 | TM9V100C20MP12 | 33200 | 17 | 8.5 | 32000 | 23400 | 73.12% | 2.04 | 0 | 9 |  |  |  | No | R-410A | 2.7667 | Residential & Commercial | No
211397290 | Central HP <5.4 tons | CHAMPION HEATING AND COOLING | HRCU-A-CB (Split System: Heat Pump with Remote Outdoor Unit-Air-Source) | HMH72B341 |  |  | XAHD48FBCN1 | TM8V100C16MP12 | 33600 | 16 | 8.5 | 32400 | 23800 | 73.46% | 2.06 | 0 | 9 |  |  |  | No | R-410A | 2.8 | Residential & Commercial | No
211397891 | Central HP <5.4 tons | CHAMPION HEATING AND COOLING | HRCU-A-CB (Split System: Heat Pump with Remote Outdoor Unit-Air-Source) | HMH72B341 |  |  | XAFC48FBCN1 | TPLC100C16MP13 | 34000 | 16.5 | 8.5 | 33200 | 24400 | 73.49% | 2.1 | 0 | 9 |  |  |  | No | R-410A | 2.8333 | Residential & Commercial | No
211398577 | Central HP <5.4 tons | CHAMPION HEATING AND COOLING | HRCU-A-CB (Split System: Heat Pump with Remote Outdoor Unit-Air-Source) | HMH72B341 |  |  | XAFC48FBCN1 | TMLE100C16MP11 | 33600 | 17 | 8.5 | 32400 | 23600 | 72.84% | 2.06 | 0 | 9.5 |  |  |  | No | R-410A | 2.8 | Residential & Commercial | No
211398547 | Central HP <5.4 tons | CHAMPION HEATING AND COOLING | HRCU-A-CB (Split System: Heat Pump with Remote Outdoor Unit-Air-Source) | HMH72B341 |  |  | XAFC48FBCN1 | TM8E100C16MP11 | 33600 | 17 | 8.5 | 32400 | 23600 | 72.84% | 2.06 | 0 | 9.5 |  |  |  | No | R-410A | 2.8 | Residential & Commercial | No
211398882 | Central HP <5.4 tons | CHAMPION HEATING AND COOLING | HRCU-A-CB (Split System: Heat Pump with Remote Outdoor Unit-Air-Source) | HMH72B341 |  |  | XAFD48FBCN1 | TM8E080C16MP11 | 33400 | 17 | 8.5 | 32200 | 23400 | 72.67% | 2.06 | 0 | 9.5 |  |  |  | No | R-410A | 2.7833 | Residential & Commercial | No
211393711 | Central HP <5.4 tons | CHAMPION HEATING AND COOLING | HRCU-A-CB (Split System: Heat Pump with Remote Outdoor Unit-Air-Source) | HMH72B341 |  |  | XAFA30DXXN1+TXV | TPLC060A12MP13 | 34000 | 17 | 8.1 | 34000 | 24200 | 71.18% | 2.04 | 0 | 9.5 |  |  |  | No | R-410A | 2.8333 | Residential & Commercial | No
211394529 | Central HP <5.4 tons | CHAMPION HEATING AND COOLING | HRCU-A-CB (Split System: Heat Pump with Remote Outdoor Unit-Air-Source) | HMH72B341 |  |  | XAFD48FXXN1+TXV | TM9V100C20MP12 | 34000 | 16.5 | 8.5 | 33000 | 24200 | 73.33% | 2.1 | 0 | 9 |  |  |  | No | R-410A | 2.8333 | Residential & Commercial | No
211394979 | Central HP <5.4 tons | CHAMPION HEATING AND COOLING | HRCU-A-CB (Split System: Heat Pump with Remote Outdoor Unit-Air-Source) | HMH72B341 |  |  | XAUC48FXXN1+TXV | TP9C100C16MP13 | 33800 | 16.5 | 8.5 | 32400 | 23800 | 73.46% | 2.08 | 0 | 9.5 |  |  |  | No | R-410A | 2.8167 | Residential & Commercial | No
211395096 | Central HP <5.4 tons | CHAMPION HEATING AND COOLING | HRCU-A-CB (Split System: Heat Pump with Remote Outdoor Unit-Air-Source) | HMH72B341 |  |  | XAHC48FXXN1+TXV | TP9C080C16MP13 | 32800 | 16.5 | 8.5 | 31800 | 23200 | 72.96% | 2.02 | 0 | 9 |  |  |  | No | R-410A | 2.7333 | Residential & Commercial | No
211397726 | Central HP <5.4 tons | CHAMPION HEATING AND COOLING | HRCU-A-CB (Split System: Heat Pump with Remote Outdoor Unit-Air-Source) | HMH72B341 |  |  | XAFC48FXXN1+TXV | TMLV100C16MP12 | 34000 | 16.5 | 8.5 | 33200 | 24400 | 73.49% | 2.1 | 0 | 9 |  |  |  | No | R-410A | 2.8333 | Residential & Commercial | No
211397065 | Central HP <5.4 tons | CHAMPION HEATING AND COOLING | HRCU-A-CB (Split System: Heat Pump with Remote Outdoor Unit-Air-Source) | HMH72B341 |  |  | XAHC48FXXN1+TXV | TM8V100C20MP12 | 33800 | 16.5 | 8.5 | 32400 | 23800 | 73.46% | 2.06 | 0 | 9 |  |  |  | No | R-410A | 2.8167 | Residential & Commercial | No
211397835 | Central HP <5.4 tons | CHAMPION HEATING AND COOLING | HRCU-A-CB (Split System: Heat Pump with Remote Outdoor Unit-Air-Source) | HMH72B341 |  |  | XAFC48FBCN1 | TMLV100C16MP12 | 34000 | 16.5 | 8.5 | 33200 | 24400 | 73.49% | 2.1 | 0 | 9 |  |  |  | No | R-410A | 2.8333 | Residential & Commercial | No
211394282 | Central HP <5.4 tons | CHAMPION HEATING AND COOLING | HRCU-A-CB (Split System: Heat Pump with Remote Outdoor Unit-Air-Source) | HMH72B341 |  |  | XAHD48FXXN1+TXV | TP9C120D20MP13 | 33400 | 16.5 | 8.5 | 32000 | 23200 | 72.5% | 2.06 | 0 | 9.5 |  |  |  | No | R-410A | 2.7833 | Residential & Commercial | No
211394627 | Central HP <5.4 tons | LUXAIRE | HRCU-A-CB (Split System: Heat Pump with Remote Outdoor Unit-Air-Source) | HMH72B341 |  |  | XAFC48FBCN1 | TM9V100C20MP12 | 34000 | 16.5 | 8.5 | 33000 | 24200 | 73.33% | 2.1 | 0 | 9 |  |  |  | No | R-410A | 2.8333 | Residential & Commercial | No
211394959 | Central HP <5.4 tons | LUXAIRE | HRCU-A-CB (Split System: Heat Pump with Remote Outdoor Unit-Air-Source) | HMH72B341 |  |  | XAFC48FBCN1 | TP9C100C16MP13 | 33800 | 16.5 | 8.5 | 32400 | 23800 | 73.46% | 2.08 | 0 | 9.5 |  |  |  | No | R-410A | 2.8167 | Residential & Commercial | No
211395234 | Central HP <5.4 tons | LUXAIRE | HRCU-A-CB (Split System: Heat Pump with Remote Outdoor Unit-Air-Source) | HMH72B341 |  |  | XAFD48FBCN1 | TM9V080C16MP12 | 33400 | 16.5 | 8.5 | 32400 | 23600 | 72.84% | 2.06 | 0 | 9.5 |  |  |  | No | R-410A | 2.7833 | Residential & Commercial | No
211396165 | Central HP <5.4 tons | LUXAIRE | HRCU-A-CB (Split System: Heat Pump with Remote Outdoor Unit-Air-Source) | HMH72B341 |  |  | XAFC48FBCN1 | TM9E080C16MP12 | 34000 | 17 | 8.1 | 33400 | 24600 | 73.65% | 2.08 | 0 | 9 |  |  |  | No | R-410A | 2.8333 | Residential & Commercial | No
211396799 | Central HP <5.4 tons | CHAMPION HEATING AND COOLING | HRCU-A-CB (Split System: Heat Pump with Remote Outdoor Unit-Air-Source) | HMH72B341 |  |  | XAHC48FXXN1+TXV | TM8Y080C16MP11 | 33600 | 17 | 8.1 | 32600 | 24000 | 73.62% | 2.04 | 0 | 9 |  |  |  | No | R-410A | 2.8 | Residential & Commercial | No
211396922 | Central HP <5.4 tons | CHAMPION HEATING AND COOLING | HRCU-A-CB (Split System: Heat Pump with Remote Outdoor Unit-Air-Source) | HMH72B341 |  |  | XAFC48FBCN1 | TM8Y100C16MP11 | 34000 | 17.5 | 8.5 | 33200 | 24400 | 73.49% | 2.08 | 0 | 9 |  |  |  | No | R-410A | 2.8333 | Residential & Commercial | No
211393800 | Central HP <5.4 tons | CHAMPION HEATING AND COOLING | HRCU-A-CB (Split System: Heat Pump with Remote Outdoor Unit-Air-Source) | HMH72B341 |  |  | XAHD48FXXN1+TXV | TM9Y120D20MP11 | 33200 | 16.5 | 8.5 | 32000 | 23400 | 73.12% | 2.04 | 0 | 9 |  |  |  | No | R-410A | 2.7667 | Residential & Commercial | No
211390622 | Central HP <5.4 tons | CHAMPION HEATING AND COOLING | HRCU-A-CB (Split System: Heat Pump with Remote Outdoor Unit-Air-Source) | HMH72B341 |  |  | XAFC36DXXN1+TXV | TPLC080B12MP13 | 33800 | 17 | 8.1 | 34000 | 24200 | 71.18% | 2.04 | 0 | 9.5 |  |  |  | No | R-410A | 2.8167 | Residential & Commercial | No
211390883 | Central HP <5.4 tons | CHAMPION HEATING AND COOLING | HRCU-A-CB (Split System: Heat Pump with Remote Outdoor Unit-Air-Source) | HMH72B341 |  |  | XAHB36DXXN1+TXV | TMLV060A12MP12 | 33400 | 16.5 | 8.1 | 33600 | 23800 | 70.83% | 2.02 | 0 | 9.5 |  |  |  | No | R-410A | 2.7833 | Residential & Commercial | No
215674110 | Central HP <5.4 tons | DAY & NIGHT | HRCU-A-CB (Split System: Heat Pump with Remote Outdoor Unit-Air-Source) | C5H0V48*K*AAA* |  |  | EA*5X48M21A*+WALLCON | *97CMN0801714B* | 44000 | 17 | 9 | 49000 | 34600 | 70.61% | 2.04 | 0 | 9 |  |  |  | No | R-454B | 3.6667 | Residential & Commercial | No
215674330 | Central HP <5.4 tons | DAY & NIGHT | HRCU-A-CB (Split System: Heat Pump with Remote Outdoor Unit-Air-Source) | C5H0V48*K*AAA* |  |  | EA*5X61M21A*+WALLCON | *80CTL0451712B* | 45500 | 17 | 9 | 48500 | 34600 | 71.34% | 2.06 | 0 | 9.5 |  |  |  | No | R-454B | 3.7917 | Residential & Commercial | No
215674080 | Central HP <5.4 tons | DAY & NIGHT | HRCU-A-CB (Split System: Heat Pump with Remote Outdoor Unit-Air-Source) | C5H0V48*K*AAA* |  |  | EA*5X48M21A*+WALLCON | *95CSU0601716B* | 44000 | 17 | 9 | 49000 | 34600 | 70.61% | 2.04 | 0 | 9 |  |  |  | No | R-454B | 3.6667 | Residential & Commercial | No
215674130 | Central HP <5.4 tons | DAY & NIGHT | HRCU-A-CB (Split System: Heat Pump with Remote Outdoor Unit-Air-Source) | C5H0V48*K*AAA* |  |  | EA*5X48M21A*+WALLCON | *97CMN1002122B* | 44000 | 17.5 | 9 | 48500 | 34000 | 70.1% | 2.04 | 0 | 9.5 |  |  |  | No | R-454B | 3.6667 | Residential & Commercial | No
211398763 | Central HP <5.4 tons | CHAMPION HEATING AND COOLING | HRCU-A-CB (Split System: Heat Pump with Remote Outdoor Unit-Air-Source) | HMH72B341 |  |  | XAHD48FXXN1+TXV | TMLE080C16MP11 | 32800 | 16.5 | 8.5 | 31600 | 23000 | 72.78% | 2.02 | 0 | 9.5 |  |  |  | No | R-410A | 2.7333 | Residential & Commercial | No
211397182 | Central HP <5.4 tons | CHAMPION HEATING AND COOLING | HRCU-A-CB (Split System: Heat Pump with Remote Outdoor Unit-Air-Source) | HMH72B341 |  |  | XAHC48FBCN1 | TPLC120C20MP13 | 33800 | 16.5 | 8.5 | 32400 | 23800 | 73.46% | 2.06 | 0 | 9 |  |  |  | No | R-410A | 2.8167 | Residential & Commercial | No
211397741 | Central HP <5.4 tons | CHAMPION HEATING AND COOLING | HRCU-A-CB (Split System: Heat Pump with Remote Outdoor Unit-Air-Source) | HMH72B341 |  |  | XAFC48FXXN1+TXV | TPLC080C16MP13 | 34000 | 16.5 | 8.5 | 33200 | 24400 | 73.49% | 2.1 | 0 | 9 |  |  |  | No | R-410A | 2.8333 | Residential & Commercial | No
213079340 | Central HP <5.4 tons | HEIL | HRCU-A-CB (Split System: Heat Pump with Remote Outdoor Unit-Air-Source) | DLCURAH36ABK |  |  | EA*4X36L17A* | *92MSN0601412A* | 35000 | 15.5 | 8.1 | 38500 | 35200 | 91.43% | 1.82 | 0 | 9.5 |  |  |  | No | R-410A | 2.9167 | Residential & Commercial | No
211396089 | Central HP <5.4 tons | CHAMPION HEATING AND COOLING | HRCU-A-CB (Split System: Heat Pump with Remote Outdoor Unit-Air-Source) | HMH72B341 |  |  | XAHC48FXXN1+TXV | TM9E080C16MP12 | 33600 | 17 | 8.1 | 32800 | 24200 | 73.78% | 2.04 | 0 | 9 |  |  |  | No | R-410A | 2.8 | Residential & Commercial | No
211227309 | Central HP <5.4 tons | AIRQUEST | HRCU-A-CB (Split System: Heat Pump with Remote Outdoor Unit-Air-Source) | DLCURAH36ABK |  |  | EA*4X42L21A* | *80ES(N,L)0701716A* | 35200 | 16 | 8.1 | 38500 | 35000 | 90.91% | 1.88 | 0 | 9.5 |  |  |  | No | R-410A | 2.9333 | Residential & Commercial | No
211227593 | Central HP <5.4 tons | AIRQUEST | HRCU-A-CB (Split System: Heat Pump with Remote Outdoor Unit-Air-Source) | DLCURAH36ABK |  |  | EA*4X42L21A* | *96VSN0601714A* | 35000 | 15.2 | 8.1 | 38500 | 35200 | 91.43% | 1.86 | 0 | 9.5 |  |  |  | No | R-410A | 2.9167 | Residential & Commercial | No
211396354 | Central HP <5.4 tons | LUXAIRE | HRCU-A-CB (Split System: Heat Pump with Remote Outdoor Unit-Air-Source) | HMH72B341 |  |  | XAFC48FXXN1+TXV | TM9E060B12MP12 | 33200 | 16.5 | 8.1 | 32600 | 24000 | 73.62% | 2.02 | 0 | 9 |  |  |  | No | R-410A | 2.7667 | Residential & Commercial | No
211389070 | Central HP <5.4 tons | LUXAIRE | HRCU-A-CB (Split System: Heat Pump with Remote Outdoor Unit-Air-Source) | HMH72B341 |  |  | XAFB36DXXN1+TXV | TM9E060B12MP12 | 34000 | 17.5 | 8.1 | 34000 | 24200 | 71.18% | 2.04 | 0 | 9.5 |  |  |  | No | R-410A | 2.8333 | Residential & Commercial | No
211391101 | Central HP <5.4 tons | LUXAIRE | HRCU-A-CB (Split System: Heat Pump with Remote Outdoor Unit-Air-Source) | HMH72B341 |  |  | XAFB36DBCN1 | TPLC060A12MP13 | 34000 | 17.5 | 8.1 | 34000 | 24200 | 71.18% | 2.06 | 0 | 9.5 |  |  |  | No | R-410A | 2.8333 | Residential & Commercial | No
211391131 | Central HP <5.4 tons | LUXAIRE | HRCU-A-CB (Split System: Heat Pump with Remote Outdoor Unit-Air-Source) | HMH72B341 |  |  | XAFB30CXXN1+TXV | TM8V060A12MP12 | 32800 | 17.5 | 8.1 | 33400 | 23400 | 70.06% | 2.02 | 0 | 9.5 |  |  |  | No | R-410A | 2.7333 | Residential & Commercial | No
211392187 | Central HP <5.4 tons | CHAMPION HEATING AND COOLING | HRCU-A-CB (Split System: Heat Pump with Remote Outdoor Unit-Air-Source) | HMH72B341 |  |  | XAHC36DBCN1 | TMLE080B12MP11 | 33400 | 17.5 | 8.1 | 33200 | 23400 | 70.48% | 2.02 | 0 | 9.5 |  |  |  | No | R-410A | 2.7833 | Residential & Commercial | No
211392301 | Central HP <5.4 tons | CHAMPION HEATING AND COOLING | HRCU-A-CB (Split System: Heat Pump with Remote Outdoor Unit-Air-Source) | HMH72B341 |  |  | XAFC36DXXN1+TXV | TM8E080B12MP11 | 34000 | 18 | 8.1 | 34000 | 24400 | 71.76% | 2.06 | 0 | 9.5 |  |  |  | No | R-410A | 2.8333 | Residential & Commercial | No
211391458 | Central HP <5.4 tons | LUXAIRE | HRCU-A-CB (Split System: Heat Pump with Remote Outdoor Unit-Air-Source) | HMH72B341 |  |  | XAHC30CXXN1+TXV | TM8E100C16MP11 | 32200 | 16.5 | 8.1 | 32400 | 22800 | 70.37% | 2 | 0 | 9.5 |  |  |  | No | R-410A | 2.6833 | Residential & Commercial | No
211391608 | Central HP <5.4 tons | LUXAIRE | HRCU-A-CB (Split System: Heat Pump with Remote Outdoor Unit-Air-Source) | HMH72B341 |  |  | XAHC36DBCN1 | TM8E100B12MP11 | 33400 | 17.5 | 8.1 | 33000 | 23400 | 70.91% | 2.02 | 0 | 9.5 |  |  |  | No | R-410A | 2.7833 | Residential & Commercial | No
211395771 | Central HP <5.4 tons | CHAMPION HEATING AND COOLING | HRCU-A-CB (Split System: Heat Pump with Remote Outdoor Unit-Air-Source) | HMH72B341 |  |  | XAHC48FBCN1 | TM9V060B12MP12 | 32400 | 16 | 8.1 | 32000 | 23400 | 73.12% | 2 | 0 | 9 |  |  |  | No | R-410A | 2.7 | Residential & Commercial | No
211395839 | Central HP <5.4 tons | CHAMPION HEATING AND COOLING | HRCU-A-CB (Split System: Heat Pump with Remote Outdoor Unit-Air-Source) | HMH72B341 |  |  | XAFC48FXXN1+TXV | TP9C060B12MP13 | 33000 | 16.5 | 8.1 | 32400 | 24000 | 74.07% | 2.04 | 0 | 9 |  |  |  | No | R-410A | 2.75 | Residential & Commercial | No
211396253 | Central HP <5.4 tons | CHAMPION HEATING AND COOLING | HRCU-A-CB (Split System: Heat Pump with Remote Outdoor Unit-Air-Source) | HMH72B341 |  |  | XAFC48FXXN1+TXV | TM9E080B12MP12 | 33200 | 16.5 | 8.5 | 32400 | 23800 | 73.46% | 2.04 | 0 | 9 |  |  |  | No | R-410A | 2.7667 | Residential & Commercial | No
211393965 | Central HP <5.4 tons | CHAMPION HEATING AND COOLING | HRCU-A-CB (Split System: Heat Pump with Remote Outdoor Unit-Air-Source) | HMH72B341 |  |  | XAFC48FBCN1 | TM9Y100C16MP11 | 33800 | 17.5 | 8.5 | 32800 | 24200 | 73.78% | 2.06 | 0 | 9 |  |  |  | No | R-410A | 2.8167 | Residential & Commercial | No
211394167 | Central HP <5.4 tons | CHAMPION HEATING AND COOLING | HRCU-A-CB (Split System: Heat Pump with Remote Outdoor Unit-Air-Source) | HMH72B341 |  |  | XAFC48FBCN1 | TM9Y080B12MP11 | 33400 | 17 | 8.1 | 32800 | 24200 | 73.78% | 2.04 | 0 | 9 |  |  |  | No | R-410A | 2.7833 | Residential & Commercial | No
211394576 | Central HP <5.4 tons | CHAMPION HEATING AND COOLING | HRCU-A-CB (Split System: Heat Pump with Remote Outdoor Unit-Air-Source) | HMH72B341 |  |  | XAFD48FBCN1 | TP9C100C20MP13 | 34000 | 16.5 | 8.5 | 33000 | 24200 | 73.33% | 2.1 | 0 | 9 |  |  |  | No | R-410A | 2.8333 | Residential & Commercial | No
211394744 | Central HP <5.4 tons | CHAMPION HEATING AND COOLING | HRCU-A-CB (Split System: Heat Pump with Remote Outdoor Unit-Air-Source) | HMH72B341 |  |  | XAHD48FBCN1 | TP9C100C16MP13 | 33000 | 16 | 8.5 | 31800 | 23200 | 72.96% | 2.04 | 0 | 9 |  |  |  | No | R-410A | 2.75 | Residential & Commercial | No
215667792 | Central HP <5.4 tons | DAY & NIGHT | HRCU-A-CB (Split System: Heat Pump with Remote Outdoor Unit-Air-Source) | C5H0V24*K*AAA* |  |  | EA*5X37M17A*+WALLCON | *96CTN0401410B* | 23400 | 16 | 9 | 24000 | 16900 | 70.42% | 1.98 | 0 | 9.5 |  |  |  | No | R-454B | 1.95 | Residential & Commercial | No
211394917 | Central HP <5.4 tons | CHAMPION HEATING AND COOLING | HRCU-A-CB (Split System: Heat Pump with Remote Outdoor Unit-Air-Source) | HMH72B341 |  |  | XAFC48FXXN1+TXV | TP9C100C16MP13 | 33800 | 16.5 | 8.5 | 32400 | 23800 | 73.46% | 2.08 | 0 | 9.5 |  |  |  | No | R-410A | 2.8167 | Residential & Commercial | No
211395128 | Central HP <5.4 tons | CHAMPION HEATING AND COOLING | HRCU-A-CB (Split System: Heat Pump with Remote Outdoor Unit-Air-Source) | HMH72B341 |  |  | XAHC48FBCN1 | TM9V080C16MP12 | 32800 | 16.5 | 8.5 | 31800 | 23200 | 72.96% | 2.02 | 0 | 9 |  |  |  | No | R-410A | 2.7333 | Residential & Commercial | No
211394126 | Central HP <5.4 tons | CHAMPION HEATING AND COOLING | HRCU-A-CB (Split System: Heat Pump with Remote Outdoor Unit-Air-Source) | HMH72B341 |  |  | XAHC48FXXN1+TXV | TM9Y080B12MP11 | 32600 | 16.5 | 8.1 | 32400 | 23800 | 73.46% | 2 | 0 | 9 |  |  |  | No | R-410A | 2.7167 | Residential & Commercial | No
211394644 | Central HP <5.4 tons | CHAMPION HEATING AND COOLING | HRCU-A-CB (Split System: Heat Pump with Remote Outdoor Unit-Air-Source) | HMH72B341 |  |  | XAUC48FXXN1+TXV | TM9V100C20MP12 | 34000 | 16.5 | 8.5 | 33000 | 24200 | 73.33% | 2.1 | 0 | 9 |  |  |  | No | R-410A | 2.8333 | Residential & Commercial | No
215674040 | Central HP <5.4 tons | DAY & NIGHT | HRCU-A-CB (Split System: Heat Pump with Remote Outdoor Unit-Air-Source) | C5H0V48*K*AAA* |  |  | EA*5X48M21A*+WALLCON | *80CTL0702120B* | 44000 | 17.5 | 9 | 48500 | 34200 | 70.52% | 2.06 | 0 | 9.5 |  |  |  | No | R-454B | 3.6667 | Residential & Commercial | No
215674240 | Central HP <5.4 tons | DAY & NIGHT | HRCU-A-CB (Split System: Heat Pump with Remote Outdoor Unit-Air-Source) | C5H0V48*K*AAA* |  |  | EA*5X60M24A*+WALLCON | *97CMN0602120B* | 45000 | 17.5 | 9 | 47500 | 34000 | 71.58% | 2.06 | 0 | 9.5 |  |  |  | No | R-454B | 3.75 | Residential & Commercial | No
215674340 | Central HP <5.4 tons | DAY & NIGHT | HRCU-A-CB (Split System: Heat Pump with Remote Outdoor Unit-Air-Source) | C5H0V48*K*AAA* |  |  | EA*5X61M21A*+WALLCON | *80CTL0701716B* | 45500 | 17.5 | 9 | 48000 | 34000 | 70.83% | 2.06 | 0 | 9.5 |  |  |  | No | R-454B | 3.7917 | Residential & Commercial | No
211392337 | Central HP <5.4 tons | LUXAIRE | HRCU-A-CB (Split System: Heat Pump with Remote Outdoor Unit-Air-Source) | HMH72B341 |  |  | XAFC36DBCN1 | TMLE080B12MP11 | 34000 | 18 | 8.1 | 34000 | 24400 | 71.76% | 2.06 | 0 | 9.5 |  |  |  | No | R-410A | 2.8333 | Residential & Commercial | No
211392396 | Central HP <5.4 tons | LUXAIRE | HRCU-A-CB (Split System: Heat Pump with Remote Outdoor Unit-Air-Source) | HMH72B341 |  |  | XAFB36DXXN1+TXV | TMLE080B12MP11 | 34000 | 18 | 8.1 | 34000 | 24400 | 71.76% | 2.06 | 0 | 9.5 |  |  |  | No | R-410A | 2.8333 | Residential & Commercial | No
213353813 | Central HP <5.4 tons | HEIL | HRCU-A-CB (Split System: Heat Pump with Remote Outdoor Unit-Air-Source) | DLCURAH30ABK |  |  | F5MA4*30L*B* |  | 30000 | 15.2 | 8.5 | 33600 | 27200 | 80.95% | 1.8 | 0 | 9 |  |  |  | No | R-410A | 2.5 | Residential & Commercial | No
213073398 | Central HP <5.4 tons | ACIQ | HRCU-A-CB (Split System: Heat Pump with Remote Outdoor Unit-Air-Source) | DLCURAH30ABK |  |  | EA*4X42L24A* | *80ES(N,L)1102420A* | 30000 | 15.2 | 8.1 | 33800 | 27200 | 80.47% | 1.8 | 0 | 9 |  |  |  | No | R-410A | 2.5 | Residential & Commercial | No
215675329 | Central HP <5.4 tons | DAY & NIGHT | HRCU-A-CB (Split System: Heat Pump with Remote Outdoor Unit-Air-Source) | C5H0V48*K*AAA* |  |  | ESH5X60M12A*+WALLCON | *96CTN1002122B* | 45500 | 16.5 | 8.5 | 48000 | 33800 | 70.42% | 2.08 | 0 | 9.5 |  |  |  | No | R-454B | 3.7917 | Residential & Commercial | No
211392462 | Central HP <5.4 tons | LUXAIRE | HRCU-A-CB (Split System: Heat Pump with Remote Outdoor Unit-Air-Source) | HMH72B341 |  |  | XAFB30CXXN1+TXV | TM8E080B12MP11 | 32800 | 17.5 | 8.1 | 34000 | 23800 | 70% | 2.02 | 0 | 9.5 |  |  |  | No | R-410A | 2.7333 | Residential & Commercial | No
211392785 | Central HP <5.4 tons | LUXAIRE | HRCU-A-CB (Split System: Heat Pump with Remote Outdoor Unit-Air-Source) | HMH72B341 |  |  | XAHB36DBCN1 | TMLE040A12MP11 | 33200 | 17.5 | 8.1 | 33000 | 23200 | 70.3% | 2.02 | 0 | 9.5 |  |  |  | No | R-410A | 2.7667 | Residential & Commercial | No
211393473 | Central HP <5.4 tons | LUXAIRE | HRCU-A-CB (Split System: Heat Pump with Remote Outdoor Unit-Air-Source) | HMH72B341 |  |  | XAFC30CXXN1+TXV | TL8E080C16UH11 | 33200 | 17.5 | 8.5 | 33400 | 23400 | 70.06% | 2.04 | 0 | 9.5 |  |  |  | No | R-410A | 2.7667 | Residential & Commercial | No
211393705 | Central HP <5.4 tons | LUXAIRE | HRCU-A-CB (Split System: Heat Pump with Remote Outdoor Unit-Air-Source) | HMH72B341 |  |  | XAFA30DXXN1+TXV | TPLC060A12MP13 | 34000 | 17 | 8.1 | 34000 | 24200 | 71.18% | 2.04 | 0 | 9.5 |  |  |  | No | R-410A | 2.8333 | Residential & Commercial | No
211394407 | Central HP <5.4 tons | LUXAIRE | HRCU-A-CB (Split System: Heat Pump with Remote Outdoor Unit-Air-Source) | HMH72B341 |  |  | XAHD48FXXN1+TXV | TP9C100C20MP13 | 33600 | 16.5 | 8.5 | 32400 | 23800 | 73.46% | 2.06 | 0 | 9 |  |  |  | No | R-410A | 2.8 | Residential & Commercial | No
211390106 | Central HP <5.4 tons | LUXAIRE | HRCU-A-CB (Split System: Heat Pump with Remote Outdoor Unit-Air-Source) | HMH72B341 |  |  | XAHC30CXXN1+TXV | TMLV100C16MP12 | 32400 | 17 | 8.1 | 32400 | 22800 | 70.37% | 2 | 0 | 9.5 |  |  |  | No | R-410A | 2.7 | Residential & Commercial | No
211390399 | Central HP <5.4 tons | LUXAIRE | HRCU-A-CB (Split System: Heat Pump with Remote Outdoor Unit-Air-Source) | HMH72B341 |  |  | XAFC30CXXN1+TXV | LPLC100C16MP13 | 33000 | 17.5 | 8.5 | 33000 | 23200 | 70.3% | 2.04 | 0 | 9.5 |  |  |  | No | R-410A | 2.75 | Residential & Commercial | No
215674470 | Central HP <5.4 tons | DAY & NIGHT | HRCU-A-CB (Split System: Heat Pump with Remote Outdoor Unit-Air-Source) | C5H0V48*K*AAA* |  |  | EA*5X61M24A*+WALLCON | *80CSU1002120A* | 46000 | 18 | 9 | 48000 | 33800 | 70.42% | 2.08 | 0 | 9.5 |  |  |  | No | R-454B | 3.8333 | Residential & Commercial | No
215674745 | Central HP <5.4 tons | DAY & NIGHT | HRCU-A-CB (Split System: Heat Pump with Remote Outdoor Unit-Air-Source) | C5H0V48*K*AAA* |  |  | ESH5X48M12A*+WALLCON | *80CTL0451712B* | 44000 | 15.5 | 8.5 | 50000 | 35200 | 70.4% | 1.92 | 0 | 9 |  |  |  | No | R-454B | 3.6667 | Residential & Commercial | No
215674440 | Central HP <5.4 tons | DAY & NIGHT | HRCU-A-CB (Split System: Heat Pump with Remote Outdoor Unit-Air-Source) | C5H0V48*K*AAA* |  |  | EA*5X61M21A*+WALLCON | *96CTN0801714B* | 45500 | 17.5 | 9 | 48000 | 33600 | 70% | 2.08 | 0 | 9.5 |  |  |  | No | R-454B | 3.7917 | Residential & Commercial | No
215668544 | Central HP <5.4 tons | DAY & NIGHT | HRCU-A-CB (Split System: Heat Pump with Remote Outdoor Unit-Air-Source) | C5H0V36*K*AAA* |  |  | EA*5X37M17A*+WALLCON | *80CSU0601716A* | 33800 | 17.5 | 9 | 35800 | 25600 | 71.51% | 1.88 | 0 | 9.5 |  |  |  | No | R-454B | 2.8167 | Residential & Commercial | No
215668872 | Central HP <5.4 tons | DAY & NIGHT | HRCU-A-CB (Split System: Heat Pump with Remote Outdoor Unit-Air-Source) | C5H0V36*K*AAA* |  |  | EA*5X42M21A*+WALLCON | *95CSU0802120B* | 33200 | 17.5 | 8.5 | 35800 | 25600 | 71.51% | 1.86 | 0 | 9.5 |  |  |  | No | R-454B | 2.7667 | Residential & Commercial | No
211390529 | Central HP <5.4 tons | LUXAIRE | HRCU-A-CB (Split System: Heat Pump with Remote Outdoor Unit-Air-Source) | HMH72B341 |  |  | XAHB36DXXN1+TXV | LPLC080B12MP13 | 32800 | 16.5 | 8.1 | 33000 | 23400 | 70.91% | 1.98 | 0 | 9.5 |  |  |  | No | R-410A | 2.7333 | Residential & Commercial | No
211391056 | Central HP <5.4 tons | LUXAIRE | HRCU-A-CB (Split System: Heat Pump with Remote Outdoor Unit-Air-Source) | HMH72B341 |  |  | XAUB36DXXN1+TXV | TM8V060A12MP12 | 34000 | 17.5 | 8.1 | 34000 | 24200 | 71.18% | 2.06 | 0 | 9.5 |  |  |  | No | R-410A | 2.8333 | Residential & Commercial | No
211390589 | Central HP <5.4 tons | CHAMPION HEATING AND COOLING | HRCU-A-CB (Split System: Heat Pump with Remote Outdoor Unit-Air-Source) | HMH72B341 |  |  | XAHB30CXXN1+TXV | TPLC080B12MP13 | 31600 | 16.5 | 8.1 | 32800 | 23000 | 70.12% | 1.96 | 0 | 9 |  |  |  | No | R-410A | 2.6333 | Residential & Commercial | No
211390028 | Central HP <5.4 tons | CHAMPION HEATING AND COOLING | HRCU-A-CB (Split System: Heat Pump with Remote Outdoor Unit-Air-Source) | HMH72B341 |  |  | XAHC36DBCN1 | TMLV100C16MP12 | 34000 | 17 | 8.1 | 34000 | 24600 | 72.35% | 2.08 | 0 | 9.5 |  |  |  | No | R-410A | 2.8333 | Residential & Commercial | No
211390705 | Central HP <5.4 tons | CHAMPION HEATING AND COOLING | HRCU-A-CB (Split System: Heat Pump with Remote Outdoor Unit-Air-Source) | HMH72B341 |  |  | XAFB36DXXN1+TXV | TM8V080B12MP12 | 33600 | 17 | 8.1 | 33600 | 23600 | 70.24% | 2.02 | 0 | 9.5 |  |  |  | No | R-410A | 2.8 | Residential & Commercial | No
211389995 | Central HP <5.4 tons | LUXAIRE | HRCU-A-CB (Split System: Heat Pump with Remote Outdoor Unit-Air-Source) | HMH72B341 |  |  | XAHC36DBCN1 | TM8V100C16MP12 | 34000 | 17 | 8.1 | 34000 | 24600 | 72.35% | 2.08 | 0 | 9.5 |  |  |  | No | R-410A | 2.8333 | Residential & Commercial | No
211390022 | Central HP <5.4 tons | LUXAIRE | HRCU-A-CB (Split System: Heat Pump with Remote Outdoor Unit-Air-Source) | HMH72B341 |  |  | XAHC36DBCN1 | TMLV100C16MP12 | 34000 | 17 | 8.1 | 34000 | 24600 | 72.35% | 2.08 | 0 | 9.5 |  |  |  | No | R-410A | 2.8333 | Residential & Commercial | No
211388791 | Central HP <5.4 tons | LUXAIRE | HRCU-A-CB (Split System: Heat Pump with Remote Outdoor Unit-Air-Source) | HMH72B341 |  |  | XAHB36DXXN1+TXV | TM9E080B12MP12 | 33200 | 17 | 8.1 | 33200 | 23400 | 70.48% | 2 | 0 | 9.5 |  |  |  | No | R-410A | 2.7667 | Residential & Commercial | No
211388911 | Central HP <5.4 tons | LUXAIRE | HRCU-A-CB (Split System: Heat Pump with Remote Outdoor Unit-Air-Source) | HMH72B341 |  |  | XAFB30CXXN1+TXV | TM9E080B12MP12 | 32800 | 17.5 | 8.1 | 33600 | 23600 | 70.24% | 2.02 | 0 | 9.5 |  |  |  | No | R-410A | 2.7333 | Residential & Commercial | No
211395019 | Central HP <5.4 tons | CHAMPION HEATING AND COOLING | HRCU-A-CB (Split System: Heat Pump with Remote Outdoor Unit-Air-Source) | HMH72B341 |  |  | XAHD48FXXN1+TXV | TP9C080C16MP13 | 32600 | 16 | 8.1 | 31800 | 23200 | 72.96% | 2.02 | 0 | 9 |  |  |  | No | R-410A | 2.7167 | Residential & Commercial | No
213078172 | Central HP <5.4 tons | HEIL | HRCU-A-CB (Split System: Heat Pump with Remote Outdoor Unit-Air-Source) | DLCURAH36ABK |  |  | EA*4X36L21A* | *80MS(N,L)0702116A* | 34800 | 16 | 8.1 | 38500 | 35200 | 91.43% | 1.82 | 0 | 9.5 |  |  |  | No | R-410A | 2.9 | Residential & Commercial | No
213078274 | Central HP <5.4 tons | HEIL | HRCU-A-CB (Split System: Heat Pump with Remote Outdoor Unit-Air-Source) | DLCURAH36ABK |  |  | EA*4X36L21A* | *80MS(N,L)0901714A* | 35200 | 16 | 8.1 | 38500 | 35200 | 91.43% | 1.84 | 0 | 9.5 |  |  |  | No | R-410A | 2.9333 | Residential & Commercial | No
213079208 | Central HP <5.4 tons | HEIL | HRCU-A-CB (Split System: Heat Pump with Remote Outdoor Unit-Air-Source) | DLCURAH36ABK |  |  | EA*4X36L21A* | *80MSU0802120A* | 34800 | 16.5 | 8.1 | 38500 | 35200 | 91.43% | 1.82 | 0 | 9.5 |  |  |  | No | R-410A | 2.9 | Residential & Commercial | No
215675379 | Central HP <5.4 tons | DAY & NIGHT | HRCU-A-CB (Split System: Heat Pump with Remote Outdoor Unit-Air-Source) | C5H0V48*K*AAA* |  |  | EVM5X48M21A*+WALLCON | *80CTL0701716B* | 46500 | 18 | 9 | 50000 | 36800 | 73.6% | 2 | 0 | 9.5 |  |  |  | No | R-454B | 3.875 | Residential & Commercial | No
211391627 | Central HP <5.4 tons | CHAMPION HEATING AND COOLING | HRCU-A-CB (Split System: Heat Pump with Remote Outdoor Unit-Air-Source) | HMH72B341 |  |  | XAHC36DBCN1 | TMLE100B12MP11 | 33400 | 17.5 | 8.1 | 33000 | 23400 | 70.91% | 2.02 | 0 | 9.5 |  |  |  | No | R-410A | 2.7833 | Residential & Commercial | No
211392513 | Central HP <5.4 tons | CHAMPION HEATING AND COOLING | HRCU-A-CB (Split System: Heat Pump with Remote Outdoor Unit-Air-Source) | HMH72B341 |  |  | XAUB30CXXN1+TXV | TMLE080B12MP11 | 32800 | 17.5 | 8.1 | 34000 | 23800 | 70% | 2.02 | 0 | 9.5 |  |  |  | No | R-410A | 2.7333 | Residential & Commercial | No
215674567 | Central HP <5.4 tons | DAY & NIGHT | HRCU-A-CB (Split System: Heat Pump with Remote Outdoor Unit-Air-Source) | C5H0V48*K*AAA* |  |  | EA*5X61M24A*+WALLCON | *97CMN0602120B* | 45500 | 17.5 | 9 | 48000 | 34200 | 71.25% | 2.06 | 0 | 9.5 |  |  |  | No | R-454B | 3.7917 | Residential & Commercial | No
211392695 | Central HP <5.4 tons | CHAMPION HEATING AND COOLING | HRCU-A-CB (Split System: Heat Pump with Remote Outdoor Unit-Air-Source) | HMH72B341 |  |  | XAFB30CXXN1+TXV | TM8E060A12MP11 | 32800 | 17.5 | 8.1 | 33400 | 23400 | 70.06% | 2.02 | 0 | 9.5 |  |  |  | No | R-410A | 2.7333 | Residential & Commercial | No
215676099 | Central HP <5.4 tons | DAY & NIGHT | HRCU-A-CB (Split System: Heat Pump with Remote Outdoor Unit-Air-Source) | C5H0V48*K*AAA* |  |  | EVD5X48M21A*+WALLCON | *80CSU0601716A* | 47000 | 18 | 9 | 50000 | 36400 | 72.8% | 2 | 0 | 9.5 |  |  |  | No | R-454B | 3.9167 | Residential & Commercial | No
211397630 | Central HP <5.4 tons | CHAMPION HEATING AND COOLING | HRCU-A-CB (Split System: Heat Pump with Remote Outdoor Unit-Air-Source) | HMH72B341 |  |  | XAFD48FBCN1 | TM8V080C16MP12 | 34000 | 16.5 | 8.5 | 33000 | 24400 | 73.94% | 2.1 | 0 | 9 |  |  |  | No | R-410A | 2.8333 | Residential & Commercial | No
215677806 | Central HP <5.4 tons | AIRQUEST | HRCU-A-CB (Split System: Heat Pump with Remote Outdoor Unit-Air-Source) | H5H0V60*K*AAA* |  |  | EA*5X60M24A*+WALLCON | *95CSU0802120B* | 54500 | 18 | 8.5 | 59500 | 42000 | 70.59% | 1.9 | 0 | 8.5 |  |  |  | No | R-454B | 4.5417 | Residential & Commercial | No
211388988 | Central HP <5.4 tons | CHAMPION HEATING AND COOLING | HRCU-A-CB (Split System: Heat Pump with Remote Outdoor Unit-Air-Source) | HMH72B341 |  |  | XAHB36DXXN1+TXV | TM9E060B12MP12 | 33200 | 17 | 8.1 | 33200 | 23600 | 71.08% | 2 | 0 | 9.5 |  |  |  | No | R-410A | 2.7667 | Residential & Commercial | No
215669762 | Central HP <5.4 tons | DAY & NIGHT | HRCU-A-CB (Split System: Heat Pump with Remote Outdoor Unit-Air-Source) | C5H0V36*K*AAA* |  |  | ESH5X36M12A*+WALLCON | *80CSU1002120A* | 33600 | 16 | 8.5 | 35800 | 25400 | 70.95% | 1.78 | 0 | 9.5 |  |  |  | No | R-454B | 2.8 | Residential & Commercial | No
215669794 | Central HP <5.4 tons | DAY & NIGHT | HRCU-A-CB (Split System: Heat Pump with Remote Outdoor Unit-Air-Source) | C5H0V36*K*AAA* |  |  | ESH5X36M12A*+WALLCON | *80CTL0702120B* | 33600 | 16.5 | 8.5 | 35800 | 25400 | 70.95% | 1.76 | 0 | 9.5 |  |  |  | No | R-454B | 2.8 | Residential & Commercial | No
215669978 | Central HP <5.4 tons | DAY & NIGHT | HRCU-A-CB (Split System: Heat Pump with Remote Outdoor Unit-Air-Source) | C5H0V36*K*AAA* |  |  | ESH5X42M12A*+WALLCON | *80CTL0701716B* | 33800 | 16.5 | 8.5 | 35600 | 25400 | 71.35% | 1.78 | 0 | 9.5 |  |  |  | No | R-454B | 2.8167 | Residential & Commercial | No
215670312 | Central HP <5.4 tons | DAY & NIGHT | HRCU-A-CB (Split System: Heat Pump with Remote Outdoor Unit-Air-Source) | C5H0V36*K*AAA* |  |  | ESH5X48M12A*+WALLCON | *97CMN1002122B* | 34200 | 17 | 8.5 | 35400 | 25200 | 71.19% | 1.9 | 0 | 9.5 |  |  |  | No | R-454B | 2.85 | Residential & Commercial | No
212980509 | Central HP <5.4 tons | BRYANT HEATING AND COOLING SYSTEMS | HRCU-A-CB (Split System: Heat Pump with Remote Outdoor Unit-Air-Source) | 38MURAQ30AB3* |  |  | CAP**3721AL* | 8(0,1)*SB60090M21*** | 30800 | 15.2 | 8.5 | 33600 | 26400 | 78.57% | 1.86 | 0 | 9 |  |  |  | No | R-410A | 2.5667 | Residential & Commercial | No
212982145 | Central HP <5.4 tons | BRYANT HEATING AND COOLING SYSTEMS | HRCU-A-CB (Split System: Heat Pump with Remote Outdoor Unit-Air-Source) | 38MURAQ30AB3* |  |  | CAP**3721AL* | 83*SB36040M17*** | 30400 | 15.2 | 8.1 | 33400 | 26200 | 78.44% | 1.86 | 0 | 9 |  |  |  | No | R-410A | 2.5333 | Residential & Commercial | No
212982649 | Central HP <5.4 tons | BRYANT HEATING AND COOLING SYSTEMS | HRCU-A-CB (Split System: Heat Pump with Remote Outdoor Unit-Air-Source) | 38MURAQ30AB3* |  |  | CAP**4224AL* | 83*SB48060M17*** | 30000 | 15.5 | 8.1 | 34200 | 27600 | 80.7% | 1.8 | 0 | 9 |  |  |  | No | R-410A | 2.5 | Residential & Commercial | No
215679896 | Central HP <5.4 tons | AIRQUEST | HRCU-A-CB (Split System: Heat Pump with Remote Outdoor Unit-Air-Source) | H5H0V36*K*AAA* |  |  | ESH5X48M12A*+WALLCON | *97CTN0601716A* | 33800 | 16 | 8.5 | 35600 | 25600 | 71.91% | 1.78 | 0 | 9 |  |  |  | No | R-454B | 2.8167 | Residential & Commercial | No
215667119 | Central HP <5.4 tons | DAY & NIGHT | HRCU-A-CB (Split System: Heat Pump with Remote Outdoor Unit-Air-Source) | C5H0V24*K*AAA* |  |  | EA*5X24M17A*+WALLCON | *96CTN0401410B* | 22400 | 15.5 | 8.5 | 24400 | 17200 | 70.49% | 1.82 | 0 | 9 |  |  |  | No | R-454B | 1.8667 | Residential & Commercial | No
213076931 | Central HP <5.4 tons | HEIL | HRCU-A-CB (Split System: Heat Pump with Remote Outdoor Unit-Air-Source) | DLCURAH36ABK |  |  | EA*4X36L17A* | *96VSN0801716B* | 35200 | 15.2 | 8.1 | 39000 | 35400 | 90.77% | 1.82 | 0 | 9.5 |  |  |  | No | R-410A | 2.9333 | Residential & Commercial | No
211389488 | Central HP <5.4 tons | CHAMPION HEATING AND COOLING | HRCU-A-CB (Split System: Heat Pump with Remote Outdoor Unit-Air-Source) | HMH72B341 |  |  | XAHC36DBCN1 | TM8Y080C16MP11 | 34000 | 18 | 8.1 | 34000 | 24400 | 71.76% | 2.06 | 0 | 9.5 |  |  |  | No | R-410A | 2.8333 | Residential & Commercial | No
211389654 | Central HP <5.4 tons | CHAMPION HEATING AND COOLING | HRCU-A-CB (Split System: Heat Pump with Remote Outdoor Unit-Air-Source) | HMH72B341 |  |  | XAHB36DXXN1+TXV | TM8Y080B12MP11 | 33000 | 17.5 | 8.1 | 32800 | 23000 | 70.12% | 2 | 0 | 9.5 |  |  |  | No | R-410A | 2.75 | Residential & Commercial | No
211389961 | Central HP <5.4 tons | CHAMPION HEATING AND COOLING | HRCU-A-CB (Split System: Heat Pump with Remote Outdoor Unit-Air-Source) | HMH72B341 |  |  | XAHC36DXXN1+TXV | TPLC080C16MP13 | 34000 | 17 | 8.1 | 34000 | 24600 | 72.35% | 2.08 | 0 | 9.5 |  |  |  | No | R-410A | 2.8333 | Residential & Commercial | No
211388768 | Central HP <5.4 tons | CHAMPION HEATING AND COOLING | HRCU-A-CB (Split System: Heat Pump with Remote Outdoor Unit-Air-Source) | HMH72B341 |  |  | XAHC36DBCN1 | TM9E080B12MP12 | 33400 | 17 | 8.1 | 33200 | 23400 | 70.48% | 2.02 | 0 | 9.5 |  |  |  | No | R-410A | 2.7833 | Residential & Commercial | No
211388961 | Central HP <5.4 tons | CHAMPION HEATING AND COOLING | HRCU-A-CB (Split System: Heat Pump with Remote Outdoor Unit-Air-Source) | HMH72B341 |  |  | XAHC36DBCN1 | TM9E060B12MP12 | 33400 | 17 | 8.1 | 33400 | 23800 | 71.26% | 2 | 0 | 9.5 |  |  |  | No | R-410A | 2.7833 | Residential & Commercial | No
211389174 | Central HP <5.4 tons | CHAMPION HEATING AND COOLING | HRCU-A-CB (Split System: Heat Pump with Remote Outdoor Unit-Air-Source) | HMH72B341 |  |  | XAHB30CXXN1+TXV | TM9E060A10MP12 | 31600 | 16.5 | 8.1 | 33000 | 23200 | 70.3% | 1.96 | 0 | 9 |  |  |  | No | R-410A | 2.6333 | Residential & Commercial | No
211396210 | Central HP <5.4 tons | CHAMPION HEATING AND COOLING | HRCU-A-CB (Split System: Heat Pump with Remote Outdoor Unit-Air-Source) | HMH72B341 |  |  | XAHC48FXXN1+TXV | TM9E080B12MP12 | 32600 | 16.5 | 8.1 | 31800 | 23400 | 73.58% | 2 | 0 | 9 |  |  |  | No | R-410A | 2.7167 | Residential & Commercial | No
211396625 | Central HP <5.4 tons | CHAMPION HEATING AND COOLING | HRCU-A-CB (Split System: Heat Pump with Remote Outdoor Unit-Air-Source) | HMH72B341 |  |  | XAFD48FBCN1 | TM8Y100C20MP11 | 34000 | 16.5 | 8.5 | 34000 | 24200 | 71.18% | 2.1 | 0 | 9.5 |  |  |  | No | R-410A | 2.8333 | Residential & Commercial | No
211397080 | Central HP <5.4 tons | CHAMPION HEATING AND COOLING | HRCU-A-CB (Split System: Heat Pump with Remote Outdoor Unit-Air-Source) | HMH72B341 |  |  | XAHC48FXXN1+TXV | TMLV120C20MP12 | 33800 | 16.5 | 8.5 | 32400 | 23800 | 73.46% | 2.06 | 0 | 9 |  |  |  | No | R-410A | 2.8167 | Residential & Commercial | No
211391636 | Central HP <5.4 tons | CHAMPION HEATING AND COOLING | HRCU-A-CB (Split System: Heat Pump with Remote Outdoor Unit-Air-Source) | HMH72B341 |  |  | XAHC30CXXN1+TXV | TM8E100B12MP11 | 32000 | 17.5 | 8.1 | 32600 | 23000 | 70.55% | 1.98 | 0 | 9.5 |  |  |  | No | R-410A | 2.6667 | Residential & Commercial | No
211392171 | Central HP <5.4 tons | CHAMPION HEATING AND COOLING | HRCU-A-CB (Split System: Heat Pump with Remote Outdoor Unit-Air-Source) | HMH72B341 |  |  | XAHC36DBCN1 | TM8E080B12MP11 | 33400 | 17.5 | 8.1 | 33200 | 23400 | 70.48% | 2.02 | 0 | 9.5 |  |  |  | No | R-410A | 2.7833 | Residential & Commercial | No
211392208 | Central HP <5.4 tons | CHAMPION HEATING AND COOLING | HRCU-A-CB (Split System: Heat Pump with Remote Outdoor Unit-Air-Source) | HMH72B341 |  |  | XAHC30CXXN1+TXV | TMLE080B12MP11 | 32200 | 17 | 8.1 | 33000 | 23200 | 70.3% | 1.98 | 0 | 9 |  |  |  | No | R-410A | 2.6833 | Residential & Commercial | No
211392373 | Central HP <5.4 tons | CHAMPION HEATING AND COOLING | HRCU-A-CB (Split System: Heat Pump with Remote Outdoor Unit-Air-Source) | HMH72B341 |  |  | XAFC30CXXN1+TXV | TMLE080B12MP11 | 32800 | 17.5 | 8.1 | 34000 | 23800 | 70% | 2.02 | 0 | 9.5 |  |  |  | No | R-410A | 2.7333 | Residential & Commercial | No
211391002 | Central HP <5.4 tons | CHAMPION HEATING AND COOLING | HRCU-A-CB (Split System: Heat Pump with Remote Outdoor Unit-Air-Source) | HMH72B341 |  |  | XAFB36DXXN1+TXV | TM8V060A12MP12 | 34000 | 17.5 | 8.1 | 34000 | 24200 | 71.18% | 2.06 | 0 | 9.5 |  |  |  | No | R-410A | 2.8333 | Residential & Commercial | No
211389932 | Central HP <5.4 tons | CHAMPION HEATING AND COOLING | HRCU-A-CB (Split System: Heat Pump with Remote Outdoor Unit-Air-Source) | HMH72B341 |  |  | XAHC36DXXN1+TXV | TM8V080C16MP12 | 34000 | 17 | 8.1 | 34000 | 24600 | 72.35% | 2.08 | 0 | 9.5 |  |  |  | No | R-410A | 2.8333 | Residential & Commercial | No
211390720 | Central HP <5.4 tons | CHAMPION HEATING AND COOLING | HRCU-A-CB (Split System: Heat Pump with Remote Outdoor Unit-Air-Source) | HMH72B341 |  |  | XAFB36DXXN1+TXV | TPLC080B12MP13 | 33600 | 17 | 8.1 | 33600 | 23600 | 70.24% | 2.02 | 0 | 9.5 |  |  |  | No | R-410A | 2.8 | Residential & Commercial | No
211388932 | Central HP <5.4 tons | CHAMPION HEATING AND COOLING | HRCU-A-CB (Split System: Heat Pump with Remote Outdoor Unit-Air-Source) | HMH72B341 |  |  | XAUB30CXXN1+TXV | TM9E080B12MP12 | 32800 | 17.5 | 8.1 | 33600 | 23600 | 70.24% | 2.02 | 0 | 9.5 |  |  |  | No | R-410A | 2.7333 | Residential & Commercial | No
213078052 | Central HP <5.4 tons | HEIL | HRCU-A-CB (Split System: Heat Pump with Remote Outdoor Unit-Air-Source) | DLCURAH36ABK |  |  | EA*4X36L21A* | *80MS(N,L)0701716A* | 34800 | 16 | 8.1 | 38500 | 35200 | 91.43% | 1.82 | 0 | 9.5 |  |  |  | No | R-410A | 2.9 | Residential & Commercial | No
213080579 | Central HP <5.4 tons | HEIL | HRCU-A-CB (Split System: Heat Pump with Remote Outdoor Unit-Air-Source) | DLCURAH36ABK |  |  | EA*4X48L21A* | *95MSU0401712A* | 35600 | 15.2 | 8.1 | 38000 | 34800 | 91.58% | 2.02 | 0 | 9.5 |  |  |  | No | R-410A | 2.9667 | Residential & Commercial | No
211389032 | Central HP <5.4 tons | CHAMPION HEATING AND COOLING | HRCU-A-CB (Split System: Heat Pump with Remote Outdoor Unit-Air-Source) | HMH72B341 |  |  | XAFC36DXXN1+TXV | TM9E060B12MP12 | 34000 | 17.5 | 8.1 | 34000 | 24200 | 71.18% | 2.04 | 0 | 9.5 |  |  |  | No | R-410A | 2.8333 | Residential & Commercial | No
211398243 | Central HP <5.4 tons | CHAMPION HEATING AND COOLING | HRCU-A-CB (Split System: Heat Pump with Remote Outdoor Unit-Air-Source) | HMH72B341 |  |  | XAFD48FBCN1 | TM8E120C16MP11 | 33600 | 17 | 8.5 | 32400 | 23600 | 72.84% | 2.08 | 0 | 9.5 |  |  |  | No | R-410A | 2.8 | Residential & Commercial | No
211390139 | Central HP <5.4 tons | CHAMPION HEATING AND COOLING | HRCU-A-CB (Split System: Heat Pump with Remote Outdoor Unit-Air-Source) | HMH72B341 |  |  | XAHC30CXXN1+TXV | TPLC100C16MP13 | 32400 | 17 | 8.1 | 32400 | 22800 | 70.37% | 2 | 0 | 9.5 |  |  |  | No | R-410A | 2.7 | Residential & Commercial | No
211389017 | Central HP <5.4 tons | CHAMPION HEATING AND COOLING | HRCU-A-CB (Split System: Heat Pump with Remote Outdoor Unit-Air-Source) | HMH72B341 |  |  | XAHB30CXXN1+TXV | TM9E060B12MP12 | 32000 | 16.5 | 8.1 | 33000 | 23200 | 70.3% | 1.96 | 0 | 9 |  |  |  | No | R-410A | 2.6667 | Residential & Commercial | No
211389062 | Central HP <5.4 tons | CHAMPION HEATING AND COOLING | HRCU-A-CB (Split System: Heat Pump with Remote Outdoor Unit-Air-Source) | HMH72B341 |  |  | XAFC30CXXN1+TXV | TM9E060B12MP12 | 32600 | 17 | 8.1 | 33600 | 23600 | 70.24% | 2 | 0 | 9.5 |  |  |  | No | R-410A | 2.7167 | Residential & Commercial | No
211389151 | Central HP <5.4 tons | CHAMPION HEATING AND COOLING | HRCU-A-CB (Split System: Heat Pump with Remote Outdoor Unit-Air-Source) | HMH72B341 |  |  | XAHB36DXXN1+TXV | TM9E060A10MP12 | 32600 | 17 | 8.1 | 32400 | 22800 | 70.37% | 1.98 | 0 | 9.5 |  |  |  | No | R-410A | 2.7167 | Residential & Commercial | No
211398380 | Central HP <5.4 tons | CHAMPION HEATING AND COOLING | HRCU-A-CB (Split System: Heat Pump with Remote Outdoor Unit-Air-Source) | HMH72B341 |  |  | XAHD48FBCN1 | TM8E100C16MP11 | 32800 | 16.5 | 8.5 | 31600 | 23200 | 73.42% | 2.02 | 0 | 9.5 |  |  |  | No | R-410A | 2.7333 | Residential & Commercial | No
215682776 | Central HP <5.4 tons | AIRQUEST | HRCU-A-CB (Split System: Heat Pump with Remote Outdoor Unit-Air-Source) | H5H0V60*K*AAA* |  |  | ESH5X60M12A*+WALLCON | *97CTN1002122A* | 55500 | 17 | 8.5 | 60000 | 42000 | 70% | 1.9 | 0 | 9 |  |  |  | No | R-454B | 4.625 | Residential & Commercial | No
215682876 | Central HP <5.4 tons | AIRQUEST | HRCU-A-CB (Split System: Heat Pump with Remote Outdoor Unit-Air-Source) | H5H0V60*K*AAA* |  |  | EVM5X60M24A*+WALLCON | *80CSU0802120B* | 57000 | 18 | 9 | 62500 | 44000 | 70.4% | 2.1 | 0 | 9.5 |  |  |  | No | R-454B | 4.75 | Residential & Commercial | No
211226309 | Central HP <5.4 tons | DAY & NIGHT | HRCU-A-CB (Split System: Heat Pump with Remote Outdoor Unit-Air-Source) | DLCURAH36ABK |  |  | EA*4X36L21A* | *80ESU1002120A* | 35200 | 16 | 8.1 | 38500 | 35200 | 91.43% | 1.82 | 0 | 9.5 |  |  |  | No | R-410A | 2.9333 | Residential & Commercial | No
215674090 | Central HP <5.4 tons | DAY & NIGHT | HRCU-A-CB (Split System: Heat Pump with Remote Outdoor Unit-Air-Source) | C5H0V48*K*AAA* |  |  | EA*5X48M21A*+WALLCON | *95CSU0802120B* | 44000 | 17.5 | 9 | 48500 | 34200 | 70.52% | 2.06 | 0 | 9.5 |  |  |  | No | R-454B | 3.6667 | Residential & Commercial | No
215679306 | Central HP <5.4 tons | AIRQUEST | HRCU-A-CB (Split System: Heat Pump with Remote Outdoor Unit-Air-Source) | H5H0V36*K*AAA* |  |  | EA*5X37M21A*+WALLCON | *97CTN0601716A* | 34200 | 17.5 | 9 | 35600 | 25400 | 71.35% | 1.88 | 0 | 9.5 |  |  |  | No | R-454B | 2.85 | Residential & Commercial | No
214797688 | Central HP <5.4 tons | Willis | HRCU-A-C (Split System: Heat Pump with Remote Outdoor Unit with No Indoor Fan --Air Source) | FLEX48/60KUH |  |  | CC60V1 |  | 50500 | 15.2 | 8.5 | 53000 | 37200 | 70.19% | 1.8 | 0 | 9.5 |  |  |  | No | R-410A | 4.2083 | Residential & Commercial | No
211393830 | Central HP <5.4 tons | CHAMPION HEATING AND COOLING | HRCU-A-CB (Split System: Heat Pump with Remote Outdoor Unit-Air-Source) | HMH72B341 |  |  | XAFD48FXXN1+TXV | TM9Y120D20MP11 | 34000 | 16.5 | 8.5 | 32400 | 23800 | 73.46% | 2.08 | 0 | 9.5 |  |  |  | No | R-410A | 2.8333 | Residential & Commercial | No
211394025 | Central HP <5.4 tons | CHAMPION HEATING AND COOLING | HRCU-A-CB (Split System: Heat Pump with Remote Outdoor Unit-Air-Source) | HMH72B341 |  |  | XAHC48FXXN1+TXV | TM9Y080C16MP11 | 33200 | 17 | 8.1 | 32400 | 23600 | 72.84% | 2.02 | 0 | 9 |  |  |  | No | R-410A | 2.7667 | Residential & Commercial | No
211393950 | Central HP <5.4 tons | CHAMPION HEATING AND COOLING | HRCU-A-CB (Split System: Heat Pump with Remote Outdoor Unit-Air-Source) | HMH72B341 |  |  | XAFC48FXXN1+TXV | TM9Y100C16MP11 | 33800 | 17.5 | 8.5 | 32800 | 24200 | 73.78% | 2.06 | 0 | 9 |  |  |  | No | R-410A | 2.8167 | Residential & Commercial | No
211393875 | Central HP <5.4 tons | CHAMPION HEATING AND COOLING | HRCU-A-CB (Split System: Heat Pump with Remote Outdoor Unit-Air-Source) | HMH72B341 |  |  | XAHD48FBCN1 | TM9Y100C16MP11 | 33200 | 15.5 | 8.1 | 32400 | 23600 | 72.84% | 2.02 | 0 | 9 |  |  |  | No | R-410A | 2.7667 | Residential & Commercial | No
211392821 | Central HP <5.4 tons | CHAMPION HEATING AND COOLING | HRCU-A-CB (Split System: Heat Pump with Remote Outdoor Unit-Air-Source) | HMH72B341 |  |  | XAHB30CXXN1+TXV | TMLE040A12MP11 | 32000 | 17.5 | 8.1 | 31800 | 23000 | 72.33% | 1.98 | 0 | 9.5 |  |  |  | No | R-410A | 2.6667 | Residential & Commercial | No
211393405 | Central HP <5.4 tons | CHAMPION HEATING AND COOLING | HRCU-A-CB (Split System: Heat Pump with Remote Outdoor Unit-Air-Source) | HMH72B341 |  |  | XAHC36DXXN1+TXV | TL8E080C16UH11 | 34000 | 17 | 8.1 | 34000 | 24600 | 72.35% | 2.06 | 0 | 9 |  |  |  | No | R-410A | 2.8333 | Residential & Commercial | No
215682106 | Central HP <5.4 tons | AIRQUEST | HRCU-A-CB (Split System: Heat Pump with Remote Outdoor Unit-Air-Source) | H5H0V48*K*AAA* |  |  | EVD5X48M21A*+WALLCON | *80CSU0401712B* | 47000 | 18 | 9 | 50000 | 36400 | 72.8% | 2.02 | 0 | 9.5 |  |  |  | No | R-454B | 3.9167 | Residential & Commercial | No
211391017 | Central HP <5.4 tons | CHAMPION HEATING AND COOLING | HRCU-A-CB (Split System: Heat Pump with Remote Outdoor Unit-Air-Source) | HMH72B341 |  |  | XAFB36DXXN1+TXV | TMLV060A12MP12 | 34000 | 17.5 | 8.1 | 34000 | 24200 | 71.18% | 2.06 | 0 | 9.5 |  |  |  | No | R-410A | 2.8333 | Residential & Commercial | No
211391794 | Central HP <5.4 tons | CHAMPION HEATING AND COOLING | HRCU-A-CB (Split System: Heat Pump with Remote Outdoor Unit-Air-Source) | HMH72B341 |  |  | XAFC30CXXN1+TXV | TM8E100B12MP11 | 32800 | 17.5 | 8.1 | 33400 | 23400 | 70.06% | 2.04 | 0 | 9.5 |  |  |  | No | R-410A | 2.7333 | Residential & Commercial | No
213079004 | Central HP <5.4 tons | HEIL | HRCU-A-CB (Split System: Heat Pump with Remote Outdoor Unit-Air-Source) | DLCURAH36ABK |  |  | EA*4X42L21A* | *80MSU0401712A* | 35200 | 16 | 8.1 | 38500 | 35000 | 90.91% | 1.88 | 0 | 9.5 |  |  |  | No | R-410A | 2.9333 | Residential & Commercial | No
213080807 | Central HP <5.4 tons | HEIL | HRCU-A-CB (Split System: Heat Pump with Remote Outdoor Unit-Air-Source) | DLCURAH36ABK |  |  | EA*4X42L21A* | *95MSU0802120A* | 35200 | 16 | 8.1 | 38500 | 35000 | 90.91% | 1.88 | 0 | 9.5 |  |  |  | No | R-410A | 2.9333 | Residential & Commercial | No
211712692 | Central HP <5.4 tons | HEIL | HRCU-A-CB (Split System: Heat Pump with Remote Outdoor Unit-Air-Source) | DLCURAH30ABK |  |  | EA*4X42L24A* | *80VSL1102422A* | 30000 | 15.2 | 8.1 | 33800 | 27200 | 80.47% | 1.8 | 0 | 9 |  |  |  | No | R-410A | 2.5 | Residential & Commercial | No
211712688 | Central HP <5.4 tons | AIRQUEST | HRCU-A-CB (Split System: Heat Pump with Remote Outdoor Unit-Air-Source) | DLCURAH30ABK |  |  | EA*4X42L24A* | *80VSL1102422A* | 30000 | 15.2 | 8.1 | 33800 | 27200 | 80.47% | 1.8 | 0 | 9 |  |  |  | No | R-410A | 2.5 | Residential & Commercial | No
211713272 | Central HP <5.4 tons | AIRQUEST | HRCU-A-CB (Split System: Heat Pump with Remote Outdoor Unit-Air-Source) | DLCURAH30ABK |  |  | EA*4X43L21A* | *80ES(N,L)0901714A* | 30600 | 15.2 | 8.1 | 33200 | 26000 | 78.31% | 1.84 | 0 | 9 |  |  |  | No | R-410A | 2.55 | Residential & Commercial | No
211394302 | Central HP <5.4 tons | CHAMPION HEATING AND COOLING | HRCU-A-CB (Split System: Heat Pump with Remote Outdoor Unit-Air-Source) | HMH72B341 |  |  | XAHD48FBCN1 | TM9V120D20MP12 | 33400 | 16.5 | 8.5 | 32000 | 23200 | 72.5% | 2.06 | 0 | 9.5 |  |  |  | No | R-410A | 2.7833 | Residential & Commercial | No
211394656 | Central HP <5.4 tons | CHAMPION HEATING AND COOLING | HRCU-A-CB (Split System: Heat Pump with Remote Outdoor Unit-Air-Source) | HMH72B341 |  |  | XAFC48FBCN1 | TP9C100C20MP13 | 34000 | 16.5 | 8.5 | 33000 | 24200 | 73.33% | 2.1 | 0 | 9 |  |  |  | No | R-410A | 2.8333 | Residential & Commercial | No
211393420 | Central HP <5.4 tons | CHAMPION HEATING AND COOLING | HRCU-A-CB (Split System: Heat Pump with Remote Outdoor Unit-Air-Source) | HMH72B341 |  |  | XAHC36DBCN1 | TL8E080C16UH11 | 34000 | 17 | 8.1 | 34000 | 24600 | 72.35% | 2.06 | 0 | 9 |  |  |  | No | R-410A | 2.8333 | Residential & Commercial | No
211389324 | Central HP <5.4 tons | CHAMPION HEATING AND COOLING | HRCU-A-CB (Split System: Heat Pump with Remote Outdoor Unit-Air-Source) | HMH72B341 |  |  | XAHC36DBCN1 | TM8Y100C20MP11 | 34000 | 17 | 8.1 | 33800 | 24200 | 71.6% | 2.08 | 0 | 9.5 |  |  |  | No | R-410A | 2.8333 | Residential & Commercial | No
211389339 | Central HP <5.4 tons | CHAMPION HEATING AND COOLING | HRCU-A-CB (Split System: Heat Pump with Remote Outdoor Unit-Air-Source) | HMH72B341 |  |  | XAHC30CXXN1+TXV | TM8Y120C20MP11 | 32800 | 17 | 8.1 | 32800 | 23000 | 70.12% | 2.02 | 0 | 9.5 |  |  |  | No | R-410A | 2.7333 | Residential & Commercial | No
211389975 | Central HP <5.4 tons | CHAMPION HEATING AND COOLING | HRCU-A-CB (Split System: Heat Pump with Remote Outdoor Unit-Air-Source) | HMH72B341 |  |  | XAHC36DXXN1+TXV | TPLC100C16MP13 | 34000 | 17 | 8.1 | 34000 | 24600 | 72.35% | 2.08 | 0 | 9.5 |  |  |  | No | R-410A | 2.8333 | Residential & Commercial | No
215675529 | Central HP <5.4 tons | DAY & NIGHT | HRCU-A-CB (Split System: Heat Pump with Remote Outdoor Unit-Air-Source) | C5H0V48*K*AAA* |  |  | EVM5X49M21A*+WALLCON | *80CTL0451712B* | 47500 | 18 | 9 | 50000 | 37600 | 75.2% | 1.98 | 0 | 9.5 |  |  |  | No | R-454B | 3.9583 | Residential & Commercial | No
211713324 | Central HP <5.4 tons | AIRQUEST | HRCU-A-CB (Split System: Heat Pump with Remote Outdoor Unit-Air-Source) | DLCURAH30ABK |  |  | EA*4X43L21A* | *92ESN0601714A* | 30400 | 15.2 | 8.1 | 33000 | 26200 | 79.39% | 1.84 | 0 | 9 |  |  |  | No | R-410A | 2.5333 | Residential & Commercial | No
212985278 | Central HP <5.4 tons | AIRQUEST | HRCU-A-CB (Split System: Heat Pump with Remote Outdoor Unit-Air-Source) | DLCURAH30ABK |  |  | EA*4X42L21A* | *92MSN1002120A* | 30200 | 15.2 | 8.1 | 34200 | 27400 | 80.12% | 1.8 | 0 | 9 |  |  |  | No | R-410A | 2.5167 | Residential & Commercial | No
212982660 | Central HP <5.4 tons | CARRIER | HRCU-A-CB (Split System: Heat Pump with Remote Outdoor Unit-Air-Source) | 38MURAQ30AB3* |  |  | CAP**4321AL* | 58SU*B080M21**20 | 30600 | 15.5 | 8.5 | 33400 | 26200 | 78.44% | 1.88 | 0 | 9 |  |  |  | No | R-410A | 2.55 | Residential & Commercial | No
215682586 | Central HP <5.4 tons | AIRQUEST | HRCU-A-CB (Split System: Heat Pump with Remote Outdoor Unit-Air-Source) | H5H0V60*K*AAA* |  |  | EA*5X60M24A*+WALLCON | *80CSU0802120B* | 55500 | 18.5 | 8.5 | 58500 | 41000 | 70.09% | 2.04 | 0 | 9 |  |  |  | No | R-454B | 4.625 | Residential & Commercial | No
215682636 | Central HP <5.4 tons | AIRQUEST | HRCU-A-CB (Split System: Heat Pump with Remote Outdoor Unit-Air-Source) | H5H0V60*K*AAA* |  |  | EA*5X61M21A*+WALLCON | *80CSU0401712B* | 55500 | 18 | 8.5 | 58500 | 41000 | 70.09% | 2.04 | 0 | 9 |  |  |  | No | R-454B | 4.625 | Residential & Commercial | No
215667008 | Central HP <5.4 tons | DAY & NIGHT | HRCU-A-CB (Split System: Heat Pump with Remote Outdoor Unit-Air-Source) | C5H0V24*K*AAA* |  |  | EA*5X24M17A*+WALLCON | *80CTL0451712B* | 22600 | 16.5 | 9 | 24200 | 17000 | 70.25% | 1.94 | 0 | 9.5 |  |  |  | No | R-454B | 1.8833 | Residential & Commercial | No
215677882 | Central HP <5.4 tons | TEMPSTAR | HRCU-A-CB (Split System: Heat Pump with Remote Outdoor Unit-Air-Source) | T5H0V60*K*AAA* |  |  | EA*5X60M24A*+WALLCON | *96CTN1202422B* | 55000 | 18.5 | 9 | 59000 | 41500 | 70.34% | 2.02 | 0 | 9 |  |  |  | No | R-454B | 4.5833 | Residential & Commercial | No
215678012 | Central HP <5.4 tons | TEMPSTAR | HRCU-A-CB (Split System: Heat Pump with Remote Outdoor Unit-Air-Source) | T5H0V60*K*AAA* |  |  | EA*5X61M24A*+WALLCON | *97CMN1202422B* | 56000 | 18.5 | 9 | 60000 | 42000 | 70% | 2 | 0 | 9 |  |  |  | No | R-454B | 4.6667 | Residential & Commercial | No
215667507 | Central HP <5.4 tons | AIRQUEST | HRCU-A-CB (Split System: Heat Pump with Remote Outdoor Unit-Air-Source) | H5H0V24*K*AAA* |  |  | EA*5X30M17A*+WALLCON | *96CTN0401410B* | 22600 | 15.5 | 8.5 | 24400 | 17100 | 70.08% | 1.84 | 0 | 9 |  |  |  | No | R-454B | 1.8833 | Residential & Commercial | No
212982636 | Central HP <5.4 tons | CARRIER | HRCU-A-CB (Split System: Heat Pump with Remote Outdoor Unit-Air-Source) | 38MURAQ30AB3* |  |  | CAP**4221AL* | 58SU*B080M21**20 | 29600 | 15.5 | 8.5 | 33600 | 27600 | 82.14% | 1.78 | 0 | 9 |  |  |  | No | R-410A | 2.4667 | Residential & Commercial | No
215675139 | Central HP <5.4 tons | DAY & NIGHT | HRCU-A-CB (Split System: Heat Pump with Remote Outdoor Unit-Air-Source) | C5H0V48*K*AAA* |  |  | ESH5X60M12A*+WALLCON | *80CSU0802120A* | 45500 | 17 | 8.5 | 48000 | 33600 | 70% | 2.08 | 0 | 9.5 |  |  |  | No | R-454B | 3.7917 | Residential & Commercial | No
215675189 | Central HP <5.4 tons | DAY & NIGHT | HRCU-A-CB (Split System: Heat Pump with Remote Outdoor Unit-Air-Source) | C5H0V48*K*AAA* |  |  | ESH5X60M12A*+WALLCON | *80CTL0702120B* | 45500 | 16.5 | 8.5 | 48000 | 33800 | 70.42% | 2.06 | 0 | 9.5 |  |  |  | No | R-454B | 3.7917 | Residential & Commercial | No
211390410 | Central HP <5.4 tons | CHAMPION HEATING AND COOLING | HRCU-A-CB (Split System: Heat Pump with Remote Outdoor Unit-Air-Source) | HMH72B341 |  |  | XAHC36DXXN1+TXV | TM8V080B12MP12 | 32800 | 16.5 | 8.1 | 32800 | 23200 | 70.73% | 1.98 | 0 | 9.5 |  |  |  | No | R-410A | 2.7333 | Residential & Commercial | No
211390458 | Central HP <5.4 tons | CHAMPION HEATING AND COOLING | HRCU-A-CB (Split System: Heat Pump with Remote Outdoor Unit-Air-Source) | HMH72B341 |  |  | XAHC36DBCN1 | TPLC080B12MP13 | 32800 | 16.5 | 8.1 | 32800 | 23200 | 70.73% | 1.98 | 0 | 9.5 |  |  |  | No | R-410A | 2.7333 | Residential & Commercial | No
211390943 | Central HP <5.4 tons | CHAMPION HEATING AND COOLING | HRCU-A-CB (Split System: Heat Pump with Remote Outdoor Unit-Air-Source) | HMH72B341 |  |  | XAHB36DBCN1 | TPLC060A12MP13 | 33400 | 16.5 | 8.1 | 33600 | 23800 | 70.83% | 2.02 | 0 | 9.5 |  |  |  | No | R-410A | 2.7833 | Residential & Commercial | No
211391681 | Central HP <5.4 tons | CHAMPION HEATING AND COOLING | HRCU-A-CB (Split System: Heat Pump with Remote Outdoor Unit-Air-Source) | HMH72B341 |  |  | XAHB36DXXN1+TXV | TMLE100B12MP11 | 33200 | 17.5 | 8.1 | 33000 | 23400 | 70.91% | 2.02 | 0 | 9.5 |  |  |  | No | R-410A | 2.7667 | Residential & Commercial | No
211391696 | Central HP <5.4 tons | CHAMPION HEATING AND COOLING | HRCU-A-CB (Split System: Heat Pump with Remote Outdoor Unit-Air-Source) | HMH72B341 |  |  | XAHB36DBCN1 | TM8E100B12MP11 | 33200 | 17.5 | 8.1 | 33000 | 23400 | 70.91% | 2.02 | 0 | 9.5 |  |  |  | No | R-410A | 2.7667 | Residential & Commercial | No
211392032 | Central HP <5.4 tons | CHAMPION HEATING AND COOLING | HRCU-A-CB (Split System: Heat Pump with Remote Outdoor Unit-Air-Source) | HMH72B341 |  |  | XAHC30CXXN1+TXV | TM8E080C16MP11 | 32200 | 17.5 | 8.1 | 32400 | 22800 | 70.37% | 2 | 0 | 9.5 |  |  |  | No | R-410A | 2.6833 | Residential & Commercial | No
211227397 | Central HP <5.4 tons | AIRQUEST | HRCU-A-CB (Split System: Heat Pump with Remote Outdoor Unit-Air-Source) | DLCURAH36ABK |  |  | EA*4X42L21A* | *80VSL0702120A* | 35400 | 16 | 8.1 | 38500 | 35000 | 90.91% | 1.88 | 0 | 9.5 |  |  |  | No | R-410A | 2.95 | Residential & Commercial | No
211227630 | Central HP <5.4 tons | AIRQUEST | HRCU-A-CB (Split System: Heat Pump with Remote Outdoor Unit-Air-Source) | DLCURAH36ABK |  |  | EA*4X42L21A* | *95ESU0601716A* | 35200 | 16 | 8.1 | 38500 | 35000 | 90.91% | 1.88 | 0 | 9.5 |  |  |  | No | R-410A | 2.9333 | Residential & Commercial | No
215682576 | Central HP <5.4 tons | AIRQUEST | HRCU-A-CB (Split System: Heat Pump with Remote Outdoor Unit-Air-Source) | H5H0V60*K*AAA* |  |  | EA*5X60M24A*+WALLCON | *96CTN0802120B* | 54500 | 18.5 | 9 | 59500 | 42000 | 70.59% | 1.9 | 0 | 8.5 |  |  |  | No | R-454B | 4.5417 | Residential & Commercial | No
215683096 | Central HP <5.4 tons | AIRQUEST | HRCU-A-CB (Split System: Heat Pump with Remote Outdoor Unit-Air-Source) | H5H0V60*K*AAA* |  |  | EVD5X60M24A*+WALLCON | *97CTN1002122A* | 56500 | 18.5 | 9 | 63000 | 44500 | 70.63% | 2.08 | 0 | 9 |  |  |  | No | R-454B | 4.7083 | Residential & Commercial | No
215682856 | Central HP <5.4 tons | AIRQUEST | HRCU-A-CB (Split System: Heat Pump with Remote Outdoor Unit-Air-Source) | H5H0V60*K*AAA* |  |  | EVM5X60M21A*+WALLCON | *97CTN1002122A* | 56500 | 18.5 | 9 | 64000 | 45000 | 70.31% | 2.08 | 0 | 9 |  |  |  | No | R-454B | 4.7083 | Residential & Commercial | No
215682886 | Central HP <5.4 tons | AIRQUEST | HRCU-A-CB (Split System: Heat Pump with Remote Outdoor Unit-Air-Source) | H5H0V60*K*AAA* |  |  | EVM5X60M24A*+WALLCON | *80CSU1002120B* | 57000 | 18 | 9 | 63000 | 44500 | 70.63% | 2.08 | 0 | 9 |  |  |  | No | R-454B | 4.75 | Residential & Commercial | No
215683186 | Central HP <5.4 tons | AIRQUEST | HRCU-A-CB (Split System: Heat Pump with Remote Outdoor Unit-Air-Source) | H5H0V60*K*AAA* |  |  | EVD5X61M24A*+WALLCON | *96CTN0802120B* | 57500 | 18.5 | 9 | 64000 | 45000 | 70.31% | 2.08 | 0 | 9 |  |  |  | No | R-454B | 4.7917 | Residential & Commercial | No
215676969 | Central HP <5.4 tons | DAY & NIGHT | HRCU-A-CB (Split System: Heat Pump with Remote Outdoor Unit-Air-Source) | C5H0V60*K*AAA* |  |  | EVM5X60M21A*+WALLCON | *80CSU0802120A* | 57000 | 18 | 9 | 63500 | 44500 | 70.08% | 2.08 | 0 | 9 |  |  |  | No | R-454B | 4.75 | Residential & Commercial | No
215677069 | Central HP <5.4 tons | DAY & NIGHT | HRCU-A-CB (Split System: Heat Pump with Remote Outdoor Unit-Air-Source) | C5H0V60*K*AAA* |  |  | EVM5X60M21A*+WALLCON | *97CMN1002122B* | 56500 | 18.5 | 9 | 64000 | 45000 | 70.31% | 2.08 | 0 | 9 |  |  |  | No | R-454B | 4.7083 | Residential & Commercial | No
215677339 | Central HP <5.4 tons | DAY & NIGHT | HRCU-A-CB (Split System: Heat Pump with Remote Outdoor Unit-Air-Source) | C5H0V60*K*AAA* |  |  | EVD5X60M21A*+WALLCON | *80CTL0701716B* | 55000 | 18 | 9 | 59500 | 43500 | 73.11% | 2.1 | 0 | 9.5 |  |  |  | No | R-454B | 4.5833 | Residential & Commercial | No
215677079 | Central HP <5.4 tons | DAY & NIGHT | HRCU-A-CB (Split System: Heat Pump with Remote Outdoor Unit-Air-Source) | C5H0V60*K*AAA* |  |  | EVM5X60M21A*+WALLCON | *96CTN1002122B* | 56500 | 18.5 | 9 | 64000 | 45000 | 70.31% | 2.08 | 0 | 9 |  |  |  | No | R-454B | 4.7083 | Residential & Commercial | No
215677389 | Central HP <5.4 tons | DAY & NIGHT | HRCU-A-CB (Split System: Heat Pump with Remote Outdoor Unit-Air-Source) | C5H0V60*K*AAA* |  |  | EVD5X60M21A*+WALLCON | *95CSU1002122B* | 57000 | 18 | 9 | 63500 | 44500 | 70.08% | 2.08 | 0 | 9 |  |  |  | No | R-454B | 4.75 | Residential & Commercial | No
215677439 | Central HP <5.4 tons | DAY & NIGHT | HRCU-A-CB (Split System: Heat Pump with Remote Outdoor Unit-Air-Source) | C5H0V60*K*AAA* |  |  | EVD5X60M24A*+WALLCON | *80CSU1002120A* | 56500 | 18 | 9 | 63000 | 44500 | 70.63% | 2.08 | 0 | 9 |  |  |  | No | R-454B | 4.7083 | Residential & Commercial | No
215677539 | Central HP <5.4 tons | DAY & NIGHT | HRCU-A-CB (Split System: Heat Pump with Remote Outdoor Unit-Air-Source) | C5H0V60*K*AAA* |  |  | EVD5X60M24A*+WALLCON | *97CMN1202422B* | 56500 | 18.5 | 9 | 63000 | 44500 | 70.63% | 2.08 | 0 | 9 |  |  |  | No | R-454B | 4.7083 | Residential & Commercial | No
211392196 | Central HP <5.4 tons | CHAMPION HEATING AND COOLING | HRCU-A-CB (Split System: Heat Pump with Remote Outdoor Unit-Air-Source) | HMH72B341 |  |  | XAHC30CXXN1+TXV | TM8E080B12MP11 | 32200 | 17 | 8.1 | 33000 | 23200 | 70.3% | 1.98 | 0 | 9 |  |  |  | No | R-410A | 2.6833 | Residential & Commercial | No
211392414 | Central HP <5.4 tons | CHAMPION HEATING AND COOLING | HRCU-A-CB (Split System: Heat Pump with Remote Outdoor Unit-Air-Source) | HMH72B341 |  |  | XAFB36DBCN1 | TM8E080B12MP11 | 34000 | 18 | 8.1 | 34000 | 24400 | 71.76% | 2.06 | 0 | 9.5 |  |  |  | No | R-410A | 2.8333 | Residential & Commercial | No
211392483 | Central HP <5.4 tons | CHAMPION HEATING AND COOLING | HRCU-A-CB (Split System: Heat Pump with Remote Outdoor Unit-Air-Source) | HMH72B341 |  |  | XAFB30CXXN1+TXV | TMLE080B12MP11 | 32800 | 17.5 | 8.1 | 34000 | 23800 | 70% | 2.02 | 0 | 9.5 |  |  |  | No | R-410A | 2.7333 | Residential & Commercial | No
211392498 | Central HP <5.4 tons | CHAMPION HEATING AND COOLING | HRCU-A-CB (Split System: Heat Pump with Remote Outdoor Unit-Air-Source) | HMH72B341 |  |  | XAUB30CXXN1+TXV | TM8E080B12MP11 | 32800 | 17.5 | 8.1 | 34000 | 23800 | 70% | 2.02 | 0 | 9.5 |  |  |  | No | R-410A | 2.7333 | Residential & Commercial | No
213076510 | Central HP <5.4 tons | AIRQUEST | HRCU-A-CB (Split System: Heat Pump with Remote Outdoor Unit-Air-Source) | DLCURAH36ABK |  |  | EA*4X42L21A* | *80VTL0701716B* | 35000 | 16 | 8.1 | 38500 | 35000 | 90.91% | 1.86 | 0 | 9.5 |  |  |  | No | R-410A | 2.9167 | Residential & Commercial | No
211393201 | Central HP <5.4 tons | CHAMPION HEATING AND COOLING | HRCU-A-CB (Split System: Heat Pump with Remote Outdoor Unit-Air-Source) | HMH72B341 |  |  | XAFC36DXXN1+TXV | TL9E060B12UH11 | 33800 | 18 | 8.1 | 34000 | 24200 | 71.18% | 2.04 | 0 | 9.5 |  |  |  | No | R-410A | 2.8167 | Residential & Commercial | No
215675759 | Central HP <5.4 tons | DAY & NIGHT | HRCU-A-CB (Split System: Heat Pump with Remote Outdoor Unit-Air-Source) | C5H0V48*K*AAA* |  |  | EVM5X60M21A*+WALLCON | *95CSU0601716B* | 47500 | 18 | 9 | 50000 | 37200 | 74.4% | 1.98 | 0 | 9.5 |  |  |  | No | R-454B | 3.9583 | Residential & Commercial | No
215675699 | Central HP <5.4 tons | DAY & NIGHT | HRCU-A-CB (Split System: Heat Pump with Remote Outdoor Unit-Air-Source) | C5H0V48*K*AAA* |  |  | EVM5X60M21A*+WALLCON | *80CTL0451712B* | 47500 | 18 | 9 | 50000 | 37600 | 75.2% | 1.98 | 0 | 9.5 |  |  |  | No | R-454B | 3.9583 | Residential & Commercial | No
215676976 | Central HP <5.4 tons | AIRQUEST | HRCU-A-CB (Split System: Heat Pump with Remote Outdoor Unit-Air-Source) | H5H0V60*K*AAA* |  |  | EVM5X60M21A*+WALLCON | *80CSU1002120A* | 56500 | 18 | 9 | 64000 | 45000 | 70.31% | 2.08 | 0 | 9 |  |  |  | No | R-454B | 4.7083 | Residential & Commercial | No
215677026 | Central HP <5.4 tons | AIRQUEST | HRCU-A-CB (Split System: Heat Pump with Remote Outdoor Unit-Air-Source) | H5H0V60*K*AAA* |  |  | EVM5X60M21A*+WALLCON | *95CSU0802120B* | 56500 | 18 | 9 | 64000 | 45000 | 70.31% | 2.06 | 0 | 9 |  |  |  | No | R-454B | 4.7083 | Residential & Commercial | No
215677046 | Central HP <5.4 tons | AIRQUEST | HRCU-A-CB (Split System: Heat Pump with Remote Outdoor Unit-Air-Source) | H5H0V60*K*AAA* |  |  | EVM5X60M21A*+WALLCON | *97CMN0602120B* | 55500 | 17.5 | 8.5 | 65000 | 46000 | 70.77% | 1.94 | 0 | 8.5 |  |  |  | No | R-454B | 4.625 | Residential & Commercial | No
215677076 | Central HP <5.4 tons | AIRQUEST | HRCU-A-CB (Split System: Heat Pump with Remote Outdoor Unit-Air-Source) | H5H0V60*K*AAA* |  |  | EVM5X60M21A*+WALLCON | *96CTN1002122B* | 56500 | 18.5 | 9 | 64000 | 45000 | 70.31% | 2.08 | 0 | 9 |  |  |  | No | R-454B | 4.7083 | Residential & Commercial | No
215677019 | Central HP <5.4 tons | DAY & NIGHT | HRCU-A-CB (Split System: Heat Pump with Remote Outdoor Unit-Air-Source) | C5H0V60*K*AAA* |  |  | EVM5X60M21A*+WALLCON | *80CTL1102120B* | 57000 | 18.5 | 9 | 63500 | 44500 | 70.08% | 2.08 | 0 | 9.5 |  |  |  | No | R-454B | 4.75 | Residential & Commercial | No
215677369 | Central HP <5.4 tons | DAY & NIGHT | HRCU-A-CB (Split System: Heat Pump with Remote Outdoor Unit-Air-Source) | C5H0V60*K*AAA* |  |  | EVD5X60M21A*+WALLCON | *80CTL1102120B* | 57000 | 18.5 | 9 | 63500 | 44500 | 70.08% | 2.08 | 0 | 9.5 |  |  |  | No | R-454B | 4.75 | Residential & Commercial | No
215677689 | Central HP <5.4 tons | DAY & NIGHT | HRCU-A-CB (Split System: Heat Pump with Remote Outdoor Unit-Air-Source) | C5H0V60*K*AAA* |  |  | EVD5X61M24A*+WALLCON | *97CMN0602120B* | 56500 | 18 | 9 | 65000 | 46000 | 70.77% | 2.06 | 0 | 8.5 |  |  |  | No | R-454B | 4.7083 | Residential & Commercial | No
215677679 | Central HP <5.4 tons | DAY & NIGHT | HRCU-A-CB (Split System: Heat Pump with Remote Outdoor Unit-Air-Source) | C5H0V60*K*AAA* |  |  | EVD5X61M24A*+WALLCON | *95CSU0802120B* | 57500 | 18 | 9 | 64000 | 45000 | 70.31% | 2.08 | 0 | 9 |  |  |  | No | R-454B | 4.7917 | Residential & Commercial | No
215677879 | Central HP <5.4 tons | DAY & NIGHT | HRCU-A-CB (Split System: Heat Pump with Remote Outdoor Unit-Air-Source) | C5H0V60*K*AAA* |  |  | EA*5X60M24A*+WALLCON | *96CTN1202422B* | 55000 | 18.5 | 9 | 59000 | 41500 | 70.34% | 2.02 | 0 | 9 |  |  |  | No | R-454B | 4.5833 | Residential & Commercial | No
215677099 | Central HP <5.4 tons | DAY & NIGHT | HRCU-A-CB (Split System: Heat Pump with Remote Outdoor Unit-Air-Source) | C5H0V60*K*AAA* |  |  | EVM5X60M24A*+WALLCON | *80CSU1002120A* | 56500 | 18 | 9 | 63000 | 44500 | 70.63% | 2.08 | 0 | 9 |  |  |  | No | R-454B | 4.7083 | Residential & Commercial | No
215677249 | Central HP <5.4 tons | DAY & NIGHT | HRCU-A-CB (Split System: Heat Pump with Remote Outdoor Unit-Air-Source) | C5H0V60*K*AAA* |  |  | EVM5X61M24A*+WALLCON | *95CSU0802120B* | 57500 | 18 | 9 | 64000 | 45000 | 70.31% | 2.08 | 0 | 9 |  |  |  | No | R-454B | 4.7917 | Residential & Commercial | No
213069350 | Central HP <5.4 tons | ACIQ | HRCU-A-CB (Split System: Heat Pump with Remote Outdoor Unit-Air-Source) | DLCURAH36ABK |  |  | EA*4X42L21A* | *96VTN0802120A* | 35000 | 16 | 8.1 | 38500 | 35000 | 90.91% | 1.86 | 0 | 9.5 |  |  |  | No | R-410A | 2.9167 | Residential & Commercial | No
215681296 | Central HP <5.4 tons | AIRQUEST | HRCU-A-CB (Split System: Heat Pump with Remote Outdoor Unit-Air-Source) | H5H0V48*K*AAA* |  |  | EA*5X48M21A*+WALLCON | *96CTN0802120B* | 44000 | 17.5 | 9 | 48500 | 34200 | 70.52% | 2.06 | 0 | 9.5 |  |  |  | No | R-454B | 3.6667 | Residential & Commercial | No
215681366 | Central HP <5.4 tons | AIRQUEST | HRCU-A-CB (Split System: Heat Pump with Remote Outdoor Unit-Air-Source) | H5H0V48*K*AAA* |  |  | EA*5X48M21A*+WALLCON | *97CTN1002122A* | 44000 | 18 | 9 | 48500 | 34000 | 70.1% | 2.04 | 0 | 9.5 |  |  |  | No | R-454B | 3.6667 | Residential & Commercial | No
215677146 | Central HP <5.4 tons | AIRQUEST | HRCU-A-CB (Split System: Heat Pump with Remote Outdoor Unit-Air-Source) | H5H0V60*K*AAA* |  |  | EVM5X60M24A*+WALLCON | *95CSU0802120B* | 56500 | 18 | 9 | 63500 | 44500 | 70.08% | 2.08 | 0 | 9 |  |  |  | No | R-454B | 4.7083 | Residential & Commercial | No
215677196 | Central HP <5.4 tons | AIRQUEST | HRCU-A-CB (Split System: Heat Pump with Remote Outdoor Unit-Air-Source) | H5H0V60*K*AAA* |  |  | EVM5X60M24A*+WALLCON | *96CTN1002122B* | 56500 | 18.5 | 9 | 63000 | 44500 | 70.63% | 2.08 | 0 | 9 |  |  |  | No | R-454B | 4.7083 | Residential & Commercial | No
215681685 | Central HP <5.4 tons | HEIL | HRCU-A-CB (Split System: Heat Pump with Remote Outdoor Unit-Air-Source) | H5H0V48*K*AAA* |  |  | ESH5X60M12A*+WALLCON | *80CSU0601716B* | 45500 | 17 | 8.5 | 48000 | 33800 | 70.42% | 2.08 | 0 | 9.5 |  |  |  | No | R-454B | 3.7917 | Residential & Commercial | No
215681346 | Central HP <5.4 tons | AIRQUEST | HRCU-A-CB (Split System: Heat Pump with Remote Outdoor Unit-Air-Source) | H5H0V48*K*AAA* |  |  | EA*5X48M21A*+WALLCON | *97CTN0801716A* | 44000 | 17 | 9 | 49000 | 34600 | 70.61% | 2.04 | 0 | 9 |  |  |  | No | R-454B | 3.6667 | Residential & Commercial | No
211398776 | Central HP <5.4 tons | CHAMPION HEATING AND COOLING | HRCU-A-CB (Split System: Heat Pump with Remote Outdoor Unit-Air-Source) | HMH72B341 |  |  | XAHD48FBCN1 | TM8E080C16MP11 | 32800 | 16.5 | 8.5 | 31600 | 23000 | 72.78% | 2.02 | 0 | 9.5 |  |  |  | No | R-410A | 2.7333 | Residential & Commercial | No
211398841 | Central HP <5.4 tons | CHAMPION HEATING AND COOLING | HRCU-A-CB (Split System: Heat Pump with Remote Outdoor Unit-Air-Source) | HMH72B341 |  |  | XAHC48FBCN1 | TMLE080C16MP11 | 32800 | 16.5 | 8.5 | 31600 | 23000 | 72.78% | 2.04 | 0 | 9.5 |  |  |  | No | R-410A | 2.7333 | Residential & Commercial | No
211398856 | Central HP <5.4 tons | CHAMPION HEATING AND COOLING | HRCU-A-CB (Split System: Heat Pump with Remote Outdoor Unit-Air-Source) | HMH72B341 |  |  | XAFD48FXXN1+TXV | TM8E080C16MP11 | 33400 | 17 | 8.5 | 32200 | 23400 | 72.67% | 2.06 | 0 | 9.5 |  |  |  | No | R-410A | 2.7833 | Residential & Commercial | No
211398258 | Central HP <5.4 tons | CHAMPION HEATING AND COOLING | HRCU-A-CB (Split System: Heat Pump with Remote Outdoor Unit-Air-Source) | HMH72B341 |  |  | XAFD48FBCN1 | TMLE120C16MP11 | 33600 | 17 | 8.5 | 32400 | 23600 | 72.84% | 2.08 | 0 | 9.5 |  |  |  | No | R-410A | 2.8 | Residential & Commercial | No
211398273 | Central HP <5.4 tons | CHAMPION HEATING AND COOLING | HRCU-A-CB (Split System: Heat Pump with Remote Outdoor Unit-Air-Source) | HMH72B341 |  |  | XAFC48FXXN1+TXV | TM8E120C16MP11 | 33600 | 17 | 8.5 | 32400 | 23600 | 72.84% | 2.08 | 0 | 9.5 |  |  |  | No | R-410A | 2.8 | Residential & Commercial | No
211398338 | Central HP <5.4 tons | CHAMPION HEATING AND COOLING | HRCU-A-CB (Split System: Heat Pump with Remote Outdoor Unit-Air-Source) | HMH72B341 |  |  | XAUC48FXXN1+TXV | TMLE120C16MP11 | 33600 | 17 | 8.5 | 32400 | 23600 | 72.84% | 2.08 | 0 | 9.5 |  |  |  | No | R-410A | 2.8 | Residential & Commercial | No
211398439 | Central HP <5.4 tons | CHAMPION HEATING AND COOLING | HRCU-A-CB (Split System: Heat Pump with Remote Outdoor Unit-Air-Source) | HMH72B341 |  |  | XAHC48FBCN1 | TM8E100C16MP11 | 33000 | 17 | 8.5 | 31800 | 23200 | 72.96% | 2.04 | 0 | 9.5 |  |  |  | No | R-410A | 2.75 | Residential & Commercial | No
211398622 | Central HP <5.4 tons | CHAMPION HEATING AND COOLING | HRCU-A-CB (Split System: Heat Pump with Remote Outdoor Unit-Air-Source) | HMH72B341 |  |  | XAHC48FXXN1+TXV | TMLE100B12MP11 | 32600 | 17 | 8.1 | 31800 | 23200 | 72.96% | 2.02 | 0 | 9 |  |  |  | No | R-410A | 2.7167 | Residential & Commercial | No
211397020 | Central HP <5.4 tons | CHAMPION HEATING AND COOLING | HRCU-A-CB (Split System: Heat Pump with Remote Outdoor Unit-Air-Source) | HMH72B341 |  |  | XAFC48FBCN1 | TM8Y080B12MP11 | 33200 | 17 | 8.5 | 32200 | 23600 | 73.29% | 2.04 | 0 | 9.5 |  |  |  | No | R-410A | 2.7667 | Residential & Commercial | No
211397486 | Central HP <5.4 tons | CHAMPION HEATING AND COOLING | HRCU-A-CB (Split System: Heat Pump with Remote Outdoor Unit-Air-Source) | HMH72B341 |  |  | XAHC48FBCN1 | TPLC080C16MP13 | 33600 | 16.5 | 8.5 | 32400 | 23800 | 73.46% | 2.06 | 0 | 9 |  |  |  | No | R-410A | 2.8 | Residential & Commercial | No
211397906 | Central HP <5.4 tons | CHAMPION HEATING AND COOLING | HRCU-A-CB (Split System: Heat Pump with Remote Outdoor Unit-Air-Source) | HMH72B341 |  |  | XAUC48FXXN1+TXV | TPLC100C16MP13 | 34000 | 16.5 | 8.5 | 33200 | 24400 | 73.49% | 2.1 | 0 | 9 |  |  |  | No | R-410A | 2.8333 | Residential & Commercial | No
211389432 | Central HP <5.4 tons | CHAMPION HEATING AND COOLING | HRCU-A-CB (Split System: Heat Pump with Remote Outdoor Unit-Air-Source) | HMH72B341 |  |  | XAFC30CXXN1+TXV | TM8Y100C20MP11 | 33600 | 18 | 8.5 | 33600 | 23600 | 70.24% | 2.06 | 0 | 9.5 |  |  |  | No | R-410A | 2.8 | Residential & Commercial | No
211389517 | Central HP <5.4 tons | CHAMPION HEATING AND COOLING | HRCU-A-CB (Split System: Heat Pump with Remote Outdoor Unit-Air-Source) | HMH72B341 |  |  | XAHC30CXXN1+TXV | TM8Y080C16MP11 | 32600 | 18 | 8.1 | 33000 | 23200 | 70.3% | 2 | 0 | 9 |  |  |  | No | R-410A | 2.7167 | Residential & Commercial | No
215681476 | Central HP <5.4 tons | AIRQUEST | HRCU-A-CB (Split System: Heat Pump with Remote Outdoor Unit-Air-Source) | H5H0V48*K*AAA* |  |  | EA*5X61M21A*+WALLCON | *80CSU1002120B* | 46000 | 17.5 | 9 | 47500 | 33600 | 70.74% | 2.06 | 0 | 9.5 |  |  |  | No | R-454B | 3.8333 | Residential & Commercial | No
212386786 | Central HP <5.4 tons | Frigidaire | HRCU-A-C (Split System: Heat Pump with Remote Outdoor Unit with No Indoor Fan --Air Source) | GXH48-60MSK4DH |  |  | UE60X4AD |  | 50500 | 15.2 | 8.5 | 53000 | 37200 | 70.19% | 1.8 | 0 | 9.5 |  |  |  | No | R-410A | 4.2083 | Residential & Commercial | No
211392453 | Central HP <5.4 tons | CHAMPION HEATING AND COOLING | HRCU-A-CB (Split System: Heat Pump with Remote Outdoor Unit-Air-Source) | HMH72B341 |  |  | XAUB36DXXN1+TXV | TMLE080B12MP11 | 34000 | 18 | 8.1 | 34000 | 24400 | 71.76% | 2.06 | 0 | 9.5 |  |  |  | No | R-410A | 2.8333 | Residential & Commercial | No
211390340 | Central HP <5.4 tons | CHAMPION HEATING AND COOLING | HRCU-A-CB (Split System: Heat Pump with Remote Outdoor Unit-Air-Source) | HMH72B341 |  |  | XAFC30CXXN1+TXV | TM8V080C16MP12 | 33000 | 17.5 | 8.5 | 33000 | 23200 | 70.3% | 2.04 | 0 | 9.5 |  |  |  | No | R-410A | 2.75 | Residential & Commercial | No
211390354 | Central HP <5.4 tons | CHAMPION HEATING AND COOLING | HRCU-A-CB (Split System: Heat Pump with Remote Outdoor Unit-Air-Source) | HMH72B341 |  |  | XAFC30CXXN1+TXV | TMLV100C16MP12 | 33000 | 17.5 | 8.5 | 33000 | 23200 | 70.3% | 2.04 | 0 | 9.5 |  |  |  | No | R-410A | 2.75 | Residential & Commercial | No
211389076 | Central HP <5.4 tons | CHAMPION HEATING AND COOLING | HRCU-A-CB (Split System: Heat Pump with Remote Outdoor Unit-Air-Source) | HMH72B341 |  |  | XAFB36DXXN1+TXV | TM9E060B12MP12 | 34000 | 17.5 | 8.1 | 34000 | 24200 | 71.18% | 2.04 | 0 | 9.5 |  |  |  | No | R-410A | 2.8333 | Residential & Commercial | No
215676709 | Central HP <5.4 tons | DAY & NIGHT | HRCU-A-CB (Split System: Heat Pump with Remote Outdoor Unit-Air-Source) | C5H0V48*K*AAA* |  |  | EVD5X61M21A*+WALLCON | *80CTL0451712B* | 48000 | 18.5 | 9 | 50000 | 37600 | 75.2% | 1.98 | 0 | 9.5 |  |  |  | No | R-454B | 4 | Residential & Commercial | No
212982961 | Central HP <5.4 tons | BRYANT HEATING AND COOLING SYSTEMS | HRCU-A-CB (Split System: Heat Pump with Remote Outdoor Unit-Air-Source) | 38MURAQ30AB3* |  |  | CAP**4224AL* | 83*SB60080M21*** | 29600 | 15.5 | 8.5 | 33600 | 27400 | 81.55% | 1.78 | 0 | 9 |  |  |  | No | R-410A | 2.4667 | Residential & Commercial | No
212981616 | Central HP <5.4 tons | CARRIER | HRCU-A-CB (Split System: Heat Pump with Remote Outdoor Unit-Air-Source) | 38MURAQ30AB3* |  |  | CAP**4321AL* | 58SU*B040M17**12 | 30600 | 15.2 | 8.1 | 33200 | 26200 | 78.92% | 1.86 | 0 | 9 |  |  |  | No | R-410A | 2.55 | Residential & Commercial | No
212982168 | Central HP <5.4 tons | CARRIER | HRCU-A-CB (Split System: Heat Pump with Remote Outdoor Unit-Air-Source) | 38MURAQ30AB3* |  |  | CAP**4321AL* | 58SU*B060M17**16 | 30800 | 15.2 | 8.5 | 33000 | 26200 | 79.39% | 1.86 | 0 | 9 |  |  |  | No | R-410A | 2.5667 | Residential & Commercial | No
215673990 | Central HP <5.4 tons | DAY & NIGHT | HRCU-A-CB (Split System: Heat Pump with Remote Outdoor Unit-Air-Source) | C5H0V48*K*AAA* |  |  | EA*5X48M21A*+WALLCON | *80CSU0601716A* | 44000 | 17.5 | 9 | 48500 | 34200 | 70.52% | 2.04 | 0 | 9.5 |  |  |  | No | R-454B | 3.6667 | Residential & Commercial | No
215679726 | Central HP <5.4 tons | AIRQUEST | HRCU-A-CB (Split System: Heat Pump with Remote Outdoor Unit-Air-Source) | H5H0V36*K*AAA* |  |  | ESH5X36M12A*+WALLCON | *80CSU0601716B* | 33800 | 16.5 | 8.5 | 35600 | 25400 | 71.35% | 1.76 | 0 | 9.5 |  |  |  | No | R-454B | 2.8167 | Residential & Commercial | No
215679826 | Central HP <5.4 tons | AIRQUEST | HRCU-A-CB (Split System: Heat Pump with Remote Outdoor Unit-Air-Source) | H5H0V36*K*AAA* |  |  | ESH5X42M12A*+WALLCON | *97CTN0801716A* | 33800 | 16 | 8.5 | 35800 | 25400 | 70.95% | 1.76 | 0 | 9 |  |  |  | No | R-454B | 2.8167 | Residential & Commercial | No
211396867 | Central HP <5.4 tons | CHAMPION HEATING AND COOLING | HRCU-A-CB (Split System: Heat Pump with Remote Outdoor Unit-Air-Source) | HMH72B341 |  |  | XAFD48FBCN1 | TM8Y100C16MP11 | 34000 | 17.5 | 8.5 | 33200 | 24400 | 73.49% | 2.08 | 0 | 9 |  |  |  | No | R-410A | 2.8333 | Residential & Commercial | No
211394347 | Central HP <5.4 tons | CHAMPION HEATING AND COOLING | HRCU-A-CB (Split System: Heat Pump with Remote Outdoor Unit-Air-Source) | HMH72B341 |  |  | XAFD48FXXN1+TXV | TP9C120D20MP13 | 34000 | 17 | 8.5 | 32400 | 23800 | 73.46% | 2.1 | 0 | 9.5 |  |  |  | No | R-410A | 2.8333 | Residential & Commercial | No
211394431 | Central HP <5.4 tons | CHAMPION HEATING AND COOLING | HRCU-A-CB (Split System: Heat Pump with Remote Outdoor Unit-Air-Source) | HMH72B341 |  |  | XAHD48FBCN1 | TM9V100C20MP12 | 33600 | 16.5 | 8.5 | 32400 | 23800 | 73.46% | 2.06 | 0 | 9 |  |  |  | No | R-410A | 2.8 | Residential & Commercial | No
211394512 | Central HP <5.4 tons | CHAMPION HEATING AND COOLING | HRCU-A-CB (Split System: Heat Pump with Remote Outdoor Unit-Air-Source) | HMH72B341 |  |  | XAHC48FBCN1 | TP9C100C20MP13 | 33200 | 17 | 8.5 | 32000 | 23400 | 73.12% | 2.04 | 0 | 9 |  |  |  | No | R-410A | 2.7667 | Residential & Commercial | No
215681596 | Central HP <5.4 tons | AIRQUEST | HRCU-A-CB (Split System: Heat Pump with Remote Outdoor Unit-Air-Source) | H5H0V48*K*AAA* |  |  | ESH5X48M12A*+WALLCON | *80CSU0601716B* | 45000 | 16 | 8.5 | 49000 | 34400 | 70.2% | 2.04 | 0 | 9 |  |  |  | No | R-454B | 3.75 | Residential & Commercial | No
215682196 | Central HP <5.4 tons | AIRQUEST | HRCU-A-CB (Split System: Heat Pump with Remote Outdoor Unit-Air-Source) | H5H0V48*K*AAA* |  |  | EVD5X48M24A*+WALLCON | *80CSU1002120B* | 47000 | 18 | 9 | 50000 | 36400 | 72.8% | 2 | 0 | 9.5 |  |  |  | No | R-454B | 3.9167 | Residential & Commercial | No
215677029 | Central HP <5.4 tons | DAY & NIGHT | HRCU-A-CB (Split System: Heat Pump with Remote Outdoor Unit-Air-Source) | C5H0V60*K*AAA* |  |  | EVM5X60M21A*+WALLCON | *95CSU0802120B* | 56500 | 18 | 9 | 64000 | 45000 | 70.31% | 2.06 | 0 | 9 |  |  |  | No | R-454B | 4.7083 | Residential & Commercial | No
215675419 | Central HP <5.4 tons | DAY & NIGHT | HRCU-A-CB (Split System: Heat Pump with Remote Outdoor Unit-Air-Source) | C5H0V48*K*AAA* |  |  | EVM5X48M21A*+WALLCON | *95CSU0802120B* | 47000 | 18 | 9 | 50000 | 36600 | 73.2% | 1.98 | 0 | 9.5 |  |  |  | No | R-454B | 3.9167 | Residential & Commercial | No
213069355 | Central HP <5.4 tons | ACIQ | HRCU-A-CB (Split System: Heat Pump with Remote Outdoor Unit-Air-Source) | DLCURAH36ABK |  |  | EA*4X42L21A* | OMV112K14A | 35200 | 15.5 | 8.1 | 38500 | 35200 | 91.43% | 1.86 | 0 | 9.5 |  |  |  | No | R-410A | 2.9333 | Residential & Commercial | No
213069364 | Central HP <5.4 tons | ACIQ | HRCU-A-CB (Split System: Heat Pump with Remote Outdoor Unit-Air-Source) | DLCURAH36ABK |  |  | EA*4X42L24A* | *80VSL0702120A* | 35400 | 16 | 8.1 | 38500 | 35000 | 90.91% | 1.88 | 0 | 9.5 |  |  |  | No | R-410A | 2.95 | Residential & Commercial | No
215677269 | Central HP <5.4 tons | DAY & NIGHT | HRCU-A-CB (Split System: Heat Pump with Remote Outdoor Unit-Air-Source) | C5H0V60*K*AAA* |  |  | EVM5X61M24A*+WALLCON | *97CMN0602120B* | 56500 | 18 | 9 | 65000 | 45500 | 70% | 2.06 | 0 | 8.5 |  |  |  | No | R-454B | 4.7083 | Residential & Commercial | No
215677789 | Central HP <5.4 tons | DAY & NIGHT | HRCU-A-CB (Split System: Heat Pump with Remote Outdoor Unit-Air-Source) | C5H0V60*K*AAA* |  |  | EA*5X60M24A*+WALLCON | *80CTL1102120B* | 55000 | 18.5 | 9 | 59000 | 41500 | 70.34% | 2.02 | 0 | 9 |  |  |  | No | R-454B | 4.5833 | Residential & Commercial | No
215676999 | Central HP <5.4 tons | DAY & NIGHT | HRCU-A-CB (Split System: Heat Pump with Remote Outdoor Unit-Air-Source) | C5H0V60*K*AAA* |  |  | EVM5X60M21A*+WALLCON | *80CTL0702120B* | 56500 | 18 | 9 | 64000 | 45000 | 70.31% | 2.06 | 0 | 9 |  |  |  | No | R-454B | 4.7083 | Residential & Commercial | No
215668824 | Central HP <5.4 tons | DAY & NIGHT | HRCU-A-CB (Split System: Heat Pump with Remote Outdoor Unit-Air-Source) | C5H0V36*K*AAA* |  |  | EA*5X42M21A*+WALLCON | *80CTL0701716B* | 33000 | 17.5 | 9 | 36000 | 25800 | 71.67% | 1.86 | 0 | 9.5 |  |  |  | No | R-454B | 2.75 | Residential & Commercial | No
215668744 | Central HP <5.4 tons | DAY & NIGHT | HRCU-A-CB (Split System: Heat Pump with Remote Outdoor Unit-Air-Source) | C5H0V36*K*AAA* |  |  | EA*5X37M21A*+WALLCON | *97CMN0801714B* | 34200 | 17.5 | 9 | 35400 | 25400 | 71.75% | 1.88 | 0 | 9.5 |  |  |  | No | R-454B | 2.85 | Residential & Commercial | No
211389184 | Central HP <5.4 tons | CHAMPION HEATING AND COOLING | HRCU-A-CB (Split System: Heat Pump with Remote Outdoor Unit-Air-Source) | HMH72B341 |  |  | XAFB36DXXN1+TXV | TM9E060A10MP12 | 33600 | 17.5 | 8.1 | 33800 | 23800 | 70.41% | 2.02 | 0 | 9.5 |  |  |  | No | R-410A | 2.8 | Residential & Commercial | No
215674390 | Central HP <5.4 tons | DAY & NIGHT | HRCU-A-CB (Split System: Heat Pump with Remote Outdoor Unit-Air-Source) | C5H0V48*K*AAA* |  |  | EA*5X61M21A*+WALLCON | *95CSU0601716B* | 45500 | 17.5 | 9 | 48000 | 34200 | 71.25% | 2.06 | 0 | 9.5 |  |  |  | No | R-454B | 3.7917 | Residential & Commercial | No
215675159 | Central HP <5.4 tons | DAY & NIGHT | HRCU-A-CB (Split System: Heat Pump with Remote Outdoor Unit-Air-Source) | C5H0V48*K*AAA* |  |  | ESH5X60M12A*+WALLCON | *80CTL0451712B* | 45000 | 15.5 | 8.5 | 48500 | 34600 | 71.34% | 1.94 | 0 | 9 |  |  |  | No | R-454B | 3.75 | Residential & Commercial | No
215675229 | Central HP <5.4 tons | DAY & NIGHT | HRCU-A-CB (Split System: Heat Pump with Remote Outdoor Unit-Air-Source) | C5H0V48*K*AAA* |  |  | ESH5X60M12A*+WALLCON | *80CTL1352422B* | 45500 | 16.5 | 8.5 | 48000 | 33600 | 70% | 2.06 | 0 | 9.5 |  |  |  | No | R-454B | 3.7917 | Residential & Commercial | No
215675279 | Central HP <5.4 tons | DAY & NIGHT | HRCU-A-CB (Split System: Heat Pump with Remote Outdoor Unit-Air-Source) | C5H0V48*K*AAA* |  |  | ESH5X60M12A*+WALLCON | *97CMN0801714B* | 45000 | 16 | 8.5 | 48500 | 34200 | 70.52% | 1.94 | 0 | 9 |  |  |  | No | R-454B | 3.75 | Residential & Commercial | No
215682836 | Central HP <5.4 tons | AIRQUEST | HRCU-A-CB (Split System: Heat Pump with Remote Outdoor Unit-Air-Source) | H5H0V60*K*AAA* |  |  | EVM5X60M21A*+WALLCON | *80CSU1002120B* | 57000 | 18 | 9 | 63500 | 44500 | 70.08% | 2.08 | 0 | 9 |  |  |  | No | R-454B | 4.75 | Residential & Commercial | No
215682955 | Central HP <5.4 tons | HEIL | HRCU-A-CB (Split System: Heat Pump with Remote Outdoor Unit-Air-Source) | H5H0V60*K*AAA* |  |  | EVM5X61M24A*+WALLCON | *97CTN0802120A* | 57500 | 18.5 | 9 | 64000 | 45000 | 70.31% | 2.08 | 0 | 9 |  |  |  | No | R-454B | 4.7917 | Residential & Commercial | No
215683025 | Central HP <5.4 tons | HEIL | HRCU-A-CB (Split System: Heat Pump with Remote Outdoor Unit-Air-Source) | H5H0V60*K*AAA* |  |  | EVD5X60M21A*+WALLCON | *80CSU1002120B* | 57000 | 18 | 9 | 63500 | 44500 | 70.08% | 2.08 | 0 | 9 |  |  |  | No | R-454B | 4.75 | Residential & Commercial | No
215683056 | Central HP <5.4 tons | AIRQUEST | HRCU-A-CB (Split System: Heat Pump with Remote Outdoor Unit-Air-Source) | H5H0V60*K*AAA* |  |  | EVD5X60M24A*+WALLCON | *96CTN0802120B* | 56500 | 18 | 9 | 63500 | 44500 | 70.08% | 2.08 | 0 | 9 |  |  |  | No | R-454B | 4.7083 | Residential & Commercial | No
212989060 | Central HP <5.4 tons | AIRQUEST | HRCU-A-CB (Split System: Heat Pump with Remote Outdoor Unit-Air-Source) | DLCURAH30ABK |  |  | EA*4X43L21A* | *95MSU0601716A* | 30600 | 15.2 | 8.5 | 33600 | 26400 | 78.57% | 1.86 | 0 | 9 |  |  |  | No | R-410A | 2.55 | Residential & Commercial | No
212981604 | Central HP <5.4 tons | CARRIER | HRCU-A-CB (Split System: Heat Pump with Remote Outdoor Unit-Air-Source) | 38MURAQ30AB3* |  |  | CAP**4221AL* | 58SU*B040M17**12 | 30000 | 15.2 | 8.5 | 33800 | 27400 | 81.07% | 1.78 | 0 | 9 |  |  |  | No | R-410A | 2.5 | Residential & Commercial | No
215681349 | Central HP <5.4 tons | DAY & NIGHT | HRCU-A-CB (Split System: Heat Pump with Remote Outdoor Unit-Air-Source) | C5H0V48*K*AAA* |  |  | EA*5X48M21A*+WALLCON | *97CTN0801716A* | 44000 | 17 | 9 | 49000 | 34600 | 70.61% | 2.04 | 0 | 9 |  |  |  | No | R-454B | 3.6667 | Residential & Commercial | No
215681449 | Central HP <5.4 tons | DAY & NIGHT | HRCU-A-CB (Split System: Heat Pump with Remote Outdoor Unit-Air-Source) | C5H0V48*K*AAA* |  |  | EA*5X61M21A*+WALLCON | *80CSU0401712B* | 46000 | 18 | 9 | 47500 | 33600 | 70.74% | 2.06 | 0 | 9.5 |  |  |  | No | R-454B | 3.8333 | Residential & Commercial | No
215679195 | Central HP <5.4 tons | HEIL | HRCU-A-CB (Split System: Heat Pump with Remote Outdoor Unit-Air-Source) | H5H0V36*K*AAA* |  |  | EA*5X36M17A*+WALLCON | *80CSU0401712B* | 32800 | 17 | 8.5 | 36000 | 25800 | 71.67% | 1.76 | 0 | 9.5 |  |  |  | No | R-454B | 2.7333 | Residential & Commercial | No
213073383 | Central HP <5.4 tons | ACIQ | HRCU-A-CB (Split System: Heat Pump with Remote Outdoor Unit-Air-Source) | DLCURAH30ABK |  |  | EA*4X42L24A* | *80VSL1102422A* | 30000 | 15.2 | 8.1 | 33800 | 27200 | 80.47% | 1.8 | 0 | 9 |  |  |  | No | R-410A | 2.5 | Residential & Commercial | No
211712449 | Central HP <5.4 tons | AIRQUEST | HRCU-A-CB (Split System: Heat Pump with Remote Outdoor Unit-Air-Source) | DLCURAH30ABK |  |  | EA*4X42L21A* | *80ES(N,L)0702116A* | 29600 | 15.2 | 8.1 | 33600 | 27400 | 81.55% | 1.78 | 0 | 9 |  |  |  | No | R-410A | 2.4667 | Residential & Commercial | No
212989532 | Central HP <5.4 tons | HEIL | HRCU-A-CB (Split System: Heat Pump with Remote Outdoor Unit-Air-Source) | DLCURAH30ABK |  |  | EA*4X37L21A* | *95MSU0802120A* | 30600 | 15.2 | 8.1 | 33400 | 26400 | 79.04% | 1.86 | 0 | 9 |  |  |  | No | R-410A | 2.55 | Residential & Commercial | No
215679315 | Central HP <5.4 tons | HEIL | HRCU-A-CB (Split System: Heat Pump with Remote Outdoor Unit-Air-Source) | H5H0V36*K*AAA* |  |  | EA*5X37M21A*+WALLCON | *97CTN0801716A* | 34200 | 17.5 | 9 | 35400 | 25400 | 71.75% | 1.88 | 0 | 9.5 |  |  |  | No | R-454B | 2.85 | Residential & Commercial | No
215679715 | Central HP <5.4 tons | HEIL | HRCU-A-CB (Split System: Heat Pump with Remote Outdoor Unit-Air-Source) | H5H0V36*K*AAA* |  |  | ESH5X36M12A*+WALLCON | *80CSU0401712B* | 33800 | 16 | 8.5 | 35600 | 25400 | 71.35% | 1.78 | 0 | 9.5 |  |  |  | No | R-454B | 2.8167 | Residential & Commercial | No
215679765 | Central HP <5.4 tons | HEIL | HRCU-A-CB (Split System: Heat Pump with Remote Outdoor Unit-Air-Source) | H5H0V36*K*AAA* |  |  | ESH5X36M12A*+WALLCON | *97CTN1002122A* | 33800 | 16 | 8.5 | 35800 | 25400 | 70.95% | 1.76 | 0 | 9.5 |  |  |  | No | R-454B | 2.8167 | Residential & Commercial | No
215679815 | Central HP <5.4 tons | HEIL | HRCU-A-CB (Split System: Heat Pump with Remote Outdoor Unit-Air-Source) | H5H0V36*K*AAA* |  |  | ESH5X42M12A*+WALLCON | *97CTN0601716A* | 33600 | 16 | 8.5 | 35800 | 25600 | 71.51% | 1.76 | 0 | 9 |  |  |  | No | R-454B | 2.8 | Residential & Commercial | No
215679965 | Central HP <5.4 tons | HEIL | HRCU-A-CB (Split System: Heat Pump with Remote Outdoor Unit-Air-Source) | H5H0V36*K*AAA* |  |  | ESH5X60M12A*+WALLCON | *97CTN0601716A* | 34200 | 16 | 8.5 | 34800 | 25200 | 72.41% | 1.8 | 0 | 9 |  |  |  | No | R-454B | 2.85 | Residential & Commercial | No
211398477 | Central HP <5.4 tons | CHAMPION HEATING AND COOLING | HRCU-A-CB (Split System: Heat Pump with Remote Outdoor Unit-Air-Source) | HMH72B341 |  |  | XAFD48FXXN1+TXV | TMLE100C16MP11 | 33600 | 17 | 8.5 | 32400 | 23600 | 72.84% | 2.08 | 0 | 9.5 |  |  |  | No | R-410A | 2.8 | Residential & Commercial | No
215681789 | Central HP <5.4 tons | DAY & NIGHT | HRCU-A-CB (Split System: Heat Pump with Remote Outdoor Unit-Air-Source) | C5H0V48*K*AAA* |  |  | EVM5X48M21A*+WALLCON | *80CSU1002120B* | 47000 | 18 | 9 | 50000 | 36400 | 72.8% | 2 | 0 | 9.5 |  |  |  | No | R-454B | 3.9167 | Residential & Commercial | No
215675118 | Central HP <5.4 tons | HEIL | HRCU-A-CB (Split System: Heat Pump with Remote Outdoor Unit-Air-Source) | H5H0V48*K*AAA* |  |  | ESH5X60M12A*+WALLCON | *80CSU0601716A* | 45500 | 16.5 | 8.5 | 48000 | 33800 | 70.42% | 2.06 | 0 | 9.5 |  |  |  | No | R-454B | 3.7917 | Residential & Commercial | No
215675335 | Central HP <5.4 tons | HEIL | HRCU-A-CB (Split System: Heat Pump with Remote Outdoor Unit-Air-Source) | H5H0V48*K*AAA* |  |  | ESH5X60M12A*+WALLCON | *96CTN1202422B* | 45500 | 16.5 | 8.5 | 48000 | 33800 | 70.42% | 2.08 | 0 | 9.5 |  |  |  | No | R-454B | 3.7917 | Residential & Commercial | No
211398719 | Central HP <5.4 tons | CHAMPION HEATING AND COOLING | HRCU-A-CB (Split System: Heat Pump with Remote Outdoor Unit-Air-Source) | HMH72B341 |  |  | XAFC48FBCN1 | TMLE100B12MP11 | 33400 | 17 | 8.5 | 32400 | 23800 | 73.46% | 2.06 | 0 | 9.5 |  |  |  | No | R-410A | 2.7833 | Residential & Commercial | No
211398896 | Central HP <5.4 tons | CHAMPION HEATING AND COOLING | HRCU-A-CB (Split System: Heat Pump with Remote Outdoor Unit-Air-Source) | HMH72B341 |  |  | XAFD48FBCN1 | TMLE080C16MP11 | 33400 | 17 | 8.5 | 32200 | 23400 | 72.67% | 2.06 | 0 | 9.5 |  |  |  | No | R-410A | 2.7833 | Residential & Commercial | No
215677399 | Central HP <5.4 tons | DAY & NIGHT | HRCU-A-CB (Split System: Heat Pump with Remote Outdoor Unit-Air-Source) | C5H0V60*K*AAA* |  |  | EVD5X60M21A*+WALLCON | *97CMN0602120B* | 55500 | 17.5 | 8.5 | 64000 | 46000 | 71.88% | 1.94 | 0 | 8.5 |  |  |  | No | R-454B | 4.625 | Residential & Commercial | No
215677619 | Central HP <5.4 tons | DAY & NIGHT | HRCU-A-CB (Split System: Heat Pump with Remote Outdoor Unit-Air-Source) | C5H0V60*K*AAA* |  |  | EVD5X61M21A*+WALLCON | *97CMN0602120B* | 56000 | 17.5 | 9 | 65000 | 46000 | 70.77% | 2.06 | 0 | 8.5 |  |  |  | No | R-454B | 4.6667 | Residential & Commercial | No
215677769 | Central HP <5.4 tons | DAY & NIGHT | HRCU-A-CB (Split System: Heat Pump with Remote Outdoor Unit-Air-Source) | C5H0V60*K*AAA* |  |  | EA*5X60M24A*+WALLCON | *80CTL0702120B* | 54500 | 18 | 8.5 | 59500 | 42000 | 70.59% | 1.88 | 0 | 8.5 |  |  |  | No | R-454B | 4.5417 | Residential & Commercial | No
215677179 | Central HP <5.4 tons | DAY & NIGHT | HRCU-A-CB (Split System: Heat Pump with Remote Outdoor Unit-Air-Source) | C5H0V60*K*AAA* |  |  | EVM5X60M24A*+WALLCON | *97CMN1002122B* | 56500 | 18.5 | 9 | 63000 | 44500 | 70.63% | 2.08 | 0 | 9 |  |  |  | No | R-454B | 4.7083 | Residential & Commercial | No
211398734 | Central HP <5.4 tons | CHAMPION HEATING AND COOLING | HRCU-A-CB (Split System: Heat Pump with Remote Outdoor Unit-Air-Source) | HMH72B341 |  |  | XAUC48FXXN1+TXV | TMLE100B12MP11 | 33400 | 17 | 8.5 | 32400 | 23800 | 73.46% | 2.06 | 0 | 9.5 |  |  |  | No | R-410A | 2.7833 | Residential & Commercial | No
211398868 | Central HP <5.4 tons | CHAMPION HEATING AND COOLING | HRCU-A-CB (Split System: Heat Pump with Remote Outdoor Unit-Air-Source) | HMH72B341 |  |  | XAFD48FXXN1+TXV | TMLE080C16MP11 | 33400 | 17 | 8.5 | 32200 | 23400 | 72.67% | 2.06 | 0 | 9.5 |  |  |  | No | R-410A | 2.7833 | Residential & Commercial | No
211397347 | Central HP <5.4 tons | CHAMPION HEATING AND COOLING | HRCU-A-CB (Split System: Heat Pump with Remote Outdoor Unit-Air-Source) | HMH72B341 |  |  | XAHD48FBCN1 | TPLC100C16MP13 | 33600 | 16 | 8.5 | 32400 | 23800 | 73.46% | 2.06 | 0 | 9 |  |  |  | No | R-410A | 2.8 | Residential & Commercial | No
211398099 | Central HP <5.4 tons | CHAMPION HEATING AND COOLING | HRCU-A-CB (Split System: Heat Pump with Remote Outdoor Unit-Air-Source) | HMH72B341 |  |  | XAHD48FXXN1+TXV | TM8E120C16MP11 | 33000 | 16.5 | 8.5 | 31800 | 23200 | 72.96% | 2.04 | 0 | 9.5 |  |  |  | No | R-410A | 2.75 | Residential & Commercial | No
215668868 | Central HP <5.4 tons | HEIL | HRCU-A-CB (Split System: Heat Pump with Remote Outdoor Unit-Air-Source) | H5H0V36*K*AAA* |  |  | EA*5X42M21A*+WALLCON | *95CSU0802120B* | 33200 | 17.5 | 8.5 | 35800 | 25600 | 71.51% | 1.86 | 0 | 9.5 |  |  |  | No | R-454B | 2.7667 | Residential & Commercial | No
215668636 | Central HP <5.4 tons | HEIL | HRCU-A-CB (Split System: Heat Pump with Remote Outdoor Unit-Air-Source) | H5H0V36*K*AAA* |  |  | EA*5X37M21A*+WALLCON | *80CSU0601716A* | 34400 | 18 | 9 | 35400 | 25200 | 71.19% | 1.9 | 0 | 9.5 |  |  |  | No | R-454B | 2.8667 | Residential & Commercial | No
215674902 | Central HP <5.4 tons | AIRQUEST | HRCU-A-CB (Split System: Heat Pump with Remote Outdoor Unit-Air-Source) | H5H0V48*K*AAA* |  |  | ESH5X48M12A*+WALLCON | *95CSU0601716B* | 44500 | 16 | 8.5 | 49500 | 34800 | 70.3% | 1.92 | 0 | 9 |  |  |  | No | R-454B | 3.7083 | Residential & Commercial | No
215677379 | Central HP <5.4 tons | DAY & NIGHT | HRCU-A-CB (Split System: Heat Pump with Remote Outdoor Unit-Air-Source) | C5H0V60*K*AAA* |  |  | EVD5X60M21A*+WALLCON | *95CSU0802120B* | 56500 | 18 | 9 | 64000 | 45000 | 70.31% | 2.08 | 0 | 9 |  |  |  | No | R-454B | 4.7083 | Residential & Commercial | No
215676156 | Central HP <5.4 tons | AIRQUEST | HRCU-A-CB (Split System: Heat Pump with Remote Outdoor Unit-Air-Source) | H5H0V48*K*AAA* |  |  | EVD5X48M21A*+WALLCON | *96CTN0801714B* | 46500 | 18 | 9 | 50000 | 35600 | 71.2% | 2 | 0 | 9.5 |  |  |  | No | R-454B | 3.875 | Residential & Commercial | No
211713204 | Central HP <5.4 tons | HEIL | HRCU-A-CB (Split System: Heat Pump with Remote Outdoor Unit-Air-Source) | DLCURAH30ABK |  |  | EA*4X43L21A* | *96VTN0802120A* | 30400 | 15.2 | 8.1 | 33000 | 26200 | 79.39% | 1.84 | 0 | 9 |  |  |  | No | R-410A | 2.5333 | Residential & Commercial | No
211713352 | Central HP <5.4 tons | HEIL | HRCU-A-CB (Split System: Heat Pump with Remote Outdoor Unit-Air-Source) | DLCURAH30ABK |  |  | EA*4X43L21A* | *92ESN0802120A* | 31200 | 15.2 | 8.5 | 33600 | 26000 | 77.38% | 1.88 | 0 | 9 |  |  |  | No | R-410A | 2.6 | Residential & Commercial | No
215681666 | Central HP <5.4 tons | AIRQUEST | HRCU-A-CB (Split System: Heat Pump with Remote Outdoor Unit-Air-Source) | H5H0V48*K*AAA* |  |  | ESH5X60M12A*+WALLCON | *96CTN0802120B* | 45500 | 16.5 | 8.5 | 48000 | 33800 | 70.42% | 2.06 | 0 | 9.5 |  |  |  | No | R-454B | 3.7917 | Residential & Commercial | No
215681716 | Central HP <5.4 tons | AIRQUEST | HRCU-A-CB (Split System: Heat Pump with Remote Outdoor Unit-Air-Source) | H5H0V48*K*AAA* |  |  | ESH5X60M12A*+WALLCON | *97CTN0801716A* | 45000 | 16 | 8.5 | 48500 | 34200 | 70.52% | 1.94 | 0 | 9 |  |  |  | No | R-454B | 3.75 | Residential & Commercial | No
211394964 | Central HP <5.4 tons | CHAMPION HEATING AND COOLING | HRCU-A-CB (Split System: Heat Pump with Remote Outdoor Unit-Air-Source) | HMH72B341 |  |  | XAFC48FBCN1 | TP9C100C16MP13 | 33800 | 16.5 | 8.5 | 32400 | 23800 | 73.46% | 2.08 | 0 | 9.5 |  |  |  | No | R-410A | 2.8167 | Residential & Commercial | No
211395048 | Central HP <5.4 tons | CHAMPION HEATING AND COOLING | HRCU-A-CB (Split System: Heat Pump with Remote Outdoor Unit-Air-Source) | HMH72B341 |  |  | XAHD48FBCN1 | TP9C080C16MP13 | 32600 | 16 | 8.1 | 31800 | 23200 | 72.96% | 2.02 | 0 | 9 |  |  |  | No | R-410A | 2.7167 | Residential & Commercial | No
211394698 | Central HP <5.4 tons | CHAMPION HEATING AND COOLING | HRCU-A-CB (Split System: Heat Pump with Remote Outdoor Unit-Air-Source) | HMH72B341 |  |  | XAHD48FXXN1+TXV | TM9V100C16MP12 | 33000 | 16 | 8.5 | 31800 | 23200 | 72.96% | 2.04 | 0 | 9 |  |  |  | No | R-410A | 2.75 | Residential & Commercial | No
211394765 | Central HP <5.4 tons | CHAMPION HEATING AND COOLING | HRCU-A-CB (Split System: Heat Pump with Remote Outdoor Unit-Air-Source) | HMH72B341 |  |  | XAHC48FXXN1+TXV | TM9V100C16MP12 | 33000 | 16.5 | 8.5 | 31800 | 23200 | 72.96% | 2.04 | 0 | 9 |  |  |  | No | R-410A | 2.75 | Residential & Commercial | No
215677059 | Central HP <5.4 tons | DAY & NIGHT | HRCU-A-CB (Split System: Heat Pump with Remote Outdoor Unit-Air-Source) | C5H0V60*K*AAA* |  |  | EVM5X60M21A*+WALLCON | *97CMN0802120B* | 56500 | 18 | 9 | 64000 | 45000 | 70.31% | 2.06 | 0 | 9 |  |  |  | No | R-454B | 4.7083 | Residential & Commercial | No
215677779 | Central HP <5.4 tons | DAY & NIGHT | HRCU-A-CB (Split System: Heat Pump with Remote Outdoor Unit-Air-Source) | C5H0V60*K*AAA* |  |  | EA*5X60M24A*+WALLCON | *80CTL0902120B* | 55000 | 18.5 | 9 | 59000 | 41500 | 70.34% | 2.04 | 0 | 9 |  |  |  | No | R-454B | 4.5833 | Residential & Commercial | No
215677829 | Central HP <5.4 tons | DAY & NIGHT | HRCU-A-CB (Split System: Heat Pump with Remote Outdoor Unit-Air-Source) | C5H0V60*K*AAA* |  |  | EA*5X60M24A*+WALLCON | *97CMN0602120B* | 54000 | 17.5 | 8.5 | 60500 | 42500 | 70.25% | 1.86 | 0 | 8 |  |  |  | No | R-454B | 4.5 | Residential & Commercial | No
213069227 | Central HP <5.4 tons | ACIQ | HRCU-A-CB (Split System: Heat Pump with Remote Outdoor Unit-Air-Source) | DLCURAH30ABK |  |  | FMA4X30**AL* |  | 31200 | 15.5 | 8.5 | 35400 | 26800 | 75.71% | 1.86 | 0 | 9 |  |  |  | No | R-410A | 2.6 | Residential & Commercial | No
215682716 | Central HP <5.4 tons | AIRQUEST | HRCU-A-CB (Split System: Heat Pump with Remote Outdoor Unit-Air-Source) | H5H0V60*K*AAA* |  |  | ESH5X60M12A*+WALLCON | *96CTN0802120B* | 55500 | 17 | 8.5 | 60000 | 42000 | 70% | 1.9 | 0 | 8.5 |  |  |  | No | R-454B | 4.625 | Residential & Commercial | No
215682766 | Central HP <5.4 tons | AIRQUEST | HRCU-A-CB (Split System: Heat Pump with Remote Outdoor Unit-Air-Source) | H5H0V60*K*AAA* |  |  | ESH5X60M12A*+WALLCON | *97CTN0802120A* | 55500 | 17 | 8.5 | 60000 | 42000 | 70% | 1.9 | 0 | 8.5 |  |  |  | No | R-454B | 4.625 | Residential & Commercial | No
211393860 | Central HP <5.4 tons | CHAMPION HEATING AND COOLING | HRCU-A-CB (Split System: Heat Pump with Remote Outdoor Unit-Air-Source) | HMH72B341 |  |  | XAHD48FXXN1+TXV | TM9Y100C16MP11 | 33200 | 15.5 | 8.1 | 32400 | 23600 | 72.84% | 2.02 | 0 | 9 |  |  |  | No | R-410A | 2.7667 | Residential & Commercial | No
211392223 | Central HP <5.4 tons | CHAMPION HEATING AND COOLING | HRCU-A-CB (Split System: Heat Pump with Remote Outdoor Unit-Air-Source) | HMH72B341 |  |  | XAHB36DXXN1+TXV | TM8E080B12MP11 | 33200 | 17 | 8.1 | 33200 | 23400 | 70.48% | 2 | 0 | 9.5 |  |  |  | No | R-410A | 2.7667 | Residential & Commercial | No
211396523 | Central HP <5.4 tons | CHAMPION HEATING AND COOLING | HRCU-A-CB (Split System: Heat Pump with Remote Outdoor Unit-Air-Source) | HMH72B341 |  |  | XAHC48FXXN1+TXV | TM8Y120C20MP11 | 33800 | 16.5 | 8.5 | 32400 | 23800 | 73.46% | 2.06 | 0 | 9 |  |  |  | No | R-410A | 2.8167 | Residential & Commercial | No
211396882 | Central HP <5.4 tons | CHAMPION HEATING AND COOLING | HRCU-A-CB (Split System: Heat Pump with Remote Outdoor Unit-Air-Source) | HMH72B341 |  |  | XAFD48FBCN1 | TM8Y080C16MP11 | 34000 | 17.5 | 8.5 | 33200 | 24400 | 73.49% | 2.08 | 0 | 9 |  |  |  | No | R-410A | 2.8333 | Residential & Commercial | No
211397005 | Central HP <5.4 tons | CHAMPION HEATING AND COOLING | HRCU-A-CB (Split System: Heat Pump with Remote Outdoor Unit-Air-Source) | HMH72B341 |  |  | XAFC48FXXN1+TXV | TM8Y080B12MP11 | 33200 | 17 | 8.5 | 32200 | 23600 | 73.29% | 2.04 | 0 | 9.5 |  |  |  | No | R-410A | 2.7667 | Residential & Commercial | No
211397317 | Central HP <5.4 tons | CHAMPION HEATING AND COOLING | HRCU-A-CB (Split System: Heat Pump with Remote Outdoor Unit-Air-Source) | HMH72B341 |  |  | XAHD48FBCN1 | TMLV100C16MP12 | 33600 | 16 | 8.5 | 32400 | 23800 | 73.46% | 2.06 | 0 | 9 |  |  |  | No | R-410A | 2.8 | Residential & Commercial | No
211397558 | Central HP <5.4 tons | CHAMPION HEATING AND COOLING | HRCU-A-CB (Split System: Heat Pump with Remote Outdoor Unit-Air-Source) | HMH72B341 |  |  | XAFD48FXXN1+TXV | TMLV100C16MP12 | 34000 | 16.5 | 8.5 | 33000 | 24400 | 73.94% | 2.1 | 0 | 9 |  |  |  | No | R-410A | 2.8333 | Residential & Commercial | No
211398026 | Central HP <5.4 tons | CHAMPION HEATING AND COOLING | HRCU-A-CB (Split System: Heat Pump with Remote Outdoor Unit-Air-Source) | HMH72B341 |  |  | XAFC48FXXN1+TXV | TPLC080B12MP13 | 33000 | 16 | 8.1 | 32600 | 24000 | 73.62% | 2.02 | 0 | 9 |  |  |  | No | R-410A | 2.75 | Residential & Commercial | No
211398114 | Central HP <5.4 tons | CHAMPION HEATING AND COOLING | HRCU-A-CB (Split System: Heat Pump with Remote Outdoor Unit-Air-Source) | HMH72B341 |  |  | XAHD48FXXN1+TXV | TMLE120C16MP11 | 33000 | 16.5 | 8.5 | 31800 | 23200 | 72.96% | 2.04 | 0 | 9.5 |  |  |  | No | R-410A | 2.75 | Residential & Commercial | No
211398129 | Central HP <5.4 tons | CHAMPION HEATING AND COOLING | HRCU-A-CB (Split System: Heat Pump with Remote Outdoor Unit-Air-Source) | HMH72B341 |  |  | XAHD48FBCN1 | TM8E120C16MP11 | 33000 | 16.5 | 8.5 | 31800 | 23200 | 72.96% | 2.04 | 0 | 9.5 |  |  |  | No | R-410A | 2.75 | Residential & Commercial | No
211393299 | Central HP <5.4 tons | CHAMPION HEATING AND COOLING | HRCU-A-CB (Split System: Heat Pump with Remote Outdoor Unit-Air-Source) | HMH72B341 |  |  | XAUB30CXXN1+TXV | TL9E060B12UH11 | 32600 | 17.5 | 8.1 | 33600 | 23600 | 70.24% | 2 | 0 | 9.5 |  |  |  | No | R-410A | 2.7167 | Residential & Commercial | No
211395960 | Central HP <5.4 tons | CHAMPION HEATING AND COOLING | HRCU-A-CB (Split System: Heat Pump with Remote Outdoor Unit-Air-Source) | HMH72B341 |  |  | XAHC48FXXN1+TXV | TM9E100C16MP12 | 32800 | 16.5 | 8.5 | 31800 | 23200 | 72.96% | 2.02 | 0 | 9 |  |  |  | No | R-410A | 2.7333 | Residential & Commercial | No
211394836 | Central HP <5.4 tons | CHAMPION HEATING AND COOLING | HRCU-A-CB (Split System: Heat Pump with Remote Outdoor Unit-Air-Source) | HMH72B341 |  |  | XAFD48FXXN1+TXV | TM9V100C16MP12 | 33800 | 16.5 | 8.5 | 32400 | 23600 | 72.84% | 2.08 | 0 | 9.5 |  |  |  | No | R-410A | 2.8167 | Residential & Commercial | No
211394884 | Central HP <5.4 tons | CHAMPION HEATING AND COOLING | HRCU-A-CB (Split System: Heat Pump with Remote Outdoor Unit-Air-Source) | HMH72B341 |  |  | XAFD48FBCN1 | TP9C100C16MP13 | 33800 | 16.5 | 8.5 | 32400 | 23600 | 72.84% | 2.08 | 0 | 9.5 |  |  |  | No | R-410A | 2.8167 | Residential & Commercial | No
211394936 | Central HP <5.4 tons | CHAMPION HEATING AND COOLING | HRCU-A-CB (Split System: Heat Pump with Remote Outdoor Unit-Air-Source) | HMH72B341 |  |  | XAFC48FBCN1 | TM9V100C16MP12 | 33800 | 16.5 | 8.5 | 32400 | 23800 | 73.46% | 2.08 | 0 | 9.5 |  |  |  | No | R-410A | 2.8167 | Residential & Commercial | No
215683166 | Central HP <5.4 tons | AIRQUEST | HRCU-A-CB (Split System: Heat Pump with Remote Outdoor Unit-Air-Source) | H5H0V60*K*AAA* |  |  | EVD5X61M21A*+WALLCON | *97CTN0802120A* | 57000 | 18.5 | 9 | 64000 | 45000 | 70.31% | 2.08 | 0 | 9 |  |  |  | No | R-454B | 4.75 | Residential & Commercial | No
215677875 | Central HP <5.4 tons | HEIL | HRCU-A-CB (Split System: Heat Pump with Remote Outdoor Unit-Air-Source) | H5H0V60*K*AAA* |  |  | EA*5X60M24A*+WALLCON | *96CTN1202422B* | 55000 | 18.5 | 9 | 59000 | 41500 | 70.34% | 2.02 | 0 | 9 |  |  |  | No | R-454B | 4.5833 | Residential & Commercial | No
211227918 | Central HP <5.4 tons | AIRQUEST | HRCU-A-CB (Split System: Heat Pump with Remote Outdoor Unit-Air-Source) | DLCURAH36ABK |  |  | EA*4X42L24A* | *80VTL0902120A* | 35000 | 16 | 8.1 | 38500 | 35000 | 90.91% | 1.86 | 0 | 9.5 |  |  |  | No | R-410A | 2.9167 | Residential & Commercial | No
211228111 | Central HP <5.4 tons | AIRQUEST | HRCU-A-CB (Split System: Heat Pump with Remote Outdoor Unit-Air-Source) | DLCURAH36ABK |  |  | EA*4X42L24A* | *96VTN0802120A* | 35000 | 16 | 8.1 | 38500 | 35000 | 90.91% | 1.86 | 0 | 9.5 |  |  |  | No | R-410A | 2.9167 | Residential & Commercial | No
211396190 | Central HP <5.4 tons | CHAMPION HEATING AND COOLING | HRCU-A-CB (Split System: Heat Pump with Remote Outdoor Unit-Air-Source) | HMH72B341 |  |  | XAUC48FXXN1+TXV | TM9E080C16MP12 | 34000 | 17 | 8.1 | 33400 | 24600 | 73.65% | 2.08 | 0 | 9 |  |  |  | No | R-410A | 2.8333 | Residential & Commercial | No
211392976 | Central HP <5.4 tons | CHAMPION HEATING AND COOLING | HRCU-A-CB (Split System: Heat Pump with Remote Outdoor Unit-Air-Source) | HMH72B341 |  |  | XAHC36DXXN1+TXV | TL9E100C20UH11 | 34000 | 16.5 | 8.1 | 34000 | 24600 | 72.35% | 2.08 | 0 | 9.5 |  |  |  | No | R-410A | 2.8333 | Residential & Commercial | No
211393175 | Central HP <5.4 tons | CHAMPION HEATING AND COOLING | HRCU-A-CB (Split System: Heat Pump with Remote Outdoor Unit-Air-Source) | HMH72B341 |  |  | XAHC30CXXN1+TXV | TL9E060B12UH11 | 31800 | 17 | 8.1 | 32800 | 23200 | 70.73% | 1.96 | 0 | 9 |  |  |  | No | R-410A | 2.65 | Residential & Commercial | No
215668560 | Central HP <5.4 tons | DAY & NIGHT | HRCU-A-CB (Split System: Heat Pump with Remote Outdoor Unit-Air-Source) | C5H0V36*K*AAA* |  |  | EA*5X37M17A*+WALLCON | *80CTL0701412B* | 33800 | 17.5 | 9 | 35800 | 25600 | 71.51% | 1.86 | 0 | 9.5 |  |  |  | No | R-454B | 2.8167 | Residential & Commercial | No
215668728 | Central HP <5.4 tons | DAY & NIGHT | HRCU-A-CB (Split System: Heat Pump with Remote Outdoor Unit-Air-Source) | C5H0V36*K*AAA* |  |  | EA*5X37M21A*+WALLCON | *97CMN0601714B* | 34200 | 17.5 | 9 | 35600 | 25400 | 71.35% | 1.88 | 0 | 9.5 |  |  |  | No | R-454B | 2.85 | Residential & Commercial | No
211392991 | Central HP <5.4 tons | CHAMPION HEATING AND COOLING | HRCU-A-CB (Split System: Heat Pump with Remote Outdoor Unit-Air-Source) | HMH72B341 |  |  | XAHC36DBCN1 | TL9E100C20UH11 | 34000 | 16.5 | 8.1 | 34000 | 24600 | 72.35% | 2.08 | 0 | 9.5 |  |  |  | No | R-410A | 2.8333 | Residential & Commercial | No
211396275 | Central HP <5.4 tons | CHAMPION HEATING AND COOLING | HRCU-A-CB (Split System: Heat Pump with Remote Outdoor Unit-Air-Source) | HMH72B341 |  |  | XAFC48FBCN1 | TM9E080B12MP12 | 33200 | 16.5 | 8.5 | 32400 | 23800 | 73.46% | 2.04 | 0 | 9 |  |  |  | No | R-410A | 2.7667 | Residential & Commercial | No
211396342 | Central HP <5.4 tons | CHAMPION HEATING AND COOLING | HRCU-A-CB (Split System: Heat Pump with Remote Outdoor Unit-Air-Source) | HMH72B341 |  |  | XAHC48FBCN1 | TM9E060B12MP12 | 32400 | 16 | 8.1 | 32000 | 23600 | 73.75% | 2 | 0 | 9 |  |  |  | No | R-410A | 2.7 | Residential & Commercial | No
211396710 | Central HP <5.4 tons | CHAMPION HEATING AND COOLING | HRCU-A-CB (Split System: Heat Pump with Remote Outdoor Unit-Air-Source) | HMH72B341 |  |  | XAUC48FXXN1+TXV | TM8Y100C20MP11 | 34000 | 16.5 | 8.5 | 33000 | 24200 | 73.33% | 2.1 | 0 | 9.5 |  |  |  | No | R-410A | 2.8333 | Residential & Commercial | No
211396725 | Central HP <5.4 tons | CHAMPION HEATING AND COOLING | HRCU-A-CB (Split System: Heat Pump with Remote Outdoor Unit-Air-Source) | HMH72B341 |  |  | XAHD48FXXN1+TXV | TM8Y100C16MP11 | 33600 | 17 | 8.1 | 32600 | 24000 | 73.62% | 2.04 | 0 | 9 |  |  |  | No | R-410A | 2.8 | Residential & Commercial | No
215678109 | Central HP <5.4 tons | DAY & NIGHT | HRCU-A-CB (Split System: Heat Pump with Remote Outdoor Unit-Air-Source) | C5H0V60*K*AAA* |  |  | ESH5X60M12A*+WALLCON | *95CSU0802120B* | 55500 | 16.5 | 8.5 | 60000 | 42000 | 70% | 1.9 | 0 | 8.5 |  |  |  | No | R-454B | 4.625 | Residential & Commercial | No
215677549 | Central HP <5.4 tons | DAY & NIGHT | HRCU-A-CB (Split System: Heat Pump with Remote Outdoor Unit-Air-Source) | C5H0V60*K*AAA* |  |  | EVD5X60M24A*+WALLCON | *96CTN1002122B* | 56500 | 18.5 | 9 | 63000 | 44500 | 70.63% | 2.08 | 0 | 9 |  |  |  | No | R-454B | 4.7083 | Residential & Commercial | No
215677819 | Central HP <5.4 tons | DAY & NIGHT | HRCU-A-CB (Split System: Heat Pump with Remote Outdoor Unit-Air-Source) | C5H0V60*K*AAA* |  |  | EA*5X60M24A*+WALLCON | *95CSU1002122B* | 55000 | 18.5 | 8.5 | 59000 | 41500 | 70.34% | 2.04 | 0 | 9 |  |  |  | No | R-454B | 4.5833 | Residential & Commercial | No
215681765 | Central HP <5.4 tons | HEIL | HRCU-A-CB (Split System: Heat Pump with Remote Outdoor Unit-Air-Source) | H5H0V48*K*AAA* |  |  | EVM5X48M21A*+WALLCON | *80CSU0601716B* | 47000 | 18 | 9 | 50000 | 36400 | 72.8% | 2 | 0 | 9.5 |  |  |  | No | R-454B | 3.9167 | Residential & Commercial | No
215682579 | Central HP <5.4 tons | DAY & NIGHT | HRCU-A-CB (Split System: Heat Pump with Remote Outdoor Unit-Air-Source) | C5H0V60*K*AAA* |  |  | EA*5X60M24A*+WALLCON | *96CTN0802120B* | 54500 | 18.5 | 9 | 59500 | 42000 | 70.59% | 1.9 | 0 | 8.5 |  |  |  | No | R-454B | 4.5417 | Residential & Commercial | No
215678149 | Central HP <5.4 tons | DAY & NIGHT | HRCU-A-CB (Split System: Heat Pump with Remote Outdoor Unit-Air-Source) | C5H0V60*K*AAA* |  |  | ESH5X60M12A*+WALLCON | *97CMN1002122B* | 55500 | 17 | 8.5 | 60000 | 42000 | 70% | 1.9 | 0 | 8.5 |  |  |  | No | R-454B | 4.625 | Residential & Commercial | No
215682599 | Central HP <5.4 tons | DAY & NIGHT | HRCU-A-CB (Split System: Heat Pump with Remote Outdoor Unit-Air-Source) | C5H0V60*K*AAA* |  |  | EA*5X60M24A*+WALLCON | *80CSU1002120B* | 55000 | 18 | 8.5 | 59000 | 41500 | 70.34% | 2.02 | 0 | 9 |  |  |  | No | R-454B | 4.5833 | Residential & Commercial | No
211714354 | Central HP <5.4 tons | AIRQUEST | HRCU-A-CB (Split System: Heat Pump with Remote Outdoor Unit-Air-Source) | DLCURAH30ABK |  |  | EN(A,D,W)4X42L21** | *96VTN1002122A* | 30000 | 15.2 | 8.1 | 34000 | 27200 | 80% | 1.8 | 0 | 9 |  |  |  | No | R-410A | 2.5 | Residential & Commercial | No
215682105 | Central HP <5.4 tons | HEIL | HRCU-A-CB (Split System: Heat Pump with Remote Outdoor Unit-Air-Source) | H5H0V48*K*AAA* |  |  | EVD5X48M21A*+WALLCON | *80CSU0401712B* | 47000 | 18 | 9 | 50000 | 36400 | 72.8% | 2.02 | 0 | 9.5 |  |  |  | No | R-454B | 3.9167 | Residential & Commercial | No
215679786 | Central HP <5.4 tons | AIRQUEST | HRCU-A-CB (Split System: Heat Pump with Remote Outdoor Unit-Air-Source) | H5H0V36*K*AAA* |  |  | ESH5X42M12A*+WALLCON | *96CTN0802120B* | 34000 | 16 | 8.5 | 35600 | 25200 | 70.79% | 1.76 | 0 | 9.5 |  |  |  | No | R-454B | 2.8333 | Residential & Commercial | No
215679836 | Central HP <5.4 tons | AIRQUEST | HRCU-A-CB (Split System: Heat Pump with Remote Outdoor Unit-Air-Source) | H5H0V36*K*AAA* |  |  | ESH5X42M12A*+WALLCON | *97CTN0802120A* | 34000 | 16 | 8.5 | 35600 | 25200 | 70.79% | 1.76 | 0 | 9.5 |  |  |  | No | R-454B | 2.8333 | Residential & Commercial | No
215681299 | Central HP <5.4 tons | DAY & NIGHT | HRCU-A-CB (Split System: Heat Pump with Remote Outdoor Unit-Air-Source) | C5H0V48*K*AAA* |  |  | EA*5X48M21A*+WALLCON | *96CTN0802120B* | 44000 | 17.5 | 9 | 48500 | 34200 | 70.52% | 2.06 | 0 | 9.5 |  |  |  | No | R-454B | 3.6667 | Residential & Commercial | No
215681699 | Central HP <5.4 tons | DAY & NIGHT | HRCU-A-CB (Split System: Heat Pump with Remote Outdoor Unit-Air-Source) | C5H0V48*K*AAA* |  |  | ESH5X60M12A*+WALLCON | *80CSU0802120B* | 45500 | 17 | 8.5 | 48000 | 33600 | 70% | 2.06 | 0 | 9.5 |  |  |  | No | R-454B | 3.7917 | Residential & Commercial | No
215679525 | Central HP <5.4 tons | HEIL | HRCU-A-CB (Split System: Heat Pump with Remote Outdoor Unit-Air-Source) | H5H0V36*K*AAA* |  |  | EA*5X48M21A*+WALLCON | *97CTN0801716A* | 33600 | 17.5 | 9 | 35200 | 25200 | 71.59% | 1.88 | 0 | 9.5 |  |  |  | No | R-454B | 2.8 | Residential & Commercial | No
212979725 | Central HP <5.4 tons | CARRIER | HRCU-A-CB (Split System: Heat Pump with Remote Outdoor Unit-Air-Source) | 38MURAQ30AB3* |  |  | CAP**4221AL* | 58S(B,C)*B090M17**14 | 30000 | 15.2 | 8.1 | 34200 | 27600 | 80.7% | 1.8 | 0 | 9 |  |  |  | No | R-410A | 2.5 | Residential & Commercial | No
215682699 | Central HP <5.4 tons | DAY & NIGHT | HRCU-A-CB (Split System: Heat Pump with Remote Outdoor Unit-Air-Source) | C5H0V60*K*AAA* |  |  | EA*5X61M24A*+WALLCON | *97CTN1002122A* | 56000 | 18.5 | 9 | 60000 | 42000 | 70% | 2.02 | 0 | 9 |  |  |  | No | R-454B | 4.6667 | Residential & Commercial | No
215677889 | Central HP <5.4 tons | DAY & NIGHT | HRCU-A-CB (Split System: Heat Pump with Remote Outdoor Unit-Air-Source) | C5H0V60*K*AAA* |  |  | EA*5X61M21A*+WALLCON | *80CTL0701716B* | 54500 | 18 | 8.5 | 58500 | 41500 | 70.94% | 1.92 | 0 | 9 |  |  |  | No | R-454B | 4.5417 | Residential & Commercial | No
215677989 | Central HP <5.4 tons | DAY & NIGHT | HRCU-A-CB (Split System: Heat Pump with Remote Outdoor Unit-Air-Source) | C5H0V60*K*AAA* |  |  | EA*5X61M24A*+WALLCON | *97CMN0802120B* | 56000 | 18.5 | 9 | 60000 | 42000 | 70% | 2.02 | 0 | 9 |  |  |  | No | R-454B | 4.6667 | Residential & Commercial | No
215682769 | Central HP <5.4 tons | DAY & NIGHT | HRCU-A-CB (Split System: Heat Pump with Remote Outdoor Unit-Air-Source) | C5H0V60*K*AAA* |  |  | ESH5X60M12A*+WALLCON | *97CTN0802120A* | 55500 | 17 | 8.5 | 60000 | 42000 | 70% | 1.9 | 0 | 8.5 |  |  |  | No | R-454B | 4.625 | Residential & Commercial | No
215668704 | Central HP <5.4 tons | DAY & NIGHT | HRCU-A-CB (Split System: Heat Pump with Remote Outdoor Unit-Air-Source) | C5H0V36*K*AAA* |  |  | EA*5X37M21A*+WALLCON | *95CSU0601716B* | 34200 | 17.5 | 9 | 35400 | 25200 | 71.19% | 1.88 | 0 | 9.5 |  |  |  | No | R-454B | 2.85 | Residential & Commercial | No
215677995 | Central HP <5.4 tons | HEIL | HRCU-A-CB (Split System: Heat Pump with Remote Outdoor Unit-Air-Source) | H5H0V60*K*AAA* |  |  | EA*5X61M24A*+WALLCON | *97CMN1002122B* | 56000 | 18.5 | 9 | 60000 | 42000 | 70% | 2.02 | 0 | 9 |  |  |  | No | R-454B | 4.6667 | Residential & Commercial | No
215681676 | Central HP <5.4 tons | AIRQUEST | HRCU-A-CB (Split System: Heat Pump with Remote Outdoor Unit-Air-Source) | H5H0V48*K*AAA* |  |  | ESH5X60M12A*+WALLCON | *80CSU0401712B* | 45500 | 16.5 | 8.5 | 48000 | 33800 | 70.42% | 2.08 | 0 | 9.5 |  |  |  | No | R-454B | 3.7917 | Residential & Commercial | No
215675359 | Central HP <5.4 tons | DAY & NIGHT | HRCU-A-CB (Split System: Heat Pump with Remote Outdoor Unit-Air-Source) | C5H0V48*K*AAA* |  |  | EVM5X48M21A*+WALLCON | *80CSU0601716A* | 47000 | 18 | 9 | 50000 | 36400 | 72.8% | 1.98 | 0 | 9.5 |  |  |  | No | R-454B | 3.9167 | Residential & Commercial | No
215675409 | Central HP <5.4 tons | DAY & NIGHT | HRCU-A-CB (Split System: Heat Pump with Remote Outdoor Unit-Air-Source) | C5H0V48*K*AAA* |  |  | EVM5X48M21A*+WALLCON | *95CSU0601716B* | 46500 | 17.5 | 9 | 50000 | 37000 | 74% | 1.98 | 0 | 9.5 |  |  |  | No | R-454B | 3.875 | Residential & Commercial | No
215679875 | Central HP <5.4 tons | HEIL | HRCU-A-CB (Split System: Heat Pump with Remote Outdoor Unit-Air-Source) | H5H0V36*K*AAA* |  |  | ESH5X48M12A*+WALLCON | *80CSU0401712B* | 34200 | 17 | 8.5 | 35400 | 25200 | 71.19% | 1.9 | 0 | 9.5 |  |  |  | No | R-454B | 2.85 | Residential & Commercial | No
215679925 | Central HP <5.4 tons | HEIL | HRCU-A-CB (Split System: Heat Pump with Remote Outdoor Unit-Air-Source) | H5H0V36*K*AAA* |  |  | ESH5X48M12A*+WALLCON | *97CTN1202422A* | 34200 | 17 | 8.5 | 35400 | 25200 | 71.19% | 1.9 | 0 | 9.5 |  |  |  | No | R-454B | 2.85 | Residential & Commercial | No
215679895 | Central HP <5.4 tons | HEIL | HRCU-A-CB (Split System: Heat Pump with Remote Outdoor Unit-Air-Source) | H5H0V36*K*AAA* |  |  | ESH5X48M12A*+WALLCON | *97CTN0601716A* | 33800 | 16 | 8.5 | 35600 | 25600 | 71.91% | 1.78 | 0 | 9 |  |  |  | No | R-454B | 2.8167 | Residential & Commercial | No
215681715 | Central HP <5.4 tons | HEIL | HRCU-A-CB (Split System: Heat Pump with Remote Outdoor Unit-Air-Source) | H5H0V48*K*AAA* |  |  | ESH5X60M12A*+WALLCON | *97CTN0801716A* | 45000 | 16 | 8.5 | 48500 | 34200 | 70.52% | 1.94 | 0 | 9 |  |  |  | No | R-454B | 3.75 | Residential & Commercial | No
215682135 | Central HP <5.4 tons | HEIL | HRCU-A-CB (Split System: Heat Pump with Remote Outdoor Unit-Air-Source) | H5H0V48*K*AAA* |  |  | EVD5X48M21A*+WALLCON | *80CSU1002120B* | 47000 | 18 | 9 | 50000 | 36400 | 72.8% | 2.02 | 0 | 9.5 |  |  |  | No | R-454B | 3.9167 | Residential & Commercial | No
215675415 | Central HP <5.4 tons | HEIL | HRCU-A-CB (Split System: Heat Pump with Remote Outdoor Unit-Air-Source) | H5H0V48*K*AAA* |  |  | EVM5X48M21A*+WALLCON | *95CSU0802120B* | 47000 | 18 | 9 | 50000 | 36600 | 73.2% | 1.98 | 0 | 9.5 |  |  |  | No | R-454B | 3.9167 | Residential & Commercial | No
215675215 | Central HP <5.4 tons | HEIL | HRCU-A-CB (Split System: Heat Pump with Remote Outdoor Unit-Air-Source) | H5H0V48*K*AAA* |  |  | ESH5X60M12A*+WALLCON | *80CTL1102120B* | 45500 | 16.5 | 8.5 | 48000 | 33600 | 70% | 2.06 | 0 | 9.5 |  |  |  | No | R-454B | 3.7917 | Residential & Commercial | No
215682869 | Central HP <5.4 tons | DAY & NIGHT | HRCU-A-CB (Split System: Heat Pump with Remote Outdoor Unit-Air-Source) | C5H0V60*K*AAA* |  |  | EVM5X60M24A*+WALLCON | *96CTN0802120B* | 56500 | 18 | 9 | 63500 | 44500 | 70.08% | 2.08 | 0 | 9 |  |  |  | No | R-454B | 4.7083 | Residential & Commercial | No
215682899 | Central HP <5.4 tons | DAY & NIGHT | HRCU-A-CB (Split System: Heat Pump with Remote Outdoor Unit-Air-Source) | C5H0V60*K*AAA* |  |  | EVM5X60M24A*+WALLCON | *97CTN0802120A* | 56500 | 18 | 9 | 63500 | 44500 | 70.08% | 2.08 | 0 | 9 |  |  |  | No | R-454B | 4.7083 | Residential & Commercial | No
213069261 | Central HP <5.4 tons | ACIQ | HRCU-A-CB (Split System: Heat Pump with Remote Outdoor Unit-Air-Source) | DLCURAH36ABK |  |  | EA*4X37L17A* | *80VTL0451412A* | 36000 | 15.2 | 8.1 | 38500 | 35000 | 90.91% | 2.02 | 0 | 9.5 |  |  |  | No | R-410A | 3 | Residential & Commercial | No
211396454 | Central HP <5.4 tons | CHAMPION HEATING AND COOLING | HRCU-A-CB (Split System: Heat Pump with Remote Outdoor Unit-Air-Source) | HMH72B341 |  |  | XAHD48FXXN1+TXV | TM8Y100C20MP11 | 33800 | 16.5 | 8.5 | 32400 | 23800 | 73.46% | 2.06 | 0 | 9 |  |  |  | No | R-410A | 2.8167 | Residential & Commercial | No
211396479 | Central HP <5.4 tons | CHAMPION HEATING AND COOLING | HRCU-A-CB (Split System: Heat Pump with Remote Outdoor Unit-Air-Source) | HMH72B341 |  |  | XAHD48FBCN1 | TM8Y120C20MP11 | 33800 | 16.5 | 8.5 | 32400 | 23800 | 73.46% | 2.06 | 0 | 9 |  |  |  | No | R-410A | 2.8167 | Residential & Commercial | No
211396683 | Central HP <5.4 tons | CHAMPION HEATING AND COOLING | HRCU-A-CB (Split System: Heat Pump with Remote Outdoor Unit-Air-Source) | HMH72B341 |  |  | XAUC48FXXN1+TXV | TM8Y120C20MP11 | 34000 | 16.5 | 8.5 | 33000 | 24200 | 73.33% | 2.1 | 0 | 9.5 |  |  |  | No | R-410A | 2.8333 | Residential & Commercial | No
211396822 | Central HP <5.4 tons | CHAMPION HEATING AND COOLING | HRCU-A-CB (Split System: Heat Pump with Remote Outdoor Unit-Air-Source) | HMH72B341 |  |  | XAHC48FBCN1 | TM8Y080C16MP11 | 33600 | 17 | 8.1 | 32600 | 24000 | 73.62% | 2.04 | 0 | 9 |  |  |  | No | R-410A | 2.8 | Residential & Commercial | No
211393890 | Central HP <5.4 tons | CHAMPION HEATING AND COOLING | HRCU-A-CB (Split System: Heat Pump with Remote Outdoor Unit-Air-Source) | HMH72B341 |  |  | XAHC48FXXN1+TXV | TM9Y100C16MP11 | 33200 | 17 | 8.1 | 32400 | 23600 | 72.84% | 2.02 | 0 | 9 |  |  |  | No | R-410A | 2.7667 | Residential & Commercial | No
211394542 | Central HP <5.4 tons | CHAMPION HEATING AND COOLING | HRCU-A-CB (Split System: Heat Pump with Remote Outdoor Unit-Air-Source) | HMH72B341 |  |  | XAFD48FXXN1+TXV | TP9C100C20MP13 | 34000 | 16.5 | 8.5 | 33000 | 24200 | 73.33% | 2.1 | 0 | 9 |  |  |  | No | R-410A | 2.8333 | Residential & Commercial | No
211389003 | Central HP <5.4 tons | CHAMPION HEATING AND COOLING | HRCU-A-CB (Split System: Heat Pump with Remote Outdoor Unit-Air-Source) | HMH72B341 |  |  | XAHB36DBCN1 | TM9E060B12MP12 | 33200 | 17 | 8.1 | 33200 | 23600 | 71.08% | 2 | 0 | 9.5 |  |  |  | No | R-410A | 2.7667 | Residential & Commercial | No
211396105 | Central HP <5.4 tons | CHAMPION HEATING AND COOLING | HRCU-A-CB (Split System: Heat Pump with Remote Outdoor Unit-Air-Source) | HMH72B341 |  |  | XAHC48FBCN1 | TM9E080C16MP12 | 33600 | 17 | 8.1 | 32800 | 24200 | 73.78% | 2.04 | 0 | 9 |  |  |  | No | R-410A | 2.8 | Residential & Commercial | No
212982132 | Central HP <5.4 tons | CARRIER | HRCU-A-CB (Split System: Heat Pump with Remote Outdoor Unit-Air-Source) | 38MURAQ30AB3* |  |  | CAP**3717AL* | 58SU*B060M17**16 | 30400 | 15.2 | 8.5 | 33400 | 26800 | 80.24% | 1.82 | 0 | 9 |  |  |  | No | R-410A | 2.5333 | Residential & Commercial | No
211396912 | Central HP <5.4 tons | CHAMPION HEATING AND COOLING | HRCU-A-CB (Split System: Heat Pump with Remote Outdoor Unit-Air-Source) | HMH72B341 |  |  | XAFC48FXXN1+TXV | TM8Y080C16MP11 | 34000 | 17.5 | 8.5 | 33200 | 24400 | 73.49% | 2.08 | 0 | 9 |  |  |  | No | R-410A | 2.8333 | Residential & Commercial | No
211395037 | Central HP <5.4 tons | CHAMPION HEATING AND COOLING | HRCU-A-CB (Split System: Heat Pump with Remote Outdoor Unit-Air-Source) | HMH72B341 |  |  | XAHD48FBCN1 | TM9V080C16MP12 | 32600 | 16 | 8.1 | 31800 | 23200 | 72.96% | 2.02 | 0 | 9 |  |  |  | No | R-410A | 2.7167 | Residential & Commercial | No
211393509 | Central HP <5.4 tons | CHAMPION HEATING AND COOLING | HRCU-A-CB (Split System: Heat Pump with Remote Outdoor Unit-Air-Source) | HMH72B341 |  |  | XAHB36DBCN1 | TL8E060A12UH11 | 33200 | 17.5 | 8.1 | 33000 | 23400 | 70.91% | 2 | 0 | 9.5 |  |  |  | No | R-410A | 2.7667 | Residential & Commercial | No
211394010 | Central HP <5.4 tons | CHAMPION HEATING AND COOLING | HRCU-A-CB (Split System: Heat Pump with Remote Outdoor Unit-Air-Source) | HMH72B341 |  |  | XAHD48FBCN1 | TM9Y080C16MP11 | 32800 | 17 | 8.1 | 31800 | 23200 | 72.96% | 2.02 | 0 | 9 |  |  |  | No | R-410A | 2.7333 | Residential & Commercial | No
213069679 | Central HP <5.4 tons | ACIQ | HRCU-A-CB (Split System: Heat Pump with Remote Outdoor Unit-Air-Source) | DLCURAH24ABK |  |  | EA*4X24L17A* | OLV098A12* | 23000 | 16 | 8.5 | 26400 | 26000 | 98.48% | 2.18 | 0 | 9.5 |  |  |  | No | R-410A | 1.9167 | Residential & Commercial | No
215674560 | Central HP <5.4 tons | AIRQUEST | HRCU-A-CB (Split System: Heat Pump with Remote Outdoor Unit-Air-Source) | H5H0V48*K*AAA* |  |  | EA*5X61M24A*+WALLCON | *97CMN0602120B* | 45500 | 17.5 | 9 | 48000 | 34200 | 71.25% | 2.06 | 0 | 9.5 |  |  |  | No | R-454B | 3.7917 | Residential & Commercial | No
215675326 | Central HP <5.4 tons | AIRQUEST | HRCU-A-CB (Split System: Heat Pump with Remote Outdoor Unit-Air-Source) | H5H0V48*K*AAA* |  |  | ESH5X60M12A*+WALLCON | *96CTN1002122B* | 45500 | 16.5 | 8.5 | 48000 | 33800 | 70.42% | 2.08 | 0 | 9.5 |  |  |  | No | R-454B | 3.7917 | Residential & Commercial | No
215679455 | Central HP <5.4 tons | HEIL | HRCU-A-CB (Split System: Heat Pump with Remote Outdoor Unit-Air-Source) | H5H0V36*K*AAA* |  |  | EA*5X43M21A*+WALLCON | *97CTN0801716A* | 34200 | 17.5 | 9 | 35400 | 25400 | 71.75% | 1.88 | 0 | 9.5 |  |  |  | No | R-454B | 2.85 | Residential & Commercial | No
215679775 | Central HP <5.4 tons | HEIL | HRCU-A-CB (Split System: Heat Pump with Remote Outdoor Unit-Air-Source) | H5H0V36*K*AAA* |  |  | ESH5X36M12A*+WALLCON | *97CTN1202422A* | 33800 | 16.5 | 8.5 | 35800 | 25400 | 70.95% | 1.76 | 0 | 9.5 |  |  |  | No | R-454B | 2.8167 | Residential & Commercial | No
215674410 | Central HP <5.4 tons | DAY & NIGHT | HRCU-A-CB (Split System: Heat Pump with Remote Outdoor Unit-Air-Source) | C5H0V48*K*AAA* |  |  | EA*5X61M21A*+WALLCON | *97CMN0602120B* | 45500 | 17.5 | 9 | 48000 | 34200 | 71.25% | 2.06 | 0 | 9.5 |  |  |  | No | R-454B | 3.7917 | Residential & Commercial | No
211396230 | Central HP <5.4 tons | CHAMPION HEATING AND COOLING | HRCU-A-CB (Split System: Heat Pump with Remote Outdoor Unit-Air-Source) | HMH72B341 |  |  | XAHC48FBCN1 | TM9E080B12MP12 | 32600 | 16.5 | 8.1 | 31800 | 23400 | 73.58% | 2 | 0 | 9 |  |  |  | No | R-410A | 2.7167 | Residential & Commercial | No
211395185 | Central HP <5.4 tons | CHAMPION HEATING AND COOLING | HRCU-A-CB (Split System: Heat Pump with Remote Outdoor Unit-Air-Source) | HMH72B341 |  |  | XAFD48FXXN1+TXV | TM9V080C16MP12 | 33400 | 16.5 | 8.5 | 32400 | 23600 | 72.84% | 2.06 | 0 | 9.5 |  |  |  | No | R-410A | 2.7833 | Residential & Commercial | No
215668741 | Central HP <5.4 tons | AIRQUEST | HRCU-A-CB (Split System: Heat Pump with Remote Outdoor Unit-Air-Source) | H5H0V36*K*AAA* |  |  | EA*5X37M21A*+WALLCON | *97CMN0801714B* | 34200 | 17.5 | 9 | 35400 | 25400 | 71.75% | 1.88 | 0 | 9.5 |  |  |  | No | R-454B | 2.85 | Residential & Commercial | No
215679906 | Central HP <5.4 tons | AIRQUEST | HRCU-A-CB (Split System: Heat Pump with Remote Outdoor Unit-Air-Source) | H5H0V36*K*AAA* |  |  | ESH5X48M12A*+WALLCON | *97CTN0802120A* | 34200 | 16 | 8.5 | 35400 | 25200 | 71.19% | 1.88 | 0 | 9.5 |  |  |  | No | R-454B | 2.85 | Residential & Commercial | No
215679756 | Central HP <5.4 tons | AIRQUEST | HRCU-A-CB (Split System: Heat Pump with Remote Outdoor Unit-Air-Source) | H5H0V36*K*AAA* |  |  | ESH5X36M12A*+WALLCON | *97CTN0802120A* | 33600 | 16 | 8.5 | 35800 | 25400 | 70.95% | 1.76 | 0 | 9.5 |  |  |  | No | R-454B | 2.8 | Residential & Commercial | No
211393216 | Central HP <5.4 tons | CHAMPION HEATING AND COOLING | HRCU-A-CB (Split System: Heat Pump with Remote Outdoor Unit-Air-Source) | HMH72B341 |  |  | XAFC36DBCN1 | TL9E060B12UH11 | 33800 | 18 | 8.1 | 34000 | 24200 | 71.18% | 2.04 | 0 | 9.5 |  |  |  | No | R-410A | 2.8167 | Residential & Commercial | No
211393935 | Central HP <5.4 tons | CHAMPION HEATING AND COOLING | HRCU-A-CB (Split System: Heat Pump with Remote Outdoor Unit-Air-Source) | HMH72B341 |  |  | XAFD48FBCN1 | TM9Y100C16MP11 | 33400 | 17 | 8.5 | 32400 | 23600 | 72.84% | 2.06 | 0 | 9.5 |  |  |  | No | R-410A | 2.7833 | Residential & Commercial | No
211394085 | Central HP <5.4 tons | CHAMPION HEATING AND COOLING | HRCU-A-CB (Split System: Heat Pump with Remote Outdoor Unit-Air-Source) | HMH72B341 |  |  | XAFC48FXXN1+TXV | TM9Y080C16MP11 | 33800 | 17.5 | 8.5 | 32800 | 24200 | 73.78% | 2.06 | 0 | 9 |  |  |  | No | R-410A | 2.8167 | Residential & Commercial | No
215681396 | Central HP <5.4 tons | AIRQUEST | HRCU-A-CB (Split System: Heat Pump with Remote Outdoor Unit-Air-Source) | H5H0V48*K*AAA* |  |  | EA*5X60M24A*+WALLCON | *80CSU1002120B* | 45000 | 17.5 | 9 | 47500 | 33600 | 70.74% | 2.06 | 0 | 9.5 |  |  |  | No | R-454B | 3.75 | Residential & Commercial | No
215681446 | Central HP <5.4 tons | AIRQUEST | HRCU-A-CB (Split System: Heat Pump with Remote Outdoor Unit-Air-Source) | H5H0V48*K*AAA* |  |  | EA*5X61M21A*+WALLCON | *80CSU0401712B* | 46000 | 18 | 9 | 47500 | 33600 | 70.74% | 2.06 | 0 | 9.5 |  |  |  | No | R-454B | 3.8333 | Residential & Commercial | No
215682146 | Central HP <5.4 tons | AIRQUEST | HRCU-A-CB (Split System: Heat Pump with Remote Outdoor Unit-Air-Source) | H5H0V48*K*AAA* |  |  | EVD5X48M21A*+WALLCON | *97CTN0801716A* | 46500 | 18 | 9 | 50000 | 37000 | 74% | 1.98 | 0 | 9.5 |  |  |  | No | R-454B | 3.875 | Residential & Commercial | No
215681345 | Central HP <5.4 tons | HEIL | HRCU-A-CB (Split System: Heat Pump with Remote Outdoor Unit-Air-Source) | H5H0V48*K*AAA* |  |  | EA*5X48M21A*+WALLCON | *97CTN0801716A* | 44000 | 17 | 9 | 49000 | 34600 | 70.61% | 2.04 | 0 | 9 |  |  |  | No | R-454B | 3.6667 | Residential & Commercial | No
215681795 | Central HP <5.4 tons | HEIL | HRCU-A-CB (Split System: Heat Pump with Remote Outdoor Unit-Air-Source) | H5H0V48*K*AAA* |  |  | EVM5X48M21A*+WALLCON | *97CTN0801716A* | 46500 | 18 | 9 | 50000 | 37000 | 74% | 2 | 0 | 9.5 |  |  |  | No | R-454B | 3.875 | Residential & Commercial | No
215677175 | Central HP <5.4 tons | HEIL | HRCU-A-CB (Split System: Heat Pump with Remote Outdoor Unit-Air-Source) | H5H0V60*K*AAA* |  |  | EVM5X60M24A*+WALLCON | *97CMN1002122B* | 56500 | 18.5 | 9 | 63000 | 44500 | 70.63% | 2.08 | 0 | 9 |  |  |  | No | R-454B | 4.7083 | Residential & Commercial | No
215677489 | Central HP <5.4 tons | DAY & NIGHT | HRCU-A-CB (Split System: Heat Pump with Remote Outdoor Unit-Air-Source) | C5H0V60*K*AAA* |  |  | EVD5X60M24A*+WALLCON | *95CSU0802120B* | 56500 | 18 | 9 | 63500 | 44500 | 70.08% | 2.08 | 0 | 9 |  |  |  | No | R-454B | 4.7083 | Residential & Commercial | No
215677519 | Central HP <5.4 tons | DAY & NIGHT | HRCU-A-CB (Split System: Heat Pump with Remote Outdoor Unit-Air-Source) | C5H0V60*K*AAA* |  |  | EVD5X60M24A*+WALLCON | *97CMN0802120B* | 56500 | 18 | 9 | 63500 | 44500 | 70.08% | 2.08 | 0 | 9 |  |  |  | No | R-454B | 4.7083 | Residential & Commercial | No
215681709 | Central HP <5.4 tons | DAY & NIGHT | HRCU-A-CB (Split System: Heat Pump with Remote Outdoor Unit-Air-Source) | C5H0V48*K*AAA* |  |  | ESH5X60M12A*+WALLCON | *80CSU1002120B* | 45500 | 16.5 | 8.5 | 48000 | 33800 | 70.42% | 2.08 | 0 | 9.5 |  |  |  | No | R-454B | 3.7917 | Residential & Commercial | No
215681759 | Central HP <5.4 tons | DAY & NIGHT | HRCU-A-CB (Split System: Heat Pump with Remote Outdoor Unit-Air-Source) | C5H0V48*K*AAA* |  |  | EVM5X48M21A*+WALLCON | *80CSU0401712B* | 47000 | 18 | 9 | 50000 | 36400 | 72.8% | 2 | 0 | 9.5 |  |  |  | No | R-454B | 3.9167 | Residential & Commercial | No
213069349 | Central HP <5.4 tons | ACIQ | HRCU-A-CB (Split System: Heat Pump with Remote Outdoor Unit-Air-Source) | DLCURAH36ABK |  |  | EA*4X42L21A* | *96VTN0801716A* | 35200 | 15.5 | 8.1 | 38500 | 35000 | 90.91% | 1.86 | 0 | 9.5 |  |  |  | No | R-410A | 2.9333 | Residential & Commercial | No
211390783 | Central HP <5.4 tons | CHAMPION HEATING AND COOLING | HRCU-A-CB (Split System: Heat Pump with Remote Outdoor Unit-Air-Source) | HMH72B341 |  |  | XAUB36DXXN1+TXV | TPLC080B12MP13 | 33600 | 17 | 8.1 | 33600 | 23600 | 70.24% | 2.02 | 0 | 9.5 |  |  |  | No | R-410A | 2.8 | Residential & Commercial | No
211389243 | Central HP <5.4 tons | CHAMPION HEATING AND COOLING | HRCU-A-CB (Split System: Heat Pump with Remote Outdoor Unit-Air-Source) | HMH72B341 |  |  | XAUB30CXXN1+TXV | TM9E060A10MP12 | 32400 | 17 | 8.1 | 33400 | 23600 | 70.66% | 2 | 0 | 9.5 |  |  |  | No | R-410A | 2.7 | Residential & Commercial | No
211393115 | Central HP <5.4 tons | CHAMPION HEATING AND COOLING | HRCU-A-CB (Split System: Heat Pump with Remote Outdoor Unit-Air-Source) | HMH72B341 |  |  | XAFC36DBCN1 | TL9E080C16UH11 | 34000 | 17.5 | 8.1 | 34000 | 24400 | 71.76% | 2.1 | 0 | 9.5 |  |  |  | No | R-410A | 2.8333 | Residential & Commercial | No
211394040 | Central HP <5.4 tons | CHAMPION HEATING AND COOLING | HRCU-A-CB (Split System: Heat Pump with Remote Outdoor Unit-Air-Source) | HMH72B341 |  |  | XAHC48FBCN1 | TM9Y080C16MP11 | 33200 | 17 | 8.1 | 32400 | 23600 | 72.84% | 2.02 | 0 | 9 |  |  |  | No | R-410A | 2.7667 | Residential & Commercial | No
211392388 | Central HP <5.4 tons | CHAMPION HEATING AND COOLING | HRCU-A-CB (Split System: Heat Pump with Remote Outdoor Unit-Air-Source) | HMH72B341 |  |  | XAFB36DXXN1+TXV | TM8E080B12MP11 | 34000 | 18 | 8.1 | 34000 | 24400 | 71.76% | 2.06 | 0 | 9.5 |  |  |  | No | R-410A | 2.8333 | Residential & Commercial | No
215678056 | Central HP <5.4 tons | AIRQUEST | HRCU-A-CB (Split System: Heat Pump with Remote Outdoor Unit-Air-Source) | H5H0V60*K*AAA* |  |  | ESH5X60M12A*+WALLCON | *80CTL0701716B* | 54000 | 16.5 | 8.5 | 59000 | 41500 | 70.34% | 1.9 | 0 | 9 |  |  |  | No | R-454B | 4.5 | Residential & Commercial | No
215682695 | Central HP <5.4 tons | HEIL | HRCU-A-CB (Split System: Heat Pump with Remote Outdoor Unit-Air-Source) | H5H0V60*K*AAA* |  |  | EA*5X61M24A*+WALLCON | *97CTN1002122A* | 56000 | 18.5 | 9 | 60000 | 42000 | 70% | 2.02 | 0 | 9 |  |  |  | No | R-454B | 4.6667 | Residential & Commercial | No
215682775 | Central HP <5.4 tons | HEIL | HRCU-A-CB (Split System: Heat Pump with Remote Outdoor Unit-Air-Source) | H5H0V60*K*AAA* |  |  | ESH5X60M12A*+WALLCON | *97CTN1002122A* | 55500 | 17 | 8.5 | 60000 | 42000 | 70% | 1.9 | 0 | 9 |  |  |  | No | R-454B | 4.625 | Residential & Commercial | No
215682719 | Central HP <5.4 tons | DAY & NIGHT | HRCU-A-CB (Split System: Heat Pump with Remote Outdoor Unit-Air-Source) | C5H0V60*K*AAA* |  |  | ESH5X60M12A*+WALLCON | *96CTN0802120B* | 55500 | 17 | 8.5 | 60000 | 42000 | 70% | 1.9 | 0 | 8.5 |  |  |  | No | R-454B | 4.625 | Residential & Commercial | No
215683069 | Central HP <5.4 tons | DAY & NIGHT | HRCU-A-CB (Split System: Heat Pump with Remote Outdoor Unit-Air-Source) | C5H0V60*K*AAA* |  |  | EVD5X60M24A*+WALLCON | *80CSU0802120B* | 57000 | 18 | 9 | 62500 | 44000 | 70.4% | 2.1 | 0 | 9.5 |  |  |  | No | R-454B | 4.75 | Residential & Commercial | No
215682799 | Central HP <5.4 tons | DAY & NIGHT | HRCU-A-CB (Split System: Heat Pump with Remote Outdoor Unit-Air-Source) | C5H0V60*K*AAA* |  |  | EVM5X60M21A*+WALLCON | *96CTN0802120B* | 56500 | 18 | 9 | 64000 | 45000 | 70.31% | 2.06 | 0 | 9 |  |  |  | No | R-454B | 4.7083 | Residential & Commercial | No
215682879 | Central HP <5.4 tons | DAY & NIGHT | HRCU-A-CB (Split System: Heat Pump with Remote Outdoor Unit-Air-Source) | C5H0V60*K*AAA* |  |  | EVM5X60M24A*+WALLCON | *80CSU0802120B* | 57000 | 18 | 9 | 62500 | 44000 | 70.4% | 2.1 | 0 | 9.5 |  |  |  | No | R-454B | 4.75 | Residential & Commercial | No
215667271 | Central HP <5.4 tons | HEIL | HRCU-A-CB (Split System: Heat Pump with Remote Outdoor Unit-Air-Source) | H5H0V24*K*AAA* |  |  | EA*5X25M17A*+WALLCON | *96CTN0401410B* | 23400 | 16 | 9 | 24000 | 16800 | 70% | 1.98 | 0 | 9.5 |  |  |  | No | R-454B | 1.95 | Residential & Commercial | No
215667505 | Central HP <5.4 tons | HEIL | HRCU-A-CB (Split System: Heat Pump with Remote Outdoor Unit-Air-Source) | H5H0V24*K*AAA* |  |  | EA*5X30M17A*+WALLCON | *96CTN0401410B* | 22600 | 15.5 | 8.5 | 24400 | 17100 | 70.08% | 1.84 | 0 | 9 |  |  |  | No | R-454B | 1.8833 | Residential & Commercial | No
212982216 | Central HP <5.4 tons | CARRIER | HRCU-A-CB (Split System: Heat Pump with Remote Outdoor Unit-Air-Source) | 38MURAQ30AB3* |  |  | CNPV*4217AL* | 58SU*B060M17**16 | 29800 | 15.2 | 8.1 | 34000 | 27000 | 79.41% | 1.82 | 0 | 9 |  |  |  | No | R-410A | 2.4833 | Residential & Commercial | No
211392427 | Central HP <5.4 tons | CHAMPION HEATING AND COOLING | HRCU-A-CB (Split System: Heat Pump with Remote Outdoor Unit-Air-Source) | HMH72B341 |  |  | XAUB36DXXN1+TXV | TM8E080B12MP11 | 34000 | 18 | 8.1 | 34000 | 24400 | 71.76% | 2.06 | 0 | 9.5 |  |  |  | No | R-410A | 2.8333 | Residential & Commercial | No
211719718 | Central HP <5.4 tons | LUXAIRE | HRCU-A-CB (Split System: Heat Pump with Remote Outdoor Unit-Air-Source) | HMH72B341 |  |  | XAHB30CXXN1+TXV | LPLC060A12MP13 | 32000 | 17 | 8.1 | 32800 | 23000 | 70.12% | 1.98 | 0 | 9.5 |  |  |  | No | R-410A | 2.6667 | Residential & Commercial | No
215679835 | Central HP <5.4 tons | HEIL | HRCU-A-CB (Split System: Heat Pump with Remote Outdoor Unit-Air-Source) | H5H0V36*K*AAA* |  |  | ESH5X42M12A*+WALLCON | *97CTN0802120A* | 34000 | 16 | 8.5 | 35600 | 25200 | 70.79% | 1.76 | 0 | 9.5 |  |  |  | No | R-454B | 2.8333 | Residential & Commercial | No
215679855 | Central HP <5.4 tons | HEIL | HRCU-A-CB (Split System: Heat Pump with Remote Outdoor Unit-Air-Source) | H5H0V36*K*AAA* |  |  | ESH5X42M12A*+WALLCON | *97CTN1202422A* | 34000 | 16 | 8.5 | 35600 | 25200 | 70.79% | 1.78 | 0 | 9.5 |  |  |  | No | R-454B | 2.8333 | Residential & Commercial | No
215668644 | Central HP <5.4 tons | HEIL | HRCU-A-CB (Split System: Heat Pump with Remote Outdoor Unit-Air-Source) | H5H0V36*K*AAA* |  |  | EA*5X37M21A*+WALLCON | *80CSU1002120A* | 34400 | 17.5 | 9 | 35400 | 25200 | 71.19% | 1.9 | 0 | 9.5 |  |  |  | No | R-454B | 2.8667 | Residential & Commercial | No
215679905 | Central HP <5.4 tons | HEIL | HRCU-A-CB (Split System: Heat Pump with Remote Outdoor Unit-Air-Source) | H5H0V36*K*AAA* |  |  | ESH5X48M12A*+WALLCON | *97CTN0802120A* | 34200 | 16 | 8.5 | 35400 | 25200 | 71.19% | 1.88 | 0 | 9.5 |  |  |  | No | R-454B | 2.85 | Residential & Commercial | No
215682909 | Central HP <5.4 tons | DAY & NIGHT | HRCU-A-CB (Split System: Heat Pump with Remote Outdoor Unit-Air-Source) | C5H0V60*K*AAA* |  |  | EVM5X60M24A*+WALLCON | *97CTN1002122A* | 56500 | 18.5 | 9 | 63000 | 44500 | 70.63% | 2.08 | 0 | 9 |  |  |  | No | R-454B | 4.7083 | Residential & Commercial | No
215683009 | Central HP <5.4 tons | DAY & NIGHT | HRCU-A-CB (Split System: Heat Pump with Remote Outdoor Unit-Air-Source) | C5H0V60*K*AAA* |  |  | EVD5X60M21A*+WALLCON | *80CSU0601716B* | 56000 | 18.5 | 8.5 | 60000 | 43000 | 71.67% | 2.12 | 0 | 9.5 |  |  |  | No | R-454B | 4.6667 | Residential & Commercial | No
215683099 | Central HP <5.4 tons | DAY & NIGHT | HRCU-A-CB (Split System: Heat Pump with Remote Outdoor Unit-Air-Source) | C5H0V60*K*AAA* |  |  | EVD5X60M24A*+WALLCON | *97CTN1002122A* | 56500 | 18.5 | 9 | 63000 | 44500 | 70.63% | 2.08 | 0 | 9 |  |  |  | No | R-454B | 4.7083 | Residential & Commercial | No
215676979 | Central HP <5.4 tons | DAY & NIGHT | HRCU-A-CB (Split System: Heat Pump with Remote Outdoor Unit-Air-Source) | C5H0V60*K*AAA* |  |  | EVM5X60M21A*+WALLCON | *80CSU1002120A* | 56500 | 18 | 9 | 64000 | 45000 | 70.31% | 2.08 | 0 | 9 |  |  |  | No | R-454B | 4.7083 | Residential & Commercial | No
215677529 | Central HP <5.4 tons | DAY & NIGHT | HRCU-A-CB (Split System: Heat Pump with Remote Outdoor Unit-Air-Source) | C5H0V60*K*AAA* |  |  | EVD5X60M24A*+WALLCON | *97CMN1002122B* | 56500 | 18.5 | 9 | 63000 | 44500 | 70.63% | 2.08 | 0 | 9 |  |  |  | No | R-454B | 4.7083 | Residential & Commercial | No
215682795 | Central HP <5.4 tons | HEIL | HRCU-A-CB (Split System: Heat Pump with Remote Outdoor Unit-Air-Source) | H5H0V60*K*AAA* |  |  | EVM5X60M21A*+WALLCON | *96CTN0802120B* | 56500 | 18 | 9 | 64000 | 45000 | 70.31% | 2.06 | 0 | 9 |  |  |  | No | R-454B | 4.7083 | Residential & Commercial | No
215682686 | Central HP <5.4 tons | AIRQUEST | HRCU-A-CB (Split System: Heat Pump with Remote Outdoor Unit-Air-Source) | H5H0V60*K*AAA* |  |  | EA*5X61M24A*+WALLCON | *97CTN0802120A* | 56000 | 18.5 | 9 | 60000 | 42000 | 70% | 2.02 | 0 | 9 |  |  |  | No | R-454B | 4.6667 | Residential & Commercial | No
215682986 | Central HP <5.4 tons | AIRQUEST | HRCU-A-CB (Split System: Heat Pump with Remote Outdoor Unit-Air-Source) | H5H0V60*K*AAA* |  |  | EVD5X60M21A*+WALLCON | *96CTN0802120B* | 56500 | 18 | 9 | 64000 | 45000 | 70.31% | 2.08 | 0 | 9 |  |  |  | No | R-454B | 4.7083 | Residential & Commercial | No
215683036 | Central HP <5.4 tons | AIRQUEST | HRCU-A-CB (Split System: Heat Pump with Remote Outdoor Unit-Air-Source) | H5H0V60*K*AAA* |  |  | EVD5X60M21A*+WALLCON | *97CTN0802120A* | 56500 | 18 | 9 | 64000 | 45000 | 70.31% | 2.08 | 0 | 9 |  |  |  | No | R-454B | 4.7083 | Residential & Commercial | No
215679449 | Central HP <5.4 tons | DAY & NIGHT | HRCU-A-CB (Split System: Heat Pump with Remote Outdoor Unit-Air-Source) | C5H0V36*K*AAA* |  |  | EA*5X43M21A*+WALLCON | *97CTN0601716A* | 34200 | 17.5 | 9 | 35600 | 25400 | 71.35% | 1.88 | 0 | 9.5 |  |  |  | No | R-454B | 2.85 | Residential & Commercial | No
215679529 | Central HP <5.4 tons | DAY & NIGHT | HRCU-A-CB (Split System: Heat Pump with Remote Outdoor Unit-Air-Source) | C5H0V36*K*AAA* |  |  | EA*5X48M21A*+WALLCON | *97CTN0801716A* | 33600 | 17.5 | 9 | 35200 | 25200 | 71.59% | 1.88 | 0 | 9.5 |  |  |  | No | R-454B | 2.8 | Residential & Commercial | No
215679799 | Central HP <5.4 tons | DAY & NIGHT | HRCU-A-CB (Split System: Heat Pump with Remote Outdoor Unit-Air-Source) | C5H0V36*K*AAA* |  |  | ESH5X42M12A*+WALLCON | *80CSU0401712B* | 34000 | 16.5 | 8.5 | 35600 | 25200 | 70.79% | 1.78 | 0 | 9.5 |  |  |  | No | R-454B | 2.8333 | Residential & Commercial | No
215679849 | Central HP <5.4 tons | DAY & NIGHT | HRCU-A-CB (Split System: Heat Pump with Remote Outdoor Unit-Air-Source) | C5H0V36*K*AAA* |  |  | ESH5X42M12A*+WALLCON | *97CTN1002122A* | 34000 | 16.5 | 8.5 | 35600 | 25200 | 70.79% | 1.78 | 0 | 9.5 |  |  |  | No | R-454B | 2.8333 | Residential & Commercial | No
215668616 | Central HP <5.4 tons | DAY & NIGHT | HRCU-A-CB (Split System: Heat Pump with Remote Outdoor Unit-Air-Source) | C5H0V36*K*AAA* |  |  | EA*5X37M17A*+WALLCON | *96CTN0601714B* | 33800 | 17.5 | 9 | 35800 | 25600 | 71.51% | 1.86 | 0 | 9.5 |  |  |  | No | R-454B | 2.8167 | Residential & Commercial | No
215677545 | Central HP <5.4 tons | HEIL | HRCU-A-CB (Split System: Heat Pump with Remote Outdoor Unit-Air-Source) | H5H0V60*K*AAA* |  |  | EVD5X60M24A*+WALLCON | *96CTN1002122B* | 56500 | 18.5 | 9 | 63000 | 44500 | 70.63% | 2.08 | 0 | 9 |  |  |  | No | R-454B | 4.7083 | Residential & Commercial | No
215677595 | Central HP <5.4 tons | HEIL | HRCU-A-CB (Split System: Heat Pump with Remote Outdoor Unit-Air-Source) | H5H0V60*K*AAA* |  |  | EVD5X61M21A*+WALLCON | *95CSU0802120B* | 57000 | 18 | 9 | 64000 | 45000 | 70.31% | 2.08 | 0 | 9 |  |  |  | No | R-454B | 4.75 | Residential & Commercial | No
215682655 | Central HP <5.4 tons | HEIL | HRCU-A-CB (Split System: Heat Pump with Remote Outdoor Unit-Air-Source) | H5H0V60*K*AAA* |  |  | EA*5X61M24A*+WALLCON | *96CTN0802120B* | 56000 | 18.5 | 9 | 60000 | 42000 | 70% | 2.02 | 0 | 9 |  |  |  | No | R-454B | 4.6667 | Residential & Commercial | No
215682875 | Central HP <5.4 tons | HEIL | HRCU-A-CB (Split System: Heat Pump with Remote Outdoor Unit-Air-Source) | H5H0V60*K*AAA* |  |  | EVM5X60M24A*+WALLCON | *80CSU0802120B* | 57000 | 18 | 9 | 62500 | 44000 | 70.4% | 2.1 | 0 | 9.5 |  |  |  | No | R-454B | 4.75 | Residential & Commercial | No
215677699 | Central HP <5.4 tons | DAY & NIGHT | HRCU-A-CB (Split System: Heat Pump with Remote Outdoor Unit-Air-Source) | C5H0V60*K*AAA* |  |  | EVD5X61M24A*+WALLCON | *97CMN0802120B* | 57500 | 18.5 | 9 | 64000 | 45000 | 70.31% | 2.06 | 0 | 9 |  |  |  | No | R-454B | 4.7917 | Residential & Commercial | No
213069675 | Central HP <5.4 tons | ACIQ | HRCU-A-CB (Split System: Heat Pump with Remote Outdoor Unit-Air-Source) | DLCURAH24ABK |  |  | EA*4X24L17A* | *92ESN0401712A* | 23400 | 15.5 | 8.5 | 26800 | 24800 | 92.54% | 2.04 | 0 | 9.5 |  |  |  | No | R-410A | 1.95 | Residential & Commercial | No
212983151 | Central HP <5.4 tons | CARRIER | HRCU-A-CB (Split System: Heat Pump with Remote Outdoor Unit-Air-Source) | 38MURAQ24AB3* |  |  | CAP**3017AL* | 59SC2E040M17**12 | 23400 | 16 | 8.5 | 26400 | 24800 | 93.94% | 2.04 | 0 | 9.5 |  |  |  | No | R-410A | 1.95 | Residential & Commercial | No
215679979 | Central HP <5.4 tons | DAY & NIGHT | HRCU-A-CB (Split System: Heat Pump with Remote Outdoor Unit-Air-Source) | C5H0V36*K*AAA* |  |  | ESH5X60M12A*+WALLCON | *97CTN0801716A* | 34400 | 16 | 8.5 | 34800 | 25000 | 71.84% | 1.78 | 0 | 9.5 |  |  |  | No | R-454B | 2.8667 | Residential & Commercial | No
212988053 | Central HP <5.4 tons | DAY & NIGHT | HRCU-A-CB (Split System: Heat Pump with Remote Outdoor Unit-Air-Source) | DLCURAH30ABK |  |  | EA*4X42L21A* | *96MSN1002120A* | 30200 | 15.2 | 8.5 | 34000 | 27400 | 80.59% | 1.8 | 0 | 9 |  |  |  | No | R-410A | 2.5167 | Residential & Commercial | No
215683125 | Central HP <5.4 tons | HEIL | HRCU-A-CB (Split System: Heat Pump with Remote Outdoor Unit-Air-Source) | H5H0V60*K*AAA* |  |  | EVD5X61M21A*+WALLCON | *80CSU0401712B* | 56500 | 18 | 9 | 61500 | 43500 | 70.73% | 2.12 | 0 | 9.5 |  |  |  | No | R-454B | 4.7083 | Residential & Commercial | No
215683005 | Central HP <5.4 tons | HEIL | HRCU-A-CB (Split System: Heat Pump with Remote Outdoor Unit-Air-Source) | H5H0V60*K*AAA* |  |  | EVD5X60M21A*+WALLCON | *80CSU0601716B* | 56000 | 18.5 | 8.5 | 60000 | 43000 | 71.67% | 2.12 | 0 | 9.5 |  |  |  | No | R-454B | 4.6667 | Residential & Commercial | No
213296883 | Central HP <5.4 tons | COLEMAN | HRCU-A-CB (Split System: Heat Pump with Remote Outdoor Unit-Air-Source) | HMH72B341 |  |  | XAFC36DBCN1 | Z8ES120C16SMPS1 | 34000 | 18 | 8.5 | 33400 | 24400 | 73.05% | 2.12 | 0 | 9.5 |  |  |  | No | R-410A | 2.8333 | Residential & Commercial | No
213297253 | Central HP <5.4 tons | COLEMAN | HRCU-A-CB (Split System: Heat Pump with Remote Outdoor Unit-Air-Source) | HMH72B341 |  |  | XAUB36DXXN1+TXV | Z9ET040A10SMPS1 | 34000 | 18 | 8.1 | 33400 | 23800 | 71.26% | 2.04 | 0 | 9.5 |  |  |  | No | R-410A | 2.8333 | Residential & Commercial | No
213297368 | Central HP <5.4 tons | COLEMAN | HRCU-A-CB (Split System: Heat Pump with Remote Outdoor Unit-Air-Source) | HMH72B341 |  |  | XAFB30CXXN1+TXV | Z8ES100B12LMPS1 | 32800 | 18 | 8.5 | 33000 | 23200 | 70.3% | 2.04 | 0 | 9.5 |  |  |  | No | R-410A | 2.7333 | Residential & Commercial | No
213297488 | Central HP <5.4 tons | COLEMAN | HRCU-A-CB (Split System: Heat Pump with Remote Outdoor Unit-Air-Source) | HMH72B341 |  |  | XAHC30CXXN1+TXV | Z8ET100C16LMPS1 | 32400 | 17.5 | 8.5 | 32000 | 22800 | 71.25% | 2.02 | 0 | 9.5 |  |  |  | No | R-410A | 2.7 | Residential & Commercial | No
213297668 | Central HP <5.4 tons | COLEMAN | HRCU-A-CB (Split System: Heat Pump with Remote Outdoor Unit-Air-Source) | HMH72B341 |  |  | XAHB30CXXN1+JMVT12BC2N1+TXV |  | 32600 | 17.5 | 8.1 | 32400 | 22800 | 70.37% | 2.02 | 0 | 9.5 |  |  |  | No | R-410A | 2.7167 | Residential & Commercial | No
213297718 | Central HP <5.4 tons | COLEMAN | HRCU-A-CB (Split System: Heat Pump with Remote Outdoor Unit-Air-Source) | HMH72B341 |  |  | XAFC30CXXN1+TXV | Z9ES060B12SMPS1 | 32400 | 17 | 8.1 | 33000 | 23200 | 70.3% | 2.02 | 0 | 9.5 |  |  |  | No | R-410A | 2.7 | Residential & Commercial | No
213297903 | Central HP <5.4 tons | COLEMAN | HRCU-A-CB (Split System: Heat Pump with Remote Outdoor Unit-Air-Source) | HMH72B341 |  |  | XAUB36DXXN1+TXV | Z9ES060A10SMPS1 | 33400 | 18.5 | 8.1 | 32800 | 23200 | 70.73% | 2.02 | 0 | 9.5 |  |  |  | No | R-410A | 2.7833 | Residential & Commercial | No
213297953 | Central HP <5.4 tons | COLEMAN | HRCU-A-CB (Split System: Heat Pump with Remote Outdoor Unit-Air-Source) | HMH72B341 |  |  | XAFD48FBCN1 | Z8ES120C16LMPS1 | 34000 | 16.5 | 8.5 | 32800 | 23400 | 71.34% | 2.1 | 0 | 9.5 |  |  |  | No | R-410A | 2.8333 | Residential & Commercial | No
211386280 | Central HP <5.4 tons | COLEMAN | HRCU-A-CB (Split System: Heat Pump with Remote Outdoor Unit-Air-Source) | HMH72B341 |  |  | XAUC48FXXN1+TXV | TL9E080C16UH11 | 34000 | 16.5 | 8.5 | 32800 | 24200 | 73.78% | 2.08 | 0 | 9 |  |  |  | No | R-410A | 2.8333 | Residential & Commercial | No
215677149 | Central HP <5.4 tons | DAY & NIGHT | HRCU-A-CB (Split System: Heat Pump with Remote Outdoor Unit-Air-Source) | C5H0V60*K*AAA* |  |  | EVM5X60M24A*+WALLCON | *95CSU0802120B* | 56500 | 18 | 9 | 63500 | 44500 | 70.08% | 2.08 | 0 | 9 |  |  |  | No | R-454B | 4.7083 | Residential & Commercial | No
215677449 | Central HP <5.4 tons | DAY & NIGHT | HRCU-A-CB (Split System: Heat Pump with Remote Outdoor Unit-Air-Source) | C5H0V60*K*AAA* |  |  | EVD5X60M24A*+WALLCON | *80CTL0702120B* | 56000 | 18 | 9 | 63500 | 45000 | 70.87% | 2.06 | 0 | 9 |  |  |  | No | R-454B | 4.6667 | Residential & Commercial | No
215677599 | Central HP <5.4 tons | DAY & NIGHT | HRCU-A-CB (Split System: Heat Pump with Remote Outdoor Unit-Air-Source) | C5H0V60*K*AAA* |  |  | EVD5X61M21A*+WALLCON | *95CSU0802120B* | 57000 | 18 | 9 | 64000 | 45000 | 70.31% | 2.08 | 0 | 9 |  |  |  | No | R-454B | 4.75 | Residential & Commercial | No
215681455 | Central HP <5.4 tons | HEIL | HRCU-A-CB (Split System: Heat Pump with Remote Outdoor Unit-Air-Source) | H5H0V48*K*AAA* |  |  | EA*5X61M21A*+WALLCON | *80CSU0601716B* | 46000 | 17.5 | 9 | 48000 | 33800 | 70.42% | 2.08 | 0 | 9.5 |  |  |  | No | R-454B | 3.8333 | Residential & Commercial | No
213069460 | Central HP <5.4 tons | ACIQ | HRCU-A-CB (Split System: Heat Pump with Remote Outdoor Unit-Air-Source) | DLCURAH36ABK |  |  | EA*4X48L21A* | *95ESN0801716A* | 35400 | 15.5 | 8.1 | 37800 | 34800 | 92.06% | 2.02 | 0 | 9.5 |  |  |  | No | R-410A | 2.95 | Residential & Commercial | No
211386498 | Central HP <5.4 tons | COLEMAN | HRCU-A-CB (Split System: Heat Pump with Remote Outdoor Unit-Air-Source) | HMH72B341 |  |  | XAHC48FXXN1+TXV | TL8E080C16UH11 | 33600 | 16.5 | 8.1 | 32600 | 24200 | 74.23% | 2.04 | 0 | 9 |  |  |  | No | R-410A | 2.8 | Residential & Commercial | No
215681595 | Central HP <5.4 tons | HEIL | HRCU-A-CB (Split System: Heat Pump with Remote Outdoor Unit-Air-Source) | H5H0V48*K*AAA* |  |  | ESH5X48M12A*+WALLCON | *80CSU0601716B* | 45000 | 16 | 8.5 | 49000 | 34400 | 70.2% | 2.04 | 0 | 9 |  |  |  | No | R-454B | 3.75 | Residential & Commercial | No
215681695 | Central HP <5.4 tons | HEIL | HRCU-A-CB (Split System: Heat Pump with Remote Outdoor Unit-Air-Source) | H5H0V48*K*AAA* |  |  | ESH5X60M12A*+WALLCON | *80CSU0802120B* | 45500 | 17 | 8.5 | 48000 | 33600 | 70% | 2.06 | 0 | 9.5 |  |  |  | No | R-454B | 3.7917 | Residential & Commercial | No
211386214 | Central HP <5.4 tons | COLEMAN | HRCU-A-CB (Split System: Heat Pump with Remote Outdoor Unit-Air-Source) | HMH72B341 |  |  | XAHC48FBCN1 | TL9E080C16UH11 | 33200 | 16 | 8.5 | 32400 | 23600 | 72.84% | 2.04 | 0 | 9 |  |  |  | No | R-410A | 2.7667 | Residential & Commercial | No
211386416 | Central HP <5.4 tons | COLEMAN | HRCU-A-CB (Split System: Heat Pump with Remote Outdoor Unit-Air-Source) | HMH72B341 |  |  | XAFD48FBCN1 | TL8E100C20UH11 | 34000 | 16.5 | 8.5 | 32400 | 23800 | 73.46% | 2.1 | 0 | 9.5 |  |  |  | No | R-410A | 2.8333 | Residential & Commercial | No
211386601 | Central HP <5.4 tons | COLEMAN | HRCU-A-CB (Split System: Heat Pump with Remote Outdoor Unit-Air-Source) | HMH72B341 |  |  | XAHC48FBCN1+JMET12CS2N1 |  | 33800 | 17.5 | 8.5 | 32000 | 23400 | 73.12% | 2.08 | 0 | 9.5 |  |  |  | No | R-410A | 2.8167 | Residential & Commercial | No
211386666 | Central HP <5.4 tons | COLEMAN | HRCU-A-CB (Split System: Heat Pump with Remote Outdoor Unit-Air-Source) | HMH72B341 |  |  | JHETC42FBCS2N1 |  | 33800 | 17.5 | 8.5 | 32200 | 23400 | 72.67% | 2.08 | 0 | 9.5 |  |  |  | No | R-410A | 2.8167 | Residential & Commercial | No
211386932 | Central HP <5.4 tons | COLEMAN | HRCU-A-CB (Split System: Heat Pump with Remote Outdoor Unit-Air-Source) | HMH72B341 |  |  | XAHB36DBCN1 | TM9Y080B12MP11 | 33000 | 17 | 8.1 | 32800 | 23200 | 70.73% | 2 | 0 | 9.5 |  |  |  | No | R-410A | 2.75 | Residential & Commercial | No
211387001 | Central HP <5.4 tons | COLEMAN | HRCU-A-CB (Split System: Heat Pump with Remote Outdoor Unit-Air-Source) | HMH72B341 |  |  | XAFB36DXXN1+TXV | TM9Y080B12MP11 | 33600 | 17.5 | 8.5 | 33400 | 23600 | 70.66% | 2.04 | 0 | 9.5 |  |  |  | No | R-410A | 2.8 | Residential & Commercial | No
215682596 | Central HP <5.4 tons | AIRQUEST | HRCU-A-CB (Split System: Heat Pump with Remote Outdoor Unit-Air-Source) | H5H0V60*K*AAA* |  |  | EA*5X60M24A*+WALLCON | *80CSU1002120B* | 55000 | 18 | 8.5 | 59000 | 41500 | 70.34% | 2.02 | 0 | 9 |  |  |  | No | R-454B | 4.5833 | Residential & Commercial | No
215682796 | Central HP <5.4 tons | AIRQUEST | HRCU-A-CB (Split System: Heat Pump with Remote Outdoor Unit-Air-Source) | H5H0V60*K*AAA* |  |  | EVM5X60M21A*+WALLCON | *96CTN0802120B* | 56500 | 18 | 9 | 64000 | 45000 | 70.31% | 2.06 | 0 | 9 |  |  |  | No | R-454B | 4.7083 | Residential & Commercial | No
215677765 | Central HP <5.4 tons | HEIL | HRCU-A-CB (Split System: Heat Pump with Remote Outdoor Unit-Air-Source) | H5H0V60*K*AAA* |  |  | EA*5X60M24A*+WALLCON | *80CTL0702120B* | 54500 | 18 | 8.5 | 59500 | 42000 | 70.59% | 1.88 | 0 | 8.5 |  |  |  | No | R-454B | 4.5417 | Residential & Commercial | No
215679359 | Central HP <5.4 tons | DAY & NIGHT | HRCU-A-CB (Split System: Heat Pump with Remote Outdoor Unit-Air-Source) | C5H0V36*K*AAA* |  |  | EA*5X42M21A*+WALLCON | *80CSU0401712B* | 33200 | 17.5 | 8.5 | 35800 | 25600 | 71.51% | 1.86 | 0 | 9.5 |  |  |  | No | R-454B | 2.7667 | Residential & Commercial | No
215679779 | Central HP <5.4 tons | DAY & NIGHT | HRCU-A-CB (Split System: Heat Pump with Remote Outdoor Unit-Air-Source) | C5H0V36*K*AAA* |  |  | ESH5X36M12A*+WALLCON | *97CTN1202422A* | 33800 | 16.5 | 8.5 | 35800 | 25400 | 70.95% | 1.76 | 0 | 9.5 |  |  |  | No | R-454B | 2.8167 | Residential & Commercial | No
215679859 | Central HP <5.4 tons | DAY & NIGHT | HRCU-A-CB (Split System: Heat Pump with Remote Outdoor Unit-Air-Source) | C5H0V36*K*AAA* |  |  | ESH5X42M12A*+WALLCON | *97CTN1202422A* | 34000 | 16 | 8.5 | 35600 | 25200 | 70.79% | 1.78 | 0 | 9.5 |  |  |  | No | R-454B | 2.8333 | Residential & Commercial | No
215678015 | Central HP <5.4 tons | HEIL | HRCU-A-CB (Split System: Heat Pump with Remote Outdoor Unit-Air-Source) | H5H0V60*K*AAA* |  |  | EA*5X61M24A*+WALLCON | *96CTN1002122B* | 56000 | 18.5 | 9 | 60000 | 42000 | 70% | 2.02 | 0 | 9 |  |  |  | No | R-454B | 4.6667 | Residential & Commercial | No
215682605 | Central HP <5.4 tons | HEIL | HRCU-A-CB (Split System: Heat Pump with Remote Outdoor Unit-Air-Source) | H5H0V60*K*AAA* |  |  | EA*5X60M24A*+WALLCON | *97CTN0802120A* | 54500 | 18.5 | 9 | 59500 | 42000 | 70.59% | 1.9 | 0 | 8.5 |  |  |  | No | R-454B | 4.5417 | Residential & Commercial | No
215682805 | Central HP <5.4 tons | HEIL | HRCU-A-CB (Split System: Heat Pump with Remote Outdoor Unit-Air-Source) | H5H0V60*K*AAA* |  |  | EVM5X60M21A*+WALLCON | *80CSU0401712B* | 56000 | 18 | 8.5 | 60500 | 43500 | 71.9% | 2.12 | 0 | 9.5 |  |  |  | No | R-454B | 4.6667 | Residential & Commercial | No
215682905 | Central HP <5.4 tons | HEIL | HRCU-A-CB (Split System: Heat Pump with Remote Outdoor Unit-Air-Source) | H5H0V60*K*AAA* |  |  | EVM5X60M24A*+WALLCON | *97CTN1002122A* | 56500 | 18.5 | 9 | 63000 | 44500 | 70.63% | 2.08 | 0 | 9 |  |  |  | No | R-454B | 4.7083 | Residential & Commercial | No
215682925 | Central HP <5.4 tons | HEIL | HRCU-A-CB (Split System: Heat Pump with Remote Outdoor Unit-Air-Source) | H5H0V60*K*AAA* |  |  | EVM5X61M24A*+WALLCON | *96CTN0802120B* | 57500 | 18.5 | 9 | 64000 | 45000 | 70.31% | 2.08 | 0 | 9 |  |  |  | No | R-454B | 4.7917 | Residential & Commercial | No
211392595 | Central HP <5.4 tons | CHAMPION HEATING AND COOLING | HRCU-A-CB (Split System: Heat Pump with Remote Outdoor Unit-Air-Source) | HMH72B341 |  |  | XAHB30CXXN1+TXV | TMLE060A12MP11 | 32000 | 17 | 8.1 | 32800 | 23000 | 70.12% | 1.98 | 0 | 9.5 |  |  |  | No | R-410A | 2.6667 | Residential & Commercial | No
211392761 | Central HP <5.4 tons | CHAMPION HEATING AND COOLING | HRCU-A-CB (Split System: Heat Pump with Remote Outdoor Unit-Air-Source) | HMH72B341 |  |  | XAHB36DXXN1+TXV | TMLE040A12MP11 | 33200 | 17.5 | 8.1 | 33000 | 23200 | 70.3% | 2.02 | 0 | 9.5 |  |  |  | No | R-410A | 2.7667 | Residential & Commercial | No
215682996 | Central HP <5.4 tons | AIRQUEST | HRCU-A-CB (Split System: Heat Pump with Remote Outdoor Unit-Air-Source) | H5H0V60*K*AAA* |  |  | EVD5X60M21A*+WALLCON | *80CSU0401712B* | 56000 | 18 | 8.5 | 60500 | 43500 | 71.9% | 2.12 | 0 | 9.5 |  |  |  | No | R-454B | 4.6667 | Residential & Commercial | No
215676966 | Central HP <5.4 tons | AIRQUEST | HRCU-A-CB (Split System: Heat Pump with Remote Outdoor Unit-Air-Source) | H5H0V60*K*AAA* |  |  | EVM5X60M21A*+WALLCON | *80CSU0802120A* | 57000 | 18 | 9 | 63500 | 44500 | 70.08% | 2.08 | 0 | 9 |  |  |  | No | R-454B | 4.75 | Residential & Commercial | No
215677366 | Central HP <5.4 tons | AIRQUEST | HRCU-A-CB (Split System: Heat Pump with Remote Outdoor Unit-Air-Source) | H5H0V60*K*AAA* |  |  | EVD5X60M21A*+WALLCON | *80CTL1102120B* | 57000 | 18.5 | 9 | 63500 | 44500 | 70.08% | 2.08 | 0 | 9.5 |  |  |  | No | R-454B | 4.75 | Residential & Commercial | No
216410936 | Central HP <5.4 tons | COLEMAN | HRCU-A-CB (Split System: Heat Pump with Remote Outdoor Unit-Air-Source) | HMH72B361 |  |  | XAFC36DBCN1 | Z9ET100C16SMPS1 | 35000 | 17.5 | 8.5 | 34600 | 24800 | 71.68% | 2.06 | 0 | 8.5 |  |  |  | No | R-410A | 2.9167 | Residential & Commercial | No
211388694 | Central HP <5.4 tons | CHAMPION HEATING AND COOLING | HRCU-A-CB (Split System: Heat Pump with Remote Outdoor Unit-Air-Source) | HMH72B341 |  |  | XAHC30CXXN1+TXV | TM9E080C16MP12 | 32800 | 17.5 | 8.1 | 33400 | 23400 | 70.06% | 2 | 0 | 9 |  |  |  | No | R-410A | 2.7333 | Residential & Commercial | No
211388753 | Central HP <5.4 tons | CHAMPION HEATING AND COOLING | HRCU-A-CB (Split System: Heat Pump with Remote Outdoor Unit-Air-Source) | HMH72B341 |  |  | XAHC36DXXN1+TXV | TM9E080B12MP12 | 33400 | 17 | 8.1 | 33200 | 23400 | 70.48% | 2.02 | 0 | 9.5 |  |  |  | No | R-410A | 2.7833 | Residential & Commercial | No
211388835 | Central HP <5.4 tons | CHAMPION HEATING AND COOLING | HRCU-A-CB (Split System: Heat Pump with Remote Outdoor Unit-Air-Source) | HMH72B341 |  |  | XAFC36DXXN1+TXV | TM9E080B12MP12 | 34000 | 17.5 | 8.1 | 34000 | 24400 | 71.76% | 2.06 | 0 | 9.5 |  |  |  | No | R-410A | 2.8333 | Residential & Commercial | No
211389251 | Central HP <5.4 tons | CHAMPION HEATING AND COOLING | HRCU-A-CB (Split System: Heat Pump with Remote Outdoor Unit-Air-Source) | HMH72B341 |  |  | XAFB30CXXN1+TXV | TM9E040A10MP12 | 32200 | 17 | 8.1 | 33400 | 23400 | 70.06% | 1.98 | 0 | 9.5 |  |  |  | No | R-410A | 2.6833 | Residential & Commercial | No
211389446 | Central HP <5.4 tons | CHAMPION HEATING AND COOLING | HRCU-A-CB (Split System: Heat Pump with Remote Outdoor Unit-Air-Source) | HMH72B341 |  |  | XAHC36DXXN1+TXV | TM8Y100C16MP11 | 34000 | 18 | 8.1 | 34000 | 24400 | 71.76% | 2.06 | 0 | 9.5 |  |  |  | No | R-410A | 2.8333 | Residential & Commercial | No
211389610 | Central HP <5.4 tons | CHAMPION HEATING AND COOLING | HRCU-A-CB (Split System: Heat Pump with Remote Outdoor Unit-Air-Source) | HMH72B341 |  |  | XAHC36DXXN1+TXV | TM8Y080B12MP11 | 33200 | 17.5 | 8.1 | 32800 | 23200 | 70.73% | 2.02 | 0 | 9.5 |  |  |  | No | R-410A | 2.7667 | Residential & Commercial | No
215668536 | Central HP <5.4 tons | DAY & NIGHT | HRCU-A-CB (Split System: Heat Pump with Remote Outdoor Unit-Air-Source) | C5H0V36*K*AAA* |  |  | EA*5X37M17A*+WALLCON | *80CSU0401712A* | 34000 | 17.5 | 9 | 35600 | 25400 | 71.35% | 1.88 | 0 | 9 |  |  |  | No | R-454B | 2.8333 | Residential & Commercial | No
215668640 | Central HP <5.4 tons | DAY & NIGHT | HRCU-A-CB (Split System: Heat Pump with Remote Outdoor Unit-Air-Source) | C5H0V36*K*AAA* |  |  | EA*5X37M21A*+WALLCON | *80CSU0601716A* | 34400 | 18 | 9 | 35400 | 25200 | 71.19% | 1.9 | 0 | 9.5 |  |  |  | No | R-454B | 2.8667 | Residential & Commercial | No
215668792 | Central HP <5.4 tons | DAY & NIGHT | HRCU-A-CB (Split System: Heat Pump with Remote Outdoor Unit-Air-Source) | C5H0V36*K*AAA* |  |  | EA*5X42M21A*+WALLCON | *80CSU0401712A* | 33000 | 17.5 | 9 | 35800 | 25600 | 71.51% | 1.86 | 0 | 9.5 |  |  |  | No | R-454B | 2.75 | Residential & Commercial | No
215677766 | Central HP <5.4 tons | AIRQUEST | HRCU-A-CB (Split System: Heat Pump with Remote Outdoor Unit-Air-Source) | H5H0V60*K*AAA* |  |  | EA*5X60M24A*+WALLCON | *80CTL0702120B* | 54500 | 18 | 8.5 | 59500 | 42000 | 70.59% | 1.88 | 0 | 8.5 |  |  |  | No | R-454B | 4.5417 | Residential & Commercial | No
215682646 | Central HP <5.4 tons | AIRQUEST | HRCU-A-CB (Split System: Heat Pump with Remote Outdoor Unit-Air-Source) | H5H0V60*K*AAA* |  |  | EA*5X61M21A*+WALLCON | *80CSU0601716B* | 55500 | 18 | 8.5 | 58500 | 41000 | 70.09% | 2.04 | 0 | 9 |  |  |  | No | R-454B | 4.625 | Residential & Commercial | No
215682696 | Central HP <5.4 tons | AIRQUEST | HRCU-A-CB (Split System: Heat Pump with Remote Outdoor Unit-Air-Source) | H5H0V60*K*AAA* |  |  | EA*5X61M24A*+WALLCON | *97CTN1002122A* | 56000 | 18.5 | 9 | 60000 | 42000 | 70% | 2.02 | 0 | 9 |  |  |  | No | R-454B | 4.6667 | Residential & Commercial | No
215682846 | Central HP <5.4 tons | AIRQUEST | HRCU-A-CB (Split System: Heat Pump with Remote Outdoor Unit-Air-Source) | H5H0V60*K*AAA* |  |  | EVM5X60M21A*+WALLCON | *97CTN0802120A* | 56500 | 18 | 9 | 64000 | 45000 | 70.31% | 2.06 | 0 | 9 |  |  |  | No | R-454B | 4.7083 | Residential & Commercial | No
215682916 | Central HP <5.4 tons | AIRQUEST | HRCU-A-CB (Split System: Heat Pump with Remote Outdoor Unit-Air-Source) | H5H0V60*K*AAA* |  |  | EVM5X60M24A*+WALLCON | *97CTN1202422A* | 56500 | 18.5 | 9 | 63000 | 44500 | 70.63% | 2.1 | 0 | 9 |  |  |  | No | R-454B | 4.7083 | Residential & Commercial | No
215683216 | Central HP <5.4 tons | AIRQUEST | HRCU-A-CB (Split System: Heat Pump with Remote Outdoor Unit-Air-Source) | H5H0V60*K*AAA* |  |  | EVD5X61M24A*+WALLCON | *97CTN0802120A* | 57500 | 18.5 | 9 | 64000 | 45000 | 70.31% | 2.08 | 0 | 9 |  |  |  | No | R-454B | 4.7917 | Residential & Commercial | No
215682715 | Central HP <5.4 tons | HEIL | HRCU-A-CB (Split System: Heat Pump with Remote Outdoor Unit-Air-Source) | H5H0V60*K*AAA* |  |  | ESH5X60M12A*+WALLCON | *96CTN0802120B* | 55500 | 17 | 8.5 | 60000 | 42000 | 70% | 1.9 | 0 | 8.5 |  |  |  | No | R-454B | 4.625 | Residential & Commercial | No
215682815 | Central HP <5.4 tons | HEIL | HRCU-A-CB (Split System: Heat Pump with Remote Outdoor Unit-Air-Source) | H5H0V60*K*AAA* |  |  | EVM5X60M21A*+WALLCON | *80CSU0601716B* | 56000 | 18 | 8.5 | 60000 | 43000 | 71.67% | 2.12 | 0 | 9.5 |  |  |  | No | R-454B | 4.6667 | Residential & Commercial | No
215682865 | Central HP <5.4 tons | HEIL | HRCU-A-CB (Split System: Heat Pump with Remote Outdoor Unit-Air-Source) | H5H0V60*K*AAA* |  |  | EVM5X60M24A*+WALLCON | *96CTN0802120B* | 56500 | 18 | 9 | 63500 | 44500 | 70.08% | 2.08 | 0 | 9 |  |  |  | No | R-454B | 4.7083 | Residential & Commercial | No
215683165 | Central HP <5.4 tons | HEIL | HRCU-A-CB (Split System: Heat Pump with Remote Outdoor Unit-Air-Source) | H5H0V60*K*AAA* |  |  | EVD5X61M21A*+WALLCON | *97CTN0802120A* | 57000 | 18.5 | 9 | 64000 | 45000 | 70.31% | 2.08 | 0 | 9 |  |  |  | No | R-454B | 4.75 | Residential & Commercial | No
215677685 | Central HP <5.4 tons | HEIL | HRCU-A-CB (Split System: Heat Pump with Remote Outdoor Unit-Air-Source) | H5H0V60*K*AAA* |  |  | EVD5X61M24A*+WALLCON | *97CMN0602120B* | 56500 | 18 | 9 | 65000 | 46000 | 70.77% | 2.06 | 0 | 8.5 |  |  |  | No | R-454B | 4.7083 | Residential & Commercial | No
215677319 | Central HP <5.4 tons | DAY & NIGHT | HRCU-A-CB (Split System: Heat Pump with Remote Outdoor Unit-Air-Source) | C5H0V60*K*AAA* |  |  | EVD5X60M21A*+WALLCON | *80CSU0802120A* | 57000 | 18 | 9 | 63500 | 44500 | 70.08% | 2.08 | 0 | 9 |  |  |  | No | R-454B | 4.75 | Residential & Commercial | No
215683169 | Central HP <5.4 tons | DAY & NIGHT | HRCU-A-CB (Split System: Heat Pump with Remote Outdoor Unit-Air-Source) | C5H0V60*K*AAA* |  |  | EVD5X61M21A*+WALLCON | *97CTN0802120A* | 57000 | 18.5 | 9 | 64000 | 45000 | 70.31% | 2.08 | 0 | 9 |  |  |  | No | R-454B | 4.75 | Residential & Commercial | No
215681445 | Central HP <5.4 tons | HEIL | HRCU-A-CB (Split System: Heat Pump with Remote Outdoor Unit-Air-Source) | H5H0V48*K*AAA* |  |  | EA*5X61M21A*+WALLCON | *80CSU0401712B* | 46000 | 18 | 9 | 47500 | 33600 | 70.74% | 2.06 | 0 | 9.5 |  |  |  | No | R-454B | 3.8333 | Residential & Commercial | No
211389669 | Central HP <5.4 tons | CHAMPION HEATING AND COOLING | HRCU-A-CB (Split System: Heat Pump with Remote Outdoor Unit-Air-Source) | HMH72B341 |  |  | XAHB36DBCN1 | TM8Y080B12MP11 | 33000 | 17.5 | 8.1 | 32800 | 23000 | 70.12% | 2 | 0 | 9.5 |  |  |  | No | R-410A | 2.75 | Residential & Commercial | No
211390889 | Central HP <5.4 tons | COLEMAN | HRCU-A-CB (Split System: Heat Pump with Remote Outdoor Unit-Air-Source) | HMH72B341 |  |  | XAHB36DXXN1+TXV | TPLC060A12MP13 | 33400 | 16.5 | 8.1 | 33600 | 23800 | 70.83% | 2.02 | 0 | 9.5 |  |  |  | No | R-410A | 2.7833 | Residential & Commercial | No
211391291 | Central HP <5.4 tons | COLEMAN | HRCU-A-CB (Split System: Heat Pump with Remote Outdoor Unit-Air-Source) | HMH72B341 |  |  | XAHC30CXXN1+TXV | TMLE120C16MP11 | 32400 | 17.5 | 8.1 | 32400 | 22800 | 70.37% | 2 | 0 | 9.5 |  |  |  | No | R-410A | 2.7 | Residential & Commercial | No
215683085 | Central HP <5.4 tons | HEIL | HRCU-A-CB (Split System: Heat Pump with Remote Outdoor Unit-Air-Source) | H5H0V60*K*AAA* |  |  | EVD5X60M24A*+WALLCON | *97CTN0802120A* | 56500 | 18 | 9 | 63500 | 44500 | 70.08% | 2.08 | 0 | 9 |  |  |  | No | R-454B | 4.7083 | Residential & Commercial | No
215683185 | Central HP <5.4 tons | HEIL | HRCU-A-CB (Split System: Heat Pump with Remote Outdoor Unit-Air-Source) | H5H0V60*K*AAA* |  |  | EVD5X61M24A*+WALLCON | *96CTN0802120B* | 57500 | 18.5 | 9 | 64000 | 45000 | 70.31% | 2.08 | 0 | 9 |  |  |  | No | R-454B | 4.7917 | Residential & Commercial | No
215682585 | Central HP <5.4 tons | HEIL | HRCU-A-CB (Split System: Heat Pump with Remote Outdoor Unit-Air-Source) | H5H0V60*K*AAA* |  |  | EA*5X60M24A*+WALLCON | *80CSU0802120B* | 55500 | 18.5 | 8.5 | 58500 | 41000 | 70.09% | 2.04 | 0 | 9 |  |  |  | No | R-454B | 4.625 | Residential & Commercial | No
215682635 | Central HP <5.4 tons | HEIL | HRCU-A-CB (Split System: Heat Pump with Remote Outdoor Unit-Air-Source) | H5H0V60*K*AAA* |  |  | EA*5X61M21A*+WALLCON | *80CSU0401712B* | 55500 | 18 | 8.5 | 58500 | 41000 | 70.09% | 2.04 | 0 | 9 |  |  |  | No | R-454B | 4.625 | Residential & Commercial | No
215682685 | Central HP <5.4 tons | HEIL | HRCU-A-CB (Split System: Heat Pump with Remote Outdoor Unit-Air-Source) | H5H0V60*K*AAA* |  |  | EA*5X61M24A*+WALLCON | *97CTN0802120A* | 56000 | 18.5 | 9 | 60000 | 42000 | 70% | 2.02 | 0 | 9 |  |  |  | No | R-454B | 4.6667 | Residential & Commercial | No
215677105 | Central HP <5.4 tons | HEIL | HRCU-A-CB (Split System: Heat Pump with Remote Outdoor Unit-Air-Source) | H5H0V60*K*AAA* |  |  | EVM5X60M24A*+WALLCON | *80CTL0702120B* | 56000 | 18 | 9 | 63500 | 45000 | 70.87% | 2.06 | 0 | 9 |  |  |  | No | R-454B | 4.6667 | Residential & Commercial | No
215677056 | Central HP <5.4 tons | AIRQUEST | HRCU-A-CB (Split System: Heat Pump with Remote Outdoor Unit-Air-Source) | H5H0V60*K*AAA* |  |  | EVM5X60M21A*+WALLCON | *97CMN0802120B* | 56500 | 18 | 9 | 64000 | 45000 | 70.31% | 2.06 | 0 | 9 |  |  |  | No | R-454B | 4.7083 | Residential & Commercial | No
215677326 | Central HP <5.4 tons | AIRQUEST | HRCU-A-CB (Split System: Heat Pump with Remote Outdoor Unit-Air-Source) | H5H0V60*K*AAA* |  |  | EVD5X60M21A*+WALLCON | *80CSU1002120A* | 56500 | 18 | 9 | 64000 | 45000 | 70.31% | 2.08 | 0 | 9 |  |  |  | No | R-454B | 4.7083 | Residential & Commercial | No
215677905 | Central HP <5.4 tons | HEIL | HRCU-A-CB (Split System: Heat Pump with Remote Outdoor Unit-Air-Source) | H5H0V60*K*AAA* |  |  | EA*5X61M24A*+WALLCON | *80CSU1002120A* | 56000 | 18 | 9 | 60000 | 42000 | 70% | 2 | 0 | 9 |  |  |  | No | R-454B | 4.6667 | Residential & Commercial | No
215682915 | Central HP <5.4 tons | HEIL | HRCU-A-CB (Split System: Heat Pump with Remote Outdoor Unit-Air-Source) | H5H0V60*K*AAA* |  |  | EVM5X60M24A*+WALLCON | *97CTN1202422A* | 56500 | 18.5 | 9 | 63000 | 44500 | 70.63% | 2.1 | 0 | 9 |  |  |  | No | R-454B | 4.7083 | Residential & Commercial | No
215677885 | Central HP <5.4 tons | HEIL | HRCU-A-CB (Split System: Heat Pump with Remote Outdoor Unit-Air-Source) | H5H0V60*K*AAA* |  |  | EA*5X61M21A*+WALLCON | *80CTL0701716B* | 54500 | 18 | 8.5 | 58500 | 41500 | 70.94% | 1.92 | 0 | 9 |  |  |  | No | R-454B | 4.5417 | Residential & Commercial | No
215677015 | Central HP <5.4 tons | HEIL | HRCU-A-CB (Split System: Heat Pump with Remote Outdoor Unit-Air-Source) | H5H0V60*K*AAA* |  |  | EVM5X60M21A*+WALLCON | *80CTL1102120B* | 57000 | 18.5 | 9 | 63500 | 44500 | 70.08% | 2.08 | 0 | 9.5 |  |  |  | No | R-454B | 4.75 | Residential & Commercial | No
211393866 | Central HP <5.4 tons | COLEMAN | HRCU-A-CB (Split System: Heat Pump with Remote Outdoor Unit-Air-Source) | HMH72B341 |  |  | XAHD48FBCN1 | TM9Y100C16MP11 | 33200 | 15.5 | 8.1 | 32400 | 23600 | 72.84% | 2.02 | 0 | 9 |  |  |  | No | R-410A | 2.7667 | Residential & Commercial | No
211389839 | Central HP <5.4 tons | CHAMPION HEATING AND COOLING | HRCU-A-CB (Split System: Heat Pump with Remote Outdoor Unit-Air-Source) | HMH72B341 |  |  | XAHB30CXXN1+TXV | TM8Y060A12MP11 | 31800 | 17 | 8.1 | 32600 | 23000 | 70.55% | 1.98 | 0 | 9.5 |  |  |  | No | R-410A | 2.65 | Residential & Commercial | No
211389946 | Central HP <5.4 tons | CHAMPION HEATING AND COOLING | HRCU-A-CB (Split System: Heat Pump with Remote Outdoor Unit-Air-Source) | HMH72B341 |  |  | XAHC36DXXN1+TXV | TMLV100C16MP12 | 34000 | 17 | 8.1 | 34000 | 24600 | 72.35% | 2.08 | 0 | 9.5 |  |  |  | No | R-410A | 2.8333 | Residential & Commercial | No
211390055 | Central HP <5.4 tons | CHAMPION HEATING AND COOLING | HRCU-A-CB (Split System: Heat Pump with Remote Outdoor Unit-Air-Source) | HMH72B341 |  |  | XAHC36DBCN1 | TPLC100C16MP13 | 34000 | 17 | 8.1 | 34000 | 24600 | 72.35% | 2.08 | 0 | 9.5 |  |  |  | No | R-410A | 2.8333 | Residential & Commercial | No
211395138 | Central HP <5.4 tons | COLEMAN | HRCU-A-CB (Split System: Heat Pump with Remote Outdoor Unit-Air-Source) | HMH72B341 |  |  | XAHC48FBCN1 | TP9C080C16MP13 | 32800 | 16.5 | 8.5 | 31800 | 23200 | 72.96% | 2.02 | 0 | 9 |  |  |  | No | R-410A | 2.7333 | Residential & Commercial | No
211395424 | Central HP <5.4 tons | COLEMAN | HRCU-A-CB (Split System: Heat Pump with Remote Outdoor Unit-Air-Source) | HMH72B341 |  |  | XAFC48FBCN1 | CP9C080C16MP13 | 33400 | 16.5 | 8.5 | 32400 | 23600 | 72.84% | 2.06 | 0 | 9.5 |  |  |  | No | R-410A | 2.7833 | Residential & Commercial | No
211391800 | Central HP <5.4 tons | COLEMAN | HRCU-A-CB (Split System: Heat Pump with Remote Outdoor Unit-Air-Source) | HMH72B341 |  |  | XAFC30CXXN1+TXV | TMLE100B12MP11 | 32800 | 17.5 | 8.1 | 33400 | 23400 | 70.06% | 2.04 | 0 | 9.5 |  |  |  | No | R-410A | 2.7333 | Residential & Commercial | No
211391918 | Central HP <5.4 tons | COLEMAN | HRCU-A-CB (Split System: Heat Pump with Remote Outdoor Unit-Air-Source) | HMH72B341 |  |  | XAFB30CXXN1+TXV | TMLE100B12MP11 | 32800 | 17.5 | 8.1 | 33400 | 23400 | 70.06% | 2.04 | 0 | 9.5 |  |  |  | No | R-410A | 2.7333 | Residential & Commercial | No
211392722 | Central HP <5.4 tons | COLEMAN | HRCU-A-CB (Split System: Heat Pump with Remote Outdoor Unit-Air-Source) | HMH72B341 |  |  | XAUB30CXXN1+TXV | TMLE060A12MP11 | 32800 | 17.5 | 8.1 | 33400 | 23400 | 70.06% | 2.02 | 0 | 9.5 |  |  |  | No | R-410A | 2.7333 | Residential & Commercial | No
211394308 | Central HP <5.4 tons | COLEMAN | HRCU-A-CB (Split System: Heat Pump with Remote Outdoor Unit-Air-Source) | HMH72B341 |  |  | XAHD48FBCN1 | TP9C120D20MP13 | 33400 | 16.5 | 8.5 | 32000 | 23200 | 72.5% | 2.06 | 0 | 9.5 |  |  |  | No | R-410A | 2.7833 | Residential & Commercial | No
211394624 | Central HP <5.4 tons | COLEMAN | HRCU-A-CB (Split System: Heat Pump with Remote Outdoor Unit-Air-Source) | HMH72B341 |  |  | XAFC48FBCN1 | TM9V100C20MP12 | 34000 | 16.5 | 8.5 | 33000 | 24200 | 73.33% | 2.1 | 0 | 9 |  |  |  | No | R-410A | 2.8333 | Residential & Commercial | No
211396126 | Central HP <5.4 tons | COLEMAN | HRCU-A-CB (Split System: Heat Pump with Remote Outdoor Unit-Air-Source) | HMH72B341 |  |  | XAFD48FBCN1 | TM9E080C16MP12 | 34000 | 17 | 8.1 | 33400 | 24600 | 73.65% | 2.08 | 0 | 9 |  |  |  | No | R-410A | 2.8333 | Residential & Commercial | No
211397296 | Central HP <5.4 tons | COLEMAN | HRCU-A-CB (Split System: Heat Pump with Remote Outdoor Unit-Air-Source) | HMH72B341 |  |  | XAHD48FBCN1 | TM8V080C16MP12 | 33600 | 16 | 8.5 | 32400 | 23800 | 73.46% | 2.06 | 0 | 9 |  |  |  | No | R-410A | 2.8 | Residential & Commercial | No
211395106 | Central HP <5.4 tons | COLEMAN | HRCU-A-CB (Split System: Heat Pump with Remote Outdoor Unit-Air-Source) | HMH72B341 |  |  | XAHC48FXXN1+TXV | CP9C080C16MP13 | 32800 | 16.5 | 8.5 | 31800 | 23200 | 72.96% | 2.02 | 0 | 9 |  |  |  | No | R-410A | 2.7333 | Residential & Commercial | No
211395626 | Central HP <5.4 tons | COLEMAN | HRCU-A-CB (Split System: Heat Pump with Remote Outdoor Unit-Air-Source) | HMH72B341 |  |  | XAUC48FXXN1+TXV | TM9V080B12MP12 | 33400 | 16.5 | 8.5 | 32600 | 24000 | 73.62% | 2.06 | 0 | 9 |  |  |  | No | R-410A | 2.7833 | Residential & Commercial | No
211391202 | Central HP <5.4 tons | COLEMAN | HRCU-A-CB (Split System: Heat Pump with Remote Outdoor Unit-Air-Source) | HMH72B341 |  |  | XAUB30CXXN1+TXV | TPLC060A12MP13 | 32800 | 17.5 | 8.1 | 33400 | 23400 | 70.06% | 2.02 | 0 | 9.5 |  |  |  | No | R-410A | 2.7333 | Residential & Commercial | No
211395085 | Central HP <5.4 tons | COLEMAN | HRCU-A-CB (Split System: Heat Pump with Remote Outdoor Unit-Air-Source) | HMH72B341 |  |  | XAHC48FXXN1+TXV | TP9C080C16MP13 | 32800 | 16.5 | 8.5 | 31800 | 23200 | 72.96% | 2.02 | 0 | 9 |  |  |  | No | R-410A | 2.7333 | Residential & Commercial | No
211394735 | Central HP <5.4 tons | COLEMAN | HRCU-A-CB (Split System: Heat Pump with Remote Outdoor Unit-Air-Source) | HMH72B341 |  |  | XAHD48FBCN1 | TP9C100C16MP13 | 33000 | 16 | 8.5 | 31800 | 23200 | 72.96% | 2.04 | 0 | 9 |  |  |  | No | R-410A | 2.75 | Residential & Commercial | No
211395042 | Central HP <5.4 tons | COLEMAN | HRCU-A-CB (Split System: Heat Pump with Remote Outdoor Unit-Air-Source) | HMH72B341 |  |  | XAHD48FBCN1 | TP9C080C16MP13 | 32600 | 16 | 8.1 | 31800 | 23200 | 72.96% | 2.02 | 0 | 9 |  |  |  | No | R-410A | 2.7167 | Residential & Commercial | No
215682995 | Central HP <5.4 tons | HEIL | HRCU-A-CB (Split System: Heat Pump with Remote Outdoor Unit-Air-Source) | H5H0V60*K*AAA* |  |  | EVD5X60M21A*+WALLCON | *80CSU0401712B* | 56000 | 18 | 8.5 | 60500 | 43500 | 71.9% | 2.12 | 0 | 9.5 |  |  |  | No | R-454B | 4.6667 | Residential & Commercial | No
215674959 | Central HP <5.4 tons | HEIL | HRCU-A-CB (Split System: Heat Pump with Remote Outdoor Unit-Air-Source) | H5H0V48*K*AAA* |  |  | ESH5X48M12A*+WALLCON | *97CMN0602120B* | 44500 | 16 | 8.5 | 49500 | 34800 | 70.3% | 1.92 | 0 | 9 |  |  |  | No | R-454B | 3.7083 | Residential & Commercial | No
211388537 | Central HP <5.4 tons | CHAMPION HEATING AND COOLING | HRCU-A-CB (Split System: Heat Pump with Remote Outdoor Unit-Air-Source) | HMH72B341 |  |  | XAFB30CXXN1+TXV | TM9V040A10MP12 | 32000 | 16.5 | 8.1 | 33400 | 23400 | 70.06% | 2 | 0 | 9.5 |  |  |  | No | R-410A | 2.6667 | Residential & Commercial | No
211388605 | Central HP <5.4 tons | CHAMPION HEATING AND COOLING | HRCU-A-CB (Split System: Heat Pump with Remote Outdoor Unit-Air-Source) | HMH72B341 |  |  | XAHC30CXXN1+TXV | TM9E100C16MP12 | 32200 | 17.5 | 8.1 | 32400 | 22800 | 70.37% | 2 | 0 | 9.5 |  |  |  | No | R-410A | 2.6833 | Residential & Commercial | No
211389106 | Central HP <5.4 tons | CHAMPION HEATING AND COOLING | HRCU-A-CB (Split System: Heat Pump with Remote Outdoor Unit-Air-Source) | HMH72B341 |  |  | XAUB36DXXN1+TXV | TM9E060B12MP12 | 34000 | 17.5 | 8.1 | 34000 | 24200 | 71.18% | 2.04 | 0 | 9.5 |  |  |  | No | R-410A | 2.8333 | Residential & Commercial | No
211390125 | Central HP <5.4 tons | CHAMPION HEATING AND COOLING | HRCU-A-CB (Split System: Heat Pump with Remote Outdoor Unit-Air-Source) | HMH72B341 |  |  | XAHC30CXXN1+TXV | TPLC080C16MP13 | 32400 | 17 | 8.1 | 32400 | 22800 | 70.37% | 2 | 0 | 9.5 |  |  |  | No | R-410A | 2.7 | Residential & Commercial | No
211390443 | Central HP <5.4 tons | CHAMPION HEATING AND COOLING | HRCU-A-CB (Split System: Heat Pump with Remote Outdoor Unit-Air-Source) | HMH72B341 |  |  | XAHC36DBCN1 | TM8V080B12MP12 | 32800 | 16.5 | 8.1 | 32800 | 23200 | 70.73% | 1.98 | 0 | 9.5 |  |  |  | No | R-410A | 2.7333 | Residential & Commercial | No
211388437 | Central HP <5.4 tons | CHAMPION HEATING AND COOLING | HRCU-A-CB (Split System: Heat Pump with Remote Outdoor Unit-Air-Source) | HMH72B341 |  |  | XAUB30CXXN1+TXV | TM9V060B12MP12 | 32600 | 17 | 8.1 | 33600 | 23600 | 70.24% | 2.02 | 0 | 9.5 |  |  |  | No | R-410A | 2.7167 | Residential & Commercial | No
211388805 | Central HP <5.4 tons | CHAMPION HEATING AND COOLING | HRCU-A-CB (Split System: Heat Pump with Remote Outdoor Unit-Air-Source) | HMH72B341 |  |  | XAHB36DBCN1 | TM9E080B12MP12 | 33200 | 17 | 8.1 | 33200 | 23400 | 70.48% | 2 | 0 | 9.5 |  |  |  | No | R-410A | 2.7667 | Residential & Commercial | No
211389091 | Central HP <5.4 tons | CHAMPION HEATING AND COOLING | HRCU-A-CB (Split System: Heat Pump with Remote Outdoor Unit-Air-Source) | HMH72B341 |  |  | XAFB36DBCN1 | TM9E060B12MP12 | 34000 | 17.5 | 8.1 | 34000 | 24200 | 71.18% | 2.04 | 0 | 9.5 |  |  |  | No | R-410A | 2.8333 | Residential & Commercial | No
211398748 | Central HP <5.4 tons | CHAMPION HEATING AND COOLING | HRCU-A-CB (Split System: Heat Pump with Remote Outdoor Unit-Air-Source) | HMH72B341 |  |  | XAHD48FXXN1+TXV | TM8E080C16MP11 | 32800 | 16.5 | 8.5 | 31600 | 23000 | 72.78% | 2.02 | 0 | 9.5 |  |  |  | No | R-410A | 2.7333 | Residential & Commercial | No
211391614 | Central HP <5.4 tons | CHAMPION HEATING AND COOLING | HRCU-A-CB (Split System: Heat Pump with Remote Outdoor Unit-Air-Source) | HMH72B341 |  |  | XAHC36DBCN1 | TM8E100B12MP11 | 33400 | 17.5 | 8.1 | 33000 | 23400 | 70.91% | 2.02 | 0 | 9.5 |  |  |  | No | R-410A | 2.7833 | Residential & Commercial | No
211391728 | Central HP <5.4 tons | CHAMPION HEATING AND COOLING | HRCU-A-CB (Split System: Heat Pump with Remote Outdoor Unit-Air-Source) | HMH72B341 |  |  | XAHB30CXXN1+TXV | TMLE100B12MP11 | 32000 | 17 | 8.1 | 32800 | 23000 | 70.12% | 1.98 | 0 | 9.5 |  |  |  | No | R-410A | 2.6667 | Residential & Commercial | No
215681766 | Central HP <5.4 tons | AIRQUEST | HRCU-A-CB (Split System: Heat Pump with Remote Outdoor Unit-Air-Source) | H5H0V48*K*AAA* |  |  | EVM5X48M21A*+WALLCON | *80CSU0601716B* | 47000 | 18 | 9 | 50000 | 36400 | 72.8% | 2 | 0 | 9.5 |  |  |  | No | R-454B | 3.9167 | Residential & Commercial | No
215682116 | Central HP <5.4 tons | AIRQUEST | HRCU-A-CB (Split System: Heat Pump with Remote Outdoor Unit-Air-Source) | H5H0V48*K*AAA* |  |  | EVD5X48M21A*+WALLCON | *80CSU0601716B* | 47000 | 18 | 9 | 50000 | 36400 | 72.8% | 2 | 0 | 9.5 |  |  |  | No | R-454B | 3.9167 | Residential & Commercial | No
215676439 | Central HP <5.4 tons | DAY & NIGHT | HRCU-A-CB (Split System: Heat Pump with Remote Outdoor Unit-Air-Source) | C5H0V48*K*AAA* |  |  | EVD5X60M21A*+WALLCON | *80CTL0451712B* | 47500 | 18 | 9 | 50000 | 37600 | 75.2% | 1.98 | 0 | 9.5 |  |  |  | No | R-454B | 3.9583 | Residential & Commercial | No
215683136 | Central HP <5.4 tons | AIRQUEST | HRCU-A-CB (Split System: Heat Pump with Remote Outdoor Unit-Air-Source) | H5H0V60*K*AAA* |  |  | EVD5X61M21A*+WALLCON | *80CSU0601716B* | 56500 | 18 | 9 | 61000 | 43500 | 71.31% | 2.1 | 0 | 9.5 |  |  |  | No | R-454B | 4.7083 | Residential & Commercial | No
215677009 | Central HP <5.4 tons | DAY & NIGHT | HRCU-A-CB (Split System: Heat Pump with Remote Outdoor Unit-Air-Source) | C5H0V60*K*AAA* |  |  | EVM5X60M21A*+WALLCON | *80CTL0902120B* | 57000 | 18.5 | 9 | 63500 | 44500 | 70.08% | 2.08 | 0 | 9.5 |  |  |  | No | R-454B | 4.75 | Residential & Commercial | No
215677109 | Central HP <5.4 tons | DAY & NIGHT | HRCU-A-CB (Split System: Heat Pump with Remote Outdoor Unit-Air-Source) | C5H0V60*K*AAA* |  |  | EVM5X60M24A*+WALLCON | *80CTL0702120B* | 56000 | 18 | 9 | 63500 | 45000 | 70.87% | 2.06 | 0 | 9 |  |  |  | No | R-454B | 4.6667 | Residential & Commercial | No
215682149 | Central HP <5.4 tons | DAY & NIGHT | HRCU-A-CB (Split System: Heat Pump with Remote Outdoor Unit-Air-Source) | C5H0V48*K*AAA* |  |  | EVD5X48M21A*+WALLCON | *97CTN0801716A* | 46500 | 18 | 9 | 50000 | 37000 | 74% | 1.98 | 0 | 9.5 |  |  |  | No | R-454B | 3.875 | Residential & Commercial | No
215677809 | Central HP <5.4 tons | DAY & NIGHT | HRCU-A-CB (Split System: Heat Pump with Remote Outdoor Unit-Air-Source) | C5H0V60*K*AAA* |  |  | EA*5X60M24A*+WALLCON | *95CSU0802120B* | 54500 | 18 | 8.5 | 59500 | 42000 | 70.59% | 1.9 | 0 | 8.5 |  |  |  | No | R-454B | 4.5417 | Residential & Commercial | No
215677909 | Central HP <5.4 tons | DAY & NIGHT | HRCU-A-CB (Split System: Heat Pump with Remote Outdoor Unit-Air-Source) | C5H0V60*K*AAA* |  |  | EA*5X61M24A*+WALLCON | *80CSU1002120A* | 56000 | 18 | 9 | 60000 | 42000 | 70% | 2 | 0 | 9 |  |  |  | No | R-454B | 4.6667 | Residential & Commercial | No
215677229 | Central HP <5.4 tons | DAY & NIGHT | HRCU-A-CB (Split System: Heat Pump with Remote Outdoor Unit-Air-Source) | C5H0V60*K*AAA* |  |  | EVM5X61M24A*+WALLCON | *80CTL0702120B* | 57000 | 18.5 | 9 | 64000 | 45000 | 70.31% | 2.08 | 0 | 9 |  |  |  | No | R-454B | 4.75 | Residential & Commercial | No
215682855 | Central HP <5.4 tons | HEIL | HRCU-A-CB (Split System: Heat Pump with Remote Outdoor Unit-Air-Source) | H5H0V60*K*AAA* |  |  | EVM5X60M21A*+WALLCON | *97CTN1002122A* | 56500 | 18.5 | 9 | 64000 | 45000 | 70.31% | 2.08 | 0 | 9 |  |  |  | No | R-454B | 4.7083 | Residential & Commercial | No
211396177 | Central HP <5.4 tons | COLEMAN | HRCU-A-CB (Split System: Heat Pump with Remote Outdoor Unit-Air-Source) | HMH72B341 |  |  | XAUC48FXXN1+TXV | TM9E080C16MP12 | 34000 | 17 | 8.1 | 33400 | 24600 | 73.65% | 2.08 | 0 | 9 |  |  |  | No | R-410A | 2.8333 | Residential & Commercial | No
211396511 | Central HP <5.4 tons | COLEMAN | HRCU-A-CB (Split System: Heat Pump with Remote Outdoor Unit-Air-Source) | HMH72B341 |  |  | XAHC48FXXN1+TXV | TM8Y120C20MP11 | 33800 | 16.5 | 8.5 | 32400 | 23800 | 73.46% | 2.06 | 0 | 9 |  |  |  | No | R-410A | 2.8167 | Residential & Commercial | No
211396745 | Central HP <5.4 tons | COLEMAN | HRCU-A-CB (Split System: Heat Pump with Remote Outdoor Unit-Air-Source) | HMH72B341 |  |  | XAHD48FBCN1 | TM8Y100C16MP11 | 33600 | 17 | 8.1 | 32600 | 24000 | 73.62% | 2.04 | 0 | 9 |  |  |  | No | R-410A | 2.8 | Residential & Commercial | No
215679885 | Central HP <5.4 tons | HEIL | HRCU-A-CB (Split System: Heat Pump with Remote Outdoor Unit-Air-Source) | H5H0V36*K*AAA* |  |  | ESH5X48M12A*+WALLCON | *80CSU0601716B* | 34200 | 17 | 8.5 | 35400 | 25200 | 71.19% | 1.9 | 0 | 9.5 |  |  |  | No | R-454B | 2.85 | Residential & Commercial | No
211227388 | Central HP <5.4 tons | AIRQUEST | HRCU-A-CB (Split System: Heat Pump with Remote Outdoor Unit-Air-Source) | DLCURAH36ABK |  |  | EA*4X42L21A* | *80VSL0701716A* | 35200 | 16 | 8.1 | 38500 | 35000 | 90.91% | 1.86 | 0 | 9.5 |  |  |  | No | R-410A | 2.9333 | Residential & Commercial | No
211227406 | Central HP <5.4 tons | AIRQUEST | HRCU-A-CB (Split System: Heat Pump with Remote Outdoor Unit-Air-Source) | DLCURAH36ABK |  |  | EA*4X42L21A* | *80VSL0902120A* | 35000 | 16 | 8.1 | 38500 | 35000 | 90.91% | 1.86 | 0 | 9.5 |  |  |  | No | R-410A | 2.9167 | Residential & Commercial | No
211227472 | Central HP <5.4 tons | AIRQUEST | HRCU-A-CB (Split System: Heat Pump with Remote Outdoor Unit-Air-Source) | DLCURAH36ABK |  |  | EA*4X42L21A* | *80VTL0902120A* | 35000 | 16 | 8.1 | 38500 | 35000 | 90.91% | 1.86 | 0 | 9.5 |  |  |  | No | R-410A | 2.9167 | Residential & Commercial | No
215681755 | Central HP <5.4 tons | HEIL | HRCU-A-CB (Split System: Heat Pump with Remote Outdoor Unit-Air-Source) | H5H0V48*K*AAA* |  |  | EVM5X48M21A*+WALLCON | *80CSU0401712B* | 47000 | 18 | 9 | 50000 | 36400 | 72.8% | 2 | 0 | 9.5 |  |  |  | No | R-454B | 3.9167 | Residential & Commercial | No
215677959 | Central HP <5.4 tons | DAY & NIGHT | HRCU-A-CB (Split System: Heat Pump with Remote Outdoor Unit-Air-Source) | C5H0V60*K*AAA* |  |  | EA*5X61M24A*+WALLCON | *95CSU0802120B* | 56000 | 18 | 8.5 | 60000 | 42000 | 70% | 2.02 | 0 | 8.5 |  |  |  | No | R-454B | 4.6667 | Residential & Commercial | No
215678059 | Central HP <5.4 tons | DAY & NIGHT | HRCU-A-CB (Split System: Heat Pump with Remote Outdoor Unit-Air-Source) | C5H0V60*K*AAA* |  |  | ESH5X60M12A*+WALLCON | *80CTL0701716B* | 54000 | 16.5 | 8.5 | 59000 | 41500 | 70.34% | 1.9 | 0 | 9 |  |  |  | No | R-454B | 4.5 | Residential & Commercial | No
215678159 | Central HP <5.4 tons | DAY & NIGHT | HRCU-A-CB (Split System: Heat Pump with Remote Outdoor Unit-Air-Source) | C5H0V60*K*AAA* |  |  | ESH5X60M12A*+WALLCON | *97CMN1202422B* | 55500 | 17 | 8.5 | 60000 | 42000 | 70% | 1.9 | 0 | 8.5 |  |  |  | No | R-454B | 4.625 | Residential & Commercial | No
213069317 | Central HP <5.4 tons | ACIQ | HRCU-A-CB (Split System: Heat Pump with Remote Outdoor Unit-Air-Source) | DLCURAH36ABK |  |  | EA*4X42L21A* | *80ES(N,L)0702116A* | 35200 | 16 | 8.1 | 38500 | 35000 | 90.91% | 1.88 | 0 | 9.5 |  |  |  | No | R-410A | 2.9333 | Residential & Commercial | No
215681675 | Central HP <5.4 tons | HEIL | HRCU-A-CB (Split System: Heat Pump with Remote Outdoor Unit-Air-Source) | H5H0V48*K*AAA* |  |  | ESH5X60M12A*+WALLCON | *80CSU0401712B* | 45500 | 16.5 | 8.5 | 48000 | 33800 | 70.42% | 2.08 | 0 | 9.5 |  |  |  | No | R-454B | 3.7917 | Residential & Commercial | No
215681725 | Central HP <5.4 tons | HEIL | HRCU-A-CB (Split System: Heat Pump with Remote Outdoor Unit-Air-Source) | H5H0V48*K*AAA* |  |  | ESH5X60M12A*+WALLCON | *97CTN0802120A* | 45500 | 16.5 | 8.5 | 48000 | 33800 | 70.42% | 2.06 | 0 | 9.5 |  |  |  | No | R-454B | 3.7917 | Residential & Commercial | No
213069156 | Central HP <5.4 tons | ACIQ | HRCU-A-CB (Split System: Heat Pump with Remote Outdoor Unit-Air-Source) | DLCURAH30ABK |  |  | EA*4X36L21A* | *92ESN0801716A* | 29600 | 15.2 | 8.1 | 33800 | 27800 | 82.25% | 1.76 | 0 | 9 |  |  |  | No | R-410A | 2.4667 | Residential & Commercial | No
213069208 | Central HP <5.4 tons | ACIQ | HRCU-A-CB (Split System: Heat Pump with Remote Outdoor Unit-Air-Source) | DLCURAH30ABK |  |  | EA*4X37L21A* | *92ESN0802120A* | 31200 | 15.2 | 8.5 | 33400 | 26000 | 77.84% | 1.88 | 0 | 9 |  |  |  | No | R-410A | 2.6 | Residential & Commercial | No
213073368 | Central HP <5.4 tons | ACIQ | HRCU-A-CB (Split System: Heat Pump with Remote Outdoor Unit-Air-Source) | DLCURAH30ABK |  |  | EA*4X42L21A* | *92ESN0801716A* | 29600 | 15.2 | 8.1 | 33800 | 27400 | 81.07% | 1.78 | 0 | 9 |  |  |  | No | R-410A | 2.4667 | Residential & Commercial | No
215679369 | Central HP <5.4 tons | DAY & NIGHT | HRCU-A-CB (Split System: Heat Pump with Remote Outdoor Unit-Air-Source) | C5H0V36*K*AAA* |  |  | EA*5X42M21A*+WALLCON | *80CSU0601716B* | 33200 | 17.5 | 8.5 | 35800 | 25600 | 71.51% | 1.84 | 0 | 9.5 |  |  |  | No | R-454B | 2.7667 | Residential & Commercial | No
211397212 | Central HP <5.4 tons | COLEMAN | HRCU-A-CB (Split System: Heat Pump with Remote Outdoor Unit-Air-Source) | HMH72B341 |  |  | XAHD48FXXN1+TXV | TM8V080C16MP12 | 33600 | 16 | 8.5 | 32400 | 23800 | 73.46% | 2.06 | 0 | 9 |  |  |  | No | R-410A | 2.8 | Residential & Commercial | No
211397945 | Central HP <5.4 tons | CHAMPION HEATING AND COOLING | HRCU-A-CB (Split System: Heat Pump with Remote Outdoor Unit-Air-Source) | HMH72B341 |  |  | XAHC48FXXN1+TXV | TM8V080B12MP12 | 32400 | 16 | 8.1 | 32000 | 23600 | 73.75% | 1.98 | 0 | 8.5 |  |  |  | No | R-410A | 2.7 | Residential & Commercial | No
211398182 | Central HP <5.4 tons | CHAMPION HEATING AND COOLING | HRCU-A-CB (Split System: Heat Pump with Remote Outdoor Unit-Air-Source) | HMH72B341 |  |  | XAHC48FBCN1 | TM8E120C16MP11 | 33000 | 17 | 8.5 | 31600 | 23200 | 73.42% | 2.04 | 0 | 9.5 |  |  |  | No | R-410A | 2.75 | Residential & Commercial | No
211397412 | Central HP <5.4 tons | CHAMPION HEATING AND COOLING | HRCU-A-CB (Split System: Heat Pump with Remote Outdoor Unit-Air-Source) | HMH72B341 |  |  | XAHC48FXXN1+TXV | TPLC080C16MP13 | 33600 | 16.5 | 8.5 | 32400 | 23800 | 73.46% | 2.06 | 0 | 9 |  |  |  | No | R-410A | 2.8 | Residential & Commercial | No
211397645 | Central HP <5.4 tons | CHAMPION HEATING AND COOLING | HRCU-A-CB (Split System: Heat Pump with Remote Outdoor Unit-Air-Source) | HMH72B341 |  |  | XAFD48FBCN1 | TMLV100C16MP12 | 34000 | 16.5 | 8.5 | 33000 | 24400 | 73.94% | 2.1 | 0 | 9 |  |  |  | No | R-410A | 2.8333 | Residential & Commercial | No
212983129 | Central HP <5.4 tons | CARRIER | HRCU-A-CB (Split System: Heat Pump with Remote Outdoor Unit-Air-Source) | 38MURAQ24AB3* |  |  | CAP**2417AL* | 59SC2E040M17**12 | 23200 | 15.5 | 8.5 | 27000 | 26600 | 98.52% | 2.24 | 0 | 9.5 |  |  |  | No | R-410A | 1.9333 | Residential & Commercial | No
215683105 | Central HP <5.4 tons | HEIL | HRCU-A-CB (Split System: Heat Pump with Remote Outdoor Unit-Air-Source) | H5H0V60*K*AAA* |  |  | EVD5X60M24A*+WALLCON | *97CTN1202422A* | 56500 | 18.5 | 9 | 63000 | 44500 | 70.63% | 2.1 | 0 | 9 |  |  |  | No | R-454B | 4.7083 | Residential & Commercial | No
215682575 | Central HP <5.4 tons | HEIL | HRCU-A-CB (Split System: Heat Pump with Remote Outdoor Unit-Air-Source) | H5H0V60*K*AAA* |  |  | EA*5X60M24A*+WALLCON | *96CTN0802120B* | 54500 | 18.5 | 9 | 59500 | 42000 | 70.59% | 1.9 | 0 | 8.5 |  |  |  | No | R-454B | 4.5417 | Residential & Commercial | No
215681599 | Central HP <5.4 tons | DAY & NIGHT | HRCU-A-CB (Split System: Heat Pump with Remote Outdoor Unit-Air-Source) | C5H0V48*K*AAA* |  |  | ESH5X48M12A*+WALLCON | *80CSU0601716B* | 45000 | 16 | 8.5 | 49000 | 34400 | 70.2% | 2.04 | 0 | 9 |  |  |  | No | R-454B | 3.75 | Residential & Commercial | No
213069168 | Central HP <5.4 tons | ACIQ | HRCU-A-CB (Split System: Heat Pump with Remote Outdoor Unit-Air-Source) | DLCURAH30ABK |  |  | EA*4X36L21A* | *96VTN1002122A* | 29600 | 15.2 | 8.1 | 33800 | 27800 | 82.25% | 1.76 | 0 | 9 |  |  |  | No | R-410A | 2.4667 | Residential & Commercial | No
215667273 | Central HP <5.4 tons | AIRQUEST | HRCU-A-CB (Split System: Heat Pump with Remote Outdoor Unit-Air-Source) | H5H0V24*K*AAA* |  |  | EA*5X25M17A*+WALLCON | *96CTN0401410B* | 23400 | 16 | 9 | 24000 | 16800 | 70% | 1.98 | 0 | 9.5 |  |  |  | No | R-454B | 1.95 | Residential & Commercial | No
213069337 | Central HP <5.4 tons | ACIQ | HRCU-A-CB (Split System: Heat Pump with Remote Outdoor Unit-Air-Source) | DLCURAH36ABK |  |  | EA*4X42L21A* | *95ESN0601714A* | 35000 | 15.5 | 8.1 | 38500 | 35000 | 90.91% | 1.86 | 0 | 9.5 |  |  |  | No | R-410A | 2.9167 | Residential & Commercial | No
213069351 | Central HP <5.4 tons | ACIQ | HRCU-A-CB (Split System: Heat Pump with Remote Outdoor Unit-Air-Source) | DLCURAH36ABK |  |  | EA*4X42L21A* | *96VTN1002120A* | 35800 | 15.5 | 8.1 | 39500 | 35200 | 89.11% | 1.9 | 0 | 9.5 |  |  |  | No | R-410A | 2.9833 | Residential & Commercial | No
215679899 | Central HP <5.4 tons | DAY & NIGHT | HRCU-A-CB (Split System: Heat Pump with Remote Outdoor Unit-Air-Source) | C5H0V36*K*AAA* |  |  | ESH5X48M12A*+WALLCON | *97CTN0601716A* | 33800 | 16 | 8.5 | 35600 | 25600 | 71.91% | 1.78 | 0 | 9 |  |  |  | No | R-454B | 2.8167 | Residential & Commercial | No
215679249 | Central HP <5.4 tons | DAY & NIGHT | HRCU-A-CB (Split System: Heat Pump with Remote Outdoor Unit-Air-Source) | C5H0V36*K*AAA* |  |  | EA*5X37M17A*+WALLCON | *80CSU0601716B* | 34000 | 17 | 9 | 35600 | 25400 | 71.35% | 1.86 | 0 | 9.5 |  |  |  | No | R-454B | 2.8333 | Residential & Commercial | No
215679719 | Central HP <5.4 tons | DAY & NIGHT | HRCU-A-CB (Split System: Heat Pump with Remote Outdoor Unit-Air-Source) | C5H0V36*K*AAA* |  |  | ESH5X36M12A*+WALLCON | *80CSU0401712B* | 33800 | 16 | 8.5 | 35600 | 25400 | 71.35% | 1.78 | 0 | 9.5 |  |  |  | No | R-454B | 2.8167 | Residential & Commercial | No
215677579 | Central HP <5.4 tons | DAY & NIGHT | HRCU-A-CB (Split System: Heat Pump with Remote Outdoor Unit-Air-Source) | C5H0V60*K*AAA* |  |  | EVD5X61M21A*+WALLCON | *80CTL0701716B* | 55500 | 18 | 9 | 60500 | 43500 | 71.9% | 2.1 | 0 | 9.5 |  |  |  | No | R-454B | 4.625 | Residential & Commercial | No
215677979 | Central HP <5.4 tons | DAY & NIGHT | HRCU-A-CB (Split System: Heat Pump with Remote Outdoor Unit-Air-Source) | C5H0V60*K*AAA* |  |  | EA*5X61M24A*+WALLCON | *97CMN0602120B* | 55000 | 17.5 | 8.5 | 61000 | 43000 | 70.49% | 1.88 | 0 | 8 |  |  |  | No | R-454B | 4.5833 | Residential & Commercial | No
215682645 | Central HP <5.4 tons | HEIL | HRCU-A-CB (Split System: Heat Pump with Remote Outdoor Unit-Air-Source) | H5H0V60*K*AAA* |  |  | EA*5X61M21A*+WALLCON | *80CSU0601716B* | 55500 | 18 | 8.5 | 58500 | 41000 | 70.09% | 2.04 | 0 | 9 |  |  |  | No | R-454B | 4.625 | Residential & Commercial | No
215682895 | Central HP <5.4 tons | HEIL | HRCU-A-CB (Split System: Heat Pump with Remote Outdoor Unit-Air-Source) | H5H0V60*K*AAA* |  |  | EVM5X60M24A*+WALLCON | *97CTN0802120A* | 56500 | 18 | 9 | 63500 | 44500 | 70.08% | 2.08 | 0 | 9 |  |  |  | No | R-454B | 4.7083 | Residential & Commercial | No
215682595 | Central HP <5.4 tons | HEIL | HRCU-A-CB (Split System: Heat Pump with Remote Outdoor Unit-Air-Source) | H5H0V60*K*AAA* |  |  | EA*5X60M24A*+WALLCON | *80CSU1002120B* | 55000 | 18 | 8.5 | 59000 | 41500 | 70.34% | 2.02 | 0 | 9 |  |  |  | No | R-454B | 4.5833 | Residential & Commercial | No
215679269 | Central HP <5.4 tons | DAY & NIGHT | HRCU-A-CB (Split System: Heat Pump with Remote Outdoor Unit-Air-Source) | C5H0V36*K*AAA* |  |  | EA*5X37M17A*+WALLCON | *97CTN0801716A* | 33800 | 17.5 | 9 | 35800 | 25600 | 71.51% | 1.86 | 0 | 9.5 |  |  |  | No | R-454B | 2.8167 | Residential & Commercial | No
215668608 | Central HP <5.4 tons | DAY & NIGHT | HRCU-A-CB (Split System: Heat Pump with Remote Outdoor Unit-Air-Source) | C5H0V36*K*AAA* |  |  | EA*5X37M17A*+WALLCON | *96CTN0401410B* | 32600 | 16 | 8.5 | 36200 | 25600 | 70.72% | 1.76 | 0 | 9.5 |  |  |  | No | R-454B | 2.7167 | Residential & Commercial | No
215678049 | Central HP <5.4 tons | DAY & NIGHT | HRCU-A-CB (Split System: Heat Pump with Remote Outdoor Unit-Air-Source) | C5H0V60*K*AAA* |  |  | ESH5X60M12A*+WALLCON | *80CSU1002120A* | 55500 | 17 | 8.5 | 60000 | 42000 | 70% | 1.9 | 0 | 8.5 |  |  |  | No | R-454B | 4.625 | Residential & Commercial | No
212972459 | Central HP <5.4 tons | BRYANT HEATING AND COOLING SYSTEMS | HRCU-A-CB (Split System: Heat Pump with Remote Outdoor Unit-Air-Source) | 38MURAQ30AB3* |  |  | CAP**4221AL* | 82*TB66110V21*** | 29800 | 15.2 | 8.1 | 34200 | 27600 | 80.7% | 1.8 | 0 | 9 |  |  |  | No | R-410A | 2.4833 | Residential & Commercial | No
211240740 | Central HP <5.4 tons | BRYANT HEATING AND COOLING SYSTEMS | HRCU-A-CB (Split System: Heat Pump with Remote Outdoor Unit-Air-Source) | 38MURAQ24AB3* |  |  | CAP**2417AL* | 912SD36040E17*** | 23400 | 15.5 | 8.5 | 26800 | 24800 | 92.54% | 2.04 | 0 | 9.5 |  |  |  | No | R-410A | 1.95 | Residential & Commercial | No
215668808 | Central HP <5.4 tons | DAY & NIGHT | HRCU-A-CB (Split System: Heat Pump with Remote Outdoor Unit-Air-Source) | C5H0V36*K*AAA* |  |  | EA*5X42M21A*+WALLCON | *80CSU1002120A* | 33000 | 17.5 | 8.5 | 35800 | 25600 | 71.51% | 1.86 | 0 | 9.5 |  |  |  | No | R-454B | 2.75 | Residential & Commercial | No
215668597 | Central HP <5.4 tons | AIRQUEST | HRCU-A-CB (Split System: Heat Pump with Remote Outdoor Unit-Air-Source) | H5H0V36*K*AAA* |  |  | EA*5X37M17A*+WALLCON | *97CMN0801714B* | 33800 | 17.5 | 9 | 35800 | 25600 | 71.51% | 1.86 | 0 | 9.5 |  |  |  | No | R-454B | 2.8167 | Residential & Commercial | No
215668765 | Central HP <5.4 tons | AIRQUEST | HRCU-A-CB (Split System: Heat Pump with Remote Outdoor Unit-Air-Source) | H5H0V36*K*AAA* |  |  | EA*5X37M21A*+WALLCON | *96CTN0601714B* | 34200 | 17.5 | 9 | 35400 | 25400 | 71.75% | 1.88 | 0 | 9.5 |  |  |  | No | R-454B | 2.85 | Residential & Commercial | No
215389776 | Central HP <5.4 tons | HEIL | HRCU-A-CB (Split System: Heat Pump with Remote Outdoor Unit-Air-Source) | DLCURAH36ABK |  |  | EA*4X36L17A* | *96VTN0601716B* | 34800 | 15.2 | 8.1 | 38500 | 35200 | 91.43% | 1.8 | 0 | 9.5 |  |  |  | No | R-410A | 2.9 | Residential & Commercial | No
216410791 | Central HP <5.4 tons | YORK | HRCU-A-CB (Split System: Heat Pump with Remote Outdoor Unit-Air-Source) | HMH72B361 |  |  | XAFC36DBCN1 | Y92E080C16SMPS1 | 35000 | 17 | 8.5 | 34600 | 25200 | 72.83% | 2.06 | 0 | 8.5 |  |  |  | No | R-410A | 2.9167 | Residential & Commercial | No
216410792 | Central HP <5.4 tons | YORK | HRCU-A-CB (Split System: Heat Pump with Remote Outdoor Unit-Air-Source) | HMH72B361 |  |  | XAFC36DBCN1 | Y92E100C16SMPS1 | 35000 | 17.5 | 8.5 | 34600 | 24800 | 71.68% | 2.06 | 0 | 8.5 |  |  |  | No | R-410A | 2.9167 | Residential & Commercial | No
215681629 | Central HP <5.4 tons | DAY & NIGHT | HRCU-A-CB (Split System: Heat Pump with Remote Outdoor Unit-Air-Source) | C5H0V48*K*AAA* |  |  | ESH5X48M12A*+WALLCON | *97CTN0801716A* | 44500 | 16 | 8.5 | 49500 | 34800 | 70.3% | 1.92 | 0 | 9 |  |  |  | No | R-454B | 3.7083 | Residential & Commercial | No
215668725 | Central HP <5.4 tons | AIRQUEST | HRCU-A-CB (Split System: Heat Pump with Remote Outdoor Unit-Air-Source) | H5H0V36*K*AAA* |  |  | EA*5X37M21A*+WALLCON | *97CMN0601714B* | 34200 | 17.5 | 9 | 35600 | 25400 | 71.35% | 1.88 | 0 | 9.5 |  |  |  | No | R-454B | 2.85 | Residential & Commercial | No
211388522 | Central HP <5.4 tons | CHAMPION HEATING AND COOLING | HRCU-A-CB (Split System: Heat Pump with Remote Outdoor Unit-Air-Source) | HMH72B341 |  |  | XAUB36DXXN1+TXV | TM9V040A10MP12 | 33200 | 17 | 8.1 | 33200 | 23400 | 70.48% | 2 | 0 | 9.5 |  |  |  | No | R-410A | 2.7667 | Residential & Commercial | No
211388820 | Central HP <5.4 tons | CHAMPION HEATING AND COOLING | HRCU-A-CB (Split System: Heat Pump with Remote Outdoor Unit-Air-Source) | HMH72B341 |  |  | XAHB30CXXN1+TXV | TM9E080B12MP12 | 32000 | 16.5 | 8.1 | 32800 | 23000 | 70.12% | 1.98 | 0 | 9.5 |  |  |  | No | R-410A | 2.6667 | Residential & Commercial | No
211389458 | Central HP <5.4 tons | CHAMPION HEATING AND COOLING | HRCU-A-CB (Split System: Heat Pump with Remote Outdoor Unit-Air-Source) | HMH72B341 |  |  | XAHC36DXXN1+TXV | TM8Y080C16MP11 | 34000 | 18 | 8.1 | 34000 | 24400 | 71.76% | 2.06 | 0 | 9.5 |  |  |  | No | R-410A | 2.8333 | Residential & Commercial | No
211389625 | Central HP <5.4 tons | CHAMPION HEATING AND COOLING | HRCU-A-CB (Split System: Heat Pump with Remote Outdoor Unit-Air-Source) | HMH72B341 |  |  | XAHC36DBCN1 | TM8Y080B12MP11 | 33200 | 17.5 | 8.1 | 32800 | 23200 | 70.73% | 2.02 | 0 | 9.5 |  |  |  | No | R-410A | 2.7667 | Residential & Commercial | No
211389639 | Central HP <5.4 tons | CHAMPION HEATING AND COOLING | HRCU-A-CB (Split System: Heat Pump with Remote Outdoor Unit-Air-Source) | HMH72B341 |  |  | XAHC30CXXN1+TXV | TM8Y080B12MP11 | 32000 | 17.5 | 8.1 | 32400 | 22800 | 70.37% | 1.98 | 0 | 9.5 |  |  |  | No | R-410A | 2.6667 | Residential & Commercial | No
211390476 | Central HP <5.4 tons | CHAMPION HEATING AND COOLING | HRCU-A-CB (Split System: Heat Pump with Remote Outdoor Unit-Air-Source) | HMH72B341 |  |  | XAHC30CXXN1+TXV | TM8V080B12MP12 | 31800 | 16.5 | 8.1 | 33000 | 23200 | 70.3% | 1.96 | 0 | 9 |  |  |  | No | R-410A | 2.65 | Residential & Commercial | No
211390508 | Central HP <5.4 tons | CHAMPION HEATING AND COOLING | HRCU-A-CB (Split System: Heat Pump with Remote Outdoor Unit-Air-Source) | HMH72B341 |  |  | XAHB36DXXN1+TXV | TM8V080B12MP12 | 32800 | 16.5 | 8.1 | 33000 | 23400 | 70.91% | 1.98 | 0 | 9.5 |  |  |  | No | R-410A | 2.7333 | Residential & Commercial | No
211391196 | Central HP <5.4 tons | CHAMPION HEATING AND COOLING | HRCU-A-CB (Split System: Heat Pump with Remote Outdoor Unit-Air-Source) | HMH72B341 |  |  | XAUB30CXXN1+TXV | TMLV060A12MP12 | 32800 | 17.5 | 8.1 | 33400 | 23400 | 70.06% | 2.02 | 0 | 9.5 |  |  |  | No | R-410A | 2.7333 | Residential & Commercial | No
212976442 | Central HP <5.4 tons | BRYANT HEATING AND COOLING SYSTEMS | HRCU-A-CB (Split System: Heat Pump with Remote Outdoor Unit-Air-Source) | 38MURAQ30AB3* |  |  | CAP**3721AL* | 926TC60080V21*** | 30400 | 15.2 | 8.5 | 33400 | 26400 | 79.04% | 1.86 | 0 | 9 |  |  |  | No | R-410A | 2.5333 | Residential & Commercial | No
212977039 | Central HP <5.4 tons | BRYANT HEATING AND COOLING SYSTEMS | HRCU-A-CB (Split System: Heat Pump with Remote Outdoor Unit-Air-Source) | 38MURAQ30AB3* |  |  | CAP**4224AL* | 926TC66100V21*** | 30000 | 15.2 | 8.1 | 34200 | 27600 | 80.7% | 1.8 | 0 | 9 |  |  |  | No | R-410A | 2.5 | Residential & Commercial | No
212979448 | Central HP <5.4 tons | HEIL | HRCU-A-CB (Split System: Heat Pump with Remote Outdoor Unit-Air-Source) | DLCURAH30ABK |  |  | EA*4X42L21A* | *80MS(N,L)0702116A* | 29800 | 15.2 | 8.1 | 34200 | 27600 | 80.7% | 1.8 | 0 | 9 |  |  |  | No | R-410A | 2.4833 | Residential & Commercial | No
211392701 | Central HP <5.4 tons | CHAMPION HEATING AND COOLING | HRCU-A-CB (Split System: Heat Pump with Remote Outdoor Unit-Air-Source) | HMH72B341 |  |  | XAFB30CXXN1+TXV | TMLE060A12MP11 | 32800 | 17.5 | 8.1 | 33400 | 23400 | 70.06% | 2.02 | 0 | 9.5 |  |  |  | No | R-410A | 2.7333 | Residential & Commercial | No
211393066 | Central HP <5.4 tons | CHAMPION HEATING AND COOLING | HRCU-A-CB (Split System: Heat Pump with Remote Outdoor Unit-Air-Source) | HMH72B341 |  |  | XAHC36DXXN1+TXV | TL9E080C16UH11 | 34000 | 17 | 8.1 | 33800 | 24000 | 71.01% | 2.06 | 0 | 9.5 |  |  |  | No | R-410A | 2.8333 | Residential & Commercial | No
211393284 | Central HP <5.4 tons | CHAMPION HEATING AND COOLING | HRCU-A-CB (Split System: Heat Pump with Remote Outdoor Unit-Air-Source) | HMH72B341 |  |  | XAFB30CXXN1+TXV | TL9E060B12UH11 | 32600 | 17.5 | 8.1 | 33600 | 23600 | 70.24% | 2 | 0 | 9.5 |  |  |  | No | R-410A | 2.7167 | Residential & Commercial | No
215675195 | Central HP <5.4 tons | HEIL | HRCU-A-CB (Split System: Heat Pump with Remote Outdoor Unit-Air-Source) | H5H0V48*K*AAA* |  |  | ESH5X60M12A*+WALLCON | *80CTL0901716B* | 45500 | 16.5 | 8.5 | 48000 | 34000 | 70.83% | 2.06 | 0 | 9.5 |  |  |  | No | R-454B | 3.7917 | Residential & Commercial | No
215682845 | Central HP <5.4 tons | HEIL | HRCU-A-CB (Split System: Heat Pump with Remote Outdoor Unit-Air-Source) | H5H0V60*K*AAA* |  |  | EVM5X60M21A*+WALLCON | *97CTN0802120A* | 56500 | 18 | 9 | 64000 | 45000 | 70.31% | 2.06 | 0 | 9 |  |  |  | No | R-454B | 4.7083 | Residential & Commercial | No
215683095 | Central HP <5.4 tons | HEIL | HRCU-A-CB (Split System: Heat Pump with Remote Outdoor Unit-Air-Source) | H5H0V60*K*AAA* |  |  | EVD5X60M24A*+WALLCON | *97CTN1002122A* | 56500 | 18.5 | 9 | 63000 | 44500 | 70.63% | 2.08 | 0 | 9 |  |  |  | No | R-454B | 4.7083 | Residential & Commercial | No
211393583 | Central HP <5.4 tons | CHAMPION HEATING AND COOLING | HRCU-A-CB (Split System: Heat Pump with Remote Outdoor Unit-Air-Source) | HMH72B341 |  |  | XAFB30CXXN1+TXV | TL8E060A12UH11 | 32800 | 18 | 8.1 | 33400 | 23400 | 70.06% | 2.02 | 0 | 9.5 |  |  |  | No | R-410A | 2.7333 | Residential & Commercial | No
211393785 | Central HP <5.4 tons | CHAMPION HEATING AND COOLING | HRCU-A-CB (Split System: Heat Pump with Remote Outdoor Unit-Air-Source) | HMH72B341 |  |  | XAFA30DXXN1+TXV | TL8E060A12UH11 | 33800 | 18 | 8.1 | 33800 | 23800 | 70.41% | 2.04 | 0 | 9.5 |  |  |  | No | R-410A | 2.8167 | Residential & Commercial | No
211393920 | Central HP <5.4 tons | CHAMPION HEATING AND COOLING | HRCU-A-CB (Split System: Heat Pump with Remote Outdoor Unit-Air-Source) | HMH72B341 |  |  | XAFD48FXXN1+TXV | TM9Y100C16MP11 | 33400 | 17 | 8.5 | 32400 | 23600 | 72.84% | 2.06 | 0 | 9.5 |  |  |  | No | R-410A | 2.7833 | Residential & Commercial | No
211394871 | Central HP <5.4 tons | CHAMPION HEATING AND COOLING | HRCU-A-CB (Split System: Heat Pump with Remote Outdoor Unit-Air-Source) | HMH72B341 |  |  | XAFD48FBCN1 | TM9V100C16MP12 | 33800 | 16.5 | 8.5 | 32400 | 23600 | 72.84% | 2.08 | 0 | 9.5 |  |  |  | No | R-410A | 2.8167 | Residential & Commercial | No
211394141 | Central HP <5.4 tons | CHAMPION HEATING AND COOLING | HRCU-A-CB (Split System: Heat Pump with Remote Outdoor Unit-Air-Source) | HMH72B341 |  |  | XAHC48FBCN1 | TM9Y080B12MP11 | 32600 | 16.5 | 8.1 | 32400 | 23800 | 73.46% | 2 | 0 | 9 |  |  |  | No | R-410A | 2.7167 | Residential & Commercial | No
211394225 | Central HP <5.4 tons | CHAMPION HEATING AND COOLING | HRCU-A-CB (Split System: Heat Pump with Remote Outdoor Unit-Air-Source) | HMH72B341 |  |  | XAFC48FXXN1+TXV | TM9Y060B12MP11 | 33200 | 16.5 | 8.1 | 32600 | 24000 | 73.62% | 2.02 | 0 | 9 |  |  |  | No | R-410A | 2.7667 | Residential & Commercial | No
211389136 | Central HP <5.4 tons | CHAMPION HEATING AND COOLING | HRCU-A-CB (Split System: Heat Pump with Remote Outdoor Unit-Air-Source) | HMH72B341 |  |  | XAUB30CXXN1+TXV | TM9E060B12MP12 | 32600 | 17 | 8.1 | 33600 | 23600 | 70.24% | 2 | 0 | 9.5 |  |  |  | No | R-410A | 2.7167 | Residential & Commercial | No
215674704 | Central HP <5.4 tons | AIRQUEST | HRCU-A-CB (Split System: Heat Pump with Remote Outdoor Unit-Air-Source) | H5H0V48*K*AAA* |  |  | ESH5X48M12A*+WALLCON | *80CSU0802120A* | 45000 | 16.5 | 8.5 | 48500 | 34200 | 70.52% | 2.06 | 0 | 9.5 |  |  |  | No | R-454B | 3.75 | Residential & Commercial | No
215675156 | Central HP <5.4 tons | AIRQUEST | HRCU-A-CB (Split System: Heat Pump with Remote Outdoor Unit-Air-Source) | H5H0V48*K*AAA* |  |  | ESH5X60M12A*+WALLCON | *80CTL0451712B* | 45000 | 15.5 | 8.5 | 48500 | 34600 | 71.34% | 1.94 | 0 | 9 |  |  |  | No | R-454B | 3.75 | Residential & Commercial | No
211227731 | Central HP <5.4 tons | COMFORTMAKER | HRCU-A-CB (Split System: Heat Pump with Remote Outdoor Unit-Air-Source) | DLCURAH36ABK |  |  | EA*4X42L21A* | OMV098J12* | 35000 | 15.2 | 8.1 | 38500 | 35200 | 91.43% | 1.86 | 0 | 9.5 |  |  |  | No | R-410A | 2.9167 | Residential & Commercial | No
215675206 | Central HP <5.4 tons | AIRQUEST | HRCU-A-CB (Split System: Heat Pump with Remote Outdoor Unit-Air-Source) | H5H0V48*K*AAA* |  |  | ESH5X60M12A*+WALLCON | *80CTL0902120B* | 45500 | 16.5 | 8.5 | 48000 | 33600 | 70% | 2.06 | 0 | 9.5 |  |  |  | No | R-454B | 3.7917 | Residential & Commercial | No
215675356 | Central HP <5.4 tons | AIRQUEST | HRCU-A-CB (Split System: Heat Pump with Remote Outdoor Unit-Air-Source) | H5H0V48*K*AAA* |  |  | EVM5X48M21A*+WALLCON | *80CSU0601716A* | 47000 | 18 | 9 | 50000 | 36400 | 72.8% | 1.98 | 0 | 9.5 |  |  |  | No | R-454B | 3.9167 | Residential & Commercial | No
215674007 | Central HP <5.4 tons | AIRQUEST | HRCU-A-CB (Split System: Heat Pump with Remote Outdoor Unit-Air-Source) | H5H0V48*K*AAA* |  |  | EA*5X48M21A*+WALLCON | *80CSU1002120A* | 44000 | 17.5 | 9 | 48500 | 34200 | 70.52% | 2.06 | 0 | 9.5 |  |  |  | No | R-454B | 3.6667 | Residential & Commercial | No
215675406 | Central HP <5.4 tons | AIRQUEST | HRCU-A-CB (Split System: Heat Pump with Remote Outdoor Unit-Air-Source) | H5H0V48*K*AAA* |  |  | EVM5X48M21A*+WALLCON | *95CSU0601716B* | 46500 | 17.5 | 9 | 50000 | 37000 | 74% | 1.98 | 0 | 9.5 |  |  |  | No | R-454B | 3.875 | Residential & Commercial | No
212974913 | Central HP <5.4 tons | BRYANT HEATING AND COOLING SYSTEMS | HRCU-A-CB (Split System: Heat Pump with Remote Outdoor Unit-Air-Source) | 38MURAQ24AB3* |  |  | CAP**2414AL* | 926TC30040V14*** | 23000 | 16 | 8.5 | 27000 | 27200 | 100.7% | 2.3 | 0 | 9.5 |  |  |  | No | R-410A | 1.9167 | Residential & Commercial | No
215674738 | Central HP <5.4 tons | AIRQUEST | HRCU-A-CB (Split System: Heat Pump with Remote Outdoor Unit-Air-Source) | H5H0V48*K*AAA* |  |  | ESH5X48M12A*+WALLCON | *80CTL0451712B* | 44000 | 15.5 | 8.5 | 50000 | 35200 | 70.4% | 1.92 | 0 | 9 |  |  |  | No | R-454B | 3.6667 | Residential & Commercial | No
211389354 | Central HP <5.4 tons | CHAMPION HEATING AND COOLING | HRCU-A-CB (Split System: Heat Pump with Remote Outdoor Unit-Air-Source) | HMH72B341 |  |  | XAHC30CXXN1+TXV | TM8Y100C20MP11 | 32800 | 17 | 8.1 | 32800 | 23000 | 70.12% | 2.02 | 0 | 9.5 |  |  |  | No | R-410A | 2.7333 | Residential & Commercial | No
211390097 | Central HP <5.4 tons | CHAMPION HEATING AND COOLING | HRCU-A-CB (Split System: Heat Pump with Remote Outdoor Unit-Air-Source) | HMH72B341 |  |  | XAHC30CXXN1+TXV | TM8V080C16MP12 | 32400 | 17 | 8.1 | 32400 | 22800 | 70.37% | 2 | 0 | 9.5 |  |  |  | No | R-410A | 2.7 | Residential & Commercial | No
211391047 | Central HP <5.4 tons | CHAMPION HEATING AND COOLING | HRCU-A-CB (Split System: Heat Pump with Remote Outdoor Unit-Air-Source) | HMH72B341 |  |  | XAFB36DBCN1 | TM8V060A12MP12 | 34000 | 17.5 | 8.1 | 34000 | 24200 | 71.18% | 2.06 | 0 | 9.5 |  |  |  | No | R-410A | 2.8333 | Residential & Commercial | No
211390972 | Central HP <5.4 tons | CHAMPION HEATING AND COOLING | HRCU-A-CB (Split System: Heat Pump with Remote Outdoor Unit-Air-Source) | HMH72B341 |  |  | XAHB30CXXN1+TXV | TMLV060A12MP12 | 32000 | 17 | 8.1 | 32800 | 23000 | 70.12% | 1.98 | 0 | 9.5 |  |  |  | No | R-410A | 2.6667 | Residential & Commercial | No
211391299 | Central HP <5.4 tons | CHAMPION HEATING AND COOLING | HRCU-A-CB (Split System: Heat Pump with Remote Outdoor Unit-Air-Source) | HMH72B341 |  |  | XAHC30CXXN1+TXV | TMLE120C16MP11 | 32400 | 17.5 | 8.1 | 32400 | 22800 | 70.37% | 2 | 0 | 9.5 |  |  |  | No | R-410A | 2.7 | Residential & Commercial | No
211398135 | Central HP <5.4 tons | COLEMAN | HRCU-A-CB (Split System: Heat Pump with Remote Outdoor Unit-Air-Source) | HMH72B341 |  |  | XAHD48FBCN1 | TMLE120C16MP11 | 33000 | 16.5 | 8.5 | 31800 | 23200 | 72.96% | 2.04 | 0 | 9.5 |  |  |  | No | R-410A | 2.75 | Residential & Commercial | No
211398219 | Central HP <5.4 tons | COLEMAN | HRCU-A-CB (Split System: Heat Pump with Remote Outdoor Unit-Air-Source) | HMH72B341 |  |  | XAFD48FXXN1+TXV | TMLE120C16MP11 | 33600 | 17 | 8.5 | 32400 | 23600 | 72.84% | 2.08 | 0 | 9.5 |  |  |  | No | R-410A | 2.8 | Residential & Commercial | No
211390541 | Central HP <5.4 tons | CHAMPION HEATING AND COOLING | HRCU-A-CB (Split System: Heat Pump with Remote Outdoor Unit-Air-Source) | HMH72B341 |  |  | XAHB36DBCN1 | TM8V080B12MP12 | 32800 | 16.5 | 8.1 | 33000 | 23400 | 70.91% | 1.98 | 0 | 9.5 |  |  |  | No | R-410A | 2.7333 | Residential & Commercial | No
211392752 | Central HP <5.4 tons | COLEMAN | HRCU-A-CB (Split System: Heat Pump with Remote Outdoor Unit-Air-Source) | HMH72B341 |  |  | XAHB36DXXN1+TXV | TMLE040A12MP11 | 33200 | 17.5 | 8.1 | 33000 | 23200 | 70.3% | 2.02 | 0 | 9.5 |  |  |  | No | R-410A | 2.7667 | Residential & Commercial | No
211393304 | Central HP <5.4 tons | COLEMAN | HRCU-A-CB (Split System: Heat Pump with Remote Outdoor Unit-Air-Source) | HMH72B341 |  |  | XAHC36DXXN1+TXV | TL8E100C20UH11 | 34000 | 17 | 8.1 | 34000 | 24400 | 71.76% | 2.1 | 0 | 9.5 |  |  |  | No | R-410A | 2.8333 | Residential & Commercial | No
211397564 | Central HP <5.4 tons | COLEMAN | HRCU-A-CB (Split System: Heat Pump with Remote Outdoor Unit-Air-Source) | HMH72B341 |  |  | XAFD48FXXN1+TXV | TPLC080C16MP13 | 34000 | 16.5 | 8.5 | 33000 | 24400 | 73.94% | 2.1 | 0 | 9 |  |  |  | No | R-410A | 2.8333 | Residential & Commercial | No
211392047 | Central HP <5.4 tons | CHAMPION HEATING AND COOLING | HRCU-A-CB (Split System: Heat Pump with Remote Outdoor Unit-Air-Source) | HMH72B341 |  |  | XAHC30CXXN1+TXV | TMLE080C16MP11 | 32200 | 17.5 | 8.1 | 32400 | 22800 | 70.37% | 2 | 0 | 9.5 |  |  |  | No | R-410A | 2.6833 | Residential & Commercial | No
215682109 | Central HP <5.4 tons | DAY & NIGHT | HRCU-A-CB (Split System: Heat Pump with Remote Outdoor Unit-Air-Source) | C5H0V48*K*AAA* |  |  | EVD5X48M21A*+WALLCON | *80CSU0401712B* | 47000 | 18 | 9 | 50000 | 36400 | 72.8% | 2.02 | 0 | 9.5 |  |  |  | No | R-454B | 3.9167 | Residential & Commercial | No
211394132 | Central HP <5.4 tons | COLEMAN | HRCU-A-CB (Split System: Heat Pump with Remote Outdoor Unit-Air-Source) | HMH72B341 |  |  | XAHC48FBCN1 | TM9Y080B12MP11 | 32600 | 16.5 | 8.1 | 32400 | 23800 | 73.46% | 2 | 0 | 9 |  |  |  | No | R-410A | 2.7167 | Residential & Commercial | No
212973183 | Central HP <5.4 tons | BRYANT HEATING AND COOLING SYSTEMS | HRCU-A-CB (Split System: Heat Pump with Remote Outdoor Unit-Air-Source) | 38MURAQ24AB3* |  |  | CAP**2417AL* | 926SB36040V17*** | 23400 | 16 | 8.5 | 27000 | 26200 | 97.04% | 2.18 | 0 | 9.5 |  |  |  | No | R-410A | 1.95 | Residential & Commercial | No
212980218 | Central HP <5.4 tons | HEIL | HRCU-A-CB (Split System: Heat Pump with Remote Outdoor Unit-Air-Source) | DLCURAH30ABK |  |  | EA*4X42L24A* | *80MS(N,L)0902116A* | 29600 | 15.2 | 8.1 | 33800 | 27600 | 81.66% | 1.78 | 0 | 9 |  |  |  | No | R-410A | 2.4667 | Residential & Commercial | No
211222749 | Central HP <5.4 tons | COMFORTMAKER | HRCU-A-CB (Split System: Heat Pump with Remote Outdoor Unit-Air-Source) | DLCURAH30ABK |  |  | FM(C,U)4Z36**AL* |  | 30400 | 15.5 | 8.5 | 35000 | 27400 | 78.29% | 1.82 | 0 | 9 |  |  |  | No | R-410A | 2.5333 | Residential & Commercial | No
213076047 | Central HP <5.4 tons | COMFORTMAKER | HRCU-A-CB (Split System: Heat Pump with Remote Outdoor Unit-Air-Source) | DLCURAH30ABK |  |  | EA*4X42L24A* | *95MSU1002120A* | 29800 | 15.2 | 8.1 | 38000 | 27600 | 72.63% | 1.78 | 0 | 9 |  |  |  | No | R-410A | 2.4833 | Residential & Commercial | No
213073427 | Central HP <5.4 tons | ACIQ | HRCU-A-CB (Split System: Heat Pump with Remote Outdoor Unit-Air-Source) | DLCURAH30ABK |  |  | EA*4X43L21A* | *96VTN0802120A* | 30400 | 15.2 | 8.1 | 33000 | 26200 | 79.39% | 1.84 | 0 | 9 |  |  |  | No | R-410A | 2.5333 | Residential & Commercial | No
214229429 | Central HP <5.4 tons | COMFORTMAKER | HRCU-A-CB (Split System: Heat Pump with Remote Outdoor Unit-Air-Source) | DLCURAH36ABK |  |  | EA*4X42L24A* | *80MSU1002120A* | 35200 | 16 | 8.5 | 38500 | 35000 | 90.91% | 1.88 | 0 | 9.5 |  |  |  | No | R-410A | 2.9333 | Residential & Commercial | No
215668701 | Central HP <5.4 tons | AIRQUEST | HRCU-A-CB (Split System: Heat Pump with Remote Outdoor Unit-Air-Source) | H5H0V36*K*AAA* |  |  | EA*5X37M21A*+WALLCON | *95CSU0601716B* | 34200 | 17.5 | 9 | 35400 | 25200 | 71.19% | 1.88 | 0 | 9.5 |  |  |  | No | R-454B | 2.85 | Residential & Commercial | No
212975255 | Central HP <5.4 tons | BRYANT HEATING AND COOLING SYSTEMS | HRCU-A-CB (Split System: Heat Pump with Remote Outdoor Unit-Air-Source) | 38MURAQ24AB3* |  |  | CAP**2417AL* | 926TC36040V17*** | 23400 | 16 | 8.5 | 27000 | 26200 | 97.04% | 2.18 | 0 | 9.5 |  |  |  | No | R-410A | 1.95 | Residential & Commercial | No
215674983 | Central HP <5.4 tons | AIRQUEST | HRCU-A-CB (Split System: Heat Pump with Remote Outdoor Unit-Air-Source) | H5H0V48*K*AAA* |  |  | ESH5X48M12A*+WALLCON | *97CMN0801714B* | 44500 | 16 | 8.5 | 49500 | 34800 | 70.3% | 1.92 | 0 | 9 |  |  |  | No | R-454B | 3.7083 | Residential & Commercial | No
215675136 | Central HP <5.4 tons | AIRQUEST | HRCU-A-CB (Split System: Heat Pump with Remote Outdoor Unit-Air-Source) | H5H0V48*K*AAA* |  |  | ESH5X60M12A*+WALLCON | *80CSU0802120A* | 45500 | 17 | 8.5 | 48000 | 33600 | 70% | 2.08 | 0 | 9.5 |  |  |  | No | R-454B | 3.7917 | Residential & Commercial | No
211388451 | Central HP <5.4 tons | COLEMAN | HRCU-A-CB (Split System: Heat Pump with Remote Outdoor Unit-Air-Source) | HMH72B341 |  |  | XAUB30CXXN1+TXV | CP9C060B12MP13 | 32600 | 17 | 8.1 | 33600 | 23600 | 70.24% | 2.02 | 0 | 9.5 |  |  |  | No | R-410A | 2.7167 | Residential & Commercial | No
211388744 | Central HP <5.4 tons | COLEMAN | HRCU-A-CB (Split System: Heat Pump with Remote Outdoor Unit-Air-Source) | HMH72B341 |  |  | XAHC36DXXN1+TXV | TM9E080B12MP12 | 33400 | 17 | 8.1 | 33200 | 23400 | 70.48% | 2.02 | 0 | 9.5 |  |  |  | No | R-410A | 2.7833 | Residential & Commercial | No
215677799 | Central HP <5.4 tons | DAY & NIGHT | HRCU-A-CB (Split System: Heat Pump with Remote Outdoor Unit-Air-Source) | C5H0V60*K*AAA* |  |  | EA*5X60M24A*+WALLCON | *80CTL1352422B* | 55500 | 18.5 | 9 | 59000 | 41500 | 70.34% | 2.02 | 0 | 9 |  |  |  | No | R-454B | 4.625 | Residential & Commercial | No
215678169 | Central HP <5.4 tons | DAY & NIGHT | HRCU-A-CB (Split System: Heat Pump with Remote Outdoor Unit-Air-Source) | C5H0V60*K*AAA* |  |  | ESH5X60M12A*+WALLCON | *96CTN1002122B* | 55500 | 17 | 8.5 | 60000 | 42000 | 70% | 1.9 | 0 | 8.5 |  |  |  | No | R-454B | 4.625 | Residential & Commercial | No
215681745 | Central HP <5.4 tons | HEIL | HRCU-A-CB (Split System: Heat Pump with Remote Outdoor Unit-Air-Source) | H5H0V48*K*AAA* |  |  | ESH5X60M12A*+WALLCON | *97CTN1202422A* | 45500 | 16.5 | 8.5 | 48000 | 33800 | 70.42% | 2.08 | 0 | 9.5 |  |  |  | No | R-454B | 3.7917 | Residential & Commercial | No
215668656 | Central HP <5.4 tons | DAY & NIGHT | HRCU-A-CB (Split System: Heat Pump with Remote Outdoor Unit-Air-Source) | C5H0V36*K*AAA* |  |  | EA*5X37M21A*+WALLCON | *80CTL0451712B* | 34000 | 17.5 | 9 | 35600 | 25400 | 71.35% | 1.86 | 0 | 9.5 |  |  |  | No | R-454B | 2.8333 | Residential & Commercial | No
215683115 | Central HP <5.4 tons | HEIL | HRCU-A-CB (Split System: Heat Pump with Remote Outdoor Unit-Air-Source) | H5H0V60*K*AAA* |  |  | EVD5X61M21A*+WALLCON | *96CTN0802120B* | 57000 | 18.5 | 9 | 64000 | 45000 | 70.31% | 2.08 | 0 | 9 |  |  |  | No | R-454B | 4.75 | Residential & Commercial | No
215668821 | Central HP <5.4 tons | AIRQUEST | HRCU-A-CB (Split System: Heat Pump with Remote Outdoor Unit-Air-Source) | H5H0V36*K*AAA* |  |  | EA*5X42M21A*+WALLCON | *80CTL0701716B* | 33000 | 17.5 | 9 | 36000 | 25800 | 71.67% | 1.86 | 0 | 9.5 |  |  |  | No | R-454B | 2.75 | Residential & Commercial | No
215675466 | Central HP <5.4 tons | AIRQUEST | HRCU-A-CB (Split System: Heat Pump with Remote Outdoor Unit-Air-Source) | H5H0V48*K*AAA* |  |  | EVM5X48M21A*+WALLCON | *96CTN0801714B* | 46500 | 18 | 9 | 50000 | 35600 | 71.2% | 2 | 0 | 9.5 |  |  |  | No | R-454B | 3.875 | Residential & Commercial | No
215676996 | Central HP <5.4 tons | AIRQUEST | HRCU-A-CB (Split System: Heat Pump with Remote Outdoor Unit-Air-Source) | H5H0V60*K*AAA* |  |  | EVM5X60M21A*+WALLCON | *80CTL0702120B* | 56500 | 18 | 9 | 64000 | 45000 | 70.31% | 2.06 | 0 | 9 |  |  |  | No | R-454B | 4.7083 | Residential & Commercial | No
211379057 | Central HP <5.4 tons | YORK | HRCU-A-CB (Split System: Heat Pump with Remote Outdoor Unit-Air-Source) | HMH72B341 |  |  | XAFC48FBCN1 | TM9Y060B12MP11 | 33200 | 16.5 | 8.1 | 32600 | 24000 | 73.62% | 2.02 | 0 | 9 |  |  |  | No | R-410A | 2.7667 | Residential & Commercial | No
211379182 | Central HP <5.4 tons | YORK | HRCU-A-CB (Split System: Heat Pump with Remote Outdoor Unit-Air-Source) | HMH72B341 |  |  | XAHD48FBCN1 | TM9V100C16MP12 | 33000 | 16 | 8.5 | 31800 | 23200 | 72.96% | 2.04 | 0 | 9 |  |  |  | No | R-410A | 2.75 | Residential & Commercial | No
211379225 | Central HP <5.4 tons | YORK | HRCU-A-CB (Split System: Heat Pump with Remote Outdoor Unit-Air-Source) | HMH72B341 |  |  | XAFC48FXXN1+TXV | TM9V100C16MP12 | 33800 | 16.5 | 8.5 | 32400 | 23800 | 73.46% | 2.08 | 0 | 9.5 |  |  |  | No | R-410A | 2.8167 | Residential & Commercial | No
211379432 | Central HP <5.4 tons | YORK | HRCU-A-CB (Split System: Heat Pump with Remote Outdoor Unit-Air-Source) | HMH72B341 |  |  | XAFD48FBCN1 | TM9E100C16MP12 | 33400 | 17 | 8.5 | 32400 | 23600 | 72.84% | 2.06 | 0 | 9.5 |  |  |  | No | R-410A | 2.7833 | Residential & Commercial | No
211379475 | Central HP <5.4 tons | YORK | HRCU-A-CB (Split System: Heat Pump with Remote Outdoor Unit-Air-Source) | HMH72B341 |  |  | XAFC48FXXN1+TXV | TM9E080B12MP12 | 33200 | 16.5 | 8.5 | 32400 | 23800 | 73.46% | 2.04 | 0 | 9 |  |  |  | No | R-410A | 2.7667 | Residential & Commercial | No
211379493 | Central HP <5.4 tons | YORK | HRCU-A-CB (Split System: Heat Pump with Remote Outdoor Unit-Air-Source) | HMH72B341 |  |  | XAFC48FBCN1 | TM9E060B12MP12 | 33200 | 16.5 | 8.1 | 32600 | 24000 | 73.62% | 2.02 | 0 | 9 |  |  |  | No | R-410A | 2.7667 | Residential & Commercial | No
211378991 | Central HP <5.4 tons | YORK | HRCU-A-CB (Split System: Heat Pump with Remote Outdoor Unit-Air-Source) | HMH72B341 |  |  | XAHC48FXXN1+TXV | TM9Y100C16MP11 | 33200 | 17 | 8.1 | 32400 | 23600 | 72.84% | 2.02 | 0 | 9 |  |  |  | No | R-410A | 2.7667 | Residential & Commercial | No
211379068 | Central HP <5.4 tons | YORK | HRCU-A-CB (Split System: Heat Pump with Remote Outdoor Unit-Air-Source) | HMH72B341 |  |  | XAHD48FXXN1+TXV | YP9C120D20MP13 | 33400 | 16.5 | 8.5 | 32000 | 23200 | 72.5% | 2.06 | 0 | 9.5 |  |  |  | No | R-410A | 2.7833 | Residential & Commercial | No
211379273 | Central HP <5.4 tons | YORK | HRCU-A-CB (Split System: Heat Pump with Remote Outdoor Unit-Air-Source) | HMH72B341 |  |  | XAHC48FXXN1+TXV | YP9C080C16MP13 | 32800 | 16.5 | 8.5 | 31800 | 23200 | 72.96% | 2.02 | 0 | 9 |  |  |  | No | R-410A | 2.7333 | Residential & Commercial | No
211379466 | Central HP <5.4 tons | YORK | HRCU-A-CB (Split System: Heat Pump with Remote Outdoor Unit-Air-Source) | HMH72B341 |  |  | XAUC48FXXN1+TXV | TM9E080C16MP12 | 34000 | 17 | 8.1 | 33400 | 24600 | 73.65% | 2.08 | 0 | 9 |  |  |  | No | R-410A | 2.8333 | Residential & Commercial | No
211379502 | Central HP <5.4 tons | YORK | HRCU-A-CB (Split System: Heat Pump with Remote Outdoor Unit-Air-Source) | HMH72B341 |  |  | XAHD48FXXN1+TXV | TM8Y100C20MP11 | 33800 | 16.5 | 8.5 | 32400 | 23800 | 73.46% | 2.06 | 0 | 9 |  |  |  | No | R-410A | 2.8167 | Residential & Commercial | No
211379525 | Central HP <5.4 tons | YORK | HRCU-A-CB (Split System: Heat Pump with Remote Outdoor Unit-Air-Source) | HMH72B341 |  |  | XAFD48FXXN1+TXV | TM8Y100C20MP11 | 34000 | 16.5 | 8.5 | 34000 | 24200 | 71.18% | 2.1 | 0 | 9.5 |  |  |  | No | R-410A | 2.8333 | Residential & Commercial | No
211379602 | Central HP <5.4 tons | YORK | HRCU-A-CB (Split System: Heat Pump with Remote Outdoor Unit-Air-Source) | HMH72B341 |  |  | XAHC48FXXN1+TXV | TM8Y080B12MP11 | 32600 | 17 | 8.1 | 31600 | 23000 | 72.78% | 2.02 | 0 | 9 |  |  |  | No | R-410A | 2.7167 | Residential & Commercial | No
211379750 | Central HP <5.4 tons | YORK | HRCU-A-CB (Split System: Heat Pump with Remote Outdoor Unit-Air-Source) | HMH72B341 |  |  | XAFD48FXXN1+TXV | TPLC100C16MP13 | 34000 | 16.5 | 8.5 | 33000 | 24400 | 73.94% | 2.1 | 0 | 9 |  |  |  | No | R-410A | 2.8333 | Residential & Commercial | No
211379768 | Central HP <5.4 tons | YORK | HRCU-A-CB (Split System: Heat Pump with Remote Outdoor Unit-Air-Source) | HMH72B341 |  |  | XAFD48FBCN1 | TPLC080C16MP13 | 34000 | 16.5 | 8.5 | 33000 | 24400 | 73.94% | 2.1 | 0 | 9 |  |  |  | No | R-410A | 2.8333 | Residential & Commercial | No
211379777 | Central HP <5.4 tons | YORK | HRCU-A-CB (Split System: Heat Pump with Remote Outdoor Unit-Air-Source) | HMH72B341 |  |  | XAFD48FBCN1 | YPLC100C16MP13 | 34000 | 16.5 | 8.5 | 33000 | 24400 | 73.94% | 2.1 | 0 | 9 |  |  |  | No | R-410A | 2.8333 | Residential & Commercial | No
211379791 | Central HP <5.4 tons | YORK | HRCU-A-CB (Split System: Heat Pump with Remote Outdoor Unit-Air-Source) | HMH72B341 |  |  | XAFC48FXXN1+TXV | TPLC100C16MP13 | 34000 | 16.5 | 8.5 | 33200 | 24400 | 73.49% | 2.1 | 0 | 9 |  |  |  | No | R-410A | 2.8333 | Residential & Commercial | No
211379895 | Central HP <5.4 tons | YORK | HRCU-A-CB (Split System: Heat Pump with Remote Outdoor Unit-Air-Source) | HMH72B341 |  |  | XAHC48FBCN1 | TM8E120C16MP11 | 33000 | 17 | 8.5 | 31600 | 23200 | 73.42% | 2.04 | 0 | 9.5 |  |  |  | No | R-410A | 2.75 | Residential & Commercial | No
211379952 | Central HP <5.4 tons | YORK | HRCU-A-CB (Split System: Heat Pump with Remote Outdoor Unit-Air-Source) | HMH72B341 |  |  | XAFD48FXXN1+TXV | TM8E100C16MP11 | 33600 | 17 | 8.5 | 32400 | 23600 | 72.84% | 2.08 | 0 | 9.5 |  |  |  | No | R-410A | 2.8 | Residential & Commercial | No
211380043 | Central HP <5.4 tons | YORK | HRCU-A-CB (Split System: Heat Pump with Remote Outdoor Unit-Air-Source) | HMH72B341 |  |  | XAFD48FBCN1 | TMLE080C16MP11 | 33400 | 17 | 8.5 | 32200 | 23400 | 72.67% | 2.06 | 0 | 9.5 |  |  |  | No | R-410A | 2.7833 | Residential & Commercial | No
215674297 | Central HP <5.4 tons | AIRQUEST | HRCU-A-CB (Split System: Heat Pump with Remote Outdoor Unit-Air-Source) | H5H0V48*K*AAA* |  |  | EA*5X61M21A*+WALLCON | *80CSU0601716A* | 46000 | 18 | 9 | 48000 | 33800 | 70.42% | 2.08 | 0 | 9.5 |  |  |  | No | R-454B | 3.8333 | Residential & Commercial | No
215675256 | Central HP <5.4 tons | AIRQUEST | HRCU-A-CB (Split System: Heat Pump with Remote Outdoor Unit-Air-Source) | H5H0V48*K*AAA* |  |  | ESH5X60M12A*+WALLCON | *95CSU1002122B* | 45500 | 16.5 | 8.5 | 48000 | 33600 | 70% | 2.06 | 0 | 9.5 |  |  |  | No | R-454B | 3.7917 | Residential & Commercial | No
216410829 | Central HP <5.4 tons | YORK | HRCU-A-CB (Split System: Heat Pump with Remote Outdoor Unit-Air-Source) | HMH72B341 |  |  | XAHC36DBCN1 | Y92E060B12SMPS1 | 33200 | 17.5 | 8.5 | 33400 | 23400 | 70.06% | 2 | 0 | 9.5 |  |  |  | No | R-410A | 2.7667 | Residential & Commercial | No
215675236 | Central HP <5.4 tons | AIRQUEST | HRCU-A-CB (Split System: Heat Pump with Remote Outdoor Unit-Air-Source) | H5H0V48*K*AAA* |  |  | ESH5X60M12A*+WALLCON | *95CSU0601716B* | 45000 | 16 | 8.5 | 48500 | 34200 | 70.52% | 1.94 | 0 | 9 |  |  |  | No | R-454B | 3.75 | Residential & Commercial | No
211395973 | Central HP <5.4 tons | CHAMPION HEATING AND COOLING | HRCU-A-CB (Split System: Heat Pump with Remote Outdoor Unit-Air-Source) | HMH72B341 |  |  | XAHC48FBCN1 | TM9E100C16MP12 | 32800 | 16.5 | 8.5 | 31800 | 23200 | 72.96% | 2.02 | 0 | 9 |  |  |  | No | R-410A | 2.7333 | Residential & Commercial | No
213787629 | Central HP <5.4 tons | BRYANT HEATING AND COOLING SYSTEMS | HRCU-A-CB (Split System: Heat Pump with Remote Outdoor Unit-Air-Source) | 38MURAQ30AB3* |  |  | FG4ANXC48L* |  | 31600 | 15.75 | 9 | 32400 | 25800 | 79.63% | 1.88 | 0 | 9.5 |  |  |  | No | R-410A | 2.6333 | Residential & Commercial | No
215677096 | Central HP <5.4 tons | AIRQUEST | HRCU-A-CB (Split System: Heat Pump with Remote Outdoor Unit-Air-Source) | H5H0V60*K*AAA* |  |  | EVM5X60M24A*+WALLCON | *80CSU1002120A* | 56500 | 18 | 9 | 63000 | 44500 | 70.63% | 2.08 | 0 | 9 |  |  |  | No | R-454B | 4.7083 | Residential & Commercial | No
215677036 | Central HP <5.4 tons | AIRQUEST | HRCU-A-CB (Split System: Heat Pump with Remote Outdoor Unit-Air-Source) | H5H0V60*K*AAA* |  |  | EVM5X60M21A*+WALLCON | *95CSU1002122B* | 57000 | 18 | 9 | 63500 | 44500 | 70.08% | 2.08 | 0 | 9 |  |  |  | No | R-454B | 4.75 | Residential & Commercial | No
215677186 | Central HP <5.4 tons | AIRQUEST | HRCU-A-CB (Split System: Heat Pump with Remote Outdoor Unit-Air-Source) | H5H0V60*K*AAA* |  |  | EVM5X60M24A*+WALLCON | *97CMN1202422B* | 56500 | 18.5 | 9 | 63000 | 44500 | 70.63% | 2.08 | 0 | 9 |  |  |  | No | R-454B | 4.7083 | Residential & Commercial | No
215677376 | Central HP <5.4 tons | AIRQUEST | HRCU-A-CB (Split System: Heat Pump with Remote Outdoor Unit-Air-Source) | H5H0V60*K*AAA* |  |  | EVD5X60M21A*+WALLCON | *95CSU0802120B* | 56500 | 18 | 9 | 64000 | 45000 | 70.31% | 2.08 | 0 | 9 |  |  |  | No | R-454B | 4.7083 | Residential & Commercial | No
215677346 | Central HP <5.4 tons | AIRQUEST | HRCU-A-CB (Split System: Heat Pump with Remote Outdoor Unit-Air-Source) | H5H0V60*K*AAA* |  |  | EVD5X60M21A*+WALLCON | *80CTL0702120B* | 56500 | 18 | 9 | 64000 | 45000 | 70.31% | 2.06 | 0 | 9 |  |  |  | No | R-454B | 4.7083 | Residential & Commercial | No
215677546 | Central HP <5.4 tons | AIRQUEST | HRCU-A-CB (Split System: Heat Pump with Remote Outdoor Unit-Air-Source) | H5H0V60*K*AAA* |  |  | EVD5X60M24A*+WALLCON | *96CTN1002122B* | 56500 | 18.5 | 9 | 63000 | 44500 | 70.63% | 2.08 | 0 | 9 |  |  |  | No | R-454B | 4.7083 | Residential & Commercial | No
215677596 | Central HP <5.4 tons | AIRQUEST | HRCU-A-CB (Split System: Heat Pump with Remote Outdoor Unit-Air-Source) | H5H0V60*K*AAA* |  |  | EVD5X61M21A*+WALLCON | *95CSU0802120B* | 57000 | 18 | 9 | 64000 | 45000 | 70.31% | 2.08 | 0 | 9 |  |  |  | No | R-454B | 4.75 | Residential & Commercial | No
215677696 | Central HP <5.4 tons | AIRQUEST | HRCU-A-CB (Split System: Heat Pump with Remote Outdoor Unit-Air-Source) | H5H0V60*K*AAA* |  |  | EVD5X61M24A*+WALLCON | *97CMN0802120B* | 57500 | 18.5 | 9 | 64000 | 45000 | 70.31% | 2.06 | 0 | 9 |  |  |  | No | R-454B | 4.7917 | Residential & Commercial | No
215677386 | Central HP <5.4 tons | AIRQUEST | HRCU-A-CB (Split System: Heat Pump with Remote Outdoor Unit-Air-Source) | H5H0V60*K*AAA* |  |  | EVD5X60M21A*+WALLCON | *95CSU1002122B* | 57000 | 18 | 9 | 63500 | 44500 | 70.08% | 2.08 | 0 | 9 |  |  |  | No | R-454B | 4.75 | Residential & Commercial | No
215668589 | Central HP <5.4 tons | AIRQUEST | HRCU-A-CB (Split System: Heat Pump with Remote Outdoor Unit-Air-Source) | H5H0V36*K*AAA* |  |  | EA*5X37M17A*+WALLCON | *97CMN0601714B* | 33600 | 17 | 9 | 36000 | 25800 | 71.67% | 1.86 | 0 | 9.5 |  |  |  | No | R-454B | 2.8 | Residential & Commercial | No
215668653 | Central HP <5.4 tons | AIRQUEST | HRCU-A-CB (Split System: Heat Pump with Remote Outdoor Unit-Air-Source) | H5H0V36*K*AAA* |  |  | EA*5X37M21A*+WALLCON | *80CTL0451712B* | 34000 | 17.5 | 9 | 35600 | 25400 | 71.35% | 1.86 | 0 | 9.5 |  |  |  | No | R-454B | 2.8333 | Residential & Commercial | No
215668557 | Central HP <5.4 tons | AIRQUEST | HRCU-A-CB (Split System: Heat Pump with Remote Outdoor Unit-Air-Source) | H5H0V36*K*AAA* |  |  | EA*5X37M17A*+WALLCON | *80CTL0701412B* | 33800 | 17.5 | 9 | 35800 | 25600 | 71.51% | 1.86 | 0 | 9.5 |  |  |  | No | R-454B | 2.8167 | Residential & Commercial | No
215668541 | Central HP <5.4 tons | AIRQUEST | HRCU-A-CB (Split System: Heat Pump with Remote Outdoor Unit-Air-Source) | H5H0V36*K*AAA* |  |  | EA*5X37M17A*+WALLCON | *80CSU0601716A* | 33800 | 17.5 | 9 | 35800 | 25600 | 71.51% | 1.88 | 0 | 9.5 |  |  |  | No | R-454B | 2.8167 | Residential & Commercial | No
215667789 | Central HP <5.4 tons | AIRQUEST | HRCU-A-CB (Split System: Heat Pump with Remote Outdoor Unit-Air-Source) | H5H0V24*K*AAA* |  |  | EA*5X37M17A*+WALLCON | *96CTN0401410B* | 23400 | 16 | 9 | 24000 | 16900 | 70.42% | 1.98 | 0 | 9.5 |  |  |  | No | R-454B | 1.95 | Residential & Commercial | No
215677516 | Central HP <5.4 tons | AIRQUEST | HRCU-A-CB (Split System: Heat Pump with Remote Outdoor Unit-Air-Source) | H5H0V60*K*AAA* |  |  | EVD5X60M24A*+WALLCON | *97CMN0802120B* | 56500 | 18 | 9 | 63500 | 44500 | 70.08% | 2.08 | 0 | 9 |  |  |  | No | R-454B | 4.7083 | Residential & Commercial | No
215677316 | Central HP <5.4 tons | AIRQUEST | HRCU-A-CB (Split System: Heat Pump with Remote Outdoor Unit-Air-Source) | H5H0V60*K*AAA* |  |  | EVD5X60M21A*+WALLCON | *80CSU0802120A* | 57000 | 18 | 9 | 63500 | 44500 | 70.08% | 2.08 | 0 | 9 |  |  |  | No | R-454B | 4.75 | Residential & Commercial | No
215669937 | Central HP <5.4 tons | COMFORTMAKER | HRCU-A-CB (Split System: Heat Pump with Remote Outdoor Unit-Air-Source) | C5H0V36*K*AAA* |  |  | ESH5X42M12A*+WALLCON | *80CSU0401712A* | 34000 | 16.5 | 8.5 | 35600 | 25400 | 71.35% | 1.76 | 0 | 9.5 |  |  |  | No | R-454B | 2.8333 | Residential & Commercial | No
215670571 | Central HP <5.4 tons | COMFORTMAKER | HRCU-A-CB (Split System: Heat Pump with Remote Outdoor Unit-Air-Source) | C5H0V36*K*AAA* |  |  | ESH5X60M12A*+WALLCON | *96CTN0601714B* | 34200 | 16.5 | 8.5 | 34800 | 25200 | 72.41% | 1.78 | 0 | 9.5 |  |  |  | No | R-454B | 2.85 | Residential & Commercial | No
212974134 | Central HP <5.4 tons | AIRQUEST | HRCU-A-CB (Split System: Heat Pump with Remote Outdoor Unit-Air-Source) | DLCURAH30ABK |  |  | EA*4X37L21A* | *96VSN0802120B* | 30400 | 15.2 | 8.1 | 33400 | 26400 | 79.04% | 1.86 | 0 | 9 |  |  |  | No | R-410A | 2.5333 | Residential & Commercial | No
212978546 | Central HP <5.4 tons | AIRQUEST | HRCU-A-CB (Split System: Heat Pump with Remote Outdoor Unit-Air-Source) | DLCURAH30ABK |  |  | EA*4X42L21A* | *80MS(N,L)0701712A* | 29800 | 15.2 | 8.1 | 34200 | 27600 | 80.7% | 1.8 | 0 | 9 |  |  |  | No | R-410A | 2.4833 | Residential & Commercial | No
212980533 | Central HP <5.4 tons | AIRQUEST | HRCU-A-CB (Split System: Heat Pump with Remote Outdoor Unit-Air-Source) | DLCURAH30ABK |  |  | EA*4X42L24A* | *80MS(N,L)0902120A* | 29600 | 15.2 | 8.1 | 33800 | 27600 | 81.66% | 1.78 | 0 | 9 |  |  |  | No | R-410A | 2.4667 | Residential & Commercial | No
212980901 | Central HP <5.4 tons | AIRQUEST | HRCU-A-CB (Split System: Heat Pump with Remote Outdoor Unit-Air-Source) | DLCURAH30ABK |  |  | EA*4X36L21A* | *80MS(N,L)1102120A* | 30200 | 15.2 | 8.1 | 34400 | 27800 | 80.81% | 1.8 | 0 | 9 |  |  |  | No | R-410A | 2.5167 | Residential & Commercial | No
215675216 | Central HP <5.4 tons | AIRQUEST | HRCU-A-CB (Split System: Heat Pump with Remote Outdoor Unit-Air-Source) | H5H0V48*K*AAA* |  |  | ESH5X60M12A*+WALLCON | *80CTL1102120B* | 45500 | 16.5 | 8.5 | 48000 | 33600 | 70% | 2.06 | 0 | 9.5 |  |  |  | No | R-454B | 3.7917 | Residential & Commercial | No
215674049 | Central HP <5.4 tons | COMFORTMAKER | HRCU-A-CB (Split System: Heat Pump with Remote Outdoor Unit-Air-Source) | C5H0V48*K*AAA* |  |  | EA*5X48M21A*+WALLCON | *80CTL0901716B* | 44000 | 17.5 | 9 | 48500 | 34200 | 70.52% | 2.06 | 0 | 9.5 |  |  |  | No | R-454B | 3.6667 | Residential & Commercial | No
215677816 | Central HP <5.4 tons | AIRQUEST | HRCU-A-CB (Split System: Heat Pump with Remote Outdoor Unit-Air-Source) | H5H0V60*K*AAA* |  |  | EA*5X60M24A*+WALLCON | *95CSU1002122B* | 55000 | 18.5 | 8.5 | 59000 | 41500 | 70.34% | 2.04 | 0 | 9 |  |  |  | No | R-454B | 4.5833 | Residential & Commercial | No
215677836 | Central HP <5.4 tons | AIRQUEST | HRCU-A-CB (Split System: Heat Pump with Remote Outdoor Unit-Air-Source) | H5H0V60*K*AAA* |  |  | EA*5X60M24A*+WALLCON | *97CMN0802120B* | 54500 | 18 | 8.5 | 59500 | 42000 | 70.59% | 1.9 | 0 | 8.5 |  |  |  | No | R-454B | 4.5417 | Residential & Commercial | No
215677246 | Central HP <5.4 tons | AIRQUEST | HRCU-A-CB (Split System: Heat Pump with Remote Outdoor Unit-Air-Source) | H5H0V60*K*AAA* |  |  | EVM5X61M24A*+WALLCON | *95CSU0802120B* | 57500 | 18 | 9 | 64000 | 45000 | 70.31% | 2.08 | 0 | 9 |  |  |  | No | R-454B | 4.7917 | Residential & Commercial | No
215677796 | Central HP <5.4 tons | AIRQUEST | HRCU-A-CB (Split System: Heat Pump with Remote Outdoor Unit-Air-Source) | H5H0V60*K*AAA* |  |  | EA*5X60M24A*+WALLCON | *80CTL1352422B* | 55500 | 18.5 | 9 | 59000 | 41500 | 70.34% | 2.02 | 0 | 9 |  |  |  | No | R-454B | 4.625 | Residential & Commercial | No
211226411 | Central HP <5.4 tons | AIRQUEST | HRCU-A-CB (Split System: Heat Pump with Remote Outdoor Unit-Air-Source) | DLCURAH36ABK |  |  | EA*4X36L21A* | *96VTN1002120A* | 35600 | 15.5 | 8.1 | 39500 | 35200 | 89.11% | 1.84 | 0 | 9.5 |  |  |  | No | R-410A | 2.9667 | Residential & Commercial | No
215674961 | Central HP <5.4 tons | AIRQUEST | HRCU-A-CB (Split System: Heat Pump with Remote Outdoor Unit-Air-Source) | H5H0V48*K*AAA* |  |  | ESH5X48M12A*+WALLCON | *97CMN0602120B* | 44500 | 16 | 8.5 | 49500 | 34800 | 70.3% | 1.92 | 0 | 9 |  |  |  | No | R-454B | 3.7083 | Residential & Commercial | No
215675176 | Central HP <5.4 tons | AIRQUEST | HRCU-A-CB (Split System: Heat Pump with Remote Outdoor Unit-Air-Source) | H5H0V48*K*AAA* |  |  | ESH5X60M12A*+WALLCON | *80CTL0701716B* | 45000 | 16 | 8.5 | 48500 | 34200 | 70.52% | 1.94 | 0 | 9 |  |  |  | No | R-454B | 3.75 | Residential & Commercial | No
215675376 | Central HP <5.4 tons | AIRQUEST | HRCU-A-CB (Split System: Heat Pump with Remote Outdoor Unit-Air-Source) | H5H0V48*K*AAA* |  |  | EVM5X48M21A*+WALLCON | *80CTL0701716B* | 46500 | 18 | 9 | 50000 | 36800 | 73.6% | 2 | 0 | 9.5 |  |  |  | No | R-454B | 3.875 | Residential & Commercial | No
215675526 | Central HP <5.4 tons | AIRQUEST | HRCU-A-CB (Split System: Heat Pump with Remote Outdoor Unit-Air-Source) | H5H0V48*K*AAA* |  |  | EVM5X49M21A*+WALLCON | *80CTL0451712B* | 47500 | 18 | 9 | 50000 | 37600 | 75.2% | 1.98 | 0 | 9.5 |  |  |  | No | R-454B | 3.9583 | Residential & Commercial | No
215676096 | Central HP <5.4 tons | AIRQUEST | HRCU-A-CB (Split System: Heat Pump with Remote Outdoor Unit-Air-Source) | H5H0V48*K*AAA* |  |  | EVD5X48M21A*+WALLCON | *80CSU0601716A* | 47000 | 18 | 9 | 50000 | 36400 | 72.8% | 2 | 0 | 9.5 |  |  |  | No | R-454B | 3.9167 | Residential & Commercial | No
215674237 | Central HP <5.4 tons | AIRQUEST | HRCU-A-CB (Split System: Heat Pump with Remote Outdoor Unit-Air-Source) | H5H0V48*K*AAA* |  |  | EA*5X60M24A*+WALLCON | *97CMN0602120B* | 45000 | 17.5 | 9 | 47500 | 34000 | 71.58% | 2.06 | 0 | 9.5 |  |  |  | No | R-454B | 3.75 | Residential & Commercial | No
215675226 | Central HP <5.4 tons | AIRQUEST | HRCU-A-CB (Split System: Heat Pump with Remote Outdoor Unit-Air-Source) | H5H0V48*K*AAA* |  |  | ESH5X60M12A*+WALLCON | *80CTL1352422B* | 45500 | 16.5 | 8.5 | 48000 | 33600 | 70% | 2.06 | 0 | 9.5 |  |  |  | No | R-454B | 3.7917 | Residential & Commercial | No
215675296 | Central HP <5.4 tons | AIRQUEST | HRCU-A-CB (Split System: Heat Pump with Remote Outdoor Unit-Air-Source) | H5H0V48*K*AAA* |  |  | ESH5X60M12A*+WALLCON | *97CMN1002122B* | 45500 | 16.5 | 8.5 | 48000 | 33800 | 70.42% | 2.08 | 0 | 9.5 |  |  |  | No | R-454B | 3.7917 | Residential & Commercial | No
215675696 | Central HP <5.4 tons | AIRQUEST | HRCU-A-CB (Split System: Heat Pump with Remote Outdoor Unit-Air-Source) | H5H0V48*K*AAA* |  |  | EVM5X60M21A*+WALLCON | *80CTL0451712B* | 47500 | 18 | 9 | 50000 | 37600 | 75.2% | 1.98 | 0 | 9.5 |  |  |  | No | R-454B | 3.9583 | Residential & Commercial | No
215677066 | Central HP <5.4 tons | AIRQUEST | HRCU-A-CB (Split System: Heat Pump with Remote Outdoor Unit-Air-Source) | H5H0V60*K*AAA* |  |  | EVM5X60M21A*+WALLCON | *97CMN1002122B* | 56500 | 18.5 | 9 | 64000 | 45000 | 70.31% | 2.08 | 0 | 9 |  |  |  | No | R-454B | 4.7083 | Residential & Commercial | No
215677916 | Central HP <5.4 tons | AIRQUEST | HRCU-A-CB (Split System: Heat Pump with Remote Outdoor Unit-Air-Source) | H5H0V60*K*AAA* |  |  | EA*5X61M24A*+WALLCON | *80CTL0702120B* | 55500 | 18.5 | 9 | 60000 | 42000 | 70% | 2 | 0 | 8.5 |  |  |  | No | R-454B | 4.625 | Residential & Commercial | No
212982123 | Central HP <5.4 tons | AIRQUEST | HRCU-A-CB (Split System: Heat Pump with Remote Outdoor Unit-Air-Source) | DLCURAH30ABK |  |  | EA*4X36L21A* | *80MSU0401712A* | 29800 | 15.2 | 8.5 | 33800 | 27800 | 82.25% | 1.76 | 0 | 9 |  |  |  | No | R-410A | 2.4833 | Residential & Commercial | No
212982171 | Central HP <5.4 tons | AIRQUEST | HRCU-A-CB (Split System: Heat Pump with Remote Outdoor Unit-Air-Source) | DLCURAH30ABK |  |  | EA*4X43L21A* | *80MSU0401712A* | 30600 | 15.2 | 8.1 | 33200 | 26200 | 78.92% | 1.86 | 0 | 9 |  |  |  | No | R-410A | 2.55 | Residential & Commercial | No
215677986 | Central HP <5.4 tons | AIRQUEST | HRCU-A-CB (Split System: Heat Pump with Remote Outdoor Unit-Air-Source) | H5H0V60*K*AAA* |  |  | EA*5X61M24A*+WALLCON | *97CMN0802120B* | 56000 | 18.5 | 9 | 60000 | 42000 | 70% | 2.02 | 0 | 9 |  |  |  | No | R-454B | 4.6667 | Residential & Commercial | No
215678136 | Central HP <5.4 tons | AIRQUEST | HRCU-A-CB (Split System: Heat Pump with Remote Outdoor Unit-Air-Source) | H5H0V60*K*AAA* |  |  | ESH5X60M12A*+WALLCON | *97CMN0802120B* | 55500 | 17 | 8.5 | 60000 | 42000 | 70% | 1.9 | 0 | 8.5 |  |  |  | No | R-454B | 4.625 | Residential & Commercial | No
215678146 | Central HP <5.4 tons | AIRQUEST | HRCU-A-CB (Split System: Heat Pump with Remote Outdoor Unit-Air-Source) | H5H0V60*K*AAA* |  |  | ESH5X60M12A*+WALLCON | *97CMN1002122B* | 55500 | 17 | 8.5 | 60000 | 42000 | 70% | 1.9 | 0 | 8.5 |  |  |  | No | R-454B | 4.625 | Residential & Commercial | No
215681669 | Central HP <5.4 tons | DAY & NIGHT | HRCU-A-CB (Split System: Heat Pump with Remote Outdoor Unit-Air-Source) | C5H0V48*K*AAA* |  |  | ESH5X60M12A*+WALLCON | *96CTN0802120B* | 45500 | 16.5 | 8.5 | 48000 | 33800 | 70.42% | 2.06 | 0 | 9.5 |  |  |  | No | R-454B | 3.7917 | Residential & Commercial | No
215674099 | Central HP <5.4 tons | COMFORTMAKER | HRCU-A-CB (Split System: Heat Pump with Remote Outdoor Unit-Air-Source) | C5H0V48*K*AAA* |  |  | EA*5X48M21A*+WALLCON | *97CMN0602120B* | 44000 | 17 | 9 | 49000 | 34600 | 70.61% | 2.04 | 0 | 9.5 |  |  |  | No | R-454B | 3.6667 | Residential & Commercial | No
215674149 | Central HP <5.4 tons | COMFORTMAKER | HRCU-A-CB (Split System: Heat Pump with Remote Outdoor Unit-Air-Source) | C5H0V48*K*AAA* |  |  | EA*5X48M21A*+WALLCON | *96CTN1002122B* | 44000 | 17.5 | 9 | 48500 | 34000 | 70.1% | 2.04 | 0 | 9.5 |  |  |  | No | R-454B | 3.6667 | Residential & Commercial | No
212383019 | Central HP <5.4 tons | TEMPSTAR | HRCU-A-CB (Split System: Heat Pump with Remote Outdoor Unit-Air-Source) | DLCURAH36ABK |  |  | EA*4X36L17A* | *92ESN0601412A* | 35400 | 15.2 | 8.1 | 39500 | 35400 | 89.62% | 1.82 | 0 | 9.5 |  |  |  | No | R-410A | 2.95 | Residential & Commercial | No
215667351 | Central HP <5.4 tons | COMFORTMAKER | HRCU-A-CB (Split System: Heat Pump with Remote Outdoor Unit-Air-Source) | C5H0V24*K*AAA* |  |  | EA*5X30M14A*+WALLCON | *96CTN0401410B* | 22600 | 15.5 | 8.5 | 24200 | 17100 | 70.66% | 1.84 | 0 | 9 |  |  |  | No | R-454B | 1.8833 | Residential & Commercial | No
214229222 | Central HP <5.4 tons | BRYANT HEATING AND COOLING SYSTEMS | HRCU-A-CB (Split System: Heat Pump with Remote Outdoor Unit-Air-Source) | 38MURAQ30AB3* |  |  | CAP**3617AL* | 83*SB48060M17*** | 29400 | 15.2 | 8.1 | 34000 | 27800 | 81.76% | 1.76 | 0 | 9 |  |  |  | No | R-410A | 2.45 | Residential & Commercial | No
213076045 | Central HP <5.4 tons | AIRQUEST | HRCU-A-CB (Split System: Heat Pump with Remote Outdoor Unit-Air-Source) | DLCURAH30ABK |  |  | EA*4X42L24A* | *95MSU1002120A* | 29800 | 15.2 | 8.1 | 38000 | 27600 | 72.63% | 1.78 | 0 | 9 |  |  |  | No | R-410A | 2.4833 | Residential & Commercial | No
214229266 | Central HP <5.4 tons | BRYANT HEATING AND COOLING SYSTEMS | HRCU-A-CB (Split System: Heat Pump with Remote Outdoor Unit-Air-Source) | 38MURAQ30AB3* |  |  | CNPV*4217AL* | 83*SB48060M17*** | 29800 | 15.2 | 8.1 | 34000 | 27000 | 79.41% | 1.82 | 0 | 9 |  |  |  | No | R-410A | 2.4833 | Residential & Commercial | No
215668623 | Central HP <5.4 tons | COMFORTMAKER | HRCU-A-CB (Split System: Heat Pump with Remote Outdoor Unit-Air-Source) | C5H0V36*K*AAA* |  |  | EA*5X37M17A*+WALLCON | *96CTN0801714B* | 33800 | 17.5 | 9 | 35800 | 25600 | 71.51% | 1.88 | 0 | 9.5 |  |  |  | No | R-454B | 2.8167 | Residential & Commercial | No
215675528 | Central HP <5.4 tons | COMFORTMAKER | HRCU-A-CB (Split System: Heat Pump with Remote Outdoor Unit-Air-Source) | C5H0V48*K*AAA* |  |  | EVM5X49M21A*+WALLCON | *80CTL0451712B* | 47500 | 18 | 9 | 50000 | 37600 | 75.2% | 1.98 | 0 | 9.5 |  |  |  | No | R-454B | 3.9583 | Residential & Commercial | No
215674299 | Central HP <5.4 tons | COMFORTMAKER | HRCU-A-CB (Split System: Heat Pump with Remote Outdoor Unit-Air-Source) | C5H0V48*K*AAA* |  |  | EA*5X61M21A*+WALLCON | *80CSU0601716A* | 46000 | 18 | 9 | 48000 | 33800 | 70.42% | 2.08 | 0 | 9.5 |  |  |  | No | R-454B | 3.8333 | Residential & Commercial | No
215674987 | Central HP <5.4 tons | COMFORTMAKER | HRCU-A-CB (Split System: Heat Pump with Remote Outdoor Unit-Air-Source) | C5H0V48*K*AAA* |  |  | ESH5X48M12A*+WALLCON | *97CMN0801714B* | 44500 | 16 | 8.5 | 49500 | 34800 | 70.3% | 1.92 | 0 | 9 |  |  |  | No | R-454B | 3.7083 | Residential & Commercial | No
215675198 | Central HP <5.4 tons | COMFORTMAKER | HRCU-A-CB (Split System: Heat Pump with Remote Outdoor Unit-Air-Source) | C5H0V48*K*AAA* |  |  | ESH5X60M12A*+WALLCON | *80CTL0901716B* | 45500 | 16.5 | 8.5 | 48000 | 34000 | 70.83% | 2.06 | 0 | 9.5 |  |  |  | No | R-454B | 3.7917 | Residential & Commercial | No
215675298 | Central HP <5.4 tons | COMFORTMAKER | HRCU-A-CB (Split System: Heat Pump with Remote Outdoor Unit-Air-Source) | C5H0V48*K*AAA* |  |  | ESH5X60M12A*+WALLCON | *97CMN1002122B* | 45500 | 16.5 | 8.5 | 48000 | 33800 | 70.42% | 2.08 | 0 | 9.5 |  |  |  | No | R-454B | 3.7917 | Residential & Commercial | No
212978522 | Central HP <5.4 tons | BRYANT HEATING AND COOLING SYSTEMS | HRCU-A-CB (Split System: Heat Pump with Remote Outdoor Unit-Air-Source) | 38MURAQ30AB3* |  |  | CAP**3717AL* | 8(0,1)*SB36070M17*** | 30200 | 15.2 | 8.1 | 33800 | 27000 | 79.88% | 1.82 | 0 | 9 |  |  |  | No | R-410A | 2.5167 | Residential & Commercial | No
215668655 | Central HP <5.4 tons | COMFORTMAKER | HRCU-A-CB (Split System: Heat Pump with Remote Outdoor Unit-Air-Source) | C5H0V36*K*AAA* |  |  | EA*5X37M21A*+WALLCON | *80CTL0451712B* | 34000 | 17.5 | 9 | 35600 | 25400 | 71.35% | 1.86 | 0 | 9.5 |  |  |  | No | R-454B | 2.8333 | Residential & Commercial | No
212986560 | Central HP <5.4 tons | BRYANT HEATING AND COOLING SYSTEMS | HRCU-A-CB (Split System: Heat Pump with Remote Outdoor Unit-Air-Source) | 38MURAQ24AB3* |  |  | CAP**3617AL* | 916SA36040M17*** | 23400 | 16 | 8.5 | 26200 | 24400 | 93.13% | 2 | 0 | 9.5 |  |  |  | No | R-410A | 1.95 | Residential & Commercial | No
212974926 | Central HP <5.4 tons | BRYANT HEATING AND COOLING SYSTEMS | HRCU-A-CB (Split System: Heat Pump with Remote Outdoor Unit-Air-Source) | 38MURAQ24AB3* |  |  | CAP**2417AL* | 926TC30040V14*** | 23000 | 16 | 8.5 | 27000 | 27000 | 100% | 2.28 | 0 | 9.5 |  |  |  | No | R-410A | 1.9167 | Residential & Commercial | No
215679738 | Central HP <5.4 tons | COMFORTMAKER | HRCU-A-CB (Split System: Heat Pump with Remote Outdoor Unit-Air-Source) | C5H0V36*K*AAA* |  |  | ESH5X36M12A*+WALLCON | *97CTN0601716A* | 33400 | 16 | 8.5 | 36000 | 25800 | 71.67% | 1.76 | 0 | 9 |  |  |  | No | R-454B | 2.7833 | Residential & Commercial | No
215679758 | Central HP <5.4 tons | COMFORTMAKER | HRCU-A-CB (Split System: Heat Pump with Remote Outdoor Unit-Air-Source) | C5H0V36*K*AAA* |  |  | ESH5X36M12A*+WALLCON | *97CTN0802120A* | 33600 | 16 | 8.5 | 35800 | 25400 | 70.95% | 1.76 | 0 | 9.5 |  |  |  | No | R-454B | 2.8 | Residential & Commercial | No
215679938 | Central HP <5.4 tons | COMFORTMAKER | HRCU-A-CB (Split System: Heat Pump with Remote Outdoor Unit-Air-Source) | C5H0V36*K*AAA* |  |  | ESH5X60M12A*+WALLCON | *96CTN0802120B* | 34600 | 16.5 | 8.5 | 34600 | 24800 | 71.68% | 1.8 | 0 | 9.5 |  |  |  | No | R-454B | 2.8833 | Residential & Commercial | No
215679528 | Central HP <5.4 tons | COMFORTMAKER | HRCU-A-CB (Split System: Heat Pump with Remote Outdoor Unit-Air-Source) | C5H0V36*K*AAA* |  |  | EA*5X48M21A*+WALLCON | *97CTN0801716A* | 33600 | 17.5 | 9 | 35200 | 25200 | 71.59% | 1.88 | 0 | 9.5 |  |  |  | No | R-454B | 2.8 | Residential & Commercial | No
215679258 | Central HP <5.4 tons | COMFORTMAKER | HRCU-A-CB (Split System: Heat Pump with Remote Outdoor Unit-Air-Source) | C5H0V36*K*AAA* |  |  | EA*5X37M17A*+WALLCON | *97CTN0601716A* | 33600 | 17 | 9 | 36000 | 25800 | 71.67% | 1.88 | 0 | 9 |  |  |  | No | R-454B | 2.8 | Residential & Commercial | No
212985613 | Central HP <5.4 tons | BRYANT HEATING AND COOLING SYSTEMS | HRCU-A-CB (Split System: Heat Pump with Remote Outdoor Unit-Air-Source) | 38MURAQ30AB3* |  |  | CAP**4224AL* | 912SE60120M24*** | 30000 | 15.2 | 8.1 | 34200 | 27600 | 80.7% | 1.8 | 0 | 9 |  |  |  | No | R-410A | 2.5 | Residential & Commercial | No
215679458 | Central HP <5.4 tons | COMFORTMAKER | HRCU-A-CB (Split System: Heat Pump with Remote Outdoor Unit-Air-Source) | C5H0V36*K*AAA* |  |  | EA*5X43M21A*+WALLCON | *97CTN0801716A* | 34200 | 17.5 | 9 | 35400 | 25400 | 71.75% | 1.88 | 0 | 9.5 |  |  |  | No | R-454B | 2.85 | Residential & Commercial | No
213080801 | Central HP <5.4 tons | BRYANT HEATING AND COOLING SYSTEMS | HRCU-A-CB (Split System: Heat Pump with Remote Outdoor Unit-Air-Source) | 38MURAQ36AB3* |  |  | CAP**4221AL* | 935SB60080M21*** | 35200 | 16 | 8.1 | 38500 | 35000 | 90.91% | 1.88 | 0 | 9.5 |  |  |  | No | R-410A | 2.9333 | Residential & Commercial | No
215677268 | Central HP <5.4 tons | COMFORTMAKER | HRCU-A-CB (Split System: Heat Pump with Remote Outdoor Unit-Air-Source) | C5H0V60*K*AAA* |  |  | EVM5X61M24A*+WALLCON | *97CMN0602120B* | 56500 | 18 | 9 | 65000 | 45500 | 70% | 2.06 | 0 | 8.5 |  |  |  | No | R-454B | 4.7083 | Residential & Commercial | No
211227561 | Central HP <5.4 tons | BRYANT HEATING AND COOLING SYSTEMS | HRCU-A-CB (Split System: Heat Pump with Remote Outdoor Unit-Air-Source) | 38MURAQ36AB3* |  |  | CAP**4221AL* | 915SB42060E17*** | 35000 | 15.5 | 8.1 | 38500 | 35000 | 90.91% | 1.86 | 0 | 9.5 |  |  |  | No | R-410A | 2.9167 | Residential & Commercial | No
215675148 | Central HP <5.4 tons | COMFORTMAKER | HRCU-A-CB (Split System: Heat Pump with Remote Outdoor Unit-Air-Source) | C5H0V48*K*AAA* |  |  | ESH5X60M12A*+WALLCON | *80CSU1002120A* | 45500 | 16.5 | 8.5 | 48000 | 33800 | 70.42% | 2.06 | 0 | 9.5 |  |  |  | No | R-454B | 3.7917 | Residential & Commercial | No
215667277 | Central HP <5.4 tons | COMFORTMAKER | HRCU-A-CB (Split System: Heat Pump with Remote Outdoor Unit-Air-Source) | C5H0V24*K*AAA* |  |  | EA*5X25M17A*+WALLCON | *96CTN0401410B* | 23400 | 16 | 9 | 24000 | 16800 | 70% | 1.98 | 0 | 9.5 |  |  |  | No | R-454B | 1.95 | Residential & Commercial | No
215667511 | Central HP <5.4 tons | COMFORTMAKER | HRCU-A-CB (Split System: Heat Pump with Remote Outdoor Unit-Air-Source) | C5H0V24*K*AAA* |  |  | EA*5X30M17A*+WALLCON | *96CTN0401410B* | 22600 | 15.5 | 8.5 | 24400 | 17100 | 70.08% | 1.84 | 0 | 9 |  |  |  | No | R-454B | 1.8833 | Residential & Commercial | No
212982975 | Central HP <5.4 tons | AIRQUEST | HRCU-A-CB (Split System: Heat Pump with Remote Outdoor Unit-Air-Source) | DLCURAH30ABK |  |  | EA*4X43L21A* | *80MSU0802120A* | 30600 | 15.5 | 8.5 | 33400 | 26200 | 78.44% | 1.88 | 0 | 9 |  |  |  | No | R-410A | 2.55 | Residential & Commercial | No
211222531 | Central HP <5.4 tons | AIRQUEST | HRCU-A-CB (Split System: Heat Pump with Remote Outdoor Unit-Air-Source) | DLCURAH30ABK |  |  | EA*4X37L21A* | *80ESU0601716A | 31200 | 15.2 | 8.5 | 33400 | 26000 | 77.84% | 1.86 | 0 | 9 |  |  |  | No | R-410A | 2.6 | Residential & Commercial | No
211713346 | Central HP <5.4 tons | BRYANT HEATING AND COOLING SYSTEMS | HRCU-A-CB (Split System: Heat Pump with Remote Outdoor Unit-Air-Source) | 38MURAQ30AB3* |  |  | CAP**4321AL* | 912SD60080E21*** | 31200 | 15.2 | 8.5 | 33600 | 26000 | 77.38% | 1.88 | 0 | 9 |  |  |  | No | R-410A | 2.6 | Residential & Commercial | No
211713394 | Central HP <5.4 tons | BRYANT HEATING AND COOLING SYSTEMS | HRCU-A-CB (Split System: Heat Pump with Remote Outdoor Unit-Air-Source) | 38MURAQ30AB3* |  |  | CAP**4321AL* | 83*SA48060E17*** | 31200 | 15.2 | 8.5 | 33400 | 26000 | 77.84% | 1.86 | 0 | 9 |  |  |  | No | R-410A | 2.6 | Residential & Commercial | No
211712942 | Central HP <5.4 tons | BRYANT HEATING AND COOLING SYSTEMS | HRCU-A-CB (Split System: Heat Pump with Remote Outdoor Unit-Air-Source) | 38MURAQ30AB3* |  |  | CAP**4224AL* | 83*SA60080E21*** | 29800 | 15.2 | 8.1 | 33800 | 27200 | 80.47% | 1.78 | 0 | 9 |  |  |  | No | R-410A | 2.4833 | Residential & Commercial | No
211229013 | Central HP <5.4 tons | BRYANT HEATING AND COOLING SYSTEMS | HRCU-A-CB (Split System: Heat Pump with Remote Outdoor Unit-Air-Source) | 38MURAQ36AB3* |  |  | CAP**4821AL* | 915SB42060E17*** | 35400 | 15.5 | 8.1 | 38500 | 34800 | 90.39% | 2.02 | 0 | 9.5 |  |  |  | No | R-410A | 2.95 | Residential & Commercial | No
211380134 | Central HP <5.4 tons | YORK | HRCU-A-CB (Split System: Heat Pump with Remote Outdoor Unit-Air-Source) | HMH72B341 |  |  | XAFC48FXXN1+TXV | TL9E080C16UH11 | 34000 | 16.5 | 8.5 | 32800 | 24200 | 73.78% | 2.08 | 0 | 9 |  |  |  | No | R-410A | 2.8333 | Residential & Commercial | No
211380211 | Central HP <5.4 tons | YORK | HRCU-A-CB (Split System: Heat Pump with Remote Outdoor Unit-Air-Source) | HMH72B341 |  |  | XAHC48FBCN1+JMET12CS2N1 |  | 33800 | 17.5 | 8.5 | 32000 | 23400 | 73.12% | 2.08 | 0 | 9.5 |  |  |  | No | R-410A | 2.8167 | Residential & Commercial | No
211386427 | Central HP <5.4 tons | JOHNSON CONTROLS | HRCU-A-CB (Split System: Heat Pump with Remote Outdoor Unit-Air-Source) | HMH72B341 |  |  | XAFD48FBCN1 | TL8E100C20UH11 | 34000 | 16.5 | 8.5 | 32400 | 23800 | 73.46% | 2.1 | 0 | 9.5 |  |  |  | No | R-410A | 2.8333 | Residential & Commercial | No
211386413 | Central HP <5.4 tons | JOHNSON CONTROLS | HRCU-A-CB (Split System: Heat Pump with Remote Outdoor Unit-Air-Source) | HMH72B341 |  |  | XAFD48FXXN1+TXV | TL8E100C20UH11 | 34000 | 16.5 | 8.5 | 32400 | 23800 | 73.46% | 2.1 | 0 | 9.5 |  |  |  | No | R-410A | 2.8333 | Residential & Commercial | No
211387188 | Central HP <5.4 tons | JOHNSON CONTROLS | HRCU-A-CB (Split System: Heat Pump with Remote Outdoor Unit-Air-Source) | HMH72B341 |  |  | XAFC30CXXN1+TXV | TM9Y060B12MP11 | 32600 | 17.5 | 8.1 | 34000 | 23800 | 70% | 2 | 0 | 9.5 |  |  |  | No | R-410A | 2.7167 | Residential & Commercial | No
211387231 | Central HP <5.4 tons | JOHNSON CONTROLS | HRCU-A-CB (Split System: Heat Pump with Remote Outdoor Unit-Air-Source) | HMH72B341 |  |  | XAUB36DXXN1+TXV | TM9Y060B12MP11 | 33600 | 16.5 | 8.5 | 33400 | 23600 | 70.66% | 2.04 | 0 | 9.5 |  |  |  | No | R-410A | 2.8 | Residential & Commercial | No
215679518 | Central HP <5.4 tons | COMFORTMAKER | HRCU-A-CB (Split System: Heat Pump with Remote Outdoor Unit-Air-Source) | C5H0V36*K*AAA* |  |  | EA*5X48M21A*+WALLCON | *97CTN0601716A* | 33400 | 17.5 | 9 | 35200 | 25400 | 72.16% | 1.88 | 0 | 9.5 |  |  |  | No | R-454B | 2.7833 | Residential & Commercial | No
215674057 | Central HP <5.4 tons | AIRQUEST | HRCU-A-CB (Split System: Heat Pump with Remote Outdoor Unit-Air-Source) | H5H0V48*K*AAA* |  |  | EA*5X48M21A*+WALLCON | *80CTL0902120B* | 44500 | 18 | 9 | 48500 | 34000 | 70.1% | 2.06 | 0 | 9.5 |  |  |  | No | R-454B | 3.7083 | Residential & Commercial | No
215674107 | Central HP <5.4 tons | AIRQUEST | HRCU-A-CB (Split System: Heat Pump with Remote Outdoor Unit-Air-Source) | H5H0V48*K*AAA* |  |  | EA*5X48M21A*+WALLCON | *97CMN0801714B* | 44000 | 17 | 9 | 49000 | 34600 | 70.61% | 2.04 | 0 | 9 |  |  |  | No | R-454B | 3.6667 | Residential & Commercial | No
213076033 | Central HP <5.4 tons | AIRQUEST | HRCU-A-CB (Split System: Heat Pump with Remote Outdoor Unit-Air-Source) | DLCURAH30ABK |  |  | EA*4X42L21A* | *95MSU1002120A* | 29800 | 15.2 | 8.1 | 38500 | 27600 | 71.69% | 1.78 | 0 | 9 |  |  |  | No | R-410A | 2.4833 | Residential & Commercial | No
215679868 | Central HP <5.4 tons | COMFORTMAKER | HRCU-A-CB (Split System: Heat Pump with Remote Outdoor Unit-Air-Source) | C5H0V36*K*AAA* |  |  | ESH5X48M12A*+WALLCON | *96CTN0802120B* | 34200 | 16 | 8.5 | 35400 | 25200 | 71.19% | 1.88 | 0 | 9.5 |  |  |  | No | R-454B | 2.85 | Residential & Commercial | No
215679968 | Central HP <5.4 tons | COMFORTMAKER | HRCU-A-CB (Split System: Heat Pump with Remote Outdoor Unit-Air-Source) | C5H0V36*K*AAA* |  |  | ESH5X60M12A*+WALLCON | *97CTN0601716A* | 34200 | 16 | 8.5 | 34800 | 25200 | 72.41% | 1.8 | 0 | 9 |  |  |  | No | R-454B | 2.85 | Residential & Commercial | No
215668743 | Central HP <5.4 tons | COMFORTMAKER | HRCU-A-CB (Split System: Heat Pump with Remote Outdoor Unit-Air-Source) | C5H0V36*K*AAA* |  |  | EA*5X37M21A*+WALLCON | *97CMN0801714B* | 34200 | 17.5 | 9 | 35400 | 25400 | 71.75% | 1.88 | 0 | 9.5 |  |  |  | No | R-454B | 2.85 | Residential & Commercial | No
215667006 | Central HP <5.4 tons | COMFORTMAKER | HRCU-A-CB (Split System: Heat Pump with Remote Outdoor Unit-Air-Source) | C5H0V24*K*AAA* |  |  | EA*5X24M17A*+WALLCON | *80CTL0451712B* | 22600 | 16.5 | 9 | 24200 | 17000 | 70.25% | 1.94 | 0 | 9.5 |  |  |  | No | R-454B | 1.8833 | Residential & Commercial | No
215675418 | Central HP <5.4 tons | COMFORTMAKER | HRCU-A-CB (Split System: Heat Pump with Remote Outdoor Unit-Air-Source) | C5H0V48*K*AAA* |  |  | EVM5X48M21A*+WALLCON | *95CSU0802120B* | 47000 | 18 | 9 | 50000 | 36600 | 73.2% | 1.98 | 0 | 9.5 |  |  |  | No | R-454B | 3.9167 | Residential & Commercial | No
215675218 | Central HP <5.4 tons | COMFORTMAKER | HRCU-A-CB (Split System: Heat Pump with Remote Outdoor Unit-Air-Source) | C5H0V48*K*AAA* |  |  | ESH5X60M12A*+WALLCON | *80CTL1102120B* | 45500 | 16.5 | 8.5 | 48000 | 33600 | 70% | 2.06 | 0 | 9.5 |  |  |  | No | R-454B | 3.7917 | Residential & Commercial | No
215675468 | Central HP <5.4 tons | COMFORTMAKER | HRCU-A-CB (Split System: Heat Pump with Remote Outdoor Unit-Air-Source) | C5H0V48*K*AAA* |  |  | EVM5X48M21A*+WALLCON | *96CTN0801714B* | 46500 | 18 | 9 | 50000 | 35600 | 71.2% | 2 | 0 | 9.5 |  |  |  | No | R-454B | 3.875 | Residential & Commercial | No
215668535 | Central HP <5.4 tons | COMFORTMAKER | HRCU-A-CB (Split System: Heat Pump with Remote Outdoor Unit-Air-Source) | C5H0V36*K*AAA* |  |  | EA*5X37M17A*+WALLCON | *80CSU0401712A* | 34000 | 17.5 | 9 | 35600 | 25400 | 71.35% | 1.88 | 0 | 9 |  |  |  | No | R-454B | 2.8333 | Residential & Commercial | No
215668551 | Central HP <5.4 tons | COMFORTMAKER | HRCU-A-CB (Split System: Heat Pump with Remote Outdoor Unit-Air-Source) | C5H0V36*K*AAA* |  |  | EA*5X37M17A*+WALLCON | *80CTL0451712B* | 33600 | 17 | 9 | 36000 | 25800 | 71.67% | 1.86 | 0 | 9 |  |  |  | No | R-454B | 2.8 | Residential & Commercial | No
215668567 | Central HP <5.4 tons | COMFORTMAKER | HRCU-A-CB (Split System: Heat Pump with Remote Outdoor Unit-Air-Source) | C5H0V36*K*AAA* |  |  | EA*5X37M17A*+WALLCON | *80CTL0701716B* | 33800 | 17.5 | 9 | 35800 | 25600 | 71.51% | 1.88 | 0 | 9.5 |  |  |  | No | R-454B | 2.8167 | Residential & Commercial | No
215674906 | Central HP <5.4 tons | COMFORTMAKER | HRCU-A-CB (Split System: Heat Pump with Remote Outdoor Unit-Air-Source) | C5H0V48*K*AAA* |  |  | ESH5X48M12A*+WALLCON | *95CSU0601716B* | 44500 | 16 | 8.5 | 49500 | 34800 | 70.3% | 1.92 | 0 | 9 |  |  |  | No | R-454B | 3.7083 | Residential & Commercial | No
215675158 | Central HP <5.4 tons | COMFORTMAKER | HRCU-A-CB (Split System: Heat Pump with Remote Outdoor Unit-Air-Source) | C5H0V48*K*AAA* |  |  | ESH5X60M12A*+WALLCON | *80CTL0451712B* | 45000 | 15.5 | 8.5 | 48500 | 34600 | 71.34% | 1.94 | 0 | 9 |  |  |  | No | R-454B | 3.75 | Residential & Commercial | No
215675188 | Central HP <5.4 tons | COMFORTMAKER | HRCU-A-CB (Split System: Heat Pump with Remote Outdoor Unit-Air-Source) | C5H0V48*K*AAA* |  |  | ESH5X60M12A*+WALLCON | *80CTL0702120B* | 45500 | 16.5 | 8.5 | 48000 | 33800 | 70.42% | 2.06 | 0 | 9.5 |  |  |  | No | R-454B | 3.7917 | Residential & Commercial | No
215675248 | Central HP <5.4 tons | COMFORTMAKER | HRCU-A-CB (Split System: Heat Pump with Remote Outdoor Unit-Air-Source) | C5H0V48*K*AAA* |  |  | ESH5X60M12A*+WALLCON | *95CSU0802120B* | 45500 | 16.5 | 8.5 | 48000 | 33800 | 70.42% | 2.06 | 0 | 9.5 |  |  |  | No | R-454B | 3.7917 | Residential & Commercial | No
215679778 | Central HP <5.4 tons | COMFORTMAKER | HRCU-A-CB (Split System: Heat Pump with Remote Outdoor Unit-Air-Source) | C5H0V36*K*AAA* |  |  | ESH5X36M12A*+WALLCON | *97CTN1202422A* | 33800 | 16.5 | 8.5 | 35800 | 25400 | 70.95% | 1.76 | 0 | 9.5 |  |  |  | No | R-454B | 2.8167 | Residential & Commercial | No
215679828 | Central HP <5.4 tons | COMFORTMAKER | HRCU-A-CB (Split System: Heat Pump with Remote Outdoor Unit-Air-Source) | C5H0V36*K*AAA* |  |  | ESH5X42M12A*+WALLCON | *97CTN0801716A* | 33800 | 16 | 8.5 | 35800 | 25400 | 70.95% | 1.76 | 0 | 9 |  |  |  | No | R-454B | 2.8167 | Residential & Commercial | No
215679878 | Central HP <5.4 tons | COMFORTMAKER | HRCU-A-CB (Split System: Heat Pump with Remote Outdoor Unit-Air-Source) | C5H0V36*K*AAA* |  |  | ESH5X48M12A*+WALLCON | *80CSU0401712B* | 34200 | 17 | 8.5 | 35400 | 25200 | 71.19% | 1.9 | 0 | 9.5 |  |  |  | No | R-454B | 2.85 | Residential & Commercial | No
215674966 | Central HP <5.4 tons | COMFORTMAKER | HRCU-A-CB (Split System: Heat Pump with Remote Outdoor Unit-Air-Source) | C5H0V48*K*AAA* |  |  | ESH5X48M12A*+WALLCON | *97CMN0602120B* | 44500 | 16 | 8.5 | 49500 | 34800 | 70.3% | 1.92 | 0 | 9 |  |  |  | No | R-454B | 3.7083 | Residential & Commercial | No
215675698 | Central HP <5.4 tons | COMFORTMAKER | HRCU-A-CB (Split System: Heat Pump with Remote Outdoor Unit-Air-Source) | C5H0V48*K*AAA* |  |  | EVM5X60M21A*+WALLCON | *80CTL0451712B* | 47500 | 18 | 9 | 50000 | 37600 | 75.2% | 1.98 | 0 | 9.5 |  |  |  | No | R-454B | 3.9583 | Residential & Commercial | No
211388381 | Central HP <5.4 tons | JOHNSON CONTROLS | HRCU-A-CB (Split System: Heat Pump with Remote Outdoor Unit-Air-Source) | HMH72B341 |  |  | XAUB36DXXN1+TXV | TP9C060B12MP13 | 33800 | 17 | 8.5 | 33400 | 23800 | 71.26% | 2.04 | 0 | 9.5 |  |  |  | No | R-410A | 2.8167 | Residential & Commercial | No
215679728 | Central HP <5.4 tons | COMFORTMAKER | HRCU-A-CB (Split System: Heat Pump with Remote Outdoor Unit-Air-Source) | C5H0V36*K*AAA* |  |  | ESH5X36M12A*+WALLCON | *80CSU0601716B* | 33800 | 16.5 | 8.5 | 35600 | 25400 | 71.35% | 1.76 | 0 | 9.5 |  |  |  | No | R-454B | 2.8167 | Residential & Commercial | No
215679978 | Central HP <5.4 tons | COMFORTMAKER | HRCU-A-CB (Split System: Heat Pump with Remote Outdoor Unit-Air-Source) | C5H0V36*K*AAA* |  |  | ESH5X60M12A*+WALLCON | *97CTN0801716A* | 34400 | 16 | 8.5 | 34800 | 25000 | 71.84% | 1.78 | 0 | 9.5 |  |  |  | No | R-454B | 2.8667 | Residential & Commercial | No
211387828 | Central HP <5.4 tons | JOHNSON CONTROLS | HRCU-A-CB (Split System: Heat Pump with Remote Outdoor Unit-Air-Source) | HMH72B341 |  |  | XAFC36DBCN1 | TM9V080B12MP12 | 34000 | 17 | 8.1 | 34000 | 24400 | 71.76% | 2.06 | 0 | 9.5 |  |  |  | No | R-410A | 2.8333 | Residential & Commercial | No
211388177 | Central HP <5.4 tons | JOHNSON CONTROLS | HRCU-A-CB (Split System: Heat Pump with Remote Outdoor Unit-Air-Source) | HMH72B341 |  |  | XAHB36DBCN1 | TP9C060B12MP13 | 32800 | 17 | 8.1 | 33000 | 23400 | 70.91% | 1.98 | 0 | 9.5 |  |  |  | No | R-410A | 2.7333 | Residential & Commercial | No
211386238 | Central HP <5.4 tons | JOHNSON CONTROLS | HRCU-A-CB (Split System: Heat Pump with Remote Outdoor Unit-Air-Source) | HMH72B341 |  |  | XAFD48FXXN1+TXV | TL9E080C16UH11 | 34000 | 16.5 | 8.5 | 32800 | 24200 | 73.78% | 2.08 | 0 | 9 |  |  |  | No | R-410A | 2.8333 | Residential & Commercial | No
211387041 | Central HP <5.4 tons | JOHNSON CONTROLS | HRCU-A-CB (Split System: Heat Pump with Remote Outdoor Unit-Air-Source) | HMH72B341 |  |  | XAUB36DXXN1+TXV | TM9Y080B12MP11 | 33600 | 17.5 | 8.5 | 33400 | 23600 | 70.66% | 2.04 | 0 | 9.5 |  |  |  | No | R-410A | 2.8 | Residential & Commercial | No
211386194 | Central HP <5.4 tons | JOHNSON CONTROLS | HRCU-A-CB (Split System: Heat Pump with Remote Outdoor Unit-Air-Source) | HMH72B341 |  |  | XAHD48FXXN1+TXV | TL9E080C16UH11 | 33200 | 16 | 8.1 | 32400 | 23600 | 72.84% | 2.04 | 0 | 9 |  |  |  | No | R-410A | 2.7667 | Residential & Commercial | No
211388223 | Central HP <5.4 tons | JOHNSON CONTROLS | HRCU-A-CB (Split System: Heat Pump with Remote Outdoor Unit-Air-Source) | HMH72B341 |  |  | XAFC36DXXN1+TXV | TM9V060B12MP12 | 34000 | 17.5 | 8.1 | 34000 | 24200 | 71.18% | 2.06 | 0 | 9.5 |  |  |  | No | R-410A | 2.8333 | Residential & Commercial | No
211388407 | Central HP <5.4 tons | JOHNSON CONTROLS | HRCU-A-CB (Split System: Heat Pump with Remote Outdoor Unit-Air-Source) | HMH72B341 |  |  | XAFB30CXXN1+TXV | TM9V060B12MP12 | 32600 | 17 | 8.1 | 33600 | 23600 | 70.24% | 2.02 | 0 | 9.5 |  |  |  | No | R-410A | 2.7167 | Residential & Commercial | No
215677746 | Central HP <5.4 tons | AIRQUEST | HRCU-A-CB (Split System: Heat Pump with Remote Outdoor Unit-Air-Source) | H5H0V60*K*AAA* |  |  | EA*5X60M24A*+WALLCON | *80CSU0802120A* | 55000 | 18.5 | 8.5 | 59000 | 41500 | 70.34% | 2.02 | 0 | 9 |  |  |  | No | R-454B | 4.5833 | Residential & Commercial | No
215678016 | Central HP <5.4 tons | AIRQUEST | HRCU-A-CB (Split System: Heat Pump with Remote Outdoor Unit-Air-Source) | H5H0V60*K*AAA* |  |  | EA*5X61M24A*+WALLCON | *96CTN1002122B* | 56000 | 18.5 | 9 | 60000 | 42000 | 70% | 2.02 | 0 | 9 |  |  |  | No | R-454B | 4.6667 | Residential & Commercial | No
215678055 | Central HP <5.4 tons | HEIL | HRCU-A-CB (Split System: Heat Pump with Remote Outdoor Unit-Air-Source) | H5H0V60*K*AAA* |  |  | ESH5X60M12A*+WALLCON | *80CTL0701716B* | 54000 | 16.5 | 8.5 | 59000 | 41500 | 70.34% | 1.9 | 0 | 9 |  |  |  | No | R-454B | 4.5 | Residential & Commercial | No
215677008 | Central HP <5.4 tons | COMFORTMAKER | HRCU-A-CB (Split System: Heat Pump with Remote Outdoor Unit-Air-Source) | C5H0V60*K*AAA* |  |  | EVM5X60M21A*+WALLCON | *80CTL0902120B* | 57000 | 18.5 | 9 | 63500 | 44500 | 70.08% | 2.08 | 0 | 9.5 |  |  |  | No | R-454B | 4.75 | Residential & Commercial | No
215679928 | Central HP <5.4 tons | COMFORTMAKER | HRCU-A-CB (Split System: Heat Pump with Remote Outdoor Unit-Air-Source) | C5H0V36*K*AAA* |  |  | ESH5X48M12A*+WALLCON | *97CTN1202422A* | 34200 | 17 | 8.5 | 35400 | 25200 | 71.19% | 1.9 | 0 | 9.5 |  |  |  | No | R-454B | 2.85 | Residential & Commercial | No
211387377 | Central HP <5.4 tons | JOHNSON CONTROLS | HRCU-A-CB (Split System: Heat Pump with Remote Outdoor Unit-Air-Source) | HMH72B341 |  |  | XAFC30CXXN1+TXV | TM9V100C20MP12 | 33400 | 17.5 | 8.1 | 33600 | 23600 | 70.24% | 2.06 | 0 | 9.5 |  |  |  | No | R-410A | 2.7833 | Residential & Commercial | No
211387393 | Central HP <5.4 tons | JOHNSON CONTROLS | HRCU-A-CB (Split System: Heat Pump with Remote Outdoor Unit-Air-Source) | HMH72B341 |  |  | XAFC30CXXN1+TXV | TP9C100C20MP13 | 33400 | 17.5 | 8.1 | 33600 | 23600 | 70.24% | 2.06 | 0 | 9.5 |  |  |  | No | R-410A | 2.7833 | Residential & Commercial | No
211388129 | Central HP <5.4 tons | JOHNSON CONTROLS | HRCU-A-CB (Split System: Heat Pump with Remote Outdoor Unit-Air-Source) | HMH72B341 |  |  | XAHB36DXXN1+TXV | TM9V060B12MP12 | 32800 | 17 | 8.1 | 33000 | 23400 | 70.91% | 1.98 | 0 | 9.5 |  |  |  | No | R-410A | 2.7333 | Residential & Commercial | No
211387816 | Central HP <5.4 tons | JOHNSON CONTROLS | HRCU-A-CB (Split System: Heat Pump with Remote Outdoor Unit-Air-Source) | HMH72B341 |  |  | XAFC36DXXN1+TXV | TP9C080B12MP13 | 34000 | 17 | 8.1 | 34000 | 24400 | 71.76% | 2.06 | 0 | 9.5 |  |  |  | No | R-410A | 2.8333 | Residential & Commercial | No
211387975 | Central HP <5.4 tons | JOHNSON CONTROLS | HRCU-A-CB (Split System: Heat Pump with Remote Outdoor Unit-Air-Source) | HMH72B341 |  |  | XAFB30CXXN1+TXV | TM9V080B12MP12 | 32800 | 17 | 8.1 | 33600 | 23600 | 70.24% | 2.02 | 0 | 9.5 |  |  |  | No | R-410A | 2.7333 | Residential & Commercial | No
211388143 | Central HP <5.4 tons | JOHNSON CONTROLS | HRCU-A-CB (Split System: Heat Pump with Remote Outdoor Unit-Air-Source) | HMH72B341 |  |  | XAHB36DXXN1+TXV | TP9C060B12MP13 | 32800 | 17 | 8.1 | 33000 | 23400 | 70.91% | 1.98 | 0 | 9.5 |  |  |  | No | R-410A | 2.7333 | Residential & Commercial | No
211388357 | Central HP <5.4 tons | JOHNSON CONTROLS | HRCU-A-CB (Split System: Heat Pump with Remote Outdoor Unit-Air-Source) | HMH72B341 |  |  | XAUB36DXXN1+TXV | TM9V060B12MP12 | 33800 | 17 | 8.5 | 33400 | 23800 | 71.26% | 2.04 | 0 | 9.5 |  |  |  | No | R-410A | 2.8167 | Residential & Commercial | No
211387321 | Central HP <5.4 tons | JOHNSON CONTROLS | HRCU-A-CB (Split System: Heat Pump with Remote Outdoor Unit-Air-Source) | HMH72B341 |  |  | XAFC36DXXN1+TXV | TP9C100C20MP13 | 34000 | 17.5 | 8.1 | 34000 | 24800 | 72.94% | 2.12 | 0 | 9.5 |  |  |  | No | R-410A | 2.8333 | Residential & Commercial | No
215681338 | Central HP <5.4 tons | COMFORTMAKER | HRCU-A-CB (Split System: Heat Pump with Remote Outdoor Unit-Air-Source) | C5H0V48*K*AAA* |  |  | EA*5X48M21A*+WALLCON | *80CSU1002120B* | 44000 | 17 | 9 | 48500 | 34000 | 70.1% | 2.04 | 0 | 9.5 |  |  |  | No | R-454B | 3.6667 | Residential & Commercial | No
215681358 | Central HP <5.4 tons | COMFORTMAKER | HRCU-A-CB (Split System: Heat Pump with Remote Outdoor Unit-Air-Source) | C5H0V48*K*AAA* |  |  | EA*5X48M21A*+WALLCON | *97CTN0802120A* | 44000 | 17.5 | 9 | 48500 | 34200 | 70.52% | 2.06 | 0 | 9.5 |  |  |  | No | R-454B | 3.6667 | Residential & Commercial | No
215677228 | Central HP <5.4 tons | COMFORTMAKER | HRCU-A-CB (Split System: Heat Pump with Remote Outdoor Unit-Air-Source) | C5H0V60*K*AAA* |  |  | EVM5X61M24A*+WALLCON | *80CTL0702120B* | 57000 | 18.5 | 9 | 64000 | 45000 | 70.31% | 2.08 | 0 | 9 |  |  |  | No | R-454B | 4.75 | Residential & Commercial | No
215677168 | Central HP <5.4 tons | COMFORTMAKER | HRCU-A-CB (Split System: Heat Pump with Remote Outdoor Unit-Air-Source) | C5H0V60*K*AAA* |  |  | EVM5X60M24A*+WALLCON | *97CMN0602120B* | 55500 | 17.5 | 8.5 | 64000 | 45500 | 71.09% | 1.94 | 0 | 8.5 |  |  |  | No | R-454B | 4.625 | Residential & Commercial | No
215677808 | Central HP <5.4 tons | COMFORTMAKER | HRCU-A-CB (Split System: Heat Pump with Remote Outdoor Unit-Air-Source) | C5H0V60*K*AAA* |  |  | EA*5X60M24A*+WALLCON | *95CSU0802120B* | 54500 | 18 | 8.5 | 59500 | 42000 | 70.59% | 1.9 | 0 | 8.5 |  |  |  | No | R-454B | 4.5417 | Residential & Commercial | No
215678008 | Central HP <5.4 tons | COMFORTMAKER | HRCU-A-CB (Split System: Heat Pump with Remote Outdoor Unit-Air-Source) | C5H0V60*K*AAA* |  |  | EA*5X61M24A*+WALLCON | *97CMN1202422B* | 56000 | 18.5 | 9 | 60000 | 42000 | 70% | 2 | 0 | 9 |  |  |  | No | R-454B | 4.6667 | Residential & Commercial | No
211387675 | Central HP <5.4 tons | JOHNSON CONTROLS | HRCU-A-CB (Split System: Heat Pump with Remote Outdoor Unit-Air-Source) | HMH72B341 |  |  | XAFC30CXXN1+TXV | TP9C080C16MP13 | 32800 | 17 | 8.1 | 33400 | 23400 | 70.06% | 2.04 | 0 | 9.5 |  |  |  | No | R-410A | 2.7333 | Residential & Commercial | No
211387766 | Central HP <5.4 tons | JOHNSON CONTROLS | HRCU-A-CB (Split System: Heat Pump with Remote Outdoor Unit-Air-Source) | HMH72B341 |  |  | XAHB36DBCN1 | TM9V080B12MP12 | 33200 | 16.5 | 8.1 | 33400 | 23600 | 70.66% | 2 | 0 | 9.5 |  |  |  | No | R-410A | 2.7667 | Residential & Commercial | No
211386510 | Central HP <5.4 tons | JOHNSON CONTROLS | HRCU-A-CB (Split System: Heat Pump with Remote Outdoor Unit-Air-Source) | HMH72B341 |  |  | XAHC48FXXN1+TXV | TL8E080C16UH11 | 33600 | 16.5 | 8.1 | 32600 | 24200 | 74.23% | 2.04 | 0 | 9 |  |  |  | No | R-410A | 2.8 | Residential & Commercial | No
213076967 | Central HP <5.4 tons | AIRQUEST | HRCU-A-CB (Split System: Heat Pump with Remote Outdoor Unit-Air-Source) | DLCURAH36ABK |  |  | EA*4X42L21A* | *96VSN0801716B* | 35000 | 15.5 | 8.1 | 38500 | 35200 | 91.43% | 1.86 | 0 | 9.5 |  |  |  | No | R-410A | 2.9167 | Residential & Commercial | No
213078952 | Central HP <5.4 tons | AIRQUEST | HRCU-A-CB (Split System: Heat Pump with Remote Outdoor Unit-Air-Source) | DLCURAH36ABK |  |  | EA*4X36L17A* | *80MSU0401712A* | 34800 | 15.5 | 8.5 | 39000 | 35200 | 90.26% | 1.8 | 0 | 9.5 |  |  |  | No | R-410A | 2.9 | Residential & Commercial | No
213078168 | Central HP <5.4 tons | AIRQUEST | HRCU-A-CB (Split System: Heat Pump with Remote Outdoor Unit-Air-Source) | DLCURAH36ABK |  |  | EA*4X36L21A* | *80MS(N,L)0702116A* | 34800 | 16 | 8.1 | 38500 | 35200 | 91.43% | 1.82 | 0 | 9.5 |  |  |  | No | R-410A | 2.9 | Residential & Commercial | No
213079204 | Central HP <5.4 tons | AIRQUEST | HRCU-A-CB (Split System: Heat Pump with Remote Outdoor Unit-Air-Source) | DLCURAH36ABK |  |  | EA*4X36L21A* | *80MSU0802120A* | 34800 | 16.5 | 8.1 | 38500 | 35200 | 91.43% | 1.82 | 0 | 9.5 |  |  |  | No | R-410A | 2.9 | Residential & Commercial | No
211386885 | Central HP <5.4 tons | JOHNSON CONTROLS | HRCU-A-CB (Split System: Heat Pump with Remote Outdoor Unit-Air-Source) | HMH72B341 |  |  | XAHC36DXXN1+TXV | TM9Y080B12MP11 | 33400 | 17.5 | 8.1 | 33600 | 24000 | 71.43% | 2.02 | 0 | 9.5 |  |  |  | No | R-410A | 2.7833 | Residential & Commercial | No
211386999 | Central HP <5.4 tons | JOHNSON CONTROLS | HRCU-A-CB (Split System: Heat Pump with Remote Outdoor Unit-Air-Source) | HMH72B341 |  |  | XAFC30CXXN1+TXV | TM9Y080B12MP11 | 32800 | 17.5 | 8.1 | 34000 | 23800 | 70% | 2.02 | 0 | 9.5 |  |  |  | No | R-410A | 2.7333 | Residential & Commercial | No
211387686 | Central HP <5.4 tons | JOHNSON CONTROLS | HRCU-A-CB (Split System: Heat Pump with Remote Outdoor Unit-Air-Source) | HMH72B341 |  |  | XAHC36DXXN1+TXV | TM9V080B12MP12 | 33200 | 17 | 8.1 | 33200 | 23400 | 70.48% | 2.02 | 0 | 9.5 |  |  |  | No | R-410A | 2.7667 | Residential & Commercial | No
215679839 | Central HP <5.4 tons | DAY & NIGHT | HRCU-A-CB (Split System: Heat Pump with Remote Outdoor Unit-Air-Source) | C5H0V36*K*AAA* |  |  | ESH5X42M12A*+WALLCON | *97CTN0802120A* | 34000 | 16 | 8.5 | 35600 | 25200 | 70.79% | 1.76 | 0 | 9.5 |  |  |  | No | R-454B | 2.8333 | Residential & Commercial | No
215677058 | Central HP <5.4 tons | COMFORTMAKER | HRCU-A-CB (Split System: Heat Pump with Remote Outdoor Unit-Air-Source) | C5H0V60*K*AAA* |  |  | EVM5X60M21A*+WALLCON | *97CMN0802120B* | 56500 | 18 | 9 | 64000 | 45000 | 70.31% | 2.06 | 0 | 9 |  |  |  | No | R-454B | 4.7083 | Residential & Commercial | No
211226308 | Central HP <5.4 tons | COMFORTMAKER | HRCU-A-CB (Split System: Heat Pump with Remote Outdoor Unit-Air-Source) | DLCURAH36ABK |  |  | EA*4X36L21A* | *80ESU1002120A* | 35200 | 16 | 8.1 | 38500 | 35200 | 91.43% | 1.82 | 0 | 9.5 |  |  |  | No | R-410A | 2.9333 | Residential & Commercial | No
211386262 | Central HP <5.4 tons | JOHNSON CONTROLS | HRCU-A-CB (Split System: Heat Pump with Remote Outdoor Unit-Air-Source) | HMH72B341 |  |  | XAFC48FXXN1+TXV | TL9E080C16UH11 | 34000 | 16.5 | 8.5 | 32800 | 24200 | 73.78% | 2.08 | 0 | 9 |  |  |  | No | R-410A | 2.8333 | Residential & Commercial | No
211386730 | Central HP <5.4 tons | JOHNSON CONTROLS | HRCU-A-CB (Split System: Heat Pump with Remote Outdoor Unit-Air-Source) | HMH72B341 |  |  | XAHC36DBCN1 | TM9Y100C16MP11 | 33800 | 16.5 | 8.1 | 33600 | 24000 | 71.43% | 2.04 | 0 | 9.5 |  |  |  | No | R-410A | 2.8167 | Residential & Commercial | No
211388341 | Central HP <5.4 tons | JOHNSON CONTROLS | HRCU-A-CB (Split System: Heat Pump with Remote Outdoor Unit-Air-Source) | HMH72B341 |  |  | XAFB36DBCN1 | TM9V060B12MP12 | 33800 | 17 | 8.5 | 33400 | 23800 | 71.26% | 2.04 | 0 | 9.5 |  |  |  | No | R-410A | 2.8167 | Residential & Commercial | No
215677208 | Central HP <5.4 tons | COMFORTMAKER | HRCU-A-CB (Split System: Heat Pump with Remote Outdoor Unit-Air-Source) | C5H0V60*K*AAA* |  |  | EVM5X60M24A*+WALLCON | *96CTN1202422B* | 56500 | 18.5 | 9 | 63000 | 44500 | 70.63% | 2.1 | 0 | 9 |  |  |  | No | R-454B | 4.7083 | Residential & Commercial | No
211228666 | Central HP <5.4 tons | AIRQUEST | HRCU-A-CB (Split System: Heat Pump with Remote Outdoor Unit-Air-Source) | DLCURAH36ABK |  |  | EA*4X43L21A* | OLV098A12* | 36200 | 15.2 | 8.5 | 38500 | 35000 | 90.91% | 2.06 | 0 | 9.5 |  |  |  | No | R-410A | 3.0167 | Residential & Commercial | No
215681708 | Central HP <5.4 tons | COMFORTMAKER | HRCU-A-CB (Split System: Heat Pump with Remote Outdoor Unit-Air-Source) | C5H0V48*K*AAA* |  |  | ESH5X60M12A*+WALLCON | *80CSU1002120B* | 45500 | 16.5 | 8.5 | 48000 | 33800 | 70.42% | 2.08 | 0 | 9.5 |  |  |  | No | R-454B | 3.7917 | Residential & Commercial | No
215668565 | Central HP <5.4 tons | AIRQUEST | HRCU-A-CB (Split System: Heat Pump with Remote Outdoor Unit-Air-Source) | H5H0V36*K*AAA* |  |  | EA*5X37M17A*+WALLCON | *80CTL0701716B* | 33800 | 17.5 | 9 | 35800 | 25600 | 71.51% | 1.88 | 0 | 9.5 |  |  |  | No | R-454B | 2.8167 | Residential & Commercial | No
215668645 | Central HP <5.4 tons | AIRQUEST | HRCU-A-CB (Split System: Heat Pump with Remote Outdoor Unit-Air-Source) | H5H0V36*K*AAA* |  |  | EA*5X37M21A*+WALLCON | *80CSU1002120A* | 34400 | 17.5 | 9 | 35400 | 25200 | 71.19% | 1.9 | 0 | 9.5 |  |  |  | No | R-454B | 2.8667 | Residential & Commercial | No
215677778 | Central HP <5.4 tons | COMFORTMAKER | HRCU-A-CB (Split System: Heat Pump with Remote Outdoor Unit-Air-Source) | C5H0V60*K*AAA* |  |  | EA*5X60M24A*+WALLCON | *80CTL0902120B* | 55000 | 18.5 | 9 | 59000 | 41500 | 70.34% | 2.04 | 0 | 9 |  |  |  | No | R-454B | 4.5833 | Residential & Commercial | No
215678048 | Central HP <5.4 tons | COMFORTMAKER | HRCU-A-CB (Split System: Heat Pump with Remote Outdoor Unit-Air-Source) | C5H0V60*K*AAA* |  |  | ESH5X60M12A*+WALLCON | *80CSU1002120A* | 55500 | 17 | 8.5 | 60000 | 42000 | 70% | 1.9 | 0 | 8.5 |  |  |  | No | R-454B | 4.625 | Residential & Commercial | No
215677508 | Central HP <5.4 tons | COMFORTMAKER | HRCU-A-CB (Split System: Heat Pump with Remote Outdoor Unit-Air-Source) | C5H0V60*K*AAA* |  |  | EVD5X60M24A*+WALLCON | *97CMN0602120B* | 55500 | 17.5 | 8.5 | 64000 | 45500 | 71.09% | 1.94 | 0 | 8.5 |  |  |  | No | R-454B | 4.625 | Residential & Commercial | No
215677558 | Central HP <5.4 tons | COMFORTMAKER | HRCU-A-CB (Split System: Heat Pump with Remote Outdoor Unit-Air-Source) | C5H0V60*K*AAA* |  |  | EVD5X60M24A*+WALLCON | *96CTN1202422B* | 56500 | 18.5 | 9 | 63000 | 44500 | 70.63% | 2.08 | 0 | 9 |  |  |  | No | R-454B | 4.7083 | Residential & Commercial | No
215677518 | Central HP <5.4 tons | COMFORTMAKER | HRCU-A-CB (Split System: Heat Pump with Remote Outdoor Unit-Air-Source) | C5H0V60*K*AAA* |  |  | EVD5X60M24A*+WALLCON | *97CMN0802120B* | 56500 | 18 | 9 | 63500 | 44500 | 70.08% | 2.08 | 0 | 9 |  |  |  | No | R-454B | 4.7083 | Residential & Commercial | No
215677618 | Central HP <5.4 tons | COMFORTMAKER | HRCU-A-CB (Split System: Heat Pump with Remote Outdoor Unit-Air-Source) | C5H0V60*K*AAA* |  |  | EVD5X61M21A*+WALLCON | *97CMN0602120B* | 56000 | 17.5 | 9 | 65000 | 46000 | 70.77% | 2.06 | 0 | 8.5 |  |  |  | No | R-454B | 4.6667 | Residential & Commercial | No
215676968 | Central HP <5.4 tons | COMFORTMAKER | HRCU-A-CB (Split System: Heat Pump with Remote Outdoor Unit-Air-Source) | C5H0V60*K*AAA* |  |  | EVM5X60M21A*+WALLCON | *80CSU0802120A* | 57000 | 18 | 9 | 63500 | 44500 | 70.08% | 2.08 | 0 | 9 |  |  |  | No | R-454B | 4.75 | Residential & Commercial | No
215676118 | Central HP <5.4 tons | COMFORTMAKER | HRCU-A-CB (Split System: Heat Pump with Remote Outdoor Unit-Air-Source) | C5H0V48*K*AAA* |  |  | EVD5X48M21A*+WALLCON | *80CTL0701716B* | 46500 | 18 | 9 | 50000 | 36800 | 73.6% | 1.98 | 0 | 9.5 |  |  |  | No | R-454B | 3.875 | Residential & Commercial | No
215679198 | Central HP <5.4 tons | COMFORTMAKER | HRCU-A-CB (Split System: Heat Pump with Remote Outdoor Unit-Air-Source) | C5H0V36*K*AAA* |  |  | EA*5X36M17A*+WALLCON | *80CSU0401712B* | 32800 | 17 | 8.5 | 36000 | 25800 | 71.67% | 1.76 | 0 | 9.5 |  |  |  | No | R-454B | 2.7333 | Residential & Commercial | No
215679318 | Central HP <5.4 tons | COMFORTMAKER | HRCU-A-CB (Split System: Heat Pump with Remote Outdoor Unit-Air-Source) | C5H0V36*K*AAA* |  |  | EA*5X37M21A*+WALLCON | *97CTN0801716A* | 34200 | 17.5 | 9 | 35400 | 25400 | 71.75% | 1.88 | 0 | 9.5 |  |  |  | No | R-454B | 2.85 | Residential & Commercial | No
211388192 | Central HP <5.4 tons | JOHNSON CONTROLS | HRCU-A-CB (Split System: Heat Pump with Remote Outdoor Unit-Air-Source) | HMH72B341 |  |  | XAHB30CXXN1+TXV | TM9V060B12MP12 | 31600 | 16.5 | 8.1 | 32800 | 23000 | 70.12% | 1.96 | 0 | 9 |  |  |  | No | R-410A | 2.6333 | Residential & Commercial | No
211386495 | Central HP <5.4 tons | JOHNSON CONTROLS | HRCU-A-CB (Split System: Heat Pump with Remote Outdoor Unit-Air-Source) | HMH72B341 |  |  | XAHD48FBCN1 | TL8E080C16UH11 | 33600 | 16 | 8.1 | 32600 | 24200 | 74.23% | 2.04 | 0 | 9 |  |  |  | No | R-410A | 2.8 | Residential & Commercial | No
211386537 | Central HP <5.4 tons | JOHNSON CONTROLS | HRCU-A-CB (Split System: Heat Pump with Remote Outdoor Unit-Air-Source) | HMH72B341 |  |  | XAFD48FXXN1+TXV | TL8E080C16UH11 | 34000 | 16.5 | 8.5 | 32600 | 24000 | 73.62% | 2.08 | 0 | 9.5 |  |  |  | No | R-410A | 2.8333 | Residential & Commercial | No
211386719 | Central HP <5.4 tons | JOHNSON CONTROLS | HRCU-A-CB (Split System: Heat Pump with Remote Outdoor Unit-Air-Source) | HMH72B341 |  |  | XAHC36DXXN1+TXV | TM9Y100C16MP11 | 33800 | 16.5 | 8.1 | 33600 | 24000 | 71.43% | 2.04 | 0 | 9.5 |  |  |  | No | R-410A | 2.8167 | Residential & Commercial | No
211386830 | Central HP <5.4 tons | JOHNSON CONTROLS | HRCU-A-CB (Split System: Heat Pump with Remote Outdoor Unit-Air-Source) | HMH72B341 |  |  | XAHC30CXXN1+TXV | TM9Y080C16MP11 | 32400 | 17.5 | 8.1 | 33000 | 23200 | 70.3% | 2 | 0 | 9.5 |  |  |  | No | R-410A | 2.7 | Residential & Commercial | No
211387706 | Central HP <5.4 tons | JOHNSON CONTROLS | HRCU-A-CB (Split System: Heat Pump with Remote Outdoor Unit-Air-Source) | HMH72B341 |  |  | XAHC36DBCN1 | TM9V080B12MP12 | 33200 | 17 | 8.1 | 33200 | 23400 | 70.48% | 2.02 | 0 | 9.5 |  |  |  | No | R-410A | 2.7667 | Residential & Commercial | No
211387735 | Central HP <5.4 tons | JOHNSON CONTROLS | HRCU-A-CB (Split System: Heat Pump with Remote Outdoor Unit-Air-Source) | HMH72B341 |  |  | XAHC30CXXN1+TXV | TP9C080B12MP13 | 32000 | 16.5 | 8.1 | 33000 | 23200 | 70.3% | 1.98 | 0 | 9 |  |  |  | No | R-410A | 2.6667 | Residential & Commercial | No
211387754 | Central HP <5.4 tons | JOHNSON CONTROLS | HRCU-A-CB (Split System: Heat Pump with Remote Outdoor Unit-Air-Source) | HMH72B341 |  |  | XAHB36DXXN1+TXV | TP9C080B12MP13 | 33200 | 16.5 | 8.1 | 33400 | 23600 | 70.66% | 2 | 0 | 9.5 |  |  |  | No | R-410A | 2.7667 | Residential & Commercial | No
215679308 | Central HP <5.4 tons | COMFORTMAKER | HRCU-A-CB (Split System: Heat Pump with Remote Outdoor Unit-Air-Source) | C5H0V36*K*AAA* |  |  | EA*5X37M21A*+WALLCON | *97CTN0601716A* | 34200 | 17.5 | 9 | 35600 | 25400 | 71.35% | 1.88 | 0 | 9.5 |  |  |  | No | R-454B | 2.85 | Residential & Commercial | No
215679768 | Central HP <5.4 tons | COMFORTMAKER | HRCU-A-CB (Split System: Heat Pump with Remote Outdoor Unit-Air-Source) | C5H0V36*K*AAA* |  |  | ESH5X36M12A*+WALLCON | *97CTN1002122A* | 33800 | 16 | 8.5 | 35800 | 25400 | 70.95% | 1.76 | 0 | 9.5 |  |  |  | No | R-454B | 2.8167 | Residential & Commercial | No
215679818 | Central HP <5.4 tons | COMFORTMAKER | HRCU-A-CB (Split System: Heat Pump with Remote Outdoor Unit-Air-Source) | C5H0V36*K*AAA* |  |  | ESH5X42M12A*+WALLCON | *97CTN0601716A* | 33600 | 16 | 8.5 | 35800 | 25600 | 71.51% | 1.76 | 0 | 9 |  |  |  | No | R-454B | 2.8 | Residential & Commercial | No
215679988 | Central HP <5.4 tons | COMFORTMAKER | HRCU-A-CB (Split System: Heat Pump with Remote Outdoor Unit-Air-Source) | C5H0V36*K*AAA* |  |  | ESH5X60M12A*+WALLCON | *97CTN0802120A* | 34600 | 16.5 | 8.5 | 34600 | 24800 | 71.68% | 1.8 | 0 | 9.5 |  |  |  | No | R-454B | 2.8833 | Residential & Commercial | No
211386074 | Central HP <5.4 tons | JOHNSON CONTROLS | HRCU-A-CB (Split System: Heat Pump with Remote Outdoor Unit-Air-Source) | HMH72B341 |  |  | XAHD48FBCN1 | TL9E100C20UH11 | 33400 | 15.5 | 8.5 | 32000 | 23400 | 73.12% | 2.04 | 0 | 9 |  |  |  | No | R-410A | 2.7833 | Residential & Commercial | No
211386441 | Central HP <5.4 tons | JOHNSON CONTROLS | HRCU-A-CB (Split System: Heat Pump with Remote Outdoor Unit-Air-Source) | HMH72B341 |  |  | XAFC48FXXN1+TXV | TL8E100C20UH11 | 34000 | 16.5 | 8.5 | 32400 | 23800 | 73.46% | 2.1 | 0 | 9.5 |  |  |  | No | R-410A | 2.8333 | Residential & Commercial | No
211386942 | Central HP <5.4 tons | JOHNSON CONTROLS | HRCU-A-CB (Split System: Heat Pump with Remote Outdoor Unit-Air-Source) | HMH72B341 |  |  | XAHB36DBCN1 | TM9Y080B12MP11 | 33000 | 17 | 8.1 | 32800 | 23200 | 70.73% | 2 | 0 | 9.5 |  |  |  | No | R-410A | 2.75 | Residential & Commercial | No
211387093 | Central HP <5.4 tons | JOHNSON CONTROLS | HRCU-A-CB (Split System: Heat Pump with Remote Outdoor Unit-Air-Source) | HMH72B341 |  |  | XAHC36DBCN1 | TM9Y060B12MP11 | 33200 | 17.5 | 8.1 | 33400 | 23600 | 70.66% | 2 | 0 | 9.5 |  |  |  | No | R-410A | 2.7667 | Residential & Commercial | No
215668639 | Central HP <5.4 tons | COMFORTMAKER | HRCU-A-CB (Split System: Heat Pump with Remote Outdoor Unit-Air-Source) | C5H0V36*K*AAA* |  |  | EA*5X37M21A*+WALLCON | *80CSU0601716A* | 34400 | 18 | 9 | 35400 | 25200 | 71.19% | 1.9 | 0 | 9.5 |  |  |  | No | R-454B | 2.8667 | Residential & Commercial | No
211387343 | Central HP <5.4 tons | JOHNSON CONTROLS | HRCU-A-CB (Split System: Heat Pump with Remote Outdoor Unit-Air-Source) | HMH72B341 |  |  | XAFC36DBCN1 | TM9V100C20MP12 | 34000 | 17.5 | 8.1 | 34000 | 24800 | 72.94% | 2.12 | 0 | 9.5 |  |  |  | No | R-410A | 2.8333 | Residential & Commercial | No
215681698 | Central HP <5.4 tons | COMFORTMAKER | HRCU-A-CB (Split System: Heat Pump with Remote Outdoor Unit-Air-Source) | C5H0V48*K*AAA* |  |  | ESH5X60M12A*+WALLCON | *80CSU0802120B* | 45500 | 17 | 8.5 | 48000 | 33600 | 70% | 2.06 | 0 | 9.5 |  |  |  | No | R-454B | 3.7917 | Residential & Commercial | No
215682118 | Central HP <5.4 tons | COMFORTMAKER | HRCU-A-CB (Split System: Heat Pump with Remote Outdoor Unit-Air-Source) | C5H0V48*K*AAA* |  |  | EVD5X48M21A*+WALLCON | *80CSU0601716B* | 47000 | 18 | 9 | 50000 | 36400 | 72.8% | 2 | 0 | 9.5 |  |  |  | No | R-454B | 3.9167 | Residential & Commercial | No
215668581 | Central HP <5.4 tons | AIRQUEST | HRCU-A-CB (Split System: Heat Pump with Remote Outdoor Unit-Air-Source) | H5H0V36*K*AAA* |  |  | EA*5X37M17A*+WALLCON | *95CSU0601716B* | 33800 | 17 | 9 | 35800 | 25600 | 71.51% | 1.86 | 0 | 9.5 |  |  |  | No | R-454B | 2.8167 | Residential & Commercial | No
211194292 | Central HP <5.4 tons | CARRIER | HRCU-A-CB (Split System: Heat Pump with Remote Outdoor Unit-Air-Source) | 38MURAQ30AB3* |  |  | FM(C,U)4Z36**AL* |  | 30400 | 15.5 | 8.5 | 35000 | 27400 | 78.29% | 1.82 | 0 | 9 |  |  |  | No | R-410A | 2.5333 | Residential & Commercial | No
215674743 | Central HP <5.4 tons | COMFORTMAKER | HRCU-A-CB (Split System: Heat Pump with Remote Outdoor Unit-Air-Source) | C5H0V48*K*AAA* |  |  | ESH5X48M12A*+WALLCON | *80CTL0451712B* | 44000 | 15.5 | 8.5 | 50000 | 35200 | 70.4% | 1.92 | 0 | 9 |  |  |  | No | R-454B | 3.6667 | Residential & Commercial | No
215675178 | Central HP <5.4 tons | COMFORTMAKER | HRCU-A-CB (Split System: Heat Pump with Remote Outdoor Unit-Air-Source) | C5H0V48*K*AAA* |  |  | ESH5X60M12A*+WALLCON | *80CTL0701716B* | 45000 | 16 | 8.5 | 48500 | 34200 | 70.52% | 1.94 | 0 | 9 |  |  |  | No | R-454B | 3.75 | Residential & Commercial | No
211387746 | Central HP <5.4 tons | JOHNSON CONTROLS | HRCU-A-CB (Split System: Heat Pump with Remote Outdoor Unit-Air-Source) | HMH72B341 |  |  | XAHB36DXXN1+TXV | TM9V080B12MP12 | 33200 | 16.5 | 8.1 | 33400 | 23600 | 70.66% | 2 | 0 | 9.5 |  |  |  | No | R-410A | 2.7667 | Residential & Commercial | No
215681478 | Central HP <5.4 tons | COMFORTMAKER | HRCU-A-CB (Split System: Heat Pump with Remote Outdoor Unit-Air-Source) | C5H0V48*K*AAA* |  |  | EA*5X61M21A*+WALLCON | *80CSU1002120B* | 46000 | 17.5 | 9 | 47500 | 33600 | 70.74% | 2.06 | 0 | 9.5 |  |  |  | No | R-454B | 3.8333 | Residential & Commercial | No
211388258 | Central HP <5.4 tons | JOHNSON CONTROLS | HRCU-A-CB (Split System: Heat Pump with Remote Outdoor Unit-Air-Source) | HMH72B341 |  |  | XAFC36DBCN1 | TP9C060B12MP13 | 34000 | 17.5 | 8.1 | 34000 | 24200 | 71.18% | 2.06 | 0 | 9.5 |  |  |  | No | R-410A | 2.8333 | Residential & Commercial | No
215682628 | Central HP <5.4 tons | COMFORTMAKER | HRCU-A-CB (Split System: Heat Pump with Remote Outdoor Unit-Air-Source) | C5H0V60*K*AAA* |  |  | EA*5X60M24A*+WALLCON | *97CTN1202422A* | 55000 | 18.5 | 9 | 59000 | 41500 | 70.34% | 2.02 | 0 | 9 |  |  |  | No | R-454B | 4.5833 | Residential & Commercial | No
215682768 | Central HP <5.4 tons | COMFORTMAKER | HRCU-A-CB (Split System: Heat Pump with Remote Outdoor Unit-Air-Source) | C5H0V60*K*AAA* |  |  | ESH5X60M12A*+WALLCON | *97CTN0802120A* | 55500 | 17 | 8.5 | 60000 | 42000 | 70% | 1.9 | 0 | 8.5 |  |  |  | No | R-454B | 4.625 | Residential & Commercial | No
215683028 | Central HP <5.4 tons | COMFORTMAKER | HRCU-A-CB (Split System: Heat Pump with Remote Outdoor Unit-Air-Source) | C5H0V60*K*AAA* |  |  | EVD5X60M21A*+WALLCON | *80CSU1002120B* | 57000 | 18 | 9 | 63500 | 44500 | 70.08% | 2.08 | 0 | 9 |  |  |  | No | R-454B | 4.75 | Residential & Commercial | No
215679918 | Central HP <5.4 tons | COMFORTMAKER | HRCU-A-CB (Split System: Heat Pump with Remote Outdoor Unit-Air-Source) | C5H0V36*K*AAA* |  |  | ESH5X48M12A*+WALLCON | *97CTN1002122A* | 34200 | 16.5 | 8.5 | 35400 | 25200 | 71.19% | 1.9 | 0 | 9.5 |  |  |  | No | R-454B | 2.85 | Residential & Commercial | No
211386771 | Central HP <5.4 tons | JOHNSON CONTROLS | HRCU-A-CB (Split System: Heat Pump with Remote Outdoor Unit-Air-Source) | HMH72B341 |  |  | XAFC36DBCN1 | TM9Y100C16MP11 | 34000 | 17 | 8.1 | 34000 | 24400 | 71.76% | 2.08 | 0 | 9.5 |  |  |  | No | R-410A | 2.8333 | Residential & Commercial | No
211388077 | Central HP <5.4 tons | JOHNSON CONTROLS | HRCU-A-CB (Split System: Heat Pump with Remote Outdoor Unit-Air-Source) | HMH72B341 |  |  | XAHC36DBCN1 | TP9C060B12MP13 | 33200 | 17 | 8.1 | 33400 | 23800 | 71.26% | 2 | 0 | 9.5 |  |  |  | No | R-410A | 2.7667 | Residential & Commercial | No
211387695 | Central HP <5.4 tons | JOHNSON CONTROLS | HRCU-A-CB (Split System: Heat Pump with Remote Outdoor Unit-Air-Source) | HMH72B341 |  |  | XAHC36DXXN1+TXV | TP9C080B12MP13 | 33200 | 17 | 8.1 | 33200 | 23400 | 70.48% | 2.02 | 0 | 9.5 |  |  |  | No | R-410A | 2.7667 | Residential & Commercial | No
211387726 | Central HP <5.4 tons | JOHNSON CONTROLS | HRCU-A-CB (Split System: Heat Pump with Remote Outdoor Unit-Air-Source) | HMH72B341 |  |  | XAHC30CXXN1+TXV | TM9V080B12MP12 | 32000 | 16.5 | 8.1 | 33000 | 23200 | 70.3% | 1.98 | 0 | 9 |  |  |  | No | R-410A | 2.6667 | Residential & Commercial | No
211387795 | Central HP <5.4 tons | JOHNSON CONTROLS | HRCU-A-CB (Split System: Heat Pump with Remote Outdoor Unit-Air-Source) | HMH72B341 |  |  | XAHB30CXXN1+TXV | TP9C080B12MP13 | 32000 | 16.5 | 8.1 | 33400 | 23400 | 70.06% | 1.98 | 0 | 9 |  |  |  | No | R-410A | 2.6667 | Residential & Commercial | No
211387598 | Central HP <5.4 tons | JOHNSON CONTROLS | HRCU-A-CB (Split System: Heat Pump with Remote Outdoor Unit-Air-Source) | HMH72B341 |  |  | XAHC36DBCN1 | TP9C080C16MP13 | 33400 | 17 | 8.1 | 33200 | 23400 | 70.48% | 2.04 | 0 | 9.5 |  |  |  | No | R-410A | 2.7833 | Residential & Commercial | No
211386116 | Central HP <5.4 tons | JOHNSON CONTROLS | HRCU-A-CB (Split System: Heat Pump with Remote Outdoor Unit-Air-Source) | HMH72B341 |  |  | XAFD48FXXN1+TXV | TL9E100C20UH11 | 34000 | 16 | 8.5 | 32400 | 23800 | 73.46% | 2.08 | 0 | 9.5 |  |  |  | No | R-410A | 2.8333 | Residential & Commercial | No
211388292 | Central HP <5.4 tons | JOHNSON CONTROLS | HRCU-A-CB (Split System: Heat Pump with Remote Outdoor Unit-Air-Source) | HMH72B341 |  |  | XAFC30CXXN1+TXV | TP9C060B12MP13 | 32600 | 17 | 8.1 | 33600 | 23600 | 70.24% | 2.02 | 0 | 9.5 |  |  |  | No | R-410A | 2.7167 | Residential & Commercial | No
211387715 | Central HP <5.4 tons | JOHNSON CONTROLS | HRCU-A-CB (Split System: Heat Pump with Remote Outdoor Unit-Air-Source) | HMH72B341 |  |  | XAHC36DBCN1 | TP9C080B12MP13 | 33200 | 17 | 8.1 | 33200 | 23400 | 70.48% | 2.02 | 0 | 9.5 |  |  |  | No | R-410A | 2.7667 | Residential & Commercial | No
215683128 | Central HP <5.4 tons | COMFORTMAKER | HRCU-A-CB (Split System: Heat Pump with Remote Outdoor Unit-Air-Source) | C5H0V60*K*AAA* |  |  | EVD5X61M21A*+WALLCON | *80CSU0401712B* | 56500 | 18 | 9 | 61500 | 43500 | 70.73% | 2.12 | 0 | 9.5 |  |  |  | No | R-454B | 4.7083 | Residential & Commercial | No
215682598 | Central HP <5.4 tons | COMFORTMAKER | HRCU-A-CB (Split System: Heat Pump with Remote Outdoor Unit-Air-Source) | C5H0V60*K*AAA* |  |  | EA*5X60M24A*+WALLCON | *80CSU1002120B* | 55000 | 18 | 8.5 | 59000 | 41500 | 70.34% | 2.02 | 0 | 9 |  |  |  | No | R-454B | 4.5833 | Residential & Commercial | No
211388109 | Central HP <5.4 tons | JOHNSON CONTROLS | HRCU-A-CB (Split System: Heat Pump with Remote Outdoor Unit-Air-Source) | HMH72B341 |  |  | XAHC30CXXN1+TXV | TP9C060B12MP13 | 31800 | 16.5 | 8.1 | 33000 | 23200 | 70.3% | 1.96 | 0 | 9 |  |  |  | No | R-410A | 2.65 | Residential & Commercial | No
211388325 | Central HP <5.4 tons | JOHNSON CONTROLS | HRCU-A-CB (Split System: Heat Pump with Remote Outdoor Unit-Air-Source) | HMH72B341 |  |  | XAFB36DXXN1+TXV | TP9C060B12MP13 | 33800 | 17 | 8.5 | 33400 | 23800 | 71.26% | 2.04 | 0 | 9.5 |  |  |  | No | R-410A | 2.8167 | Residential & Commercial | No
211385976 | Central HP <5.4 tons | JOHNSON CONTROLS | HRCU-A-CB (Split System: Heat Pump with Remote Outdoor Unit-Air-Source) | HMH72B341 |  |  | XAFC48FXXN1+TXV | TM8E080B12MP11 | 33400 | 17 | 8.5 | 32400 | 23800 | 73.46% | 2.04 | 0 | 9 |  |  |  | No | R-410A | 2.7833 | Residential & Commercial | No
211386969 | Central HP <5.4 tons | JOHNSON CONTROLS | HRCU-A-CB (Split System: Heat Pump with Remote Outdoor Unit-Air-Source) | HMH72B341 |  |  | XAFC36DXXN1+TXV | TM9Y080B12MP11 | 34000 | 18 | 8.1 | 34000 | 24400 | 71.76% | 2.06 | 0 | 9.5 |  |  |  | No | R-410A | 2.8333 | Residential & Commercial | No
215679848 | Central HP <5.4 tons | COMFORTMAKER | HRCU-A-CB (Split System: Heat Pump with Remote Outdoor Unit-Air-Source) | C5H0V36*K*AAA* |  |  | ESH5X42M12A*+WALLCON | *97CTN1002122A* | 34000 | 16.5 | 8.5 | 35600 | 25200 | 70.79% | 1.78 | 0 | 9.5 |  |  |  | No | R-454B | 2.8333 | Residential & Commercial | No
211387146 | Central HP <5.4 tons | JOHNSON CONTROLS | HRCU-A-CB (Split System: Heat Pump with Remote Outdoor Unit-Air-Source) | HMH72B341 |  |  | XAHB30CXXN1+TXV | TM9Y060B12MP11 | 31800 | 17 | 8.1 | 33000 | 23200 | 70.3% | 1.96 | 0 | 9 |  |  |  | No | R-410A | 2.65 | Residential & Commercial | No
211387162 | Central HP <5.4 tons | JOHNSON CONTROLS | HRCU-A-CB (Split System: Heat Pump with Remote Outdoor Unit-Air-Source) | HMH72B341 |  |  | XAFC36DXXN1+TXV | TM9Y060B12MP11 | 34000 | 17.5 | 8.1 | 34000 | 24200 | 71.18% | 2.04 | 0 | 9.5 |  |  |  | No | R-410A | 2.8333 | Residential & Commercial | No
211387273 | Central HP <5.4 tons | JOHNSON CONTROLS | HRCU-A-CB (Split System: Heat Pump with Remote Outdoor Unit-Air-Source) | HMH72B341 |  |  | XAHC30CXXN1+TXV | TM9V100C20MP12 | 32800 | 17 | 8.1 | 33000 | 23200 | 70.3% | 2.02 | 0 | 9 |  |  |  | No | R-410A | 2.7333 | Residential & Commercial | No
211387666 | Central HP <5.4 tons | JOHNSON CONTROLS | HRCU-A-CB (Split System: Heat Pump with Remote Outdoor Unit-Air-Source) | HMH72B341 |  |  | XAFC30CXXN1+TXV | TM9V080C16MP12 | 32800 | 17 | 8.1 | 33400 | 23400 | 70.06% | 2.04 | 0 | 9.5 |  |  |  | No | R-410A | 2.7333 | Residential & Commercial | No
211387807 | Central HP <5.4 tons | JOHNSON CONTROLS | HRCU-A-CB (Split System: Heat Pump with Remote Outdoor Unit-Air-Source) | HMH72B341 |  |  | XAFC36DXXN1+TXV | TM9V080B12MP12 | 34000 | 17 | 8.1 | 34000 | 24400 | 71.76% | 2.06 | 0 | 9.5 |  |  |  | No | R-410A | 2.8333 | Residential & Commercial | No
211388009 | Central HP <5.4 tons | JOHNSON CONTROLS | HRCU-A-CB (Split System: Heat Pump with Remote Outdoor Unit-Air-Source) | HMH72B341 |  |  | XAUB30CXXN1+TXV | TM9V080B12MP12 | 32800 | 17 | 8.1 | 33600 | 23600 | 70.24% | 2.02 | 0 | 9.5 |  |  |  | No | R-410A | 2.7333 | Residential & Commercial | No
215677388 | Central HP <5.4 tons | COMFORTMAKER | HRCU-A-CB (Split System: Heat Pump with Remote Outdoor Unit-Air-Source) | C5H0V60*K*AAA* |  |  | EVD5X60M21A*+WALLCON | *95CSU1002122B* | 57000 | 18 | 9 | 63500 | 44500 | 70.08% | 2.08 | 0 | 9 |  |  |  | No | R-454B | 4.75 | Residential & Commercial | No
215677918 | Central HP <5.4 tons | COMFORTMAKER | HRCU-A-CB (Split System: Heat Pump with Remote Outdoor Unit-Air-Source) | C5H0V60*K*AAA* |  |  | EA*5X61M24A*+WALLCON | *80CTL0702120B* | 55500 | 18.5 | 9 | 60000 | 42000 | 70% | 2 | 0 | 8.5 |  |  |  | No | R-454B | 4.625 | Residential & Commercial | No
215678018 | Central HP <5.4 tons | COMFORTMAKER | HRCU-A-CB (Split System: Heat Pump with Remote Outdoor Unit-Air-Source) | C5H0V60*K*AAA* |  |  | EA*5X61M24A*+WALLCON | *96CTN1002122B* | 56000 | 18.5 | 9 | 60000 | 42000 | 70% | 2.02 | 0 | 9 |  |  |  | No | R-454B | 4.6667 | Residential & Commercial | No
211387288 | Central HP <5.4 tons | JOHNSON CONTROLS | HRCU-A-CB (Split System: Heat Pump with Remote Outdoor Unit-Air-Source) | HMH72B341 |  |  | XAHC30CXXN1+TXV | TP9C100C20MP13 | 32800 | 17 | 8.1 | 33000 | 23200 | 70.3% | 2.02 | 0 | 9 |  |  |  | No | R-410A | 2.7333 | Residential & Commercial | No
211386329 | Central HP <5.4 tons | JOHNSON CONTROLS | HRCU-A-CB (Split System: Heat Pump with Remote Outdoor Unit-Air-Source) | HMH72B341 |  |  | XAFC48FXXN1+TXV | TL9E060B12UH11 | 33200 | 17 | 8.1 | 32600 | 24000 | 73.62% | 2.02 | 0 | 9 |  |  |  | No | R-410A | 2.7667 | Residential & Commercial | No
211386402 | Central HP <5.4 tons | JOHNSON CONTROLS | HRCU-A-CB (Split System: Heat Pump with Remote Outdoor Unit-Air-Source) | HMH72B341 |  |  | XAHC48FBCN1 | TL8E100C20UH11 | 33400 | 16 | 8.5 | 32000 | 23200 | 72.5% | 2.06 | 0 | 9.5 |  |  |  | No | R-410A | 2.7833 | Residential & Commercial | No
215679508 | Central HP <5.4 tons | COMFORTMAKER | HRCU-A-CB (Split System: Heat Pump with Remote Outdoor Unit-Air-Source) | C5H0V36*K*AAA* |  |  | EA*5X48M21A*+WALLCON | *80CSU0601716B* | 33800 | 18 | 9 | 35000 | 25000 | 71.43% | 1.9 | 0 | 9.5 |  |  |  | No | R-454B | 2.8167 | Residential & Commercial | No
215679628 | Central HP <5.4 tons | COMFORTMAKER | HRCU-A-CB (Split System: Heat Pump with Remote Outdoor Unit-Air-Source) | C5H0V36*K*AAA* |  |  | EA*5X61M21A*+WALLCON | *97CTN0601716A* | 34400 | 17.5 | 9 | 34600 | 25200 | 72.83% | 1.9 | 0 | 9.5 |  |  |  | No | R-454B | 2.8667 | Residential & Commercial | No
211388243 | Central HP <5.4 tons | JOHNSON CONTROLS | HRCU-A-CB (Split System: Heat Pump with Remote Outdoor Unit-Air-Source) | HMH72B341 |  |  | XAFC36DBCN1 | TM9V060B12MP12 | 34000 | 17.5 | 8.1 | 34000 | 24200 | 71.18% | 2.06 | 0 | 9.5 |  |  |  | No | R-410A | 2.8333 | Residential & Commercial | No
211387307 | Central HP <5.4 tons | JOHNSON CONTROLS | HRCU-A-CB (Split System: Heat Pump with Remote Outdoor Unit-Air-Source) | HMH72B341 |  |  | XAFC36DXXN1+TXV | TM9V100C20MP12 | 34000 | 17.5 | 8.1 | 34000 | 24800 | 72.94% | 2.12 | 0 | 9.5 |  |  |  | No | R-410A | 2.8333 | Residential & Commercial | No
211387775 | Central HP <5.4 tons | JOHNSON CONTROLS | HRCU-A-CB (Split System: Heat Pump with Remote Outdoor Unit-Air-Source) | HMH72B341 |  |  | XAHB36DBCN1 | TP9C080B12MP13 | 33200 | 16.5 | 8.1 | 33400 | 23600 | 70.66% | 2 | 0 | 9.5 |  |  |  | No | R-410A | 2.7667 | Residential & Commercial | No
211385935 | Central HP <5.4 tons | JOHNSON CONTROLS | HRCU-A-CB (Split System: Heat Pump with Remote Outdoor Unit-Air-Source) | HMH72B341 |  |  | XAHC48FXXN1+TXV | TMLE080B12MP11 | 32800 | 16.5 | 8.1 | 32400 | 23800 | 73.46% | 2 | 0 | 9 |  |  |  | No | R-410A | 2.7333 | Residential & Commercial | No
211386060 | Central HP <5.4 tons | JOHNSON CONTROLS | HRCU-A-CB (Split System: Heat Pump with Remote Outdoor Unit-Air-Source) | HMH72B341 |  |  | XAHD48FXXN1+TXV | TL9E100C20UH11 | 33400 | 15.5 | 8.5 | 32000 | 23400 | 73.12% | 2.04 | 0 | 9 |  |  |  | No | R-410A | 2.7833 | Residential & Commercial | No
211386162 | Central HP <5.4 tons | JOHNSON CONTROLS | HRCU-A-CB (Split System: Heat Pump with Remote Outdoor Unit-Air-Source) | HMH72B341 |  |  | XAFC48FBCN1 | TL9E100C20UH11 | 34000 | 15.5 | 8.5 | 32400 | 23800 | 73.46% | 2.08 | 0 | 9.5 |  |  |  | No | R-410A | 2.8333 | Residential & Commercial | No
211386455 | Central HP <5.4 tons | JOHNSON CONTROLS | HRCU-A-CB (Split System: Heat Pump with Remote Outdoor Unit-Air-Source) | HMH72B341 |  |  | XAFC48FBCN1 | TL8E100C20UH11 | 34000 | 16.5 | 8.5 | 32400 | 23800 | 73.46% | 2.1 | 0 | 9.5 |  |  |  | No | R-410A | 2.8333 | Residential & Commercial | No
211387012 | Central HP <5.4 tons | JOHNSON CONTROLS | HRCU-A-CB (Split System: Heat Pump with Remote Outdoor Unit-Air-Source) | HMH72B341 |  |  | XAFB36DXXN1+TXV | TM9Y080B12MP11 | 33600 | 17.5 | 8.5 | 33400 | 23600 | 70.66% | 2.04 | 0 | 9.5 |  |  |  | No | R-410A | 2.8 | Residential & Commercial | No
211386955 | Central HP <5.4 tons | JOHNSON CONTROLS | HRCU-A-CB (Split System: Heat Pump with Remote Outdoor Unit-Air-Source) | HMH72B341 |  |  | XAHB30CXXN1+TXV | TM9Y080B12MP11 | 32000 | 17 | 8.1 | 33400 | 23400 | 70.06% | 1.98 | 0 | 9 |  |  |  | No | R-410A | 2.6667 | Residential & Commercial | No
211387055 | Central HP <5.4 tons | JOHNSON CONTROLS | HRCU-A-CB (Split System: Heat Pump with Remote Outdoor Unit-Air-Source) | HMH72B341 |  |  | XAFB30CXXN1+TXV | TM9Y080B12MP11 | 32800 | 17.5 | 8.1 | 34000 | 23800 | 70% | 2.02 | 0 | 9.5 |  |  |  | No | R-410A | 2.7333 | Residential & Commercial | No
211387105 | Central HP <5.4 tons | JOHNSON CONTROLS | HRCU-A-CB (Split System: Heat Pump with Remote Outdoor Unit-Air-Source) | HMH72B341 |  |  | XAHC30CXXN1+TXV | TM9Y060B12MP11 | 31800 | 17 | 8.1 | 33000 | 23200 | 70.3% | 1.96 | 0 | 9 |  |  |  | No | R-410A | 2.65 | Residential & Commercial | No
211386562 | Central HP <5.4 tons | JOHNSON CONTROLS | HRCU-A-CB (Split System: Heat Pump with Remote Outdoor Unit-Air-Source) | HMH72B341 |  |  | XAFC48FXXN1+TXV | TL8E080C16UH11 | 34000 | 16.5 | 8.5 | 33400 | 24600 | 73.65% | 2.08 | 0 | 9 |  |  |  | No | R-410A | 2.8333 | Residential & Commercial | No
211387616 | Central HP <5.4 tons | JOHNSON CONTROLS | HRCU-A-CB (Split System: Heat Pump with Remote Outdoor Unit-Air-Source) | HMH72B341 |  |  | XAHC30CXXN1+TXV | TP9C080C16MP13 | 32200 | 16.5 | 8.1 | 32800 | 23000 | 70.12% | 2 | 0 | 9.5 |  |  |  | No | R-410A | 2.6833 | Residential & Commercial | No
211387989 | Central HP <5.4 tons | JOHNSON CONTROLS | HRCU-A-CB (Split System: Heat Pump with Remote Outdoor Unit-Air-Source) | HMH72B341 |  |  | XAFB30CXXN1+TXV | TP9C080B12MP13 | 32800 | 17 | 8.1 | 33600 | 23600 | 70.24% | 2.02 | 0 | 9.5 |  |  |  | No | R-410A | 2.7333 | Residential & Commercial | No
211388277 | Central HP <5.4 tons | JOHNSON CONTROLS | HRCU-A-CB (Split System: Heat Pump with Remote Outdoor Unit-Air-Source) | HMH72B341 |  |  | XAFC30CXXN1+TXV | TM9V060B12MP12 | 32600 | 17 | 8.1 | 33600 | 23600 | 70.24% | 2.02 | 0 | 9.5 |  |  |  | No | R-410A | 2.7167 | Residential & Commercial | No
211388045 | Central HP <5.4 tons | JOHNSON CONTROLS | HRCU-A-CB (Split System: Heat Pump with Remote Outdoor Unit-Air-Source) | HMH72B341 |  |  | XAHC36DXXN1+TXV | TP9C060B12MP13 | 33200 | 17 | 8.1 | 33400 | 23800 | 71.26% | 2 | 0 | 9.5 |  |  |  | No | R-410A | 2.7667 | Residential & Commercial | No
211387175 | Central HP <5.4 tons | JOHNSON CONTROLS | HRCU-A-CB (Split System: Heat Pump with Remote Outdoor Unit-Air-Source) | HMH72B341 |  |  | XAFC36DBCN1 | TM9Y060B12MP11 | 34000 | 17.5 | 8.1 | 34000 | 24200 | 71.18% | 2.04 | 0 | 9.5 |  |  |  | No | R-410A | 2.8333 | Residential & Commercial | No
211387358 | Central HP <5.4 tons | JOHNSON CONTROLS | HRCU-A-CB (Split System: Heat Pump with Remote Outdoor Unit-Air-Source) | HMH72B341 |  |  | XAFC36DBCN1 | TP9C100C20MP13 | 34000 | 17.5 | 8.1 | 34000 | 24800 | 72.94% | 2.12 | 0 | 9.5 |  |  |  | No | R-410A | 2.8333 | Residential & Commercial | No
211387476 | Central HP <5.4 tons | JOHNSON CONTROLS | HRCU-A-CB (Split System: Heat Pump with Remote Outdoor Unit-Air-Source) | HMH72B341 |  |  | XAHC30CXXN1+TXV | TM9V100C16MP12 | 32400 | 17 | 8.1 | 32800 | 23000 | 70.12% | 2 | 0 | 9.5 |  |  |  | No | R-410A | 2.7 | Residential & Commercial | No
211387457 | Central HP <5.4 tons | JOHNSON CONTROLS | HRCU-A-CB (Split System: Heat Pump with Remote Outdoor Unit-Air-Source) | HMH72B341 |  |  | XAHC36DBCN1 | TP9C100C16MP13 | 33800 | 17 | 8.1 | 33400 | 23600 | 70.66% | 2.06 | 0 | 9.5 |  |  |  | No | R-410A | 2.8167 | Residential & Commercial | No
211386203 | Central HP <5.4 tons | JOHNSON CONTROLS | HRCU-A-CB (Split System: Heat Pump with Remote Outdoor Unit-Air-Source) | HMH72B341 |  |  | XAHD48FBCN1 | TL9E080C16UH11 | 33200 | 16 | 8.1 | 32400 | 23600 | 72.84% | 2.04 | 0 | 9 |  |  |  | No | R-410A | 2.7667 | Residential & Commercial | No
211386319 | Central HP <5.4 tons | JOHNSON CONTROLS | HRCU-A-CB (Split System: Heat Pump with Remote Outdoor Unit-Air-Source) | HMH72B341 |  |  | XAHC48FBCN1 | TL9E060B12UH11 | 32400 | 16.5 | 8.1 | 32000 | 23600 | 73.75% | 2 | 0 | 9 |  |  |  | No | R-410A | 2.7 | Residential & Commercial | No
211385962 | Central HP <5.4 tons | JOHNSON CONTROLS | HRCU-A-CB (Split System: Heat Pump with Remote Outdoor Unit-Air-Source) | HMH72B341 |  |  | XAHC48FBCN1 | TMLE080B12MP11 | 32800 | 16.5 | 8.1 | 32400 | 23800 | 73.46% | 2 | 0 | 9 |  |  |  | No | R-410A | 2.7333 | Residential & Commercial | No
211387849 | Central HP <5.4 tons | JOHNSON CONTROLS | HRCU-A-CB (Split System: Heat Pump with Remote Outdoor Unit-Air-Source) | HMH72B341 |  |  | XAFC30CXXN1+TXV | TM9V080B12MP12 | 32800 | 17 | 8.1 | 33600 | 23600 | 70.24% | 2.02 | 0 | 9.5 |  |  |  | No | R-410A | 2.7333 | Residential & Commercial | No
211388031 | Central HP <5.4 tons | JOHNSON CONTROLS | HRCU-A-CB (Split System: Heat Pump with Remote Outdoor Unit-Air-Source) | HMH72B341 |  |  | XAHC36DXXN1+TXV | TM9V060B12MP12 | 33200 | 17 | 8.1 | 33400 | 23800 | 71.26% | 2 | 0 | 9.5 |  |  |  | No | R-410A | 2.7667 | Residential & Commercial | No
211388206 | Central HP <5.4 tons | JOHNSON CONTROLS | HRCU-A-CB (Split System: Heat Pump with Remote Outdoor Unit-Air-Source) | HMH72B341 |  |  | XAHB30CXXN1+TXV | TP9C060B12MP13 | 31600 | 16.5 | 8.1 | 32800 | 23000 | 70.12% | 1.96 | 0 | 9 |  |  |  | No | R-410A | 2.6333 | Residential & Commercial | No
211385877 | Central HP <5.4 tons | JOHNSON CONTROLS | HRCU-A-CB (Split System: Heat Pump with Remote Outdoor Unit-Air-Source) | HMH72B341 |  |  | XAUC48FXXN1+TXV | TM8E080C16MP11 | 33400 | 17 | 8.5 | 32200 | 23400 | 72.67% | 2.06 | 0 | 9.5 |  |  |  | No | R-410A | 2.7833 | Residential & Commercial | No
211387026 | Central HP <5.4 tons | JOHNSON CONTROLS | HRCU-A-CB (Split System: Heat Pump with Remote Outdoor Unit-Air-Source) | HMH72B341 |  |  | XAFB36DBCN1 | TM9Y080B12MP11 | 33600 | 17.5 | 8.5 | 33400 | 23600 | 70.66% | 2.04 | 0 | 9.5 |  |  |  | No | R-410A | 2.8 | Residential & Commercial | No
211387443 | Central HP <5.4 tons | JOHNSON CONTROLS | HRCU-A-CB (Split System: Heat Pump with Remote Outdoor Unit-Air-Source) | HMH72B341 |  |  | XAHC36DBCN1 | TM9V100C16MP12 | 33800 | 17 | 8.1 | 33400 | 23600 | 70.66% | 2.06 | 0 | 9.5 |  |  |  | No | R-410A | 2.8167 | Residential & Commercial | No
211388163 | Central HP <5.4 tons | JOHNSON CONTROLS | HRCU-A-CB (Split System: Heat Pump with Remote Outdoor Unit-Air-Source) | HMH72B341 |  |  | XAHB36DBCN1 | TM9V060B12MP12 | 32800 | 17 | 8.1 | 33000 | 23400 | 70.91% | 1.98 | 0 | 9.5 |  |  |  | No | R-410A | 2.7333 | Residential & Commercial | No
211386089 | Central HP <5.4 tons | JOHNSON CONTROLS | HRCU-A-CB (Split System: Heat Pump with Remote Outdoor Unit-Air-Source) | HMH72B341 |  |  | XAHC48FXXN1+TXV | TL9E100C20UH11 | 33400 | 15.5 | 8.5 | 32000 | 23400 | 73.12% | 2.04 | 0 | 9 |  |  |  | No | R-410A | 2.7833 | Residential & Commercial | No
211386002 | Central HP <5.4 tons | JOHNSON CONTROLS | HRCU-A-CB (Split System: Heat Pump with Remote Outdoor Unit-Air-Source) | HMH72B341 |  |  | XAFC48FBCN1 | TM8E080B12MP11 | 33400 | 17 | 8.5 | 32400 | 23800 | 73.46% | 2.04 | 0 | 9 |  |  |  | No | R-410A | 2.7833 | Residential & Commercial | No
211386211 | Central HP <5.4 tons | JOHNSON CONTROLS | HRCU-A-CB (Split System: Heat Pump with Remote Outdoor Unit-Air-Source) | HMH72B341 |  |  | XAHC48FXXN1+TXV | TL9E080C16UH11 | 33200 | 16 | 8.5 | 32400 | 23600 | 72.84% | 2.04 | 0 | 9 |  |  |  | No | R-410A | 2.7667 | Residential & Commercial | No
211386845 | Central HP <5.4 tons | JOHNSON CONTROLS | HRCU-A-CB (Split System: Heat Pump with Remote Outdoor Unit-Air-Source) | HMH72B341 |  |  | XAFC36DXXN1+TXV | TM9Y080C16MP11 | 34000 | 18.5 | 8.1 | 34000 | 24400 | 71.76% | 2.08 | 0 | 9.5 |  |  |  | No | R-410A | 2.8333 | Residential & Commercial | No
211386913 | Central HP <5.4 tons | JOHNSON CONTROLS | HRCU-A-CB (Split System: Heat Pump with Remote Outdoor Unit-Air-Source) | HMH72B341 |  |  | XAHC30CXXN1+TXV | TM9Y080B12MP11 | 32000 | 17 | 8.1 | 33400 | 23400 | 70.06% | 1.98 | 0 | 9 |  |  |  | No | R-410A | 2.6667 | Residential & Commercial | No
211385826 | Central HP <5.4 tons | JOHNSON CONTROLS | HRCU-A-CB (Split System: Heat Pump with Remote Outdoor Unit-Air-Source) | HMH72B341 |  |  | XAFD48FBCN1 | TMLE080C16MP11 | 33400 | 17 | 8.5 | 32200 | 23400 | 72.67% | 2.06 | 0 | 9.5 |  |  |  | No | R-410A | 2.7833 | Residential & Commercial | No
211387488 | Central HP <5.4 tons | JOHNSON CONTROLS | HRCU-A-CB (Split System: Heat Pump with Remote Outdoor Unit-Air-Source) | HMH72B341 |  |  | XAHC30CXXN1+TXV | TP9C100C16MP13 | 32400 | 17 | 8.1 | 32800 | 23000 | 70.12% | 2 | 0 | 9.5 |  |  |  | No | R-410A | 2.7 | Residential & Commercial | No
211387590 | Central HP <5.4 tons | JOHNSON CONTROLS | HRCU-A-CB (Split System: Heat Pump with Remote Outdoor Unit-Air-Source) | HMH72B341 |  |  | XAHC36DBCN1 | TM9V080C16MP12 | 33400 | 17 | 8.1 | 33200 | 23400 | 70.48% | 2.04 | 0 | 9.5 |  |  |  | No | R-410A | 2.7833 | Residential & Commercial | No
211386691 | Central HP <5.4 tons | JOHNSON CONTROLS | HRCU-A-CB (Split System: Heat Pump with Remote Outdoor Unit-Air-Source) | HMH72B341 |  |  | XAHC36DXXN1+TXV | TM9Y100C20MP11 | 34000 | 15.5 | 8.1 | 34000 | 24400 | 71.76% | 2.06 | 0 | 9.5 |  |  |  | No | R-410A | 2.8333 | Residential & Commercial | No
211387426 | Central HP <5.4 tons | JOHNSON CONTROLS | HRCU-A-CB (Split System: Heat Pump with Remote Outdoor Unit-Air-Source) | HMH72B341 |  |  | XAHC36DXXN1+TXV | TP9C100C16MP13 | 33800 | 17 | 8.1 | 33400 | 23600 | 70.66% | 2.06 | 0 | 9.5 |  |  |  | No | R-410A | 2.8167 | Residential & Commercial | No
215668615 | Central HP <5.4 tons | COMFORTMAKER | HRCU-A-CB (Split System: Heat Pump with Remote Outdoor Unit-Air-Source) | C5H0V36*K*AAA* |  |  | EA*5X37M17A*+WALLCON | *96CTN0601714B* | 33800 | 17.5 | 9 | 35800 | 25600 | 71.51% | 1.86 | 0 | 9.5 |  |  |  | No | R-454B | 2.8167 | Residential & Commercial | No
215681448 | Central HP <5.4 tons | COMFORTMAKER | HRCU-A-CB (Split System: Heat Pump with Remote Outdoor Unit-Air-Source) | C5H0V48*K*AAA* |  |  | EA*5X61M21A*+WALLCON | *80CSU0401712B* | 46000 | 18 | 9 | 47500 | 33600 | 70.74% | 2.06 | 0 | 9.5 |  |  |  | No | R-454B | 3.8333 | Residential & Commercial | No
211387862 | Central HP <5.4 tons | JOHNSON CONTROLS | HRCU-A-CB (Split System: Heat Pump with Remote Outdoor Unit-Air-Source) | HMH72B341 |  |  | XAFC30CXXN1+TXV | TP9C080B12MP13 | 32800 | 17 | 8.1 | 33600 | 23600 | 70.24% | 2.02 | 0 | 9.5 |  |  |  | No | R-410A | 2.7333 | Residential & Commercial | No
215677396 | Central HP <5.4 tons | AIRQUEST | HRCU-A-CB (Split System: Heat Pump with Remote Outdoor Unit-Air-Source) | H5H0V60*K*AAA* |  |  | EVD5X60M21A*+WALLCON | *97CMN0602120B* | 55500 | 17.5 | 8.5 | 64000 | 46000 | 71.88% | 1.94 | 0 | 8.5 |  |  |  | No | R-454B | 4.625 | Residential & Commercial | No
215677996 | Central HP <5.4 tons | AIRQUEST | HRCU-A-CB (Split System: Heat Pump with Remote Outdoor Unit-Air-Source) | H5H0V60*K*AAA* |  |  | EA*5X61M24A*+WALLCON | *97CMN1002122B* | 56000 | 18.5 | 9 | 60000 | 42000 | 70% | 2.02 | 0 | 9 |  |  |  | No | R-454B | 4.6667 | Residential & Commercial | No
215677506 | Central HP <5.4 tons | AIRQUEST | HRCU-A-CB (Split System: Heat Pump with Remote Outdoor Unit-Air-Source) | H5H0V60*K*AAA* |  |  | EVD5X60M24A*+WALLCON | *97CMN0602120B* | 55500 | 17.5 | 8.5 | 64000 | 45500 | 71.09% | 1.94 | 0 | 8.5 |  |  |  | No | R-454B | 4.625 | Residential & Commercial | No
215677556 | Central HP <5.4 tons | AIRQUEST | HRCU-A-CB (Split System: Heat Pump with Remote Outdoor Unit-Air-Source) | H5H0V60*K*AAA* |  |  | EVD5X60M24A*+WALLCON | *96CTN1202422B* | 56500 | 18.5 | 9 | 63000 | 44500 | 70.63% | 2.08 | 0 | 9 |  |  |  | No | R-454B | 4.7083 | Residential & Commercial | No
215684008 | Central HP <5.4 tons | BRYANT HEATING AND COOLING SYSTEMS | HRCU-A-CB (Split System: Heat Pump with Remote Outdoor Unit-Air-Source) | 290VAN036**AA* |  |  | CSAH*3612AM*+UI | 83*CA36040C17*** | 33600 | 16.5 | 8.5 | 35800 | 25400 | 70.95% | 1.76 | 0 | 9.5 |  |  |  | No | R-454B | 2.8 | Residential & Commercial | No
215684026 | Central HP <5.4 tons | BRYANT HEATING AND COOLING SYSTEMS | HRCU-A-CB (Split System: Heat Pump with Remote Outdoor Unit-Air-Source) | 290VAN036**AA* |  |  | CSAH*3612AM*+UI | 88*TB60110C21*** | 33800 | 16 | 8.5 | 35600 | 25400 | 71.35% | 1.76 | 0 | 9.5 |  |  |  | No | R-454B | 2.8167 | Residential & Commercial | No
215684028 | Central HP <5.4 tons | BRYANT HEATING AND COOLING SYSTEMS | HRCU-A-CB (Split System: Heat Pump with Remote Outdoor Unit-Air-Source) | 290VAN036**AA* |  |  | CSAH*3612AM*+UI | 88*TB66135C24*** | 33800 | 16 | 8.5 | 35600 | 25400 | 71.35% | 1.76 | 0 | 9.5 |  |  |  | No | R-454B | 2.8167 | Residential & Commercial | No
215684092 | Central HP <5.4 tons | BRYANT HEATING AND COOLING SYSTEMS | HRCU-A-CB (Split System: Heat Pump with Remote Outdoor Unit-Air-Source) | 290VAN036**AA* |  |  | CSAH*4212AM*+UI | 987MC66120C24*** | 34000 | 16.5 | 8.5 | 35600 | 25200 | 70.79% | 1.78 | 0 | 9.5 |  |  |  | No | R-454B | 2.8333 | Residential & Commercial | No
216410940 | Central HP <5.4 tons | JOHNSON CONTROLS | HRCU-A-CB (Split System: Heat Pump with Remote Outdoor Unit-Air-Source) | HMH72B361 |  |  | XAFC36DBCN1 | Z9ET100C16SMPS1 | 35000 | 17.5 | 8.5 | 34600 | 24800 | 71.68% | 2.06 | 0 | 8.5 |  |  |  | No | R-410A | 2.9167 | Residential & Commercial | No
211386250 | Central HP <5.4 tons | JOHNSON CONTROLS | HRCU-A-CB (Split System: Heat Pump with Remote Outdoor Unit-Air-Source) | HMH72B341 |  |  | XAFD48FBCN1 | TL9E080C16UH11 | 34000 | 16.5 | 8.5 | 32800 | 24200 | 73.78% | 2.08 | 0 | 9 |  |  |  | No | R-410A | 2.8333 | Residential & Commercial | No
211387786 | Central HP <5.4 tons | JOHNSON CONTROLS | HRCU-A-CB (Split System: Heat Pump with Remote Outdoor Unit-Air-Source) | HMH72B341 |  |  | XAHB30CXXN1+TXV | TM9V080B12MP12 | 32000 | 16.5 | 8.1 | 33400 | 23400 | 70.06% | 1.98 | 0 | 9 |  |  |  | No | R-410A | 2.6667 | Residential & Commercial | No
215678006 | Central HP <5.4 tons | AIRQUEST | HRCU-A-CB (Split System: Heat Pump with Remote Outdoor Unit-Air-Source) | H5H0V60*K*AAA* |  |  | EA*5X61M24A*+WALLCON | *97CMN1202422B* | 56000 | 18.5 | 9 | 60000 | 42000 | 70% | 2 | 0 | 9 |  |  |  | No | R-454B | 4.6667 | Residential & Commercial | No
215681748 | Central HP <5.4 tons | COMFORTMAKER | HRCU-A-CB (Split System: Heat Pump with Remote Outdoor Unit-Air-Source) | C5H0V48*K*AAA* |  |  | ESH5X60M12A*+WALLCON | *97CTN1202422A* | 45500 | 16.5 | 8.5 | 48000 | 33800 | 70.42% | 2.08 | 0 | 9.5 |  |  |  | No | R-454B | 3.7917 | Residential & Commercial | No
215678106 | Central HP <5.4 tons | AIRQUEST | HRCU-A-CB (Split System: Heat Pump with Remote Outdoor Unit-Air-Source) | H5H0V60*K*AAA* |  |  | ESH5X60M12A*+WALLCON | *95CSU0802120B* | 55500 | 16.5 | 8.5 | 60000 | 42000 | 70% | 1.9 | 0 | 8.5 |  |  |  | No | R-454B | 4.625 | Residential & Commercial | No
211388063 | Central HP <5.4 tons | JOHNSON CONTROLS | HRCU-A-CB (Split System: Heat Pump with Remote Outdoor Unit-Air-Source) | HMH72B341 |  |  | XAHC36DBCN1 | TM9V060B12MP12 | 33200 | 17 | 8.1 | 33400 | 23800 | 71.26% | 2 | 0 | 9.5 |  |  |  | No | R-410A | 2.7667 | Residential & Commercial | No
211386873 | Central HP <5.4 tons | JOHNSON CONTROLS | HRCU-A-CB (Split System: Heat Pump with Remote Outdoor Unit-Air-Source) | HMH72B341 |  |  | XAFC30CXXN1+TXV | TM9Y080C16MP11 | 33200 | 18 | 8.1 | 33600 | 23600 | 70.24% | 2.04 | 0 | 9.5 |  |  |  | No | R-410A | 2.7667 | Residential & Commercial | No
211387609 | Central HP <5.4 tons | JOHNSON CONTROLS | HRCU-A-CB (Split System: Heat Pump with Remote Outdoor Unit-Air-Source) | HMH72B341 |  |  | XAHC30CXXN1+TXV | TM9V080C16MP12 | 32200 | 16.5 | 8.1 | 32800 | 23000 | 70.12% | 2 | 0 | 9.5 |  |  |  | No | R-410A | 2.6833 | Residential & Commercial | No
215684062 | Central HP <5.4 tons | BRYANT HEATING AND COOLING SYSTEMS | HRCU-A-CB (Split System: Heat Pump with Remote Outdoor Unit-Air-Source) | 290VAN036**AA* |  |  | CSAH*4212AM*+UI | 88*TB36045C17*** | 33600 | 16 | 8.5 | 35800 | 25600 | 71.51% | 1.76 | 0 | 9 |  |  |  | No | R-454B | 2.8 | Residential & Commercial | No
215684064 | Central HP <5.4 tons | BRYANT HEATING AND COOLING SYSTEMS | HRCU-A-CB (Split System: Heat Pump with Remote Outdoor Unit-Air-Source) | 290VAN036**AA* |  |  | CSAH*4212AM*+UI | 88*TB36070C14*** | 33800 | 16.5 | 8.5 | 35800 | 25400 | 70.95% | 1.78 | 0 | 9 |  |  |  | No | R-454B | 2.8167 | Residential & Commercial | No
215684098 | Central HP <5.4 tons | BRYANT HEATING AND COOLING SYSTEMS | HRCU-A-CB (Split System: Heat Pump with Remote Outdoor Unit-Air-Source) | 290VAN036**AA* |  |  | CSAH*4212AM*+UI | 986TD42080C17*** | 33800 | 16.5 | 8.5 | 35600 | 25400 | 71.35% | 1.78 | 0 | 9.5 |  |  |  | No | R-454B | 2.8167 | Residential & Commercial | No
211385922 | Central HP <5.4 tons | JOHNSON CONTROLS | HRCU-A-CB (Split System: Heat Pump with Remote Outdoor Unit-Air-Source) | HMH72B341 |  |  | XAHC48FXXN1+TXV | TM8E080B12MP11 | 32800 | 16.5 | 8.1 | 32400 | 23800 | 73.46% | 2 | 0 | 9 |  |  |  | No | R-410A | 2.7333 | Residential & Commercial | No
211386224 | Central HP <5.4 tons | JOHNSON CONTROLS | HRCU-A-CB (Split System: Heat Pump with Remote Outdoor Unit-Air-Source) | HMH72B341 |  |  | XAHC48FBCN1 | TL9E080C16UH11 | 33200 | 16 | 8.5 | 32400 | 23600 | 72.84% | 2.04 | 0 | 9 |  |  |  | No | R-410A | 2.7667 | Residential & Commercial | No
215864755 | Central HP <5.4 tons | TRANE | HRCU-A-CB (Split System: Heat Pump with Remote Outdoor Unit-Air-Source) | 5TWV8X60A1 |  |  | 5TXCD010AS3 | S9V2C100D5PSC+LRP | 51000 | 18 | 8.5 | 53000 | 38500 | 72.64% | 1.9 | 0 | 9.8 |  |  |  | No | R-454B | 4.25 | Residential & Commercial | No
215677148 | Central HP <5.4 tons | COMFORTMAKER | HRCU-A-CB (Split System: Heat Pump with Remote Outdoor Unit-Air-Source) | C5H0V60*K*AAA* |  |  | EVM5X60M24A*+WALLCON | *95CSU0802120B* | 56500 | 18 | 9 | 63500 | 44500 | 70.08% | 2.08 | 0 | 9 |  |  |  | No | R-454B | 4.7083 | Residential & Commercial | No
215677198 | Central HP <5.4 tons | COMFORTMAKER | HRCU-A-CB (Split System: Heat Pump with Remote Outdoor Unit-Air-Source) | C5H0V60*K*AAA* |  |  | EVM5X60M24A*+WALLCON | *96CTN1002122B* | 56500 | 18.5 | 9 | 63000 | 44500 | 70.63% | 2.08 | 0 | 9 |  |  |  | No | R-454B | 4.7083 | Residential & Commercial | No
215677248 | Central HP <5.4 tons | COMFORTMAKER | HRCU-A-CB (Split System: Heat Pump with Remote Outdoor Unit-Air-Source) | C5H0V60*K*AAA* |  |  | EVM5X61M24A*+WALLCON | *95CSU0802120B* | 57500 | 18 | 9 | 64000 | 45000 | 70.31% | 2.08 | 0 | 9 |  |  |  | No | R-454B | 4.7917 | Residential & Commercial | No
215677448 | Central HP <5.4 tons | COMFORTMAKER | HRCU-A-CB (Split System: Heat Pump with Remote Outdoor Unit-Air-Source) | C5H0V60*K*AAA* |  |  | EVD5X60M24A*+WALLCON | *80CTL0702120B* | 56000 | 18 | 9 | 63500 | 45000 | 70.87% | 2.06 | 0 | 9 |  |  |  | No | R-454B | 4.6667 | Residential & Commercial | No
215674327 | Central HP <5.4 tons | AIRQUEST | HRCU-A-CB (Split System: Heat Pump with Remote Outdoor Unit-Air-Source) | H5H0V48*K*AAA* |  |  | EA*5X61M21A*+WALLCON | *80CTL0451712B* | 45500 | 17 | 9 | 48500 | 34600 | 71.34% | 2.06 | 0 | 9.5 |  |  |  | No | R-454B | 3.7917 | Residential & Commercial | No
215682148 | Central HP <5.4 tons | COMFORTMAKER | HRCU-A-CB (Split System: Heat Pump with Remote Outdoor Unit-Air-Source) | C5H0V48*K*AAA* |  |  | EVD5X48M21A*+WALLCON | *97CTN0801716A* | 46500 | 18 | 9 | 50000 | 37000 | 74% | 1.98 | 0 | 9.5 |  |  |  | No | R-454B | 3.875 | Residential & Commercial | No
211228668 | Central HP <5.4 tons | COMFORTMAKER | HRCU-A-CB (Split System: Heat Pump with Remote Outdoor Unit-Air-Source) | DLCURAH36ABK |  |  | EA*4X43L21A* | OLV098A12* | 36200 | 15.2 | 8.5 | 38500 | 35000 | 90.91% | 2.06 | 0 | 9.5 |  |  |  | No | R-410A | 3.0167 | Residential & Commercial | No
210025743 | Central HP <5.4 tons | DAY & NIGHT | HRCU-A-CB (Split System: Heat Pump with Remote Outdoor Unit-Air-Source) | DLCURAH60ABK |  |  | DLFUAAH60XAK |  | 55000 | 15.3 | 9.4 | 59000 | 48500 | 82.2% | 1.91 | 9 | 8.8 |  |  |  | No | R-410A | 4.5833 | Residential & Commercial | No
215684038 | Central HP <5.4 tons | BRYANT HEATING AND COOLING SYSTEMS | HRCU-A-CB (Split System: Heat Pump with Remote Outdoor Unit-Air-Source) | 290VAN036**AA* |  |  | CSAH*3612AM*+UI | 987MC60060C21*** | 33600 | 16 | 8.5 | 35800 | 25600 | 71.51% | 1.76 | 0 | 9 |  |  |  | No | R-454B | 2.8 | Residential & Commercial | No
215684054 | Central HP <5.4 tons | BRYANT HEATING AND COOLING SYSTEMS | HRCU-A-CB (Split System: Heat Pump with Remote Outdoor Unit-Air-Source) | 290VAN036**AA* |  |  | CSAH*3612AM*+UI | 986TD66120C24*** | 33800 | 16 | 8.5 | 35800 | 25400 | 70.95% | 1.76 | 0 | 9.5 |  |  |  | No | R-454B | 2.8167 | Residential & Commercial | No
211386744 | Central HP <5.4 tons | JOHNSON CONTROLS | HRCU-A-CB (Split System: Heat Pump with Remote Outdoor Unit-Air-Source) | HMH72B341 |  |  | XAHC30CXXN1+TXV | TM9Y100C16MP11 | 32200 | 17.5 | 8.1 | 32400 | 22800 | 70.37% | 2 | 0 | 9.5 |  |  |  | No | R-410A | 2.6833 | Residential & Commercial | No
215682108 | Central HP <5.4 tons | COMFORTMAKER | HRCU-A-CB (Split System: Heat Pump with Remote Outdoor Unit-Air-Source) | C5H0V48*K*AAA* |  |  | EVD5X48M21A*+WALLCON | *80CSU0401712B* | 47000 | 18 | 9 | 50000 | 36400 | 72.8% | 2.02 | 0 | 9.5 |  |  |  | No | R-454B | 3.9167 | Residential & Commercial | No
215683888 | Central HP <5.4 tons | BRYANT HEATING AND COOLING SYSTEMS | HRCU-A-CB (Split System: Heat Pump with Remote Outdoor Unit-Air-Source) | 290VAN036**AA* |  |  | CAA**3717AM*+UI | 986TD42060C17*** | 33800 | 17.5 | 9 | 35800 | 25600 | 71.51% | 1.86 | 0 | 9.5 |  |  |  | No | R-454B | 2.8167 | Residential & Commercial | No
215684022 | Central HP <5.4 tons | BRYANT HEATING AND COOLING SYSTEMS | HRCU-A-CB (Split System: Heat Pump with Remote Outdoor Unit-Air-Source) | 290VAN036**AA* |  |  | CSAH*3612AM*+UI | 88*TB48090C17*** | 33600 | 16 | 8.5 | 35800 | 25400 | 70.95% | 1.76 | 0 | 9.5 |  |  |  | No | R-454B | 2.8 | Residential & Commercial | No
215683612 | Central HP <5.4 tons | BRYANT HEATING AND COOLING SYSTEMS | HRCU-A-CB (Split System: Heat Pump with Remote Outdoor Unit-Air-Source) | 290VAN024**AA* |  |  | CAA**2517AM*+UI | 986TD30040C14*** | 23400 | 16 | 9 | 24000 | 16800 | 70% | 1.98 | 0 | 9.5 |  |  |  | No | R-454B | 1.95 | Residential & Commercial | No
215389783 | Central HP <5.4 tons | TEMPSTAR | HRCU-A-CB (Split System: Heat Pump with Remote Outdoor Unit-Air-Source) | DLCURAH36ABK |  |  | EA*4X36L17A* | *96VTN0601716B* | 34800 | 15.2 | 8.1 | 38500 | 35200 | 91.43% | 1.8 | 0 | 9.5 |  |  |  | No | R-410A | 2.9 | Residential & Commercial | No
215683620 | Central HP <5.4 tons | BRYANT HEATING AND COOLING SYSTEMS | HRCU-A-CB (Split System: Heat Pump with Remote Outdoor Unit-Air-Source) | 290VAN024**AA* |  |  | CAA**3014AM*+UI | 986TD30040C14*** | 22600 | 15.5 | 8.5 | 24200 | 17100 | 70.66% | 1.84 | 0 | 9 |  |  |  | No | R-454B | 1.8833 | Residential & Commercial | No
211201012 | Central HP <5.4 tons | BRYANT HEATING AND COOLING SYSTEMS | HRCU-A-CB (Split System: Heat Pump with Remote Outdoor Unit-Air-Source) | 38MURAQ30AB3* |  |  | FMA4X30**AL* |  | 31200 | 15.5 | 8.5 | 35400 | 26800 | 75.71% | 1.86 | 0 | 9 |  |  |  | No | R-410A | 2.6 | Residential & Commercial | No
212989526 | Central HP <5.4 tons | BRYANT HEATING AND COOLING SYSTEMS | HRCU-A-CB (Split System: Heat Pump with Remote Outdoor Unit-Air-Source) | 38MURAQ30AB3* |  |  | CAP**3721AL* | 935SB60080M21*** | 30600 | 15.2 | 8.1 | 33400 | 26400 | 79.04% | 1.86 | 0 | 9 |  |  |  | No | R-410A | 2.55 | Residential & Commercial | No
215683882 | Central HP <5.4 tons | BRYANT HEATING AND COOLING SYSTEMS | HRCU-A-CB (Split System: Heat Pump with Remote Outdoor Unit-Air-Source) | 290VAN036**AA* |  |  | CAA**3717AM*+UI | 987MC42060C17*** | 33600 | 17 | 9 | 36000 | 25800 | 71.67% | 1.86 | 0 | 9.5 |  |  |  | No | R-454B | 2.8 | Residential & Commercial | No
215683638 | Central HP <5.4 tons | BRYANT HEATING AND COOLING SYSTEMS | HRCU-A-CB (Split System: Heat Pump with Remote Outdoor Unit-Air-Source) | 290VAN024**AA* |  |  | CAA**3017AM*+UI | 986TD30040C14*** | 22600 | 15.5 | 8.5 | 24400 | 17100 | 70.08% | 1.84 | 0 | 9 |  |  |  | No | R-454B | 1.8833 | Residential & Commercial | No
215683998 | Central HP <5.4 tons | BRYANT HEATING AND COOLING SYSTEMS | HRCU-A-CB (Split System: Heat Pump with Remote Outdoor Unit-Air-Source) | 290VAN036**AA* |  |  | CAA**4321AM*+UI | 987MC42080C17*** | 34200 | 18 | 9 | 35400 | 25400 | 71.75% | 1.88 | 0 | 9.5 |  |  |  | No | R-454B | 2.85 | Residential & Commercial | No
215684012 | Central HP <5.4 tons | BRYANT HEATING AND COOLING SYSTEMS | HRCU-A-CB (Split System: Heat Pump with Remote Outdoor Unit-Air-Source) | 290VAN036**AA* |  |  | CSAH*3612AM*+UI | 83*CA60100C21*** | 33600 | 16 | 8.5 | 35800 | 25400 | 70.95% | 1.78 | 0 | 9.5 |  |  |  | No | R-454B | 2.8 | Residential & Commercial | No
215683932 | Central HP <5.4 tons | BRYANT HEATING AND COOLING SYSTEMS | HRCU-A-CB (Split System: Heat Pump with Remote Outdoor Unit-Air-Source) | 290VAN036**AA* |  |  | CAA**4221AM*+UI | 83*CA36040C17*** | 33000 | 17.5 | 9 | 35800 | 25600 | 71.51% | 1.86 | 0 | 9.5 |  |  |  | No | R-454B | 2.75 | Residential & Commercial | No
215683996 | Central HP <5.4 tons | BRYANT HEATING AND COOLING SYSTEMS | HRCU-A-CB (Split System: Heat Pump with Remote Outdoor Unit-Air-Source) | 290VAN036**AA* |  |  | CAA**4321AM*+UI | 987MC42060C17*** | 34200 | 17.5 | 9 | 35600 | 25400 | 71.35% | 1.88 | 0 | 9.5 |  |  |  | No | R-454B | 2.85 | Residential & Commercial | No
215684080 | Central HP <5.4 tons | BRYANT HEATING AND COOLING SYSTEMS | HRCU-A-CB (Split System: Heat Pump with Remote Outdoor Unit-Air-Source) | 290VAN036**AA* |  |  | CSAH*4212AM*+UI | 935CB60080C21*** | 34000 | 16 | 8.5 | 35600 | 25400 | 71.35% | 1.78 | 0 | 9.5 |  |  |  | No | R-454B | 2.8333 | Residential & Commercial | No
215684096 | Central HP <5.4 tons | BRYANT HEATING AND COOLING SYSTEMS | HRCU-A-CB (Split System: Heat Pump with Remote Outdoor Unit-Air-Source) | 290VAN036**AA* |  |  | CSAH*4212AM*+UI | 986TD42060C17*** | 33600 | 16.5 | 8.5 | 35800 | 25600 | 71.51% | 1.76 | 0 | 9 |  |  |  | No | R-454B | 2.8 | Residential & Commercial | No
215683990 | Central HP <5.4 tons | BRYANT HEATING AND COOLING SYSTEMS | HRCU-A-CB (Split System: Heat Pump with Remote Outdoor Unit-Air-Source) | 290VAN036**AA* |  |  | CAA**4321AM*+UI | 935CB48060C17*** | 34400 | 17.5 | 9 | 35400 | 25200 | 71.19% | 1.88 | 0 | 9.5 |  |  |  | No | R-454B | 2.8667 | Residential & Commercial | No
215684020 | Central HP <5.4 tons | BRYANT HEATING AND COOLING SYSTEMS | HRCU-A-CB (Split System: Heat Pump with Remote Outdoor Unit-Air-Source) | 290VAN036**AA* |  |  | CSAH*3612AM*+UI | 88*TB60070C21*** | 33600 | 16.5 | 8.5 | 35800 | 25400 | 70.95% | 1.76 | 0 | 9.5 |  |  |  | No | R-454B | 2.8 | Residential & Commercial | No
215684024 | Central HP <5.4 tons | BRYANT HEATING AND COOLING SYSTEMS | HRCU-A-CB (Split System: Heat Pump with Remote Outdoor Unit-Air-Source) | 290VAN036**AA* |  |  | CSAH*3612AM*+UI | 88*TB60090C21*** | 33800 | 16.5 | 8.5 | 35600 | 25400 | 71.35% | 1.76 | 0 | 9.5 |  |  |  | No | R-454B | 2.8167 | Residential & Commercial | No
209852061 | Central HP <5.4 tons | DAY & NIGHT | HRCU-A-CB (Split System: Heat Pump with Remote Outdoor Unit-Air-Source) | DLCURAH48ABK |  |  | DLFUAAH48XAK |  | 47000 | 15.6 | 9.4 | 50000 | 46000 | 92% | 1.9 | 8.5 | 8.2 |  |  |  | No | R-410A | 3.9167 | Residential & Commercial | No
215683936 | Central HP <5.4 tons | BRYANT HEATING AND COOLING SYSTEMS | HRCU-A-CB (Split System: Heat Pump with Remote Outdoor Unit-Air-Source) | 290VAN036**AA* |  |  | CAA**4221AM*+UI | 83*CA60100C21*** | 33000 | 17.5 | 8.5 | 35800 | 25600 | 71.51% | 1.86 | 0 | 9.5 |  |  |  | No | R-454B | 2.75 | Residential & Commercial | No
215683952 | Central HP <5.4 tons | BRYANT HEATING AND COOLING SYSTEMS | HRCU-A-CB (Split System: Heat Pump with Remote Outdoor Unit-Air-Source) | 290VAN036**AA* |  |  | CAA**4221AM*+UI | 935CB60080C21*** | 33200 | 17.5 | 8.5 | 35800 | 25600 | 71.51% | 1.86 | 0 | 9.5 |  |  |  | No | R-454B | 2.7667 | Residential & Commercial | No
215683968 | Central HP <5.4 tons | BRYANT HEATING AND COOLING SYSTEMS | HRCU-A-CB (Split System: Heat Pump with Remote Outdoor Unit-Air-Source) | 290VAN036**AA* |  |  | CAA**4221AM*+UI | 986TD42080C17*** | 33000 | 17.5 | 9 | 36000 | 25800 | 71.67% | 1.84 | 0 | 9.5 |  |  |  | No | R-454B | 2.75 | Residential & Commercial | No
215684050 | Central HP <5.4 tons | BRYANT HEATING AND COOLING SYSTEMS | HRCU-A-CB (Split System: Heat Pump with Remote Outdoor Unit-Air-Source) | 290VAN036**AA* |  |  | CSAH*3612AM*+UI | 986TD42060C17*** | 33400 | 16 | 8.5 | 36000 | 25800 | 71.67% | 1.76 | 0 | 9 |  |  |  | No | R-454B | 2.7833 | Residential & Commercial | No
215684088 | Central HP <5.4 tons | BRYANT HEATING AND COOLING SYSTEMS | HRCU-A-CB (Split System: Heat Pump with Remote Outdoor Unit-Air-Source) | 290VAN036**AA* |  |  | CSAH*4212AM*+UI | 987MC60080C21*** | 34000 | 16.5 | 8.5 | 35600 | 25200 | 70.79% | 1.78 | 0 | 9.5 |  |  |  | No | R-454B | 2.8333 | Residential & Commercial | No
214777057 | Central HP <5.4 tons | JOHNSON CONTROLS | HRCU-A-CB (Split System: Heat Pump with Remote Outdoor Unit-Air-Source) | HMH72B361 |  |  | XAFC36DBCN1 | Z9ES080C16SMPS1 | 36000 | 17 | 8.5 | 36000 | 25200 | 70% | 2.06 | 0 | 8.5 |  |  |  | No | R-410A | 3 | Residential & Commercial | No
215683926 | Central HP <5.4 tons | BRYANT HEATING AND COOLING SYSTEMS | HRCU-A-CB (Split System: Heat Pump with Remote Outdoor Unit-Air-Source) | 290VAN036**AA* |  |  | CAA**3721AM*+UI | 986TD42060C17*** | 34200 | 17.5 | 9 | 35400 | 25400 | 71.75% | 1.88 | 0 | 9.5 |  |  |  | No | R-454B | 2.85 | Residential & Commercial | No
215683978 | Central HP <5.4 tons | BRYANT HEATING AND COOLING SYSTEMS | HRCU-A-CB (Split System: Heat Pump with Remote Outdoor Unit-Air-Source) | 290VAN036**AA* |  |  | CAA**4321AM*+UI | 88*TB36045C17*** | 34000 | 17.5 | 9 | 35600 | 25400 | 71.35% | 1.86 | 0 | 9.5 |  |  |  | No | R-454B | 2.8333 | Residential & Commercial | No
215683992 | Central HP <5.4 tons | BRYANT HEATING AND COOLING SYSTEMS | HRCU-A-CB (Split System: Heat Pump with Remote Outdoor Unit-Air-Source) | 290VAN036**AA* |  |  | CAA**4321AM*+UI | 935CB60080C21*** | 34400 | 17.5 | 9 | 35400 | 25200 | 71.19% | 1.88 | 0 | 9.5 |  |  |  | No | R-454B | 2.8667 | Residential & Commercial | No
215683884 | Central HP <5.4 tons | BRYANT HEATING AND COOLING SYSTEMS | HRCU-A-CB (Split System: Heat Pump with Remote Outdoor Unit-Air-Source) | 290VAN036**AA* |  |  | CAA**3717AM*+UI | 987MC42080C17*** | 33800 | 17.5 | 9 | 35800 | 25600 | 71.51% | 1.86 | 0 | 9.5 |  |  |  | No | R-454B | 2.8167 | Residential & Commercial | No
215684034 | Central HP <5.4 tons | BRYANT HEATING AND COOLING SYSTEMS | HRCU-A-CB (Split System: Heat Pump with Remote Outdoor Unit-Air-Source) | 290VAN036**AA* |  |  | CSAH*3612AM*+UI | 935CB66100C21*** | 33800 | 16.5 | 8.5 | 35800 | 25400 | 70.95% | 1.76 | 0 | 9.5 |  |  |  | No | R-454B | 2.8167 | Residential & Commercial | No
215684036 | Central HP <5.4 tons | BRYANT HEATING AND COOLING SYSTEMS | HRCU-A-CB (Split System: Heat Pump with Remote Outdoor Unit-Air-Source) | 290VAN036**AA* |  |  | CSAH*3612AM*+UI | 987MC42060C17*** | 33400 | 16 | 8.1 | 36000 | 25800 | 71.67% | 1.8 | 0 | 9 |  |  |  | No | R-454B | 2.7833 | Residential & Commercial | No
215684070 | Central HP <5.4 tons | BRYANT HEATING AND COOLING SYSTEMS | HRCU-A-CB (Split System: Heat Pump with Remote Outdoor Unit-Air-Source) | 290VAN036**AA* |  |  | CSAH*4212AM*+UI | 88*TB48090C17*** | 34000 | 16.5 | 8.5 | 35600 | 25400 | 71.35% | 1.76 | 0 | 9.5 |  |  |  | No | R-454B | 2.8333 | Residential & Commercial | No
215684084 | Central HP <5.4 tons | BRYANT HEATING AND COOLING SYSTEMS | HRCU-A-CB (Split System: Heat Pump with Remote Outdoor Unit-Air-Source) | 290VAN036**AA* |  |  | CSAH*4212AM*+UI | 987MC42060C17*** | 33600 | 16 | 8.5 | 35800 | 25600 | 71.51% | 1.76 | 0 | 9 |  |  |  | No | R-454B | 2.8 | Residential & Commercial | No
213080485 | Central HP <5.4 tons | COMFORTMAKER | HRCU-A-CB (Split System: Heat Pump with Remote Outdoor Unit-Air-Source) | DLCURAH36ABK |  |  | EA*4X42L24A* | *96MSN1402422A* | 35200 | 16 | 8.1 | 38500 | 35000 | 90.91% | 1.88 | 0 | 9.5 |  |  |  | No | R-410A | 2.9333 | Residential & Commercial | No
211386928 | Central HP <5.4 tons | JOHNSON CONTROLS | HRCU-A-CB (Split System: Heat Pump with Remote Outdoor Unit-Air-Source) | HMH72B341 |  |  | XAHB36DXXN1+TXV | TM9Y080B12MP11 | 33000 | 17 | 8.1 | 32800 | 23200 | 70.73% | 2 | 0 | 9.5 |  |  |  | No | R-410A | 2.75 | Residential & Commercial | No
215669221 | Central HP <5.4 tons | TEMPSTAR | HRCU-A-CB (Split System: Heat Pump with Remote Outdoor Unit-Air-Source) | T5H0V36*K*AAA* |  |  | EA*5X48M21A*+WALLCON | *97CMN0601714B* | 33400 | 17.5 | 9 | 35200 | 25400 | 72.16% | 1.88 | 0 | 9.5 |  |  |  | No | R-454B | 2.7833 | Residential & Commercial | No
215669805 | Central HP <5.4 tons | TEMPSTAR | HRCU-A-CB (Split System: Heat Pump with Remote Outdoor Unit-Air-Source) | T5H0V36*K*AAA* |  |  | ESH5X36M12A*+WALLCON | *80CTL0901716B* | 33600 | 16 | 8.5 | 35800 | 25400 | 70.95% | 1.76 | 0 | 9.5 |  |  |  | No | R-454B | 2.8 | Residential & Commercial | No
215670255 | Central HP <5.4 tons | TEMPSTAR | HRCU-A-CB (Split System: Heat Pump with Remote Outdoor Unit-Air-Source) | T5H0V36*K*AAA* |  |  | ESH5X48M12A*+WALLCON | *95CSU0802120B* | 34200 | 16.5 | 8.5 | 35400 | 25200 | 71.19% | 1.88 | 0 | 9.5 |  |  |  | No | R-454B | 2.85 | Residential & Commercial | No
215670305 | Central HP <5.4 tons | TEMPSTAR | HRCU-A-CB (Split System: Heat Pump with Remote Outdoor Unit-Air-Source) | T5H0V36*K*AAA* |  |  | ESH5X48M12A*+WALLCON | *97CMN0802120B* | 34200 | 16.5 | 8.5 | 35400 | 25200 | 71.19% | 1.88 | 0 | 9.5 |  |  |  | No | R-454B | 2.85 | Residential & Commercial | No
215670405 | Central HP <5.4 tons | TEMPSTAR | HRCU-A-CB (Split System: Heat Pump with Remote Outdoor Unit-Air-Source) | T5H0V36*K*AAA* |  |  | ESH5X60M12A*+WALLCON | *80CTL0451712B* | 34200 | 16.5 | 8.5 | 35000 | 25200 | 72% | 1.78 | 0 | 9 |  |  |  | No | R-454B | 2.85 | Residential & Commercial | No
215670505 | Central HP <5.4 tons | TEMPSTAR | HRCU-A-CB (Split System: Heat Pump with Remote Outdoor Unit-Air-Source) | T5H0V36*K*AAA* |  |  | ESH5X60M12A*+WALLCON | *97CMN0601714B* | 34200 | 16.5 | 8.5 | 34800 | 25200 | 72.41% | 1.8 | 0 | 9.5 |  |  |  | No | R-454B | 2.85 | Residential & Commercial | No
215674033 | Central HP <5.4 tons | TEMPSTAR | HRCU-A-CB (Split System: Heat Pump with Remote Outdoor Unit-Air-Source) | T5H0V48*K*AAA* |  |  | EA*5X48M21A*+WALLCON | *80CTL0701716B* | 44000 | 17.5 | 9 | 49000 | 34400 | 70.2% | 2.04 | 0 | 9.5 |  |  |  | No | R-454B | 3.6667 | Residential & Commercial | No
211194261 | Central HP <5.4 tons | CARRIER | HRCU-A-CB (Split System: Heat Pump with Remote Outdoor Unit-Air-Source) | 38MURAQ30AB3* |  |  | CAP**3721AL* | 58SU*A060E17**16 | 31200 | 15.2 | 8.5 | 33400 | 26000 | 77.84% | 1.86 | 0 | 9 |  |  |  | No | R-410A | 2.6 | Residential & Commercial | No
211386705 | Central HP <5.4 tons | JOHNSON CONTROLS | HRCU-A-CB (Split System: Heat Pump with Remote Outdoor Unit-Air-Source) | HMH72B341 |  |  | XAHC36DBCN1 | TM9Y100C20MP11 | 34000 | 15.5 | 8.1 | 34000 | 24400 | 71.76% | 2.06 | 0 | 9.5 |  |  |  | No | R-410A | 2.8333 | Residential & Commercial | No
215668803 | Central HP <5.4 tons | TEMPSTAR | HRCU-A-CB (Split System: Heat Pump with Remote Outdoor Unit-Air-Source) | T5H0V36*K*AAA* |  |  | EA*5X42M21A*+WALLCON | *80CSU0601716A* | 33000 | 17.5 | 8.5 | 35800 | 25600 | 71.51% | 1.86 | 0 | 9.5 |  |  |  | No | R-454B | 2.75 | Residential & Commercial | No
215675252 | Central HP <5.4 tons | TEMPSTAR | HRCU-A-CB (Split System: Heat Pump with Remote Outdoor Unit-Air-Source) | T5H0V48*K*AAA* |  |  | ESH5X60M12A*+WALLCON | *95CSU0802120B* | 45500 | 16.5 | 8.5 | 48000 | 33800 | 70.42% | 2.06 | 0 | 9.5 |  |  |  | No | R-454B | 3.7917 | Residential & Commercial | No
215675302 | Central HP <5.4 tons | TEMPSTAR | HRCU-A-CB (Split System: Heat Pump with Remote Outdoor Unit-Air-Source) | T5H0V48*K*AAA* |  |  | ESH5X60M12A*+WALLCON | *97CMN1002122B* | 45500 | 16.5 | 8.5 | 48000 | 33800 | 70.42% | 2.08 | 0 | 9.5 |  |  |  | No | R-454B | 3.7917 | Residential & Commercial | No
215677542 | Central HP <5.4 tons | TEMPSTAR | HRCU-A-CB (Split System: Heat Pump with Remote Outdoor Unit-Air-Source) | T5H0V60*K*AAA* |  |  | EVD5X60M24A*+WALLCON | *97CMN1202422B* | 56500 | 18.5 | 9 | 63000 | 44500 | 70.63% | 2.08 | 0 | 9 |  |  |  | No | R-454B | 4.7083 | Residential & Commercial | No
215678112 | Central HP <5.4 tons | TEMPSTAR | HRCU-A-CB (Split System: Heat Pump with Remote Outdoor Unit-Air-Source) | T5H0V60*K*AAA* |  |  | ESH5X60M12A*+WALLCON | *95CSU0802120B* | 55500 | 16.5 | 8.5 | 60000 | 42000 | 70% | 1.9 | 0 | 8.5 |  |  |  | No | R-454B | 4.625 | Residential & Commercial | No
213080553 | Central HP <5.4 tons | COMFORTMAKER | HRCU-A-CB (Split System: Heat Pump with Remote Outdoor Unit-Air-Source) | DLCURAH36ABK |  |  | EA*4X42L21A* | *95MSU0401712A* | 35200 | 15.2 | 8.1 | 39000 | 35200 | 90.26% | 1.88 | 0 | 9.5 |  |  |  | No | R-410A | 2.9333 | Residential & Commercial | No
215683868 | Central HP <5.4 tons | BRYANT HEATING AND COOLING SYSTEMS | HRCU-A-CB (Split System: Heat Pump with Remote Outdoor Unit-Air-Source) | 290VAN036**AA* |  |  | CAA**3717AM*+UI | 83*CA36040C17*** | 34000 | 17.5 | 9 | 35600 | 25400 | 71.35% | 1.88 | 0 | 9 |  |  |  | No | R-454B | 2.8333 | Residential & Commercial | No
211240239 | Central HP <5.4 tons | COMFORTMAKER | HRCU-A-CB (Split System: Heat Pump with Remote Outdoor Unit-Air-Source) | DLCURAH24ABK |  |  | EA*4X24L14A* | *96VSN0401410A* | 23400 | 15.5 | 8.5 | 26800 | 24800 | 92.54% | 2.04 | 0 | 9.5 |  |  |  | No | R-410A | 1.95 | Residential & Commercial | No
215669263 | Central HP <5.4 tons | BRYANT HEATING AND COOLING SYSTEMS | HRCU-A-CB (Split System: Heat Pump with Remote Outdoor Unit-Air-Source) | 290VAN036**AA* |  |  | CAA**4821AM*+UI | 986TD42060C17*** | 33600 | 17.5 | 9 | 35200 | 25400 | 72.16% | 1.88 | 0 | 9.5 |  |  |  | No | R-454B | 2.8 | Residential & Commercial | No
215684076 | Central HP <5.4 tons | BRYANT HEATING AND COOLING SYSTEMS | HRCU-A-CB (Split System: Heat Pump with Remote Outdoor Unit-Air-Source) | 290VAN036**AA* |  |  | CSAH*4212AM*+UI | 88*TB66135C24*** | 34000 | 16.5 | 8.5 | 35600 | 25200 | 70.79% | 1.78 | 0 | 9.5 |  |  |  | No | R-454B | 2.8333 | Residential & Commercial | No
215684094 | Central HP <5.4 tons | BRYANT HEATING AND COOLING SYSTEMS | HRCU-A-CB (Split System: Heat Pump with Remote Outdoor Unit-Air-Source) | 290VAN036**AA* |  |  | CSAH*4212AM*+UI | 986TD30040C14*** | 32600 | 15.2 | 8.5 | 36000 | 25600 | 71.11% | 1.76 | 0 | 9 |  |  |  | No | R-454B | 2.7167 | Residential & Commercial | No
215681352 | Central HP <5.4 tons | TEMPSTAR | HRCU-A-CB (Split System: Heat Pump with Remote Outdoor Unit-Air-Source) | T5H0V48*K*AAA* |  |  | EA*5X48M21A*+WALLCON | *97CTN0801716A* | 44000 | 17 | 9 | 49000 | 34600 | 70.61% | 2.04 | 0 | 9 |  |  |  | No | R-454B | 3.6667 | Residential & Commercial | No
215681602 | Central HP <5.4 tons | TEMPSTAR | HRCU-A-CB (Split System: Heat Pump with Remote Outdoor Unit-Air-Source) | T5H0V48*K*AAA* |  |  | ESH5X48M12A*+WALLCON | *80CSU0601716B* | 45000 | 16 | 8.5 | 49000 | 34400 | 70.2% | 2.04 | 0 | 9 |  |  |  | No | R-454B | 3.75 | Residential & Commercial | No
215682122 | Central HP <5.4 tons | TEMPSTAR | HRCU-A-CB (Split System: Heat Pump with Remote Outdoor Unit-Air-Source) | T5H0V48*K*AAA* |  |  | EVD5X48M21A*+WALLCON | *80CSU0601716B* | 47000 | 18 | 9 | 50000 | 36400 | 72.8% | 2 | 0 | 9.5 |  |  |  | No | R-454B | 3.9167 | Residential & Commercial | No
215669103 | Central HP <5.4 tons | BRYANT HEATING AND COOLING SYSTEMS | HRCU-A-CB (Split System: Heat Pump with Remote Outdoor Unit-Air-Source) | 290VAN036**AA* |  |  | CAA**4821AM*+UI | 83*CA48060C17*** | 33800 | 18 | 9 | 35000 | 25200 | 72% | 1.88 | 0 | 9.5 |  |  |  | No | R-454B | 2.8167 | Residential & Commercial | No
215669453 | Central HP <5.4 tons | BRYANT HEATING AND COOLING SYSTEMS | HRCU-A-CB (Split System: Heat Pump with Remote Outdoor Unit-Air-Source) | 290VAN036**AA* |  |  | CAA**6121AM*+UI | 88*TB36045C17*** | 34400 | 17.5 | 9 | 34600 | 25200 | 72.83% | 1.9 | 0 | 9.5 |  |  |  | No | R-454B | 2.8667 | Residential & Commercial | No
215670287 | Central HP <5.4 tons | BRYANT HEATING AND COOLING SYSTEMS | HRCU-A-CB (Split System: Heat Pump with Remote Outdoor Unit-Air-Source) | 290VAN036**AA* |  |  | CSAH*4812AM*+UI | 987MC42080C17*** | 34000 | 16.5 | 8.5 | 35600 | 25400 | 71.35% | 1.76 | 0 | 9 |  |  |  | No | R-454B | 2.8333 | Residential & Commercial | No
215670507 | Central HP <5.4 tons | BRYANT HEATING AND COOLING SYSTEMS | HRCU-A-CB (Split System: Heat Pump with Remote Outdoor Unit-Air-Source) | 290VAN036**AA* |  |  | CSAH*6012AM*+UI | 987MC60060C21*** | 34400 | 16 | 8.5 | 34800 | 25000 | 71.84% | 1.78 | 0 | 9.5 |  |  |  | No | R-454B | 2.8667 | Residential & Commercial | No
215684066 | Central HP <5.4 tons | BRYANT HEATING AND COOLING SYSTEMS | HRCU-A-CB (Split System: Heat Pump with Remote Outdoor Unit-Air-Source) | 290VAN036**AA* |  |  | CSAH*4212AM*+UI | 88*TB48070C17*** | 33800 | 16.5 | 8.5 | 35600 | 25400 | 71.35% | 1.78 | 0 | 9.5 |  |  |  | No | R-454B | 2.8167 | Residential & Commercial | No
215684086 | Central HP <5.4 tons | BRYANT HEATING AND COOLING SYSTEMS | HRCU-A-CB (Split System: Heat Pump with Remote Outdoor Unit-Air-Source) | 290VAN036**AA* |  |  | CSAH*4212AM*+UI | 987MC42080C17*** | 33800 | 16.5 | 8.5 | 35800 | 25400 | 70.95% | 1.78 | 0 | 9 |  |  |  | No | R-454B | 2.8167 | Residential & Commercial | No
215679932 | Central HP <5.4 tons | TEMPSTAR | HRCU-A-CB (Split System: Heat Pump with Remote Outdoor Unit-Air-Source) | T5H0V36*K*AAA* |  |  | ESH5X48M12A*+WALLCON | *97CTN1202422A* | 34200 | 17 | 8.5 | 35400 | 25200 | 71.19% | 1.9 | 0 | 9.5 |  |  |  | No | R-454B | 2.85 | Residential & Commercial | No
215670127 | Central HP <5.4 tons | BRYANT HEATING AND COOLING SYSTEMS | HRCU-A-CB (Split System: Heat Pump with Remote Outdoor Unit-Air-Source) | 290VAN036**AA* |  |  | CSAH*4812AM*+UI | 83*CA36040C17*** | 34200 | 17 | 8.5 | 35400 | 25200 | 71.19% | 1.88 | 0 | 9.5 |  |  |  | No | R-454B | 2.85 | Residential & Commercial | No
215670177 | Central HP <5.4 tons | BRYANT HEATING AND COOLING SYSTEMS | HRCU-A-CB (Split System: Heat Pump with Remote Outdoor Unit-Air-Source) | 290VAN036**AA* |  |  | CSAH*4812AM*+UI | 88*TB48070C17*** | 34000 | 16.5 | 8.5 | 35600 | 25400 | 71.35% | 1.78 | 0 | 9.5 |  |  |  | No | R-454B | 2.8333 | Residential & Commercial | No
215684030 | Central HP <5.4 tons | BRYANT HEATING AND COOLING SYSTEMS | HRCU-A-CB (Split System: Heat Pump with Remote Outdoor Unit-Air-Source) | 290VAN036**AA* |  |  | CSAH*3612AM*+UI | 935CB48060C17*** | 33600 | 16 | 8.5 | 35800 | 25600 | 71.51% | 1.76 | 0 | 9 |  |  |  | No | R-454B | 2.8 | Residential & Commercial | No
215684072 | Central HP <5.4 tons | BRYANT HEATING AND COOLING SYSTEMS | HRCU-A-CB (Split System: Heat Pump with Remote Outdoor Unit-Air-Source) | 290VAN036**AA* |  |  | CSAH*4212AM*+UI | 88*TB60090C21*** | 34000 | 16.5 | 8.5 | 35600 | 25200 | 70.79% | 1.78 | 0 | 9.5 |  |  |  | No | R-454B | 2.8333 | Residential & Commercial | No
215684090 | Central HP <5.4 tons | BRYANT HEATING AND COOLING SYSTEMS | HRCU-A-CB (Split System: Heat Pump with Remote Outdoor Unit-Air-Source) | 290VAN036**AA* |  |  | CSAH*4212AM*+UI | 987MC66100C21*** | 34000 | 16.5 | 8.5 | 35600 | 25200 | 70.79% | 1.78 | 0 | 9.5 |  |  |  | No | R-454B | 2.8333 | Residential & Commercial | No
213077139 | Central HP <5.4 tons | COMFORTMAKER | HRCU-A-CB (Split System: Heat Pump with Remote Outdoor Unit-Air-Source) | DLCURAH36ABK |  |  | EA*4X36L21A* | *96VSN1002120B* | 35200 | 16 | 8.1 | 38500 | 35200 | 91.43% | 1.82 | 0 | 9.5 |  |  |  | No | R-410A | 2.9333 | Residential & Commercial | No
215669273 | Central HP <5.4 tons | BRYANT HEATING AND COOLING SYSTEMS | HRCU-A-CB (Split System: Heat Pump with Remote Outdoor Unit-Air-Source) | 290VAN036**AA* |  |  | CAA**4821AM*+UI | 986TD42080C17*** | 33600 | 18 | 9 | 35200 | 25200 | 71.59% | 1.88 | 0 | 9.5 |  |  |  | No | R-454B | 2.8 | Residential & Commercial | No
215674015 | Central HP <5.4 tons | BRYANT HEATING AND COOLING SYSTEMS | HRCU-A-CB (Split System: Heat Pump with Remote Outdoor Unit-Air-Source) | 290VAN048**AA* |  |  | CAA**4821AM*+UI | 88*TB36045C17*** | 43500 | 17 | 9 | 49000 | 35000 | 71.43% | 2.02 | 0 | 9 |  |  |  | No | R-454B | 3.625 | Residential & Commercial | No
215674035 | Central HP <5.4 tons | BRYANT HEATING AND COOLING SYSTEMS | HRCU-A-CB (Split System: Heat Pump with Remote Outdoor Unit-Air-Source) | 290VAN048**AA* |  |  | CAA**4821AM*+UI | 88*TB60070C21*** | 44000 | 17.5 | 9 | 48500 | 34200 | 70.52% | 2.06 | 0 | 9.5 |  |  |  | No | R-454B | 3.6667 | Residential & Commercial | No
215674105 | Central HP <5.4 tons | BRYANT HEATING AND COOLING SYSTEMS | HRCU-A-CB (Split System: Heat Pump with Remote Outdoor Unit-Air-Source) | 290VAN048**AA* |  |  | CAA**4821AM*+UI | 987MC42080C17*** | 44000 | 17 | 9 | 49000 | 34600 | 70.61% | 2.04 | 0 | 9 |  |  |  | No | R-454B | 3.6667 | Residential & Commercial | No
215674235 | Central HP <5.4 tons | BRYANT HEATING AND COOLING SYSTEMS | HRCU-A-CB (Split System: Heat Pump with Remote Outdoor Unit-Air-Source) | 290VAN048**AA* |  |  | CAA**6024AM*+UI | 987MC60060C21*** | 45000 | 17.5 | 9 | 47500 | 34000 | 71.58% | 2.06 | 0 | 9.5 |  |  |  | No | R-454B | 3.75 | Residential & Commercial | No
215674405 | Central HP <5.4 tons | BRYANT HEATING AND COOLING SYSTEMS | HRCU-A-CB (Split System: Heat Pump with Remote Outdoor Unit-Air-Source) | 290VAN048**AA* |  |  | CAA**6121AM*+UI | 987MC60060C21*** | 45500 | 17.5 | 9 | 48000 | 34200 | 71.25% | 2.06 | 0 | 9.5 |  |  |  | No | R-454B | 3.7917 | Residential & Commercial | No
210857356 | Central HP <5.4 tons | ACIQ | HRCU-A-CB (Split System: Heat Pump with Remote Outdoor Unit-Air-Source) | ACIQ-60HPB |  |  | ACIQ-60AHB |  | 55000 | 15.3 | 9.4 | 59000 | 48500 | 82.2% | 1.91 | 9 | 8.8 |  |  |  | No | R-410A | 4.5833 | Residential & Commercial | No
211253528 | Central HP <5.4 tons | PERFECTAIRE | HRCU-A-CB (Split System: Heat Pump with Remote Outdoor Unit-Air-Source) | 3PAHHSD60-SZO |  |  | 3PAHHSD60-AHU |  | 55000 | 15.3 | 9.4 | 59000 | 48500 | 82.2% | 1.91 | 9 | 8.8 |  |  |  | No | R-410A | 4.5833 | Residential & Commercial | No
215683880 | Central HP <5.4 tons | BRYANT HEATING AND COOLING SYSTEMS | HRCU-A-CB (Split System: Heat Pump with Remote Outdoor Unit-Air-Source) | 290VAN036**AA* |  |  | CAA**3717AM*+UI | 935CB48060C17*** | 33800 | 17 | 9 | 35800 | 25600 | 71.51% | 1.86 | 0 | 9.5 |  |  |  | No | R-454B | 2.8167 | Residential & Commercial | No
215674435 | Central HP <5.4 tons | BRYANT HEATING AND COOLING SYSTEMS | HRCU-A-CB (Split System: Heat Pump with Remote Outdoor Unit-Air-Source) | 290VAN048**AA* |  |  | CAA**6121AM*+UI | 986TD42080C17*** | 45500 | 17.5 | 9 | 48000 | 33600 | 70% | 2.08 | 0 | 9.5 |  |  |  | No | R-454B | 3.7917 | Residential & Commercial | No
215674465 | Central HP <5.4 tons | BRYANT HEATING AND COOLING SYSTEMS | HRCU-A-CB (Split System: Heat Pump with Remote Outdoor Unit-Air-Source) | 290VAN048**AA* |  |  | CAA**6124AM*+UI | 83*CA60100C21*** | 46000 | 18 | 9 | 48000 | 33800 | 70.42% | 2.08 | 0 | 9.5 |  |  |  | No | R-454B | 3.8333 | Residential & Commercial | No
215684032 | Central HP <5.4 tons | BRYANT HEATING AND COOLING SYSTEMS | HRCU-A-CB (Split System: Heat Pump with Remote Outdoor Unit-Air-Source) | 290VAN036**AA* |  |  | CSAH*3612AM*+UI | 935CB60080C21*** | 33600 | 16 | 8.5 | 35800 | 25400 | 70.95% | 1.76 | 0 | 9.5 |  |  |  | No | R-454B | 2.8 | Residential & Commercial | No
215684048 | Central HP <5.4 tons | BRYANT HEATING AND COOLING SYSTEMS | HRCU-A-CB (Split System: Heat Pump with Remote Outdoor Unit-Air-Source) | 290VAN036**AA* |  |  | CSAH*3612AM*+UI | 986TD30040C14*** | 32200 | 15.2 | 8.5 | 36200 | 25800 | 71.27% | 1.76 | 0 | 9 |  |  |  | No | R-454B | 2.6833 | Residential & Commercial | No
215669093 | Central HP <5.4 tons | BRYANT HEATING AND COOLING SYSTEMS | HRCU-A-CB (Split System: Heat Pump with Remote Outdoor Unit-Air-Source) | 290VAN036**AA* |  |  | CAA**4821AM*+UI | 83*CA36040C17*** | 33800 | 18 | 9 | 35000 | 25000 | 71.43% | 1.88 | 0 | 9.5 |  |  |  | No | R-454B | 2.8167 | Residential & Commercial | No
215669193 | Central HP <5.4 tons | BRYANT HEATING AND COOLING SYSTEMS | HRCU-A-CB (Split System: Heat Pump with Remote Outdoor Unit-Air-Source) | 290VAN036**AA* |  |  | CAA**4821AM*+UI | 935CB60080C21*** | 33800 | 17.5 | 9 | 35000 | 25000 | 71.43% | 1.88 | 0 | 9.5 |  |  |  | No | R-454B | 2.8167 | Residential & Commercial | No
215674095 | Central HP <5.4 tons | BRYANT HEATING AND COOLING SYSTEMS | HRCU-A-CB (Split System: Heat Pump with Remote Outdoor Unit-Air-Source) | 290VAN048**AA* |  |  | CAA**4821AM*+UI | 987MC60060C21*** | 44000 | 17 | 9 | 49000 | 34600 | 70.61% | 2.04 | 0 | 9.5 |  |  |  | No | R-454B | 3.6667 | Residential & Commercial | No
215674295 | Central HP <5.4 tons | BRYANT HEATING AND COOLING SYSTEMS | HRCU-A-CB (Split System: Heat Pump with Remote Outdoor Unit-Air-Source) | 290VAN048**AA* |  |  | CAA**6121AM*+UI | 83*CA48060C17*** | 46000 | 18 | 9 | 48000 | 33800 | 70.42% | 2.08 | 0 | 9.5 |  |  |  | No | R-454B | 3.8333 | Residential & Commercial | No
215668979 | Central HP <5.4 tons | TEMPSTAR | HRCU-A-CB (Split System: Heat Pump with Remote Outdoor Unit-Air-Source) | T5H0V36*K*AAA* |  |  | EA*5X43M21A*+WALLCON | *80CTL0451712B* | 34000 | 17.5 | 9 | 35600 | 25400 | 71.35% | 1.86 | 0 | 9.5 |  |  |  | No | R-454B | 2.8333 | Residential & Commercial | No
215669829 | Central HP <5.4 tons | TEMPSTAR | HRCU-A-CB (Split System: Heat Pump with Remote Outdoor Unit-Air-Source) | T5H0V36*K*AAA* |  |  | ESH5X36M12A*+WALLCON | *80CTL1352422B* | 33800 | 16 | 8.5 | 35600 | 25400 | 71.35% | 1.76 | 0 | 9.5 |  |  |  | No | R-454B | 2.8167 | Residential & Commercial | No
215670317 | Central HP <5.4 tons | BRYANT HEATING AND COOLING SYSTEMS | HRCU-A-CB (Split System: Heat Pump with Remote Outdoor Unit-Air-Source) | 290VAN036**AA* |  |  | CSAH*4812AM*+UI | 987MC66120C24*** | 34200 | 17 | 8.5 | 35400 | 25200 | 71.19% | 1.88 | 0 | 9.5 |  |  |  | No | R-454B | 2.85 | Residential & Commercial | No
215669861 | Central HP <5.4 tons | TEMPSTAR | HRCU-A-CB (Split System: Heat Pump with Remote Outdoor Unit-Air-Source) | T5H0V36*K*AAA* |  |  | ESH5X36M12A*+WALLCON | *97CMN0601714B* | 33400 | 16 | 8.1 | 36000 | 25800 | 71.67% | 1.8 | 0 | 9 |  |  |  | No | R-454B | 2.7833 | Residential & Commercial | No
215669789 | Central HP <5.4 tons | TEMPSTAR | HRCU-A-CB (Split System: Heat Pump with Remote Outdoor Unit-Air-Source) | T5H0V36*K*AAA* |  |  | ESH5X36M12A*+WALLCON | *80CTL0701716B* | 33600 | 16.5 | 8.5 | 35800 | 25600 | 71.51% | 1.78 | 0 | 9 |  |  |  | No | R-454B | 2.8 | Residential & Commercial | No
215669837 | Central HP <5.4 tons | TEMPSTAR | HRCU-A-CB (Split System: Heat Pump with Remote Outdoor Unit-Air-Source) | T5H0V36*K*AAA* |  |  | ESH5X36M12A*+WALLCON | *95CSU0601716B* | 33600 | 16 | 8.5 | 35800 | 25600 | 71.51% | 1.76 | 0 | 9 |  |  |  | No | R-454B | 2.8 | Residential & Commercial | No
215669853 | Central HP <5.4 tons | TEMPSTAR | HRCU-A-CB (Split System: Heat Pump with Remote Outdoor Unit-Air-Source) | T5H0V36*K*AAA* |  |  | ESH5X36M12A*+WALLCON | *95CSU1002122B* | 33800 | 16.5 | 8.5 | 35800 | 25400 | 70.95% | 1.76 | 0 | 9.5 |  |  |  | No | R-454B | 2.8167 | Residential & Commercial | No
215669989 | Central HP <5.4 tons | TEMPSTAR | HRCU-A-CB (Split System: Heat Pump with Remote Outdoor Unit-Air-Source) | T5H0V36*K*AAA* |  |  | ESH5X42M12A*+WALLCON | *80CTL0702120B* | 34000 | 16.5 | 8.5 | 35600 | 25400 | 71.35% | 1.76 | 0 | 9.5 |  |  |  | No | R-454B | 2.8333 | Residential & Commercial | No
215670021 | Central HP <5.4 tons | TEMPSTAR | HRCU-A-CB (Split System: Heat Pump with Remote Outdoor Unit-Air-Source) | T5H0V36*K*AAA* |  |  | ESH5X42M12A*+WALLCON | *80CTL1352422B* | 34000 | 16.5 | 8.5 | 35600 | 25200 | 70.79% | 1.78 | 0 | 9.5 |  |  |  | No | R-454B | 2.8333 | Residential & Commercial | No
215670037 | Central HP <5.4 tons | TEMPSTAR | HRCU-A-CB (Split System: Heat Pump with Remote Outdoor Unit-Air-Source) | T5H0V36*K*AAA* |  |  | ESH5X42M12A*+WALLCON | *95CSU0802120B* | 34000 | 16 | 8.5 | 35600 | 25400 | 71.35% | 1.78 | 0 | 9.5 |  |  |  | No | R-454B | 2.8333 | Residential & Commercial | No
215684082 | Central HP <5.4 tons | BRYANT HEATING AND COOLING SYSTEMS | HRCU-A-CB (Split System: Heat Pump with Remote Outdoor Unit-Air-Source) | 290VAN036**AA* |  |  | CSAH*4212AM*+UI | 935CB66100C21*** | 34000 | 16.5 | 8.5 | 35600 | 25200 | 70.79% | 1.78 | 0 | 9.5 |  |  |  | No | R-454B | 2.8333 | Residential & Commercial | No
215670205 | Central HP <5.4 tons | TEMPSTAR | HRCU-A-CB (Split System: Heat Pump with Remote Outdoor Unit-Air-Source) | T5H0V36*K*AAA* |  |  | ESH5X48M12A*+WALLCON | *80CTL0901716B* | 34200 | 17 | 8.5 | 35400 | 25200 | 71.19% | 1.88 | 0 | 9.5 |  |  |  | No | R-454B | 2.85 | Residential & Commercial | No
215669281 | Central HP <5.4 tons | TEMPSTAR | HRCU-A-CB (Split System: Heat Pump with Remote Outdoor Unit-Air-Source) | T5H0V36*K*AAA* |  |  | EA*5X48M21A*+WALLCON | *96CTN0801714B* | 33600 | 18 | 9 | 35200 | 25200 | 71.59% | 1.88 | 0 | 9.5 |  |  |  | No | R-454B | 2.8 | Residential & Commercial | No
215669101 | Central HP <5.4 tons | TEMPSTAR | HRCU-A-CB (Split System: Heat Pump with Remote Outdoor Unit-Air-Source) | T5H0V36*K*AAA* |  |  | EA*5X48M21A*+WALLCON | *80CSU0401712A* | 33800 | 18 | 9 | 35000 | 25000 | 71.43% | 1.88 | 0 | 9.5 |  |  |  | No | R-454B | 2.8167 | Residential & Commercial | No
215669201 | Central HP <5.4 tons | TEMPSTAR | HRCU-A-CB (Split System: Heat Pump with Remote Outdoor Unit-Air-Source) | T5H0V36*K*AAA* |  |  | EA*5X48M21A*+WALLCON | *95CSU0802120B* | 33800 | 17.5 | 9 | 35000 | 25000 | 71.43% | 1.88 | 0 | 9.5 |  |  |  | No | R-454B | 2.8167 | Residential & Commercial | No
215669121 | Central HP <5.4 tons | TEMPSTAR | HRCU-A-CB (Split System: Heat Pump with Remote Outdoor Unit-Air-Source) | T5H0V36*K*AAA* |  |  | EA*5X48M21A*+WALLCON | *80CSU1002120A* | 33800 | 17.5 | 9 | 35000 | 25200 | 72% | 1.88 | 0 | 9.5 |  |  |  | No | R-454B | 2.8167 | Residential & Commercial | No
215669765 | Central HP <5.4 tons | TEMPSTAR | HRCU-A-CB (Split System: Heat Pump with Remote Outdoor Unit-Air-Source) | T5H0V36*K*AAA* |  |  | ESH5X36M12A*+WALLCON | *80CSU1002120A* | 33600 | 16 | 8.5 | 35800 | 25400 | 70.95% | 1.78 | 0 | 9.5 |  |  |  | No | R-454B | 2.8 | Residential & Commercial | No
215669885 | Central HP <5.4 tons | TEMPSTAR | HRCU-A-CB (Split System: Heat Pump with Remote Outdoor Unit-Air-Source) | T5H0V36*K*AAA* |  |  | ESH5X36M12A*+WALLCON | *97CMN0802120B* | 33800 | 16.5 | 8.5 | 35800 | 25400 | 70.95% | 1.76 | 0 | 9.5 |  |  |  | No | R-454B | 2.8167 | Residential & Commercial | No
215669997 | Central HP <5.4 tons | TEMPSTAR | HRCU-A-CB (Split System: Heat Pump with Remote Outdoor Unit-Air-Source) | T5H0V36*K*AAA* |  |  | ESH5X42M12A*+WALLCON | *80CTL0901716B* | 34000 | 16.5 | 8.5 | 35600 | 25400 | 71.35% | 1.76 | 0 | 9.5 |  |  |  | No | R-454B | 2.8333 | Residential & Commercial | No
215670013 | Central HP <5.4 tons | TEMPSTAR | HRCU-A-CB (Split System: Heat Pump with Remote Outdoor Unit-Air-Source) | T5H0V36*K*AAA* |  |  | ESH5X42M12A*+WALLCON | *80CTL1102120B* | 34000 | 16.5 | 8.5 | 35600 | 25200 | 70.79% | 1.78 | 0 | 9.5 |  |  |  | No | R-454B | 2.8333 | Residential & Commercial | No
215670061 | Central HP <5.4 tons | TEMPSTAR | HRCU-A-CB (Split System: Heat Pump with Remote Outdoor Unit-Air-Source) | T5H0V36*K*AAA* |  |  | ESH5X42M12A*+WALLCON | *97CMN0801714B* | 33800 | 16.5 | 8.5 | 35800 | 25400 | 70.95% | 1.78 | 0 | 9 |  |  |  | No | R-454B | 2.8167 | Residential & Commercial | No
215670195 | Central HP <5.4 tons | TEMPSTAR | HRCU-A-CB (Split System: Heat Pump with Remote Outdoor Unit-Air-Source) | T5H0V36*K*AAA* |  |  | ESH5X48M12A*+WALLCON | *80CTL0702120B* | 34200 | 17 | 8.5 | 35400 | 25200 | 71.19% | 1.88 | 0 | 9.5 |  |  |  | No | R-454B | 2.85 | Residential & Commercial | No
211712873 | Central HP <5.4 tons | COMFORTMAKER | HRCU-A-CB (Split System: Heat Pump with Remote Outdoor Unit-Air-Source) | DLCURAH30ABK |  |  | EA*4X42L24A* | *80ES(N,L)1102420A* | 30000 | 15.2 | 8.1 | 33800 | 27200 | 80.47% | 1.8 | 0 | 9 |  |  |  | No | R-410A | 2.5 | Residential & Commercial | No
215864729 | Central HP <5.4 tons | TRANE | HRCU-A-CB (Split System: Heat Pump with Remote Outdoor Unit-Air-Source) | 5TWV8X60A1 |  |  | 5TXCD008AS3 | S9V2D120D5PSC+LRP | 50000 | 18.1 | 8.5 | 53500 | 38500 | 71.96% | 1.9 | 0 | 9.5 |  |  |  | No | R-454B | 4.1667 | Residential & Commercial | No
216032245 | Central HP <5.4 tons | ACIQ | HRCU-A-CB (Split System: Heat Pump with Remote Outdoor Unit-Air-Source) | ACIQ-60-EHPD |  |  | ACIQ-60-AHD |  | 54000 | 15.2 | 8.4 | 54000 | 38000 | 70.37% | 1.8 | 0 | 8.6 |  |  |  | No | R-454B | 4.5 | Residential & Commercial | No
215670197 | Central HP <5.4 tons | BRYANT HEATING AND COOLING SYSTEMS | HRCU-A-CB (Split System: Heat Pump with Remote Outdoor Unit-Air-Source) | 290VAN036**AA* |  |  | CSAH*4812AM*+UI | 88*TB48090C17*** | 34200 | 17 | 8.5 | 35400 | 25200 | 71.19% | 1.88 | 0 | 9.5 |  |  |  | No | R-454B | 2.85 | Residential & Commercial | No
215683594 | Central HP <5.4 tons | BRYANT HEATING AND COOLING SYSTEMS | HRCU-A-CB (Split System: Heat Pump with Remote Outdoor Unit-Air-Source) | 290VAN024**AA* |  |  | CAA**2417AM*+UI | 986TD30040C14*** | 22400 | 15.5 | 8.5 | 24400 | 17200 | 70.49% | 1.82 | 0 | 9 |  |  |  | No | R-454B | 1.8667 | Residential & Commercial | No
215670147 | Central HP <5.4 tons | BRYANT HEATING AND COOLING SYSTEMS | HRCU-A-CB (Split System: Heat Pump with Remote Outdoor Unit-Air-Source) | 290VAN036**AA* |  |  | CSAH*4812AM*+UI | 83*CA60100C21*** | 34200 | 16.5 | 8.5 | 35400 | 25200 | 71.19% | 1.88 | 0 | 9.5 |  |  |  | No | R-454B | 2.85 | Residential & Commercial | No
215670297 | Central HP <5.4 tons | BRYANT HEATING AND COOLING SYSTEMS | HRCU-A-CB (Split System: Heat Pump with Remote Outdoor Unit-Air-Source) | 290VAN036**AA* |  |  | CSAH*4812AM*+UI | 987MC60080C21*** | 34200 | 16.5 | 8.5 | 35400 | 25200 | 71.19% | 1.88 | 0 | 9.5 |  |  |  | No | R-454B | 2.85 | Residential & Commercial | No
215670397 | Central HP <5.4 tons | BRYANT HEATING AND COOLING SYSTEMS | HRCU-A-CB (Split System: Heat Pump with Remote Outdoor Unit-Air-Source) | 290VAN036**AA* |  |  | CSAH*6012AM*+UI | 88*TB36045C17*** | 34200 | 16.5 | 8.5 | 35000 | 25200 | 72% | 1.78 | 0 | 9 |  |  |  | No | R-454B | 2.85 | Residential & Commercial | No
215669893 | Central HP <5.4 tons | TEMPSTAR | HRCU-A-CB (Split System: Heat Pump with Remote Outdoor Unit-Air-Source) | T5H0V36*K*AAA* |  |  | ESH5X36M12A*+WALLCON | *97CMN1002122B* | 33800 | 16.5 | 8.5 | 35800 | 25400 | 70.95% | 1.76 | 0 | 9.5 |  |  |  | No | R-454B | 2.8167 | Residential & Commercial | No
215670093 | Central HP <5.4 tons | TEMPSTAR | HRCU-A-CB (Split System: Heat Pump with Remote Outdoor Unit-Air-Source) | T5H0V36*K*AAA* |  |  | ESH5X42M12A*+WALLCON | *96CTN0401410B* | 32600 | 15.2 | 8.5 | 36000 | 25600 | 71.11% | 1.76 | 0 | 9 |  |  |  | No | R-454B | 2.7167 | Residential & Commercial | No
215673995 | Central HP <5.4 tons | BRYANT HEATING AND COOLING SYSTEMS | HRCU-A-CB (Split System: Heat Pump with Remote Outdoor Unit-Air-Source) | 290VAN048**AA* |  |  | CAA**4821AM*+UI | 83*CA60080C21*** | 44500 | 18 | 9 | 48500 | 34000 | 70.1% | 2.06 | 0 | 9.5 |  |  |  | No | R-454B | 3.7083 | Residential & Commercial | No
215674145 | Central HP <5.4 tons | BRYANT HEATING AND COOLING SYSTEMS | HRCU-A-CB (Split System: Heat Pump with Remote Outdoor Unit-Air-Source) | 290VAN048**AA* |  |  | CAA**4821AM*+UI | 986TD66100C21*** | 44000 | 17.5 | 9 | 48500 | 34000 | 70.1% | 2.04 | 0 | 9.5 |  |  |  | No | R-454B | 3.6667 | Residential & Commercial | No
215669231 | Central HP <5.4 tons | TEMPSTAR | HRCU-A-CB (Split System: Heat Pump with Remote Outdoor Unit-Air-Source) | T5H0V36*K*AAA* |  |  | EA*5X48M21A*+WALLCON | *97CMN0602120B* | 33600 | 17.5 | 9 | 35200 | 25200 | 71.59% | 1.9 | 0 | 9.5 |  |  |  | No | R-454B | 2.8 | Residential & Commercial | No
215670565 | Central HP <5.4 tons | TEMPSTAR | HRCU-A-CB (Split System: Heat Pump with Remote Outdoor Unit-Air-Source) | T5H0V36*K*AAA* |  |  | ESH5X60M12A*+WALLCON | *96CTN0401410B* | 33000 | 15.5 | 8.5 | 35000 | 25200 | 72% | 1.78 | 0 | 9 |  |  |  | No | R-454B | 2.75 | Residential & Commercial | No
215669869 | Central HP <5.4 tons | TEMPSTAR | HRCU-A-CB (Split System: Heat Pump with Remote Outdoor Unit-Air-Source) | T5H0V36*K*AAA* |  |  | ESH5X36M12A*+WALLCON | *97CMN0602120B* | 33600 | 16 | 8.5 | 35800 | 25600 | 71.51% | 1.76 | 0 | 9 |  |  |  | No | R-454B | 2.8 | Residential & Commercial | No
215670155 | Central HP <5.4 tons | TEMPSTAR | HRCU-A-CB (Split System: Heat Pump with Remote Outdoor Unit-Air-Source) | T5H0V36*K*AAA* |  |  | ESH5X48M12A*+WALLCON | *80CSU1002120A* | 34200 | 16.5 | 8.5 | 35400 | 25200 | 71.19% | 1.88 | 0 | 9.5 |  |  |  | No | R-454B | 2.85 | Residential & Commercial | No
214229420 | Central HP <5.4 tons | BRYANT HEATING AND COOLING SYSTEMS | HRCU-A-CB (Split System: Heat Pump with Remote Outdoor Unit-Air-Source) | 38MURAQ36AB3* |  |  | CAP**4224AL* | 83*SB60100M21*** | 35200 | 16 | 8.5 | 38500 | 35000 | 90.91% | 1.88 | 0 | 9.5 |  |  |  | No | R-410A | 2.9333 | Residential & Commercial | No
215682772 | Central HP <5.4 tons | TEMPSTAR | HRCU-A-CB (Split System: Heat Pump with Remote Outdoor Unit-Air-Source) | T5H0V60*K*AAA* |  |  | ESH5X60M12A*+WALLCON | *97CTN0802120A* | 55500 | 17 | 8.5 | 60000 | 42000 | 70% | 1.9 | 0 | 8.5 |  |  |  | No | R-454B | 4.625 | Residential & Commercial | No
215683172 | Central HP <5.4 tons | TEMPSTAR | HRCU-A-CB (Split System: Heat Pump with Remote Outdoor Unit-Air-Source) | T5H0V60*K*AAA* |  |  | EVD5X61M21A*+WALLCON | *97CTN0802120A* | 57000 | 18.5 | 9 | 64000 | 45000 | 70.31% | 2.08 | 0 | 9 |  |  |  | No | R-454B | 4.75 | Residential & Commercial | No
215670117 | Central HP <5.4 tons | TEMPSTAR | HRCU-A-CB (Split System: Heat Pump with Remote Outdoor Unit-Air-Source) | T5H0V36*K*AAA* |  |  | ESH5X42M12A*+WALLCON | *96CTN1002122B* | 34000 | 16.5 | 8.5 | 35600 | 25200 | 70.79% | 1.78 | 0 | 9.5 |  |  |  | No | R-454B | 2.8333 | Residential & Commercial | No
215670235 | Central HP <5.4 tons | TEMPSTAR | HRCU-A-CB (Split System: Heat Pump with Remote Outdoor Unit-Air-Source) | T5H0V36*K*AAA* |  |  | ESH5X48M12A*+WALLCON | *80CTL1352422B* | 34200 | 17 | 8.5 | 35400 | 25200 | 71.19% | 1.9 | 0 | 9.5 |  |  |  | No | R-454B | 2.85 | Residential & Commercial | No
215670335 | Central HP <5.4 tons | TEMPSTAR | HRCU-A-CB (Split System: Heat Pump with Remote Outdoor Unit-Air-Source) | T5H0V36*K*AAA* |  |  | ESH5X48M12A*+WALLCON | *96CTN0401410B* | 32600 | 15.5 | 8.5 | 36000 | 25600 | 71.11% | 1.78 | 0 | 9 |  |  |  | No | R-454B | 2.7167 | Residential & Commercial | No
215670109 | Central HP <5.4 tons | TEMPSTAR | HRCU-A-CB (Split System: Heat Pump with Remote Outdoor Unit-Air-Source) | T5H0V36*K*AAA* |  |  | ESH5X42M12A*+WALLCON | *96CTN0801714B* | 33800 | 16.5 | 8.5 | 35600 | 25400 | 71.35% | 1.78 | 0 | 9.5 |  |  |  | No | R-454B | 2.8167 | Residential & Commercial | No
215670175 | Central HP <5.4 tons | TEMPSTAR | HRCU-A-CB (Split System: Heat Pump with Remote Outdoor Unit-Air-Source) | T5H0V36*K*AAA* |  |  | ESH5X48M12A*+WALLCON | *80CTL0701412B* | 34000 | 16.5 | 8.5 | 35600 | 25400 | 71.35% | 1.76 | 0 | 9.5 |  |  |  | No | R-454B | 2.8333 | Residential & Commercial | No
213386474 | Central HP <5.4 tons | SENVILLE | HRCU-A-CB (Split System: Heat Pump with Remote Outdoor Unit-Air-Source) | SENDC-60HF-OM |  |  | SENDC-60HF-IM |  | 55000 | 15.3 | 9.4 | 59000 | 48500 | 82.2% | 1.91 | 9 | 8.8 |  |  |  | No | R-410A | 4.5833 | Residential & Commercial | No
215670577 | Central HP <5.4 tons | BRYANT HEATING AND COOLING SYSTEMS | HRCU-A-CB (Split System: Heat Pump with Remote Outdoor Unit-Air-Source) | 290VAN036**AA* |  |  | CSAH*6012AM*+UI | 986TD42080C17*** | 34400 | 17 | 8.5 | 34800 | 25000 | 71.84% | 1.78 | 0 | 9.5 |  |  |  | No | R-454B | 2.8667 | Residential & Commercial | No
211240395 | Central HP <5.4 tons | COMFORTMAKER | HRCU-A-CB (Split System: Heat Pump with Remote Outdoor Unit-Air-Source) | DLCURAH24ABK |  |  | EA*4X24L17A* | *96VSN0401410A* | 23400 | 15.5 | 8.5 | 26800 | 24800 | 92.54% | 2.04 | 0 | 9.5 |  |  |  | No | R-410A | 1.95 | Residential & Commercial | No
211240404 | Central HP <5.4 tons | COMFORTMAKER | HRCU-A-CB (Split System: Heat Pump with Remote Outdoor Unit-Air-Source) | DLCURAH24ABK |  |  | EA*4X24L17A* | *96VSN0401712A* | 23000 | 15.5 | 8.5 | 26400 | 26000 | 98.48% | 2.18 | 0 | 9.5 |  |  |  | No | R-410A | 1.9167 | Residential & Commercial | No
215674075 | Central HP <5.4 tons | BRYANT HEATING AND COOLING SYSTEMS | HRCU-A-CB (Split System: Heat Pump with Remote Outdoor Unit-Air-Source) | 290VAN048**AA* |  |  | CAA**4821AM*+UI | 935CB48060C17*** | 44000 | 17 | 9 | 49000 | 34600 | 70.61% | 2.04 | 0 | 9 |  |  |  | No | R-454B | 3.6667 | Residential & Commercial | No
215669757 | Central HP <5.4 tons | TEMPSTAR | HRCU-A-CB (Split System: Heat Pump with Remote Outdoor Unit-Air-Source) | T5H0V36*K*AAA* |  |  | ESH5X36M12A*+WALLCON | *80CSU0601716A* | 33600 | 16.5 | 8.5 | 35800 | 25600 | 71.51% | 1.76 | 0 | 9.5 |  |  |  | No | R-454B | 2.8 | Residential & Commercial | No
215669941 | Central HP <5.4 tons | TEMPSTAR | HRCU-A-CB (Split System: Heat Pump with Remote Outdoor Unit-Air-Source) | T5H0V36*K*AAA* |  |  | ESH5X42M12A*+WALLCON | *80CSU0401712A* | 34000 | 16.5 | 8.5 | 35600 | 25400 | 71.35% | 1.76 | 0 | 9.5 |  |  |  | No | R-454B | 2.8333 | Residential & Commercial | No
215669957 | Central HP <5.4 tons | TEMPSTAR | HRCU-A-CB (Split System: Heat Pump with Remote Outdoor Unit-Air-Source) | T5H0V36*K*AAA* |  |  | ESH5X42M12A*+WALLCON | *80CSU1002120A* | 34000 | 16 | 8.5 | 35600 | 25400 | 71.35% | 1.78 | 0 | 9.5 |  |  |  | No | R-454B | 2.8333 | Residential & Commercial | No
215674899 | Central HP <5.4 tons | BRYANT HEATING AND COOLING SYSTEMS | HRCU-A-CB (Split System: Heat Pump with Remote Outdoor Unit-Air-Source) | 290VAN048**AA* |  |  | CSAH*4812AM*+UI | 935CB48060C17*** | 44500 | 16 | 8.5 | 49500 | 34800 | 70.3% | 1.92 | 0 | 9 |  |  |  | No | R-454B | 3.7083 | Residential & Commercial | No
215674957 | Central HP <5.4 tons | BRYANT HEATING AND COOLING SYSTEMS | HRCU-A-CB (Split System: Heat Pump with Remote Outdoor Unit-Air-Source) | 290VAN048**AA* |  |  | CSAH*4812AM*+UI | 987MC60060C21*** | 44500 | 16 | 8.5 | 49500 | 34800 | 70.3% | 1.92 | 0 | 9 |  |  |  | No | R-454B | 3.7083 | Residential & Commercial | No
215675224 | Central HP <5.4 tons | BRYANT HEATING AND COOLING SYSTEMS | HRCU-A-CB (Split System: Heat Pump with Remote Outdoor Unit-Air-Source) | 290VAN048**AA* |  |  | CSAH*6012AM*+UI | 88*TB66135C24*** | 45500 | 16.5 | 8.5 | 48000 | 33600 | 70% | 2.06 | 0 | 9.5 |  |  |  | No | R-454B | 3.7917 | Residential & Commercial | No
215675274 | Central HP <5.4 tons | BRYANT HEATING AND COOLING SYSTEMS | HRCU-A-CB (Split System: Heat Pump with Remote Outdoor Unit-Air-Source) | 290VAN048**AA* |  |  | CSAH*6012AM*+UI | 987MC42080C17*** | 45000 | 16 | 8.5 | 48500 | 34200 | 70.52% | 1.94 | 0 | 9 |  |  |  | No | R-454B | 3.75 | Residential & Commercial | No
215669749 | Central HP <5.4 tons | TEMPSTAR | HRCU-A-CB (Split System: Heat Pump with Remote Outdoor Unit-Air-Source) | T5H0V36*K*AAA* |  |  | ESH5X36M12A*+WALLCON | *80CSU0401712A* | 33600 | 16.5 | 8.5 | 35800 | 25400 | 70.95% | 1.76 | 0 | 9.5 |  |  |  | No | R-454B | 2.8 | Residential & Commercial | No
215675244 | Central HP <5.4 tons | BRYANT HEATING AND COOLING SYSTEMS | HRCU-A-CB (Split System: Heat Pump with Remote Outdoor Unit-Air-Source) | 290VAN048**AA* |  |  | CSAH*6012AM*+UI | 935CB60080C21*** | 45500 | 16.5 | 8.5 | 48000 | 33800 | 70.42% | 2.06 | 0 | 9.5 |  |  |  | No | R-454B | 3.7917 | Residential & Commercial | No
215675694 | Central HP <5.4 tons | BRYANT HEATING AND COOLING SYSTEMS | HRCU-A-CB (Split System: Heat Pump with Remote Outdoor Unit-Air-Source) | 290VAN048**AA* |  |  | CVAMA6021XMA*+UI | 88*TB36045C17*** | 47500 | 18 | 9 | 50000 | 37600 | 75.2% | 1.98 | 0 | 9.5 |  |  |  | No | R-454B | 3.9583 | Residential & Commercial | No
215676094 | Central HP <5.4 tons | BRYANT HEATING AND COOLING SYSTEMS | HRCU-A-CB (Split System: Heat Pump with Remote Outdoor Unit-Air-Source) | 290VAN048**AA* |  |  | CVAVA4821XMA*+UI | 83*CA48060C17*** | 47000 | 18 | 9 | 50000 | 36400 | 72.8% | 2 | 0 | 9.5 |  |  |  | No | R-454B | 3.9167 | Residential & Commercial | No
212986576 | Central HP <5.4 tons | COMFORTMAKER | HRCU-A-CB (Split System: Heat Pump with Remote Outdoor Unit-Air-Source) | DLCURAH24ABK |  |  | EA*4X36L21A* | *96MSN0401712A* | 23400 | 16 | 8.5 | 26200 | 24200 | 92.37% | 2 | 0 | 9.5 |  |  |  | No | R-410A | 1.95 | Residential & Commercial | No
208106637 | Central HP <5.4 tons | ACIQ | HRCU-A-CB (Split System: Heat Pump with Remote Outdoor Unit-Air-Source) | ACIQ-48-HPB |  |  | ACIQ-48-AHB |  | 47000 | 15.6 | 9.4 | 50000 | 46000 | 92% | 1.9 | 8.5 | 8.2 |  |  |  | No | R-410A | 3.9167 | Residential & Commercial | No
213386473 | Central HP <5.4 tons | SENVILLE | HRCU-A-CB (Split System: Heat Pump with Remote Outdoor Unit-Air-Source) | SENDC-48HF-OM |  |  | SENDC-48HF-IM |  | 47000 | 15.6 | 9.4 | 50000 | 46000 | 92% | 1.9 | 8.5 | 8.2 |  |  |  | No | R-410A | 3.9167 | Residential & Commercial | No
215670247 | Central HP <5.4 tons | BRYANT HEATING AND COOLING SYSTEMS | HRCU-A-CB (Split System: Heat Pump with Remote Outdoor Unit-Air-Source) | 290VAN036**AA* |  |  | CSAH*4812AM*+UI | 935CB60080C21*** | 34200 | 16.5 | 8.5 | 35400 | 25200 | 71.19% | 1.88 | 0 | 9.5 |  |  |  | No | R-454B | 2.85 | Residential & Commercial | No
215670497 | Central HP <5.4 tons | BRYANT HEATING AND COOLING SYSTEMS | HRCU-A-CB (Split System: Heat Pump with Remote Outdoor Unit-Air-Source) | 290VAN036**AA* |  |  | CSAH*6012AM*+UI | 987MC42060C17*** | 34200 | 16.5 | 8.5 | 34800 | 25200 | 72.41% | 1.8 | 0 | 9.5 |  |  |  | No | R-454B | 2.85 | Residential & Commercial | No
215675414 | Central HP <5.4 tons | BRYANT HEATING AND COOLING SYSTEMS | HRCU-A-CB (Split System: Heat Pump with Remote Outdoor Unit-Air-Source) | 290VAN048**AA* |  |  | CVAMA4821XMA*+UI | 935CB60080C21*** | 47000 | 18 | 9 | 50000 | 36600 | 73.2% | 1.98 | 0 | 9.5 |  |  |  | No | R-454B | 3.9167 | Residential & Commercial | No
215675464 | Central HP <5.4 tons | BRYANT HEATING AND COOLING SYSTEMS | HRCU-A-CB (Split System: Heat Pump with Remote Outdoor Unit-Air-Source) | 290VAN048**AA* |  |  | CVAMA4821XMA*+UI | 986TD42080C17*** | 46500 | 18 | 9 | 50000 | 35600 | 71.2% | 2 | 0 | 9.5 |  |  |  | No | R-454B | 3.875 | Residential & Commercial | No
215674005 | Central HP <5.4 tons | BRYANT HEATING AND COOLING SYSTEMS | HRCU-A-CB (Split System: Heat Pump with Remote Outdoor Unit-Air-Source) | 290VAN048**AA* |  |  | CAA**4821AM*+UI | 83*CA60100C21*** | 44000 | 17.5 | 9 | 48500 | 34200 | 70.52% | 2.06 | 0 | 9.5 |  |  |  | No | R-454B | 3.6667 | Residential & Commercial | No
215670355 | Central HP <5.4 tons | TEMPSTAR | HRCU-A-CB (Split System: Heat Pump with Remote Outdoor Unit-Air-Source) | T5H0V36*K*AAA* |  |  | ESH5X48M12A*+WALLCON | *96CTN0801714B* | 34000 | 16.5 | 8.5 | 35600 | 25400 | 71.35% | 1.78 | 0 | 9.5 |  |  |  | No | R-454B | 2.8333 | Residential & Commercial | No
215675294 | Central HP <5.4 tons | BRYANT HEATING AND COOLING SYSTEMS | HRCU-A-CB (Split System: Heat Pump with Remote Outdoor Unit-Air-Source) | 290VAN048**AA* |  |  | CSAH*6012AM*+UI | 987MC66100C21*** | 45500 | 16.5 | 8.5 | 48000 | 33800 | 70.42% | 2.08 | 0 | 9.5 |  |  |  | No | R-454B | 3.7917 | Residential & Commercial | No
212985304 | Central HP <5.4 tons | COMFORTMAKER | HRCU-A-CB (Split System: Heat Pump with Remote Outdoor Unit-Air-Source) | DLCURAH30ABK |  |  | EA*4X43L21A* | *92MSN1002120A* | 30600 | 16 | 8.5 | 35000 | 26800 | 76.57% | 1.86 | 0 | 9 |  |  |  | No | R-410A | 2.55 | Residential & Commercial | No
212988064 | Central HP <5.4 tons | COMFORTMAKER | HRCU-A-CB (Split System: Heat Pump with Remote Outdoor Unit-Air-Source) | DLCURAH30ABK |  |  | EA*4X42L24A* | *96MSN1002120A* | 30000 | 15.2 | 8.5 | 34000 | 27200 | 80% | 1.8 | 0 | 9 |  |  |  | No | R-410A | 2.5 | Residential & Commercial | No
211222709 | Central HP <5.4 tons | COMFORTMAKER | HRCU-A-CB (Split System: Heat Pump with Remote Outdoor Unit-Air-Source) | DLCURAH30ABK |  |  | EA*4X37L21A* | *96VTN1002122A* | 30600 | 15.2 | 8.1 | 33000 | 26200 | 79.39% | 1.84 | 0 | 9 |  |  |  | No | R-410A | 2.55 | Residential & Commercial | No
215669781 | Central HP <5.4 tons | TEMPSTAR | HRCU-A-CB (Split System: Heat Pump with Remote Outdoor Unit-Air-Source) | T5H0V36*K*AAA* |  |  | ESH5X36M12A*+WALLCON | *80CTL0701412B* | 33400 | 16.5 | 8.5 | 35800 | 25600 | 71.51% | 1.76 | 0 | 9 |  |  |  | No | R-454B | 2.7833 | Residential & Commercial | No
215669901 | Central HP <5.4 tons | TEMPSTAR | HRCU-A-CB (Split System: Heat Pump with Remote Outdoor Unit-Air-Source) | T5H0V36*K*AAA* |  |  | ESH5X36M12A*+WALLCON | *97CMN1202422B* | 33800 | 16.5 | 8.5 | 35800 | 25400 | 70.95% | 1.76 | 0 | 9.5 |  |  |  | No | R-454B | 2.8167 | Residential & Commercial | No
215669917 | Central HP <5.4 tons | TEMPSTAR | HRCU-A-CB (Split System: Heat Pump with Remote Outdoor Unit-Air-Source) | T5H0V36*K*AAA* |  |  | ESH5X36M12A*+WALLCON | *96CTN0601714B* | 33400 | 16 | 8.5 | 36000 | 25800 | 71.67% | 1.76 | 0 | 9 |  |  |  | No | R-454B | 2.7833 | Residential & Commercial | No
215676434 | Central HP <5.4 tons | BRYANT HEATING AND COOLING SYSTEMS | HRCU-A-CB (Split System: Heat Pump with Remote Outdoor Unit-Air-Source) | 290VAN048**AA* |  |  | CVAVA6021XMA*+UI | 88*TB36045C17*** | 47500 | 18 | 9 | 50000 | 37600 | 75.2% | 1.98 | 0 | 9.5 |  |  |  | No | R-454B | 3.9583 | Residential & Commercial | No
211227563 | Central HP <5.4 tons | AIRQUEST | HRCU-A-CB (Split System: Heat Pump with Remote Outdoor Unit-Air-Source) | DLCURAH36ABK |  |  | EA*4X42L21A* | *95ESN0601714A* | 35000 | 15.5 | 8.1 | 38500 | 35000 | 90.91% | 1.86 | 0 | 9.5 |  |  |  | No | R-410A | 2.9167 | Residential & Commercial | No
215675134 | Central HP <5.4 tons | BRYANT HEATING AND COOLING SYSTEMS | HRCU-A-CB (Split System: Heat Pump with Remote Outdoor Unit-Air-Source) | 290VAN048**AA* |  |  | CSAH*6012AM*+UI | 83*CA60080C21*** | 45500 | 17 | 8.5 | 48000 | 33600 | 70% | 2.08 | 0 | 9.5 |  |  |  | No | R-454B | 3.7917 | Residential & Commercial | No
215675204 | Central HP <5.4 tons | BRYANT HEATING AND COOLING SYSTEMS | HRCU-A-CB (Split System: Heat Pump with Remote Outdoor Unit-Air-Source) | 290VAN048**AA* |  |  | CSAH*6012AM*+UI | 88*TB60090C21*** | 45500 | 16.5 | 8.5 | 48000 | 33600 | 70% | 2.06 | 0 | 9.5 |  |  |  | No | R-454B | 3.7917 | Residential & Commercial | No
215675334 | Central HP <5.4 tons | BRYANT HEATING AND COOLING SYSTEMS | HRCU-A-CB (Split System: Heat Pump with Remote Outdoor Unit-Air-Source) | 290VAN048**AA* |  |  | CSAH*6012AM*+UI | 986TD66120C24*** | 45500 | 16.5 | 8.5 | 48000 | 33800 | 70.42% | 2.08 | 0 | 9.5 |  |  |  | No | R-454B | 3.7917 | Residential & Commercial | No
215675174 | Central HP <5.4 tons | BRYANT HEATING AND COOLING SYSTEMS | HRCU-A-CB (Split System: Heat Pump with Remote Outdoor Unit-Air-Source) | 290VAN048**AA* |  |  | CSAH*6012AM*+UI | 88*TB48070C17*** | 45000 | 16 | 8.5 | 48500 | 34200 | 70.52% | 1.94 | 0 | 9 |  |  |  | No | R-454B | 3.75 | Residential & Commercial | No
215675524 | Central HP <5.4 tons | BRYANT HEATING AND COOLING SYSTEMS | HRCU-A-CB (Split System: Heat Pump with Remote Outdoor Unit-Air-Source) | 290VAN048**AA* |  |  | CVAMA4921XMA*+UI | 88*TB36045C17*** | 47500 | 18 | 9 | 50000 | 37600 | 75.2% | 1.98 | 0 | 9.5 |  |  |  | No | R-454B | 3.9583 | Residential & Commercial | No
215682848 | Central HP <5.4 tons | COMFORTMAKER | HRCU-A-CB (Split System: Heat Pump with Remote Outdoor Unit-Air-Source) | C5H0V60*K*AAA* |  |  | EVM5X60M21A*+WALLCON | *97CTN0802120A* | 56500 | 18 | 9 | 64000 | 45000 | 70.31% | 2.06 | 0 | 9 |  |  |  | No | R-454B | 4.7083 | Residential & Commercial | No
215682878 | Central HP <5.4 tons | COMFORTMAKER | HRCU-A-CB (Split System: Heat Pump with Remote Outdoor Unit-Air-Source) | C5H0V60*K*AAA* |  |  | EVM5X60M24A*+WALLCON | *80CSU0802120B* | 57000 | 18 | 9 | 62500 | 44000 | 70.4% | 2.1 | 0 | 9.5 |  |  |  | No | R-454B | 4.75 | Residential & Commercial | No
215677044 | Central HP <5.4 tons | BRYANT HEATING AND COOLING SYSTEMS | HRCU-A-CB (Split System: Heat Pump with Remote Outdoor Unit-Air-Source) | 290VAN060**AA* |  |  | CVAMA6021XMA*+UI | 987MC60060C21*** | 55500 | 17.5 | 8.5 | 65000 | 46000 | 70.77% | 1.94 | 0 | 8.5 |  |  |  | No | R-454B | 4.625 | Residential & Commercial | No
215683218 | Central HP <5.4 tons | COMFORTMAKER | HRCU-A-CB (Split System: Heat Pump with Remote Outdoor Unit-Air-Source) | C5H0V60*K*AAA* |  |  | EVD5X61M24A*+WALLCON | *97CTN0802120A* | 57500 | 18.5 | 9 | 64000 | 45000 | 70.31% | 2.08 | 0 | 9 |  |  |  | No | R-454B | 4.7917 | Residential & Commercial | No
215677104 | Central HP <5.4 tons | BRYANT HEATING AND COOLING SYSTEMS | HRCU-A-CB (Split System: Heat Pump with Remote Outdoor Unit-Air-Source) | 290VAN060**AA* |  |  | CVAMA6024XMA*+UI | 88*TB60070C21*** | 56000 | 18 | 9 | 63500 | 45000 | 70.87% | 2.06 | 0 | 9 |  |  |  | No | R-454B | 4.6667 | Residential & Commercial | No
215677204 | Central HP <5.4 tons | BRYANT HEATING AND COOLING SYSTEMS | HRCU-A-CB (Split System: Heat Pump with Remote Outdoor Unit-Air-Source) | 290VAN060**AA* |  |  | CVAMA6024XMA*+UI | 986TD66120C24*** | 56500 | 18.5 | 9 | 63000 | 44500 | 70.63% | 2.1 | 0 | 9 |  |  |  | No | R-454B | 4.7083 | Residential & Commercial | No
212980920 | Central HP <5.4 tons | TEMPSTAR | HRCU-A-CB (Split System: Heat Pump with Remote Outdoor Unit-Air-Source) | DLCURAH30ABK |  |  | EA*4X37L21A* | *80MS(N,L)1102120A* | 30800 | 15.2 | 8.5 | 33400 | 26200 | 78.44% | 1.86 | 0 | 9 |  |  |  | No | R-410A | 2.5667 | Residential & Commercial | No
212984446 | Central HP <5.4 tons | BRYANT HEATING AND COOLING SYSTEMS | HRCU-A-CB (Split System: Heat Pump with Remote Outdoor Unit-Air-Source) | 38MURAQ30AB3* |  |  | CAP**3621AL* | 912SE48080M17*** | 29600 | 15.2 | 8.1 | 34000 | 28000 | 82.35% | 1.78 | 0 | 9 |  |  |  | No | R-410A | 2.4667 | Residential & Commercial | No
211306382 | Central HP <5.4 tons | Mitsutomo | HRCU-A-CB (Split System: Heat Pump with Remote Outdoor Unit-Air-Source) | UHO48-NB-Q |  |  | UHM48-CB-Q |  | 47000 | 15.6 | 9.4 | 50000 | 46000 | 92% | 1.9 | 8.5 | 8.2 |  |  |  | No | R-410A | 3.9167 | Residential & Commercial | No
215676704 | Central HP <5.4 tons | BRYANT HEATING AND COOLING SYSTEMS | HRCU-A-CB (Split System: Heat Pump with Remote Outdoor Unit-Air-Source) | 290VAN048**AA* |  |  | CVAVA6121XMA*+UI | 88*TB36045C17*** | 48000 | 18.5 | 9 | 50000 | 37600 | 75.2% | 1.98 | 0 | 9.5 |  |  |  | No | R-454B | 4 | Residential & Commercial | No
215677094 | Central HP <5.4 tons | BRYANT HEATING AND COOLING SYSTEMS | HRCU-A-CB (Split System: Heat Pump with Remote Outdoor Unit-Air-Source) | 290VAN060**AA* |  |  | CVAMA6024XMA*+UI | 83*CA60100C21*** | 56500 | 18 | 9 | 63000 | 44500 | 70.63% | 2.08 | 0 | 9 |  |  |  | No | R-454B | 4.7083 | Residential & Commercial | No
215677544 | Central HP <5.4 tons | BRYANT HEATING AND COOLING SYSTEMS | HRCU-A-CB (Split System: Heat Pump with Remote Outdoor Unit-Air-Source) | 290VAN060**AA* |  |  | CVAVA6024XMA*+UI | 986TD66100C21*** | 56500 | 18.5 | 9 | 63000 | 44500 | 70.63% | 2.08 | 0 | 9 |  |  |  | No | R-454B | 4.7083 | Residential & Commercial | No
215676994 | Central HP <5.4 tons | BRYANT HEATING AND COOLING SYSTEMS | HRCU-A-CB (Split System: Heat Pump with Remote Outdoor Unit-Air-Source) | 290VAN060**AA* |  |  | CVAMA6021XMA*+UI | 88*TB60070C21*** | 56500 | 18 | 9 | 64000 | 45000 | 70.31% | 2.06 | 0 | 9 |  |  |  | No | R-454B | 4.7083 | Residential & Commercial | No
215677144 | Central HP <5.4 tons | BRYANT HEATING AND COOLING SYSTEMS | HRCU-A-CB (Split System: Heat Pump with Remote Outdoor Unit-Air-Source) | 290VAN060**AA* |  |  | CVAMA6024XMA*+UI | 935CB60080C21*** | 56500 | 18 | 9 | 63500 | 44500 | 70.08% | 2.08 | 0 | 9 |  |  |  | No | R-454B | 4.7083 | Residential & Commercial | No
215677394 | Central HP <5.4 tons | BRYANT HEATING AND COOLING SYSTEMS | HRCU-A-CB (Split System: Heat Pump with Remote Outdoor Unit-Air-Source) | 290VAN060**AA* |  |  | CVAVA6021XMA*+UI | 987MC60060C21*** | 55500 | 17.5 | 8.5 | 64000 | 46000 | 71.88% | 1.94 | 0 | 8.5 |  |  |  | No | R-454B | 4.625 | Residential & Commercial | No
215677354 | Central HP <5.4 tons | BRYANT HEATING AND COOLING SYSTEMS | HRCU-A-CB (Split System: Heat Pump with Remote Outdoor Unit-Air-Source) | 290VAN060**AA* |  |  | CVAVA6021XMA*+UI | 88*TB60090C21*** | 57000 | 18.5 | 9 | 63500 | 44500 | 70.08% | 2.08 | 0 | 9.5 |  |  |  | No | R-454B | 4.75 | Residential & Commercial | No
215678004 | Central HP <5.4 tons | BRYANT HEATING AND COOLING SYSTEMS | HRCU-A-CB (Split System: Heat Pump with Remote Outdoor Unit-Air-Source) | 290VAN060**AA* |  |  | CAA**6124AM*+UI | 987MC66120C24*** | 56000 | 18.5 | 9 | 60000 | 42000 | 70% | 2 | 0 | 9 |  |  |  | No | R-454B | 4.6667 | Residential & Commercial | No
215682998 | Central HP <5.4 tons | COMFORTMAKER | HRCU-A-CB (Split System: Heat Pump with Remote Outdoor Unit-Air-Source) | C5H0V60*K*AAA* |  |  | EVD5X60M21A*+WALLCON | *80CSU0401712B* | 56000 | 18 | 8.5 | 60500 | 43500 | 71.9% | 2.12 | 0 | 9.5 |  |  |  | No | R-454B | 4.6667 | Residential & Commercial | No
215677514 | Central HP <5.4 tons | BRYANT HEATING AND COOLING SYSTEMS | HRCU-A-CB (Split System: Heat Pump with Remote Outdoor Unit-Air-Source) | 290VAN060**AA* |  |  | CVAVA6024XMA*+UI | 987MC60080C21*** | 56500 | 18 | 9 | 63500 | 44500 | 70.08% | 2.08 | 0 | 9 |  |  |  | No | R-454B | 4.7083 | Residential & Commercial | No
215677814 | Central HP <5.4 tons | BRYANT HEATING AND COOLING SYSTEMS | HRCU-A-CB (Split System: Heat Pump with Remote Outdoor Unit-Air-Source) | 290VAN060**AA* |  |  | CAA**6024AM*+UI | 935CB66100C21*** | 55000 | 18.5 | 8.5 | 59000 | 41500 | 70.34% | 2.04 | 0 | 9 |  |  |  | No | R-454B | 4.5833 | Residential & Commercial | No
215677034 | Central HP <5.4 tons | BRYANT HEATING AND COOLING SYSTEMS | HRCU-A-CB (Split System: Heat Pump with Remote Outdoor Unit-Air-Source) | 290VAN060**AA* |  |  | CVAMA6021XMA*+UI | 935CB66100C21*** | 57000 | 18 | 9 | 63500 | 44500 | 70.08% | 2.08 | 0 | 9 |  |  |  | No | R-454B | 4.75 | Residential & Commercial | No
211306383 | Central HP <5.4 tons | Mitsutomo | HRCU-A-CB (Split System: Heat Pump with Remote Outdoor Unit-Air-Source) | UHO60-NB-Q |  |  | UHM60-DB-Q |  | 55000 | 15.3 | 9.4 | 59000 | 48500 | 82.2% | 1.91 | 9 | 8.8 |  |  |  | No | R-410A | 4.5833 | Residential & Commercial | No
215670285 | Central HP <5.4 tons | TEMPSTAR | HRCU-A-CB (Split System: Heat Pump with Remote Outdoor Unit-Air-Source) | T5H0V36*K*AAA* |  |  | ESH5X48M12A*+WALLCON | *97CMN0602120B* | 34000 | 16.5 | 8.5 | 35600 | 25400 | 71.35% | 1.76 | 0 | 9.5 |  |  |  | No | R-454B | 2.8333 | Residential & Commercial | No
215670485 | Central HP <5.4 tons | TEMPSTAR | HRCU-A-CB (Split System: Heat Pump with Remote Outdoor Unit-Air-Source) | T5H0V36*K*AAA* |  |  | ESH5X60M12A*+WALLCON | *95CSU0601716B* | 34400 | 16.5 | 8.5 | 34800 | 25000 | 71.84% | 1.78 | 0 | 9.5 |  |  |  | No | R-454B | 2.8667 | Residential & Commercial | No
215674125 | Central HP <5.4 tons | BRYANT HEATING AND COOLING SYSTEMS | HRCU-A-CB (Split System: Heat Pump with Remote Outdoor Unit-Air-Source) | 290VAN048**AA* |  |  | CAA**4821AM*+UI | 987MC66100C21*** | 44000 | 17.5 | 9 | 48500 | 34000 | 70.1% | 2.04 | 0 | 9.5 |  |  |  | No | R-454B | 3.6667 | Residential & Commercial | No
211227322 | Central HP <5.4 tons | COMFORTMAKER | HRCU-A-CB (Split System: Heat Pump with Remote Outdoor Unit-Air-Source) | DLCURAH36ABK |  |  | EA*4X42L21A* | *80ES(N,L)0702116A* | 35200 | 16 | 8.1 | 38500 | 35000 | 90.91% | 1.88 | 0 | 9.5 |  |  |  | No | R-410A | 2.9333 | Residential & Commercial | No
211227604 | Central HP <5.4 tons | COMFORTMAKER | HRCU-A-CB (Split System: Heat Pump with Remote Outdoor Unit-Air-Source) | DLCURAH36ABK |  |  | EA*4X42L21A* | *96VSN0801716A* | 35200 | 15.5 | 8.1 | 38500 | 35000 | 90.91% | 1.86 | 0 | 9.5 |  |  |  | No | R-410A | 2.9333 | Residential & Commercial | No
211228824 | Central HP <5.4 tons | COMFORTMAKER | HRCU-A-CB (Split System: Heat Pump with Remote Outdoor Unit-Air-Source) | DLCURAH36ABK |  |  | EA*4X48L21A* | *80VSL0451716A* | 35600 | 15.5 | 8.1 | 38500 | 34800 | 90.39% | 2.04 | 0 | 9.5 |  |  |  | No | R-410A | 2.9667 | Residential & Commercial | No
215670575 | Central HP <5.4 tons | TEMPSTAR | HRCU-A-CB (Split System: Heat Pump with Remote Outdoor Unit-Air-Source) | T5H0V36*K*AAA* |  |  | ESH5X60M12A*+WALLCON | *96CTN0601714B* | 34200 | 16.5 | 8.5 | 34800 | 25200 | 72.41% | 1.78 | 0 | 9.5 |  |  |  | No | R-454B | 2.85 | Residential & Commercial | No
215669271 | Central HP <5.4 tons | TEMPSTAR | HRCU-A-CB (Split System: Heat Pump with Remote Outdoor Unit-Air-Source) | T5H0V36*K*AAA* |  |  | EA*5X48M21A*+WALLCON | *96CTN0601714B* | 33600 | 17.5 | 9 | 35200 | 25400 | 72.16% | 1.88 | 0 | 9.5 |  |  |  | No | R-454B | 2.8 | Residential & Commercial | No
212681008 | Central HP <5.4 tons | AURIAL | HRCU-A-C (Split System: Heat Pump with Remote Outdoor Unit with No Indoor Fan --Air Source) | ARU36-24WADU |  |  | ARCAT36F/NAA |  | 32000 | 15.2 | 8.5 | 34000 | 24000 | 70.59% | 1.8 | 0 | 9.5 |  |  |  | No | R-410A | 2.6667 | Residential & Commercial | No
211227408 | Central HP <5.4 tons | COMFORTMAKER | HRCU-A-CB (Split System: Heat Pump with Remote Outdoor Unit-Air-Source) | DLCURAH36ABK |  |  | EA*4X42L21A* | *80VSL0902120A* | 35000 | 16 | 8.1 | 38500 | 35000 | 90.91% | 1.86 | 0 | 9.5 |  |  |  | No | R-410A | 2.9167 | Residential & Commercial | No
212988040 | Central HP <5.4 tons | COMFORTMAKER | HRCU-A-CB (Split System: Heat Pump with Remote Outdoor Unit-Air-Source) | DLCURAH30ABK |  |  | EA*4X37L21A* | *96MSN1002120A* | 30800 | 15.2 | 8.5 | 33200 | 26200 | 78.92% | 1.84 | 0 | 9 |  |  |  | No | R-410A | 2.5667 | Residential & Commercial | No
211713398 | Central HP <5.4 tons | COMFORTMAKER | HRCU-A-CB (Split System: Heat Pump with Remote Outdoor Unit-Air-Source) | DLCURAH30ABK |  |  | EA*4X43L21A* | *80ESU0601716A | 31200 | 15.2 | 8.5 | 33400 | 26000 | 77.84% | 1.86 | 0 | 9 |  |  |  | No | R-410A | 2.6 | Residential & Commercial | No
212984450 | Central HP <5.4 tons | COMFORTMAKER | HRCU-A-CB (Split System: Heat Pump with Remote Outdoor Unit-Air-Source) | DLCURAH30ABK |  |  | EA*4X36L21A* | *92MSN0801716A* | 29600 | 15.2 | 8.1 | 34000 | 28000 | 82.35% | 1.78 | 0 | 9 |  |  |  | No | R-410A | 2.4667 | Residential & Commercial | No
212985268 | Central HP <5.4 tons | COMFORTMAKER | HRCU-A-CB (Split System: Heat Pump with Remote Outdoor Unit-Air-Source) | DLCURAH30ABK |  |  | EA*4X37L21A* | *92MSN1002120A* | 30600 | 15.2 | 8.5 | 33400 | 26400 | 79.04% | 1.86 | 0 | 9 |  |  |  | No | R-410A | 2.55 | Residential & Commercial | No
215670585 | Central HP <5.4 tons | TEMPSTAR | HRCU-A-CB (Split System: Heat Pump with Remote Outdoor Unit-Air-Source) | T5H0V36*K*AAA* |  |  | ESH5X60M12A*+WALLCON | *96CTN0801714B* | 34400 | 17 | 8.5 | 34800 | 25000 | 71.84% | 1.78 | 0 | 9.5 |  |  |  | No | R-454B | 2.8667 | Residential & Commercial | No
211713357 | Central HP <5.4 tons | CARRIER | HRCU-A-CB (Split System: Heat Pump with Remote Outdoor Unit-Air-Source) | 38MURAQ30AB3* |  |  | CAP**4321AL* | 59SC2D100E21**20 | 31200 | 15.2 | 8.5 | 33600 | 26000 | 77.38% | 1.86 | 0 | 9 |  |  |  | No | R-410A | 2.6 | Residential & Commercial | No
211713350 | Central HP <5.4 tons | COMFORTMAKER | HRCU-A-CB (Split System: Heat Pump with Remote Outdoor Unit-Air-Source) | DLCURAH30ABK |  |  | EA*4X43L21A* | *92ESN0802120A* | 31200 | 15.2 | 8.5 | 33600 | 26000 | 77.38% | 1.88 | 0 | 9 |  |  |  | No | R-410A | 2.6 | Residential & Commercial | No
215677164 | Central HP <5.4 tons | BRYANT HEATING AND COOLING SYSTEMS | HRCU-A-CB (Split System: Heat Pump with Remote Outdoor Unit-Air-Source) | 290VAN060**AA* |  |  | CVAMA6024XMA*+UI | 987MC60060C21*** | 55500 | 17.5 | 8.5 | 64000 | 45500 | 71.09% | 1.94 | 0 | 8.5 |  |  |  | No | R-454B | 4.625 | Residential & Commercial | No
215677184 | Central HP <5.4 tons | BRYANT HEATING AND COOLING SYSTEMS | HRCU-A-CB (Split System: Heat Pump with Remote Outdoor Unit-Air-Source) | 290VAN060**AA* |  |  | CVAMA6024XMA*+UI | 987MC66120C24*** | 56500 | 18.5 | 9 | 63000 | 44500 | 70.63% | 2.08 | 0 | 9 |  |  |  | No | R-454B | 4.7083 | Residential & Commercial | No
211229028 | Central HP <5.4 tons | COMFORTMAKER | HRCU-A-CB (Split System: Heat Pump with Remote Outdoor Unit-Air-Source) | DLCURAH36ABK |  |  | EA*4X48L21A* | *95ESN0801716A* | 35400 | 15.5 | 8.1 | 37800 | 34800 | 92.06% | 2.02 | 0 | 9.5 |  |  |  | No | R-410A | 2.95 | Residential & Commercial | No
215669981 | Central HP <5.4 tons | TEMPSTAR | HRCU-A-CB (Split System: Heat Pump with Remote Outdoor Unit-Air-Source) | T5H0V36*K*AAA* |  |  | ESH5X42M12A*+WALLCON | *80CTL0701716B* | 33800 | 16.5 | 8.5 | 35600 | 25400 | 71.35% | 1.78 | 0 | 9.5 |  |  |  | No | R-454B | 2.8167 | Residential & Commercial | No
215670145 | Central HP <5.4 tons | TEMPSTAR | HRCU-A-CB (Split System: Heat Pump with Remote Outdoor Unit-Air-Source) | T5H0V36*K*AAA* |  |  | ESH5X48M12A*+WALLCON | *80CSU0601716A* | 34000 | 17 | 8.5 | 35400 | 25200 | 71.19% | 1.88 | 0 | 9.5 |  |  |  | No | R-454B | 2.8333 | Residential & Commercial | No
215677344 | Central HP <5.4 tons | BRYANT HEATING AND COOLING SYSTEMS | HRCU-A-CB (Split System: Heat Pump with Remote Outdoor Unit-Air-Source) | 290VAN060**AA* |  |  | CVAVA6021XMA*+UI | 88*TB60070C21*** | 56500 | 18 | 9 | 64000 | 45000 | 70.31% | 2.06 | 0 | 9 |  |  |  | No | R-454B | 4.7083 | Residential & Commercial | No
211227474 | Central HP <5.4 tons | COMFORTMAKER | HRCU-A-CB (Split System: Heat Pump with Remote Outdoor Unit-Air-Source) | DLCURAH36ABK |  |  | EA*4X42L21A* | *80VTL0902120A* | 35000 | 16 | 8.1 | 38500 | 35000 | 90.91% | 1.86 | 0 | 9.5 |  |  |  | No | R-410A | 2.9167 | Residential & Commercial | No
211229078 | Central HP <5.4 tons | COMFORTMAKER | HRCU-A-CB (Split System: Heat Pump with Remote Outdoor Unit-Air-Source) | DLCURAH36ABK |  |  | EA*4X48L21A* | *96VSN0601714A* | 35400 | 15.5 | 8.1 | 38500 | 34800 | 90.39% | 2.02 | 0 | 9.5 |  |  |  | No | R-410A | 2.95 | Residential & Commercial | No
215670245 | Central HP <5.4 tons | TEMPSTAR | HRCU-A-CB (Split System: Heat Pump with Remote Outdoor Unit-Air-Source) | T5H0V36*K*AAA* |  |  | ESH5X48M12A*+WALLCON | *95CSU0601716B* | 34000 | 16.5 | 8.5 | 35600 | 25400 | 71.35% | 1.76 | 0 | 9.5 |  |  |  | No | R-454B | 2.8333 | Residential & Commercial | No
215670315 | Central HP <5.4 tons | TEMPSTAR | HRCU-A-CB (Split System: Heat Pump with Remote Outdoor Unit-Air-Source) | T5H0V36*K*AAA* |  |  | ESH5X48M12A*+WALLCON | *97CMN1002122B* | 34200 | 17 | 8.5 | 35400 | 25200 | 71.19% | 1.9 | 0 | 9.5 |  |  |  | No | R-454B | 2.85 | Residential & Commercial | No
215669933 | Central HP <5.4 tons | TEMPSTAR | HRCU-A-CB (Split System: Heat Pump with Remote Outdoor Unit-Air-Source) | T5H0V36*K*AAA* |  |  | ESH5X36M12A*+WALLCON | *96CTN1202422B* | 33800 | 16 | 8.5 | 35800 | 25400 | 70.95% | 1.76 | 0 | 9.5 |  |  |  | No | R-454B | 2.8167 | Residential & Commercial | No
215670069 | Central HP <5.4 tons | TEMPSTAR | HRCU-A-CB (Split System: Heat Pump with Remote Outdoor Unit-Air-Source) | T5H0V36*K*AAA* |  |  | ESH5X42M12A*+WALLCON | *97CMN0802120B* | 34000 | 16.5 | 8.5 | 35600 | 25200 | 70.79% | 1.78 | 0 | 9.5 |  |  |  | No | R-454B | 2.8333 | Residential & Commercial | No
215670085 | Central HP <5.4 tons | TEMPSTAR | HRCU-A-CB (Split System: Heat Pump with Remote Outdoor Unit-Air-Source) | T5H0V36*K*AAA* |  |  | ESH5X42M12A*+WALLCON | *97CMN1202422B* | 34000 | 16.5 | 8.5 | 35600 | 25200 | 70.79% | 1.78 | 0 | 9.5 |  |  |  | No | R-454B | 2.8333 | Residential & Commercial | No
215670135 | Central HP <5.4 tons | TEMPSTAR | HRCU-A-CB (Split System: Heat Pump with Remote Outdoor Unit-Air-Source) | T5H0V36*K*AAA* |  |  | ESH5X48M12A*+WALLCON | *80CSU0401712A* | 34200 | 17 | 8.5 | 35400 | 25200 | 71.19% | 1.88 | 0 | 9.5 |  |  |  | No | R-454B | 2.85 | Residential & Commercial | No
215670365 | Central HP <5.4 tons | TEMPSTAR | HRCU-A-CB (Split System: Heat Pump with Remote Outdoor Unit-Air-Source) | T5H0V36*K*AAA* |  |  | ESH5X48M12A*+WALLCON | *96CTN1002122B* | 34200 | 17 | 8.5 | 35400 | 25200 | 71.19% | 1.9 | 0 | 9.5 |  |  |  | No | R-454B | 2.85 | Residential & Commercial | No
212970662 | Central HP <5.4 tons | HEIL | HRCU-A-CB (Split System: Heat Pump with Remote Outdoor Unit-Air-Source) | DLCURAH36ABK |  |  | EA*4X42L21A* | *80VSL0902120B* | 35200 | 16 | 8.1 | 38500 | 35000 | 90.91% | 1.88 | 0 | 9.5 |  |  |  | No | R-410A | 2.9333 | Residential & Commercial | No
215677538 | Central HP <5.4 tons | COMFORTMAKER | HRCU-A-CB (Split System: Heat Pump with Remote Outdoor Unit-Air-Source) | C5H0V60*K*AAA* |  |  | EVD5X60M24A*+WALLCON | *97CMN1202422B* | 56500 | 18.5 | 9 | 63000 | 44500 | 70.63% | 2.08 | 0 | 9 |  |  |  | No | R-454B | 4.7083 | Residential & Commercial | No
215677688 | Central HP <5.4 tons | COMFORTMAKER | HRCU-A-CB (Split System: Heat Pump with Remote Outdoor Unit-Air-Source) | C5H0V60*K*AAA* |  |  | EVD5X61M24A*+WALLCON | *97CMN0602120B* | 56500 | 18 | 9 | 65000 | 46000 | 70.77% | 2.06 | 0 | 8.5 |  |  |  | No | R-454B | 4.7083 | Residential & Commercial | No
211229222 | Central HP <5.4 tons | COMFORTMAKER | HRCU-A-CB (Split System: Heat Pump with Remote Outdoor Unit-Air-Source) | DLCURAH36ABK |  |  | EA*4X48L21A* | OMV112K14A | 35600 | 15.5 | 8.1 | 38500 | 34800 | 90.39% | 2.04 | 0 | 9.5 |  |  |  | No | R-410A | 2.9667 | Residential & Commercial | No
215669027 | Central HP <5.4 tons | TEMPSTAR | HRCU-A-CB (Split System: Heat Pump with Remote Outdoor Unit-Air-Source) | T5H0V36*K*AAA* |  |  | EA*5X43M21A*+WALLCON | *95CSU0601716B* | 34400 | 17.5 | 9 | 35400 | 25200 | 71.19% | 1.88 | 0 | 9.5 |  |  |  | No | R-454B | 2.8667 | Residential & Commercial | No
215669111 | Central HP <5.4 tons | TEMPSTAR | HRCU-A-CB (Split System: Heat Pump with Remote Outdoor Unit-Air-Source) | T5H0V36*K*AAA* |  |  | EA*5X48M21A*+WALLCON | *80CSU0601716A* | 33800 | 18 | 9 | 35000 | 25200 | 72% | 1.88 | 0 | 9.5 |  |  |  | No | R-454B | 2.8167 | Residential & Commercial | No
215674325 | Central HP <5.4 tons | BRYANT HEATING AND COOLING SYSTEMS | HRCU-A-CB (Split System: Heat Pump with Remote Outdoor Unit-Air-Source) | 290VAN048**AA* |  |  | CAA**6121AM*+UI | 88*TB36045C17*** | 45500 | 17 | 9 | 48500 | 34600 | 71.34% | 2.06 | 0 | 9.5 |  |  |  | No | R-454B | 3.7917 | Residential & Commercial | No
215677534 | Central HP <5.4 tons | BRYANT HEATING AND COOLING SYSTEMS | HRCU-A-CB (Split System: Heat Pump with Remote Outdoor Unit-Air-Source) | 290VAN060**AA* |  |  | CVAVA6024XMA*+UI | 987MC66120C24*** | 56500 | 18.5 | 9 | 63000 | 44500 | 70.63% | 2.08 | 0 | 9 |  |  |  | No | R-454B | 4.7083 | Residential & Commercial | No
215677784 | Central HP <5.4 tons | BRYANT HEATING AND COOLING SYSTEMS | HRCU-A-CB (Split System: Heat Pump with Remote Outdoor Unit-Air-Source) | 290VAN060**AA* |  |  | CAA**6024AM*+UI | 88*TB60110C21*** | 55000 | 18.5 | 9 | 59000 | 41500 | 70.34% | 2.02 | 0 | 9 |  |  |  | No | R-454B | 4.5833 | Residential & Commercial | No
215678134 | Central HP <5.4 tons | BRYANT HEATING AND COOLING SYSTEMS | HRCU-A-CB (Split System: Heat Pump with Remote Outdoor Unit-Air-Source) | 290VAN060**AA* |  |  | CSAH*6012AM*+UI | 987MC60080C21*** | 55500 | 17 | 8.5 | 60000 | 42000 | 70% | 1.9 | 0 | 8.5 |  |  |  | No | R-454B | 4.625 | Residential & Commercial | No
212681010 | Central HP <5.4 tons | AURIAL | HRCU-A-C (Split System: Heat Pump with Remote Outdoor Unit with No Indoor Fan --Air Source) | ARU60-48WADU |  |  | ARCAT60H/NAA |  | 50500 | 15.2 | 8.5 | 53000 | 37200 | 70.19% | 1.8 | 0 | 9.5 |  |  |  | No | R-410A | 4.2083 | Residential & Commercial | No
215677004 | Central HP <5.4 tons | BRYANT HEATING AND COOLING SYSTEMS | HRCU-A-CB (Split System: Heat Pump with Remote Outdoor Unit-Air-Source) | 290VAN060**AA* |  |  | CVAMA6021XMA*+UI | 88*TB60090C21*** | 57000 | 18.5 | 9 | 63500 | 44500 | 70.08% | 2.08 | 0 | 9.5 |  |  |  | No | R-454B | 4.75 | Residential & Commercial | No
215677054 | Central HP <5.4 tons | BRYANT HEATING AND COOLING SYSTEMS | HRCU-A-CB (Split System: Heat Pump with Remote Outdoor Unit-Air-Source) | 290VAN060**AA* |  |  | CVAMA6021XMA*+UI | 987MC60080C21*** | 56500 | 18 | 9 | 64000 | 45000 | 70.31% | 2.06 | 0 | 9 |  |  |  | No | R-454B | 4.7083 | Residential & Commercial | No
211240744 | Central HP <5.4 tons | COMFORTMAKER | HRCU-A-CB (Split System: Heat Pump with Remote Outdoor Unit-Air-Source) | DLCURAH24ABK |  |  | EA*4X24L17A* | *92ESN0401712A* | 23400 | 15.5 | 8.5 | 26800 | 24800 | 92.54% | 2.04 | 0 | 9.5 |  |  |  | No | R-410A | 1.95 | Residential & Commercial | No
215670077 | Central HP <5.4 tons | TEMPSTAR | HRCU-A-CB (Split System: Heat Pump with Remote Outdoor Unit-Air-Source) | T5H0V36*K*AAA* |  |  | ESH5X42M12A*+WALLCON | *97CMN1002122B* | 34000 | 16.5 | 8.5 | 35600 | 25200 | 70.79% | 1.78 | 0 | 9.5 |  |  |  | No | R-454B | 2.8333 | Residential & Commercial | No
215670125 | Central HP <5.4 tons | TEMPSTAR | HRCU-A-CB (Split System: Heat Pump with Remote Outdoor Unit-Air-Source) | T5H0V36*K*AAA* |  |  | ESH5X42M12A*+WALLCON | *96CTN1202422B* | 34000 | 16.5 | 8.5 | 35600 | 25200 | 70.79% | 1.78 | 0 | 9.5 |  |  |  | No | R-454B | 2.8333 | Residential & Commercial | No
215670375 | Central HP <5.4 tons | TEMPSTAR | HRCU-A-CB (Split System: Heat Pump with Remote Outdoor Unit-Air-Source) | T5H0V36*K*AAA* |  |  | ESH5X48M12A*+WALLCON | *96CTN1202422B* | 34200 | 17 | 8.5 | 35400 | 25200 | 71.19% | 1.9 | 0 | 9.5 |  |  |  | No | R-454B | 2.85 | Residential & Commercial | No
215673985 | Central HP <5.4 tons | BRYANT HEATING AND COOLING SYSTEMS | HRCU-A-CB (Split System: Heat Pump with Remote Outdoor Unit-Air-Source) | 290VAN048**AA* |  |  | CAA**4821AM*+UI | 83*CA48060C17*** | 44000 | 17.5 | 9 | 48500 | 34200 | 70.52% | 2.04 | 0 | 9.5 |  |  |  | No | R-454B | 3.6667 | Residential & Commercial | No
215674055 | Central HP <5.4 tons | BRYANT HEATING AND COOLING SYSTEMS | HRCU-A-CB (Split System: Heat Pump with Remote Outdoor Unit-Air-Source) | 290VAN048**AA* |  |  | CAA**4821AM*+UI | 88*TB60090C21*** | 44500 | 18 | 9 | 48500 | 34000 | 70.1% | 2.06 | 0 | 9.5 |  |  |  | No | R-454B | 3.7083 | Residential & Commercial | No
215677224 | Central HP <5.4 tons | BRYANT HEATING AND COOLING SYSTEMS | HRCU-A-CB (Split System: Heat Pump with Remote Outdoor Unit-Air-Source) | 290VAN060**AA* |  |  | CVAMA6124XMA*+UI | 88*TB60070C21*** | 57000 | 18.5 | 9 | 64000 | 45000 | 70.31% | 2.08 | 0 | 9 |  |  |  | No | R-454B | 4.75 | Residential & Commercial | No
215677694 | Central HP <5.4 tons | BRYANT HEATING AND COOLING SYSTEMS | HRCU-A-CB (Split System: Heat Pump with Remote Outdoor Unit-Air-Source) | 290VAN060**AA* |  |  | CVAVA6124XMA*+UI | 987MC60080C21*** | 57500 | 18.5 | 9 | 64000 | 45000 | 70.31% | 2.06 | 0 | 9 |  |  |  | No | R-454B | 4.7917 | Residential & Commercial | No
211222757 | Central HP <5.4 tons | COMFORTMAKER | HRCU-A-CB (Split System: Heat Pump with Remote Outdoor Unit-Air-Source) | DLCURAH30ABK |  |  | FMA4X30**AL* |  | 31200 | 15.5 | 8.5 | 35400 | 26800 | 75.71% | 1.86 | 0 | 9 |  |  |  | No | R-410A | 2.6 | Residential & Commercial | No
211222068 | Central HP <5.4 tons | COMFORTMAKER | HRCU-A-CB (Split System: Heat Pump with Remote Outdoor Unit-Air-Source) | DLCURAH30ABK |  |  | EA*4X36L21A* | *80ESU0802120A | 29600 | 15.2 | 8.1 | 33800 | 27600 | 81.66% | 1.76 | 0 | 9 |  |  |  | No | R-410A | 2.4667 | Residential & Commercial | No
211712775 | Central HP <5.4 tons | COMFORTMAKER | HRCU-A-CB (Split System: Heat Pump with Remote Outdoor Unit-Air-Source) | DLCURAH30ABK |  |  | EA*4X42L24A* | *96VTN0802120A* | 29600 | 15.2 | 8.1 | 33600 | 27400 | 81.55% | 1.78 | 0 | 9 |  |  |  | No | R-410A | 2.4667 | Residential & Commercial | No
215674043 | Central HP <5.4 tons | TEMPSTAR | HRCU-A-CB (Split System: Heat Pump with Remote Outdoor Unit-Air-Source) | T5H0V48*K*AAA* |  |  | EA*5X48M21A*+WALLCON | *80CTL0702120B* | 44000 | 17.5 | 9 | 48500 | 34200 | 70.52% | 2.06 | 0 | 9.5 |  |  |  | No | R-454B | 3.6667 | Residential & Commercial | No
211222533 | Central HP <5.4 tons | COMFORTMAKER | HRCU-A-CB (Split System: Heat Pump with Remote Outdoor Unit-Air-Source) | DLCURAH30ABK |  |  | EA*4X37L21A* | *80ESU0601716A | 31200 | 15.2 | 8.5 | 33400 | 26000 | 77.84% | 1.86 | 0 | 9 |  |  |  | No | R-410A | 2.6 | Residential & Commercial | No
215668963 | Central HP <5.4 tons | TEMPSTAR | HRCU-A-CB (Split System: Heat Pump with Remote Outdoor Unit-Air-Source) | T5H0V36*K*AAA* |  |  | EA*5X43M21A*+WALLCON | *80CSU0601716A* | 34400 | 18 | 9 | 35400 | 25200 | 71.19% | 1.9 | 0 | 9.5 |  |  |  | No | R-454B | 2.8667 | Residential & Commercial | No
215669965 | Central HP <5.4 tons | TEMPSTAR | HRCU-A-CB (Split System: Heat Pump with Remote Outdoor Unit-Air-Source) | T5H0V36*K*AAA* |  |  | ESH5X42M12A*+WALLCON | *80CTL0451712B* | 33600 | 16 | 8.5 | 35800 | 25600 | 71.51% | 1.76 | 0 | 9 |  |  |  | No | R-454B | 2.8 | Residential & Commercial | No
215670385 | Central HP <5.4 tons | TEMPSTAR | HRCU-A-CB (Split System: Heat Pump with Remote Outdoor Unit-Air-Source) | T5H0V36*K*AAA* |  |  | ESH5X60M12A*+WALLCON | *80CSU0401712A* | 34600 | 17 | 8.5 | 34600 | 24800 | 71.68% | 1.8 | 0 | 9.5 |  |  |  | No | R-454B | 2.8833 | Residential & Commercial | No
215670435 | Central HP <5.4 tons | TEMPSTAR | HRCU-A-CB (Split System: Heat Pump with Remote Outdoor Unit-Air-Source) | T5H0V36*K*AAA* |  |  | ESH5X60M12A*+WALLCON | *80CTL0702120B* | 34600 | 17 | 8.5 | 34600 | 24800 | 71.68% | 1.8 | 0 | 9.5 |  |  |  | No | R-454B | 2.8833 | Residential & Commercial | No
215678054 | Central HP <5.4 tons | BRYANT HEATING AND COOLING SYSTEMS | HRCU-A-CB (Split System: Heat Pump with Remote Outdoor Unit-Air-Source) | 290VAN060**AA* |  |  | CSAH*6012AM*+UI | 88*TB48070C17*** | 54000 | 16.5 | 8.5 | 59000 | 41500 | 70.34% | 1.9 | 0 | 9 |  |  |  | No | R-454B | 4.5 | Residential & Commercial | No
212974133 | Central HP <5.4 tons | BRYANT HEATING AND COOLING SYSTEMS | HRCU-A-CB (Split System: Heat Pump with Remote Outdoor Unit-Air-Source) | 38MURAQ30AB3* |  |  | CAP**3721AL* | 926SB60080V21*** | 30400 | 15.2 | 8.1 | 33400 | 26400 | 79.04% | 1.86 | 0 | 9 |  |  |  | No | R-410A | 2.5333 | Residential & Commercial | No
212976742 | Central HP <5.4 tons | BRYANT HEATING AND COOLING SYSTEMS | HRCU-A-CB (Split System: Heat Pump with Remote Outdoor Unit-Air-Source) | 38MURAQ30AB3* |  |  | CAP**4224AL* | 926TC60100V21*** | 30200 | 15.2 | 8.1 | 34200 | 27400 | 80.12% | 1.8 | 0 | 9 |  |  |  | No | R-410A | 2.5167 | Residential & Commercial | No
212977009 | Central HP <5.4 tons | BRYANT HEATING AND COOLING SYSTEMS | HRCU-A-CB (Split System: Heat Pump with Remote Outdoor Unit-Air-Source) | 38MURAQ30AB3* |  |  | CAP**3621AL* | 926TC66100V21*** | 29800 | 15.2 | 8.1 | 34200 | 28000 | 81.87% | 1.78 | 0 | 9 |  |  |  | No | R-410A | 2.4833 | Residential & Commercial | No
214280284 | Central HP <5.4 tons | AIRQUEST | HRCU-A-CB (Split System: Heat Pump with Remote Outdoor Unit-Air-Source) | DLCURAH36ABK |  |  | EA*4X42L21A* | *96MSN0601716A* | 35200 | 15.5 | 8.5 | 38500 | 35200 | 91.43% | 1.88 | 0 | 9.5 |  |  |  | No | R-410A | 2.9333 | Residential & Commercial | No
215684046 | Central HP <5.4 tons | BRYANT HEATING AND COOLING SYSTEMS | HRCU-A-CB (Split System: Heat Pump with Remote Outdoor Unit-Air-Source) | 290VAN036**AA* |  |  | CSAH*3612AM*+UI | 987MC66120C24*** | 33800 | 16.5 | 8.5 | 35800 | 25400 | 70.95% | 1.76 | 0 | 9.5 |  |  |  | No | R-454B | 2.8167 | Residential & Commercial | No
211222789 | Central HP <5.4 tons | COMFORTMAKER | HRCU-A-CB (Split System: Heat Pump with Remote Outdoor Unit-Air-Source) | DLCURAH30ABK |  |  | FXM4X36**AL |  | 31000 | 15.2 | 8.1 | 33600 | 26400 | 78.57% | 1.82 | 0 | 9 |  |  |  | No | R-410A | 2.5833 | Residential & Commercial | No
212979434 | Central HP <5.4 tons | AIRQUEST | HRCU-A-CB (Split System: Heat Pump with Remote Outdoor Unit-Air-Source) | DLCURAH30ABK |  |  | EA*4X37L21A* | *80MS(N,L)0702116A* | 30400 | 15.2 | 8.1 | 33400 | 26400 | 79.04% | 1.84 | 0 | 9 |  |  |  | No | R-410A | 2.5333 | Residential & Commercial | No
212980699 | Central HP <5.4 tons | AIRQUEST | HRCU-A-CB (Split System: Heat Pump with Remote Outdoor Unit-Air-Source) | DLCURAH30ABK |  |  | EA*4X42L24A* | *80MS(N,L)0902420A* | 30200 | 15.2 | 8.1 | 34400 | 27400 | 79.65% | 1.8 | 0 | 9 |  |  |  | No | R-410A | 2.5167 | Residential & Commercial | No
211714356 | Central HP <5.4 tons | COMFORTMAKER | HRCU-A-CB (Split System: Heat Pump with Remote Outdoor Unit-Air-Source) | DLCURAH30ABK |  |  | EN(A,D,W)4X42L21** | *96VTN1002122A* | 30000 | 15.2 | 8.1 | 34000 | 27200 | 80% | 1.8 | 0 | 9 |  |  |  | No | R-410A | 2.5 | Residential & Commercial | No
215677024 | Central HP <5.4 tons | BRYANT HEATING AND COOLING SYSTEMS | HRCU-A-CB (Split System: Heat Pump with Remote Outdoor Unit-Air-Source) | 290VAN060**AA* |  |  | CVAMA6021XMA*+UI | 935CB60080C21*** | 56500 | 18 | 9 | 64000 | 45000 | 70.31% | 2.06 | 0 | 9 |  |  |  | No | R-454B | 4.7083 | Residential & Commercial | No
213078818 | Central HP <5.4 tons | BRYANT HEATING AND COOLING SYSTEMS | HRCU-A-CB (Split System: Heat Pump with Remote Outdoor Unit-Air-Source) | 38MURAQ36AB3* |  |  | CAP**3617AL* | 83*SB60100M21*** | 35400 | 15.5 | 8.1 | 39000 | 35400 | 90.77% | 1.84 | 0 | 9.5 |  |  |  | No | R-410A | 2.95 | Residential & Commercial | No
215678108 | Central HP <5.4 tons | COMFORTMAKER | HRCU-A-CB (Split System: Heat Pump with Remote Outdoor Unit-Air-Source) | C5H0V60*K*AAA* |  |  | ESH5X60M12A*+WALLCON | *95CSU0802120B* | 55500 | 16.5 | 8.5 | 60000 | 42000 | 70% | 1.9 | 0 | 8.5 |  |  |  | No | R-454B | 4.625 | Residential & Commercial | No
211222773 | Central HP <5.4 tons | COMFORTMAKER | HRCU-A-CB (Split System: Heat Pump with Remote Outdoor Unit-Air-Source) | DLCURAH30ABK |  |  | FVM4X36***L |  | 30400 | 15.2 | 8.1 | 34000 | 27400 | 80.59% | 1.78 | 0 | 9 |  |  |  | No | R-410A | 2.5333 | Residential & Commercial | No
212984546 | Central HP <5.4 tons | COMFORTMAKER | HRCU-A-CB (Split System: Heat Pump with Remote Outdoor Unit-Air-Source) | DLCURAH30ABK |  |  | END4X42L17** | *92MSN0801716A* | 30000 | 15.2 | 8.1 | 34000 | 27200 | 80% | 1.82 | 0 | 9 |  |  |  | No | R-410A | 2.5 | Residential & Commercial | No
211240292 | Central HP <5.4 tons | COMFORTMAKER | HRCU-A-CB (Split System: Heat Pump with Remote Outdoor Unit-Air-Source) | DLCURAH24ABK |  |  | EA*4X24L14A* | *96VTN0401410A* | 23400 | 15.5 | 8.5 | 26800 | 24800 | 92.54% | 2.04 | 0 | 9.5 |  |  |  | No | R-410A | 1.95 | Residential & Commercial | No
211240526 | Central HP <5.4 tons | COMFORTMAKER | HRCU-A-CB (Split System: Heat Pump with Remote Outdoor Unit-Air-Source) | DLCURAH24ABK |  |  | EA*4X24L17A* | *96VTN0401712A* | 23000 | 15.5 | 8.5 | 26400 | 26000 | 98.48% | 2.18 | 0 | 9.5 |  |  |  | No | R-410A | 1.9167 | Residential & Commercial | No
213076512 | Central HP <5.4 tons | COMFORTMAKER | HRCU-A-CB (Split System: Heat Pump with Remote Outdoor Unit-Air-Source) | DLCURAH36ABK |  |  | EA*4X42L21A* | *80VTL0701716B* | 35000 | 16 | 8.1 | 38500 | 35000 | 90.91% | 1.86 | 0 | 9.5 |  |  |  | No | R-410A | 2.9167 | Residential & Commercial | No
212984964 | Central HP <5.4 tons | COMFORTMAKER | HRCU-A-CB (Split System: Heat Pump with Remote Outdoor Unit-Air-Source) | DLCURAH30ABK |  |  | EA*4X36L21A* | *92MSN0802120A* | 30000 | 15.2 | 8.1 | 34400 | 28000 | 81.4% | 1.78 | 0 | 9 |  |  |  | No | R-410A | 2.5 | Residential & Commercial | No
212987752 | Central HP <5.4 tons | COMFORTMAKER | HRCU-A-CB (Split System: Heat Pump with Remote Outdoor Unit-Air-Source) | DLCURAH30ABK |  |  | EA*4X42L24A* | *96MSN0802120A* | 29800 | 15.2 | 8.1 | 34200 | 27600 | 80.7% | 1.8 | 0 | 9 |  |  |  | No | R-410A | 2.4833 | Residential & Commercial | No
215677038 | Central HP <5.4 tons | COMFORTMAKER | HRCU-A-CB (Split System: Heat Pump with Remote Outdoor Unit-Air-Source) | C5H0V60*K*AAA* |  |  | EVM5X60M21A*+WALLCON | *95CSU1002122B* | 57000 | 18 | 9 | 63500 | 44500 | 70.08% | 2.08 | 0 | 9 |  |  |  | No | R-454B | 4.75 | Residential & Commercial | No
213077869 | Central HP <5.4 tons | COMFORTMAKER | HRCU-A-CB (Split System: Heat Pump with Remote Outdoor Unit-Air-Source) | DLCURAH36ABK |  |  | EA*4X36L17A* | *80MS(N,L)0701412A* | 34800 | 15.5 | 8.1 | 38500 | 35200 | 91.43% | 1.82 | 0 | 9.5 |  |  |  | No | R-410A | 2.9 | Residential & Commercial | No
213078050 | Central HP <5.4 tons | COMFORTMAKER | HRCU-A-CB (Split System: Heat Pump with Remote Outdoor Unit-Air-Source) | DLCURAH36ABK |  |  | EA*4X36L21A* | *80MS(N,L)0701716A* | 34800 | 16 | 8.1 | 38500 | 35200 | 91.43% | 1.82 | 0 | 9.5 |  |  |  | No | R-410A | 2.9 | Residential & Commercial | No
213078870 | Central HP <5.4 tons | COMFORTMAKER | HRCU-A-CB (Split System: Heat Pump with Remote Outdoor Unit-Air-Source) | DLCURAH36ABK |  |  | EA*4X42L21A* | *80MSU1002120A* | 35200 | 16 | 8.5 | 38500 | 35000 | 90.91% | 1.88 | 0 | 9.5 |  |  |  | No | R-410A | 2.9333 | Residential & Commercial | No
213080008 | Central HP <5.4 tons | COMFORTMAKER | HRCU-A-CB (Split System: Heat Pump with Remote Outdoor Unit-Air-Source) | DLCURAH36ABK |  |  | EA*4X36L21A* | *96MSN0801716A* | 35200 | 15.5 | 8.1 | 39000 | 35400 | 90.77% | 1.84 | 0 | 9.5 |  |  |  | No | R-410A | 2.9333 | Residential & Commercial | No
213080140 | Central HP <5.4 tons | COMFORTMAKER | HRCU-A-CB (Split System: Heat Pump with Remote Outdoor Unit-Air-Source) | DLCURAH36ABK |  |  | EA*4X36L21A* | *96MSN0802120A* | 35200 | 16 | 8.1 | 39000 | 35200 | 90.26% | 1.84 | 0 | 9.5 |  |  |  | No | R-410A | 2.9333 | Residential & Commercial | No
215677444 | Central HP <5.4 tons | BRYANT HEATING AND COOLING SYSTEMS | HRCU-A-CB (Split System: Heat Pump with Remote Outdoor Unit-Air-Source) | 290VAN060**AA* |  |  | CVAVA6024XMA*+UI | 88*TB60070C21*** | 56000 | 18 | 9 | 63500 | 45000 | 70.87% | 2.06 | 0 | 9 |  |  |  | No | R-454B | 4.6667 | Residential & Commercial | No
213077144 | Central HP <5.4 tons | TEMPSTAR | HRCU-A-CB (Split System: Heat Pump with Remote Outdoor Unit-Air-Source) | DLCURAH36ABK |  |  | EA*4X36L21A* | *96VSN1002120B* | 35200 | 16 | 8.1 | 38500 | 34800 | 90.39% | 2.04 | 0 | 9.5 |  |  |  | No | R-410A | 2.9333 | Residential & Commercial | No
213078959 | Central HP <5.4 tons | TEMPSTAR | HRCU-A-CB (Split System: Heat Pump with Remote Outdoor Unit-Air-Source) | DLCURAH36ABK |  |  | EA*4X36L17A* | *80MSU0401712A* | 34800 | 15.5 | 8.5 | 39000 | 35200 | 90.26% | 1.8 | 0 | 9.5 |  |  |  | No | R-410A | 2.9 | Residential & Commercial | No
215679893 | Central HP <5.4 tons | CARRIER | HRCU-A-CB (Split System: Heat Pump with Remote Outdoor Unit-Air-Source) | 27VNA036A*030* |  |  | CSAH*4812AM*+UI | 59TN7A060C17**16 | 33800 | 16 | 8.5 | 35600 | 25600 | 71.91% | 1.78 | 0 | 9 |  |  |  | No | R-454B | 2.8167 | Residential & Commercial | No
215679963 | Central HP <5.4 tons | CARRIER | HRCU-A-CB (Split System: Heat Pump with Remote Outdoor Unit-Air-Source) | 27VNA036A*030* |  |  | CSAH*6012AM*+UI | 59TN7A060C17**16 | 34200 | 16 | 8.5 | 34800 | 25200 | 72.41% | 1.8 | 0 | 9 |  |  |  | No | R-454B | 2.85 | Residential & Commercial | No
215669183 | Central HP <5.4 tons | BRYANT HEATING AND COOLING SYSTEMS | HRCU-A-CB (Split System: Heat Pump with Remote Outdoor Unit-Air-Source) | 290VAN036**AA* |  |  | CAA**4821AM*+UI | 935CB48060C17*** | 33600 | 17.5 | 9 | 35200 | 25200 | 71.59% | 1.88 | 0 | 9.5 |  |  |  | No | R-454B | 2.8 | Residential & Commercial | No
215679803 | Central HP <5.4 tons | CARRIER | HRCU-A-CB (Split System: Heat Pump with Remote Outdoor Unit-Air-Source) | 27VNA036A*030* |  |  | CSAH*4212AM*+UI | 58CU*B060C17**16 | 34000 | 16.5 | 8.5 | 35600 | 25200 | 70.79% | 1.78 | 0 | 9.5 |  |  |  | No | R-454B | 2.8333 | Residential & Commercial | No
215670167 | Central HP <5.4 tons | BRYANT HEATING AND COOLING SYSTEMS | HRCU-A-CB (Split System: Heat Pump with Remote Outdoor Unit-Air-Source) | 290VAN036**AA* |  |  | CSAH*4812AM*+UI | 88*TB36070C14*** | 34000 | 16.5 | 8.5 | 35600 | 25400 | 71.35% | 1.76 | 0 | 9.5 |  |  |  | No | R-454B | 2.8333 | Residential & Commercial | No
215677023 | Central HP <5.4 tons | CARRIER | HRCU-A-CB (Split System: Heat Pump with Remote Outdoor Unit-Air-Source) | 27VNA060A*030* |  |  | CVAMA6021XMA*+UI | 59CU5B080C21**20 | 56500 | 18 | 9 | 64000 | 45000 | 70.31% | 2.06 | 0 | 9 |  |  |  | No | R-454B | 4.7083 | Residential & Commercial | No
215677073 | Central HP <5.4 tons | CARRIER | HRCU-A-CB (Split System: Heat Pump with Remote Outdoor Unit-Air-Source) | 27VNA060A*030* |  |  | CVAMA6021XMA*+UI | 59TN6C100C21**22 | 56500 | 18.5 | 9 | 64000 | 45000 | 70.31% | 2.08 | 0 | 9 |  |  |  | No | R-454B | 4.7083 | Residential & Commercial | No
215677053 | Central HP <5.4 tons | CARRIER | HRCU-A-CB (Split System: Heat Pump with Remote Outdoor Unit-Air-Source) | 27VNA060A*030* |  |  | CVAMA6021XMA*+UI | 59MN7C080C21**20 | 56500 | 18 | 9 | 64000 | 45000 | 70.31% | 2.06 | 0 | 9 |  |  |  | No | R-454B | 4.7083 | Residential & Commercial | No
215677523 | Central HP <5.4 tons | CARRIER | HRCU-A-CB (Split System: Heat Pump with Remote Outdoor Unit-Air-Source) | 27VNA060A*030* |  |  | CVAVA6024XMA*+UI | 59MN7C100C21**22 | 56500 | 18.5 | 9 | 63000 | 44500 | 70.63% | 2.08 | 0 | 9 |  |  |  | No | R-454B | 4.7083 | Residential & Commercial | No
216571239 | Central HP <5.4 tons | AMERICAN STANDARD | HRCU-A-CB (Split System: Heat Pump with Remote Outdoor Unit-Air-Source) | 5A6V8X36A1 |  |  | 5PX*B004AS3 | L8V1A060U3VSB+LRP | 31400 | 18 | 8.5 | 32800 | 25600 | 78.05% | 2 | 0 | 9.8 |  |  |  | No | R-454B | 2.6167 | Residential & Commercial | No
215669113 | Central HP <5.4 tons | BRYANT HEATING AND COOLING SYSTEMS | HRCU-A-CB (Split System: Heat Pump with Remote Outdoor Unit-Air-Source) | 290VAN036**AA* |  |  | CAA**4821AM*+UI | 83*CA60100C21*** | 33800 | 17.5 | 9 | 35000 | 25200 | 72% | 1.88 | 0 | 9.5 |  |  |  | No | R-454B | 2.8167 | Residential & Commercial | No
215670217 | Central HP <5.4 tons | BRYANT HEATING AND COOLING SYSTEMS | HRCU-A-CB (Split System: Heat Pump with Remote Outdoor Unit-Air-Source) | 290VAN036**AA* |  |  | CSAH*4812AM*+UI | 88*TB60110C21*** | 34200 | 17 | 8.5 | 35400 | 25200 | 71.19% | 1.9 | 0 | 9.5 |  |  |  | No | R-454B | 2.85 | Residential & Commercial | No
215677173 | Central HP <5.4 tons | CARRIER | HRCU-A-CB (Split System: Heat Pump with Remote Outdoor Unit-Air-Source) | 27VNA060A*030* |  |  | CVAMA6024XMA*+UI | 59MN7C100C21**22 | 56500 | 18.5 | 9 | 63000 | 44500 | 70.63% | 2.08 | 0 | 9 |  |  |  | No | R-454B | 4.7083 | Residential & Commercial | No
215677373 | Central HP <5.4 tons | CARRIER | HRCU-A-CB (Split System: Heat Pump with Remote Outdoor Unit-Air-Source) | 27VNA060A*030* |  |  | CVAVA6021XMA*+UI | 59CU5B080C21**20 | 56500 | 18 | 9 | 64000 | 45000 | 70.31% | 2.08 | 0 | 9 |  |  |  | No | R-454B | 4.7083 | Residential & Commercial | No
215670267 | Central HP <5.4 tons | BRYANT HEATING AND COOLING SYSTEMS | HRCU-A-CB (Split System: Heat Pump with Remote Outdoor Unit-Air-Source) | 290VAN036**AA* |  |  | CSAH*4812AM*+UI | 987MC42060C17*** | 33800 | 16.5 | 8.5 | 35600 | 25400 | 71.35% | 1.78 | 0 | 9 |  |  |  | No | R-454B | 2.8167 | Residential & Commercial | No
215670367 | Central HP <5.4 tons | BRYANT HEATING AND COOLING SYSTEMS | HRCU-A-CB (Split System: Heat Pump with Remote Outdoor Unit-Air-Source) | 290VAN036**AA* |  |  | CSAH*4812AM*+UI | 986TD66120C24*** | 34200 | 17 | 8.5 | 35400 | 25200 | 71.19% | 1.9 | 0 | 9.5 |  |  |  | No | R-454B | 2.85 | Residential & Commercial | No
215669233 | Central HP <5.4 tons | BRYANT HEATING AND COOLING SYSTEMS | HRCU-A-CB (Split System: Heat Pump with Remote Outdoor Unit-Air-Source) | 290VAN036**AA* |  |  | CAA**4821AM*+UI | 987MC42080C17*** | 33600 | 17.5 | 9 | 35200 | 25200 | 71.59% | 1.88 | 0 | 9.5 |  |  |  | No | R-454B | 2.8 | Residential & Commercial | No
215678014 | Central HP <5.4 tons | BRYANT HEATING AND COOLING SYSTEMS | HRCU-A-CB (Split System: Heat Pump with Remote Outdoor Unit-Air-Source) | 290VAN060**AA* |  |  | CAA**6124AM*+UI | 986TD66100C21*** | 56000 | 18.5 | 9 | 60000 | 42000 | 70% | 2.02 | 0 | 9 |  |  |  | No | R-454B | 4.6667 | Residential & Commercial | No
215674085 | Central HP <5.4 tons | BRYANT HEATING AND COOLING SYSTEMS | HRCU-A-CB (Split System: Heat Pump with Remote Outdoor Unit-Air-Source) | 290VAN048**AA* |  |  | CAA**4821AM*+UI | 935CB60080C21*** | 44000 | 17.5 | 9 | 48500 | 34200 | 70.52% | 2.06 | 0 | 9.5 |  |  |  | No | R-454B | 3.6667 | Residential & Commercial | No
212977053 | Central HP <5.4 tons | DAY & NIGHT | HRCU-A-CB (Split System: Heat Pump with Remote Outdoor Unit-Air-Source) | DLCURAH30ABK |  |  | EA*4X43L21A* | *96VTN1002122B* | 30400 | 15.2 | 8.1 | 33000 | 26400 | 80% | 1.84 | 0 | 9 |  |  |  | No | R-410A | 2.5333 | Residential & Commercial | No
215677013 | Central HP <5.4 tons | CARRIER | HRCU-A-CB (Split System: Heat Pump with Remote Outdoor Unit-Air-Source) | 27VNA060A*030* |  |  | CVAMA6021XMA*+UI | 58TN*B110C21**20 | 57000 | 18.5 | 9 | 63500 | 44500 | 70.08% | 2.08 | 0 | 9.5 |  |  |  | No | R-454B | 4.75 | Residential & Commercial | No
215682683 | Central HP <5.4 tons | CARRIER | HRCU-A-CB (Split System: Heat Pump with Remote Outdoor Unit-Air-Source) | 27VNA060A*030* |  |  | CAA**6124AM*+UI | 59TN7A080C21**20 | 56000 | 18.5 | 9 | 60000 | 42000 | 70% | 2.02 | 0 | 9 |  |  |  | No | R-454B | 4.6667 | Residential & Commercial | No
215677833 | Central HP <5.4 tons | CARRIER | HRCU-A-CB (Split System: Heat Pump with Remote Outdoor Unit-Air-Source) | 27VNA060A*030* |  |  | CAA**6024AM*+UI | 59MN7C080C21**20 | 54500 | 18 | 8.5 | 59500 | 42000 | 70.59% | 1.9 | 0 | 8.5 |  |  |  | No | R-454B | 4.5417 | Residential & Commercial | No
215678153 | Central HP <5.4 tons | CARRIER | HRCU-A-CB (Split System: Heat Pump with Remote Outdoor Unit-Air-Source) | 27VNA060A*030* |  |  | CSAH*6012AM*+UI | 59MN7C120C24**22 | 55500 | 17 | 8.5 | 60000 | 42000 | 70% | 1.9 | 0 | 8.5 |  |  |  | No | R-454B | 4.625 | Residential & Commercial | No
215677673 | Central HP <5.4 tons | CARRIER | HRCU-A-CB (Split System: Heat Pump with Remote Outdoor Unit-Air-Source) | 27VNA060A*030* |  |  | CVAVA6124XMA*+UI | 59CU5B080C21**20 | 57500 | 18 | 9 | 64000 | 45000 | 70.31% | 2.08 | 0 | 9 |  |  |  | No | R-454B | 4.7917 | Residential & Commercial | No
215677823 | Central HP <5.4 tons | CARRIER | HRCU-A-CB (Split System: Heat Pump with Remote Outdoor Unit-Air-Source) | 27VNA060A*030* |  |  | CAA**6024AM*+UI | 59MN7C060C21**20 | 54000 | 17.5 | 8.5 | 60500 | 42500 | 70.25% | 1.86 | 0 | 8 |  |  |  | No | R-454B | 4.5 | Residential & Commercial | No
215675173 | Central HP <5.4 tons | CARRIER | HRCU-A-CB (Split System: Heat Pump with Remote Outdoor Unit-Air-Source) | 27VNA048A*030* |  |  | CSAH*6012AM*+UI | 58TN*B070C17**16 | 45000 | 16 | 8.5 | 48500 | 34200 | 70.52% | 1.94 | 0 | 9 |  |  |  | No | R-454B | 3.75 | Residential & Commercial | No
215681443 | Central HP <5.4 tons | CARRIER | HRCU-A-CB (Split System: Heat Pump with Remote Outdoor Unit-Air-Source) | 27VNA048A*030* |  |  | CAA**6121AM*+UI | 58CU*B040C17**12 | 46000 | 18 | 9 | 47500 | 33600 | 70.74% | 2.06 | 0 | 9.5 |  |  |  | No | R-454B | 3.8333 | Residential & Commercial | No
215675753 | Central HP <5.4 tons | CARRIER | HRCU-A-CB (Split System: Heat Pump with Remote Outdoor Unit-Air-Source) | 27VNA048A*030* |  |  | CVAMA6021XMA*+UI | 59CU5B060C17**16 | 47500 | 18 | 9 | 50000 | 37200 | 74.4% | 1.98 | 0 | 9.5 |  |  |  | No | R-454B | 3.9583 | Residential & Commercial | No
215676153 | Central HP <5.4 tons | CARRIER | HRCU-A-CB (Split System: Heat Pump with Remote Outdoor Unit-Air-Source) | 27VNA048A*030* |  |  | CVAVA4821XMA*+UI | 59TN6C080C17**14 | 46500 | 18 | 9 | 50000 | 35600 | 71.2% | 2 | 0 | 9.5 |  |  |  | No | R-454B | 3.875 | Residential & Commercial | No
215681693 | Central HP <5.4 tons | CARRIER | HRCU-A-CB (Split System: Heat Pump with Remote Outdoor Unit-Air-Source) | 27VNA048A*030* |  |  | CSAH*6012AM*+UI | 58CU*B080C21**20 | 45500 | 17 | 8.5 | 48000 | 33600 | 70% | 2.06 | 0 | 9.5 |  |  |  | No | R-454B | 3.7917 | Residential & Commercial | No
215681713 | Central HP <5.4 tons | CARRIER | HRCU-A-CB (Split System: Heat Pump with Remote Outdoor Unit-Air-Source) | 27VNA048A*030* |  |  | CSAH*6012AM*+UI | 59TN7A080C17**16 | 45000 | 16 | 8.5 | 48500 | 34200 | 70.52% | 1.94 | 0 | 9 |  |  |  | No | R-454B | 3.75 | Residential & Commercial | No
215675273 | Central HP <5.4 tons | CARRIER | HRCU-A-CB (Split System: Heat Pump with Remote Outdoor Unit-Air-Source) | 27VNA048A*030* |  |  | CSAH*6012AM*+UI | 59MN7C080C17**14 | 45000 | 16 | 8.5 | 48500 | 34200 | 70.52% | 1.94 | 0 | 9 |  |  |  | No | R-454B | 3.75 | Residential & Commercial | No
215675373 | Central HP <5.4 tons | CARRIER | HRCU-A-CB (Split System: Heat Pump with Remote Outdoor Unit-Air-Source) | 27VNA048A*030* |  |  | CVAMA4821XMA*+UI | 58TN*B070C17**16 | 46500 | 18 | 9 | 50000 | 36800 | 73.6% | 2 | 0 | 9.5 |  |  |  | No | R-454B | 3.875 | Residential & Commercial | No
215676433 | Central HP <5.4 tons | CARRIER | HRCU-A-CB (Split System: Heat Pump with Remote Outdoor Unit-Air-Source) | 27VNA048A*030* |  |  | CVAVA6021XMA*+UI | 58TN*B045C17**12 | 47500 | 18 | 9 | 50000 | 37600 | 75.2% | 1.98 | 0 | 9.5 |  |  |  | No | R-454B | 3.9583 | Residential & Commercial | No
215681383 | Central HP <5.4 tons | CARRIER | HRCU-A-CB (Split System: Heat Pump with Remote Outdoor Unit-Air-Source) | 27VNA048A*030* |  |  | CAA**6024AM*+UI | 58CU*B080C21**20 | 45500 | 18 | 9 | 47000 | 33400 | 71.06% | 2.06 | 0 | 9.5 |  |  |  | No | R-454B | 3.7917 | Residential & Commercial | No
211253527 | Central HP <5.4 tons | PERFECTAIRE | HRCU-A-CB (Split System: Heat Pump with Remote Outdoor Unit-Air-Source) | 3PAHHSD48-SZO |  |  | 3PAHHSD48-AHU |  | 47000 | 15.6 | 9.4 | 50000 | 46000 | 92% | 1.9 | 8.5 | 8.2 |  |  |  | No | R-410A | 3.9167 | Residential & Commercial | No
215675143 | Central HP <5.4 tons | CARRIER | HRCU-A-CB (Split System: Heat Pump with Remote Outdoor Unit-Air-Source) | 27VNA048A*030* |  |  | CSAH*6012AM*+UI | 58CU*A100C21**20 | 45500 | 16.5 | 8.5 | 48000 | 33800 | 70.42% | 2.06 | 0 | 9.5 |  |  |  | No | R-454B | 3.7917 | Residential & Commercial | No
215682193 | Central HP <5.4 tons | CARRIER | HRCU-A-CB (Split System: Heat Pump with Remote Outdoor Unit-Air-Source) | 27VNA048A*030* |  |  | CVAVA4824XMA*+UI | 58CU*B100C21**20 | 47000 | 18 | 9 | 50000 | 36400 | 72.8% | 2 | 0 | 9.5 |  |  |  | No | R-454B | 3.9167 | Residential & Commercial | No
213078192 | Central HP <5.4 tons | HEIL | HRCU-A-CB (Split System: Heat Pump with Remote Outdoor Unit-Air-Source) | DLCURAH36ABK |  |  | EA*4X42L21A* | *80MS(N,L)0702116A* | 35000 | 16.5 | 8.1 | 38500 | 35000 | 90.91% | 1.88 | 0 | 9.5 |  |  |  | No | R-410A | 2.9167 | Residential & Commercial | No
213078262 | Central HP <5.4 tons | HEIL | HRCU-A-CB (Split System: Heat Pump with Remote Outdoor Unit-Air-Source) | DLCURAH36ABK |  |  | EA*4X36L17A* | *80MS(N,L)0901714A* | 35000 | 16 | 8.1 | 38500 | 35200 | 91.43% | 1.82 | 0 | 9.5 |  |  |  | No | R-410A | 2.9167 | Residential & Commercial | No
215679263 | Central HP <5.4 tons | CARRIER | HRCU-A-CB (Split System: Heat Pump with Remote Outdoor Unit-Air-Source) | 27VNA036A*030* |  |  | CAA**3717AM*+UI | 59TN7A080C17**16 | 33800 | 17.5 | 9 | 35800 | 25600 | 71.51% | 1.86 | 0 | 9.5 |  |  |  | No | R-454B | 2.8167 | Residential & Commercial | No
215679313 | Central HP <5.4 tons | CARRIER | HRCU-A-CB (Split System: Heat Pump with Remote Outdoor Unit-Air-Source) | 27VNA036A*030* |  |  | CAA**3721AM*+UI | 59TN7A080C17**16 | 34200 | 17.5 | 9 | 35400 | 25400 | 71.75% | 1.88 | 0 | 9.5 |  |  |  | No | R-454B | 2.85 | Residential & Commercial | No
215679243 | Central HP <5.4 tons | CARRIER | HRCU-A-CB (Split System: Heat Pump with Remote Outdoor Unit-Air-Source) | 27VNA036A*030* |  |  | CAA**3717AM*+UI | 58CU*B060C17**16 | 34000 | 17 | 9 | 35600 | 25400 | 71.35% | 1.86 | 0 | 9.5 |  |  |  | No | R-454B | 2.8333 | Residential & Commercial | No
215674025 | Central HP <5.4 tons | BRYANT HEATING AND COOLING SYSTEMS | HRCU-A-CB (Split System: Heat Pump with Remote Outdoor Unit-Air-Source) | 290VAN048**AA* |  |  | CAA**4821AM*+UI | 88*TB48070C17*** | 44000 | 17.5 | 9 | 49000 | 34400 | 70.2% | 2.04 | 0 | 9.5 |  |  |  | No | R-454B | 3.6667 | Residential & Commercial | No
215677143 | Central HP <5.4 tons | CARRIER | HRCU-A-CB (Split System: Heat Pump with Remote Outdoor Unit-Air-Source) | 27VNA060A*030* |  |  | CVAMA6024XMA*+UI | 59CU5B080C21**20 | 56500 | 18 | 9 | 63500 | 44500 | 70.08% | 2.08 | 0 | 9 |  |  |  | No | R-454B | 4.7083 | Residential & Commercial | No
215677163 | Central HP <5.4 tons | CARRIER | HRCU-A-CB (Split System: Heat Pump with Remote Outdoor Unit-Air-Source) | 27VNA060A*030* |  |  | CVAMA6024XMA*+UI | 59MN7C060C21**20 | 55500 | 17.5 | 8.5 | 64000 | 45500 | 71.09% | 1.94 | 0 | 8.5 |  |  |  | No | R-454B | 4.625 | Residential & Commercial | No
215682603 | Central HP <5.4 tons | CARRIER | HRCU-A-CB (Split System: Heat Pump with Remote Outdoor Unit-Air-Source) | 27VNA060A*030* |  |  | CAA**6024AM*+UI | 59TN7A080C21**20 | 54500 | 18.5 | 9 | 59500 | 42000 | 70.59% | 1.9 | 0 | 8.5 |  |  |  | No | R-454B | 4.5417 | Residential & Commercial | No
215682633 | Central HP <5.4 tons | CARRIER | HRCU-A-CB (Split System: Heat Pump with Remote Outdoor Unit-Air-Source) | 27VNA060A*030* |  |  | CAA**6121AM*+UI | 58CU*B040C17**12 | 55500 | 18 | 8.5 | 58500 | 41000 | 70.09% | 2.04 | 0 | 9 |  |  |  | No | R-454B | 4.625 | Residential & Commercial | No
215670395 | Central HP <5.4 tons | TEMPSTAR | HRCU-A-CB (Split System: Heat Pump with Remote Outdoor Unit-Air-Source) | T5H0V36*K*AAA* |  |  | ESH5X60M12A*+WALLCON | *80CSU0601716A* | 34600 | 17 | 8.5 | 34600 | 25000 | 72.25% | 1.8 | 0 | 9.5 |  |  |  | No | R-454B | 2.8833 | Residential & Commercial | No
215670425 | Central HP <5.4 tons | TEMPSTAR | HRCU-A-CB (Split System: Heat Pump with Remote Outdoor Unit-Air-Source) | T5H0V36*K*AAA* |  |  | ESH5X60M12A*+WALLCON | *80CTL0701716B* | 34400 | 17 | 8.5 | 34800 | 25000 | 71.84% | 1.8 | 0 | 9.5 |  |  |  | No | R-454B | 2.8667 | Residential & Commercial | No
211242502 | Central HP <5.4 tons | DAY & NIGHT | HRCU-A-CB (Split System: Heat Pump with Remote Outdoor Unit-Air-Source) | DLCURAH24ABK |  |  | EA*4X36L21A* | *95ESN0401712A* | 24200 | 15.2 | 8.5 | 26400 | 22600 | 85.61% | 1.84 | 0 | 9.5 |  |  |  | No | R-410A | 2.0167 | Residential & Commercial | No
215679743 | Central HP <5.4 tons | CARRIER | HRCU-A-CB (Split System: Heat Pump with Remote Outdoor Unit-Air-Source) | 27VNA036A*030* |  |  | CSAH*3612AM*+UI | 59TN7A080C17**16 | 33400 | 16 | 8.5 | 36000 | 25600 | 71.11% | 1.76 | 0 | 9 |  |  |  | No | R-454B | 2.7833 | Residential & Commercial | No
215677193 | Central HP <5.4 tons | CARRIER | HRCU-A-CB (Split System: Heat Pump with Remote Outdoor Unit-Air-Source) | 27VNA060A*030* |  |  | CVAMA6024XMA*+UI | 59TN6C100C21**22 | 56500 | 18.5 | 9 | 63000 | 44500 | 70.63% | 2.08 | 0 | 9 |  |  |  | No | R-454B | 4.7083 | Residential & Commercial | No
215678158 | Central HP <5.4 tons | COMFORTMAKER | HRCU-A-CB (Split System: Heat Pump with Remote Outdoor Unit-Air-Source) | C5H0V60*K*AAA* |  |  | ESH5X60M12A*+WALLCON | *97CMN1202422B* | 55500 | 17 | 8.5 | 60000 | 42000 | 70% | 1.9 | 0 | 8.5 |  |  |  | No | R-454B | 4.625 | Residential & Commercial | No
215682593 | Central HP <5.4 tons | CARRIER | HRCU-A-CB (Split System: Heat Pump with Remote Outdoor Unit-Air-Source) | 27VNA060A*030* |  |  | CAA**6024AM*+UI | 58CU*B100C21**20 | 55000 | 18 | 8.5 | 59000 | 41500 | 70.34% | 2.02 | 0 | 9 |  |  |  | No | R-454B | 4.5833 | Residential & Commercial | No
215682733 | Central HP <5.4 tons | CARRIER | HRCU-A-CB (Split System: Heat Pump with Remote Outdoor Unit-Air-Source) | 27VNA060A*030* |  |  | CSAH*6012AM*+UI | 58CU*B060C17**16 | 54500 | 17 | 8.5 | 58500 | 41000 | 70.09% | 1.92 | 0 | 9 |  |  |  | No | R-454B | 4.5417 | Residential & Commercial | No
211226288 | Central HP <5.4 tons | DAY & NIGHT | HRCU-A-CB (Split System: Heat Pump with Remote Outdoor Unit-Air-Source) | DLCURAH36ABK |  |  | EA*4X36L21A* | *80ES(N,L)1102120A* | 35200 | 16 | 8.1 | 38500 | 35200 | 91.43% | 1.82 | 0 | 9.5 |  |  |  | No | R-410A | 2.9333 | Residential & Commercial | No
211226331 | Central HP <5.4 tons | DAY & NIGHT | HRCU-A-CB (Split System: Heat Pump with Remote Outdoor Unit-Air-Source) | DLCURAH36ABK |  |  | EA*4X36L21A* | *92ESN0601714A* | 35200 | 16 | 8.1 | 38500 | 35200 | 91.43% | 1.82 | 0 | 9.5 |  |  |  | No | R-410A | 2.9333 | Residential & Commercial | No
211226373 | Central HP <5.4 tons | DAY & NIGHT | HRCU-A-CB (Split System: Heat Pump with Remote Outdoor Unit-Air-Source) | DLCURAH36ABK |  |  | EA*4X36L21A* | *95ESN1002120A* | 35600 | 15.5 | 8.1 | 39500 | 35200 | 89.11% | 1.84 | 0 | 9.5 |  |  |  | No | R-410A | 2.9667 | Residential & Commercial | No
213078839 | Central HP <5.4 tons | TEMPSTAR | HRCU-A-CB (Split System: Heat Pump with Remote Outdoor Unit-Air-Source) | DLCURAH36ABK |  |  | EA*4X36L21A* | *80MSU1002120A* | 35000 | 16 | 8.5 | 38500 | 35200 | 91.43% | 1.8 | 0 | 9.5 |  |  |  | No | R-410A | 2.9167 | Residential & Commercial | No
213079091 | Central HP <5.4 tons | TEMPSTAR | HRCU-A-CB (Split System: Heat Pump with Remote Outdoor Unit-Air-Source) | DLCURAH36ABK |  |  | EA*4X36L21A* | *80MSU0601716A* | 35000 | 16.5 | 8.1 | 38500 | 35000 | 90.91% | 1.8 | 0 | 9.5 |  |  |  | No | R-410A | 2.9167 | Residential & Commercial | No
215679933 | Central HP <5.4 tons | CARRIER | HRCU-A-CB (Split System: Heat Pump with Remote Outdoor Unit-Air-Source) | 27VNA036A*030* |  |  | CSAH*6012AM*+UI | 59TN6C080C21**20 | 34600 | 16.5 | 8.5 | 34600 | 24800 | 71.68% | 1.8 | 0 | 9.5 |  |  |  | No | R-454B | 2.8833 | Residential & Commercial | No
215677813 | Central HP <5.4 tons | CARRIER | HRCU-A-CB (Split System: Heat Pump with Remote Outdoor Unit-Air-Source) | 27VNA060A*030* |  |  | CAA**6024AM*+UI | 59CU5B100C21**22 | 55000 | 18.5 | 8.5 | 59000 | 41500 | 70.34% | 2.04 | 0 | 9 |  |  |  | No | R-454B | 4.5833 | Residential & Commercial | No
215682803 | Central HP <5.4 tons | CARRIER | HRCU-A-CB (Split System: Heat Pump with Remote Outdoor Unit-Air-Source) | 27VNA060A*030* |  |  | CVAMA6021XMA*+UI | 58CU*B040C17**12 | 56000 | 18 | 8.5 | 60500 | 43500 | 71.9% | 2.12 | 0 | 9.5 |  |  |  | No | R-454B | 4.6667 | Residential & Commercial | No
215677914 | Central HP <5.4 tons | BRYANT HEATING AND COOLING SYSTEMS | HRCU-A-CB (Split System: Heat Pump with Remote Outdoor Unit-Air-Source) | 290VAN060**AA* |  |  | CAA**6124AM*+UI | 88*TB60070C21*** | 55500 | 18.5 | 9 | 60000 | 42000 | 70% | 2 | 0 | 8.5 |  |  |  | No | R-454B | 4.625 | Residential & Commercial | No
215679793 | Central HP <5.4 tons | CARRIER | HRCU-A-CB (Split System: Heat Pump with Remote Outdoor Unit-Air-Source) | 27VNA036A*030* |  |  | CSAH*4212AM*+UI | 58CU*B040C17**12 | 34000 | 16.5 | 8.5 | 35600 | 25200 | 70.79% | 1.78 | 0 | 9.5 |  |  |  | No | R-454B | 2.8333 | Residential & Commercial | No
215679843 | Central HP <5.4 tons | CARRIER | HRCU-A-CB (Split System: Heat Pump with Remote Outdoor Unit-Air-Source) | 27VNA036A*030* |  |  | CSAH*4212AM*+UI | 59TN7A100C21**22 | 34000 | 16.5 | 8.5 | 35600 | 25200 | 70.79% | 1.78 | 0 | 9.5 |  |  |  | No | R-454B | 2.8333 | Residential & Commercial | No
213077802 | Central HP <5.4 tons | TEMPSTAR | HRCU-A-CB (Split System: Heat Pump with Remote Outdoor Unit-Air-Source) | DLCURAH36ABK |  |  | EA*4X42L24A* | *96VTN1202422B* | 35200 | 16 | 8.1 | 38500 | 34600 | 89.87% | 2.02 | 0 | 9.5 |  |  |  | No | R-410A | 2.9333 | Residential & Commercial | No
214861602 | Central HP <5.4 tons | MDV | HRCU-A-CB (Split System: Heat Pump with Remote Outdoor Unit-Air-Source) | MOX630-60HFN10-M3 |  |  | MVBC-60HWFN10-MD3E-D |  | 54000 | 15.2 | 8.4 | 54000 | 38000 | 70.37% | 1.8 | 0 | 8.6 |  |  |  | No | R-454B | 4.5 | Residential & Commercial | No
215865888 | Central HP <5.4 tons | MDV | HRCU-A-CB (Split System: Heat Pump with Remote Outdoor Unit-Air-Source) | MOX630-60HFN10-M3 |  |  | MVBC-60HWFPN10-MD3E |  | 54000 | 15.2 | 8.4 | 54000 | 38000 | 70.37% | 1.8 | 0 | 8.6 |  |  |  | No | R-454B | 4.5 | Residential & Commercial | No
215677958 | Central HP <5.4 tons | COMFORTMAKER | HRCU-A-CB (Split System: Heat Pump with Remote Outdoor Unit-Air-Source) | C5H0V60*K*AAA* |  |  | EA*5X61M24A*+WALLCON | *95CSU0802120B* | 56000 | 18 | 8.5 | 60000 | 42000 | 70% | 2.02 | 0 | 8.5 |  |  |  | No | R-454B | 4.6667 | Residential & Commercial | No
215682903 | Central HP <5.4 tons | CARRIER | HRCU-A-CB (Split System: Heat Pump with Remote Outdoor Unit-Air-Source) | 27VNA060A*030* |  |  | CVAMA6024XMA*+UI | 59TN7A100C21**22 | 56500 | 18.5 | 9 | 63000 | 44500 | 70.63% | 2.08 | 0 | 9 |  |  |  | No | R-454B | 4.7083 | Residential & Commercial | No
215683103 | Central HP <5.4 tons | CARRIER | HRCU-A-CB (Split System: Heat Pump with Remote Outdoor Unit-Air-Source) | 27VNA060A*030* |  |  | CVAVA6024XMA*+UI | 59TN7A120C24**22 | 56500 | 18.5 | 9 | 63000 | 44500 | 70.63% | 2.1 | 0 | 9 |  |  |  | No | R-454B | 4.7083 | Residential & Commercial | No
215679763 | Central HP <5.4 tons | CARRIER | HRCU-A-CB (Split System: Heat Pump with Remote Outdoor Unit-Air-Source) | 27VNA036A*030* |  |  | CSAH*3612AM*+UI | 59TN7A100C21**22 | 33800 | 16 | 8.5 | 35800 | 25400 | 70.95% | 1.76 | 0 | 9.5 |  |  |  | No | R-454B | 2.8167 | Residential & Commercial | No
214861556 | Central HP <5.4 tons | MDV | HRCU-A-CB (Split System: Heat Pump with Remote Outdoor Unit-Air-Source) | MOX630-60HFN10-M3 |  |  | MVBC-60HWFN10-MD3E |  | 54000 | 15.2 | 8.4 | 54000 | 38000 | 70.37% | 1.8 | 0 | 8.7 |  |  |  | No | R-454B | 4.5 | Residential & Commercial | No
213079739 | Central HP <5.4 tons | TEMPSTAR | HRCU-A-CB (Split System: Heat Pump with Remote Outdoor Unit-Air-Source) | DLCURAH36ABK |  |  | EA*4X36L21A* | *92MSN1002120A* | 35000 | 16.5 | 8.1 | 38500 | 35200 | 91.43% | 1.82 | 0 | 9.5 |  |  |  | No | R-410A | 2.9167 | Residential & Commercial | No
212985273 | Central HP <5.4 tons | TEMPSTAR | HRCU-A-CB (Split System: Heat Pump with Remote Outdoor Unit-Air-Source) | DLCURAH30ABK |  |  | EA*4X37L21A* | *92MSN1002120A* | 30600 | 15.2 | 8.5 | 33400 | 26400 | 79.04% | 1.86 | 0 | 9 |  |  |  | No | R-410A | 2.55 | Residential & Commercial | No
212985621 | Central HP <5.4 tons | TEMPSTAR | HRCU-A-CB (Split System: Heat Pump with Remote Outdoor Unit-Air-Source) | DLCURAH30ABK |  |  | EA*4X42L24A* | *92MSN1202420A* | 30000 | 15.2 | 8.1 | 34200 | 27600 | 80.7% | 1.8 | 0 | 9 |  |  |  | No | R-410A | 2.5 | Residential & Commercial | No
215681533 | Central HP <5.4 tons | CARRIER | HRCU-A-CB (Split System: Heat Pump with Remote Outdoor Unit-Air-Source) | 27VNA048A*030* |  |  | CAA**6124AM*+UI | 58CU*B100C21**20 | 46000 | 18 | 9 | 47500 | 33600 | 70.74% | 2.08 | 0 | 9.5 |  |  |  | No | R-454B | 3.8333 | Residential & Commercial | No
212985270 | Central HP <5.4 tons | HEIL | HRCU-A-CB (Split System: Heat Pump with Remote Outdoor Unit-Air-Source) | DLCURAH30ABK |  |  | EA*4X37L21A* | *92MSN1002120A* | 30600 | 15.2 | 8.5 | 33400 | 26400 | 79.04% | 1.86 | 0 | 9 |  |  |  | No | R-410A | 2.55 | Residential & Commercial | No
215677033 | Central HP <5.4 tons | CARRIER | HRCU-A-CB (Split System: Heat Pump with Remote Outdoor Unit-Air-Source) | 27VNA060A*030* |  |  | CVAMA6021XMA*+UI | 59CU5B100C21**22 | 57000 | 18 | 9 | 63500 | 44500 | 70.08% | 2.08 | 0 | 9 |  |  |  | No | R-454B | 4.75 | Residential & Commercial | No
215677383 | Central HP <5.4 tons | CARRIER | HRCU-A-CB (Split System: Heat Pump with Remote Outdoor Unit-Air-Source) | 27VNA060A*030* |  |  | CVAVA6021XMA*+UI | 59CU5B100C21**22 | 57000 | 18 | 9 | 63500 | 44500 | 70.08% | 2.08 | 0 | 9 |  |  |  | No | R-454B | 4.75 | Residential & Commercial | No
215677883 | Central HP <5.4 tons | CARRIER | HRCU-A-CB (Split System: Heat Pump with Remote Outdoor Unit-Air-Source) | 27VNA060A*030* |  |  | CAA**6121AM*+UI | 58TN*B070C17**16 | 54500 | 18 | 8.5 | 58500 | 41500 | 70.94% | 1.92 | 0 | 9 |  |  |  | No | R-454B | 4.5417 | Residential & Commercial | No
209960476 | Central HP <5.4 tons | MDV | HRCU-A-CB (Split System: Heat Pump with Remote Outdoor Unit-Air-Source) | MOE30U-55HFN1-M |  |  | MVC-60HWFN1-M |  | 55000 | 15.3 | 9.4 | 59000 | 48500 | 82.2% | 1.91 | 9 | 8.8 |  |  |  | No | R-410A | 4.5833 | Residential & Commercial | No
215679513 | Central HP <5.4 tons | CARRIER | HRCU-A-CB (Split System: Heat Pump with Remote Outdoor Unit-Air-Source) | 27VNA036A*030* |  |  | CAA**4821AM*+UI | 59TN7A060C17**16 | 33400 | 17.5 | 9 | 35200 | 25400 | 72.16% | 1.88 | 0 | 9.5 |  |  |  | No | R-454B | 2.7833 | Residential & Commercial | No
215679733 | Central HP <5.4 tons | CARRIER | HRCU-A-CB (Split System: Heat Pump with Remote Outdoor Unit-Air-Source) | 27VNA036A*030* |  |  | CSAH*3612AM*+UI | 59TN7A060C17**16 | 33400 | 16 | 8.5 | 36000 | 25800 | 71.67% | 1.76 | 0 | 9 |  |  |  | No | R-454B | 2.7833 | Residential & Commercial | No
215677614 | Central HP <5.4 tons | BRYANT HEATING AND COOLING SYSTEMS | HRCU-A-CB (Split System: Heat Pump with Remote Outdoor Unit-Air-Source) | 290VAN060**AA* |  |  | CVAVA6121XMA*+UI | 987MC60060C21*** | 56000 | 17.5 | 9 | 65000 | 46000 | 70.77% | 2.06 | 0 | 8.5 |  |  |  | No | R-454B | 4.6667 | Residential & Commercial | No
215674045 | Central HP <5.4 tons | BRYANT HEATING AND COOLING SYSTEMS | HRCU-A-CB (Split System: Heat Pump with Remote Outdoor Unit-Air-Source) | 290VAN048**AA* |  |  | CAA**4821AM*+UI | 88*TB48090C17*** | 44000 | 17.5 | 9 | 48500 | 34200 | 70.52% | 2.06 | 0 | 9.5 |  |  |  | No | R-454B | 3.6667 | Residential & Commercial | No
213077391 | Central HP <5.4 tons | HEIL | HRCU-A-CB (Split System: Heat Pump with Remote Outdoor Unit-Air-Source) | DLCURAH36ABK |  |  | EA*4X42L21A* | *96VTN0801716B* | 35000 | 15.5 | 8.1 | 38500 | 35200 | 91.43% | 1.86 | 0 | 9.5 |  |  |  | No | R-410A | 2.9167 | Residential & Commercial | No
213078493 | Central HP <5.4 tons | HEIL | HRCU-A-CB (Split System: Heat Pump with Remote Outdoor Unit-Air-Source) | DLCURAH36ABK |  |  | EA*4X36L21A* | *80MS(N,L)0902120A* | 35200 | 16.5 | 8.1 | 38500 | 35200 | 91.43% | 1.84 | 0 | 9.5 |  |  |  | No | R-410A | 2.9333 | Residential & Commercial | No
210191039 | Central HP <5.4 tons | MDV | HRCU-A-CB (Split System: Heat Pump with Remote Outdoor Unit-Air-Source) | MOE30U-48HFN1-M-[X] |  |  | MVC-48HWFN1-MQ3 |  | 47000 | 15.6 | 9.4 | 50000 | 46000 | 92% | 1.85 | 8.5 | 8.2 |  |  |  | No | R-410A | 3.9167 | Residential & Commercial | No
215682853 | Central HP <5.4 tons | CARRIER | HRCU-A-CB (Split System: Heat Pump with Remote Outdoor Unit-Air-Source) | 27VNA060A*030* |  |  | CVAMA6021XMA*+UI | 59TN7A100C21**22 | 56500 | 18.5 | 9 | 64000 | 45000 | 70.31% | 2.08 | 0 | 9 |  |  |  | No | R-454B | 4.7083 | Residential & Commercial | No
215683053 | Central HP <5.4 tons | CARRIER | HRCU-A-CB (Split System: Heat Pump with Remote Outdoor Unit-Air-Source) | 27VNA060A*030* |  |  | CVAVA6024XMA*+UI | 59TN6C080C21**20 | 56500 | 18 | 9 | 63500 | 44500 | 70.08% | 2.08 | 0 | 9 |  |  |  | No | R-454B | 4.7083 | Residential & Commercial | No
213080522 | Central HP <5.4 tons | TEMPSTAR | HRCU-A-CB (Split System: Heat Pump with Remote Outdoor Unit-Air-Source) | DLCURAH36ABK |  |  | EA*4X36L21A* | *95MSU0401712A* | 35000 | 15.2 | 8.1 | 39000 | 35400 | 90.77% | 1.82 | 0 | 9.5 |  |  |  | No | R-410A | 2.9167 | Residential & Commercial | No
213080822 | Central HP <5.4 tons | TEMPSTAR | HRCU-A-CB (Split System: Heat Pump with Remote Outdoor Unit-Air-Source) | DLCURAH36ABK |  |  | EA*4X42L24A* | *95MSU0802120A* | 35200 | 16 | 8.1 | 38500 | 35000 | 90.91% | 1.88 | 0 | 9.5 |  |  |  | No | R-410A | 2.9333 | Residential & Commercial | No
209960478 | Central HP <5.4 tons | MDV | HRCU-A-CB (Split System: Heat Pump with Remote Outdoor Unit-Air-Source) | MOE30U-55HFN1-M-[X](GA) |  |  | MVC-60HWFN1-M(GA) |  | 55000 | 15.5 | 9.2 | 60000 | 53500 | 89.17% | 1.96 | 9 | 9 |  |  |  | No | R-410A | 4.5833 | Residential & Commercial | No
213077963 | Central HP <5.4 tons | HEIL | HRCU-A-CB (Split System: Heat Pump with Remote Outdoor Unit-Air-Source) | DLCURAH36ABK |  |  | EA*4X42L21A* | *80MS(N,L)0701712A* | 35000 | 16 | 8.1 | 38500 | 35000 | 90.91% | 1.88 | 0 | 9.5 |  |  |  | No | R-410A | 2.9167 | Residential & Commercial | No
213080699 | Central HP <5.4 tons | HEIL | HRCU-A-CB (Split System: Heat Pump with Remote Outdoor Unit-Air-Source) | DLCURAH36ABK |  |  | EA*4X42L21A* | *95MSU0601716A* | 35000 | 16 | 8.1 | 38500 | 35000 | 90.91% | 1.86 | 0 | 9.5 |  |  |  | No | R-410A | 2.9167 | Residential & Commercial | No
211713364 | Central HP <5.4 tons | HEIL | HRCU-A-CB (Split System: Heat Pump with Remote Outdoor Unit-Air-Source) | DLCURAH30ABK |  |  | EA*4X43L21A* | *92ESN1002120A* | 31200 | 15.2 | 8.5 | 33600 | 26000 | 77.38% | 1.86 | 0 | 9 |  |  |  | No | R-410A | 2.6 | Residential & Commercial | No
213787628 | Central HP <5.4 tons | BRYANT HEATING AND COOLING SYSTEMS | HRCU-A-CB (Split System: Heat Pump with Remote Outdoor Unit-Air-Source) | 38MURAQ30AB3* |  |  | FT4BN(B,X)C48L* |  | 31600 | 15.75 | 9 | 32400 | 25800 | 79.63% | 1.88 | 0 | 9.5 |  |  |  | No | R-410A | 2.6333 | Residential & Commercial | No
212980536 | Central HP <5.4 tons | DAY & NIGHT | HRCU-A-CB (Split System: Heat Pump with Remote Outdoor Unit-Air-Source) | DLCURAH30ABK |  |  | EA*4X42L24A* | *80MS(N,L)0902120A* | 29600 | 15.2 | 8.1 | 33800 | 27600 | 81.66% | 1.78 | 0 | 9 |  |  |  | No | R-410A | 2.4667 | Residential & Commercial | No
211222130 | Central HP <5.4 tons | DAY & NIGHT | HRCU-A-CB (Split System: Heat Pump with Remote Outdoor Unit-Air-Source) | DLCURAH30ABK |  |  | EA*4X36L21A* | *92ESN0801716A* | 29600 | 15.2 | 8.1 | 33800 | 27800 | 82.25% | 1.76 | 0 | 9 |  |  |  | No | R-410A | 2.4667 | Residential & Commercial | No
211222534 | Central HP <5.4 tons | DAY & NIGHT | HRCU-A-CB (Split System: Heat Pump with Remote Outdoor Unit-Air-Source) | DLCURAH30ABK |  |  | EA*4X37L21A* | *80ESU0601716A | 31200 | 15.2 | 8.5 | 33400 | 26000 | 77.84% | 1.86 | 0 | 9 |  |  |  | No | R-410A | 2.6 | Residential & Commercial | No
213079526 | Central HP <5.4 tons | HEIL | HRCU-A-CB (Split System: Heat Pump with Remote Outdoor Unit-Air-Source) | DLCURAH36ABK |  |  | EA*4X36L21A* | *92MSN0801716A* | 35200 | 16 | 8.1 | 38500 | 35200 | 91.43% | 1.82 | 0 | 9.5 |  |  |  | No | R-410A | 2.9333 | Residential & Commercial | No
212383003 | Central HP <5.4 tons | HEIL | HRCU-A-CB (Split System: Heat Pump with Remote Outdoor Unit-Air-Source) | DLCURAH36ABK |  |  | EA*4X36L17A* | *80ES(N,L)0901714A* | 35600 | 15.5 | 8.1 | 39500 | 35200 | 89.11% | 1.84 | 0 | 9.5 |  |  |  | No | R-410A | 2.9667 | Residential & Commercial | No
211228156 | Central HP <5.4 tons | TEMPSTAR | HRCU-A-CB (Split System: Heat Pump with Remote Outdoor Unit-Air-Source) | DLCURAH36ABK |  |  | EA*4X42L24A* | OLV112A16A | 35400 | 15.2 | 8.1 | 39500 | 35200 | 89.11% | 1.88 | 0 | 9.5 |  |  |  | No | R-410A | 2.95 | Residential & Commercial | No
213077141 | Central HP <5.4 tons | HEIL | HRCU-A-CB (Split System: Heat Pump with Remote Outdoor Unit-Air-Source) | DLCURAH36ABK |  |  | EA*4X36L21A* | *96VSN1002120B* | 35200 | 16 | 8.1 | 38500 | 35200 | 91.43% | 1.82 | 0 | 9.5 |  |  |  | No | R-410A | 2.9333 | Residential & Commercial | No
211227596 | Central HP <5.4 tons | DAY & NIGHT | HRCU-A-CB (Split System: Heat Pump with Remote Outdoor Unit-Air-Source) | DLCURAH36ABK |  |  | EA*4X42L21A* | *96VSN0601714A* | 35000 | 15.2 | 8.1 | 38500 | 35200 | 91.43% | 1.86 | 0 | 9.5 |  |  |  | No | R-410A | 2.9167 | Residential & Commercial | No
211227732 | Central HP <5.4 tons | DAY & NIGHT | HRCU-A-CB (Split System: Heat Pump with Remote Outdoor Unit-Air-Source) | DLCURAH36ABK |  |  | EA*4X42L21A* | OMV098J12* | 35000 | 15.2 | 8.1 | 38500 | 35200 | 91.43% | 1.86 | 0 | 9.5 |  |  |  | No | R-410A | 2.9167 | Residential & Commercial | No
213078265 | Central HP <5.4 tons | TEMPSTAR | HRCU-A-CB (Split System: Heat Pump with Remote Outdoor Unit-Air-Source) | DLCURAH36ABK |  |  | EA*4X36L17A* | *80MS(N,L)0901714A* | 35000 | 16 | 8.1 | 38500 | 35200 | 91.43% | 1.82 | 0 | 9.5 |  |  |  | No | R-410A | 2.9167 | Residential & Commercial | No
211226341 | Central HP <5.4 tons | DAY & NIGHT | HRCU-A-CB (Split System: Heat Pump with Remote Outdoor Unit-Air-Source) | DLCURAH36ABK |  |  | EA*4X36L21A* | *92ESN1002122A* | 36400 | 15.2 | 8.1 | 40000 | 35400 | 88.5% | 1.86 | 0 | 9.5 |  |  |  | No | R-410A | 3.0333 | Residential & Commercial | No
213079517 | Central HP <5.4 tons | TEMPSTAR | HRCU-A-CB (Split System: Heat Pump with Remote Outdoor Unit-Air-Source) | DLCURAH36ABK |  |  | EA*4X36L17A* | *92MSN0801716A* | 35000 | 16 | 8.1 | 38500 | 35200 | 91.43% | 1.82 | 0 | 9.5 |  |  |  | No | R-410A | 2.9167 | Residential & Commercial | No
212988042 | Central HP <5.4 tons | HEIL | HRCU-A-CB (Split System: Heat Pump with Remote Outdoor Unit-Air-Source) | DLCURAH30ABK |  |  | EA*4X37L21A* | *96MSN1002120A* | 30800 | 15.2 | 8.5 | 33200 | 26200 | 78.92% | 1.84 | 0 | 9 |  |  |  | No | R-410A | 2.5667 | Residential & Commercial | No
215679253 | Central HP <5.4 tons | CARRIER | HRCU-A-CB (Split System: Heat Pump with Remote Outdoor Unit-Air-Source) | 27VNA036A*030* |  |  | CAA**3717AM*+UI | 59TN7A060C17**16 | 33600 | 17 | 9 | 36000 | 25800 | 71.67% | 1.88 | 0 | 9 |  |  |  | No | R-454B | 2.8 | Residential & Commercial | No
215679353 | Central HP <5.4 tons | CARRIER | HRCU-A-CB (Split System: Heat Pump with Remote Outdoor Unit-Air-Source) | 27VNA036A*030* |  |  | CAA**4221AM*+UI | 58CU*B040C17**12 | 33200 | 17.5 | 8.5 | 35800 | 25600 | 71.51% | 1.86 | 0 | 9.5 |  |  |  | No | R-454B | 2.7667 | Residential & Commercial | No
207699011 | Central HP <5.4 tons | MDV | HRCU-A-CB (Split System: Heat Pump with Remote Outdoor Unit-Air-Source) | MOE30U-48HFN1-M-[X1] |  |  | MVC-48HWFN1-M |  | 47000 | 15.6 | 9.4 | 50000 | 46000 | 92% | 1.9 | 8.5 | 8.2 |  |  |  | No | R-410A | 3.9167 | Residential & Commercial | No
211712777 | Central HP <5.4 tons | HEIL | HRCU-A-CB (Split System: Heat Pump with Remote Outdoor Unit-Air-Source) | DLCURAH30ABK |  |  | EA*4X42L24A* | *96VTN0802120A* | 29600 | 15.2 | 8.1 | 33600 | 27400 | 81.55% | 1.78 | 0 | 9 |  |  |  | No | R-410A | 2.4667 | Residential & Commercial | No
211712810 | Central HP <5.4 tons | HEIL | HRCU-A-CB (Split System: Heat Pump with Remote Outdoor Unit-Air-Source) | DLCURAH30ABK |  |  | EA*4X42L24A* | *80ES(N,L)0702116A* | 29600 | 15.2 | 8.1 | 33800 | 27400 | 81.07% | 1.78 | 0 | 9 |  |  |  | No | R-410A | 2.4667 | Residential & Commercial | No
215679453 | Central HP <5.4 tons | CARRIER | HRCU-A-CB (Split System: Heat Pump with Remote Outdoor Unit-Air-Source) | 27VNA036A*030* |  |  | CAA**4321AM*+UI | 59TN7A080C17**16 | 34200 | 17.5 | 9 | 35400 | 25400 | 71.75% | 1.88 | 0 | 9.5 |  |  |  | No | R-454B | 2.85 | Residential & Commercial | No
212970375 | Central HP <5.4 tons | TEMPSTAR | HRCU-A-CB (Split System: Heat Pump with Remote Outdoor Unit-Air-Source) | DLCURAH36ABK |  |  | EA*4X36L17A* | *80VSL0701716B* | 35000 | 15.5 | 8.1 | 38500 | 35200 | 91.43% | 1.84 | 0 | 9.5 |  |  |  | No | R-410A | 2.9167 | Residential & Commercial | No
211222750 | Central HP <5.4 tons | DAY & NIGHT | HRCU-A-CB (Split System: Heat Pump with Remote Outdoor Unit-Air-Source) | DLCURAH30ABK |  |  | FM(C,U)4Z36**AL* |  | 30400 | 15.5 | 8.5 | 35000 | 27400 | 78.29% | 1.82 | 0 | 9 |  |  |  | No | R-410A | 2.5333 | Residential & Commercial | No
211222766 | Central HP <5.4 tons | DAY & NIGHT | HRCU-A-CB (Split System: Heat Pump with Remote Outdoor Unit-Air-Source) | DLCURAH30ABK |  |  | FMA4X36**AL* |  | 31200 | 15.5 | 8.5 | 35400 | 26800 | 75.71% | 1.86 | 0 | 9 |  |  |  | No | R-410A | 2.6 | Residential & Commercial | No
212979053 | Central HP <5.4 tons | DAY & NIGHT | HRCU-A-CB (Split System: Heat Pump with Remote Outdoor Unit-Air-Source) | DLCURAH30ABK |  |  | EA*4X43L21A* | *80MS(N,L)0701716A* | 30600 | 15.2 | 8.5 | 33600 | 26400 | 78.57% | 1.86 | 0 | 9 |  |  |  | No | R-410A | 2.55 | Residential & Commercial | No
212979048 | Central HP <5.4 tons | BRYANT HEATING AND COOLING SYSTEMS | HRCU-A-CB (Split System: Heat Pump with Remote Outdoor Unit-Air-Source) | 38MURAQ30AB3* |  |  | CAP**4321AL* | 8(0,1)*SB48070M17*** | 30600 | 15.2 | 8.5 | 33600 | 26400 | 78.57% | 1.86 | 0 | 9 |  |  |  | No | R-410A | 2.55 | Residential & Commercial | No
212979432 | Central HP <5.4 tons | BRYANT HEATING AND COOLING SYSTEMS | HRCU-A-CB (Split System: Heat Pump with Remote Outdoor Unit-Air-Source) | 38MURAQ30AB3* |  |  | CAP**3721AL* | 8(0,1)*SB48070M21*** | 30400 | 15.2 | 8.1 | 33400 | 26400 | 79.04% | 1.84 | 0 | 9 |  |  |  | No | R-410A | 2.5333 | Residential & Commercial | No
215677513 | Central HP <5.4 tons | CARRIER | HRCU-A-CB (Split System: Heat Pump with Remote Outdoor Unit-Air-Source) | 27VNA060A*030* |  |  | CVAVA6024XMA*+UI | 59MN7C080C21**20 | 56500 | 18 | 9 | 63500 | 44500 | 70.08% | 2.08 | 0 | 9 |  |  |  | No | R-454B | 4.7083 | Residential & Commercial | No
215678133 | Central HP <5.4 tons | CARRIER | HRCU-A-CB (Split System: Heat Pump with Remote Outdoor Unit-Air-Source) | 27VNA060A*030* |  |  | CSAH*6012AM*+UI | 59MN7C080C21**20 | 55500 | 17 | 8.5 | 60000 | 42000 | 70% | 1.9 | 0 | 8.5 |  |  |  | No | R-454B | 4.625 | Residential & Commercial | No
215679853 | Central HP <5.4 tons | CARRIER | HRCU-A-CB (Split System: Heat Pump with Remote Outdoor Unit-Air-Source) | 27VNA036A*030* |  |  | CSAH*4212AM*+UI | 59TN7A120C24**22 | 34000 | 16 | 8.5 | 35600 | 25200 | 70.79% | 1.78 | 0 | 9.5 |  |  |  | No | R-454B | 2.8333 | Residential & Commercial | No
212984476 | Central HP <5.4 tons | HEIL | HRCU-A-CB (Split System: Heat Pump with Remote Outdoor Unit-Air-Source) | DLCURAH30ABK |  |  | EA*4X37L21A* | *92MSN0801716A* | 31000 | 15.2 | 8.5 | 33400 | 26200 | 78.44% | 1.86 | 0 | 9 |  |  |  | No | R-410A | 2.5833 | Residential & Commercial | No
209960477 | Central HP <5.4 tons | MDV | HRCU-A-CB (Split System: Heat Pump with Remote Outdoor Unit-Air-Source) | MOE30U-55HFN1-MQ3 |  |  | MVC-60HWFN1-MR0 |  | 55000 | 15.3 | 9.4 | 59000 | 48500 | 82.2% | 1.91 | 9 | 8.8 |  |  |  | No | R-410A | 4.5833 | Residential & Commercial | No
211222605 | Central HP <5.4 tons | COMFORTMAKER | HRCU-A-CB (Split System: Heat Pump with Remote Outdoor Unit-Air-Source) | DLCURAH30ABK |  |  | EA*4X37L21A* | *92ESN0802120A* | 31200 | 15.2 | 8.5 | 33400 | 26000 | 77.84% | 1.88 | 0 | 9 |  |  |  | No | R-410A | 2.6 | Residential & Commercial | No
212987766 | Central HP <5.4 tons | HEIL | HRCU-A-CB (Split System: Heat Pump with Remote Outdoor Unit-Air-Source) | DLCURAH30ABK |  |  | EA*4X43L21A* | *96MSN0802120A* | 30200 | 15.2 | 8.1 | 33400 | 26400 | 79.04% | 1.84 | 0 | 9 |  |  |  | No | R-410A | 2.5167 | Residential & Commercial | No
211226414 | Central HP <5.4 tons | DAY & NIGHT | HRCU-A-CB (Split System: Heat Pump with Remote Outdoor Unit-Air-Source) | DLCURAH36ABK |  |  | EA*4X36L21A* | *96VTN1002120A* | 35600 | 15.5 | 8.1 | 39500 | 35200 | 89.11% | 1.84 | 0 | 9.5 |  |  |  | No | R-410A | 2.9667 | Residential & Commercial | No
216030941 | Central HP <5.4 tons | MDV | HRCU-A-CB (Split System: Heat Pump with Remote Outdoor Unit-Air-Source) | MOX630-60HFN10-M3 |  |  | MVBC-60HWFN10-MD3E-MAS |  | 54000 | 15.2 | 8.4 | 54000 | 38000 | 70.37% | 1.8 | 0 | 8.6 |  |  |  | No | R-454B | 4.5 | Residential & Commercial | No
211240528 | Central HP <5.4 tons | HEIL | HRCU-A-CB (Split System: Heat Pump with Remote Outdoor Unit-Air-Source) | DLCURAH24ABK |  |  | EA*4X24L17A* | *96VTN0401712A* | 23000 | 15.5 | 8.5 | 26400 | 26000 | 98.48% | 2.18 | 0 | 9.5 |  |  |  | No | R-410A | 1.9167 | Residential & Commercial | No
213079838 | Central HP <5.4 tons | BRYANT HEATING AND COOLING SYSTEMS | HRCU-A-CB (Split System: Heat Pump with Remote Outdoor Unit-Air-Source) | 38MURAQ36AB3* |  |  | CAP**3621AL* | 912SE66100M21*** | 35200 | 16 | 8.1 | 38500 | 35200 | 91.43% | 1.84 | 0 | 9.5 |  |  |  | No | R-410A | 2.9333 | Residential & Commercial | No
212983135 | Central HP <5.4 tons | DAY & NIGHT | HRCU-A-CB (Split System: Heat Pump with Remote Outdoor Unit-Air-Source) | DLCURAH24ABK |  |  | EA*4X24L17A* | *92MSN0401712A* | 23200 | 15.5 | 8.5 | 27000 | 26600 | 98.52% | 2.24 | 0 | 9.5 |  |  |  | No | R-410A | 1.9333 | Residential & Commercial | No
212986554 | Central HP <5.4 tons | HEIL | HRCU-A-CB (Split System: Heat Pump with Remote Outdoor Unit-Air-Source) | DLCURAH24ABK |  |  | EA*4X30L17A* | *96MSN0401712A* | 23200 | 16 | 8.5 | 26400 | 25000 | 94.7% | 2.08 | 0 | 9.5 |  |  |  | No | R-410A | 1.9333 | Residential & Commercial | No
212983936 | Central HP <5.4 tons | HEIL | HRCU-A-CB (Split System: Heat Pump with Remote Outdoor Unit-Air-Source) | DLCURAH30ABK |  |  | EA*4X37L21A* | *92MSN0601714A* | 30200 | 15.2 | 8.1 | 33400 | 26400 | 79.04% | 1.84 | 0 | 9 |  |  |  | No | R-410A | 2.5167 | Residential & Commercial | No
212980928 | Central HP <5.4 tons | DAY & NIGHT | HRCU-A-CB (Split System: Heat Pump with Remote Outdoor Unit-Air-Source) | DLCURAH30ABK |  |  | EA*4X42L21A* | *80MS(N,L)1102120A* | 30400 | 15.2 | 8.1 | 34400 | 27400 | 79.65% | 1.82 | 0 | 9 |  |  |  | No | R-410A | 2.5333 | Residential & Commercial | No
211222526 | Central HP <5.4 tons | DAY & NIGHT | HRCU-A-CB (Split System: Heat Pump with Remote Outdoor Unit-Air-Source) | DLCURAH30ABK |  |  | EA*4X37L21A* | *80ESU0401712A* | 31000 | 15.2 | 8.1 | 33400 | 26000 | 77.84% | 1.86 | 0 | 9 |  |  |  | No | R-410A | 2.5833 | Residential & Commercial | No
211222710 | Central HP <5.4 tons | DAY & NIGHT | HRCU-A-CB (Split System: Heat Pump with Remote Outdoor Unit-Air-Source) | DLCURAH30ABK |  |  | EA*4X37L21A* | *96VTN1002122A* | 30600 | 15.2 | 8.1 | 33000 | 26200 | 79.39% | 1.84 | 0 | 9 |  |  |  | No | R-410A | 2.55 | Residential & Commercial | No
211222742 | Central HP <5.4 tons | DAY & NIGHT | HRCU-A-CB (Split System: Heat Pump with Remote Outdoor Unit-Air-Source) | DLCURAH30ABK |  |  | FM(C,U)4Z30**AL* |  | 30400 | 15.5 | 8.5 | 35000 | 27400 | 78.29% | 1.82 | 0 | 9 |  |  |  | No | R-410A | 2.5333 | Residential & Commercial | No
211241744 | Central HP <5.4 tons | DAY & NIGHT | HRCU-A-CB (Split System: Heat Pump with Remote Outdoor Unit-Air-Source) | DLCURAH24ABK |  |  | EA*4X30L17A* | *92ESN0401410A* | 24000 | 15.2 | 8.5 | 26600 | 23000 | 86.47% | 1.86 | 0 | 9.5 |  |  |  | No | R-410A | 2 | Residential & Commercial | No
215681673 | Central HP <5.4 tons | CARRIER | HRCU-A-CB (Split System: Heat Pump with Remote Outdoor Unit-Air-Source) | 27VNA048A*030* |  |  | CSAH*6012AM*+UI | 58CU*B040C17**12 | 45500 | 16.5 | 8.5 | 48000 | 33800 | 70.42% | 2.08 | 0 | 9.5 |  |  |  | No | R-454B | 3.7917 | Residential & Commercial | No
215681793 | Central HP <5.4 tons | CARRIER | HRCU-A-CB (Split System: Heat Pump with Remote Outdoor Unit-Air-Source) | 27VNA048A*030* |  |  | CVAMA4821XMA*+UI | 59TN7A080C17**16 | 46500 | 18 | 9 | 50000 | 37000 | 74% | 2 | 0 | 9.5 |  |  |  | No | R-454B | 3.875 | Residential & Commercial | No
215681733 | Central HP <5.4 tons | CARRIER | HRCU-A-CB (Split System: Heat Pump with Remote Outdoor Unit-Air-Source) | 27VNA048A*030* |  |  | CSAH*6012AM*+UI | 59TN7A100C21**22 | 45500 | 16.5 | 8.5 | 48000 | 33800 | 70.42% | 2.08 | 0 | 9.5 |  |  |  | No | R-454B | 3.7917 | Residential & Commercial | No
215681783 | Central HP <5.4 tons | CARRIER | HRCU-A-CB (Split System: Heat Pump with Remote Outdoor Unit-Air-Source) | 27VNA048A*030* |  |  | CVAMA4821XMA*+UI | 58CU*B100C21**20 | 47000 | 18 | 9 | 50000 | 36400 | 72.8% | 2 | 0 | 9.5 |  |  |  | No | R-454B | 3.9167 | Residential & Commercial | No
215681703 | Central HP <5.4 tons | CARRIER | HRCU-A-CB (Split System: Heat Pump with Remote Outdoor Unit-Air-Source) | 27VNA048A*030* |  |  | CSAH*6012AM*+UI | 58CU*B100C21**20 | 45500 | 16.5 | 8.5 | 48000 | 33800 | 70.42% | 2.08 | 0 | 9.5 |  |  |  | No | R-454B | 3.7917 | Residential & Commercial | No
215681753 | Central HP <5.4 tons | CARRIER | HRCU-A-CB (Split System: Heat Pump with Remote Outdoor Unit-Air-Source) | 27VNA048A*030* |  |  | CVAMA4821XMA*+UI | 58CU*B040C17**12 | 47000 | 18 | 9 | 50000 | 36400 | 72.8% | 2 | 0 | 9.5 |  |  |  | No | R-454B | 3.9167 | Residential & Commercial | No
215682103 | Central HP <5.4 tons | CARRIER | HRCU-A-CB (Split System: Heat Pump with Remote Outdoor Unit-Air-Source) | 27VNA048A*030* |  |  | CVAVA4821XMA*+UI | 58CU*B040C17**12 | 47000 | 18 | 9 | 50000 | 36400 | 72.8% | 2.02 | 0 | 9.5 |  |  |  | No | R-454B | 3.9167 | Residential & Commercial | No
215677393 | Central HP <5.4 tons | CARRIER | HRCU-A-CB (Split System: Heat Pump with Remote Outdoor Unit-Air-Source) | 27VNA060A*030* |  |  | CVAVA6021XMA*+UI | 59MN7C060C21**20 | 55500 | 17.5 | 8.5 | 64000 | 46000 | 71.88% | 1.94 | 0 | 8.5 |  |  |  | No | R-454B | 4.625 | Residential & Commercial | No
215677443 | Central HP <5.4 tons | CARRIER | HRCU-A-CB (Split System: Heat Pump with Remote Outdoor Unit-Air-Source) | 27VNA060A*030* |  |  | CVAVA6024XMA*+UI | 58TN*B070C21**20 | 56000 | 18 | 9 | 63500 | 45000 | 70.87% | 2.06 | 0 | 9 |  |  |  | No | R-454B | 4.6667 | Residential & Commercial | No
212984452 | Central HP <5.4 tons | HEIL | HRCU-A-CB (Split System: Heat Pump with Remote Outdoor Unit-Air-Source) | DLCURAH30ABK |  |  | EA*4X36L21A* | *92MSN0801716A* | 29600 | 15.2 | 8.1 | 34000 | 28000 | 82.35% | 1.78 | 0 | 9 |  |  |  | No | R-410A | 2.4667 | Residential & Commercial | No
212984986 | Central HP <5.4 tons | HEIL | HRCU-A-CB (Split System: Heat Pump with Remote Outdoor Unit-Air-Source) | DLCURAH30ABK |  |  | EA*4X42L21A* | *92MSN0802120A* | 30000 | 15.2 | 8.1 | 34200 | 27600 | 80.7% | 1.8 | 0 | 9 |  |  |  | No | R-410A | 2.5 | Residential & Commercial | No
212989064 | Central HP <5.4 tons | HEIL | HRCU-A-CB (Split System: Heat Pump with Remote Outdoor Unit-Air-Source) | DLCURAH30ABK |  |  | EA*4X43L21A* | *95MSU0601716A* | 30600 | 15.2 | 8.5 | 33600 | 26400 | 78.57% | 1.86 | 0 | 9 |  |  |  | No | R-410A | 2.55 | Residential & Commercial | No
211222607 | Central HP <5.4 tons | HEIL | HRCU-A-CB (Split System: Heat Pump with Remote Outdoor Unit-Air-Source) | DLCURAH30ABK |  |  | EA*4X37L21A* | *92ESN0802120A* | 31200 | 15.2 | 8.5 | 33400 | 26000 | 77.84% | 1.88 | 0 | 9 |  |  |  | No | R-410A | 2.6 | Residential & Commercial | No
211226511 | Central HP <5.4 tons | DAY & NIGHT | HRCU-A-CB (Split System: Heat Pump with Remote Outdoor Unit-Air-Source) | DLCURAH36ABK |  |  | EA*4X37L17A* | *80ES(N,L)0701712A* | 36000 | 15.2 | 8.1 | 38500 | 35000 | 90.91% | 2 | 0 | 9.5 |  |  |  | No | R-410A | 3 | Residential & Commercial | No
211712913 | Central HP <5.4 tons | HEIL | HRCU-A-CB (Split System: Heat Pump with Remote Outdoor Unit-Air-Source) | DLCURAH30ABK |  |  | EA*4X42L24A* | *92ESN1002120A* | 30600 | 15.2 | 8.1 | 34200 | 27000 | 78.95% | 1.82 | 0 | 9 |  |  |  | No | R-410A | 2.55 | Residential & Commercial | No
212989542 | Central HP <5.4 tons | COMFORTMAKER | HRCU-A-CB (Split System: Heat Pump with Remote Outdoor Unit-Air-Source) | DLCURAH30ABK |  |  | EA*4X42L21A* | *95MSU0802120A* | 30000 | 15.2 | 8.1 | 34200 | 27600 | 80.7% | 1.8 | 0 | 9 |  |  |  | No | R-410A | 2.5 | Residential & Commercial | No
215677263 | Central HP <5.4 tons | CARRIER | HRCU-A-CB (Split System: Heat Pump with Remote Outdoor Unit-Air-Source) | 27VNA060A*030* |  |  | CVAMA6124XMA*+UI | 59MN7C060C21**20 | 56500 | 18 | 9 | 65000 | 45500 | 70% | 2.06 | 0 | 8.5 |  |  |  | No | R-454B | 4.7083 | Residential & Commercial | No
215677363 | Central HP <5.4 tons | CARRIER | HRCU-A-CB (Split System: Heat Pump with Remote Outdoor Unit-Air-Source) | 27VNA060A*030* |  |  | CVAVA6021XMA*+UI | 58TN*B110C21**20 | 57000 | 18.5 | 9 | 63500 | 44500 | 70.08% | 2.08 | 0 | 9.5 |  |  |  | No | R-454B | 4.75 | Residential & Commercial | No
213076638 | Central HP <5.4 tons | TEMPSTAR | HRCU-A-CB (Split System: Heat Pump with Remote Outdoor Unit-Air-Source) | DLCURAH36ABK |  |  | EA*4X36L21A* | *80VTL0902120B* | 35000 | 16 | 8.1 | 38500 | 35000 | 90.91% | 2.08 | 0 | 9.5 |  |  |  | No | R-410A | 2.9167 | Residential & Commercial | No
213076517 | Central HP <5.4 tons | TEMPSTAR | HRCU-A-CB (Split System: Heat Pump with Remote Outdoor Unit-Air-Source) | DLCURAH36ABK |  |  | EA*4X42L21A* | *80VTL0701716B* | 35000 | 16 | 8.1 | 38500 | 34800 | 90.39% | 2.04 | 0 | 9.5 |  |  |  | No | R-410A | 2.9167 | Residential & Commercial | No
215683063 | Central HP <5.4 tons | CARRIER | HRCU-A-CB (Split System: Heat Pump with Remote Outdoor Unit-Air-Source) | 27VNA060A*030* |  |  | CVAVA6024XMA*+UI | 58CU*B080C21**20 | 57000 | 18 | 9 | 62500 | 44000 | 70.4% | 2.1 | 0 | 9.5 |  |  |  | No | R-454B | 4.75 | Residential & Commercial | No
215683213 | Central HP <5.4 tons | CARRIER | HRCU-A-CB (Split System: Heat Pump with Remote Outdoor Unit-Air-Source) | 27VNA060A*030* |  |  | CVAVA6124XMA*+UI | 59TN7A080C21**20 | 57500 | 18.5 | 9 | 64000 | 45000 | 70.31% | 2.08 | 0 | 9 |  |  |  | No | R-454B | 4.7917 | Residential & Commercial | No
212980184 | Central HP <5.4 tons | DAY & NIGHT | HRCU-A-CB (Split System: Heat Pump with Remote Outdoor Unit-Air-Source) | DLCURAH30ABK |  |  | EA*4X36L21A* | *80MS(N,L)0902116A* | 29400 | 15.2 | 8.1 | 34000 | 28000 | 82.35% | 1.76 | 0 | 9 |  |  |  | No | R-410A | 2.45 | Residential & Commercial | No
212980217 | Central HP <5.4 tons | DAY & NIGHT | HRCU-A-CB (Split System: Heat Pump with Remote Outdoor Unit-Air-Source) | DLCURAH30ABK |  |  | EA*4X42L24A* | *80MS(N,L)0902116A* | 29600 | 15.2 | 8.1 | 33800 | 27600 | 81.66% | 1.78 | 0 | 9 |  |  |  | No | R-410A | 2.4667 | Residential & Commercial | No
213078277 | Central HP <5.4 tons | TEMPSTAR | HRCU-A-CB (Split System: Heat Pump with Remote Outdoor Unit-Air-Source) | DLCURAH36ABK |  |  | EA*4X36L21A* | *80MS(N,L)0901714A* | 35200 | 16 | 8.1 | 38500 | 35200 | 91.43% | 1.84 | 0 | 9.5 |  |  |  | No | R-410A | 2.9333 | Residential & Commercial | No
213078496 | Central HP <5.4 tons | TEMPSTAR | HRCU-A-CB (Split System: Heat Pump with Remote Outdoor Unit-Air-Source) | DLCURAH36ABK |  |  | EA*4X36L21A* | *80MS(N,L)0902120A* | 35200 | 16.5 | 8.1 | 38500 | 35000 | 90.91% | 2.08 | 0 | 9.5 |  |  |  | No | R-410A | 2.9333 | Residential & Commercial | No
215678053 | Central HP <5.4 tons | CARRIER | HRCU-A-CB (Split System: Heat Pump with Remote Outdoor Unit-Air-Source) | 27VNA060A*030* |  |  | CSAH*6012AM*+UI | 58TN*B070C17**16 | 54000 | 16.5 | 8.5 | 59000 | 41500 | 70.34% | 1.9 | 0 | 9 |  |  |  | No | R-454B | 4.5 | Residential & Commercial | No
215678103 | Central HP <5.4 tons | CARRIER | HRCU-A-CB (Split System: Heat Pump with Remote Outdoor Unit-Air-Source) | 27VNA060A*030* |  |  | CSAH*6012AM*+UI | 59CU5B080C21**20 | 55500 | 16.5 | 8.5 | 60000 | 42000 | 70% | 1.9 | 0 | 8.5 |  |  |  | No | R-454B | 4.625 | Residential & Commercial | No
212985282 | Central HP <5.4 tons | HEIL | HRCU-A-CB (Split System: Heat Pump with Remote Outdoor Unit-Air-Source) | DLCURAH30ABK |  |  | EA*4X42L21A* | *92MSN1002120A* | 30200 | 15.2 | 8.1 | 34200 | 27400 | 80.12% | 1.8 | 0 | 9 |  |  |  | No | R-410A | 2.5167 | Residential & Commercial | No
212971620 | Central HP <5.4 tons | TEMPSTAR | HRCU-A-CB (Split System: Heat Pump with Remote Outdoor Unit-Air-Source) | DLCURAH24AAK |  |  | EN(A,D)4X36L21** | *80VTL0701716B* | 23800 | 16 | 8.1 | 25000 | 26200 | 104.8% | 2.22 | 0 | 9.5 |  |  |  | No | R-410A | 1.9833 | Residential & Commercial | No
215681353 | Central HP <5.4 tons | CARRIER | HRCU-A-CB (Split System: Heat Pump with Remote Outdoor Unit-Air-Source) | 27VNA048A*030* |  |  | CAA**4821AM*+UI | 59TN7A080C21**20 | 44000 | 17.5 | 9 | 48500 | 34200 | 70.52% | 2.06 | 0 | 9.5 |  |  |  | No | R-454B | 3.6667 | Residential & Commercial | No
211227872 | Central HP <5.4 tons | HEIL | HRCU-A-CB (Split System: Heat Pump with Remote Outdoor Unit-Air-Source) | DLCURAH36ABK |  |  | EA*4X42L24A* | *80VSL0902120A* | 35000 | 16 | 8.1 | 38500 | 35000 | 90.91% | 1.86 | 0 | 9.5 |  |  |  | No | R-410A | 2.9167 | Residential & Commercial | No
213297338 | Central HP <5.4 tons | COLEMAN | HRCU-A-CB (Split System: Heat Pump with Remote Outdoor Unit-Air-Source) | HMH72B341 |  |  | XAFC36DXXN1+TXV | Z8ES100C20LMPS1 | 34000 | 17.5 | 8.5 | 33400 | 24200 | 72.46% | 2.14 | 0 | 9.5 |  |  |  | No | R-410A | 2.8333 | Residential & Commercial | No
213297358 | Central HP <5.4 tons | COLEMAN | HRCU-A-CB (Split System: Heat Pump with Remote Outdoor Unit-Air-Source) | HMH72B341 |  |  | XAHC30CXXN1+TXV | Z8ES100B12LMPS1 | 32000 | 17.5 | 8.1 | 32200 | 22600 | 70.19% | 2 | 0 | 9.5 |  |  |  | No | R-410A | 2.6667 | Residential & Commercial | No
213297383 | Central HP <5.4 tons | COLEMAN | HRCU-A-CB (Split System: Heat Pump with Remote Outdoor Unit-Air-Source) | HMH72B341 |  |  | XAHC30CXXN1+TXV | Z8ES080C16SMPS1 | 32800 | 17.5 | 8.5 | 32000 | 22800 | 71.25% | 2.04 | 0 | 9.5 |  |  |  | No | R-410A | 2.7333 | Residential & Commercial | No
211713131 | Central HP <5.4 tons | HEIL | HRCU-A-CB (Split System: Heat Pump with Remote Outdoor Unit-Air-Source) | DLCURAH30ABK |  |  | EA*4X43L21A* | *80ESU0401712A* | 31200 | 15.2 | 8.1 | 33400 | 26000 | 77.84% | 1.86 | 0 | 9 |  |  |  | No | R-410A | 2.6 | Residential & Commercial | No
211714358 | Central HP <5.4 tons | HEIL | HRCU-A-CB (Split System: Heat Pump with Remote Outdoor Unit-Air-Source) | DLCURAH30ABK |  |  | EN(A,D,W)4X42L21** | *96VTN1002122A* | 30000 | 15.2 | 8.1 | 34000 | 27200 | 80% | 1.8 | 0 | 9 |  |  |  | No | R-410A | 2.5 | Residential & Commercial | No
211712937 | Central HP <5.4 tons | HEIL | HRCU-A-CB (Split System: Heat Pump with Remote Outdoor Unit-Air-Source) | DLCURAH30ABK |  |  | EA*4X42L24A* | *80ES(N,L)1552420A* | 29800 | 15.2 | 8.1 | 33800 | 27200 | 80.47% | 1.78 | 0 | 9 |  |  |  | No | R-410A | 2.4833 | Residential & Commercial | No
212978538 | Central HP <5.4 tons | DAY & NIGHT | HRCU-A-CB (Split System: Heat Pump with Remote Outdoor Unit-Air-Source) | DLCURAH30ABK |  |  | EA*4X37L21A* | *80MS(N,L)0701712A* | 30400 | 15.2 | 8.1 | 33000 | 26400 | 80% | 1.84 | 0 | 9 |  |  |  | No | R-410A | 2.5333 | Residential & Commercial | No
212978604 | Central HP <5.4 tons | DAY & NIGHT | HRCU-A-CB (Split System: Heat Pump with Remote Outdoor Unit-Air-Source) | DLCURAH30ABK |  |  | END4X42L17** | *80MS(N,L)0701712A* | 30000 | 15.2 | 8.1 | 34000 | 27200 | 80% | 1.82 | 0 | 9 |  |  |  | No | R-410A | 2.5 | Residential & Commercial | No
213297733 | Central HP <5.4 tons | COLEMAN | HRCU-A-CB (Split System: Heat Pump with Remote Outdoor Unit-Air-Source) | HMH72B341 |  |  | XAHC36DXXN1+TXV | Z8ET100C16LMPS1 | 34000 | 17.5 | 8.1 | 33400 | 23800 | 71.26% | 2.08 | 0 | 9.5 |  |  |  | No | R-410A | 2.8333 | Residential & Commercial | No
213078827 | Central HP <5.4 tons | TEMPSTAR | HRCU-A-CB (Split System: Heat Pump with Remote Outdoor Unit-Air-Source) | DLCURAH36ABK |  |  | EA*4X36L17A* | *80MSU1002120A* | 35400 | 15.5 | 8.1 | 39000 | 35400 | 90.77% | 1.84 | 0 | 9.5 |  |  |  | No | R-410A | 2.95 | Residential & Commercial | No
213079529 | Central HP <5.4 tons | TEMPSTAR | HRCU-A-CB (Split System: Heat Pump with Remote Outdoor Unit-Air-Source) | DLCURAH36ABK |  |  | EA*4X36L21A* | *92MSN0801716A* | 35200 | 16 | 8.1 | 38500 | 35200 | 91.43% | 1.82 | 0 | 9.5 |  |  |  | No | R-410A | 2.9333 | Residential & Commercial | No
213297758 | Central HP <5.4 tons | COLEMAN | HRCU-A-CB (Split System: Heat Pump with Remote Outdoor Unit-Air-Source) | HMH72B341 |  |  | XAFC30CXXN1+TXV | Z8ES120C20SMPS1 | 33000 | 17.5 | 8.5 | 33000 | 23400 | 70.91% | 2.04 | 0 | 9.5 |  |  |  | No | R-410A | 2.75 | Residential & Commercial | No
213297833 | Central HP <5.4 tons | COLEMAN | HRCU-A-CB (Split System: Heat Pump with Remote Outdoor Unit-Air-Source) | HMH72B341 |  |  | XAUB30CXXN1+TXV | Z8ES080B12LMPS1 | 33000 | 18 | 8.5 | 33000 | 23400 | 70.91% | 2.04 | 0 | 9.5 |  |  |  | No | R-410A | 2.75 | Residential & Commercial | No
213297933 | Central HP <5.4 tons | COLEMAN | HRCU-A-CB (Split System: Heat Pump with Remote Outdoor Unit-Air-Source) | HMH72B341 |  |  | XAUB36DXXN1+TXV | Z8ET080B12LMPS1 | 34000 | 18.5 | 8.1 | 33400 | 24000 | 71.86% | 2.08 | 0 | 9.5 |  |  |  | No | R-410A | 2.8333 | Residential & Commercial | No
213297113 | Central HP <5.4 tons | COLEMAN | HRCU-A-CB (Split System: Heat Pump with Remote Outdoor Unit-Air-Source) | HMH72B341 |  |  | XAFC48FXXN1+TXV | Z8ES120C16LMPS1 | 34000 | 16.5 | 8.5 | 32800 | 23400 | 71.34% | 2.1 | 0 | 9.5 |  |  |  | No | R-410A | 2.8333 | Residential & Commercial | No
215682143 | Central HP <5.4 tons | CARRIER | HRCU-A-CB (Split System: Heat Pump with Remote Outdoor Unit-Air-Source) | 27VNA048A*030* |  |  | CVAVA4821XMA*+UI | 59TN7A080C17**16 | 46500 | 18 | 9 | 50000 | 37000 | 74% | 1.98 | 0 | 9.5 |  |  |  | No | R-454B | 3.875 | Residential & Commercial | No
211712337 | Central HP <5.4 tons | TEMPSTAR | HRCU-A-CB (Split System: Heat Pump with Remote Outdoor Unit-Air-Source) | DLCURAH30ABK |  |  | EA*4X42L21A* | *80ESU0401712A* | 30400 | 15.2 | 8.1 | 34200 | 27000 | 78.95% | 1.8 | 0 | 9 |  |  |  | No | R-410A | 2.5333 | Residential & Commercial | No
212980940 | Central HP <5.4 tons | DAY & NIGHT | HRCU-A-CB (Split System: Heat Pump with Remote Outdoor Unit-Air-Source) | DLCURAH30ABK |  |  | EA*4X42L24A* | *80MS(N,L)1102120A* | 30400 | 15.2 | 8.1 | 34400 | 27400 | 79.65% | 1.82 | 0 | 9 |  |  |  | No | R-410A | 2.5333 | Residential & Commercial | No
212982642 | Central HP <5.4 tons | DAY & NIGHT | HRCU-A-CB (Split System: Heat Pump with Remote Outdoor Unit-Air-Source) | DLCURAH30ABK |  |  | EA*4X42L21A* | *80MSU0601716A* | 29800 | 15.2 | 8.1 | 33800 | 27400 | 81.07% | 1.8 | 0 | 9 |  |  |  | No | R-410A | 2.4833 | Residential & Commercial | No
212982930 | Central HP <5.4 tons | DAY & NIGHT | HRCU-A-CB (Split System: Heat Pump with Remote Outdoor Unit-Air-Source) | DLCURAH30ABK |  |  | EA*4X36L21A* | *80MSU0802120A* | 29400 | 15.2 | 8.5 | 33800 | 28000 | 82.84% | 1.76 | 0 | 9 |  |  |  | No | R-410A | 2.45 | Residential & Commercial | No
212980206 | Central HP <5.4 tons | DAY & NIGHT | HRCU-A-CB (Split System: Heat Pump with Remote Outdoor Unit-Air-Source) | DLCURAH30ABK |  |  | EA*4X42L21A* | *80MS(N,L)0902116A* | 29600 | 15.2 | 8.1 | 33800 | 27600 | 81.66% | 1.78 | 0 | 9 |  |  |  | No | R-410A | 2.4667 | Residential & Commercial | No
213297028 | Central HP <5.4 tons | COLEMAN | HRCU-A-CB (Split System: Heat Pump with Remote Outdoor Unit-Air-Source) | HMH72B341 |  |  | XAFC36DXXN1+TXV | Z9ES100C20SMPS1 | 34000 | 17.5 | 8.5 | 33400 | 24000 | 71.86% | 2.1 | 0 | 9.5 |  |  |  | No | R-410A | 2.8333 | Residential & Commercial | No
213297578 | Central HP <5.4 tons | COLEMAN | HRCU-A-CB (Split System: Heat Pump with Remote Outdoor Unit-Air-Source) | HMH72B341 |  |  | XAFB36DXXN1+TXV | Z8ES100B12SMPS1 | 34000 | 18 | 8.1 | 34000 | 24600 | 72.35% | 2.1 | 0 | 9.5 |  |  |  | No | R-410A | 2.8333 | Residential & Commercial | No
213297058 | Central HP <5.4 tons | COLEMAN | HRCU-A-CB (Split System: Heat Pump with Remote Outdoor Unit-Air-Source) | HMH72B341 |  |  | XAFB30CXXN1+TXV | Z9ES060A10SMPS1 | 32400 | 18.5 | 8.1 | 33000 | 23200 | 70.3% | 2.02 | 0 | 9.5 |  |  |  | No | R-410A | 2.7 | Residential & Commercial | No
213297278 | Central HP <5.4 tons | COLEMAN | HRCU-A-CB (Split System: Heat Pump with Remote Outdoor Unit-Air-Source) | HMH72B341 |  |  | XAFB30CXXN1+TXV | Z9ES060B12SMPS1 | 32400 | 17 | 8.1 | 33000 | 23200 | 70.3% | 2.02 | 0 | 9.5 |  |  |  | No | R-410A | 2.7 | Residential & Commercial | No
213297533 | Central HP <5.4 tons | COLEMAN | HRCU-A-CB (Split System: Heat Pump with Remote Outdoor Unit-Air-Source) | HMH72B341 |  |  | XAHC36DBCN1 | Z8ES120C16LMPS1 | 34000 | 17.5 | 8.1 | 33400 | 24000 | 71.86% | 2.08 | 0 | 9.5 |  |  |  | No | R-410A | 2.8333 | Residential & Commercial | No
213297583 | Central HP <5.4 tons | COLEMAN | HRCU-A-CB (Split System: Heat Pump with Remote Outdoor Unit-Air-Source) | HMH72B341 |  |  | XAFB36DXXN1+TXV | Z8ES100B12LMPS1 | 34000 | 18 | 8.1 | 34000 | 24600 | 72.35% | 2.1 | 0 | 9.5 |  |  |  | No | R-410A | 2.8333 | Residential & Commercial | No
213296813 | Central HP <5.4 tons | COLEMAN | HRCU-A-CB (Split System: Heat Pump with Remote Outdoor Unit-Air-Source) | HMH72B341 |  |  | XAHC30CXXN1+TXV | Z9ES080B12SMPS1 | 31800 | 16.5 | 8.1 | 32200 | 22600 | 70.19% | 1.98 | 0 | 9.5 |  |  |  | No | R-410A | 2.65 | Residential & Commercial | No
213297913 | Central HP <5.4 tons | COLEMAN | HRCU-A-CB (Split System: Heat Pump with Remote Outdoor Unit-Air-Source) | HMH72B341 |  |  | XAFC30CXXN1+TXV | Z8ET100C16LMPS1 | 33400 | 18 | 8.5 | 33000 | 23400 | 70.91% | 2.06 | 0 | 9.5 |  |  |  | No | R-410A | 2.7833 | Residential & Commercial | No
213297978 | Central HP <5.4 tons | COLEMAN | HRCU-A-CB (Split System: Heat Pump with Remote Outdoor Unit-Air-Source) | HMH72B341 |  |  | XAHB36DXXN1+TXV | Z8ES100B12SMPS1 | 33400 | 17.5 | 8.1 | 32800 | 23200 | 70.73% | 2.02 | 0 | 9.5 |  |  |  | No | R-410A | 2.7833 | Residential & Commercial | No
211712581 | Central HP <5.4 tons | TEMPSTAR | HRCU-A-CB (Split System: Heat Pump with Remote Outdoor Unit-Air-Source) | DLCURAH30ABK |  |  | EA*4X42L21A* | *80ESU0802120A | 29800 | 15.2 | 8.1 | 33800 | 27200 | 80.47% | 1.78 | 0 | 9 |  |  |  | No | R-410A | 2.4833 | Residential & Commercial | No
213077394 | Central HP <5.4 tons | TEMPSTAR | HRCU-A-CB (Split System: Heat Pump with Remote Outdoor Unit-Air-Source) | DLCURAH36ABK |  |  | EA*4X42L21A* | *96VTN0801716B* | 35000 | 15.5 | 8.1 | 38500 | 35200 | 91.43% | 1.86 | 0 | 9.5 |  |  |  | No | R-410A | 2.9167 | Residential & Commercial | No
211222231 | Central HP <5.4 tons | HEIL | HRCU-A-CB (Split System: Heat Pump with Remote Outdoor Unit-Air-Source) | DLCURAH30ABK |  |  | EA*4X36L21A* | *96VTN1002122A* | 29600 | 15.2 | 8.1 | 33800 | 27800 | 82.25% | 1.76 | 0 | 9 |  |  |  | No | R-410A | 2.4667 | Residential & Commercial | No
213296903 | Central HP <5.4 tons | COLEMAN | HRCU-A-CB (Split System: Heat Pump with Remote Outdoor Unit-Air-Source) | HMH72B341 |  |  | XAFC36DBCN1 | Z8ES100C16SMPS1 | 34000 | 18 | 8.5 | 33400 | 24400 | 73.05% | 2.12 | 0 | 9.5 |  |  |  | No | R-410A | 2.8333 | Residential & Commercial | No
213297068 | Central HP <5.4 tons | COLEMAN | HRCU-A-CB (Split System: Heat Pump with Remote Outdoor Unit-Air-Source) | HMH72B341 |  |  | XAFC36DXXN1+TXV | Z8ET100C20LMPS1 | 34000 | 18.5 | 8.5 | 33400 | 24200 | 72.46% | 2.14 | 0 | 9.5 |  |  |  | No | R-410A | 2.8333 | Residential & Commercial | No
213297153 | Central HP <5.4 tons | COLEMAN | HRCU-A-CB (Split System: Heat Pump with Remote Outdoor Unit-Air-Source) | HMH72B341 |  |  | XAHB30CXXN1+TXV | Z8ES100B12LMPS1 | 32000 | 17 | 8.1 | 32200 | 22600 | 70.19% | 2 | 0 | 9.5 |  |  |  | No | R-410A | 2.6667 | Residential & Commercial | No
211222751 | Central HP <5.4 tons | HEIL | HRCU-A-CB (Split System: Heat Pump with Remote Outdoor Unit-Air-Source) | DLCURAH30ABK |  |  | FM(C,U)4Z36**AL* |  | 30400 | 15.5 | 8.5 | 35000 | 27400 | 78.29% | 1.82 | 0 | 9 |  |  |  | No | R-410A | 2.5333 | Residential & Commercial | No
212985330 | Central HP <5.4 tons | HEIL | HRCU-A-CB (Split System: Heat Pump with Remote Outdoor Unit-Air-Source) | DLCURAH30ABK |  |  | EN(A,D,W)4X42L21** | *92MSN1002120A* | 30000 | 15.2 | 8.1 | 34400 | 27600 | 80.23% | 1.8 | 0 | 9 |  |  |  | No | R-410A | 2.5 | Residential & Commercial | No
213297503 | Central HP <5.4 tons | COLEMAN | HRCU-A-CB (Split System: Heat Pump with Remote Outdoor Unit-Air-Source) | HMH72B341 |  |  | XAUC48FXXN1+TXV | Z8ET080C16LMPS1 | 33600 | 17.5 | 8.5 | 32800 | 23200 | 70.73% | 2.08 | 0 | 9.5 |  |  |  | No | R-410A | 2.8 | Residential & Commercial | No
213297463 | Central HP <5.4 tons | COLEMAN | HRCU-A-CB (Split System: Heat Pump with Remote Outdoor Unit-Air-Source) | HMH72B341 |  |  | XAFC30CXXN1+TXV | Z9ES080B12SMPS1 | 32600 | 17 | 8.1 | 33000 | 23200 | 70.3% | 2.02 | 0 | 9.5 |  |  |  | No | R-410A | 2.7167 | Residential & Commercial | No
213297538 | Central HP <5.4 tons | COLEMAN | HRCU-A-CB (Split System: Heat Pump with Remote Outdoor Unit-Air-Source) | HMH72B341 |  |  | XAHC36DXXN1+TXV | Z8ES100C20SMPS1 | 34000 | 17 | 8.5 | 33400 | 23600 | 70.66% | 2.08 | 0 | 9.5 |  |  |  | No | R-410A | 2.8333 | Residential & Commercial | No
213297688 | Central HP <5.4 tons | COLEMAN | HRCU-A-CB (Split System: Heat Pump with Remote Outdoor Unit-Air-Source) | HMH72B341 |  |  | XAFC36DXXN1+TXV | Z9ET060B12SMPS1 | 34000 | 18.5 | 8.1 | 33400 | 24000 | 71.86% | 2.06 | 0 | 9.5 |  |  |  | No | R-410A | 2.8333 | Residential & Commercial | No
213297938 | Central HP <5.4 tons | COLEMAN | HRCU-A-CB (Split System: Heat Pump with Remote Outdoor Unit-Air-Source) | HMH72B341 |  |  | XAFD48FXXN1+TXV | Z8ES120C16SMPS1 | 34000 | 16.5 | 8.5 | 32800 | 23400 | 71.34% | 2.1 | 0 | 9.5 |  |  |  | No | R-410A | 2.8333 | Residential & Commercial | No
213297543 | Central HP <5.4 tons | COLEMAN | HRCU-A-CB (Split System: Heat Pump with Remote Outdoor Unit-Air-Source) | HMH72B341 |  |  | XAHC36DXXN1+TXV | Z8ES100C20LMPS1 | 34000 | 17 | 8.5 | 33400 | 23600 | 70.66% | 2.08 | 0 | 9.5 |  |  |  | No | R-410A | 2.8333 | Residential & Commercial | No
213296793 | Central HP <5.4 tons | COLEMAN | HRCU-A-CB (Split System: Heat Pump with Remote Outdoor Unit-Air-Source) | HMH72B341 |  |  | XAFB30CXXN1+TXV | Z9ET080B12SMPS1 | 32600 | 18.5 | 8.1 | 33000 | 23400 | 70.91% | 2.02 | 0 | 9.5 |  |  |  | No | R-410A | 2.7167 | Residential & Commercial | No
213296893 | Central HP <5.4 tons | COLEMAN | HRCU-A-CB (Split System: Heat Pump with Remote Outdoor Unit-Air-Source) | HMH72B341 |  |  | XAFC36DXXN1+TXV | Z8ES100C16SMPS1 | 34000 | 18 | 8.5 | 33400 | 24400 | 73.05% | 2.12 | 0 | 9.5 |  |  |  | No | R-410A | 2.8333 | Residential & Commercial | No
213297328 | Central HP <5.4 tons | COLEMAN | HRCU-A-CB (Split System: Heat Pump with Remote Outdoor Unit-Air-Source) | HMH72B341 |  |  | XAHC30CXXN1+TXV | Z8ES120C16LMPS1 | 32600 | 17 | 8.5 | 32000 | 22600 | 70.62% | 2.04 | 0 | 9.5 |  |  |  | No | R-410A | 2.7167 | Residential & Commercial | No
213297033 | Central HP <5.4 tons | COLEMAN | HRCU-A-CB (Split System: Heat Pump with Remote Outdoor Unit-Air-Source) | HMH72B341 |  |  | XAFC36DBCN1 | Z9ES100C20SMPS1 | 34000 | 17.5 | 8.5 | 33400 | 24000 | 71.86% | 2.1 | 0 | 9.5 |  |  |  | No | R-410A | 2.8333 | Residential & Commercial | No
213297468 | Central HP <5.4 tons | COLEMAN | HRCU-A-CB (Split System: Heat Pump with Remote Outdoor Unit-Air-Source) | HMH72B341 |  |  | XAFB36DXXN1+TXV | Z9ES060B12SMPS1 | 34000 | 17 | 8.1 | 33400 | 23800 | 71.26% | 2.04 | 0 | 9.5 |  |  |  | No | R-410A | 2.8333 | Residential & Commercial | No
213297553 | Central HP <5.4 tons | COLEMAN | HRCU-A-CB (Split System: Heat Pump with Remote Outdoor Unit-Air-Source) | HMH72B341 |  |  | XAHC36DBCN1 | Z8ES100C20LMPS1 | 34000 | 17 | 8.5 | 33400 | 23600 | 70.66% | 2.08 | 0 | 9.5 |  |  |  | No | R-410A | 2.8333 | Residential & Commercial | No
213297093 | Central HP <5.4 tons | COLEMAN | HRCU-A-CB (Split System: Heat Pump with Remote Outdoor Unit-Air-Source) | HMH72B341 |  |  | XAHC36DBCN1 | Z8ET080B12LMPS1 | 33000 | 18 | 8.1 | 32000 | 22400 | 70% | 2 | 0 | 9.5 |  |  |  | No | R-410A | 2.75 | Residential & Commercial | No
213297343 | Central HP <5.4 tons | COLEMAN | HRCU-A-CB (Split System: Heat Pump with Remote Outdoor Unit-Air-Source) | HMH72B341 |  |  | XAFC36DBCN1 | Z8ES100C20SMPS1 | 34000 | 17.5 | 8.5 | 33400 | 24200 | 72.46% | 2.14 | 0 | 9.5 |  |  |  | No | R-410A | 2.8333 | Residential & Commercial | No
213297443 | Central HP <5.4 tons | COLEMAN | HRCU-A-CB (Split System: Heat Pump with Remote Outdoor Unit-Air-Source) | HMH72B341 |  |  | XAFB36DBCN1 | Z9ET060B12SMPS1 | 33800 | 17.5 | 8.5 | 33400 | 23400 | 70.06% | 2 | 0 | 9.5 |  |  |  | No | R-410A | 2.8167 | Residential & Commercial | No
213297568 | Central HP <5.4 tons | COLEMAN | HRCU-A-CB (Split System: Heat Pump with Remote Outdoor Unit-Air-Source) | HMH72B341 |  |  | XAHC36DBCN1 | Z8ES100B12SMPS1 | 33400 | 17.5 | 8.1 | 32800 | 23200 | 70.73% | 2.02 | 0 | 9.5 |  |  |  | No | R-410A | 2.7833 | Residential & Commercial | No
211386063 | Central HP <5.4 tons | COLEMAN | HRCU-A-CB (Split System: Heat Pump with Remote Outdoor Unit-Air-Source) | HMH72B341 |  |  | XAHD48FBCN1 | TL9E100C20UH11 | 33400 | 15.5 | 8.5 | 32000 | 23400 | 73.12% | 2.04 | 0 | 9 |  |  |  | No | R-410A | 2.7833 | Residential & Commercial | No
211386565 | Central HP <5.4 tons | COLEMAN | HRCU-A-CB (Split System: Heat Pump with Remote Outdoor Unit-Air-Source) | HMH72B341 |  |  | XAFC48FBCN1 | TL8E080C16UH11 | 34000 | 16.5 | 8.5 | 33400 | 24600 | 73.65% | 2.08 | 0 | 9 |  |  |  | No | R-410A | 2.8333 | Residential & Commercial | No
212973187 | Central HP <5.4 tons | DAY & NIGHT | HRCU-A-CB (Split System: Heat Pump with Remote Outdoor Unit-Air-Source) | DLCURAH24ABK |  |  | EA*4X24L17A* | *96VSN0401712B* | 23400 | 16 | 8.5 | 27000 | 26200 | 97.04% | 2.18 | 0 | 9.5 |  |  |  | No | R-410A | 1.95 | Residential & Commercial | No
215674294 | Central HP <5.4 tons | CARRIER | HRCU-A-CB (Split System: Heat Pump with Remote Outdoor Unit-Air-Source) | 27VNA048A*030* |  |  | CAA**6121AM*+UI | 58CU*A060C17**16 | 46000 | 18 | 9 | 48000 | 33800 | 70.42% | 2.08 | 0 | 9.5 |  |  |  | No | R-454B | 3.8333 | Residential & Commercial | No
213297138 | Central HP <5.4 tons | COLEMAN | HRCU-A-CB (Split System: Heat Pump with Remote Outdoor Unit-Air-Source) | HMH72B341 |  |  | XAHC30CXXN1+TXV | Z8ES100C16SMPS1 | 32400 | 17.5 | 8.1 | 32000 | 22800 | 71.25% | 2.02 | 0 | 9.5 |  |  |  | No | R-410A | 2.7 | Residential & Commercial | No
213297258 | Central HP <5.4 tons | COLEMAN | HRCU-A-CB (Split System: Heat Pump with Remote Outdoor Unit-Air-Source) | HMH72B341 |  |  | XAFC30CXXN1+TXV | Z9ES080C20SMPS1 | 33400 | 17.5 | 8.5 | 33000 | 23200 | 70.3% | 2.06 | 0 | 9.5 |  |  |  | No | R-410A | 2.7833 | Residential & Commercial | No
213297288 | Central HP <5.4 tons | COLEMAN | HRCU-A-CB (Split System: Heat Pump with Remote Outdoor Unit-Air-Source) | HMH72B341 |  |  | XAHC36DXXN1+TXV | Z8ET100C20LMPS1 | 34000 | 18.5 | 8.5 | 33400 | 23600 | 70.66% | 2.08 | 0 | 9.5 |  |  |  | No | R-410A | 2.8333 | Residential & Commercial | No
213297983 | Central HP <5.4 tons | COLEMAN | HRCU-A-CB (Split System: Heat Pump with Remote Outdoor Unit-Air-Source) | HMH72B341 |  |  | XAHB36DXXN1+TXV | Z8ES100B12LMPS1 | 33400 | 17.5 | 8.1 | 32800 | 23200 | 70.73% | 2.02 | 0 | 9.5 |  |  |  | No | R-410A | 2.7833 | Residential & Commercial | No
211385865 | Central HP <5.4 tons | COLEMAN | HRCU-A-CB (Split System: Heat Pump with Remote Outdoor Unit-Air-Source) | HMH72B341 |  |  | XAUC48FXXN1+TXV | TM8E080C16MP11 | 33400 | 17 | 8.5 | 32200 | 23400 | 72.67% | 2.06 | 0 | 9.5 |  |  |  | No | R-410A | 2.7833 | Residential & Commercial | No
211385912 | Central HP <5.4 tons | COLEMAN | HRCU-A-CB (Split System: Heat Pump with Remote Outdoor Unit-Air-Source) | HMH72B341 |  |  | XAHC48FXXN1+TXV | TM8E080B12MP11 | 32800 | 16.5 | 8.1 | 32400 | 23800 | 73.46% | 2 | 0 | 9 |  |  |  | No | R-410A | 2.7333 | Residential & Commercial | No
211386733 | Central HP <5.4 tons | COLEMAN | HRCU-A-CB (Split System: Heat Pump with Remote Outdoor Unit-Air-Source) | HMH72B341 |  |  | XAHC30CXXN1+TXV | TM9Y100C16MP11 | 32200 | 17.5 | 8.1 | 32400 | 22800 | 70.37% | 2 | 0 | 9.5 |  |  |  | No | R-410A | 2.6833 | Residential & Commercial | No
211386916 | Central HP <5.4 tons | COLEMAN | HRCU-A-CB (Split System: Heat Pump with Remote Outdoor Unit-Air-Source) | HMH72B341 |  |  | XAHB36DXXN1+TXV | TM9Y080B12MP11 | 33000 | 17 | 8.1 | 32800 | 23200 | 70.73% | 2 | 0 | 9.5 |  |  |  | No | R-410A | 2.75 | Residential & Commercial | No
211387401 | Central HP <5.4 tons | COLEMAN | HRCU-A-CB (Split System: Heat Pump with Remote Outdoor Unit-Air-Source) | HMH72B341 |  |  | XAHC36DXXN1+TXV | TM9V100C16MP12 | 33800 | 17 | 8.1 | 33400 | 23600 | 70.66% | 2.06 | 0 | 9.5 |  |  |  | No | R-410A | 2.8167 | Residential & Commercial | No
211387618 | Central HP <5.4 tons | COLEMAN | HRCU-A-CB (Split System: Heat Pump with Remote Outdoor Unit-Air-Source) | HMH72B341 |  |  | XAHC30CXXN1+TXV | CP9C080C16MP13 | 32200 | 16.5 | 8.1 | 32800 | 23000 | 70.12% | 2 | 0 | 9.5 |  |  |  | No | R-410A | 2.6833 | Residential & Commercial | No
211387668 | Central HP <5.4 tons | COLEMAN | HRCU-A-CB (Split System: Heat Pump with Remote Outdoor Unit-Air-Source) | HMH72B341 |  |  | XAFC30CXXN1+TXV | TP9C080C16MP13 | 32800 | 17 | 8.1 | 33400 | 23400 | 70.06% | 2.04 | 0 | 9.5 |  |  |  | No | R-410A | 2.7333 | Residential & Commercial | No
211387720 | Central HP <5.4 tons | COLEMAN | HRCU-A-CB (Split System: Heat Pump with Remote Outdoor Unit-Air-Source) | HMH72B341 |  |  | XAHC30CXXN1+TXV | TM9V080B12MP12 | 32000 | 16.5 | 8.1 | 33000 | 23200 | 70.3% | 1.98 | 0 | 9 |  |  |  | No | R-410A | 2.6667 | Residential & Commercial | No
211719799 | Central HP <5.4 tons | LUXAIRE | HRCU-A-CB (Split System: Heat Pump with Remote Outdoor Unit-Air-Source) | HMH72B341 |  |  | XAFB30CXXN1+TXV | LPLC060A12MP13 | 32800 | 17.5 | 8.1 | 33400 | 23400 | 70.06% | 2.02 | 0 | 9.5 |  |  |  | No | R-410A | 2.7333 | Residential & Commercial | No
213297973 | Central HP <5.4 tons | COLEMAN | HRCU-A-CB (Split System: Heat Pump with Remote Outdoor Unit-Air-Source) | HMH72B341 |  |  | XAHC36DBCN1 | Z8ES100C16LMPS1 | 34000 | 17.5 | 8.1 | 33400 | 24000 | 71.86% | 2.08 | 0 | 9.5 |  |  |  | No | R-410A | 2.8333 | Residential & Commercial | No
213297148 | Central HP <5.4 tons | COLEMAN | HRCU-A-CB (Split System: Heat Pump with Remote Outdoor Unit-Air-Source) | HMH72B341 |  |  | XAHB30CXXN1+TXV | Z8ES100B12SMPS1 | 32000 | 17 | 8.1 | 32200 | 22600 | 70.19% | 2 | 0 | 9.5 |  |  |  | No | R-410A | 2.6667 | Residential & Commercial | No
215681333 | Central HP <5.4 tons | CARRIER | HRCU-A-CB (Split System: Heat Pump with Remote Outdoor Unit-Air-Source) | 27VNA048A*030* |  |  | CAA**4821AM*+UI | 58CU*B100C21**20 | 44000 | 17 | 9 | 48500 | 34000 | 70.1% | 2.04 | 0 | 9.5 |  |  |  | No | R-454B | 3.6667 | Residential & Commercial | No
213296863 | Central HP <5.4 tons | COLEMAN | HRCU-A-CB (Split System: Heat Pump with Remote Outdoor Unit-Air-Source) | HMH72B341 |  |  | XAFC36DBCN1 | Z8ES120C20SMPS1 | 34000 | 17.5 | 8.5 | 34000 | 24600 | 72.35% | 2.12 | 0 | 9.5 |  |  |  | No | R-410A | 2.8333 | Residential & Commercial | No
213297038 | Central HP <5.4 tons | COLEMAN | HRCU-A-CB (Split System: Heat Pump with Remote Outdoor Unit-Air-Source) | HMH72B341 |  |  | XAHC36DXXN1+TXV | Z9ES080B12SMPS1 | 33000 | 16.5 | 8.1 | 32200 | 22800 | 70.81% | 2 | 0 | 9.5 |  |  |  | No | R-410A | 2.75 | Residential & Commercial | No
213297063 | Central HP <5.4 tons | COLEMAN | HRCU-A-CB (Split System: Heat Pump with Remote Outdoor Unit-Air-Source) | HMH72B341 |  |  | XAUB30CXXN1+TXV | Z9ES060A10SMPS1 | 32400 | 18.5 | 8.1 | 33000 | 23200 | 70.3% | 2.02 | 0 | 9.5 |  |  |  | No | R-410A | 2.7 | Residential & Commercial | No
213298008 | Central HP <5.4 tons | COLEMAN | HRCU-A-CB (Split System: Heat Pump with Remote Outdoor Unit-Air-Source) | HMH72B341 |  |  | XAHC36DBCN1 | Z8ES080C20SMPS1 | 34000 | 17.5 | 8.1 | 33400 | 23600 | 70.66% | 2.08 | 0 | 9.5 |  |  |  | No | R-410A | 2.8333 | Residential & Commercial | No
213297308 | Central HP <5.4 tons | COLEMAN | HRCU-A-CB (Split System: Heat Pump with Remote Outdoor Unit-Air-Source) | HMH72B341 |  |  | XAFC36DXXN1+TXV | Z8ET080C16LMPS1 | 34000 | 18.5 | 8.5 | 33400 | 24200 | 72.46% | 2.14 | 0 | 9.5 |  |  |  | No | R-410A | 2.8333 | Residential & Commercial | No
213297363 | Central HP <5.4 tons | COLEMAN | HRCU-A-CB (Split System: Heat Pump with Remote Outdoor Unit-Air-Source) | HMH72B341 |  |  | XAFB30CXXN1+TXV | Z8ES100B12SMPS1 | 32800 | 18 | 8.5 | 33000 | 23200 | 70.3% | 2.04 | 0 | 9.5 |  |  |  | No | R-410A | 2.7333 | Residential & Commercial | No
213297388 | Central HP <5.4 tons | COLEMAN | HRCU-A-CB (Split System: Heat Pump with Remote Outdoor Unit-Air-Source) | HMH72B341 |  |  | XAHC30CXXN1+TXV | Z8ES080C16LMPS1 | 32800 | 17.5 | 8.5 | 32000 | 22800 | 71.25% | 2.04 | 0 | 9.5 |  |  |  | No | R-410A | 2.7333 | Residential & Commercial | No
213297558 | Central HP <5.4 tons | COLEMAN | HRCU-A-CB (Split System: Heat Pump with Remote Outdoor Unit-Air-Source) | HMH72B341 |  |  | XAHC36DXXN1+TXV | Z8ES100B12SMPS1 | 33400 | 17.5 | 8.1 | 32800 | 23200 | 70.73% | 2.02 | 0 | 9.5 |  |  |  | No | R-410A | 2.7833 | Residential & Commercial | No
213297908 | Central HP <5.4 tons | COLEMAN | HRCU-A-CB (Split System: Heat Pump with Remote Outdoor Unit-Air-Source) | HMH72B341 |  |  | XAHC30CXXN1+TXV | Z8ET100C20LMPS1 | 32800 | 18.5 | 8.5 | 32000 | 22800 | 71.25% | 2.04 | 0 | 9.5 |  |  |  | No | R-410A | 2.7333 | Residential & Commercial | No
211390957 | Central HP <5.4 tons | CHAMPION HEATING AND COOLING | HRCU-A-CB (Split System: Heat Pump with Remote Outdoor Unit-Air-Source) | HMH72B341 |  |  | XAHB30CXXN1+TXV | TM8V060A12MP12 | 32000 | 17 | 8.1 | 32800 | 23000 | 70.12% | 1.98 | 0 | 9.5 |  |  |  | No | R-410A | 2.6667 | Residential & Commercial | No
211391166 | Central HP <5.4 tons | CHAMPION HEATING AND COOLING | HRCU-A-CB (Split System: Heat Pump with Remote Outdoor Unit-Air-Source) | HMH72B341 |  |  | XAFB30CXXN1+TXV | TPLC060A12MP13 | 32800 | 17.5 | 8.1 | 33400 | 23400 | 70.06% | 2.02 | 0 | 9.5 |  |  |  | No | R-410A | 2.7333 | Residential & Commercial | No
211391584 | Central HP <5.4 tons | CHAMPION HEATING AND COOLING | HRCU-A-CB (Split System: Heat Pump with Remote Outdoor Unit-Air-Source) | HMH72B341 |  |  | XAHC36DXXN1+TXV | TM8E100B12MP11 | 33400 | 17.5 | 8.1 | 33000 | 23400 | 70.91% | 2.02 | 0 | 9.5 |  |  |  | No | R-410A | 2.7833 | Residential & Commercial | No
211391927 | Central HP <5.4 tons | CHAMPION HEATING AND COOLING | HRCU-A-CB (Split System: Heat Pump with Remote Outdoor Unit-Air-Source) | HMH72B341 |  |  | XAFB30CXXN1+TXV | TMLE100B12MP11 | 32800 | 17.5 | 8.1 | 33400 | 23400 | 70.06% | 2.04 | 0 | 9.5 |  |  |  | No | R-410A | 2.7333 | Residential & Commercial | No
215828267 | Central HP <5.4 tons | KINGHOME | HRCU-A-CB (Split System: Heat Pump with Remote Outdoor Unit-Air-Source) | KU36UHO |  |  | KCA36*I | A952V080BU4S** | 32000 | 15.2 | 8.5 | 34000 | 23800 | 70% | 1.75 | 0 | 9 |  |  |  | No | R-410A | 2.6667 | Residential & Commercial | No
213080786 | Central HP <5.4 tons | TEMPSTAR | HRCU-A-CB (Split System: Heat Pump with Remote Outdoor Unit-Air-Source) | DLCURAH36ABK |  |  | EA*4X36L21A* | *95MSU0802120A* | 35000 | 16 | 8.1 | 38500 | 35200 | 91.43% | 1.82 | 0 | 9.5 |  |  |  | No | R-410A | 2.9167 | Residential & Commercial | No
212976496 | Central HP <5.4 tons | TEMPSTAR | HRCU-A-CB (Split System: Heat Pump with Remote Outdoor Unit-Air-Source) | DLCURAH30ABK |  |  | EA*4X43L21A* | *96VTN0802120B* | 30600 | 15.2 | 8.1 | 33400 | 28400 | 85.03% | 1.76 | 0 | 9 |  |  |  | No | R-410A | 2.55 | Residential & Commercial | No
212989067 | Central HP <5.4 tons | TEMPSTAR | HRCU-A-CB (Split System: Heat Pump with Remote Outdoor Unit-Air-Source) | DLCURAH30ABK |  |  | EA*4X43L21A* | *95MSU0601716A* | 30600 | 15.2 | 8.5 | 33600 | 26400 | 78.57% | 1.86 | 0 | 9 |  |  |  | No | R-410A | 2.55 | Residential & Commercial | No
211240788 | Central HP <5.4 tons | HEIL | HRCU-A-CB (Split System: Heat Pump with Remote Outdoor Unit-Air-Source) | DLCURAH24ABK |  |  | EA*4X24L17A* | OLV098A12* | 23000 | 16 | 8.5 | 26400 | 26000 | 98.48% | 2.18 | 0 | 9.5 |  |  |  | No | R-410A | 1.9167 | Residential & Commercial | No
213297243 | Central HP <5.4 tons | COLEMAN | HRCU-A-CB (Split System: Heat Pump with Remote Outdoor Unit-Air-Source) | HMH72B341 |  |  | XAFB36DXXN1+TXV | Z9ET040A10SMPS1 | 34000 | 18 | 8.1 | 33400 | 23800 | 71.26% | 2.04 | 0 | 9.5 |  |  |  | No | R-410A | 2.8333 | Residential & Commercial | No
213297523 | Central HP <5.4 tons | COLEMAN | HRCU-A-CB (Split System: Heat Pump with Remote Outdoor Unit-Air-Source) | HMH72B341 |  |  | XAHC36DXXN1+TXV | Z8ES120C16LMPS1 | 34000 | 17.5 | 8.1 | 33400 | 24000 | 71.86% | 2.08 | 0 | 9.5 |  |  |  | No | R-410A | 2.8333 | Residential & Commercial | No
212973191 | Central HP <5.4 tons | TEMPSTAR | HRCU-A-CB (Split System: Heat Pump with Remote Outdoor Unit-Air-Source) | DLCURAH24ABK |  |  | EA*4X24L17A* | *96VSN0401712B* | 23400 | 16 | 8.5 | 27000 | 21800 | 80.74% | 1.8 | 0 | 9.5 |  |  |  | No | R-410A | 1.95 | Residential & Commercial | No
213297768 | Central HP <5.4 tons | COLEMAN | HRCU-A-CB (Split System: Heat Pump with Remote Outdoor Unit-Air-Source) | HMH72B341 |  |  | XAFC30CXXN1+TXV | Z8ES120C16SMPS1 | 33600 | 18 | 8.5 | 33000 | 23400 | 70.91% | 2.06 | 0 | 9.5 |  |  |  | No | R-410A | 2.8 | Residential & Commercial | No
213297823 | Central HP <5.4 tons | COLEMAN | HRCU-A-CB (Split System: Heat Pump with Remote Outdoor Unit-Air-Source) | HMH72B341 |  |  | XAFB30CXXN1+TXV | Z8ES080B12LMPS1 | 33000 | 18 | 8.5 | 33000 | 23400 | 70.91% | 2.04 | 0 | 9.5 |  |  |  | No | R-410A | 2.75 | Residential & Commercial | No
211392286 | Central HP <5.4 tons | CHAMPION HEATING AND COOLING | HRCU-A-CB (Split System: Heat Pump with Remote Outdoor Unit-Air-Source) | HMH72B341 |  |  | XAHB30CXXN1+TXV | TMLE080B12MP11 | 32000 | 17 | 8.1 | 32800 | 23400 | 71.34% | 1.98 | 0 | 9 |  |  |  | No | R-410A | 2.6667 | Residential & Commercial | No
211393815 | Central HP <5.4 tons | CHAMPION HEATING AND COOLING | HRCU-A-CB (Split System: Heat Pump with Remote Outdoor Unit-Air-Source) | HMH72B341 |  |  | XAHD48FBCN1 | TM9Y120D20MP11 | 33200 | 16.5 | 8.5 | 32000 | 23400 | 73.12% | 2.04 | 0 | 9 |  |  |  | No | R-410A | 2.7667 | Residential & Commercial | No
211394156 | Central HP <5.4 tons | CHAMPION HEATING AND COOLING | HRCU-A-CB (Split System: Heat Pump with Remote Outdoor Unit-Air-Source) | HMH72B341 |  |  | XAFC48FXXN1+TXV | TM9Y080B12MP11 | 33400 | 17 | 8.1 | 32800 | 24200 | 73.78% | 2.04 | 0 | 9 |  |  |  | No | R-410A | 2.7833 | Residential & Commercial | No
211394467 | Central HP <5.4 tons | CHAMPION HEATING AND COOLING | HRCU-A-CB (Split System: Heat Pump with Remote Outdoor Unit-Air-Source) | HMH72B341 |  |  | XAHC48FXXN1+TXV | TM9V100C20MP12 | 33200 | 17 | 8.5 | 32000 | 23400 | 73.12% | 2.04 | 0 | 9 |  |  |  | No | R-410A | 2.7667 | Residential & Commercial | No
211395460 | Central HP <5.4 tons | CHAMPION HEATING AND COOLING | HRCU-A-CB (Split System: Heat Pump with Remote Outdoor Unit-Air-Source) | HMH72B341 |  |  | XAHC48FXXN1+TXV | TM9V080B12MP12 | 32800 | 16 | 8.1 | 32200 | 23600 | 73.29% | 2.02 | 0 | 9 |  |  |  | No | R-410A | 2.7333 | Residential & Commercial | No
211395987 | Central HP <5.4 tons | CHAMPION HEATING AND COOLING | HRCU-A-CB (Split System: Heat Pump with Remote Outdoor Unit-Air-Source) | HMH72B341 |  |  | XAFD48FXXN1+TXV | TM9E100C16MP12 | 33400 | 17 | 8.5 | 32400 | 23600 | 72.84% | 2.06 | 0 | 9.5 |  |  |  | No | R-410A | 2.7833 | Residential & Commercial | No
211396432 | Central HP <5.4 tons | CHAMPION HEATING AND COOLING | HRCU-A-CB (Split System: Heat Pump with Remote Outdoor Unit-Air-Source) | HMH72B341 |  |  | XAHD48FXXN1+TXV | TM8Y120C20MP11 | 33800 | 16.5 | 8.5 | 32400 | 23800 | 73.46% | 2.06 | 0 | 9 |  |  |  | No | R-410A | 2.8167 | Residential & Commercial | No
208447909 | Central HP <5.4 tons | Weathermaker | HRCU-A-CB (Split System: Heat Pump with Remote Outdoor Unit-Air-Source) | 38MURAQ48AB3 |  |  | 40MUAAQ48XA3 |  | 47000 | 15.6 | 9.4 | 50000 | 46000 | 92% | 1.9 | 8.5 | 8.2 |  |  |  | No | R-410A | 3.9167 | Residential & Commercial | No
215679461 | Central HP <5.4 tons | KENMORE | HRCU-A-CB (Split System: Heat Pump with Remote Outdoor Unit-Air-Source) | (C,H,T)5H0V36*K*AAA* |  |  | EA*5X43M21A*+WALLCON | *97CTN0801716A* | 34200 | 17.5 | 9 | 35400 | 25400 | 71.75% | 1.88 | 0 | 9.5 |  |  |  | No | R-454B | 2.85 | Residential & Commercial | No
211227383 | Central HP <5.4 tons | HEIL | HRCU-A-CB (Split System: Heat Pump with Remote Outdoor Unit-Air-Source) | DLCURAH36ABK |  |  | EA*4X42L21A* | *80VSL0451716A* | 35200 | 15.5 | 8.1 | 38500 | 35200 | 91.43% | 1.88 | 0 | 9.5 |  |  |  | No | R-410A | 2.9333 | Residential & Commercial | No
211227410 | Central HP <5.4 tons | HEIL | HRCU-A-CB (Split System: Heat Pump with Remote Outdoor Unit-Air-Source) | DLCURAH36ABK |  |  | EA*4X42L21A* | *80VSL0902120A* | 35000 | 16 | 8.1 | 38500 | 35000 | 90.91% | 1.86 | 0 | 9.5 |  |  |  | No | R-410A | 2.9167 | Residential & Commercial | No
211229030 | Central HP <5.4 tons | HEIL | HRCU-A-CB (Split System: Heat Pump with Remote Outdoor Unit-Air-Source) | DLCURAH36ABK |  |  | EA*4X48L21A* | *95ESN0801716A* | 35400 | 15.5 | 8.1 | 37800 | 34800 | 92.06% | 2.02 | 0 | 9.5 |  |  |  | No | R-410A | 2.95 | Residential & Commercial | No
215679511 | Central HP <5.4 tons | KENMORE | HRCU-A-CB (Split System: Heat Pump with Remote Outdoor Unit-Air-Source) | (C,H,T)5H0V36*K*AAA* |  |  | EA*5X48M21A*+WALLCON | *80CSU0601716B* | 33800 | 18 | 9 | 35000 | 25000 | 71.43% | 1.9 | 0 | 9.5 |  |  |  | No | R-454B | 2.8167 | Residential & Commercial | No
215679361 | Central HP <5.4 tons | KENMORE | HRCU-A-CB (Split System: Heat Pump with Remote Outdoor Unit-Air-Source) | (C,H,T)5H0V36*K*AAA* |  |  | EA*5X42M21A*+WALLCON | *80CSU0401712B* | 33200 | 17.5 | 8.5 | 35800 | 25600 | 71.51% | 1.86 | 0 | 9.5 |  |  |  | No | R-454B | 2.7667 | Residential & Commercial | No
211395662 | Central HP <5.4 tons | CHAMPION HEATING AND COOLING | HRCU-A-CB (Split System: Heat Pump with Remote Outdoor Unit-Air-Source) | HMH72B341 |  |  | XAFC48FBCN1 | TP9C080B12MP13 | 33400 | 16.5 | 8.5 | 32600 | 24000 | 73.62% | 2.06 | 0 | 9 |  |  |  | No | R-410A | 2.7833 | Residential & Commercial | No
212970665 | Central HP <5.4 tons | TEMPSTAR | HRCU-A-CB (Split System: Heat Pump with Remote Outdoor Unit-Air-Source) | DLCURAH36ABK |  |  | EA*4X42L21A* | *80VSL0902120B* | 35200 | 16 | 8.1 | 38500 | 35000 | 90.91% | 1.88 | 0 | 9.5 |  |  |  | No | R-410A | 2.9333 | Residential & Commercial | No
211388519 | Central HP <5.4 tons | FRASER-JOHNSTON | HRCU-A-CB (Split System: Heat Pump with Remote Outdoor Unit-Air-Source) | HMH72B341 |  |  | XAUB36DXXN1+TXV | TM9V040A10MP12 | 33200 | 17 | 8.1 | 33200 | 23400 | 70.48% | 2 | 0 | 9.5 |  |  |  | No | R-410A | 2.7667 | Residential & Commercial | No
211388944 | Central HP <5.4 tons | FRASER-JOHNSTON | HRCU-A-CB (Split System: Heat Pump with Remote Outdoor Unit-Air-Source) | HMH72B341 |  |  | XAHC36DXXN1+TXV | TM9E060B12MP12 | 33400 | 17 | 8.1 | 33400 | 23800 | 71.26% | 2 | 0 | 9.5 |  |  |  | No | R-410A | 2.7833 | Residential & Commercial | No
211389226 | Central HP <5.4 tons | FRASER-JOHNSTON | HRCU-A-CB (Split System: Heat Pump with Remote Outdoor Unit-Air-Source) | HMH72B341 |  |  | XAFB30CXXN1+TXV | TM9E060A10MP12 | 32400 | 17 | 8.1 | 33400 | 23600 | 70.66% | 2 | 0 | 9.5 |  |  |  | No | R-410A | 2.7 | Residential & Commercial | No
211396739 | Central HP <5.4 tons | CHAMPION HEATING AND COOLING | HRCU-A-CB (Split System: Heat Pump with Remote Outdoor Unit-Air-Source) | HMH72B341 |  |  | XAHD48FXXN1+TXV | TM8Y080C16MP11 | 33600 | 17 | 8.1 | 32600 | 24000 | 73.62% | 2.04 | 0 | 9 |  |  |  | No | R-410A | 2.8 | Residential & Commercial | No
211397050 | Central HP <5.4 tons | CHAMPION HEATING AND COOLING | HRCU-A-CB (Split System: Heat Pump with Remote Outdoor Unit-Air-Source) | HMH72B341 |  |  | XAHC48FXXN1+TXV | TM8V120C20MP12 | 33800 | 16.5 | 8.5 | 32400 | 23800 | 73.46% | 2.06 | 0 | 9 |  |  |  | No | R-410A | 2.8167 | Residential & Commercial | No
211397850 | Central HP <5.4 tons | CHAMPION HEATING AND COOLING | HRCU-A-CB (Split System: Heat Pump with Remote Outdoor Unit-Air-Source) | HMH72B341 |  |  | XAUC48FXXN1+TXV | TMLV100C16MP12 | 34000 | 16.5 | 8.5 | 33200 | 24400 | 73.49% | 2.1 | 0 | 9 |  |  |  | No | R-410A | 2.8333 | Residential & Commercial | No
211397877 | Central HP <5.4 tons | CHAMPION HEATING AND COOLING | HRCU-A-CB (Split System: Heat Pump with Remote Outdoor Unit-Air-Source) | HMH72B341 |  |  | XAUC48FXXN1+TXV | TPLC080C16MP13 | 34000 | 16.5 | 8.5 | 33200 | 24400 | 73.49% | 2.1 | 0 | 9 |  |  |  | No | R-410A | 2.8333 | Residential & Commercial | No
211398086 | Central HP <5.4 tons | CHAMPION HEATING AND COOLING | HRCU-A-CB (Split System: Heat Pump with Remote Outdoor Unit-Air-Source) | HMH72B341 |  |  | XAUC48FXXN1+TXV | TPLC080B12MP13 | 33000 | 16 | 8.1 | 32600 | 24000 | 73.62% | 2.02 | 0 | 9 |  |  |  | No | R-410A | 2.75 | Residential & Commercial | No
211388490 | Central HP <5.4 tons | CHAMPION HEATING AND COOLING | HRCU-A-CB (Split System: Heat Pump with Remote Outdoor Unit-Air-Source) | HMH72B341 |  |  | XAHB30CXXN1+TXV | TM9V040A10MP12 | 31400 | 16 | 8.1 | 32800 | 23000 | 70.12% | 1.96 | 0 | 9.5 |  |  |  | No | R-410A | 2.6167 | Residential & Commercial | No
211389310 | Central HP <5.4 tons | CHAMPION HEATING AND COOLING | HRCU-A-CB (Split System: Heat Pump with Remote Outdoor Unit-Air-Source) | HMH72B341 |  |  | XAHC36DBCN1 | TM8Y120C20MP11 | 34000 | 17 | 8.1 | 33800 | 24200 | 71.6% | 2.08 | 0 | 9.5 |  |  |  | No | R-410A | 2.8333 | Residential & Commercial | No
211389321 | Central HP <5.4 tons | FRASER-JOHNSTON | HRCU-A-CB (Split System: Heat Pump with Remote Outdoor Unit-Air-Source) | HMH72B341 |  |  | XAHC36DBCN1 | TM8Y100C20MP11 | 34000 | 17 | 8.1 | 33800 | 24200 | 71.6% | 2.08 | 0 | 9.5 |  |  |  | No | R-410A | 2.8333 | Residential & Commercial | No
213297693 | Central HP <5.4 tons | COLEMAN | HRCU-A-CB (Split System: Heat Pump with Remote Outdoor Unit-Air-Source) | HMH72B341 |  |  | XAFC36DBCN1 | Z9ET060B12SMPS1 | 33800 | 17.5 | 8.5 | 33400 | 23400 | 70.06% | 2 | 0 | 9.5 |  |  |  | No | R-410A | 2.8167 | Residential & Commercial | No
213297378 | Central HP <5.4 tons | COLEMAN | HRCU-A-CB (Split System: Heat Pump with Remote Outdoor Unit-Air-Source) | HMH72B341 |  |  | XAUB30CXXN1+TXV | Z8ES100B12LMPS1 | 32800 | 18 | 8.5 | 33000 | 23200 | 70.3% | 2.04 | 0 | 9.5 |  |  |  | No | R-410A | 2.7333 | Residential & Commercial | No
213297478 | Central HP <5.4 tons | COLEMAN | HRCU-A-CB (Split System: Heat Pump with Remote Outdoor Unit-Air-Source) | HMH72B341 |  |  | XAUB36DXXN1+TXV | Z9ES060B12SMPS1 | 34000 | 17 | 8.1 | 33400 | 23800 | 71.26% | 2.04 | 0 | 9.5 |  |  |  | No | R-410A | 2.8333 | Residential & Commercial | No
213297593 | Central HP <5.4 tons | COLEMAN | HRCU-A-CB (Split System: Heat Pump with Remote Outdoor Unit-Air-Source) | HMH72B341 |  |  | XAUB36DXXN1+TXV | Z8ES100B12SMPS1 | 34000 | 18 | 8.1 | 34000 | 24600 | 72.35% | 2.1 | 0 | 9.5 |  |  |  | No | R-410A | 2.8333 | Residential & Commercial | No
213297778 | Central HP <5.4 tons | COLEMAN | HRCU-A-CB (Split System: Heat Pump with Remote Outdoor Unit-Air-Source) | HMH72B341 |  |  | XAFC30CXXN1+TXV | Z8ES100C16SMPS1 | 33600 | 18 | 8.5 | 33000 | 23400 | 70.91% | 2.06 | 0 | 9.5 |  |  |  | No | R-410A | 2.8 | Residential & Commercial | No
213297863 | Central HP <5.4 tons | COLEMAN | HRCU-A-CB (Split System: Heat Pump with Remote Outdoor Unit-Air-Source) | HMH72B341 |  |  | XAHC36DXXN1+TXV | Z9ES100C20SMPS1 | 34000 | 17 | 8.1 | 33400 | 23600 | 70.66% | 2.06 | 0 | 9.5 |  |  |  | No | R-410A | 2.8333 | Residential & Commercial | No
213297963 | Central HP <5.4 tons | COLEMAN | HRCU-A-CB (Split System: Heat Pump with Remote Outdoor Unit-Air-Source) | HMH72B341 |  |  | XAHC36DXXN1+TXV | Z8ES100C16LMPS1 | 34000 | 17.5 | 8.1 | 33400 | 24000 | 71.86% | 2.08 | 0 | 9.5 |  |  |  | No | R-410A | 2.8333 | Residential & Commercial | No
216411126 | Central HP <5.4 tons | COLEMAN | HRCU-A-CB (Split System: Heat Pump with Remote Outdoor Unit-Air-Source) | HMH72B341 |  |  | XAHB36DBCN1 | Z9ET060B12SMPS1 | 33000 | 17 | 8.5 | 33400 | 23400 | 70.06% | 2 | 0 | 9.5 |  |  |  | No | R-410A | 2.75 | Residential & Commercial | No
216410906 | Central HP <5.4 tons | COLEMAN | HRCU-A-CB (Split System: Heat Pump with Remote Outdoor Unit-Air-Source) | HMH72B361 |  |  | XAHC36DBCN1 | Z9ET060B12SMPS1 | 34000 | 16.5 | 8.5 | 33800 | 23800 | 70.41% | 2 | 0 | 8.5 |  |  |  | No | R-410A | 2.8333 | Residential & Commercial | No
211395016 | Central HP <5.4 tons | FRASER-JOHNSTON | HRCU-A-CB (Split System: Heat Pump with Remote Outdoor Unit-Air-Source) | HMH72B341 |  |  | XAHD48FXXN1+TXV | TP9C080C16MP13 | 32600 | 16 | 8.1 | 31800 | 23200 | 72.96% | 2.02 | 0 | 9 |  |  |  | No | R-410A | 2.7167 | Residential & Commercial | No
211395768 | Central HP <5.4 tons | FRASER-JOHNSTON | HRCU-A-CB (Split System: Heat Pump with Remote Outdoor Unit-Air-Source) | HMH72B341 |  |  | XAHC48FBCN1 | TM9V060B12MP12 | 32400 | 16 | 8.1 | 32000 | 23400 | 73.12% | 2 | 0 | 9 |  |  |  | No | R-410A | 2.7 | Residential & Commercial | No
211389503 | Central HP <5.4 tons | CHAMPION HEATING AND COOLING | HRCU-A-CB (Split System: Heat Pump with Remote Outdoor Unit-Air-Source) | HMH72B341 |  |  | XAHC30CXXN1+TXV | TM8Y100C16MP11 | 32600 | 18 | 8.1 | 33000 | 23200 | 70.3% | 2 | 0 | 9 |  |  |  | No | R-410A | 2.7167 | Residential & Commercial | No
216410931 | Central HP <5.4 tons | COLEMAN | HRCU-A-CB (Split System: Heat Pump with Remote Outdoor Unit-Air-Source) | HMH72B361 |  |  | XAFC36DBCN1 | Z9ET080C16SMPS1 | 35000 | 17 | 8.5 | 34600 | 25200 | 72.83% | 2.06 | 0 | 8.5 |  |  |  | No | R-410A | 2.9167 | Residential & Commercial | No
215679821 | Central HP <5.4 tons | KENMORE | HRCU-A-CB (Split System: Heat Pump with Remote Outdoor Unit-Air-Source) | (C,H,T)5H0V36*K*AAA* |  |  | ESH5X42M12A*+WALLCON | *97CTN0601716A* | 33600 | 16 | 8.5 | 35800 | 25600 | 71.51% | 1.76 | 0 | 9 |  |  |  | No | R-454B | 2.8 | Residential & Commercial | No
215679271 | Central HP <5.4 tons | KENMORE | HRCU-A-CB (Split System: Heat Pump with Remote Outdoor Unit-Air-Source) | (C,H,T)5H0V36*K*AAA* |  |  | EA*5X37M17A*+WALLCON | *97CTN0801716A* | 33800 | 17.5 | 9 | 35800 | 25600 | 71.51% | 1.86 | 0 | 9.5 |  |  |  | No | R-454B | 2.8167 | Residential & Commercial | No
215679531 | Central HP <5.4 tons | KENMORE | HRCU-A-CB (Split System: Heat Pump with Remote Outdoor Unit-Air-Source) | (C,H,T)5H0V36*K*AAA* |  |  | EA*5X48M21A*+WALLCON | *97CTN0801716A* | 33600 | 17.5 | 9 | 35200 | 25200 | 71.59% | 1.88 | 0 | 9.5 |  |  |  | No | R-454B | 2.8 | Residential & Commercial | No
211389914 | Central HP <5.4 tons | FRASER-JOHNSTON | HRCU-A-CB (Split System: Heat Pump with Remote Outdoor Unit-Air-Source) | HMH72B341 |  |  | XAHC36DXXN1+TXV | TM8V100C16MP12 | 34000 | 17 | 8.1 | 34000 | 24600 | 72.35% | 2.08 | 0 | 9.5 |  |  |  | No | R-410A | 2.8333 | Residential & Commercial | No
212974531 | Central HP <5.4 tons | TEMPSTAR | HRCU-A-CB (Split System: Heat Pump with Remote Outdoor Unit-Air-Source) | DLCURAH30ABK |  |  | EA*4X42L24A* | *96VSN1202422B* | 30200 | 15.2 | 8.1 | 34400 | 35000 | 101.7% | 1.9 | 0 | 9 |  |  |  | No | R-410A | 2.5167 | Residential & Commercial | No
216410921 | Central HP <5.4 tons | COLEMAN | HRCU-A-CB (Split System: Heat Pump with Remote Outdoor Unit-Air-Source) | HMH72B361 |  |  | XAHB36DBCN1 | Z9ET060B12SMPS1 | 34200 | 16.5 | 8.5 | 33800 | 23800 | 70.41% | 1.98 | 0 | 8.5 |  |  |  | No | R-410A | 2.85 | Residential & Commercial | No
211227301 | Central HP <5.4 tons | HEIL | HRCU-A-CB (Split System: Heat Pump with Remote Outdoor Unit-Air-Source) | DLCURAH36ABK |  |  | EA*4X42L21A* | *80ES(N,L)0701712A* | 35600 | 15.2 | 8.1 | 39500 | 35200 | 89.11% | 1.88 | 0 | 9.5 |  |  |  | No | R-410A | 2.9667 | Residential & Commercial | No
211222794 | Central HP <5.4 tons | TEMPSTAR | HRCU-A-CB (Split System: Heat Pump with Remote Outdoor Unit-Air-Source) | DLCURAH30ABK |  |  | FXM4X36**AL |  | 31000 | 15.2 | 8.1 | 33600 | 26400 | 78.57% | 1.82 | 0 | 9 |  |  |  | No | R-410A | 2.5833 | Residential & Commercial | No
211390780 | Central HP <5.4 tons | FRASER-JOHNSTON | HRCU-A-CB (Split System: Heat Pump with Remote Outdoor Unit-Air-Source) | HMH72B341 |  |  | XAUB36DXXN1+TXV | TPLC080B12MP13 | 33600 | 17 | 8.1 | 33600 | 23600 | 70.24% | 2.02 | 0 | 9.5 |  |  |  | No | R-410A | 2.8 | Residential & Commercial | No
211390800 | Central HP <5.4 tons | FRASER-JOHNSTON | HRCU-A-CB (Split System: Heat Pump with Remote Outdoor Unit-Air-Source) | HMH72B341 |  |  | XAFB30CXXN1+TXV | TM8V080B12MP12 | 32400 | 17 | 8.1 | 33600 | 23600 | 70.24% | 2 | 0 | 9.5 |  |  |  | No | R-410A | 2.7 | Residential & Commercial | No
211390880 | Central HP <5.4 tons | FRASER-JOHNSTON | HRCU-A-CB (Split System: Heat Pump with Remote Outdoor Unit-Air-Source) | HMH72B341 |  |  | XAHB36DXXN1+TXV | TMLV060A12MP12 | 33400 | 16.5 | 8.1 | 33600 | 23800 | 70.83% | 2.02 | 0 | 9.5 |  |  |  | No | R-410A | 2.7833 | Residential & Commercial | No
211398312 | Central HP <5.4 tons | FRASER-JOHNSTON | HRCU-A-CB (Split System: Heat Pump with Remote Outdoor Unit-Air-Source) | HMH72B341 |  |  | XAUC48FXXN1+TXV | TM8E120C16MP11 | 33600 | 17 | 8.5 | 32400 | 23600 | 72.84% | 2.08 | 0 | 9.5 |  |  |  | No | R-410A | 2.8 | Residential & Commercial | No
211398853 | Central HP <5.4 tons | FRASER-JOHNSTON | HRCU-A-CB (Split System: Heat Pump with Remote Outdoor Unit-Air-Source) | HMH72B341 |  |  | XAFD48FXXN1+TXV | TM8E080C16MP11 | 33400 | 17 | 8.5 | 32200 | 23400 | 72.67% | 2.06 | 0 | 9.5 |  |  |  | No | R-410A | 2.7833 | Residential & Commercial | No
211240791 | Central HP <5.4 tons | TEMPSTAR | HRCU-A-CB (Split System: Heat Pump with Remote Outdoor Unit-Air-Source) | DLCURAH24ABK |  |  | EA*4X24L17A* | OLV098A12* | 23000 | 16 | 8.5 | 26400 | 26000 | 98.48% | 2.18 | 0 | 9.5 |  |  |  | No | R-410A | 1.9167 | Residential & Commercial | No
213080039 | Central HP <5.4 tons | CARRIER | HRCU-A-CB (Split System: Heat Pump with Remote Outdoor Unit-Air-Source) | 38MURAQ36AB3* |  |  | CAP**4221AL* | 59SC6A080M17**16 | 35400 | 15.5 | 8.1 | 38500 | 35200 | 91.43% | 1.88 | 0 | 9.5 |  |  |  | No | R-410A | 2.95 | Residential & Commercial | No
213076930 | Central HP <5.4 tons | DAY & NIGHT | HRCU-A-CB (Split System: Heat Pump with Remote Outdoor Unit-Air-Source) | DLCURAH36ABK |  |  | EA*4X36L17A* | *96VSN0801716B* | 35200 | 15.2 | 8.1 | 39000 | 35400 | 90.77% | 1.82 | 0 | 9.5 |  |  |  | No | R-410A | 2.9333 | Residential & Commercial | No
211395999 | Central HP <5.4 tons | FRASER-JOHNSTON | HRCU-A-CB (Split System: Heat Pump with Remote Outdoor Unit-Air-Source) | HMH72B341 |  |  | XAFD48FBCN1 | TM9E100C16MP12 | 33400 | 17 | 8.5 | 32400 | 23600 | 72.84% | 2.06 | 0 | 9.5 |  |  |  | No | R-410A | 2.7833 | Residential & Commercial | No
211396519 | Central HP <5.4 tons | FRASER-JOHNSTON | HRCU-A-CB (Split System: Heat Pump with Remote Outdoor Unit-Air-Source) | HMH72B341 |  |  | XAHC48FXXN1+TXV | TM8Y120C20MP11 | 33800 | 16.5 | 8.5 | 32400 | 23800 | 73.46% | 2.06 | 0 | 9 |  |  |  | No | R-410A | 2.8167 | Residential & Commercial | No
211396568 | Central HP <5.4 tons | FRASER-JOHNSTON | HRCU-A-CB (Split System: Heat Pump with Remote Outdoor Unit-Air-Source) | HMH72B341 |  |  | XAHC48FBCN1 | TM8Y100C20MP11 | 33800 | 16.5 | 8.5 | 32400 | 23800 | 73.46% | 2.06 | 0 | 9 |  |  |  | No | R-410A | 2.8167 | Residential & Commercial | No
212361364 | Central HP <5.4 tons | KINGHOME | HRCU-A-C (Split System: Heat Pump with Remote Outdoor Unit with No Indoor Fan --Air Source) | KU60UHO |  |  | KCA60*I |  | 50500 | 15.2 | 8.5 | 53000 | 37200 | 70.19% | 1.8 | 0 | 9.5 |  |  |  | No | R-410A | 4.2083 | Residential & Commercial | No
213080776 | Central HP <5.4 tons | CARRIER | HRCU-A-CB (Split System: Heat Pump with Remote Outdoor Unit-Air-Source) | 38MURAQ36AB3* |  |  | CAP**3621AL* | 59SU5B080M21**20 | 35000 | 16 | 8.1 | 38500 | 35200 | 91.43% | 1.82 | 0 | 9.5 |  |  |  | No | R-410A | 2.9167 | Residential & Commercial | No
215681691 | Central HP <5.4 tons | KENMORE | HRCU-A-CB (Split System: Heat Pump with Remote Outdoor Unit-Air-Source) | (C,H,T)5H0V48*K*AAA* |  |  | ESH5X60M12A*+WALLCON | *80CSU0601716B* | 45500 | 17 | 8.5 | 48000 | 33800 | 70.42% | 2.08 | 0 | 9.5 |  |  |  | No | R-454B | 3.7917 | Residential & Commercial | No
215679751 | Central HP <5.4 tons | KENMORE | HRCU-A-CB (Split System: Heat Pump with Remote Outdoor Unit-Air-Source) | (C,H,T)5H0V36*K*AAA* |  |  | ESH5X36M12A*+WALLCON | *97CTN0801716A* | 33400 | 16 | 8.5 | 36000 | 25600 | 71.11% | 1.76 | 0 | 9 |  |  |  | No | R-454B | 2.7833 | Residential & Commercial | No
211177533 | Central HP <5.4 tons | KINGHOME | HRCU-A-CB (Split System: Heat Pump with Remote Outdoor Unit-Air-Source) | KU36UHO |  |  | KCA36*I | ML296UH070XV36B-* | 31800 | 15.2 | 8.5 | 34000 | 23800 | 70% | 1.75 | 11 | 9 |  |  |  | No | R-410A | 2.65 | Residential & Commercial | No
212361362 | Central HP <5.4 tons | KINGHOME | HRCU-A-C (Split System: Heat Pump with Remote Outdoor Unit with No Indoor Fan --Air Source) | KU36UHO |  |  | KCA36*I |  | 32000 | 15.2 | 8.5 | 34000 | 24000 | 70.59% | 1.8 | 0 | 9.5 |  |  |  | No | R-410A | 2.6667 | Residential & Commercial | No
210025755 | Central HP <5.4 tons | Weathermaker | HRCU-A-CB (Split System: Heat Pump with Remote Outdoor Unit-Air-Source) | 38MURAQ60AB3 |  |  | 40MUAAQ60XA3 |  | 55000 | 15.3 | 9.4 | 59000 | 48500 | 82.2% | 1.91 | 9 | 8.8 |  |  |  | No | R-410A | 4.5833 | Residential & Commercial | No
211397311 | Central HP <5.4 tons | LUXAIRE | HRCU-A-CB (Split System: Heat Pump with Remote Outdoor Unit-Air-Source) | HMH72B341 |  |  | XAHD48FBCN1 | TMLV100C16MP12 | 33600 | 16 | 8.5 | 32400 | 23800 | 73.46% | 2.06 | 0 | 9 |  |  |  | No | R-410A | 2.8 | Residential & Commercial | No
211397246 | Central HP <5.4 tons | LUXAIRE | HRCU-A-CB (Split System: Heat Pump with Remote Outdoor Unit-Air-Source) | HMH72B341 |  |  | XAHD48FXXN1+TXV | TPLC080C16MP13 | 33600 | 16 | 8.5 | 32400 | 23800 | 73.46% | 2.06 | 0 | 9 |  |  |  | No | R-410A | 2.8 | Residential & Commercial | No
211397765 | Central HP <5.4 tons | LUXAIRE | HRCU-A-CB (Split System: Heat Pump with Remote Outdoor Unit-Air-Source) | HMH72B341 |  |  | XAFC48FXXN1+TXV | LPLC080C16MP13 | 34000 | 16.5 | 8.5 | 33200 | 24400 | 73.49% | 2.1 | 0 | 9 |  |  |  | No | R-410A | 2.8333 | Residential & Commercial | No
211397915 | Central HP <5.4 tons | LUXAIRE | HRCU-A-CB (Split System: Heat Pump with Remote Outdoor Unit-Air-Source) | HMH72B341 |  |  | XAFC48FBCN1 | LPLC080C16MP13 | 34000 | 16.5 | 8.5 | 33200 | 24400 | 73.49% | 2.1 | 0 | 9 |  |  |  | No | R-410A | 2.8333 | Residential & Commercial | No
211397498 | Central HP <5.4 tons | FRASER-JOHNSTON | HRCU-A-CB (Split System: Heat Pump with Remote Outdoor Unit-Air-Source) | HMH72B341 |  |  | XAHC48FBCN1 | TPLC100C16MP13 | 33600 | 16.5 | 8.5 | 32400 | 23800 | 73.46% | 2.06 | 0 | 9 |  |  |  | No | R-410A | 2.8 | Residential & Commercial | No
216411151 | Central HP <5.4 tons | COLEMAN | HRCU-A-CB (Split System: Heat Pump with Remote Outdoor Unit-Air-Source) | HMH72B341 |  |  | XAHB36DBCN1 | Z9ET040A10SMPS1 | 32600 | 17.5 | 8.5 | 32800 | 23000 | 70.12% | 1.96 | 0 | 9.5 |  |  |  | No | R-410A | 2.7167 | Residential & Commercial | No
211227742 | Central HP <5.4 tons | HEIL | HRCU-A-CB (Split System: Heat Pump with Remote Outdoor Unit-Air-Source) | DLCURAH36ABK |  |  | EA*4X42L21A* | OMV112K14A | 35200 | 15.5 | 8.1 | 38500 | 35200 | 91.43% | 1.86 | 0 | 9.5 |  |  |  | No | R-410A | 2.9333 | Residential & Commercial | No
211229224 | Central HP <5.4 tons | HEIL | HRCU-A-CB (Split System: Heat Pump with Remote Outdoor Unit-Air-Source) | DLCURAH36ABK |  |  | EA*4X48L21A* | OMV112K14A | 35600 | 15.5 | 8.1 | 38500 | 34800 | 90.39% | 2.04 | 0 | 9.5 |  |  |  | No | R-410A | 2.9667 | Residential & Commercial | No
211397657 | Central HP <5.4 tons | FRASER-JOHNSTON | HRCU-A-CB (Split System: Heat Pump with Remote Outdoor Unit-Air-Source) | HMH72B341 |  |  | XAFD48FBCN1 | TPLC080C16MP13 | 34000 | 16.5 | 8.5 | 33000 | 24400 | 73.94% | 2.1 | 0 | 9 |  |  |  | No | R-410A | 2.8333 | Residential & Commercial | No
211398604 | Central HP <5.4 tons | FRASER-JOHNSTON | HRCU-A-CB (Split System: Heat Pump with Remote Outdoor Unit-Air-Source) | HMH72B341 |  |  | XAHC48FXXN1+TXV | TM8E100B12MP11 | 32600 | 17 | 8.1 | 31800 | 23200 | 72.96% | 2.02 | 0 | 9 |  |  |  | No | R-410A | 2.7167 | Residential & Commercial | No
211398745 | Central HP <5.4 tons | FRASER-JOHNSTON | HRCU-A-CB (Split System: Heat Pump with Remote Outdoor Unit-Air-Source) | HMH72B341 |  |  | XAHD48FXXN1+TXV | TM8E080C16MP11 | 32800 | 16.5 | 8.5 | 31600 | 23000 | 72.78% | 2.02 | 0 | 9.5 |  |  |  | No | R-410A | 2.7333 | Residential & Commercial | No
211398032 | Central HP <5.4 tons | LUXAIRE | HRCU-A-CB (Split System: Heat Pump with Remote Outdoor Unit-Air-Source) | HMH72B341 |  |  | XAFC48FXXN1+TXV | LPLC080B12MP13 | 33000 | 16 | 8.1 | 32600 | 24000 | 73.62% | 2.02 | 0 | 9 |  |  |  | No | R-410A | 2.75 | Residential & Commercial | No
211398433 | Central HP <5.4 tons | LUXAIRE | HRCU-A-CB (Split System: Heat Pump with Remote Outdoor Unit-Air-Source) | HMH72B341 |  |  | XAHC48FBCN1 | TM8E100C16MP11 | 33000 | 17 | 8.5 | 31800 | 23200 | 72.96% | 2.04 | 0 | 9.5 |  |  |  | No | R-410A | 2.75 | Residential & Commercial | No
211398497 | Central HP <5.4 tons | LUXAIRE | HRCU-A-CB (Split System: Heat Pump with Remote Outdoor Unit-Air-Source) | HMH72B341 |  |  | XAFD48FBCN1 | TMLE100C16MP11 | 33600 | 17 | 8.5 | 32400 | 23600 | 72.84% | 2.08 | 0 | 9.5 |  |  |  | No | R-410A | 2.8 | Residential & Commercial | No
211398850 | Central HP <5.4 tons | LUXAIRE | HRCU-A-CB (Split System: Heat Pump with Remote Outdoor Unit-Air-Source) | HMH72B341 |  |  | XAFD48FXXN1+TXV | TM8E080C16MP11 | 33400 | 17 | 8.5 | 32200 | 23400 | 72.67% | 2.06 | 0 | 9.5 |  |  |  | No | R-410A | 2.7833 | Residential & Commercial | No
211389073 | Central HP <5.4 tons | FRASER-JOHNSTON | HRCU-A-CB (Split System: Heat Pump with Remote Outdoor Unit-Air-Source) | HMH72B341 |  |  | XAFB36DXXN1+TXV | TM9E060B12MP12 | 34000 | 17.5 | 8.1 | 34000 | 24200 | 71.18% | 2.04 | 0 | 9.5 |  |  |  | No | R-410A | 2.8333 | Residential & Commercial | No
211389607 | Central HP <5.4 tons | FRASER-JOHNSTON | HRCU-A-CB (Split System: Heat Pump with Remote Outdoor Unit-Air-Source) | HMH72B341 |  |  | XAHC36DXXN1+TXV | TM8Y080B12MP11 | 33200 | 17.5 | 8.1 | 32800 | 23200 | 70.73% | 2.02 | 0 | 9.5 |  |  |  | No | R-410A | 2.7667 | Residential & Commercial | No
211389958 | Central HP <5.4 tons | FRASER-JOHNSTON | HRCU-A-CB (Split System: Heat Pump with Remote Outdoor Unit-Air-Source) | HMH72B341 |  |  | XAHC36DXXN1+TXV | TPLC080C16MP13 | 34000 | 17 | 8.1 | 34000 | 24600 | 72.35% | 2.08 | 0 | 9.5 |  |  |  | No | R-410A | 2.8333 | Residential & Commercial | No
211390040 | Central HP <5.4 tons | FRASER-JOHNSTON | HRCU-A-CB (Split System: Heat Pump with Remote Outdoor Unit-Air-Source) | HMH72B341 |  |  | XAHC36DBCN1 | TPLC080C16MP13 | 34000 | 17 | 8.1 | 34000 | 24600 | 72.35% | 2.08 | 0 | 9.5 |  |  |  | No | R-410A | 2.8333 | Residential & Commercial | No
211393869 | Central HP <5.4 tons | LUXAIRE | HRCU-A-CB (Split System: Heat Pump with Remote Outdoor Unit-Air-Source) | HMH72B341 |  |  | XAHD48FBCN1 | TM9Y100C16MP11 | 33200 | 15.5 | 8.1 | 32400 | 23600 | 72.84% | 2.02 | 0 | 9 |  |  |  | No | R-410A | 2.7667 | Residential & Commercial | No
211394388 | Central HP <5.4 tons | LUXAIRE | HRCU-A-CB (Split System: Heat Pump with Remote Outdoor Unit-Air-Source) | HMH72B341 |  |  | XAFD48FBCN1 | LP9C120D20MP13 | 34000 | 17 | 8.5 | 32400 | 23800 | 73.46% | 2.1 | 0 | 9.5 |  |  |  | No | R-410A | 2.8333 | Residential & Commercial | No
211391294 | Central HP <5.4 tons | LUXAIRE | HRCU-A-CB (Split System: Heat Pump with Remote Outdoor Unit-Air-Source) | HMH72B341 |  |  | XAHC30CXXN1+TXV | TMLE120C16MP11 | 32400 | 17.5 | 8.1 | 32400 | 22800 | 70.37% | 2 | 0 | 9.5 |  |  |  | No | R-410A | 2.7 | Residential & Commercial | No
213078051 | Central HP <5.4 tons | DAY & NIGHT | HRCU-A-CB (Split System: Heat Pump with Remote Outdoor Unit-Air-Source) | DLCURAH36ABK |  |  | EA*4X36L21A* | *80MS(N,L)0701716A* | 34800 | 16 | 8.1 | 38500 | 35200 | 91.43% | 1.82 | 0 | 9.5 |  |  |  | No | R-410A | 2.9 | Residential & Commercial | No
211392232 | Central HP <5.4 tons | LUXAIRE | HRCU-A-CB (Split System: Heat Pump with Remote Outdoor Unit-Air-Source) | HMH72B341 |  |  | XAHB36DXXN1+TXV | TMLE080B12MP11 | 33200 | 17 | 8.1 | 33200 | 23400 | 70.48% | 2 | 0 | 9.5 |  |  |  | No | R-410A | 2.7667 | Residential & Commercial | No
211392281 | Central HP <5.4 tons | LUXAIRE | HRCU-A-CB (Split System: Heat Pump with Remote Outdoor Unit-Air-Source) | HMH72B341 |  |  | XAHB30CXXN1+TXV | TMLE080B12MP11 | 32000 | 17 | 8.1 | 32800 | 23400 | 71.34% | 1.98 | 0 | 9 |  |  |  | No | R-410A | 2.6667 | Residential & Commercial | No
211392382 | Central HP <5.4 tons | LUXAIRE | HRCU-A-CB (Split System: Heat Pump with Remote Outdoor Unit-Air-Source) | HMH72B341 |  |  | XAFB36DXXN1+TXV | TM8E080B12MP11 | 34000 | 18 | 8.1 | 34000 | 24400 | 71.76% | 2.06 | 0 | 9.5 |  |  |  | No | R-410A | 2.8333 | Residential & Commercial | No
211392548 | Central HP <5.4 tons | LUXAIRE | HRCU-A-CB (Split System: Heat Pump with Remote Outdoor Unit-Air-Source) | HMH72B341 |  |  | XAHB36DBCN1 | TM8E060A12MP11 | 33200 | 17 | 8.1 | 33200 | 23400 | 70.48% | 2 | 0 | 9.5 |  |  |  | No | R-410A | 2.7667 | Residential & Commercial | No
211392465 | Central HP <5.4 tons | FRASER-JOHNSTON | HRCU-A-CB (Split System: Heat Pump with Remote Outdoor Unit-Air-Source) | HMH72B341 |  |  | XAFB30CXXN1+TXV | TM8E080B12MP11 | 32800 | 17.5 | 8.1 | 34000 | 23800 | 70% | 2.02 | 0 | 9.5 |  |  |  | No | R-410A | 2.7333 | Residential & Commercial | No
211393018 | Central HP <5.4 tons | FRASER-JOHNSTON | HRCU-A-CB (Split System: Heat Pump with Remote Outdoor Unit-Air-Source) | HMH72B341 |  |  | XAFC36DXXN1+TXV | TL9E100C20UH11 | 34000 | 17 | 8.5 | 34000 | 25000 | 73.53% | 2.12 | 0 | 9.5 |  |  |  | No | R-410A | 2.8333 | Residential & Commercial | No
211394019 | Central HP <5.4 tons | LUXAIRE | HRCU-A-CB (Split System: Heat Pump with Remote Outdoor Unit-Air-Source) | HMH72B341 |  |  | XAHC48FXXN1+TXV | TM9Y080C16MP11 | 33200 | 17 | 8.1 | 32400 | 23600 | 72.84% | 2.02 | 0 | 9 |  |  |  | No | R-410A | 2.7667 | Residential & Commercial | No
211395706 | Central HP <5.4 tons | LUXAIRE | HRCU-A-CB (Split System: Heat Pump with Remote Outdoor Unit-Air-Source) | HMH72B341 |  |  | XAUC48FXXN1+TXV | LP9C080B12MP13 | 33400 | 16.5 | 8.5 | 32600 | 24000 | 73.62% | 2.06 | 0 | 9 |  |  |  | No | R-410A | 2.7833 | Residential & Commercial | No
211396960 | Central HP <5.4 tons | LUXAIRE | HRCU-A-CB (Split System: Heat Pump with Remote Outdoor Unit-Air-Source) | HMH72B341 |  |  | XAUC48FXXN1+TXV | TM8Y080C16MP11 | 34000 | 17.5 | 8.5 | 33200 | 24400 | 73.49% | 2.08 | 0 | 9 |  |  |  | No | R-410A | 2.8333 | Residential & Commercial | No
211394153 | Central HP <5.4 tons | FRASER-JOHNSTON | HRCU-A-CB (Split System: Heat Pump with Remote Outdoor Unit-Air-Source) | HMH72B341 |  |  | XAFC48FXXN1+TXV | TM9Y080B12MP11 | 33400 | 17 | 8.1 | 32800 | 24200 | 73.78% | 2.04 | 0 | 9 |  |  |  | No | R-410A | 2.7833 | Residential & Commercial | No
211394222 | Central HP <5.4 tons | FRASER-JOHNSTON | HRCU-A-CB (Split System: Heat Pump with Remote Outdoor Unit-Air-Source) | HMH72B341 |  |  | XAFC48FXXN1+TXV | TM9Y060B12MP11 | 33200 | 16.5 | 8.1 | 32600 | 24000 | 73.62% | 2.02 | 0 | 9 |  |  |  | No | R-410A | 2.7667 | Residential & Commercial | No
211394235 | Central HP <5.4 tons | FRASER-JOHNSTON | HRCU-A-CB (Split System: Heat Pump with Remote Outdoor Unit-Air-Source) | HMH72B341 |  |  | XAFC48FBCN1 | TM9Y060B12MP11 | 33200 | 16.5 | 8.1 | 32600 | 24000 | 73.62% | 2.02 | 0 | 9 |  |  |  | No | R-410A | 2.7667 | Residential & Commercial | No
211394573 | Central HP <5.4 tons | FRASER-JOHNSTON | HRCU-A-CB (Split System: Heat Pump with Remote Outdoor Unit-Air-Source) | HMH72B341 |  |  | XAFD48FBCN1 | TP9C100C20MP13 | 34000 | 16.5 | 8.5 | 33000 | 24200 | 73.33% | 2.1 | 0 | 9 |  |  |  | No | R-410A | 2.8333 | Residential & Commercial | No
211395656 | Central HP <5.4 tons | FRASER-JOHNSTON | HRCU-A-CB (Split System: Heat Pump with Remote Outdoor Unit-Air-Source) | HMH72B341 |  |  | XAFC48FBCN1 | TP9C080B12MP13 | 33400 | 16.5 | 8.5 | 32600 | 24000 | 73.62% | 2.06 | 0 | 9 |  |  |  | No | R-410A | 2.7833 | Residential & Commercial | No
211397077 | Central HP <5.4 tons | FRASER-JOHNSTON | HRCU-A-CB (Split System: Heat Pump with Remote Outdoor Unit-Air-Source) | HMH72B341 |  |  | XAHC48FXXN1+TXV | TMLV120C20MP12 | 33800 | 16.5 | 8.5 | 32400 | 23800 | 73.46% | 2.06 | 0 | 9 |  |  |  | No | R-410A | 2.8167 | Residential & Commercial | No
211388676 | Central HP <5.4 tons | FRASER-JOHNSTON | HRCU-A-CB (Split System: Heat Pump with Remote Outdoor Unit-Air-Source) | HMH72B341 |  |  | XAHC36DBCN1 | TM9E080C16MP12 | 34000 | 17.5 | 8.1 | 34000 | 24400 | 71.76% | 2.06 | 0 | 9.5 |  |  |  | No | R-410A | 2.8333 | Residential & Commercial | No
211397044 | Central HP <5.4 tons | LUXAIRE | HRCU-A-CB (Split System: Heat Pump with Remote Outdoor Unit-Air-Source) | HMH72B341 |  |  | XAHC48FXXN1+TXV | TM8V120C20MP12 | 33800 | 16.5 | 8.5 | 32400 | 23800 | 73.46% | 2.06 | 0 | 9 |  |  |  | No | R-410A | 2.8167 | Residential & Commercial | No
211394455 | Central HP <5.4 tons | LUXAIRE | HRCU-A-CB (Split System: Heat Pump with Remote Outdoor Unit-Air-Source) | HMH72B341 |  |  | XAHD48FBCN1 | LP9C100C20MP13 | 33600 | 16.5 | 8.5 | 32400 | 23800 | 73.46% | 2.06 | 0 | 9 |  |  |  | No | R-410A | 2.8 | Residential & Commercial | No
211394556 | Central HP <5.4 tons | LUXAIRE | HRCU-A-CB (Split System: Heat Pump with Remote Outdoor Unit-Air-Source) | HMH72B341 |  |  | XAFD48FBCN1 | TM9V100C20MP12 | 34000 | 16.5 | 8.5 | 33000 | 24200 | 73.33% | 2.1 | 0 | 9 |  |  |  | No | R-410A | 2.8333 | Residential & Commercial | No
211394988 | Central HP <5.4 tons | LUXAIRE | HRCU-A-CB (Split System: Heat Pump with Remote Outdoor Unit-Air-Source) | HMH72B341 |  |  | XAFC48FBCN1 | LP9C100C16MP13 | 33800 | 16.5 | 8.5 | 32400 | 23800 | 73.46% | 2.08 | 0 | 9.5 |  |  |  | No | R-410A | 2.8167 | Residential & Commercial | No
211393917 | Central HP <5.4 tons | FRASER-JOHNSTON | HRCU-A-CB (Split System: Heat Pump with Remote Outdoor Unit-Air-Source) | HMH72B341 |  |  | XAFD48FXXN1+TXV | TM9Y100C16MP11 | 33400 | 17 | 8.5 | 32400 | 23600 | 72.84% | 2.06 | 0 | 9.5 |  |  |  | No | R-410A | 2.7833 | Residential & Commercial | No
211394249 | Central HP <5.4 tons | FRASER-JOHNSTON | HRCU-A-CB (Split System: Heat Pump with Remote Outdoor Unit-Air-Source) | HMH72B341 |  |  | XAUC48FXXN1+TXV | TM9Y060B12MP11 | 33200 | 16.5 | 8.1 | 32600 | 24000 | 73.62% | 2.02 | 0 | 9 |  |  |  | No | R-410A | 2.7667 | Residential & Commercial | No
211392370 | Central HP <5.4 tons | FRASER-JOHNSTON | HRCU-A-CB (Split System: Heat Pump with Remote Outdoor Unit-Air-Source) | HMH72B341 |  |  | XAFC30CXXN1+TXV | TMLE080B12MP11 | 32800 | 17.5 | 8.1 | 34000 | 23800 | 70% | 2.02 | 0 | 9.5 |  |  |  | No | R-410A | 2.7333 | Residential & Commercial | No
211395893 | Central HP <5.4 tons | LUXAIRE | HRCU-A-CB (Split System: Heat Pump with Remote Outdoor Unit-Air-Source) | HMH72B341 |  |  | XAFC48FBCN1 | TP9C060B12MP13 | 33000 | 16.5 | 8.1 | 32400 | 24000 | 74.07% | 2.04 | 0 | 9 |  |  |  | No | R-410A | 2.75 | Residential & Commercial | No
211388454 | Central HP <5.4 tons | LUXAIRE | HRCU-A-CB (Split System: Heat Pump with Remote Outdoor Unit-Air-Source) | HMH72B341 |  |  | XAUB30CXXN1+TXV | LP9C060B12MP13 | 32600 | 17 | 8.1 | 33600 | 23600 | 70.24% | 2.02 | 0 | 9.5 |  |  |  | No | R-410A | 2.7167 | Residential & Commercial | No
211388688 | Central HP <5.4 tons | LUXAIRE | HRCU-A-CB (Split System: Heat Pump with Remote Outdoor Unit-Air-Source) | HMH72B341 |  |  | XAHC30CXXN1+TXV | TM9E080C16MP12 | 32800 | 17.5 | 8.1 | 33400 | 23400 | 70.06% | 2 | 0 | 9 |  |  |  | No | R-410A | 2.7333 | Residential & Commercial | No
211389172 | Central HP <5.4 tons | LUXAIRE | HRCU-A-CB (Split System: Heat Pump with Remote Outdoor Unit-Air-Source) | HMH72B341 |  |  | XAHB30CXXN1+TXV | TM9E060A10MP12 | 31600 | 16.5 | 8.1 | 33000 | 23200 | 70.3% | 1.96 | 0 | 9 |  |  |  | No | R-410A | 2.6333 | Residential & Commercial | No
211389165 | Central HP <5.4 tons | CHAMPION HEATING AND COOLING | HRCU-A-CB (Split System: Heat Pump with Remote Outdoor Unit-Air-Source) | HMH72B341 |  |  | XAHB36DBCN1 | TM9E060A10MP12 | 32600 | 17 | 8.1 | 32400 | 22800 | 70.37% | 1.98 | 0 | 9.5 |  |  |  | No | R-410A | 2.7167 | Residential & Commercial | No
211389199 | Central HP <5.4 tons | CHAMPION HEATING AND COOLING | HRCU-A-CB (Split System: Heat Pump with Remote Outdoor Unit-Air-Source) | HMH72B341 |  |  | XAFB36DBCN1 | TM9E060A10MP12 | 33600 | 17.5 | 8.1 | 33800 | 23800 | 70.41% | 2.02 | 0 | 9.5 |  |  |  | No | R-410A | 2.8 | Residential & Commercial | No
211397179 | Central HP <5.4 tons | FRASER-JOHNSTON | HRCU-A-CB (Split System: Heat Pump with Remote Outdoor Unit-Air-Source) | HMH72B341 |  |  | XAHC48FBCN1 | TPLC120C20MP13 | 33800 | 16.5 | 8.5 | 32400 | 23800 | 73.46% | 2.06 | 0 | 9 |  |  |  | No | R-410A | 2.8167 | Residential & Commercial | No
211397344 | Central HP <5.4 tons | FRASER-JOHNSTON | HRCU-A-CB (Split System: Heat Pump with Remote Outdoor Unit-Air-Source) | HMH72B341 |  |  | XAHD48FBCN1 | TPLC100C16MP13 | 33600 | 16 | 8.5 | 32400 | 23800 | 73.46% | 2.06 | 0 | 9 |  |  |  | No | R-410A | 2.8 | Residential & Commercial | No
213078174 | Central HP <5.4 tons | TEMPSTAR | HRCU-A-CB (Split System: Heat Pump with Remote Outdoor Unit-Air-Source) | DLCURAH36ABK |  |  | EA*4X36L21A* | *80MS(N,L)0702116A* | 34800 | 16 | 8.1 | 38500 | 34800 | 90.39% | 2.06 | 0 | 9.5 |  |  |  | No | R-410A | 2.9 | Residential & Commercial | No
211397394 | Central HP <5.4 tons | FRASER-JOHNSTON | HRCU-A-CB (Split System: Heat Pump with Remote Outdoor Unit-Air-Source) | HMH72B341 |  |  | XAHC48FXXN1+TXV | TMLV100C16MP12 | 33600 | 16.5 | 8.5 | 32400 | 23800 | 73.46% | 2.06 | 0 | 9 |  |  |  | No | R-410A | 2.8 | Residential & Commercial | No
211392413 | Central HP <5.4 tons | FRASER-JOHNSTON | HRCU-A-CB (Split System: Heat Pump with Remote Outdoor Unit-Air-Source) | HMH72B341 |  |  | XAFB36DBCN1 | TM8E080B12MP11 | 34000 | 18 | 8.1 | 34000 | 24400 | 71.76% | 2.06 | 0 | 9.5 |  |  |  | No | R-410A | 2.8333 | Residential & Commercial | No
211391693 | Central HP <5.4 tons | FRASER-JOHNSTON | HRCU-A-CB (Split System: Heat Pump with Remote Outdoor Unit-Air-Source) | HMH72B341 |  |  | XAHB36DBCN1 | TM8E100B12MP11 | 33200 | 17.5 | 8.1 | 33000 | 23400 | 70.91% | 2.02 | 0 | 9.5 |  |  |  | No | R-410A | 2.7667 | Residential & Commercial | No
211398589 | Central HP <5.4 tons | FRASER-JOHNSTON | HRCU-A-CB (Split System: Heat Pump with Remote Outdoor Unit-Air-Source) | HMH72B341 |  |  | XAUC48FXXN1+TXV | TMLE100C16MP11 | 33600 | 17 | 8.5 | 32400 | 23600 | 72.84% | 2.06 | 0 | 9.5 |  |  |  | No | R-410A | 2.8 | Residential & Commercial | No
211398656 | Central HP <5.4 tons | FRASER-JOHNSTON | HRCU-A-CB (Split System: Heat Pump with Remote Outdoor Unit-Air-Source) | HMH72B341 |  |  | XAFC48FXXN1+TXV | TM8E100B12MP11 | 33400 | 17 | 8.5 | 32400 | 23800 | 73.46% | 2.06 | 0 | 9.5 |  |  |  | No | R-410A | 2.7833 | Residential & Commercial | No
215679761 | Central HP <5.4 tons | KENMORE | HRCU-A-CB (Split System: Heat Pump with Remote Outdoor Unit-Air-Source) | (C,H,T)5H0V36*K*AAA* |  |  | ESH5X36M12A*+WALLCON | *97CTN0802120A* | 33600 | 16 | 8.5 | 35800 | 25400 | 70.95% | 1.76 | 0 | 9.5 |  |  |  | No | R-454B | 2.8 | Residential & Commercial | No
215679811 | Central HP <5.4 tons | KENMORE | HRCU-A-CB (Split System: Heat Pump with Remote Outdoor Unit-Air-Source) | (C,H,T)5H0V36*K*AAA* |  |  | ESH5X42M12A*+WALLCON | *80CSU0601716B* | 34000 | 16.5 | 8.5 | 35600 | 25200 | 70.79% | 1.78 | 0 | 9.5 |  |  |  | No | R-454B | 2.8333 | Residential & Commercial | No
215679861 | Central HP <5.4 tons | KENMORE | HRCU-A-CB (Split System: Heat Pump with Remote Outdoor Unit-Air-Source) | (C,H,T)5H0V36*K*AAA* |  |  | ESH5X42M12A*+WALLCON | *97CTN1202422A* | 34000 | 16 | 8.5 | 35600 | 25200 | 70.79% | 1.78 | 0 | 9.5 |  |  |  | No | R-454B | 2.8333 | Residential & Commercial | No
211397219 | Central HP <5.4 tons | FRASER-JOHNSTON | HRCU-A-CB (Split System: Heat Pump with Remote Outdoor Unit-Air-Source) | HMH72B341 |  |  | XAHD48FXXN1+TXV | TM8V080C16MP12 | 33600 | 16 | 8.5 | 32400 | 23800 | 73.46% | 2.06 | 0 | 9 |  |  |  | No | R-410A | 2.8 | Residential & Commercial | No
211397371 | Central HP <5.4 tons | FRASER-JOHNSTON | HRCU-A-CB (Split System: Heat Pump with Remote Outdoor Unit-Air-Source) | HMH72B341 |  |  | XAHC48FXXN1+TXV | TM8V100C16MP12 | 33600 | 16.5 | 8.5 | 32400 | 23800 | 73.46% | 2.06 | 0 | 9 |  |  |  | No | R-410A | 2.8 | Residential & Commercial | No
211397957 | Central HP <5.4 tons | FRASER-JOHNSTON | HRCU-A-CB (Split System: Heat Pump with Remote Outdoor Unit-Air-Source) | HMH72B341 |  |  | XAHC48FXXN1+TXV | TPLC080B12MP13 | 32400 | 16 | 8.1 | 32000 | 23600 | 73.75% | 1.98 | 0 | 8.5 |  |  |  | No | R-410A | 2.7 | Residential & Commercial | No
211398071 | Central HP <5.4 tons | FRASER-JOHNSTON | HRCU-A-CB (Split System: Heat Pump with Remote Outdoor Unit-Air-Source) | HMH72B341 |  |  | XAFC48FBCN1 | TPLC080B12MP13 | 33000 | 16 | 8.1 | 32600 | 24000 | 73.62% | 2.02 | 0 | 9 |  |  |  | No | R-410A | 2.75 | Residential & Commercial | No
211229080 | Central HP <5.4 tons | HEIL | HRCU-A-CB (Split System: Heat Pump with Remote Outdoor Unit-Air-Source) | DLCURAH36ABK |  |  | EA*4X48L21A* | *96VSN0601714A* | 35400 | 15.5 | 8.1 | 38500 | 34800 | 90.39% | 2.02 | 0 | 9.5 |  |  |  | No | R-410A | 2.95 | Residential & Commercial | No
211390687 | Central HP <5.4 tons | CHAMPION HEATING AND COOLING | HRCU-A-CB (Split System: Heat Pump with Remote Outdoor Unit-Air-Source) | HMH72B341 |  |  | XAFC30CXXN1+TXV | TPLC080B12MP13 | 32400 | 17 | 8.1 | 34000 | 23800 | 70% | 2 | 0 | 9.5 |  |  |  | No | R-410A | 2.7 | Residential & Commercial | No
211390803 | Central HP <5.4 tons | CHAMPION HEATING AND COOLING | HRCU-A-CB (Split System: Heat Pump with Remote Outdoor Unit-Air-Source) | HMH72B341 |  |  | XAFB30CXXN1+TXV | TM8V080B12MP12 | 32400 | 17 | 8.1 | 33600 | 23600 | 70.24% | 2 | 0 | 9.5 |  |  |  | No | R-410A | 2.7 | Residential & Commercial | No
211390851 | Central HP <5.4 tons | CHAMPION HEATING AND COOLING | HRCU-A-CB (Split System: Heat Pump with Remote Outdoor Unit-Air-Source) | HMH72B341 |  |  | XAUB30CXXN1+TXV | TPLC080B12MP13 | 32400 | 17 | 8.1 | 33600 | 23600 | 70.24% | 2 | 0 | 9.5 |  |  |  | No | R-410A | 2.7 | Residential & Commercial | No
211390869 | Central HP <5.4 tons | CHAMPION HEATING AND COOLING | HRCU-A-CB (Split System: Heat Pump with Remote Outdoor Unit-Air-Source) | HMH72B341 |  |  | XAHB36DXXN1+TXV | TM8V060A12MP12 | 33400 | 16.5 | 8.1 | 33600 | 23800 | 70.83% | 2.02 | 0 | 9.5 |  |  |  | No | R-410A | 2.7833 | Residential & Commercial | No
211390987 | Central HP <5.4 tons | CHAMPION HEATING AND COOLING | HRCU-A-CB (Split System: Heat Pump with Remote Outdoor Unit-Air-Source) | HMH72B341 |  |  | XAHB30CXXN1+TXV | TPLC060A12MP13 | 32000 | 17 | 8.1 | 32800 | 23000 | 70.12% | 1.98 | 0 | 9.5 |  |  |  | No | R-410A | 2.6667 | Residential & Commercial | No
211393506 | Central HP <5.4 tons | FRASER-JOHNSTON | HRCU-A-CB (Split System: Heat Pump with Remote Outdoor Unit-Air-Source) | HMH72B341 |  |  | XAHB36DBCN1 | TL8E060A12UH11 | 33200 | 17.5 | 8.1 | 33000 | 23400 | 70.91% | 2 | 0 | 9.5 |  |  |  | No | R-410A | 2.7667 | Residential & Commercial | No
211394067 | Central HP <5.4 tons | FRASER-JOHNSTON | HRCU-A-CB (Split System: Heat Pump with Remote Outdoor Unit-Air-Source) | HMH72B341 |  |  | XAFD48FBCN1 | TM9Y080C16MP11 | 33400 | 17.5 | 8.5 | 32400 | 23600 | 72.84% | 2.06 | 0 | 9.5 |  |  |  | No | R-410A | 2.7833 | Residential & Commercial | No
211396071 | Central HP <5.4 tons | FRASER-JOHNSTON | HRCU-A-CB (Split System: Heat Pump with Remote Outdoor Unit-Air-Source) | HMH72B341 |  |  | XAHD48FBCN1 | TM9E080C16MP12 | 33600 | 16.5 | 8.1 | 32800 | 24200 | 73.78% | 2.04 | 0 | 9 |  |  |  | No | R-410A | 2.8 | Residential & Commercial | No
211391152 | Central HP <5.4 tons | CHAMPION HEATING AND COOLING | HRCU-A-CB (Split System: Heat Pump with Remote Outdoor Unit-Air-Source) | HMH72B341 |  |  | XAFB30CXXN1+TXV | TMLV060A12MP12 | 32800 | 17.5 | 8.1 | 33400 | 23400 | 70.06% | 2.02 | 0 | 9.5 |  |  |  | No | R-410A | 2.7333 | Residential & Commercial | No
211388782 | Central HP <5.4 tons | CHAMPION HEATING AND COOLING | HRCU-A-CB (Split System: Heat Pump with Remote Outdoor Unit-Air-Source) | HMH72B341 |  |  | XAHC30CXXN1+TXV | TM9E080B12MP12 | 32000 | 17 | 8.1 | 33000 | 23200 | 70.3% | 1.98 | 0 | 9 |  |  |  | No | R-410A | 2.6667 | Residential & Commercial | No
211389280 | Central HP <5.4 tons | CHAMPION HEATING AND COOLING | HRCU-A-CB (Split System: Heat Pump with Remote Outdoor Unit-Air-Source) | HMH72B341 |  |  | XAHC36DXXN1+TXV | TM8Y120C20MP11 | 34000 | 17 | 8.1 | 33800 | 24200 | 71.6% | 2.08 | 0 | 9.5 |  |  |  | No | R-410A | 2.8333 | Residential & Commercial | No
213079845 | Central HP <5.4 tons | TEMPSTAR | HRCU-A-CB (Split System: Heat Pump with Remote Outdoor Unit-Air-Source) | DLCURAH36ABK |  |  | EA*4X36L21A* | *92MSN1002122A* | 35200 | 16 | 8.1 | 38500 | 34800 | 90.39% | 2.04 | 0 | 9.5 |  |  |  | No | R-410A | 2.9333 | Residential & Commercial | No
215318844 | Central HP <5.4 tons | Weathermaker | HRCU-A-CB (Split System: Heat Pump with Remote Outdoor Unit-Air-Source) | 37MURAQ60AA3 |  |  | 45MUAAQ60XX3 |  | 54000 | 15.2 | 8.4 | 54000 | 38000 | 70.37% | 1.8 | 0 | 8.7 |  |  |  | No | R-454B | 4.5 | Residential & Commercial | No
216411131 | Central HP <5.4 tons | COLEMAN | HRCU-A-CB (Split System: Heat Pump with Remote Outdoor Unit-Air-Source) | HMH72B341 |  |  | XAHC36DBCN1 | Z9ET080C16SMPS1 | 33800 | 17.5 | 8.5 | 34200 | 24000 | 70.18% | 2.04 | 0 | 9.5 |  |  |  | No | R-410A | 2.8167 | Residential & Commercial | No
216411121 | Central HP <5.4 tons | COLEMAN | HRCU-A-CB (Split System: Heat Pump with Remote Outdoor Unit-Air-Source) | HMH72B341 |  |  | XAHC36DBCN1 | Z9ET060B12SMPS1 | 33200 | 17.5 | 8.5 | 33400 | 23400 | 70.06% | 2 | 0 | 9.5 |  |  |  | No | R-410A | 2.7667 | Residential & Commercial | No
211388802 | Central HP <5.4 tons | FRASER-JOHNSTON | HRCU-A-CB (Split System: Heat Pump with Remote Outdoor Unit-Air-Source) | HMH72B341 |  |  | XAHB36DBCN1 | TM9E080B12MP12 | 33200 | 17 | 8.1 | 33200 | 23400 | 70.48% | 2 | 0 | 9.5 |  |  |  | No | R-410A | 2.7667 | Residential & Commercial | No
213297013 | Central HP <5.4 tons | COLEMAN | HRCU-A-CB (Split System: Heat Pump with Remote Outdoor Unit-Air-Source) | HMH72B341 |  |  | XAFB36DXXN1+TXV | Z9ET080B12SMPS1 | 34000 | 18.5 | 8.1 | 33400 | 24200 | 72.46% | 2.08 | 0 | 9.5 |  |  |  | No | R-410A | 2.8333 | Residential & Commercial | No
211390079 | Central HP <5.4 tons | FRASER-JOHNSTON | HRCU-A-CB (Split System: Heat Pump with Remote Outdoor Unit-Air-Source) | HMH72B341 |  |  | XAHC30CXXN1+TXV | TM8V100C16MP12 | 32400 | 17 | 8.1 | 32400 | 22800 | 70.37% | 2 | 0 | 9.5 |  |  |  | No | R-410A | 2.7 | Residential & Commercial | No
211712250 | Central HP <5.4 tons | TEMPSTAR | HRCU-A-CB (Split System: Heat Pump with Remote Outdoor Unit-Air-Source) | DLCURAH30ABK |  |  | EA*4X42L21A* | *96VTN1002122A* | 29600 | 15.2 | 8.1 | 33600 | 27400 | 81.55% | 1.78 | 0 | 9 |  |  |  | No | R-410A | 2.4667 | Residential & Commercial | No
211390940 | Central HP <5.4 tons | FRASER-JOHNSTON | HRCU-A-CB (Split System: Heat Pump with Remote Outdoor Unit-Air-Source) | HMH72B341 |  |  | XAHB36DBCN1 | TPLC060A12MP13 | 33400 | 16.5 | 8.1 | 33600 | 23800 | 70.83% | 2.02 | 0 | 9.5 |  |  |  | No | R-410A | 2.7833 | Residential & Commercial | No
211391710 | Central HP <5.4 tons | FRASER-JOHNSTON | HRCU-A-CB (Split System: Heat Pump with Remote Outdoor Unit-Air-Source) | HMH72B341 |  |  | XAHB30CXXN1+TXV | TM8E100B12MP11 | 32000 | 17 | 8.1 | 32800 | 23000 | 70.12% | 1.98 | 0 | 9.5 |  |  |  | No | R-410A | 2.6667 | Residential & Commercial | No
211389118 | Central HP <5.4 tons | FRASER-JOHNSTON | HRCU-A-CB (Split System: Heat Pump with Remote Outdoor Unit-Air-Source) | HMH72B341 |  |  | XAFB30CXXN1+TXV | TM9E060B12MP12 | 32600 | 17 | 8.1 | 33600 | 23600 | 70.24% | 2 | 0 | 9.5 |  |  |  | No | R-410A | 2.7167 | Residential & Commercial | No
211389470 | Central HP <5.4 tons | FRASER-JOHNSTON | HRCU-A-CB (Split System: Heat Pump with Remote Outdoor Unit-Air-Source) | HMH72B341 |  |  | XAHC36DBCN1 | TM8Y100C16MP11 | 34000 | 18 | 8.1 | 34000 | 24400 | 71.76% | 2.06 | 0 | 9.5 |  |  |  | No | R-410A | 2.8333 | Residential & Commercial | No
211393073 | Central HP <5.4 tons | FRASER-JOHNSTON | HRCU-A-CB (Split System: Heat Pump with Remote Outdoor Unit-Air-Source) | HMH72B341 |  |  | XAHC36DBCN1 | TL9E080C16UH11 | 34000 | 17 | 8.1 | 33800 | 24000 | 71.01% | 2.06 | 0 | 9.5 |  |  |  | No | R-410A | 2.8333 | Residential & Commercial | No
213080654 | Central HP <5.4 tons | TEMPSTAR | HRCU-A-CB (Split System: Heat Pump with Remote Outdoor Unit-Air-Source) | DLCURAH36ABK |  |  | EA*4X36L17A* | *95MSU0601716A* | 35200 | 15.5 | 8.1 | 39000 | 35200 | 90.26% | 1.84 | 0 | 9.5 |  |  |  | No | R-410A | 2.9333 | Residential & Commercial | No
211392728 | Central HP <5.4 tons | FRASER-JOHNSTON | HRCU-A-CB (Split System: Heat Pump with Remote Outdoor Unit-Air-Source) | HMH72B341 |  |  | XAUB30CXXN1+TXV | TMLE060A12MP11 | 32800 | 17.5 | 8.1 | 33400 | 23400 | 70.06% | 2.02 | 0 | 9.5 |  |  |  | No | R-410A | 2.7333 | Residential & Commercial | No
211393198 | Central HP <5.4 tons | FRASER-JOHNSTON | HRCU-A-CB (Split System: Heat Pump with Remote Outdoor Unit-Air-Source) | HMH72B341 |  |  | XAFC36DXXN1+TXV | TL9E060B12UH11 | 33800 | 18 | 8.1 | 34000 | 24200 | 71.18% | 2.04 | 0 | 9.5 |  |  |  | No | R-410A | 2.8167 | Residential & Commercial | No
211393296 | Central HP <5.4 tons | FRASER-JOHNSTON | HRCU-A-CB (Split System: Heat Pump with Remote Outdoor Unit-Air-Source) | HMH72B341 |  |  | XAUB30CXXN1+TXV | TL9E060B12UH11 | 32600 | 17.5 | 8.1 | 33600 | 23600 | 70.24% | 2 | 0 | 9.5 |  |  |  | No | R-410A | 2.7167 | Residential & Commercial | No
213078835 | Central HP <5.4 tons | DAY & NIGHT | HRCU-A-CB (Split System: Heat Pump with Remote Outdoor Unit-Air-Source) | DLCURAH36ABK |  |  | EA*4X36L21A* | *80MSU1002120A* | 35000 | 16 | 8.5 | 38500 | 35200 | 91.43% | 1.8 | 0 | 9.5 |  |  |  | No | R-410A | 2.9167 | Residential & Commercial | No
211713400 | Central HP <5.4 tons | HEIL | HRCU-A-CB (Split System: Heat Pump with Remote Outdoor Unit-Air-Source) | DLCURAH30ABK |  |  | EA*4X43L21A* | *80ESU0601716A | 31200 | 15.2 | 8.5 | 33400 | 26000 | 77.84% | 1.86 | 0 | 9 |  |  |  | No | R-410A | 2.6 | Residential & Commercial | No
215682151 | Central HP <5.4 tons | KENMORE | HRCU-A-CB (Split System: Heat Pump with Remote Outdoor Unit-Air-Source) | (C,H,T)5H0V48*K*AAA* |  |  | EVD5X48M21A*+WALLCON | *97CTN0801716A* | 46500 | 18 | 9 | 50000 | 37000 | 74% | 1.98 | 0 | 9.5 |  |  |  | No | R-454B | 3.875 | Residential & Commercial | No
211397702 | Central HP <5.4 tons | CHAMPION HEATING AND COOLING | HRCU-A-CB (Split System: Heat Pump with Remote Outdoor Unit-Air-Source) | HMH72B341 |  |  | XAFC48FXXN1+TXV | TM8V100C16MP12 | 34000 | 16.5 | 8.5 | 33200 | 24400 | 73.49% | 2.1 | 0 | 9 |  |  |  | No | R-410A | 2.8333 | Residential & Commercial | No
211398811 | Central HP <5.4 tons | CHAMPION HEATING AND COOLING | HRCU-A-CB (Split System: Heat Pump with Remote Outdoor Unit-Air-Source) | HMH72B341 |  |  | XAHC48FXXN1+TXV | TMLE080C16MP11 | 32800 | 16.5 | 8.5 | 31600 | 23000 | 72.78% | 2.04 | 0 | 9.5 |  |  |  | No | R-410A | 2.7333 | Residential & Commercial | No
211397543 | Central HP <5.4 tons | CHAMPION HEATING AND COOLING | HRCU-A-CB (Split System: Heat Pump with Remote Outdoor Unit-Air-Source) | HMH72B341 |  |  | XAFD48FXXN1+TXV | TM8V080C16MP12 | 34000 | 16.5 | 8.5 | 33000 | 24400 | 73.94% | 2.1 | 0 | 9 |  |  |  | No | R-410A | 2.8333 | Residential & Commercial | No
211393432 | Central HP <5.4 tons | FRASER-JOHNSTON | HRCU-A-CB (Split System: Heat Pump with Remote Outdoor Unit-Air-Source) | HMH72B341 |  |  | XAHC30CXXN1+TXV | TL8E080C16UH11 | 32400 | 17 | 8.1 | 32800 | 23000 | 70.12% | 2 | 0 | 9.5 |  |  |  | No | R-410A | 2.7 | Residential & Commercial | No
215681801 | Central HP <5.4 tons | KENMORE | HRCU-A-CB (Split System: Heat Pump with Remote Outdoor Unit-Air-Source) | (C,H,T)5H0V48*K*AAA* |  |  | EVM5X48M21A*+WALLCON | *97CTN0801716A* | 46500 | 18 | 9 | 50000 | 37000 | 74% | 2 | 0 | 9.5 |  |  |  | No | R-454B | 3.875 | Residential & Commercial | No
213080489 | Central HP <5.4 tons | TEMPSTAR | HRCU-A-CB (Split System: Heat Pump with Remote Outdoor Unit-Air-Source) | DLCURAH36ABK |  |  | EA*4X42L24A* | *96MSN1402422A* | 35200 | 16 | 8.1 | 38500 | 34600 | 89.87% | 2.02 | 0 | 9.5 |  |  |  | No | R-410A | 2.9333 | Residential & Commercial | No
212383128 | Central HP <5.4 tons | HEIL | HRCU-A-CB (Split System: Heat Pump with Remote Outdoor Unit-Air-Source) | DLCURAH36ABK |  |  | EA*4X36L21A* | *96VSN1002120A* | 35200 | 16 | 8.1 | 39000 | 35200 | 90.26% | 1.82 | 0 | 9.5 |  |  |  | No | R-410A | 2.9333 | Residential & Commercial | No
213080810 | Central HP <5.4 tons | TEMPSTAR | HRCU-A-CB (Split System: Heat Pump with Remote Outdoor Unit-Air-Source) | DLCURAH36ABK |  |  | EA*4X42L21A* | *95MSU0802120A* | 35200 | 16 | 8.1 | 38500 | 35000 | 90.91% | 1.88 | 0 | 9.5 |  |  |  | No | R-410A | 2.9333 | Residential & Commercial | No
211393580 | Central HP <5.4 tons | FRASER-JOHNSTON | HRCU-A-CB (Split System: Heat Pump with Remote Outdoor Unit-Air-Source) | HMH72B341 |  |  | XAFB30CXXN1+TXV | TL8E060A12UH11 | 32800 | 18 | 8.1 | 33400 | 23400 | 70.06% | 2.02 | 0 | 9.5 |  |  |  | No | R-410A | 2.7333 | Residential & Commercial | No
211393723 | Central HP <5.4 tons | FRASER-JOHNSTON | HRCU-A-CB (Split System: Heat Pump with Remote Outdoor Unit-Air-Source) | HMH72B341 |  |  | XAFA30DXXN1+TXV | TM8E060A12MP11 | 33800 | 17.5 | 8.1 | 33800 | 23800 | 70.41% | 2.04 | 0 | 9.5 |  |  |  | No | R-410A | 2.8167 | Residential & Commercial | No
211395738 | Central HP <5.4 tons | FRASER-JOHNSTON | HRCU-A-CB (Split System: Heat Pump with Remote Outdoor Unit-Air-Source) | HMH72B341 |  |  | XAHC48FXXN1+TXV | TP9C060B12MP13 | 32400 | 16 | 8.1 | 32000 | 23400 | 73.12% | 2 | 0 | 9 |  |  |  | No | R-410A | 2.7 | Residential & Commercial | No
211396781 | Central HP <5.4 tons | FRASER-JOHNSTON | HRCU-A-CB (Split System: Heat Pump with Remote Outdoor Unit-Air-Source) | HMH72B341 |  |  | XAHC48FXXN1+TXV | TM8Y100C16MP11 | 33600 | 17 | 8.1 | 32600 | 24000 | 73.62% | 2.04 | 0 | 9 |  |  |  | No | R-410A | 2.8 | Residential & Commercial | No
211397047 | Central HP <5.4 tons | FRASER-JOHNSTON | HRCU-A-CB (Split System: Heat Pump with Remote Outdoor Unit-Air-Source) | HMH72B341 |  |  | XAHC48FXXN1+TXV | TM8V120C20MP12 | 33800 | 16.5 | 8.5 | 32400 | 23800 | 73.46% | 2.06 | 0 | 9 |  |  |  | No | R-410A | 2.8167 | Residential & Commercial | No
211397424 | Central HP <5.4 tons | FRASER-JOHNSTON | HRCU-A-CB (Split System: Heat Pump with Remote Outdoor Unit-Air-Source) | HMH72B341 |  |  | XAHC48FXXN1+TXV | TPLC100C16MP13 | 33600 | 16.5 | 8.5 | 32400 | 23800 | 73.46% | 2.06 | 0 | 9 |  |  |  | No | R-410A | 2.8 | Residential & Commercial | No
211397483 | Central HP <5.4 tons | FRASER-JOHNSTON | HRCU-A-CB (Split System: Heat Pump with Remote Outdoor Unit-Air-Source) | HMH72B341 |  |  | XAHC48FBCN1 | TPLC080C16MP13 | 33600 | 16.5 | 8.5 | 32400 | 23800 | 73.46% | 2.06 | 0 | 9 |  |  |  | No | R-410A | 2.8 | Residential & Commercial | No
211397585 | Central HP <5.4 tons | FRASER-JOHNSTON | HRCU-A-CB (Split System: Heat Pump with Remote Outdoor Unit-Air-Source) | HMH72B341 |  |  | XAFD48FXXN1+TXV | TPLC100C16MP13 | 34000 | 16.5 | 8.5 | 33000 | 24400 | 73.94% | 2.1 | 0 | 9 |  |  |  | No | R-410A | 2.8333 | Residential & Commercial | No
211396380 | Central HP <5.4 tons | FRASER-JOHNSTON | HRCU-A-CB (Split System: Heat Pump with Remote Outdoor Unit-Air-Source) | HMH72B341 |  |  | XAFC48FBCN1 | TM9E060B12MP12 | 33200 | 16.5 | 8.1 | 32600 | 24000 | 73.62% | 2.02 | 0 | 9 |  |  |  | No | R-410A | 2.7667 | Residential & Commercial | No
211396473 | Central HP <5.4 tons | FRASER-JOHNSTON | HRCU-A-CB (Split System: Heat Pump with Remote Outdoor Unit-Air-Source) | HMH72B341 |  |  | XAHD48FBCN1 | TM8Y120C20MP11 | 33800 | 16.5 | 8.5 | 32400 | 23800 | 73.46% | 2.06 | 0 | 9 |  |  |  | No | R-410A | 2.8167 | Residential & Commercial | No
211397234 | Central HP <5.4 tons | FRASER-JOHNSTON | HRCU-A-CB (Split System: Heat Pump with Remote Outdoor Unit-Air-Source) | HMH72B341 |  |  | XAHD48FXXN1+TXV | TMLV100C16MP12 | 33600 | 16 | 8.5 | 32400 | 23800 | 73.46% | 2.06 | 0 | 9 |  |  |  | No | R-410A | 2.8 | Residential & Commercial | No
211397818 | Central HP <5.4 tons | FRASER-JOHNSTON | HRCU-A-CB (Split System: Heat Pump with Remote Outdoor Unit-Air-Source) | HMH72B341 |  |  | XAUC48FXXN1+TXV | TM8V080C16MP12 | 34000 | 16.5 | 8.5 | 33200 | 24400 | 73.49% | 2.1 | 0 | 9 |  |  |  | No | R-410A | 2.8333 | Residential & Commercial | No
211394498 | Central HP <5.4 tons | FRASER-JOHNSTON | HRCU-A-CB (Split System: Heat Pump with Remote Outdoor Unit-Air-Source) | HMH72B341 |  |  | XAHC48FBCN1 | TM9V100C20MP12 | 33200 | 17 | 8.5 | 32000 | 23400 | 73.12% | 2.04 | 0 | 9 |  |  |  | No | R-410A | 2.7667 | Residential & Commercial | No
211394900 | Central HP <5.4 tons | FRASER-JOHNSTON | HRCU-A-CB (Split System: Heat Pump with Remote Outdoor Unit-Air-Source) | HMH72B341 |  |  | XAFC48FXXN1+TXV | TM9V100C16MP12 | 33800 | 16.5 | 8.5 | 32400 | 23800 | 73.46% | 2.08 | 0 | 9.5 |  |  |  | No | R-410A | 2.8167 | Residential & Commercial | No
211395295 | Central HP <5.4 tons | FRASER-JOHNSTON | HRCU-A-CB (Split System: Heat Pump with Remote Outdoor Unit-Air-Source) | HMH72B341 |  |  | XAFC48FXXN1+TXV | TM9V080C16MP12 | 33400 | 16.5 | 8.5 | 32400 | 23600 | 72.84% | 2.06 | 0 | 9.5 |  |  |  | No | R-410A | 2.7833 | Residential & Commercial | No
211227476 | Central HP <5.4 tons | HEIL | HRCU-A-CB (Split System: Heat Pump with Remote Outdoor Unit-Air-Source) | DLCURAH36ABK |  |  | EA*4X42L21A* | *80VTL0902120A* | 35000 | 16 | 8.1 | 38500 | 35000 | 90.91% | 1.86 | 0 | 9.5 |  |  |  | No | R-410A | 2.9167 | Residential & Commercial | No
211229197 | Central HP <5.4 tons | HEIL | HRCU-A-CB (Split System: Heat Pump with Remote Outdoor Unit-Air-Source) | DLCURAH36ABK |  |  | EA*4X48L21A* | OLV098A12* | 35400 | 15.2 | 8.1 | 38500 | 34800 | 90.39% | 2.02 | 0 | 9.5 |  |  |  | No | R-410A | 2.95 | Residential & Commercial | No
212521246 | Central HP <5.4 tons | WABBAN | HRCU-A-C (Split System: Heat Pump with Remote Outdoor Unit with No Indoor Fan --Air Source) | BB60-48WADU |  |  | TCAT60H/NAA |  | 50500 | 15.2 | 8.5 | 53000 | 37200 | 70.19% | 1.8 | 0 | 9.5 |  |  |  | No | R-410A | 4.2083 | Residential & Commercial | No
211228115 | Central HP <5.4 tons | HEIL | HRCU-A-CB (Split System: Heat Pump with Remote Outdoor Unit-Air-Source) | DLCURAH36ABK |  |  | EA*4X42L24A* | *96VTN0802120A* | 35000 | 16 | 8.1 | 38500 | 35000 | 90.91% | 1.86 | 0 | 9.5 |  |  |  | No | R-410A | 2.9167 | Residential & Commercial | No
213079998 | Central HP <5.4 tons | HEIL | HRCU-A-CB (Split System: Heat Pump with Remote Outdoor Unit-Air-Source) | DLCURAH36ABK |  |  | EA*4X36L17A* | *96MSN0801716A* | 35000 | 15.2 | 8.1 | 39000 | 35400 | 90.77% | 1.82 | 0 | 9.5 |  |  |  | No | R-410A | 2.9167 | Residential & Commercial | No
213079430 | Central HP <5.4 tons | HEIL | HRCU-A-CB (Split System: Heat Pump with Remote Outdoor Unit-Air-Source) | DLCURAH36ABK |  |  | EA*4X42L21A* | *92MSN0601714A* | 35200 | 16 | 8.1 | 38500 | 35200 | 91.43% | 1.88 | 0 | 9.5 |  |  |  | No | R-410A | 2.9333 | Residential & Commercial | No
211397460 | Central HP <5.4 tons | FRASER-JOHNSTON | HRCU-A-CB (Split System: Heat Pump with Remote Outdoor Unit-Air-Source) | HMH72B341 |  |  | XAHC48FBCN1 | TM8V080C16MP12 | 33600 | 16.5 | 8.5 | 32400 | 23800 | 73.46% | 2.06 | 0 | 9 |  |  |  | No | R-410A | 2.8 | Residential & Commercial | No
211397699 | Central HP <5.4 tons | FRASER-JOHNSTON | HRCU-A-CB (Split System: Heat Pump with Remote Outdoor Unit-Air-Source) | HMH72B341 |  |  | XAFC48FXXN1+TXV | TM8V100C16MP12 | 34000 | 16.5 | 8.5 | 33200 | 24400 | 73.49% | 2.1 | 0 | 9 |  |  |  | No | R-410A | 2.8333 | Residential & Commercial | No
211397876 | Central HP <5.4 tons | FRASER-JOHNSTON | HRCU-A-CB (Split System: Heat Pump with Remote Outdoor Unit-Air-Source) | HMH72B341 |  |  | XAUC48FXXN1+TXV | TPLC080C16MP13 | 34000 | 16.5 | 8.5 | 33200 | 24400 | 73.49% | 2.1 | 0 | 9 |  |  |  | No | R-410A | 2.8333 | Residential & Commercial | No
211398285 | Central HP <5.4 tons | FRASER-JOHNSTON | HRCU-A-CB (Split System: Heat Pump with Remote Outdoor Unit-Air-Source) | HMH72B341 |  |  | XAFC48FXXN1+TXV | TMLE120C16MP11 | 33600 | 17 | 8.5 | 32400 | 23600 | 72.84% | 2.08 | 0 | 9.5 |  |  |  | No | R-410A | 2.8 | Residential & Commercial | No
211398335 | Central HP <5.4 tons | FRASER-JOHNSTON | HRCU-A-CB (Split System: Heat Pump with Remote Outdoor Unit-Air-Source) | HMH72B341 |  |  | XAUC48FXXN1+TXV | TMLE120C16MP11 | 33600 | 17 | 8.5 | 32400 | 23600 | 72.84% | 2.08 | 0 | 9.5 |  |  |  | No | R-410A | 2.8 | Residential & Commercial | No
213296928 | Central HP <5.4 tons | COLEMAN | HRCU-A-CB (Split System: Heat Pump with Remote Outdoor Unit-Air-Source) | HMH72B341 |  |  | XAFC36DBCN1 | Z8ES100B12LMPS1 | 34000 | 18.5 | 8.1 | 34000 | 24600 | 72.35% | 2.12 | 0 | 9.5 |  |  |  | No | R-410A | 2.8333 | Residential & Commercial | No
213296843 | Central HP <5.4 tons | COLEMAN | HRCU-A-CB (Split System: Heat Pump with Remote Outdoor Unit-Air-Source) | HMH72B341 |  |  | XAHC30CXXN1+TXV | Z8ET080C16LMPS1 | 32800 | 18.5 | 8.5 | 32000 | 22800 | 71.25% | 2.04 | 0 | 9.5 |  |  |  | No | R-410A | 2.7333 | Residential & Commercial | No
213297078 | Central HP <5.4 tons | COLEMAN | HRCU-A-CB (Split System: Heat Pump with Remote Outdoor Unit-Air-Source) | HMH72B341 |  |  | XAHC36DXXN1+TXV | Z8ET080C16LMPS1 | 34000 | 18.5 | 8.5 | 33400 | 24000 | 71.86% | 2.1 | 0 | 9.5 |  |  |  | No | R-410A | 2.8333 | Residential & Commercial | No
213297143 | Central HP <5.4 tons | COLEMAN | HRCU-A-CB (Split System: Heat Pump with Remote Outdoor Unit-Air-Source) | HMH72B341 |  |  | XAHC30CXXN1+TXV | Z8ES100C16LMPS1 | 32400 | 17.5 | 8.1 | 32000 | 22800 | 71.25% | 2.02 | 0 | 9.5 |  |  |  | No | R-410A | 2.7 | Residential & Commercial | No
211388512 | Central HP <5.4 tons | CHAMPION HEATING AND COOLING | HRCU-A-CB (Split System: Heat Pump with Remote Outdoor Unit-Air-Source) | HMH72B341 |  |  | XAFB36DBCN1 | TM9V040A10MP12 | 33200 | 17 | 8.1 | 33200 | 23400 | 70.48% | 2 | 0 | 9.5 |  |  |  | No | R-410A | 2.7667 | Residential & Commercial | No
211712456 | Central HP <5.4 tons | TEMPSTAR | HRCU-A-CB (Split System: Heat Pump with Remote Outdoor Unit-Air-Source) | DLCURAH30ABK |  |  | EA*4X42L21A* | *80ES(N,L)0702116A* | 29600 | 15.2 | 8.1 | 33600 | 27400 | 81.55% | 1.78 | 0 | 9 |  |  |  | No | R-410A | 2.4667 | Residential & Commercial | No
211713331 | Central HP <5.4 tons | TEMPSTAR | HRCU-A-CB (Split System: Heat Pump with Remote Outdoor Unit-Air-Source) | DLCURAH30ABK |  |  | EA*4X43L21A* | *92ESN0601714A* | 30400 | 15.2 | 8.1 | 33000 | 26200 | 79.39% | 1.84 | 0 | 9 |  |  |  | No | R-410A | 2.5333 | Residential & Commercial | No
211389047 | Central HP <5.4 tons | CHAMPION HEATING AND COOLING | HRCU-A-CB (Split System: Heat Pump with Remote Outdoor Unit-Air-Source) | HMH72B341 |  |  | XAFC36DBCN1 | TM9E060B12MP12 | 34000 | 17.5 | 8.1 | 34000 | 24200 | 71.18% | 2.04 | 0 | 9.5 |  |  |  | No | R-410A | 2.8333 | Residential & Commercial | No
211390369 | Central HP <5.4 tons | CHAMPION HEATING AND COOLING | HRCU-A-CB (Split System: Heat Pump with Remote Outdoor Unit-Air-Source) | HMH72B341 |  |  | XAFC30CXXN1+TXV | TPLC080C16MP13 | 33000 | 17.5 | 8.5 | 33000 | 23200 | 70.3% | 2.04 | 0 | 9.5 |  |  |  | No | R-410A | 2.75 | Residential & Commercial | No
211390654 | Central HP <5.4 tons | CHAMPION HEATING AND COOLING | HRCU-A-CB (Split System: Heat Pump with Remote Outdoor Unit-Air-Source) | HMH72B341 |  |  | XAFC36DBCN1 | TPLC080B12MP13 | 33800 | 17 | 8.1 | 34000 | 24200 | 71.18% | 2.04 | 0 | 9.5 |  |  |  | No | R-410A | 2.8167 | Residential & Commercial | No
211391137 | Central HP <5.4 tons | CHAMPION HEATING AND COOLING | HRCU-A-CB (Split System: Heat Pump with Remote Outdoor Unit-Air-Source) | HMH72B341 |  |  | XAFB30CXXN1+TXV | TM8V060A12MP12 | 32800 | 17.5 | 8.1 | 33400 | 23400 | 70.06% | 2.02 | 0 | 9.5 |  |  |  | No | R-410A | 2.7333 | Residential & Commercial | No
211392141 | Central HP <5.4 tons | CHAMPION HEATING AND COOLING | HRCU-A-CB (Split System: Heat Pump with Remote Outdoor Unit-Air-Source) | HMH72B341 |  |  | XAHC36DXXN1+TXV | TM8E080B12MP11 | 33400 | 17.5 | 8.1 | 33200 | 23400 | 70.48% | 2.02 | 0 | 9.5 |  |  |  | No | R-410A | 2.7833 | Residential & Commercial | No
211392238 | Central HP <5.4 tons | CHAMPION HEATING AND COOLING | HRCU-A-CB (Split System: Heat Pump with Remote Outdoor Unit-Air-Source) | HMH72B341 |  |  | XAHB36DXXN1+TXV | TMLE080B12MP11 | 33200 | 17 | 8.1 | 33200 | 23400 | 70.48% | 2 | 0 | 9.5 |  |  |  | No | R-410A | 2.7667 | Residential & Commercial | No
211227313 | Central HP <5.4 tons | HEIL | HRCU-A-CB (Split System: Heat Pump with Remote Outdoor Unit-Air-Source) | DLCURAH36ABK |  |  | EA*4X42L21A* | *80ES(N,L)0701716A* | 35200 | 16 | 8.1 | 38500 | 35000 | 90.91% | 1.88 | 0 | 9.5 |  |  |  | No | R-410A | 2.9333 | Residential & Commercial | No
211392358 | Central HP <5.4 tons | CHAMPION HEATING AND COOLING | HRCU-A-CB (Split System: Heat Pump with Remote Outdoor Unit-Air-Source) | HMH72B341 |  |  | XAFC30CXXN1+TXV | TM8E080B12MP11 | 32800 | 17.5 | 8.1 | 34000 | 23800 | 70% | 2.02 | 0 | 9.5 |  |  |  | No | R-410A | 2.7333 | Residential & Commercial | No
211392539 | Central HP <5.4 tons | CHAMPION HEATING AND COOLING | HRCU-A-CB (Split System: Heat Pump with Remote Outdoor Unit-Air-Source) | HMH72B341 |  |  | XAHB36DXXN1+TXV | TMLE060A12MP11 | 33200 | 17 | 8.1 | 33200 | 23400 | 70.48% | 2 | 0 | 9.5 |  |  |  | No | R-410A | 2.7667 | Residential & Commercial | No
211398096 | Central HP <5.4 tons | FRASER-JOHNSTON | HRCU-A-CB (Split System: Heat Pump with Remote Outdoor Unit-Air-Source) | HMH72B341 |  |  | XAHD48FXXN1+TXV | TM8E120C16MP11 | 33000 | 16.5 | 8.5 | 31800 | 23200 | 72.96% | 2.04 | 0 | 9.5 |  |  |  | No | R-410A | 2.75 | Residential & Commercial | No
211397993 | Central HP <5.4 tons | CHAMPION HEATING AND COOLING | HRCU-A-CB (Split System: Heat Pump with Remote Outdoor Unit-Air-Source) | HMH72B341 |  |  | XAHC48FBCN1 | TPLC080B12MP13 | 32400 | 16 | 8.1 | 32000 | 23600 | 73.75% | 1.98 | 0 | 8.5 |  |  |  | No | R-410A | 2.7 | Residential & Commercial | No
211398409 | Central HP <5.4 tons | CHAMPION HEATING AND COOLING | HRCU-A-CB (Split System: Heat Pump with Remote Outdoor Unit-Air-Source) | HMH72B341 |  |  | XAHC48FXXN1+TXV | TM8E100C16MP11 | 33000 | 17 | 8.5 | 31800 | 23200 | 72.96% | 2.04 | 0 | 9.5 |  |  |  | No | R-410A | 2.75 | Residential & Commercial | No
211396807 | Central HP <5.4 tons | CHAMPION HEATING AND COOLING | HRCU-A-CB (Split System: Heat Pump with Remote Outdoor Unit-Air-Source) | HMH72B341 |  |  | XAHC48FBCN1 | TM8Y100C16MP11 | 33600 | 17 | 8.1 | 32600 | 24000 | 73.62% | 2.04 | 0 | 9 |  |  |  | No | R-410A | 2.8 | Residential & Commercial | No
211396966 | Central HP <5.4 tons | CHAMPION HEATING AND COOLING | HRCU-A-CB (Split System: Heat Pump with Remote Outdoor Unit-Air-Source) | HMH72B341 |  |  | XAUC48FXXN1+TXV | TM8Y080C16MP11 | 34000 | 17.5 | 8.5 | 33200 | 24400 | 73.49% | 2.08 | 0 | 9 |  |  |  | No | R-410A | 2.8333 | Residential & Commercial | No
211396980 | Central HP <5.4 tons | CHAMPION HEATING AND COOLING | HRCU-A-CB (Split System: Heat Pump with Remote Outdoor Unit-Air-Source) | HMH72B341 |  |  | XAHC48FXXN1+TXV | TM8Y080B12MP11 | 32600 | 17 | 8.1 | 31600 | 23000 | 72.78% | 2.02 | 0 | 9 |  |  |  | No | R-410A | 2.7167 | Residential & Commercial | No
211397382 | Central HP <5.4 tons | CHAMPION HEATING AND COOLING | HRCU-A-CB (Split System: Heat Pump with Remote Outdoor Unit-Air-Source) | HMH72B341 |  |  | XAHC48FXXN1+TXV | TM8V080C16MP12 | 33600 | 16.5 | 8.5 | 32400 | 23800 | 73.46% | 2.06 | 0 | 9 |  |  |  | No | R-410A | 2.8 | Residential & Commercial | No
211396571 | Central HP <5.4 tons | CHAMPION HEATING AND COOLING | HRCU-A-CB (Split System: Heat Pump with Remote Outdoor Unit-Air-Source) | HMH72B341 |  |  | XAHC48FBCN1 | TM8Y100C20MP11 | 33800 | 16.5 | 8.5 | 32400 | 23800 | 73.46% | 2.06 | 0 | 9 |  |  |  | No | R-410A | 2.8167 | Residential & Commercial | No
211396614 | Central HP <5.4 tons | CHAMPION HEATING AND COOLING | HRCU-A-CB (Split System: Heat Pump with Remote Outdoor Unit-Air-Source) | HMH72B341 |  |  | XAFD48FBCN1 | TM8Y120C20MP11 | 34000 | 16.5 | 8.5 | 34000 | 24200 | 71.18% | 2.1 | 0 | 9.5 |  |  |  | No | R-410A | 2.8333 | Residential & Commercial | No
211398633 | Central HP <5.4 tons | FRASER-JOHNSTON | HRCU-A-CB (Split System: Heat Pump with Remote Outdoor Unit-Air-Source) | HMH72B341 |  |  | XAHC48FBCN1 | TM8E100B12MP11 | 32600 | 17 | 8.1 | 31800 | 23200 | 72.96% | 2.02 | 0 | 9 |  |  |  | No | R-410A | 2.7167 | Residential & Commercial | No
211393006 | Central HP <5.4 tons | CHAMPION HEATING AND COOLING | HRCU-A-CB (Split System: Heat Pump with Remote Outdoor Unit-Air-Source) | HMH72B341 |  |  | XAHC30CXXN1+TXV | TL9E100C20UH11 | 32600 | 16.5 | 8.1 | 32800 | 23000 | 70.12% | 2.02 | 0 | 9.5 |  |  |  | No | R-410A | 2.7167 | Residential & Commercial | No
211393145 | Central HP <5.4 tons | CHAMPION HEATING AND COOLING | HRCU-A-CB (Split System: Heat Pump with Remote Outdoor Unit-Air-Source) | HMH72B341 |  |  | XAHC36DXXN1+TXV | TL9E060B12UH11 | 32800 | 17.5 | 8.1 | 32400 | 22800 | 70.37% | 1.98 | 0 | 9.5 |  |  |  | No | R-410A | 2.7333 | Residential & Commercial | No
211393231 | Central HP <5.4 tons | CHAMPION HEATING AND COOLING | HRCU-A-CB (Split System: Heat Pump with Remote Outdoor Unit-Air-Source) | HMH72B341 |  |  | XAFC30CXXN1+TXV | TL9E060B12UH11 | 32600 | 17.5 | 8.1 | 33600 | 23600 | 70.24% | 2 | 0 | 9.5 |  |  |  | No | R-410A | 2.7167 | Residential & Commercial | No
211393524 | Central HP <5.4 tons | CHAMPION HEATING AND COOLING | HRCU-A-CB (Split System: Heat Pump with Remote Outdoor Unit-Air-Source) | HMH72B341 |  |  | XAHB30CXXN1+TXV | TL8E060A12UH11 | 32000 | 17.5 | 8.1 | 32600 | 23000 | 70.55% | 1.98 | 0 | 9.5 |  |  |  | No | R-410A | 2.6667 | Residential & Commercial | No
215679631 | Central HP <5.4 tons | KENMORE | HRCU-A-CB (Split System: Heat Pump with Remote Outdoor Unit-Air-Source) | (C,H,T)5H0V36*K*AAA* |  |  | EA*5X61M21A*+WALLCON | *97CTN0601716A* | 34400 | 17.5 | 9 | 34600 | 25200 | 72.83% | 1.9 | 0 | 9.5 |  |  |  | No | R-454B | 2.8667 | Residential & Commercial | No
211394315 | Central HP <5.4 tons | CHAMPION HEATING AND COOLING | HRCU-A-CB (Split System: Heat Pump with Remote Outdoor Unit-Air-Source) | HMH72B341 |  |  | XAHD48FBCN1 | TP9C120D20MP13 | 33400 | 16.5 | 8.5 | 32000 | 23200 | 72.5% | 2.06 | 0 | 9.5 |  |  |  | No | R-410A | 2.7833 | Residential & Commercial | No
211395151 | Central HP <5.4 tons | CHAMPION HEATING AND COOLING | HRCU-A-CB (Split System: Heat Pump with Remote Outdoor Unit-Air-Source) | HMH72B341 |  |  | XAHC48FBCN1 | TP9C080C16MP13 | 32800 | 16.5 | 8.5 | 31800 | 23200 | 72.96% | 2.02 | 0 | 9 |  |  |  | No | R-410A | 2.7333 | Residential & Commercial | No
211395301 | Central HP <5.4 tons | CHAMPION HEATING AND COOLING | HRCU-A-CB (Split System: Heat Pump with Remote Outdoor Unit-Air-Source) | HMH72B341 |  |  | XAFC48FXXN1+TXV | TM9V080C16MP12 | 33400 | 16.5 | 8.5 | 32400 | 23600 | 72.84% | 2.06 | 0 | 9.5 |  |  |  | No | R-410A | 2.7833 | Residential & Commercial | No
211395562 | Central HP <5.4 tons | CHAMPION HEATING AND COOLING | HRCU-A-CB (Split System: Heat Pump with Remote Outdoor Unit-Air-Source) | HMH72B341 |  |  | XAFC48FXXN1+TXV | TM9V080B12MP12 | 33400 | 16.5 | 8.5 | 32600 | 24000 | 73.62% | 2.06 | 0 | 9 |  |  |  | No | R-410A | 2.7833 | Residential & Commercial | No
211390607 | Central HP <5.4 tons | CHAMPION HEATING AND COOLING | HRCU-A-CB (Split System: Heat Pump with Remote Outdoor Unit-Air-Source) | HMH72B341 |  |  | XAFC36DXXN1+TXV | TM8V080B12MP12 | 33800 | 17 | 8.1 | 34000 | 24200 | 71.18% | 2.04 | 0 | 9.5 |  |  |  | No | R-410A | 2.8167 | Residential & Commercial | No
211390898 | Central HP <5.4 tons | CHAMPION HEATING AND COOLING | HRCU-A-CB (Split System: Heat Pump with Remote Outdoor Unit-Air-Source) | HMH72B341 |  |  | XAHB36DXXN1+TXV | TPLC060A12MP13 | 33400 | 16.5 | 8.1 | 33600 | 23800 | 70.83% | 2.02 | 0 | 9.5 |  |  |  | No | R-410A | 2.7833 | Residential & Commercial | No
211391032 | Central HP <5.4 tons | CHAMPION HEATING AND COOLING | HRCU-A-CB (Split System: Heat Pump with Remote Outdoor Unit-Air-Source) | HMH72B341 |  |  | XAFB36DXXN1+TXV | TPLC060A12MP13 | 34000 | 17.5 | 8.1 | 34000 | 24200 | 71.18% | 2.06 | 0 | 9.5 |  |  |  | No | R-410A | 2.8333 | Residential & Commercial | No
211391809 | Central HP <5.4 tons | CHAMPION HEATING AND COOLING | HRCU-A-CB (Split System: Heat Pump with Remote Outdoor Unit-Air-Source) | HMH72B341 |  |  | XAFC30CXXN1+TXV | TMLE100B12MP11 | 32800 | 17.5 | 8.1 | 33400 | 23400 | 70.06% | 2.04 | 0 | 9.5 |  |  |  | No | R-410A | 2.7333 | Residential & Commercial | No
211388476 | Central HP <5.4 tons | CHAMPION HEATING AND COOLING | HRCU-A-CB (Split System: Heat Pump with Remote Outdoor Unit-Air-Source) | HMH72B341 |  |  | XAHB36DBCN1 | TM9V040A10MP12 | 32400 | 16.5 | 8.1 | 32600 | 23000 | 70.55% | 1.96 | 0 | 9.5 |  |  |  | No | R-410A | 2.7 | Residential & Commercial | No
211397140 | Central HP <5.4 tons | LUXAIRE | HRCU-A-CB (Split System: Heat Pump with Remote Outdoor Unit-Air-Source) | HMH72B341 |  |  | XAHC48FBCN1 | TM8V100C20MP12 | 33800 | 16.5 | 8.5 | 32400 | 23800 | 73.46% | 2.06 | 0 | 9 |  |  |  | No | R-410A | 2.8167 | Residential & Commercial | No
211396152 | Central HP <5.4 tons | CHAMPION HEATING AND COOLING | HRCU-A-CB (Split System: Heat Pump with Remote Outdoor Unit-Air-Source) | HMH72B341 |  |  | XAFC48FXXN1+TXV | TM9E080C16MP12 | 34000 | 17 | 8.1 | 33400 | 24600 | 73.65% | 2.08 | 0 | 9 |  |  |  | No | R-410A | 2.8333 | Residential & Commercial | No
211394729 | Central HP <5.4 tons | CHAMPION HEATING AND COOLING | HRCU-A-CB (Split System: Heat Pump with Remote Outdoor Unit-Air-Source) | HMH72B341 |  |  | XAHD48FBCN1 | TM9V100C16MP12 | 33000 | 16 | 8.5 | 31800 | 23200 | 72.96% | 2.04 | 0 | 9 |  |  |  | No | R-410A | 2.75 | Residential & Commercial | No
211394815 | Central HP <5.4 tons | CHAMPION HEATING AND COOLING | HRCU-A-CB (Split System: Heat Pump with Remote Outdoor Unit-Air-Source) | HMH72B341 |  |  | XAHC48FBCN1 | TP9C100C16MP13 | 33000 | 16.5 | 8.5 | 31800 | 23200 | 72.96% | 2.04 | 0 | 9 |  |  |  | No | R-410A | 2.75 | Residential & Commercial | No
211396769 | Central HP <5.4 tons | CHAMPION HEATING AND COOLING | HRCU-A-CB (Split System: Heat Pump with Remote Outdoor Unit-Air-Source) | HMH72B341 |  |  | XAHD48FBCN1 | TM8Y080C16MP11 | 33600 | 17 | 8.1 | 32600 | 24000 | 73.62% | 2.04 | 0 | 9 |  |  |  | No | R-410A | 2.8 | Residential & Commercial | No
211396852 | Central HP <5.4 tons | CHAMPION HEATING AND COOLING | HRCU-A-CB (Split System: Heat Pump with Remote Outdoor Unit-Air-Source) | HMH72B341 |  |  | XAFD48FXXN1+TXV | TM8Y080C16MP11 | 34000 | 17.5 | 8.5 | 33200 | 24400 | 73.49% | 2.08 | 0 | 9 |  |  |  | No | R-410A | 2.8333 | Residential & Commercial | No
211396936 | Central HP <5.4 tons | CHAMPION HEATING AND COOLING | HRCU-A-CB (Split System: Heat Pump with Remote Outdoor Unit-Air-Source) | HMH72B341 |  |  | XAUC48FXXN1+TXV | TM8Y100C16MP11 | 34000 | 17.5 | 8.5 | 33200 | 24400 | 73.49% | 2.08 | 0 | 9 |  |  |  | No | R-410A | 2.8333 | Residential & Commercial | No
211397237 | Central HP <5.4 tons | CHAMPION HEATING AND COOLING | HRCU-A-CB (Split System: Heat Pump with Remote Outdoor Unit-Air-Source) | HMH72B341 |  |  | XAHD48FXXN1+TXV | TMLV100C16MP12 | 33600 | 16 | 8.5 | 32400 | 23800 | 73.46% | 2.06 | 0 | 9 |  |  |  | No | R-410A | 2.8 | Residential & Commercial | No
211397252 | Central HP <5.4 tons | CHAMPION HEATING AND COOLING | HRCU-A-CB (Split System: Heat Pump with Remote Outdoor Unit-Air-Source) | HMH72B341 |  |  | XAHD48FXXN1+TXV | TPLC080C16MP13 | 33600 | 16 | 8.5 | 32400 | 23800 | 73.46% | 2.06 | 0 | 9 |  |  |  | No | R-410A | 2.8 | Residential & Commercial | No
211397820 | Central HP <5.4 tons | CHAMPION HEATING AND COOLING | HRCU-A-CB (Split System: Heat Pump with Remote Outdoor Unit-Air-Source) | HMH72B341 |  |  | XAUC48FXXN1+TXV | TM8V080C16MP12 | 34000 | 16.5 | 8.5 | 33200 | 24400 | 73.49% | 2.1 | 0 | 9 |  |  |  | No | R-410A | 2.8333 | Residential & Commercial | No
211398157 | Central HP <5.4 tons | CHAMPION HEATING AND COOLING | HRCU-A-CB (Split System: Heat Pump with Remote Outdoor Unit-Air-Source) | HMH72B341 |  |  | XAHC48FXXN1+TXV | TM8E120C16MP11 | 33000 | 17 | 8.5 | 31600 | 23200 | 73.42% | 2.04 | 0 | 9.5 |  |  |  | No | R-410A | 2.75 | Residential & Commercial | No
211398424 | Central HP <5.4 tons | CHAMPION HEATING AND COOLING | HRCU-A-CB (Split System: Heat Pump with Remote Outdoor Unit-Air-Source) | HMH72B341 |  |  | XAHC48FXXN1+TXV | TMLE100C16MP11 | 33000 | 17 | 8.5 | 31800 | 23200 | 72.96% | 2.04 | 0 | 9.5 |  |  |  | No | R-410A | 2.75 | Residential & Commercial | No
211389441 | Central HP <5.4 tons | LUXAIRE | HRCU-A-CB (Split System: Heat Pump with Remote Outdoor Unit-Air-Source) | HMH72B341 |  |  | XAHC36DXXN1+TXV | TM8Y100C16MP11 | 34000 | 18 | 8.1 | 34000 | 24400 | 71.76% | 2.06 | 0 | 9.5 |  |  |  | No | R-410A | 2.8333 | Residential & Commercial | No
211390378 | Central HP <5.4 tons | LUXAIRE | HRCU-A-CB (Split System: Heat Pump with Remote Outdoor Unit-Air-Source) | HMH72B341 |  |  | XAFC30CXXN1+TXV | TPLC100C16MP13 | 33000 | 17.5 | 8.5 | 33000 | 23200 | 70.3% | 2.04 | 0 | 9.5 |  |  |  | No | R-410A | 2.75 | Residential & Commercial | No
211390628 | Central HP <5.4 tons | LUXAIRE | HRCU-A-CB (Split System: Heat Pump with Remote Outdoor Unit-Air-Source) | HMH72B341 |  |  | XAFC36DXXN1+TXV | LPLC080B12MP13 | 33800 | 17 | 8.1 | 34000 | 24200 | 71.18% | 2.04 | 0 | 9.5 |  |  |  | No | R-410A | 2.8167 | Residential & Commercial | No
211389173 | Central HP <5.4 tons | FRASER-JOHNSTON | HRCU-A-CB (Split System: Heat Pump with Remote Outdoor Unit-Air-Source) | HMH72B341 |  |  | XAHB30CXXN1+TXV | TM9E060A10MP12 | 31600 | 16.5 | 8.1 | 33000 | 23200 | 70.3% | 1.96 | 0 | 9 |  |  |  | No | R-410A | 2.6333 | Residential & Commercial | No
211389292 | Central HP <5.4 tons | FRASER-JOHNSTON | HRCU-A-CB (Split System: Heat Pump with Remote Outdoor Unit-Air-Source) | HMH72B341 |  |  | XAHC36DXXN1+TXV | TM8Y100C20MP11 | 34000 | 17 | 8.1 | 33800 | 24200 | 71.6% | 2.08 | 0 | 9.5 |  |  |  | No | R-410A | 2.8333 | Residential & Commercial | No
211389307 | Central HP <5.4 tons | FRASER-JOHNSTON | HRCU-A-CB (Split System: Heat Pump with Remote Outdoor Unit-Air-Source) | HMH72B341 |  |  | XAHC36DBCN1 | TM8Y120C20MP11 | 34000 | 17 | 8.1 | 33800 | 24200 | 71.6% | 2.08 | 0 | 9.5 |  |  |  | No | R-410A | 2.8333 | Residential & Commercial | No
211397862 | Central HP <5.4 tons | FRASER-JOHNSTON | HRCU-A-CB (Split System: Heat Pump with Remote Outdoor Unit-Air-Source) | HMH72B341 |  |  | XAFC48FBCN1 | TPLC080C16MP13 | 34000 | 16.5 | 8.5 | 33200 | 24400 | 73.49% | 2.1 | 0 | 9 |  |  |  | No | R-410A | 2.8333 | Residential & Commercial | No
211398179 | Central HP <5.4 tons | FRASER-JOHNSTON | HRCU-A-CB (Split System: Heat Pump with Remote Outdoor Unit-Air-Source) | HMH72B341 |  |  | XAHC48FBCN1 | TM8E120C16MP11 | 33000 | 17 | 8.5 | 31600 | 23200 | 73.42% | 2.04 | 0 | 9.5 |  |  |  | No | R-410A | 2.75 | Residential & Commercial | No
211398297 | Central HP <5.4 tons | FRASER-JOHNSTON | HRCU-A-CB (Split System: Heat Pump with Remote Outdoor Unit-Air-Source) | HMH72B341 |  |  | XAFC48FBCN1 | TM8E120C16MP11 | 33600 | 17 | 8.5 | 32400 | 23600 | 72.84% | 2.08 | 0 | 9.5 |  |  |  | No | R-410A | 2.8 | Residential & Commercial | No
211398466 | Central HP <5.4 tons | FRASER-JOHNSTON | HRCU-A-CB (Split System: Heat Pump with Remote Outdoor Unit-Air-Source) | HMH72B341 |  |  | XAFD48FXXN1+TXV | TM8E100C16MP11 | 33600 | 17 | 8.5 | 32400 | 23600 | 72.84% | 2.08 | 0 | 9.5 |  |  |  | No | R-410A | 2.8 | Residential & Commercial | No
215681301 | Central HP <5.4 tons | KENMORE | HRCU-A-CB (Split System: Heat Pump with Remote Outdoor Unit-Air-Source) | (C,H,T)5H0V48*K*AAA* |  |  | EA*5X48M21A*+WALLCON | *96CTN0802120B* | 44000 | 17.5 | 9 | 48500 | 34200 | 70.52% | 2.06 | 0 | 9.5 |  |  |  | No | R-454B | 3.6667 | Residential & Commercial | No
213297893 | Central HP <5.4 tons | COLEMAN | HRCU-A-CB (Split System: Heat Pump with Remote Outdoor Unit-Air-Source) | HMH72B341 |  |  | XAFB36DXXN1+TXV | Z9ES060A10SMPS1 | 33400 | 18.5 | 8.1 | 32800 | 23200 | 70.73% | 2.02 | 0 | 9.5 |  |  |  | No | R-410A | 2.7833 | Residential & Commercial | No
213297948 | Central HP <5.4 tons | COLEMAN | HRCU-A-CB (Split System: Heat Pump with Remote Outdoor Unit-Air-Source) | HMH72B341 |  |  | XAFD48FBCN1 | Z8ES120C16SMPS1 | 34000 | 16.5 | 8.5 | 32800 | 23400 | 71.34% | 2.1 | 0 | 9.5 |  |  |  | No | R-410A | 2.8333 | Residential & Commercial | No
211390523 | Central HP <5.4 tons | CHAMPION HEATING AND COOLING | HRCU-A-CB (Split System: Heat Pump with Remote Outdoor Unit-Air-Source) | HMH72B341 |  |  | XAHB36DXXN1+TXV | TPLC080B12MP13 | 32800 | 16.5 | 8.1 | 33000 | 23400 | 70.91% | 1.98 | 0 | 9.5 |  |  |  | No | R-410A | 2.7333 | Residential & Commercial | No
211388917 | Central HP <5.4 tons | CHAMPION HEATING AND COOLING | HRCU-A-CB (Split System: Heat Pump with Remote Outdoor Unit-Air-Source) | HMH72B341 |  |  | XAFB30CXXN1+TXV | TM9E080B12MP12 | 32800 | 17.5 | 8.1 | 33600 | 23600 | 70.24% | 2.02 | 0 | 9.5 |  |  |  | No | R-410A | 2.7333 | Residential & Commercial | No
213607811 | Central HP <5.4 tons | BRYANT HEATING AND COOLING SYSTEMS | HRCU-A-CB (Split System: Heat Pump with Remote Outdoor Unit-Air-Source) | 38MURAQ60AB3* |  |  | FT4BNBD60L* |  | 55000 | 15.2 | 8.1 | 52500 | 48000 | 91.43% | 1.84 | 0 | 8.5 |  |  |  | No | R-410A | 4.5833 | Residential & Commercial | No
213607813 | Central HP <5.4 tons | BRYANT HEATING AND COOLING SYSTEMS | HRCU-A-CB (Split System: Heat Pump with Remote Outdoor Unit-Air-Source) | 38MURAQ60AB3* |  |  | PF4TNBD60L* |  | 55000 | 15.2 | 8.1 | 52500 | 48000 | 91.43% | 1.84 | 0 | 8.5 |  |  |  | No | R-410A | 4.5833 | Residential & Commercial | No
213297348 | Central HP <5.4 tons | COLEMAN | HRCU-A-CB (Split System: Heat Pump with Remote Outdoor Unit-Air-Source) | HMH72B341 |  |  | XAFC36DBCN1 | Z8ES100C20LMPS1 | 34000 | 17.5 | 8.5 | 33400 | 24200 | 72.46% | 2.14 | 0 | 9.5 |  |  |  | No | R-410A | 2.8333 | Residential & Commercial | No
211388602 | Central HP <5.4 tons | FRASER-JOHNSTON | HRCU-A-CB (Split System: Heat Pump with Remote Outdoor Unit-Air-Source) | HMH72B341 |  |  | XAHC30CXXN1+TXV | TM9E100C16MP12 | 32200 | 17.5 | 8.1 | 32400 | 22800 | 70.37% | 2 | 0 | 9.5 |  |  |  | No | R-410A | 2.6833 | Residential & Commercial | No
211388511 | Central HP <5.4 tons | FRASER-JOHNSTON | HRCU-A-CB (Split System: Heat Pump with Remote Outdoor Unit-Air-Source) | HMH72B341 |  |  | XAFB36DBCN1 | TM9V040A10MP12 | 33200 | 17 | 8.1 | 33200 | 23400 | 70.48% | 2 | 0 | 9.5 |  |  |  | No | R-410A | 2.7667 | Residential & Commercial | No
211388847 | Central HP <5.4 tons | FRASER-JOHNSTON | HRCU-A-CB (Split System: Heat Pump with Remote Outdoor Unit-Air-Source) | HMH72B341 |  |  | XAFC36DBCN1 | TM9E080B12MP12 | 34000 | 17.5 | 8.1 | 34000 | 24400 | 71.76% | 2.06 | 0 | 9.5 |  |  |  | No | R-410A | 2.8333 | Residential & Commercial | No
212980916 | Central HP <5.4 tons | DAY & NIGHT | HRCU-A-CB (Split System: Heat Pump with Remote Outdoor Unit-Air-Source) | DLCURAH30ABK |  |  | EA*4X37L21A* | *80MS(N,L)1102120A* | 30800 | 15.2 | 8.5 | 33400 | 26200 | 78.44% | 1.86 | 0 | 9 |  |  |  | No | R-410A | 2.5667 | Residential & Commercial | No
215681711 | Central HP <5.4 tons | KENMORE | HRCU-A-CB (Split System: Heat Pump with Remote Outdoor Unit-Air-Source) | (C,H,T)5H0V48*K*AAA* |  |  | ESH5X60M12A*+WALLCON | *80CSU1002120B* | 45500 | 16.5 | 8.5 | 48000 | 33800 | 70.42% | 2.08 | 0 | 9.5 |  |  |  | No | R-454B | 3.7917 | Residential & Commercial | No
215681541 | Central HP <5.4 tons | KENMORE | HRCU-A-CB (Split System: Heat Pump with Remote Outdoor Unit-Air-Source) | (C,H,T)5H0V48*K*AAA* |  |  | EA*5X61M24A*+WALLCON | *80CSU1002120B* | 46000 | 18 | 9 | 47500 | 33600 | 70.74% | 2.08 | 0 | 9.5 |  |  |  | No | R-454B | 3.8333 | Residential & Commercial | No
215681341 | Central HP <5.4 tons | KENMORE | HRCU-A-CB (Split System: Heat Pump with Remote Outdoor Unit-Air-Source) | (C,H,T)5H0V48*K*AAA* |  |  | EA*5X48M21A*+WALLCON | *80CSU1002120B* | 44000 | 17 | 9 | 48500 | 34000 | 70.1% | 2.04 | 0 | 9.5 |  |  |  | No | R-454B | 3.6667 | Residential & Commercial | No
215681391 | Central HP <5.4 tons | KENMORE | HRCU-A-CB (Split System: Heat Pump with Remote Outdoor Unit-Air-Source) | (C,H,T)5H0V48*K*AAA* |  |  | EA*5X60M24A*+WALLCON | *80CSU0802120B* | 45500 | 18 | 9 | 47000 | 33400 | 71.06% | 2.06 | 0 | 9.5 |  |  |  | No | R-454B | 3.7917 | Residential & Commercial | No
211388929 | Central HP <5.4 tons | FRASER-JOHNSTON | HRCU-A-CB (Split System: Heat Pump with Remote Outdoor Unit-Air-Source) | HMH72B341 |  |  | XAUB30CXXN1+TXV | TM9E080B12MP12 | 32800 | 17.5 | 8.1 | 33600 | 23600 | 70.24% | 2.02 | 0 | 9.5 |  |  |  | No | R-410A | 2.7333 | Residential & Commercial | No
211388750 | Central HP <5.4 tons | FRASER-JOHNSTON | HRCU-A-CB (Split System: Heat Pump with Remote Outdoor Unit-Air-Source) | HMH72B341 |  |  | XAHC36DXXN1+TXV | TM9E080B12MP12 | 33400 | 17 | 8.1 | 33200 | 23400 | 70.48% | 2.02 | 0 | 9.5 |  |  |  | No | R-410A | 2.7833 | Residential & Commercial | No
211389277 | Central HP <5.4 tons | FRASER-JOHNSTON | HRCU-A-CB (Split System: Heat Pump with Remote Outdoor Unit-Air-Source) | HMH72B341 |  |  | XAHC36DXXN1+TXV | TM8Y120C20MP11 | 34000 | 17 | 8.1 | 33800 | 24200 | 71.6% | 2.08 | 0 | 9.5 |  |  |  | No | R-410A | 2.8333 | Residential & Commercial | No
211389429 | Central HP <5.4 tons | FRASER-JOHNSTON | HRCU-A-CB (Split System: Heat Pump with Remote Outdoor Unit-Air-Source) | HMH72B341 |  |  | XAFC30CXXN1+TXV | TM8Y100C20MP11 | 33600 | 18 | 8.5 | 33600 | 23600 | 70.24% | 2.06 | 0 | 9.5 |  |  |  | No | R-410A | 2.8 | Residential & Commercial | No
211389622 | Central HP <5.4 tons | FRASER-JOHNSTON | HRCU-A-CB (Split System: Heat Pump with Remote Outdoor Unit-Air-Source) | HMH72B341 |  |  | XAHC36DBCN1 | TM8Y080B12MP11 | 33200 | 17.5 | 8.1 | 32800 | 23200 | 70.73% | 2.02 | 0 | 9.5 |  |  |  | No | R-410A | 2.7667 | Residential & Commercial | No
213077921 | Central HP <5.4 tons | TEMPSTAR | HRCU-A-CB (Split System: Heat Pump with Remote Outdoor Unit-Air-Source) | DLCURAH36ABK |  |  | EA*4X36L17A* | *80MS(N,L)0701712A* | 35000 | 16 | 8.1 | 38500 | 35200 | 91.43% | 1.82 | 0 | 9.5 |  |  |  | No | R-410A | 2.9167 | Residential & Commercial | No
213077044 | Central HP <5.4 tons | TEMPSTAR | HRCU-A-CB (Split System: Heat Pump with Remote Outdoor Unit-Air-Source) | DLCURAH36ABK |  |  | EA*4X36L21A* | *96VSN0802120B* | 34800 | 16 | 8.1 | 38500 | 34800 | 90.39% | 2.06 | 0 | 9.5 |  |  |  | No | R-410A | 2.9 | Residential & Commercial | No
213077932 | Central HP <5.4 tons | TEMPSTAR | HRCU-A-CB (Split System: Heat Pump with Remote Outdoor Unit-Air-Source) | DLCURAH36ABK |  |  | EA*4X36L21A* | *80MS(N,L)0701712A* | 34800 | 16 | 8.1 | 38500 | 35200 | 91.43% | 1.82 | 0 | 9.5 |  |  |  | No | R-410A | 2.9 | Residential & Commercial | No
211390054 | Central HP <5.4 tons | FRASER-JOHNSTON | HRCU-A-CB (Split System: Heat Pump with Remote Outdoor Unit-Air-Source) | HMH72B341 |  |  | XAHC36DBCN1 | TPLC100C16MP13 | 34000 | 17 | 8.1 | 34000 | 24600 | 72.35% | 2.08 | 0 | 9.5 |  |  |  | No | R-410A | 2.8333 | Residential & Commercial | No
211389416 | Central HP <5.4 tons | FRASER-JOHNSTON | HRCU-A-CB (Split System: Heat Pump with Remote Outdoor Unit-Air-Source) | HMH72B341 |  |  | XAFC30CXXN1+TXV | TM8Y120C20MP11 | 33600 | 18 | 8.5 | 33600 | 23600 | 70.24% | 2.06 | 0 | 9.5 |  |  |  | No | R-410A | 2.8 | Residential & Commercial | No
211389500 | Central HP <5.4 tons | FRASER-JOHNSTON | HRCU-A-CB (Split System: Heat Pump with Remote Outdoor Unit-Air-Source) | HMH72B341 |  |  | XAHC30CXXN1+TXV | TM8Y100C16MP11 | 32600 | 18 | 8.1 | 33000 | 23200 | 70.3% | 2 | 0 | 9 |  |  |  | No | R-410A | 2.7167 | Residential & Commercial | No
211390954 | Central HP <5.4 tons | FRASER-JOHNSTON | HRCU-A-CB (Split System: Heat Pump with Remote Outdoor Unit-Air-Source) | HMH72B341 |  |  | XAHB30CXXN1+TXV | TM8V060A12MP12 | 32000 | 17 | 8.1 | 32800 | 23000 | 70.12% | 1.98 | 0 | 9.5 |  |  |  | No | R-410A | 2.6667 | Residential & Commercial | No
211394064 | Central HP <5.4 tons | LUXAIRE | HRCU-A-CB (Split System: Heat Pump with Remote Outdoor Unit-Air-Source) | HMH72B341 |  |  | XAFD48FBCN1 | TM9Y080C16MP11 | 33400 | 17.5 | 8.5 | 32400 | 23600 | 72.84% | 2.06 | 0 | 9.5 |  |  |  | No | R-410A | 2.7833 | Residential & Commercial | No
211398237 | Central HP <5.4 tons | LUXAIRE | HRCU-A-CB (Split System: Heat Pump with Remote Outdoor Unit-Air-Source) | HMH72B341 |  |  | XAFD48FBCN1 | TM8E120C16MP11 | 33600 | 17 | 8.5 | 32400 | 23600 | 72.84% | 2.08 | 0 | 9.5 |  |  |  | No | R-410A | 2.8 | Residential & Commercial | No
211398805 | Central HP <5.4 tons | LUXAIRE | HRCU-A-CB (Split System: Heat Pump with Remote Outdoor Unit-Air-Source) | HMH72B341 |  |  | XAHC48FXXN1+TXV | TMLE080C16MP11 | 32800 | 16.5 | 8.5 | 31600 | 23000 | 72.78% | 2.04 | 0 | 9.5 |  |  |  | No | R-410A | 2.7333 | Residential & Commercial | No
211395404 | Central HP <5.4 tons | LUXAIRE | HRCU-A-CB (Split System: Heat Pump with Remote Outdoor Unit-Air-Source) | HMH72B341 |  |  | XAUC48FXXN1+TXV | TP9C080C16MP13 | 33400 | 16.5 | 8.5 | 32400 | 23600 | 72.84% | 2.06 | 0 | 9.5 |  |  |  | No | R-410A | 2.7833 | Residential & Commercial | No
211396038 | Central HP <5.4 tons | LUXAIRE | HRCU-A-CB (Split System: Heat Pump with Remote Outdoor Unit-Air-Source) | HMH72B341 |  |  | XAUC48FXXN1+TXV | TM9E100C16MP12 | 33400 | 17 | 8.5 | 32400 | 23600 | 72.84% | 2.06 | 0 | 9.5 |  |  |  | No | R-410A | 2.7833 | Residential & Commercial | No
211396515 | Central HP <5.4 tons | LUXAIRE | HRCU-A-CB (Split System: Heat Pump with Remote Outdoor Unit-Air-Source) | HMH72B341 |  |  | XAHC48FXXN1+TXV | TM8Y120C20MP11 | 33800 | 16.5 | 8.5 | 32400 | 23800 | 73.46% | 2.06 | 0 | 9 |  |  |  | No | R-410A | 2.8167 | Residential & Commercial | No
211396831 | Central HP <5.4 tons | LUXAIRE | HRCU-A-CB (Split System: Heat Pump with Remote Outdoor Unit-Air-Source) | HMH72B341 |  |  | XAFD48FXXN1+TXV | TM8Y100C16MP11 | 34000 | 17.5 | 8.5 | 33200 | 24400 | 73.49% | 2.08 | 0 | 9 |  |  |  | No | R-410A | 2.8333 | Residential & Commercial | No
211397356 | Central HP <5.4 tons | LUXAIRE | HRCU-A-CB (Split System: Heat Pump with Remote Outdoor Unit-Air-Source) | HMH72B341 |  |  | XAHD48FBCN1 | LPLC080C16MP13 | 33600 | 16 | 8.5 | 32400 | 23800 | 73.46% | 2.06 | 0 | 9 |  |  |  | No | R-410A | 2.8 | Residential & Commercial | No
211397669 | Central HP <5.4 tons | LUXAIRE | HRCU-A-CB (Split System: Heat Pump with Remote Outdoor Unit-Air-Source) | HMH72B341 |  |  | XAFD48FBCN1 | TPLC100C16MP13 | 34000 | 16.5 | 8.5 | 33000 | 24400 | 73.94% | 2.1 | 0 | 9 |  |  |  | No | R-410A | 2.8333 | Residential & Commercial | No
211390735 | Central HP <5.4 tons | FRASER-JOHNSTON | HRCU-A-CB (Split System: Heat Pump with Remote Outdoor Unit-Air-Source) | HMH72B341 |  |  | XAFB36DBCN1 | TM8V080B12MP12 | 33600 | 17 | 8.1 | 33600 | 23600 | 70.24% | 2.02 | 0 | 9.5 |  |  |  | No | R-410A | 2.8 | Residential & Commercial | No
211396703 | Central HP <5.4 tons | LUXAIRE | HRCU-A-CB (Split System: Heat Pump with Remote Outdoor Unit-Air-Source) | HMH72B341 |  |  | XAUC48FXXN1+TXV | TM8Y100C20MP11 | 34000 | 16.5 | 8.5 | 33000 | 24200 | 73.33% | 2.1 | 0 | 9.5 |  |  |  | No | R-410A | 2.8333 | Residential & Commercial | No
211397522 | Central HP <5.4 tons | LUXAIRE | HRCU-A-CB (Split System: Heat Pump with Remote Outdoor Unit-Air-Source) | HMH72B341 |  |  | XAFD48FXXN1+TXV | TM8V100C16MP12 | 34000 | 16.5 | 8.5 | 33000 | 24400 | 73.94% | 2.1 | 0 | 9 |  |  |  | No | R-410A | 2.8333 | Residential & Commercial | No
211397939 | Central HP <5.4 tons | LUXAIRE | HRCU-A-CB (Split System: Heat Pump with Remote Outdoor Unit-Air-Source) | HMH72B341 |  |  | XAHC48FXXN1+TXV | TM8V080B12MP12 | 32400 | 16 | 8.1 | 32000 | 23600 | 73.75% | 1.98 | 0 | 8.5 |  |  |  | No | R-410A | 2.7 | Residential & Commercial | No
211397685 | Central HP <5.4 tons | LUXAIRE | HRCU-A-CB (Split System: Heat Pump with Remote Outdoor Unit-Air-Source) | HMH72B341 |  |  | XAFD48FBCN1 | LPLC080C16MP13 | 34000 | 16.5 | 8.5 | 33000 | 24400 | 73.94% | 2.1 | 0 | 9 |  |  |  | No | R-410A | 2.8333 | Residential & Commercial | No
211397874 | Central HP <5.4 tons | LUXAIRE | HRCU-A-CB (Split System: Heat Pump with Remote Outdoor Unit-Air-Source) | HMH72B341 |  |  | XAUC48FXXN1+TXV | TPLC080C16MP13 | 34000 | 16.5 | 8.5 | 33200 | 24400 | 73.49% | 2.1 | 0 | 9 |  |  |  | No | R-410A | 2.8333 | Residential & Commercial | No
211398153 | Central HP <5.4 tons | LUXAIRE | HRCU-A-CB (Split System: Heat Pump with Remote Outdoor Unit-Air-Source) | HMH72B341 |  |  | XAHC48FXXN1+TXV | TM8E120C16MP11 | 33000 | 17 | 8.5 | 31600 | 23200 | 73.42% | 2.04 | 0 | 9.5 |  |  |  | No | R-410A | 2.75 | Residential & Commercial | No
215679801 | Central HP <5.4 tons | KENMORE | HRCU-A-CB (Split System: Heat Pump with Remote Outdoor Unit-Air-Source) | (C,H,T)5H0V36*K*AAA* |  |  | ESH5X42M12A*+WALLCON | *80CSU0401712B* | 34000 | 16.5 | 8.5 | 35600 | 25200 | 70.79% | 1.78 | 0 | 9.5 |  |  |  | No | R-454B | 2.8333 | Residential & Commercial | No
215679371 | Central HP <5.4 tons | KENMORE | HRCU-A-CB (Split System: Heat Pump with Remote Outdoor Unit-Air-Source) | (C,H,T)5H0V36*K*AAA* |  |  | EA*5X42M21A*+WALLCON | *80CSU0601716B* | 33200 | 17.5 | 8.5 | 35800 | 25600 | 71.51% | 1.84 | 0 | 9.5 |  |  |  | No | R-454B | 2.7667 | Residential & Commercial | No
215679731 | Central HP <5.4 tons | KENMORE | HRCU-A-CB (Split System: Heat Pump with Remote Outdoor Unit-Air-Source) | (C,H,T)5H0V36*K*AAA* |  |  | ESH5X36M12A*+WALLCON | *80CSU0601716B* | 33800 | 16.5 | 8.5 | 35600 | 25400 | 71.35% | 1.76 | 0 | 9.5 |  |  |  | No | R-454B | 2.8167 | Residential & Commercial | No
215679781 | Central HP <5.4 tons | KENMORE | HRCU-A-CB (Split System: Heat Pump with Remote Outdoor Unit-Air-Source) | (C,H,T)5H0V36*K*AAA* |  |  | ESH5X36M12A*+WALLCON | *97CTN1202422A* | 33800 | 16.5 | 8.5 | 35800 | 25400 | 70.95% | 1.76 | 0 | 9.5 |  |  |  | No | R-454B | 2.8167 | Residential & Commercial | No
213078055 | Central HP <5.4 tons | TEMPSTAR | HRCU-A-CB (Split System: Heat Pump with Remote Outdoor Unit-Air-Source) | DLCURAH36ABK |  |  | EA*4X36L21A* | *80MS(N,L)0701716A* | 34800 | 16 | 8.1 | 38500 | 35200 | 91.43% | 1.82 | 0 | 9.5 |  |  |  | No | R-410A | 2.9 | Residential & Commercial | No
213078396 | Central HP <5.4 tons | TEMPSTAR | HRCU-A-CB (Split System: Heat Pump with Remote Outdoor Unit-Air-Source) | DLCURAH36ABK |  |  | EA*4X36L21A* | *80MS(N,L)0902116A* | 34800 | 16.5 | 8.1 | 38500 | 35200 | 91.43% | 1.82 | 0 | 9.5 |  |  |  | No | R-410A | 2.9 | Residential & Commercial | No
211397442 | Central HP <5.4 tons | LUXAIRE | HRCU-A-CB (Split System: Heat Pump with Remote Outdoor Unit-Air-Source) | HMH72B341 |  |  | XAHC48FBCN1 | TM8V100C16MP12 | 33600 | 16.5 | 8.5 | 32400 | 23800 | 73.46% | 2.06 | 0 | 9 |  |  |  | No | R-410A | 2.8 | Residential & Commercial | No
211392325 | Central HP <5.4 tons | FRASER-JOHNSTON | HRCU-A-CB (Split System: Heat Pump with Remote Outdoor Unit-Air-Source) | HMH72B341 |  |  | XAFC36DBCN1 | TM8E080B12MP11 | 34000 | 18 | 8.1 | 34000 | 24400 | 71.76% | 2.06 | 0 | 9.5 |  |  |  | No | R-410A | 2.8333 | Residential & Commercial | No
211398089 | Central HP <5.4 tons | LUXAIRE | HRCU-A-CB (Split System: Heat Pump with Remote Outdoor Unit-Air-Source) | HMH72B341 |  |  | XAUC48FXXN1+TXV | LPLC080B12MP13 | 33000 | 16 | 8.1 | 32600 | 24000 | 73.62% | 2.02 | 0 | 9 |  |  |  | No | R-410A | 2.75 | Residential & Commercial | No
211398123 | Central HP <5.4 tons | LUXAIRE | HRCU-A-CB (Split System: Heat Pump with Remote Outdoor Unit-Air-Source) | HMH72B341 |  |  | XAHD48FBCN1 | TM8E120C16MP11 | 33000 | 16.5 | 8.5 | 31800 | 23200 | 72.96% | 2.04 | 0 | 9.5 |  |  |  | No | R-410A | 2.75 | Residential & Commercial | No
213078875 | Central HP <5.4 tons | TEMPSTAR | HRCU-A-CB (Split System: Heat Pump with Remote Outdoor Unit-Air-Source) | DLCURAH36ABK |  |  | EA*4X42L21A* | *80MSU1002120A* | 35200 | 16 | 8.5 | 38500 | 35000 | 90.91% | 1.88 | 0 | 9.5 |  |  |  | No | R-410A | 2.9333 | Residential & Commercial | No
213079007 | Central HP <5.4 tons | TEMPSTAR | HRCU-A-CB (Split System: Heat Pump with Remote Outdoor Unit-Air-Source) | DLCURAH36ABK |  |  | EA*4X42L21A* | *80MSU0401712A* | 35200 | 16 | 8.1 | 38500 | 35000 | 90.91% | 1.88 | 0 | 9.5 |  |  |  | No | R-410A | 2.9333 | Residential & Commercial | No
211390422 | Central HP <5.4 tons | FRASER-JOHNSTON | HRCU-A-CB (Split System: Heat Pump with Remote Outdoor Unit-Air-Source) | HMH72B341 |  |  | XAHC36DXXN1+TXV | TPLC080B12MP13 | 32800 | 16.5 | 8.1 | 32800 | 23200 | 70.73% | 1.98 | 0 | 9.5 |  |  |  | No | R-410A | 2.7333 | Residential & Commercial | No
211390765 | Central HP <5.4 tons | FRASER-JOHNSTON | HRCU-A-CB (Split System: Heat Pump with Remote Outdoor Unit-Air-Source) | HMH72B341 |  |  | XAFB36DBCN1 | TPLC080B12MP13 | 33600 | 17 | 8.1 | 33600 | 23600 | 70.24% | 2.02 | 0 | 9.5 |  |  |  | No | R-410A | 2.8 | Residential & Commercial | No
211391208 | Central HP <5.4 tons | FRASER-JOHNSTON | HRCU-A-CB (Split System: Heat Pump with Remote Outdoor Unit-Air-Source) | HMH72B341 |  |  | XAUB30CXXN1+TXV | TPLC060A12MP13 | 32800 | 17.5 | 8.1 | 33400 | 23400 | 70.06% | 2.02 | 0 | 9.5 |  |  |  | No | R-410A | 2.7333 | Residential & Commercial | No
211398191 | Central HP <5.4 tons | LUXAIRE | HRCU-A-CB (Split System: Heat Pump with Remote Outdoor Unit-Air-Source) | HMH72B341 |  |  | XAHC48FBCN1 | TMLE120C16MP11 | 33000 | 17 | 8.5 | 31600 | 23200 | 73.42% | 2.04 | 0 | 9.5 |  |  |  | No | R-410A | 2.75 | Residential & Commercial | No
211398541 | Central HP <5.4 tons | LUXAIRE | HRCU-A-CB (Split System: Heat Pump with Remote Outdoor Unit-Air-Source) | HMH72B341 |  |  | XAFC48FBCN1 | TM8E100C16MP11 | 33600 | 17 | 8.5 | 32400 | 23600 | 72.84% | 2.06 | 0 | 9.5 |  |  |  | No | R-410A | 2.8 | Residential & Commercial | No
211398876 | Central HP <5.4 tons | LUXAIRE | HRCU-A-CB (Split System: Heat Pump with Remote Outdoor Unit-Air-Source) | HMH72B341 |  |  | XAFD48FBCN1 | TM8E080C16MP11 | 33400 | 17 | 8.5 | 32200 | 23400 | 72.67% | 2.06 | 0 | 9.5 |  |  |  | No | R-410A | 2.7833 | Residential & Commercial | No
211395916 | Central HP <5.4 tons | LUXAIRE | HRCU-A-CB (Split System: Heat Pump with Remote Outdoor Unit-Air-Source) | HMH72B341 |  |  | XAFC48FBCN1 | LP9C060B12MP13 | 33000 | 16.5 | 8.1 | 32400 | 24000 | 74.07% | 2.04 | 0 | 9 |  |  |  | No | R-410A | 2.75 | Residential & Commercial | No
211392153 | Central HP <5.4 tons | FRASER-JOHNSTON | HRCU-A-CB (Split System: Heat Pump with Remote Outdoor Unit-Air-Source) | HMH72B341 |  |  | XAHC36DXXN1+TXV | TMLE080B12MP11 | 33400 | 17.5 | 8.1 | 33200 | 23400 | 70.48% | 2.02 | 0 | 9.5 |  |  |  | No | R-410A | 2.7833 | Residential & Commercial | No
211392510 | Central HP <5.4 tons | FRASER-JOHNSTON | HRCU-A-CB (Split System: Heat Pump with Remote Outdoor Unit-Air-Source) | HMH72B341 |  |  | XAUB30CXXN1+TXV | TMLE080B12MP11 | 32800 | 17.5 | 8.1 | 34000 | 23800 | 70% | 2.02 | 0 | 9.5 |  |  |  | No | R-410A | 2.7333 | Residential & Commercial | No
211392803 | Central HP <5.4 tons | FRASER-JOHNSTON | HRCU-A-CB (Split System: Heat Pump with Remote Outdoor Unit-Air-Source) | HMH72B341 |  |  | XAHB30CXXN1+TXV | TM8E040A12MP11 | 32000 | 17.5 | 8.1 | 31800 | 23000 | 72.33% | 1.98 | 0 | 9.5 |  |  |  | No | R-410A | 2.6667 | Residential & Commercial | No
211390538 | Central HP <5.4 tons | FRASER-JOHNSTON | HRCU-A-CB (Split System: Heat Pump with Remote Outdoor Unit-Air-Source) | HMH72B341 |  |  | XAHB36DBCN1 | TM8V080B12MP12 | 32800 | 16.5 | 8.1 | 33000 | 23400 | 70.91% | 1.98 | 0 | 9.5 |  |  |  | No | R-410A | 2.7333 | Residential & Commercial | No
211392340 | Central HP <5.4 tons | FRASER-JOHNSTON | HRCU-A-CB (Split System: Heat Pump with Remote Outdoor Unit-Air-Source) | HMH72B341 |  |  | XAFC36DBCN1 | TMLE080B12MP11 | 34000 | 18 | 8.1 | 34000 | 24400 | 71.76% | 2.06 | 0 | 9.5 |  |  |  | No | R-410A | 2.8333 | Residential & Commercial | No
211392355 | Central HP <5.4 tons | FRASER-JOHNSTON | HRCU-A-CB (Split System: Heat Pump with Remote Outdoor Unit-Air-Source) | HMH72B341 |  |  | XAFC30CXXN1+TXV | TM8E080B12MP11 | 32800 | 17.5 | 8.1 | 34000 | 23800 | 70% | 2.02 | 0 | 9.5 |  |  |  | No | R-410A | 2.7333 | Residential & Commercial | No
211393325 | Central HP <5.4 tons | FRASER-JOHNSTON | HRCU-A-CB (Split System: Heat Pump with Remote Outdoor Unit-Air-Source) | HMH72B341 |  |  | XAHC36DBCN1 | TL8E100C20UH11 | 34000 | 17 | 8.1 | 34000 | 24400 | 71.76% | 2.1 | 0 | 9.5 |  |  |  | No | R-410A | 2.8333 | Residential & Commercial | No
212980195 | Central HP <5.4 tons | DAY & NIGHT | HRCU-A-CB (Split System: Heat Pump with Remote Outdoor Unit-Air-Source) | DLCURAH30ABK |  |  | EA*4X37L21A* | *80MS(N,L)0902116A* | 30600 | 15.2 | 8.1 | 33200 | 26400 | 79.52% | 1.86 | 0 | 9 |  |  |  | No | R-410A | 2.55 | Residential & Commercial | No
215676141 | Central HP <5.4 tons | KENMORE | HRCU-A-CB (Split System: Heat Pump with Remote Outdoor Unit-Air-Source) | (C,H,T)5H0V48*K*AAA* |  |  | EVD5X48M21A*+WALLCON | *95CSU0601716B* | 46500 | 17.5 | 9 | 50000 | 37000 | 74% | 1.98 | 0 | 9.5 |  |  |  | No | R-454B | 3.875 | Residential & Commercial | No
215675141 | Central HP <5.4 tons | KENMORE | HRCU-A-CB (Split System: Heat Pump with Remote Outdoor Unit-Air-Source) | (C,H,T)5H0V48*K*AAA* |  |  | ESH5X60M12A*+WALLCON | *80CSU0802120A* | 45500 | 17 | 8.5 | 48000 | 33600 | 70% | 2.08 | 0 | 9.5 |  |  |  | No | R-454B | 3.7917 | Residential & Commercial | No
215675191 | Central HP <5.4 tons | KENMORE | HRCU-A-CB (Split System: Heat Pump with Remote Outdoor Unit-Air-Source) | (C,H,T)5H0V48*K*AAA* |  |  | ESH5X60M12A*+WALLCON | *80CTL0702120B* | 45500 | 16.5 | 8.5 | 48000 | 33800 | 70.42% | 2.06 | 0 | 9.5 |  |  |  | No | R-454B | 3.7917 | Residential & Commercial | No
215679871 | Central HP <5.4 tons | KENMORE | HRCU-A-CB (Split System: Heat Pump with Remote Outdoor Unit-Air-Source) | (C,H,T)5H0V36*K*AAA* |  |  | ESH5X48M12A*+WALLCON | *96CTN0802120B* | 34200 | 16 | 8.5 | 35400 | 25200 | 71.19% | 1.88 | 0 | 9.5 |  |  |  | No | R-454B | 2.85 | Residential & Commercial | No
215679451 | Central HP <5.4 tons | KENMORE | HRCU-A-CB (Split System: Heat Pump with Remote Outdoor Unit-Air-Source) | (C,H,T)5H0V36*K*AAA* |  |  | EA*5X43M21A*+WALLCON | *97CTN0601716A* | 34200 | 17.5 | 9 | 35600 | 25400 | 71.35% | 1.88 | 0 | 9.5 |  |  |  | No | R-454B | 2.85 | Residential & Commercial | No
215679891 | Central HP <5.4 tons | KENMORE | HRCU-A-CB (Split System: Heat Pump with Remote Outdoor Unit-Air-Source) | (C,H,T)5H0V36*K*AAA* |  |  | ESH5X48M12A*+WALLCON | *80CSU0601716B* | 34200 | 17 | 8.5 | 35400 | 25200 | 71.19% | 1.9 | 0 | 9.5 |  |  |  | No | R-454B | 2.85 | Residential & Commercial | No
215679771 | Central HP <5.4 tons | KENMORE | HRCU-A-CB (Split System: Heat Pump with Remote Outdoor Unit-Air-Source) | (C,H,T)5H0V36*K*AAA* |  |  | ESH5X36M12A*+WALLCON | *97CTN1002122A* | 33800 | 16 | 8.5 | 35800 | 25400 | 70.95% | 1.76 | 0 | 9.5 |  |  |  | No | R-454B | 2.8167 | Residential & Commercial | No
215675381 | Central HP <5.4 tons | KENMORE | HRCU-A-CB (Split System: Heat Pump with Remote Outdoor Unit-Air-Source) | (C,H,T)5H0V48*K*AAA* |  |  | EVM5X48M21A*+WALLCON | *80CTL0701716B* | 46500 | 18 | 9 | 50000 | 36800 | 73.6% | 2 | 0 | 9.5 |  |  |  | No | R-454B | 3.875 | Residential & Commercial | No
215675421 | Central HP <5.4 tons | KENMORE | HRCU-A-CB (Split System: Heat Pump with Remote Outdoor Unit-Air-Source) | (C,H,T)5H0V48*K*AAA* |  |  | EVM5X48M21A*+WALLCON | *95CSU0802120B* | 47000 | 18 | 9 | 50000 | 36600 | 73.2% | 1.98 | 0 | 9.5 |  |  |  | No | R-454B | 3.9167 | Residential & Commercial | No
215674991 | Central HP <5.4 tons | KENMORE | HRCU-A-CB (Split System: Heat Pump with Remote Outdoor Unit-Air-Source) | (C,H,T)5H0V48*K*AAA* |  |  | ESH5X48M12A*+WALLCON | *97CMN0801714B* | 44500 | 16 | 8.5 | 49500 | 34800 | 70.3% | 1.92 | 0 | 9 |  |  |  | No | R-454B | 3.7083 | Residential & Commercial | No
215674712 | Central HP <5.4 tons | KENMORE | HRCU-A-CB (Split System: Heat Pump with Remote Outdoor Unit-Air-Source) | (C,H,T)5H0V48*K*AAA* |  |  | ESH5X48M12A*+WALLCON | *80CSU0802120A* | 45000 | 16.5 | 8.5 | 48500 | 34200 | 70.52% | 2.06 | 0 | 9.5 |  |  |  | No | R-454B | 3.75 | Residential & Commercial | No
213080277 | Central HP <5.4 tons | TEMPSTAR | HRCU-A-CB (Split System: Heat Pump with Remote Outdoor Unit-Air-Source) | DLCURAH36ABK |  |  | EA*4X36L21A* | *96MSN1002120A* | 35200 | 16 | 8.1 | 38500 | 35200 | 91.43% | 1.8 | 0 | 9.5 |  |  |  | No | R-410A | 2.9333 | Residential & Commercial | No
211393962 | Central HP <5.4 tons | FRASER-JOHNSTON | HRCU-A-CB (Split System: Heat Pump with Remote Outdoor Unit-Air-Source) | HMH72B341 |  |  | XAFC48FBCN1 | TM9Y100C16MP11 | 33800 | 17.5 | 8.5 | 32800 | 24200 | 73.78% | 2.06 | 0 | 9 |  |  |  | No | R-410A | 2.8167 | Residential & Commercial | No
211391074 | Central HP <5.4 tons | FRASER-JOHNSTON | HRCU-A-CB (Split System: Heat Pump with Remote Outdoor Unit-Air-Source) | HMH72B341 |  |  | XAFB36DBCN1 | TMLV060A12MP12 | 34000 | 17.5 | 8.1 | 34000 | 24200 | 71.18% | 2.06 | 0 | 9.5 |  |  |  | No | R-410A | 2.8333 | Residential & Commercial | No
211393112 | Central HP <5.4 tons | FRASER-JOHNSTON | HRCU-A-CB (Split System: Heat Pump with Remote Outdoor Unit-Air-Source) | HMH72B341 |  |  | XAFC36DBCN1 | TL9E080C16UH11 | 34000 | 17.5 | 8.1 | 34000 | 24400 | 71.76% | 2.1 | 0 | 9.5 |  |  |  | No | R-410A | 2.8333 | Residential & Commercial | No
211394082 | Central HP <5.4 tons | FRASER-JOHNSTON | HRCU-A-CB (Split System: Heat Pump with Remote Outdoor Unit-Air-Source) | HMH72B341 |  |  | XAFC48FXXN1+TXV | TM9Y080C16MP11 | 33800 | 17.5 | 8.5 | 32800 | 24200 | 73.78% | 2.06 | 0 | 9 |  |  |  | No | R-410A | 2.8167 | Residential & Commercial | No
211393003 | Central HP <5.4 tons | FRASER-JOHNSTON | HRCU-A-CB (Split System: Heat Pump with Remote Outdoor Unit-Air-Source) | HMH72B341 |  |  | XAHC30CXXN1+TXV | TL9E100C20UH11 | 32600 | 16.5 | 8.1 | 32800 | 23000 | 70.12% | 2.02 | 0 | 9.5 |  |  |  | No | R-410A | 2.7167 | Residential & Commercial | No
211394398 | Central HP <5.4 tons | FRASER-JOHNSTON | HRCU-A-CB (Split System: Heat Pump with Remote Outdoor Unit-Air-Source) | HMH72B341 |  |  | XAHD48FXXN1+TXV | TM9V100C20MP12 | 33600 | 16.5 | 8.5 | 32400 | 23800 | 73.46% | 2.06 | 0 | 9 |  |  |  | No | R-410A | 2.8 | Residential & Commercial | No
211394641 | Central HP <5.4 tons | FRASER-JOHNSTON | HRCU-A-CB (Split System: Heat Pump with Remote Outdoor Unit-Air-Source) | HMH72B341 |  |  | XAUC48FXXN1+TXV | TM9V100C20MP12 | 34000 | 16.5 | 8.5 | 33000 | 24200 | 73.33% | 2.1 | 0 | 9 |  |  |  | No | R-410A | 2.8333 | Residential & Commercial | No
211394881 | Central HP <5.4 tons | FRASER-JOHNSTON | HRCU-A-CB (Split System: Heat Pump with Remote Outdoor Unit-Air-Source) | HMH72B341 |  |  | XAFD48FBCN1 | TP9C100C16MP13 | 33800 | 16.5 | 8.5 | 32400 | 23600 | 72.84% | 2.08 | 0 | 9.5 |  |  |  | No | R-410A | 2.8167 | Residential & Commercial | No
211395046 | Central HP <5.4 tons | FRASER-JOHNSTON | HRCU-A-CB (Split System: Heat Pump with Remote Outdoor Unit-Air-Source) | HMH72B341 |  |  | XAHD48FBCN1 | TP9C080C16MP13 | 32600 | 16 | 8.1 | 31800 | 23200 | 72.96% | 2.02 | 0 | 9 |  |  |  | No | R-410A | 2.7167 | Residential & Commercial | No
211394194 | Central HP <5.4 tons | FRASER-JOHNSTON | HRCU-A-CB (Split System: Heat Pump with Remote Outdoor Unit-Air-Source) | HMH72B341 |  |  | XAHC48FXXN1+TXV | TM9Y060B12MP11 | 32400 | 16.5 | 8.1 | 32200 | 23600 | 73.29% | 1.98 | 0 | 9 |  |  |  | No | R-410A | 2.7 | Residential & Commercial | No
211394209 | Central HP <5.4 tons | FRASER-JOHNSTON | HRCU-A-CB (Split System: Heat Pump with Remote Outdoor Unit-Air-Source) | HMH72B341 |  |  | XAHC48FBCN1 | TM9Y060B12MP11 | 32400 | 16.5 | 8.1 | 32200 | 23600 | 73.29% | 1.98 | 0 | 9 |  |  |  | No | R-410A | 2.7 | Residential & Commercial | No
211394868 | Central HP <5.4 tons | FRASER-JOHNSTON | HRCU-A-CB (Split System: Heat Pump with Remote Outdoor Unit-Air-Source) | HMH72B341 |  |  | XAFD48FBCN1 | TM9V100C16MP12 | 33800 | 16.5 | 8.5 | 32400 | 23600 | 72.84% | 2.08 | 0 | 9.5 |  |  |  | No | R-410A | 2.8167 | Residential & Commercial | No
211395034 | Central HP <5.4 tons | FRASER-JOHNSTON | HRCU-A-CB (Split System: Heat Pump with Remote Outdoor Unit-Air-Source) | HMH72B341 |  |  | XAHD48FBCN1 | TM9V080C16MP12 | 32600 | 16 | 8.1 | 31800 | 23200 | 72.96% | 2.02 | 0 | 9 |  |  |  | No | R-410A | 2.7167 | Residential & Commercial | No
211395368 | Central HP <5.4 tons | FRASER-JOHNSTON | HRCU-A-CB (Split System: Heat Pump with Remote Outdoor Unit-Air-Source) | HMH72B341 |  |  | XAUC48FXXN1+TXV | TM9V080C16MP12 | 33400 | 16.5 | 8.5 | 32400 | 23600 | 72.84% | 2.06 | 0 | 9.5 |  |  |  | No | R-410A | 2.7833 | Residential & Commercial | No
211394345 | Central HP <5.4 tons | FRASER-JOHNSTON | HRCU-A-CB (Split System: Heat Pump with Remote Outdoor Unit-Air-Source) | HMH72B341 |  |  | XAFD48FXXN1+TXV | TP9C120D20MP13 | 34000 | 17 | 8.5 | 32400 | 23800 | 73.46% | 2.1 | 0 | 9.5 |  |  |  | No | R-410A | 2.8333 | Residential & Commercial | No
211394762 | Central HP <5.4 tons | FRASER-JOHNSTON | HRCU-A-CB (Split System: Heat Pump with Remote Outdoor Unit-Air-Source) | HMH72B341 |  |  | XAHC48FXXN1+TXV | TM9V100C16MP12 | 33000 | 16.5 | 8.5 | 31800 | 23200 | 72.96% | 2.04 | 0 | 9 |  |  |  | No | R-410A | 2.75 | Residential & Commercial | No
211395834 | Central HP <5.4 tons | FRASER-JOHNSTON | HRCU-A-CB (Split System: Heat Pump with Remote Outdoor Unit-Air-Source) | HMH72B341 |  |  | XAFC48FXXN1+TXV | TP9C060B12MP13 | 33000 | 16.5 | 8.1 | 32400 | 24000 | 74.07% | 2.04 | 0 | 9 |  |  |  | No | R-410A | 2.75 | Residential & Commercial | No
211397302 | Central HP <5.4 tons | FRASER-JOHNSTON | HRCU-A-CB (Split System: Heat Pump with Remote Outdoor Unit-Air-Source) | HMH72B341 |  |  | XAHD48FBCN1 | TM8V080C16MP12 | 33600 | 16 | 8.5 | 32400 | 23800 | 73.46% | 2.06 | 0 | 9 |  |  |  | No | R-410A | 2.8 | Residential & Commercial | No
211396086 | Central HP <5.4 tons | FRASER-JOHNSTON | HRCU-A-CB (Split System: Heat Pump with Remote Outdoor Unit-Air-Source) | HMH72B341 |  |  | XAHC48FXXN1+TXV | TM9E080C16MP12 | 33600 | 17 | 8.1 | 32800 | 24200 | 73.78% | 2.04 | 0 | 9 |  |  |  | No | R-410A | 2.8 | Residential & Commercial | No
211396624 | Central HP <5.4 tons | FRASER-JOHNSTON | HRCU-A-CB (Split System: Heat Pump with Remote Outdoor Unit-Air-Source) | HMH72B341 |  |  | XAFD48FBCN1 | TM8Y100C20MP11 | 34000 | 16.5 | 8.5 | 34000 | 24200 | 71.18% | 2.1 | 0 | 9.5 |  |  |  | No | R-410A | 2.8333 | Residential & Commercial | No
211395788 | Central HP <5.4 tons | FRASER-JOHNSTON | HRCU-A-CB (Split System: Heat Pump with Remote Outdoor Unit-Air-Source) | HMH72B341 |  |  | XAHC48FBCN1 | TP9C060B12MP13 | 32400 | 16 | 8.1 | 32000 | 23400 | 73.12% | 2 | 0 | 9 |  |  |  | No | R-410A | 2.7 | Residential & Commercial | No
211394718 | Central HP <5.4 tons | LUXAIRE | HRCU-A-CB (Split System: Heat Pump with Remote Outdoor Unit-Air-Source) | HMH72B341 |  |  | XAHD48FXXN1+TXV | LP9C100C16MP13 | 33000 | 16 | 8.5 | 31800 | 23200 | 72.96% | 2.04 | 0 | 9 |  |  |  | No | R-410A | 2.75 | Residential & Commercial | No
211397470 | Central HP <5.4 tons | FRASER-JOHNSTON | HRCU-A-CB (Split System: Heat Pump with Remote Outdoor Unit-Air-Source) | HMH72B341 |  |  | XAHC48FBCN1 | TMLV100C16MP12 | 33600 | 16.5 | 8.5 | 32400 | 23800 | 73.46% | 2.06 | 0 | 9 |  |  |  | No | R-410A | 2.8 | Residential & Commercial | No
211397723 | Central HP <5.4 tons | FRASER-JOHNSTON | HRCU-A-CB (Split System: Heat Pump with Remote Outdoor Unit-Air-Source) | HMH72B341 |  |  | XAFC48FXXN1+TXV | TMLV100C16MP12 | 34000 | 16.5 | 8.5 | 33200 | 24400 | 73.49% | 2.1 | 0 | 9 |  |  |  | No | R-410A | 2.8333 | Residential & Commercial | No
211398041 | Central HP <5.4 tons | FRASER-JOHNSTON | HRCU-A-CB (Split System: Heat Pump with Remote Outdoor Unit-Air-Source) | HMH72B341 |  |  | XAFC48FBCN1 | TM8V080B12MP12 | 33000 | 16 | 8.1 | 32600 | 24000 | 73.62% | 2.02 | 0 | 9 |  |  |  | No | R-410A | 2.75 | Residential & Commercial | No
211397002 | Central HP <5.4 tons | FRASER-JOHNSTON | HRCU-A-CB (Split System: Heat Pump with Remote Outdoor Unit-Air-Source) | HMH72B341 |  |  | XAFC48FXXN1+TXV | TM8Y080B12MP11 | 33200 | 17 | 8.5 | 32200 | 23600 | 73.29% | 2.04 | 0 | 9.5 |  |  |  | No | R-410A | 2.7667 | Residential & Commercial | No
211398826 | Central HP <5.4 tons | CHAMPION HEATING AND COOLING | HRCU-A-CB (Split System: Heat Pump with Remote Outdoor Unit-Air-Source) | HMH72B341 |  |  | XAHC48FBCN1 | TM8E080C16MP11 | 32800 | 16.5 | 8.5 | 31600 | 23000 | 72.78% | 2.04 | 0 | 9.5 |  |  |  | No | R-410A | 2.7333 | Residential & Commercial | No
211394197 | Central HP <5.4 tons | CHAMPION HEATING AND COOLING | HRCU-A-CB (Split System: Heat Pump with Remote Outdoor Unit-Air-Source) | HMH72B341 |  |  | XAHC48FXXN1+TXV | TM9Y060B12MP11 | 32400 | 16.5 | 8.1 | 32200 | 23600 | 73.29% | 1.98 | 0 | 9 |  |  |  | No | R-410A | 2.7 | Residential & Commercial | No
211394712 | Central HP <5.4 tons | CHAMPION HEATING AND COOLING | HRCU-A-CB (Split System: Heat Pump with Remote Outdoor Unit-Air-Source) | HMH72B341 |  |  | XAHD48FXXN1+TXV | TP9C100C16MP13 | 33000 | 16 | 8.5 | 31800 | 23200 | 72.96% | 2.04 | 0 | 9 |  |  |  | No | R-410A | 2.75 | Residential & Commercial | No
211394949 | Central HP <5.4 tons | CHAMPION HEATING AND COOLING | HRCU-A-CB (Split System: Heat Pump with Remote Outdoor Unit-Air-Source) | HMH72B341 |  |  | XAUC48FXXN1+TXV | TM9V100C16MP12 | 33800 | 16.5 | 8.5 | 32400 | 23800 | 73.46% | 2.08 | 0 | 9.5 |  |  |  | No | R-410A | 2.8167 | Residential & Commercial | No
211398499 | Central HP <5.4 tons | FRASER-JOHNSTON | HRCU-A-CB (Split System: Heat Pump with Remote Outdoor Unit-Air-Source) | HMH72B341 |  |  | XAFD48FBCN1 | TMLE100C16MP11 | 33600 | 17 | 8.5 | 32400 | 23600 | 72.84% | 2.08 | 0 | 9.5 |  |  |  | No | R-410A | 2.8 | Residential & Commercial | No
211398514 | Central HP <5.4 tons | FRASER-JOHNSTON | HRCU-A-CB (Split System: Heat Pump with Remote Outdoor Unit-Air-Source) | HMH72B341 |  |  | XAFC48FXXN1+TXV | TM8E100C16MP11 | 33600 | 17 | 8.5 | 32400 | 23600 | 72.84% | 2.06 | 0 | 9.5 |  |  |  | No | R-410A | 2.8 | Residential & Commercial | No
211398476 | Central HP <5.4 tons | FRASER-JOHNSTON | HRCU-A-CB (Split System: Heat Pump with Remote Outdoor Unit-Air-Source) | HMH72B341 |  |  | XAFD48FXXN1+TXV | TMLE100C16MP11 | 33600 | 17 | 8.5 | 32400 | 23600 | 72.84% | 2.08 | 0 | 9.5 |  |  |  | No | R-410A | 2.8 | Residential & Commercial | No
211398760 | Central HP <5.4 tons | FRASER-JOHNSTON | HRCU-A-CB (Split System: Heat Pump with Remote Outdoor Unit-Air-Source) | HMH72B341 |  |  | XAHD48FXXN1+TXV | TMLE080C16MP11 | 32800 | 16.5 | 8.5 | 31600 | 23000 | 72.78% | 2.02 | 0 | 9.5 |  |  |  | No | R-410A | 2.7333 | Residential & Commercial | No
211398787 | Central HP <5.4 tons | FRASER-JOHNSTON | HRCU-A-CB (Split System: Heat Pump with Remote Outdoor Unit-Air-Source) | HMH72B341 |  |  | XAHD48FBCN1 | TMLE080C16MP11 | 32800 | 16.5 | 8.5 | 31600 | 23000 | 72.78% | 2.02 | 0 | 9.5 |  |  |  | No | R-410A | 2.7333 | Residential & Commercial | No
211393414 | Central HP <5.4 tons | LUXAIRE | HRCU-A-CB (Split System: Heat Pump with Remote Outdoor Unit-Air-Source) | HMH72B341 |  |  | XAHC36DBCN1 | TL8E080C16UH11 | 34000 | 17 | 8.1 | 34000 | 24600 | 72.35% | 2.06 | 0 | 9 |  |  |  | No | R-410A | 2.8333 | Residential & Commercial | No
211390408 | Central HP <5.4 tons | FRASER-JOHNSTON | HRCU-A-CB (Split System: Heat Pump with Remote Outdoor Unit-Air-Source) | HMH72B341 |  |  | XAHC36DXXN1+TXV | TM8V080B12MP12 | 32800 | 16.5 | 8.1 | 32800 | 23200 | 70.73% | 1.98 | 0 | 9.5 |  |  |  | No | R-410A | 2.7333 | Residential & Commercial | No
211392029 | Central HP <5.4 tons | FRASER-JOHNSTON | HRCU-A-CB (Split System: Heat Pump with Remote Outdoor Unit-Air-Source) | HMH72B341 |  |  | XAHC30CXXN1+TXV | TM8E080C16MP11 | 32200 | 17.5 | 8.1 | 32400 | 22800 | 70.37% | 2 | 0 | 9.5 |  |  |  | No | R-410A | 2.6833 | Residential & Commercial | No
211390025 | Central HP <5.4 tons | FRASER-JOHNSTON | HRCU-A-CB (Split System: Heat Pump with Remote Outdoor Unit-Air-Source) | HMH72B341 |  |  | XAHC36DBCN1 | TMLV100C16MP12 | 34000 | 17 | 8.1 | 34000 | 24600 | 72.35% | 2.08 | 0 | 9.5 |  |  |  | No | R-410A | 2.8333 | Residential & Commercial | No
211398111 | Central HP <5.4 tons | FRASER-JOHNSTON | HRCU-A-CB (Split System: Heat Pump with Remote Outdoor Unit-Air-Source) | HMH72B341 |  |  | XAHD48FXXN1+TXV | TMLE120C16MP11 | 33000 | 16.5 | 8.5 | 31800 | 23200 | 72.96% | 2.04 | 0 | 9.5 |  |  |  | No | R-410A | 2.75 | Residential & Commercial | No
211398225 | Central HP <5.4 tons | FRASER-JOHNSTON | HRCU-A-CB (Split System: Heat Pump with Remote Outdoor Unit-Air-Source) | HMH72B341 |  |  | XAFD48FXXN1+TXV | TMLE120C16MP11 | 33600 | 17 | 8.5 | 32400 | 23600 | 72.84% | 2.08 | 0 | 9.5 |  |  |  | No | R-410A | 2.8 | Residential & Commercial | No
211719709 | Central HP <5.4 tons | COLEMAN | HRCU-A-CB (Split System: Heat Pump with Remote Outdoor Unit-Air-Source) | HMH72B341 |  |  | XAFC36DBCN1 | CPLC080B12MP13 | 33800 | 17 | 8.1 | 34000 | 24200 | 71.18% | 2.04 | 0 | 9.5 |  |  |  | No | R-410A | 2.8167 | Residential & Commercial | No
211397203 | Central HP <5.4 tons | FRASER-JOHNSTON | HRCU-A-CB (Split System: Heat Pump with Remote Outdoor Unit-Air-Source) | HMH72B341 |  |  | XAHD48FXXN1+TXV | TM8V100C16MP12 | 33600 | 16 | 8.5 | 32400 | 23800 | 73.46% | 2.06 | 0 | 9 |  |  |  | No | R-410A | 2.8 | Residential & Commercial | No
211397672 | Central HP <5.4 tons | FRASER-JOHNSTON | HRCU-A-CB (Split System: Heat Pump with Remote Outdoor Unit-Air-Source) | HMH72B341 |  |  | XAFD48FBCN1 | TPLC100C16MP13 | 34000 | 16.5 | 8.5 | 33000 | 24400 | 73.94% | 2.1 | 0 | 9 |  |  |  | No | R-410A | 2.8333 | Residential & Commercial | No
211397738 | Central HP <5.4 tons | FRASER-JOHNSTON | HRCU-A-CB (Split System: Heat Pump with Remote Outdoor Unit-Air-Source) | HMH72B341 |  |  | XAFC48FXXN1+TXV | TPLC080C16MP13 | 34000 | 16.5 | 8.5 | 33200 | 24400 | 73.49% | 2.1 | 0 | 9 |  |  |  | No | R-410A | 2.8333 | Residential & Commercial | No
211397990 | Central HP <5.4 tons | FRASER-JOHNSTON | HRCU-A-CB (Split System: Heat Pump with Remote Outdoor Unit-Air-Source) | HMH72B341 |  |  | XAHC48FBCN1 | TPLC080B12MP13 | 32400 | 16 | 8.1 | 32000 | 23600 | 73.75% | 1.98 | 0 | 8.5 |  |  |  | No | R-410A | 2.7 | Residential & Commercial | No
211398575 | Central HP <5.4 tons | FRASER-JOHNSTON | HRCU-A-CB (Split System: Heat Pump with Remote Outdoor Unit-Air-Source) | HMH72B341 |  |  | XAFC48FBCN1 | TMLE100C16MP11 | 33600 | 17 | 8.5 | 32400 | 23600 | 72.84% | 2.06 | 0 | 9.5 |  |  |  | No | R-410A | 2.8 | Residential & Commercial | No
211396185 | Central HP <5.4 tons | FRASER-JOHNSTON | HRCU-A-CB (Split System: Heat Pump with Remote Outdoor Unit-Air-Source) | HMH72B341 |  |  | XAUC48FXXN1+TXV | TM9E080C16MP12 | 34000 | 17 | 8.1 | 33400 | 24600 | 73.65% | 2.08 | 0 | 9 |  |  |  | No | R-410A | 2.8333 | Residential & Commercial | No
211396634 | Central HP <5.4 tons | FRASER-JOHNSTON | HRCU-A-CB (Split System: Heat Pump with Remote Outdoor Unit-Air-Source) | HMH72B341 |  |  | XAFC48FXXN1+TXV | TM8Y120C20MP11 | 34000 | 16.5 | 8.5 | 33000 | 24200 | 73.33% | 2.1 | 0 | 9.5 |  |  |  | No | R-410A | 2.8333 | Residential & Commercial | No
211396650 | Central HP <5.4 tons | FRASER-JOHNSTON | HRCU-A-CB (Split System: Heat Pump with Remote Outdoor Unit-Air-Source) | HMH72B341 |  |  | XAFC48FXXN1+TXV | TM8Y100C20MP11 | 34000 | 16.5 | 8.5 | 33000 | 24200 | 73.33% | 2.1 | 0 | 9.5 |  |  |  | No | R-410A | 2.8333 | Residential & Commercial | No
211390910 | Central HP <5.4 tons | FRASER-JOHNSTON | HRCU-A-CB (Split System: Heat Pump with Remote Outdoor Unit-Air-Source) | HMH72B341 |  |  | XAHB36DBCN1 | TM8V060A12MP12 | 33400 | 16.5 | 8.1 | 33600 | 23800 | 70.83% | 2.02 | 0 | 9.5 |  |  |  | No | R-410A | 2.7833 | Residential & Commercial | No
211392400 | Central HP <5.4 tons | FRASER-JOHNSTON | HRCU-A-CB (Split System: Heat Pump with Remote Outdoor Unit-Air-Source) | HMH72B341 |  |  | XAFB36DXXN1+TXV | TMLE080B12MP11 | 34000 | 18 | 8.1 | 34000 | 24400 | 71.76% | 2.06 | 0 | 9.5 |  |  |  | No | R-410A | 2.8333 | Residential & Commercial | No
211392699 | Central HP <5.4 tons | FRASER-JOHNSTON | HRCU-A-CB (Split System: Heat Pump with Remote Outdoor Unit-Air-Source) | HMH72B341 |  |  | XAFB30CXXN1+TXV | TMLE060A12MP11 | 32800 | 17.5 | 8.1 | 33400 | 23400 | 70.06% | 2.02 | 0 | 9.5 |  |  |  | No | R-410A | 2.7333 | Residential & Commercial | No
211391071 | Central HP <5.4 tons | LUXAIRE | HRCU-A-CB (Split System: Heat Pump with Remote Outdoor Unit-Air-Source) | HMH72B341 |  |  | XAFB36DBCN1 | TMLV060A12MP12 | 34000 | 17.5 | 8.1 | 34000 | 24200 | 71.18% | 2.06 | 0 | 9.5 |  |  |  | No | R-410A | 2.8333 | Residential & Commercial | No
211390518 | Central HP <5.4 tons | LUXAIRE | HRCU-A-CB (Split System: Heat Pump with Remote Outdoor Unit-Air-Source) | HMH72B341 |  |  | XAHB36DXXN1+TXV | TPLC080B12MP13 | 32800 | 16.5 | 8.1 | 33000 | 23400 | 70.91% | 1.98 | 0 | 9.5 |  |  |  | No | R-410A | 2.7333 | Residential & Commercial | No
211391473 | Central HP <5.4 tons | LUXAIRE | HRCU-A-CB (Split System: Heat Pump with Remote Outdoor Unit-Air-Source) | HMH72B341 |  |  | XAHC30CXXN1+TXV | TMLE100C16MP11 | 32200 | 16.5 | 8.1 | 32400 | 22800 | 70.37% | 2 | 0 | 9.5 |  |  |  | No | R-410A | 2.6833 | Residential & Commercial | No
211391623 | Central HP <5.4 tons | LUXAIRE | HRCU-A-CB (Split System: Heat Pump with Remote Outdoor Unit-Air-Source) | HMH72B341 |  |  | XAHC36DBCN1 | TMLE100B12MP11 | 33400 | 17.5 | 8.1 | 33000 | 23400 | 70.91% | 2.02 | 0 | 9.5 |  |  |  | No | R-410A | 2.7833 | Residential & Commercial | No
211393887 | Central HP <5.4 tons | FRASER-JOHNSTON | HRCU-A-CB (Split System: Heat Pump with Remote Outdoor Unit-Air-Source) | HMH72B341 |  |  | XAHC48FXXN1+TXV | TM9Y100C16MP11 | 33200 | 17 | 8.1 | 32400 | 23600 | 72.84% | 2.02 | 0 | 9 |  |  |  | No | R-410A | 2.7667 | Residential & Commercial | No
211394052 | Central HP <5.4 tons | FRASER-JOHNSTON | HRCU-A-CB (Split System: Heat Pump with Remote Outdoor Unit-Air-Source) | HMH72B341 |  |  | XAFD48FXXN1+TXV | TM9Y080C16MP11 | 33400 | 17.5 | 8.5 | 32400 | 23600 | 72.84% | 2.06 | 0 | 9.5 |  |  |  | No | R-410A | 2.7833 | Residential & Commercial | No
211395206 | Central HP <5.4 tons | FRASER-JOHNSTON | HRCU-A-CB (Split System: Heat Pump with Remote Outdoor Unit-Air-Source) | HMH72B341 |  |  | XAFD48FXXN1+TXV | TP9C080C16MP13 | 33400 | 16.5 | 8.5 | 32400 | 23600 | 72.84% | 2.06 | 0 | 9.5 |  |  |  | No | R-410A | 2.7833 | Residential & Commercial | No
211395957 | Central HP <5.4 tons | FRASER-JOHNSTON | HRCU-A-CB (Split System: Heat Pump with Remote Outdoor Unit-Air-Source) | HMH72B341 |  |  | XAHC48FXXN1+TXV | TM9E100C16MP12 | 32800 | 16.5 | 8.5 | 31800 | 23200 | 72.96% | 2.02 | 0 | 9 |  |  |  | No | R-410A | 2.7333 | Residential & Commercial | No
211395903 | Central HP <5.4 tons | LUXAIRE | HRCU-A-CB (Split System: Heat Pump with Remote Outdoor Unit-Air-Source) | HMH72B341 |  |  | XAUC48FXXN1+TXV | TP9C060B12MP13 | 33000 | 16.5 | 8.1 | 32400 | 24000 | 74.07% | 2.04 | 0 | 9 |  |  |  | No | R-410A | 2.75 | Residential & Commercial | No
211396909 | Central HP <5.4 tons | FRASER-JOHNSTON | HRCU-A-CB (Split System: Heat Pump with Remote Outdoor Unit-Air-Source) | HMH72B341 |  |  | XAFC48FXXN1+TXV | TM8Y080C16MP11 | 34000 | 17.5 | 8.5 | 33200 | 24400 | 73.49% | 2.08 | 0 | 9 |  |  |  | No | R-410A | 2.8333 | Residential & Commercial | No
211397379 | Central HP <5.4 tons | FRASER-JOHNSTON | HRCU-A-CB (Split System: Heat Pump with Remote Outdoor Unit-Air-Source) | HMH72B341 |  |  | XAHC48FXXN1+TXV | TM8V080C16MP12 | 33600 | 16.5 | 8.5 | 32400 | 23800 | 73.46% | 2.06 | 0 | 9 |  |  |  | No | R-410A | 2.8 | Residential & Commercial | No
211397795 | Central HP <5.4 tons | FRASER-JOHNSTON | HRCU-A-CB (Split System: Heat Pump with Remote Outdoor Unit-Air-Source) | HMH72B341 |  |  | XAUC48FXXN1+TXV | TM8V100C16MP12 | 34000 | 16.5 | 8.5 | 33200 | 24400 | 73.49% | 2.1 | 0 | 9 |  |  |  | No | R-410A | 2.8333 | Residential & Commercial | No
211397847 | Central HP <5.4 tons | FRASER-JOHNSTON | HRCU-A-CB (Split System: Heat Pump with Remote Outdoor Unit-Air-Source) | HMH72B341 |  |  | XAUC48FXXN1+TXV | TMLV100C16MP12 | 34000 | 16.5 | 8.5 | 33200 | 24400 | 73.49% | 2.1 | 0 | 9 |  |  |  | No | R-410A | 2.8333 | Residential & Commercial | No
211391044 | Central HP <5.4 tons | FRASER-JOHNSTON | HRCU-A-CB (Split System: Heat Pump with Remote Outdoor Unit-Air-Source) | HMH72B341 |  |  | XAFB36DBCN1 | TM8V060A12MP12 | 34000 | 17.5 | 8.1 | 34000 | 24200 | 71.18% | 2.06 | 0 | 9.5 |  |  |  | No | R-410A | 2.8333 | Residential & Commercial | No
211394037 | Central HP <5.4 tons | FRASER-JOHNSTON | HRCU-A-CB (Split System: Heat Pump with Remote Outdoor Unit-Air-Source) | HMH72B341 |  |  | XAHC48FBCN1 | TM9Y080C16MP11 | 33200 | 17 | 8.1 | 32400 | 23600 | 72.84% | 2.02 | 0 | 9 |  |  |  | No | R-410A | 2.7667 | Residential & Commercial | No
211394654 | Central HP <5.4 tons | FRASER-JOHNSTON | HRCU-A-CB (Split System: Heat Pump with Remote Outdoor Unit-Air-Source) | HMH72B341 |  |  | XAFC48FBCN1 | TP9C100C20MP13 | 34000 | 16.5 | 8.5 | 33000 | 24200 | 73.33% | 2.1 | 0 | 9 |  |  |  | No | R-410A | 2.8333 | Residential & Commercial | No
211395414 | Central HP <5.4 tons | CHAMPION HEATING AND COOLING | HRCU-A-CB (Split System: Heat Pump with Remote Outdoor Unit-Air-Source) | HMH72B341 |  |  | XAUC48FXXN1+TXV | TP9C080C16MP13 | 33400 | 16.5 | 8.5 | 32400 | 23600 | 72.84% | 2.06 | 0 | 9.5 |  |  |  | No | R-410A | 2.7833 | Residential & Commercial | No
211394210 | Central HP <5.4 tons | CHAMPION HEATING AND COOLING | HRCU-A-CB (Split System: Heat Pump with Remote Outdoor Unit-Air-Source) | HMH72B341 |  |  | XAHC48FBCN1 | TM9Y060B12MP11 | 32400 | 16.5 | 8.1 | 32200 | 23600 | 73.29% | 1.98 | 0 | 9 |  |  |  | No | R-410A | 2.7 | Residential & Commercial | No
211394364 | Central HP <5.4 tons | CHAMPION HEATING AND COOLING | HRCU-A-CB (Split System: Heat Pump with Remote Outdoor Unit-Air-Source) | HMH72B341 |  |  | XAFD48FBCN1 | TM9V120D20MP12 | 34000 | 17 | 8.5 | 32400 | 23800 | 73.46% | 2.1 | 0 | 9.5 |  |  |  | No | R-410A | 2.8333 | Residential & Commercial | No
211394597 | Central HP <5.4 tons | CHAMPION HEATING AND COOLING | HRCU-A-CB (Split System: Heat Pump with Remote Outdoor Unit-Air-Source) | HMH72B341 |  |  | XAFC48FXXN1+TXV | TM9V100C20MP12 | 34000 | 16.5 | 8.5 | 33000 | 24200 | 73.33% | 2.1 | 0 | 9 |  |  |  | No | R-410A | 2.8333 | Residential & Commercial | No
211394612 | Central HP <5.4 tons | CHAMPION HEATING AND COOLING | HRCU-A-CB (Split System: Heat Pump with Remote Outdoor Unit-Air-Source) | HMH72B341 |  |  | XAFC48FXXN1+TXV | TP9C100C20MP13 | 34000 | 16.5 | 8.5 | 33000 | 24200 | 73.33% | 2.1 | 0 | 9 |  |  |  | No | R-410A | 2.8333 | Residential & Commercial | No
211390818 | Central HP <5.4 tons | CHAMPION HEATING AND COOLING | HRCU-A-CB (Split System: Heat Pump with Remote Outdoor Unit-Air-Source) | HMH72B341 |  |  | XAFB30CXXN1+TXV | TPLC080B12MP13 | 32400 | 17 | 8.1 | 33600 | 23600 | 70.24% | 2 | 0 | 9.5 |  |  |  | No | R-410A | 2.7 | Residential & Commercial | No
211391122 | Central HP <5.4 tons | CHAMPION HEATING AND COOLING | HRCU-A-CB (Split System: Heat Pump with Remote Outdoor Unit-Air-Source) | HMH72B341 |  |  | XAUB36DXXN1+TXV | TPLC060A12MP13 | 34000 | 17.5 | 8.1 | 34000 | 24200 | 71.18% | 2.06 | 0 | 9.5 |  |  |  | No | R-410A | 2.8333 | Residential & Commercial | No
211395941 | Central HP <5.4 tons | LUXAIRE | HRCU-A-CB (Split System: Heat Pump with Remote Outdoor Unit-Air-Source) | HMH72B341 |  |  | XAHD48FBCN1 | TM9E100C16MP12 | 32800 | 16.5 | 8.5 | 31800 | 23200 | 72.96% | 2.02 | 0 | 9 |  |  |  | No | R-410A | 2.7333 | Residential & Commercial | No
211396026 | Central HP <5.4 tons | LUXAIRE | HRCU-A-CB (Split System: Heat Pump with Remote Outdoor Unit-Air-Source) | HMH72B341 |  |  | XAFC48FBCN1 | TM9E100C16MP12 | 33400 | 17 | 8.5 | 32400 | 23600 | 72.84% | 2.06 | 0 | 9.5 |  |  |  | No | R-410A | 2.7833 | Residential & Commercial | No
211397129 | Central HP <5.4 tons | LUXAIRE | HRCU-A-CB (Split System: Heat Pump with Remote Outdoor Unit-Air-Source) | HMH72B341 |  |  | XAHC48FBCN1 | TM8V120C20MP12 | 33800 | 16.5 | 8.5 | 32400 | 23800 | 73.46% | 2.06 | 0 | 9 |  |  |  | No | R-410A | 2.8167 | Residential & Commercial | No
211393884 | Central HP <5.4 tons | LUXAIRE | HRCU-A-CB (Split System: Heat Pump with Remote Outdoor Unit-Air-Source) | HMH72B341 |  |  | XAHC48FXXN1+TXV | TM9Y100C16MP11 | 33200 | 17 | 8.1 | 32400 | 23600 | 72.84% | 2.02 | 0 | 9 |  |  |  | No | R-410A | 2.7667 | Residential & Commercial | No
211394638 | Central HP <5.4 tons | LUXAIRE | HRCU-A-CB (Split System: Heat Pump with Remote Outdoor Unit-Air-Source) | HMH72B341 |  |  | XAUC48FXXN1+TXV | TM9V100C20MP12 | 34000 | 16.5 | 8.5 | 33000 | 24200 | 73.33% | 2.1 | 0 | 9 |  |  |  | No | R-410A | 2.8333 | Residential & Commercial | No
211394686 | Central HP <5.4 tons | LUXAIRE | HRCU-A-CB (Split System: Heat Pump with Remote Outdoor Unit-Air-Source) | HMH72B341 |  |  | XAUC48FXXN1+TXV | LP9C100C20MP13 | 34000 | 16.5 | 8.5 | 33000 | 24200 | 73.33% | 2.1 | 0 | 9 |  |  |  | No | R-410A | 2.8333 | Residential & Commercial | No
211394788 | Central HP <5.4 tons | LUXAIRE | HRCU-A-CB (Split System: Heat Pump with Remote Outdoor Unit-Air-Source) | HMH72B341 |  |  | XAHC48FXXN1+TXV | LP9C100C16MP13 | 33000 | 16.5 | 8.5 | 31800 | 23200 | 72.96% | 2.04 | 0 | 9 |  |  |  | No | R-410A | 2.75 | Residential & Commercial | No
211395088 | Central HP <5.4 tons | LUXAIRE | HRCU-A-CB (Split System: Heat Pump with Remote Outdoor Unit-Air-Source) | HMH72B341 |  |  | XAHC48FXXN1+TXV | TP9C080C16MP13 | 32800 | 16.5 | 8.5 | 31800 | 23200 | 72.96% | 2.02 | 0 | 9 |  |  |  | No | R-410A | 2.7333 | Residential & Commercial | No
211395224 | Central HP <5.4 tons | LUXAIRE | HRCU-A-CB (Split System: Heat Pump with Remote Outdoor Unit-Air-Source) | HMH72B341 |  |  | XAFD48FXXN1+TXV | LP9C080C16MP13 | 33400 | 16.5 | 8.5 | 32400 | 23600 | 72.84% | 2.06 | 0 | 9.5 |  |  |  | No | R-410A | 2.7833 | Residential & Commercial | No
211395492 | Central HP <5.4 tons | LUXAIRE | HRCU-A-CB (Split System: Heat Pump with Remote Outdoor Unit-Air-Source) | HMH72B341 |  |  | XAHC48FXXN1+TXV | LP9C080B12MP13 | 32800 | 16 | 8.1 | 32200 | 23600 | 73.29% | 2.02 | 0 | 9 |  |  |  | No | R-410A | 2.7333 | Residential & Commercial | No
211396491 | Central HP <5.4 tons | LUXAIRE | HRCU-A-CB (Split System: Heat Pump with Remote Outdoor Unit-Air-Source) | HMH72B341 |  |  | XAHD48FBCN1 | TM8Y100C20MP11 | 33800 | 16.5 | 8.5 | 32400 | 23800 | 73.46% | 2.06 | 0 | 9 |  |  |  | No | R-410A | 2.8167 | Residential & Commercial | No
211396876 | Central HP <5.4 tons | LUXAIRE | HRCU-A-CB (Split System: Heat Pump with Remote Outdoor Unit-Air-Source) | HMH72B341 |  |  | XAFD48FBCN1 | TM8Y080C16MP11 | 34000 | 17.5 | 8.5 | 33200 | 24400 | 73.49% | 2.08 | 0 | 9 |  |  |  | No | R-410A | 2.8333 | Residential & Commercial | No
211397029 | Central HP <5.4 tons | LUXAIRE | HRCU-A-CB (Split System: Heat Pump with Remote Outdoor Unit-Air-Source) | HMH72B341 |  |  | XAUC48FXXN1+TXV | TM8Y080B12MP11 | 33200 | 17 | 8.5 | 32200 | 23600 | 73.29% | 2.04 | 0 | 9.5 |  |  |  | No | R-410A | 2.7667 | Residential & Commercial | No
211389941 | Central HP <5.4 tons | LUXAIRE | HRCU-A-CB (Split System: Heat Pump with Remote Outdoor Unit-Air-Source) | HMH72B341 |  |  | XAHC36DXXN1+TXV | TMLV100C16MP12 | 34000 | 17 | 8.1 | 34000 | 24600 | 72.35% | 2.08 | 0 | 9.5 |  |  |  | No | R-410A | 2.8333 | Residential & Commercial | No
211390076 | Central HP <5.4 tons | LUXAIRE | HRCU-A-CB (Split System: Heat Pump with Remote Outdoor Unit-Air-Source) | HMH72B341 |  |  | XAHC30CXXN1+TXV | TM8V100C16MP12 | 32400 | 17 | 8.1 | 32400 | 22800 | 70.37% | 2 | 0 | 9.5 |  |  |  | No | R-410A | 2.7 | Residential & Commercial | No
211390777 | Central HP <5.4 tons | LUXAIRE | HRCU-A-CB (Split System: Heat Pump with Remote Outdoor Unit-Air-Source) | HMH72B341 |  |  | XAUB36DXXN1+TXV | TPLC080B12MP13 | 33600 | 17 | 8.1 | 33600 | 23600 | 70.24% | 2.02 | 0 | 9.5 |  |  |  | No | R-410A | 2.8 | Residential & Commercial | No
211391146 | Central HP <5.4 tons | LUXAIRE | HRCU-A-CB (Split System: Heat Pump with Remote Outdoor Unit-Air-Source) | HMH72B341 |  |  | XAFB30CXXN1+TXV | TMLV060A12MP12 | 32800 | 17.5 | 8.1 | 33400 | 23400 | 70.06% | 2.02 | 0 | 9.5 |  |  |  | No | R-410A | 2.7333 | Residential & Commercial | No
211391578 | Central HP <5.4 tons | LUXAIRE | HRCU-A-CB (Split System: Heat Pump with Remote Outdoor Unit-Air-Source) | HMH72B341 |  |  | XAHC36DXXN1+TXV | TM8E100B12MP11 | 33400 | 17.5 | 8.1 | 33000 | 23400 | 70.91% | 2.02 | 0 | 9.5 |  |  |  | No | R-410A | 2.7833 | Residential & Commercial | No
211392181 | Central HP <5.4 tons | LUXAIRE | HRCU-A-CB (Split System: Heat Pump with Remote Outdoor Unit-Air-Source) | HMH72B341 |  |  | XAHC36DBCN1 | TMLE080B12MP11 | 33400 | 17.5 | 8.1 | 33200 | 23400 | 70.48% | 2.02 | 0 | 9.5 |  |  |  | No | R-410A | 2.7833 | Residential & Commercial | No
211389208 | Central HP <5.4 tons | LUXAIRE | HRCU-A-CB (Split System: Heat Pump with Remote Outdoor Unit-Air-Source) | HMH72B341 |  |  | XAUB36DXXN1+TXV | TM9E060A10MP12 | 33600 | 17.5 | 8.1 | 33800 | 23800 | 70.41% | 2.02 | 0 | 9.5 |  |  |  | No | R-410A | 2.8 | Residential & Commercial | No
211389289 | Central HP <5.4 tons | LUXAIRE | HRCU-A-CB (Split System: Heat Pump with Remote Outdoor Unit-Air-Source) | HMH72B341 |  |  | XAHC36DXXN1+TXV | TM8Y100C20MP11 | 34000 | 17 | 8.1 | 33800 | 24200 | 71.6% | 2.08 | 0 | 9.5 |  |  |  | No | R-410A | 2.8333 | Residential & Commercial | No
211386198 | Central HP <5.4 tons | LUXAIRE | HRCU-A-CB (Split System: Heat Pump with Remote Outdoor Unit-Air-Source) | HMH72B341 |  |  | XAHD48FBCN1 | TL9E080C16UH11 | 33200 | 16 | 8.1 | 32400 | 23600 | 72.84% | 2.04 | 0 | 9 |  |  |  | No | R-410A | 2.7667 | Residential & Commercial | No
211386432 | Central HP <5.4 tons | LUXAIRE | HRCU-A-CB (Split System: Heat Pump with Remote Outdoor Unit-Air-Source) | HMH72B341 |  |  | XAFC48FXXN1+TXV | TL8E100C20UH11 | 34000 | 16.5 | 8.5 | 32400 | 23800 | 73.46% | 2.1 | 0 | 9.5 |  |  |  | No | R-410A | 2.8333 | Residential & Commercial | No
213297969 | Central HP <5.4 tons | LUXAIRE | HRCU-A-CB (Split System: Heat Pump with Remote Outdoor Unit-Air-Source) | HMH72B341 |  |  | XAHC36DBCN1 | Z8ES100C16SMPS1 | 34000 | 17.5 | 8.1 | 33400 | 24000 | 71.86% | 2.08 | 0 | 9.5 |  |  |  | No | R-410A | 2.8333 | Residential & Commercial | No
212521244 | Central HP <5.4 tons | WABBAN | HRCU-A-C (Split System: Heat Pump with Remote Outdoor Unit with No Indoor Fan --Air Source) | BB36-24WADU |  |  | TCAT36F/NAA |  | 32000 | 15.2 | 8.5 | 34000 | 24000 | 70.59% | 1.8 | 0 | 9.5 |  |  |  | No | R-410A | 2.6667 | Residential & Commercial | No
211227598 | Central HP <5.4 tons | KEEPRITE | HRCU-A-CB (Split System: Heat Pump with Remote Outdoor Unit-Air-Source) | DLCURAH36ABK |  |  | EA*4X42L21A* | *96VSN0601714A* | 35000 | 15.2 | 8.1 | 38500 | 35200 | 91.43% | 1.86 | 0 | 9.5 |  |  |  | No | R-410A | 2.9167 | Residential & Commercial | No
211227314 | Central HP <5.4 tons | KEEPRITE | HRCU-A-CB (Split System: Heat Pump with Remote Outdoor Unit-Air-Source) | DLCURAH36ABK |  |  | EA*4X42L21A* | *80ES(N,L)0701716A* | 35200 | 16 | 8.1 | 38500 | 35000 | 90.91% | 1.88 | 0 | 9.5 |  |  |  | No | R-410A | 2.9333 | Residential & Commercial | No
211391285 | Central HP <5.4 tons | CHAMPION HEATING AND COOLING | HRCU-A-CB (Split System: Heat Pump with Remote Outdoor Unit-Air-Source) | HMH72B341 |  |  | XAHC30CXXN1+TXV | TM8E120C16MP11 | 32400 | 17.5 | 8.1 | 32400 | 22800 | 70.37% | 2 | 0 | 9.5 |  |  |  | No | R-410A | 2.7 | Residential & Commercial | No
211392156 | Central HP <5.4 tons | CHAMPION HEATING AND COOLING | HRCU-A-CB (Split System: Heat Pump with Remote Outdoor Unit-Air-Source) | HMH72B341 |  |  | XAHC36DXXN1+TXV | TMLE080B12MP11 | 33400 | 17.5 | 8.1 | 33200 | 23400 | 70.48% | 2.02 | 0 | 9.5 |  |  |  | No | R-410A | 2.7833 | Residential & Commercial | No
211392442 | Central HP <5.4 tons | CHAMPION HEATING AND COOLING | HRCU-A-CB (Split System: Heat Pump with Remote Outdoor Unit-Air-Source) | HMH72B341 |  |  | XAFB36DBCN1 | TMLE080B12MP11 | 34000 | 18 | 8.1 | 34000 | 24400 | 71.76% | 2.06 | 0 | 9.5 |  |  |  | No | R-410A | 2.8333 | Residential & Commercial | No
211392776 | Central HP <5.4 tons | CHAMPION HEATING AND COOLING | HRCU-A-CB (Split System: Heat Pump with Remote Outdoor Unit-Air-Source) | HMH72B341 |  |  | XAHB36DBCN1 | TM8E040A12MP11 | 33200 | 17.5 | 8.1 | 33000 | 23200 | 70.3% | 2.02 | 0 | 9.5 |  |  |  | No | R-410A | 2.7667 | Residential & Commercial | No
211392791 | Central HP <5.4 tons | CHAMPION HEATING AND COOLING | HRCU-A-CB (Split System: Heat Pump with Remote Outdoor Unit-Air-Source) | HMH72B341 |  |  | XAHB36DBCN1 | TMLE040A12MP11 | 33200 | 17.5 | 8.1 | 33000 | 23200 | 70.3% | 2.02 | 0 | 9.5 |  |  |  | No | R-410A | 2.7667 | Residential & Commercial | No
212980904 | Central HP <5.4 tons | DAY & NIGHT | HRCU-A-CB (Split System: Heat Pump with Remote Outdoor Unit-Air-Source) | DLCURAH30ABK |  |  | EA*4X36L21A* | *80MS(N,L)1102120A* | 30200 | 15.2 | 8.1 | 34400 | 27800 | 80.81% | 1.8 | 0 | 9 |  |  |  | No | R-410A | 2.5167 | Residential & Commercial | No
215678111 | Central HP <5.4 tons | KENMORE | HRCU-A-CB (Split System: Heat Pump with Remote Outdoor Unit-Air-Source) | (C,H,T)5H0V60*K*AAA* |  |  | ESH5X60M12A*+WALLCON | *95CSU0802120B* | 55500 | 16.5 | 8.5 | 60000 | 42000 | 70% | 1.9 | 0 | 8.5 |  |  |  | No | R-454B | 4.625 | Residential & Commercial | No
211392806 | Central HP <5.4 tons | CHAMPION HEATING AND COOLING | HRCU-A-CB (Split System: Heat Pump with Remote Outdoor Unit-Air-Source) | HMH72B341 |  |  | XAHB30CXXN1+TXV | TM8E040A12MP11 | 32000 | 17.5 | 8.1 | 31800 | 23000 | 72.33% | 1.98 | 0 | 9.5 |  |  |  | No | R-410A | 2.6667 | Residential & Commercial | No
211390753 | Central HP <5.4 tons | CHAMPION HEATING AND COOLING | HRCU-A-CB (Split System: Heat Pump with Remote Outdoor Unit-Air-Source) | HMH72B341 |  |  | XAUB36DXXN1+TXV | TM8V080B12MP12 | 33600 | 17 | 8.1 | 33600 | 23600 | 70.24% | 2.02 | 0 | 9.5 |  |  |  | No | R-410A | 2.8 | Residential & Commercial | No
211395027 | Central HP <5.4 tons | LUXAIRE | HRCU-A-CB (Split System: Heat Pump with Remote Outdoor Unit-Air-Source) | HMH72B341 |  |  | XAHD48FXXN1+TXV | LP9C080C16MP13 | 32600 | 16 | 8.1 | 31800 | 23200 | 72.96% | 2.02 | 0 | 9 |  |  |  | No | R-410A | 2.7167 | Residential & Commercial | No
211395109 | Central HP <5.4 tons | LUXAIRE | HRCU-A-CB (Split System: Heat Pump with Remote Outdoor Unit-Air-Source) | HMH72B341 |  |  | XAHC48FXXN1+TXV | LP9C080C16MP13 | 32800 | 16.5 | 8.5 | 31800 | 23200 | 72.96% | 2.02 | 0 | 9 |  |  |  | No | R-410A | 2.7333 | Residential & Commercial | No
211394309 | Central HP <5.4 tons | LUXAIRE | HRCU-A-CB (Split System: Heat Pump with Remote Outdoor Unit-Air-Source) | HMH72B341 |  |  | XAHD48FBCN1 | TP9C120D20MP13 | 33400 | 16.5 | 8.5 | 32000 | 23200 | 72.5% | 2.06 | 0 | 9.5 |  |  |  | No | R-410A | 2.7833 | Residential & Commercial | No
211397540 | Central HP <5.4 tons | FRASER-JOHNSTON | HRCU-A-CB (Split System: Heat Pump with Remote Outdoor Unit-Air-Source) | HMH72B341 |  |  | XAFD48FXXN1+TXV | TM8V080C16MP12 | 34000 | 16.5 | 8.5 | 33000 | 24400 | 73.94% | 2.1 | 0 | 9 |  |  |  | No | R-410A | 2.8333 | Residential & Commercial | No
211388817 | Central HP <5.4 tons | FRASER-JOHNSTON | HRCU-A-CB (Split System: Heat Pump with Remote Outdoor Unit-Air-Source) | HMH72B341 |  |  | XAHB30CXXN1+TXV | TM9E080B12MP12 | 32000 | 16.5 | 8.1 | 32800 | 23000 | 70.12% | 1.98 | 0 | 9.5 |  |  |  | No | R-410A | 2.6667 | Residential & Commercial | No
211398820 | Central HP <5.4 tons | LUXAIRE | HRCU-A-CB (Split System: Heat Pump with Remote Outdoor Unit-Air-Source) | HMH72B341 |  |  | XAHC48FBCN1 | TM8E080C16MP11 | 32800 | 16.5 | 8.5 | 31600 | 23000 | 72.78% | 2.04 | 0 | 9.5 |  |  |  | No | R-410A | 2.7333 | Residential & Commercial | No
211397216 | Central HP <5.4 tons | LUXAIRE | HRCU-A-CB (Split System: Heat Pump with Remote Outdoor Unit-Air-Source) | HMH72B341 |  |  | XAHD48FXXN1+TXV | TM8V080C16MP12 | 33600 | 16 | 8.5 | 32400 | 23800 | 73.46% | 2.06 | 0 | 9 |  |  |  | No | R-410A | 2.8 | Residential & Commercial | No
211398194 | Central HP <5.4 tons | FRASER-JOHNSTON | HRCU-A-CB (Split System: Heat Pump with Remote Outdoor Unit-Air-Source) | HMH72B341 |  |  | XAHC48FBCN1 | TMLE120C16MP11 | 33000 | 17 | 8.5 | 31600 | 23200 | 73.42% | 2.04 | 0 | 9.5 |  |  |  | No | R-410A | 2.75 | Residential & Commercial | No
211398362 | Central HP <5.4 tons | FRASER-JOHNSTON | HRCU-A-CB (Split System: Heat Pump with Remote Outdoor Unit-Air-Source) | HMH72B341 |  |  | XAHD48FXXN1+TXV | TMLE100C16MP11 | 32800 | 16.5 | 8.5 | 31600 | 23200 | 73.42% | 2.02 | 0 | 9.5 |  |  |  | No | R-410A | 2.7333 | Residential & Commercial | No
211398421 | Central HP <5.4 tons | FRASER-JOHNSTON | HRCU-A-CB (Split System: Heat Pump with Remote Outdoor Unit-Air-Source) | HMH72B341 |  |  | XAHC48FXXN1+TXV | TMLE100C16MP11 | 33000 | 17 | 8.5 | 31800 | 23200 | 72.96% | 2.04 | 0 | 9.5 |  |  |  | No | R-410A | 2.75 | Residential & Commercial | No
211398544 | Central HP <5.4 tons | FRASER-JOHNSTON | HRCU-A-CB (Split System: Heat Pump with Remote Outdoor Unit-Air-Source) | HMH72B341 |  |  | XAFC48FBCN1 | TM8E100C16MP11 | 33600 | 17 | 8.5 | 32400 | 23600 | 72.84% | 2.06 | 0 | 9.5 |  |  |  | No | R-410A | 2.8 | Residential & Commercial | No
211389103 | Central HP <5.4 tons | FRASER-JOHNSTON | HRCU-A-CB (Split System: Heat Pump with Remote Outdoor Unit-Air-Source) | HMH72B341 |  |  | XAUB36DXXN1+TXV | TM9E060B12MP12 | 34000 | 17.5 | 8.1 | 34000 | 24200 | 71.18% | 2.04 | 0 | 9.5 |  |  |  | No | R-410A | 2.8333 | Residential & Commercial | No
211398093 | Central HP <5.4 tons | LUXAIRE | HRCU-A-CB (Split System: Heat Pump with Remote Outdoor Unit-Air-Source) | HMH72B341 |  |  | XAHD48FXXN1+TXV | TM8E120C16MP11 | 33000 | 16.5 | 8.5 | 31800 | 23200 | 72.96% | 2.04 | 0 | 9.5 |  |  |  | No | R-410A | 2.75 | Residential & Commercial | No
211395519 | Central HP <5.4 tons | LUXAIRE | HRCU-A-CB (Split System: Heat Pump with Remote Outdoor Unit-Air-Source) | HMH72B341 |  |  | XAHC48FBCN1 | TP9C080B12MP13 | 32800 | 16 | 8.1 | 32200 | 23600 | 73.29% | 2.02 | 0 | 9 |  |  |  | No | R-410A | 2.7333 | Residential & Commercial | No
211398619 | Central HP <5.4 tons | FRASER-JOHNSTON | HRCU-A-CB (Split System: Heat Pump with Remote Outdoor Unit-Air-Source) | HMH72B341 |  |  | XAHC48FXXN1+TXV | TMLE100B12MP11 | 32600 | 17 | 8.1 | 31800 | 23200 | 72.96% | 2.02 | 0 | 9 |  |  |  | No | R-410A | 2.7167 | Residential & Commercial | No
215682861 | Central HP <5.4 tons | KENMORE | HRCU-A-CB (Split System: Heat Pump with Remote Outdoor Unit-Air-Source) | (C,H,T)5H0V60*K*AAA* |  |  | EVM5X60M21A*+WALLCON | *97CTN1002122A* | 56500 | 18.5 | 9 | 64000 | 45000 | 70.31% | 2.08 | 0 | 9 |  |  |  | No | R-454B | 4.7083 | Residential & Commercial | No
215682661 | Central HP <5.4 tons | KENMORE | HRCU-A-CB (Split System: Heat Pump with Remote Outdoor Unit-Air-Source) | (C,H,T)5H0V60*K*AAA* |  |  | EA*5X61M24A*+WALLCON | *96CTN0802120B* | 56000 | 18.5 | 9 | 60000 | 42000 | 70% | 2.02 | 0 | 9 |  |  |  | No | R-454B | 4.6667 | Residential & Commercial | No
211390363 | Central HP <5.4 tons | LUXAIRE | HRCU-A-CB (Split System: Heat Pump with Remote Outdoor Unit-Air-Source) | HMH72B341 |  |  | XAFC30CXXN1+TXV | TPLC080C16MP13 | 33000 | 17.5 | 8.5 | 33000 | 23200 | 70.3% | 2.04 | 0 | 9.5 |  |  |  | No | R-410A | 2.75 | Residential & Commercial | No
211390583 | Central HP <5.4 tons | LUXAIRE | HRCU-A-CB (Split System: Heat Pump with Remote Outdoor Unit-Air-Source) | HMH72B341 |  |  | XAHB30CXXN1+TXV | TPLC080B12MP13 | 31600 | 16.5 | 8.1 | 32800 | 23000 | 70.12% | 1.96 | 0 | 9 |  |  |  | No | R-410A | 2.6333 | Residential & Commercial | No
211390797 | Central HP <5.4 tons | LUXAIRE | HRCU-A-CB (Split System: Heat Pump with Remote Outdoor Unit-Air-Source) | HMH72B341 |  |  | XAFB30CXXN1+TXV | TM8V080B12MP12 | 32400 | 17 | 8.1 | 33600 | 23600 | 70.24% | 2 | 0 | 9.5 |  |  |  | No | R-410A | 2.7 | Residential & Commercial | No
211395576 | Central HP <5.4 tons | LUXAIRE | HRCU-A-CB (Split System: Heat Pump with Remote Outdoor Unit-Air-Source) | HMH72B341 |  |  | XAFC48FXXN1+TXV | TP9C080B12MP13 | 33400 | 16.5 | 8.5 | 32600 | 24000 | 73.62% | 2.06 | 0 | 9 |  |  |  | No | R-410A | 2.7833 | Residential & Commercial | No
211397284 | Central HP <5.4 tons | LUXAIRE | HRCU-A-CB (Split System: Heat Pump with Remote Outdoor Unit-Air-Source) | HMH72B341 |  |  | XAHD48FBCN1 | TM8V100C16MP12 | 33600 | 16 | 8.5 | 32400 | 23800 | 73.46% | 2.06 | 0 | 9 |  |  |  | No | R-410A | 2.8 | Residential & Commercial | No
211390863 | Central HP <5.4 tons | LUXAIRE | HRCU-A-CB (Split System: Heat Pump with Remote Outdoor Unit-Air-Source) | HMH72B341 |  |  | XAHB36DXXN1+TXV | TM8V060A12MP12 | 33400 | 16.5 | 8.1 | 33600 | 23800 | 70.83% | 2.02 | 0 | 9.5 |  |  |  | No | R-410A | 2.7833 | Residential & Commercial | No
215677811 | Central HP <5.4 tons | KENMORE | HRCU-A-CB (Split System: Heat Pump with Remote Outdoor Unit-Air-Source) | (C,H,T)5H0V60*K*AAA* |  |  | EA*5X60M24A*+WALLCON | *95CSU0802120B* | 54500 | 18 | 8.5 | 59500 | 42000 | 70.59% | 1.9 | 0 | 8.5 |  |  |  | No | R-454B | 4.5417 | Residential & Commercial | No
215677911 | Central HP <5.4 tons | KENMORE | HRCU-A-CB (Split System: Heat Pump with Remote Outdoor Unit-Air-Source) | (C,H,T)5H0V60*K*AAA* |  |  | EA*5X61M24A*+WALLCON | *80CSU1002120A* | 56000 | 18 | 9 | 60000 | 42000 | 70% | 2 | 0 | 9 |  |  |  | No | R-454B | 4.6667 | Residential & Commercial | No
211390892 | Central HP <5.4 tons | LUXAIRE | HRCU-A-CB (Split System: Heat Pump with Remote Outdoor Unit-Air-Source) | HMH72B341 |  |  | XAHB36DXXN1+TXV | TPLC060A12MP13 | 33400 | 16.5 | 8.1 | 33600 | 23800 | 70.83% | 2.02 | 0 | 9.5 |  |  |  | No | R-410A | 2.7833 | Residential & Commercial | No
211391660 | Central HP <5.4 tons | LUXAIRE | HRCU-A-CB (Split System: Heat Pump with Remote Outdoor Unit-Air-Source) | HMH72B341 |  |  | XAHB36DXXN1+TXV | TM8E100B12MP11 | 33200 | 17.5 | 8.1 | 33000 | 23400 | 70.91% | 2.02 | 0 | 9.5 |  |  |  | No | R-410A | 2.7667 | Residential & Commercial | No
211391699 | Central HP <5.4 tons | LUXAIRE | HRCU-A-CB (Split System: Heat Pump with Remote Outdoor Unit-Air-Source) | HMH72B341 |  |  | XAHB36DBCN1 | TMLE100B12MP11 | 33200 | 17.5 | 8.1 | 33000 | 23400 | 70.91% | 2.02 | 0 | 9.5 |  |  |  | No | R-410A | 2.7667 | Residential & Commercial | No
211397609 | Central HP <5.4 tons | LUXAIRE | HRCU-A-CB (Split System: Heat Pump with Remote Outdoor Unit-Air-Source) | HMH72B341 |  |  | XAFD48FBCN1 | TM8V100C16MP12 | 34000 | 16.5 | 8.5 | 33000 | 24400 | 73.94% | 2.1 | 0 | 9 |  |  |  | No | R-410A | 2.8333 | Residential & Commercial | No
211394526 | Central HP <5.4 tons | LUXAIRE | HRCU-A-CB (Split System: Heat Pump with Remote Outdoor Unit-Air-Source) | HMH72B341 |  |  | XAFD48FXXN1+TXV | TM9V100C20MP12 | 34000 | 16.5 | 8.5 | 33000 | 24200 | 73.33% | 2.1 | 0 | 9 |  |  |  | No | R-410A | 2.8333 | Residential & Commercial | No
211394551 | Central HP <5.4 tons | LUXAIRE | HRCU-A-CB (Split System: Heat Pump with Remote Outdoor Unit-Air-Source) | HMH72B341 |  |  | XAFD48FXXN1+TXV | LP9C100C20MP13 | 34000 | 16.5 | 8.5 | 33000 | 24200 | 73.33% | 2.1 | 0 | 9 |  |  |  | No | R-410A | 2.8333 | Residential & Commercial | No
211395201 | Central HP <5.4 tons | LUXAIRE | HRCU-A-CB (Split System: Heat Pump with Remote Outdoor Unit-Air-Source) | HMH72B341 |  |  | XAFD48FXXN1+TXV | TP9C080C16MP13 | 33400 | 16.5 | 8.5 | 32400 | 23600 | 72.84% | 2.06 | 0 | 9.5 |  |  |  | No | R-410A | 2.7833 | Residential & Commercial | No
211395044 | Central HP <5.4 tons | LUXAIRE | HRCU-A-CB (Split System: Heat Pump with Remote Outdoor Unit-Air-Source) | HMH72B341 |  |  | XAHD48FBCN1 | TP9C080C16MP13 | 32600 | 16 | 8.1 | 31800 | 23200 | 72.96% | 2.02 | 0 | 9 |  |  |  | No | R-410A | 2.7167 | Residential & Commercial | No
215675201 | Central HP <5.4 tons | KENMORE | HRCU-A-CB (Split System: Heat Pump with Remote Outdoor Unit-Air-Source) | (C,H,T)5H0V48*K*AAA* |  |  | ESH5X60M12A*+WALLCON | *80CTL0901716B* | 45500 | 16.5 | 8.5 | 48000 | 34000 | 70.83% | 2.06 | 0 | 9.5 |  |  |  | No | R-454B | 3.7917 | Residential & Commercial | No
215679521 | Central HP <5.4 tons | KENMORE | HRCU-A-CB (Split System: Heat Pump with Remote Outdoor Unit-Air-Source) | (C,H,T)5H0V36*K*AAA* |  |  | EA*5X48M21A*+WALLCON | *97CTN0601716A* | 33400 | 17.5 | 9 | 35200 | 25400 | 72.16% | 1.88 | 0 | 9.5 |  |  |  | No | R-454B | 2.7833 | Residential & Commercial | No
215679311 | Central HP <5.4 tons | KENMORE | HRCU-A-CB (Split System: Heat Pump with Remote Outdoor Unit-Air-Source) | (C,H,T)5H0V36*K*AAA* |  |  | EA*5X37M21A*+WALLCON | *97CTN0601716A* | 34200 | 17.5 | 9 | 35600 | 25400 | 71.35% | 1.88 | 0 | 9.5 |  |  |  | No | R-454B | 2.85 | Residential & Commercial | No
212361358 | Central HP <5.4 tons | American Standard | HRCU-A-C (Split System: Heat Pump with Remote Outdoor Unit with No Indoor Fan --Air Source) | 4TXD2036A10NU** |  |  | 4RXCB036AS3HC** |  | 32000 | 15.2 | 8.5 | 34000 | 24000 | 70.59% | 1.8 | 0 | 9.5 |  |  |  | No | R-410A | 2.6667 | Residential & Commercial | No
213787639 | Central HP <5.4 tons | TEMPSTAR | HRCU-A-CB (Split System: Heat Pump with Remote Outdoor Unit-Air-Source) | DLCURAH30ABK |  |  | FTMA4B48L0C* |  | 31600 | 15.75 | 9 | 32400 | 25800 | 79.63% | 1.88 | 0 | 9.5 |  |  |  | No | R-410A | 2.6333 | Residential & Commercial | No
213078394 | Central HP <5.4 tons | HEIL | HRCU-A-CB (Split System: Heat Pump with Remote Outdoor Unit-Air-Source) | DLCURAH36ABK |  |  | EA*4X36L21A* | *80MS(N,L)0902116A* | 34800 | 16.5 | 8.1 | 38500 | 35200 | 91.43% | 1.82 | 0 | 9.5 |  |  |  | No | R-410A | 2.9 | Residential & Commercial | No
211391936 | Central HP <5.4 tons | LUXAIRE | HRCU-A-CB (Split System: Heat Pump with Remote Outdoor Unit-Air-Source) | HMH72B341 |  |  | XAUB30CXXN1+TXV | TM8E100B12MP11 | 32800 | 17.5 | 8.1 | 33400 | 23400 | 70.06% | 2.04 | 0 | 9.5 |  |  |  | No | R-410A | 2.7333 | Residential & Commercial | No
211390750 | Central HP <5.4 tons | FRASER-JOHNSTON | HRCU-A-CB (Split System: Heat Pump with Remote Outdoor Unit-Air-Source) | HMH72B341 |  |  | XAUB36DXXN1+TXV | TM8V080B12MP12 | 33600 | 17 | 8.1 | 33600 | 23600 | 70.24% | 2.02 | 0 | 9.5 |  |  |  | No | R-410A | 2.8 | Residential & Commercial | No
211390848 | Central HP <5.4 tons | FRASER-JOHNSTON | HRCU-A-CB (Split System: Heat Pump with Remote Outdoor Unit-Air-Source) | HMH72B341 |  |  | XAUB30CXXN1+TXV | TPLC080B12MP13 | 32400 | 17 | 8.1 | 33600 | 23600 | 70.24% | 2 | 0 | 9.5 |  |  |  | No | R-410A | 2.7 | Residential & Commercial | No
211391791 | Central HP <5.4 tons | FRASER-JOHNSTON | HRCU-A-CB (Split System: Heat Pump with Remote Outdoor Unit-Air-Source) | HMH72B341 |  |  | XAFC30CXXN1+TXV | TM8E100B12MP11 | 32800 | 17.5 | 8.1 | 33400 | 23400 | 70.06% | 2.04 | 0 | 9.5 |  |  |  | No | R-410A | 2.7333 | Residential & Commercial | No
211390123 | Central HP <5.4 tons | FRASER-JOHNSTON | HRCU-A-CB (Split System: Heat Pump with Remote Outdoor Unit-Air-Source) | HMH72B341 |  |  | XAHC30CXXN1+TXV | TPLC080C16MP13 | 32400 | 17 | 8.1 | 32400 | 22800 | 70.37% | 2 | 0 | 9.5 |  |  |  | No | R-410A | 2.7 | Residential & Commercial | No
215679241 | Central HP <5.4 tons | KENMORE | HRCU-A-CB (Split System: Heat Pump with Remote Outdoor Unit-Air-Source) | (C,H,T)5H0V36*K*AAA* |  |  | EA*5X37M17A*+WALLCON | *80CSU0401712B* | 34200 | 17 | 9 | 35600 | 25400 | 71.35% | 1.88 | 0 | 9.5 |  |  |  | No | R-454B | 2.85 | Residential & Commercial | No
215675211 | Central HP <5.4 tons | KENMORE | HRCU-A-CB (Split System: Heat Pump with Remote Outdoor Unit-Air-Source) | (C,H,T)5H0V48*K*AAA* |  |  | ESH5X60M12A*+WALLCON | *80CTL0902120B* | 45500 | 16.5 | 8.5 | 48000 | 33600 | 70% | 2.06 | 0 | 9.5 |  |  |  | No | R-454B | 3.7917 | Residential & Commercial | No
215670051 | Central HP <5.4 tons | KEEPRITE | HRCU-A-CB (Split System: Heat Pump with Remote Outdoor Unit-Air-Source) | C5H0V36*K*AAA* |  |  | ESH5X42M12A*+WALLCON | *97CMN0601714B* | 33600 | 16 | 8.5 | 35800 | 25600 | 71.51% | 1.76 | 0 | 9 |  |  |  | No | R-454B | 2.8 | Residential & Commercial | No
215670253 | Central HP <5.4 tons | KEEPRITE | HRCU-A-CB (Split System: Heat Pump with Remote Outdoor Unit-Air-Source) | C5H0V36*K*AAA* |  |  | ESH5X48M12A*+WALLCON | *95CSU0802120B* | 34200 | 16.5 | 8.5 | 35400 | 25200 | 71.19% | 1.88 | 0 | 9.5 |  |  |  | No | R-454B | 2.85 | Residential & Commercial | No
211390323 | Central HP <5.4 tons | FRASER-JOHNSTON | HRCU-A-CB (Split System: Heat Pump with Remote Outdoor Unit-Air-Source) | HMH72B341 |  |  | XAFC30CXXN1+TXV | TM8V100C16MP12 | 33000 | 17.5 | 8.5 | 33000 | 23200 | 70.3% | 2.04 | 0 | 9.5 |  |  |  | No | R-410A | 2.75 | Residential & Commercial | No
211390455 | Central HP <5.4 tons | FRASER-JOHNSTON | HRCU-A-CB (Split System: Heat Pump with Remote Outdoor Unit-Air-Source) | HMH72B341 |  |  | XAHC36DBCN1 | TPLC080B12MP13 | 32800 | 16.5 | 8.1 | 32800 | 23200 | 70.73% | 1.98 | 0 | 9.5 |  |  |  | No | R-410A | 2.7333 | Residential & Commercial | No
211392495 | Central HP <5.4 tons | FRASER-JOHNSTON | HRCU-A-CB (Split System: Heat Pump with Remote Outdoor Unit-Air-Source) | HMH72B341 |  |  | XAUB30CXXN1+TXV | TM8E080B12MP11 | 32800 | 17.5 | 8.1 | 34000 | 23800 | 70% | 2.02 | 0 | 9.5 |  |  |  | No | R-410A | 2.7333 | Residential & Commercial | No
211392577 | Central HP <5.4 tons | FRASER-JOHNSTON | HRCU-A-CB (Split System: Heat Pump with Remote Outdoor Unit-Air-Source) | HMH72B341 |  |  | XAHB30CXXN1+TXV | TM8E060A12MP11 | 32000 | 17 | 8.1 | 32800 | 23000 | 70.12% | 1.98 | 0 | 9.5 |  |  |  | No | R-410A | 2.6667 | Residential & Commercial | No
211393097 | Central HP <5.4 tons | FRASER-JOHNSTON | HRCU-A-CB (Split System: Heat Pump with Remote Outdoor Unit-Air-Source) | HMH72B341 |  |  | XAFC36DXXN1+TXV | TL9E080C16UH11 | 34000 | 17.5 | 8.1 | 34000 | 24400 | 71.76% | 2.1 | 0 | 9.5 |  |  |  | No | R-410A | 2.8333 | Residential & Commercial | No
211395321 | Central HP <5.4 tons | FRASER-JOHNSTON | HRCU-A-CB (Split System: Heat Pump with Remote Outdoor Unit-Air-Source) | HMH72B341 |  |  | XAFC48FXXN1+TXV | TP9C080C16MP13 | 33400 | 16.5 | 8.5 | 32400 | 23600 | 72.84% | 2.06 | 0 | 9.5 |  |  |  | No | R-410A | 2.7833 | Residential & Commercial | No
212980547 | Central HP <5.4 tons | DAY & NIGHT | HRCU-A-CB (Split System: Heat Pump with Remote Outdoor Unit-Air-Source) | DLCURAH30ABK |  |  | EA*4X43L21A* | *80MS(N,L)0902120A* | 30800 | 15.2 | 8.5 | 33600 | 26400 | 78.57% | 1.86 | 0 | 9 |  |  |  | No | R-410A | 2.5667 | Residential & Commercial | No
212982126 | Central HP <5.4 tons | DAY & NIGHT | HRCU-A-CB (Split System: Heat Pump with Remote Outdoor Unit-Air-Source) | DLCURAH30ABK |  |  | EA*4X36L21A* | *80MSU0401712A* | 29800 | 15.2 | 8.5 | 33800 | 27800 | 82.25% | 1.76 | 0 | 9 |  |  |  | No | R-410A | 2.4833 | Residential & Commercial | No
211396948 | Central HP <5.4 tons | FRASER-JOHNSTON | HRCU-A-CB (Split System: Heat Pump with Remote Outdoor Unit-Air-Source) | HMH72B341 |  |  | XAFC48FBCN1 | TM8Y080C16MP11 | 34000 | 17.5 | 8.5 | 33200 | 24400 | 73.49% | 2.08 | 0 | 9 |  |  |  | No | R-410A | 2.8333 | Residential & Commercial | No
211397107 | Central HP <5.4 tons | FRASER-JOHNSTON | HRCU-A-CB (Split System: Heat Pump with Remote Outdoor Unit-Air-Source) | HMH72B341 |  |  | XAHC48FXXN1+TXV | TPLC120C20MP13 | 33800 | 16.5 | 8.5 | 32400 | 23800 | 73.46% | 2.06 | 0 | 9 |  |  |  | No | R-410A | 2.8167 | Residential & Commercial | No
211395864 | Central HP <5.4 tons | FRASER-JOHNSTON | HRCU-A-CB (Split System: Heat Pump with Remote Outdoor Unit-Air-Source) | HMH72B341 |  |  | XAFC48FBCN1 | TM9V060B12MP12 | 33000 | 16.5 | 8.1 | 32400 | 24000 | 74.07% | 2.04 | 0 | 9 |  |  |  | No | R-410A | 2.75 | Residential & Commercial | No
211397627 | Central HP <5.4 tons | FRASER-JOHNSTON | HRCU-A-CB (Split System: Heat Pump with Remote Outdoor Unit-Air-Source) | HMH72B341 |  |  | XAFD48FBCN1 | TM8V080C16MP12 | 34000 | 16.5 | 8.5 | 33000 | 24400 | 73.94% | 2.1 | 0 | 9 |  |  |  | No | R-410A | 2.8333 | Residential & Commercial | No
211394022 | Central HP <5.4 tons | FRASER-JOHNSTON | HRCU-A-CB (Split System: Heat Pump with Remote Outdoor Unit-Air-Source) | HMH72B341 |  |  | XAHC48FXXN1+TXV | TM9Y080C16MP11 | 33200 | 17 | 8.1 | 32400 | 23600 | 72.84% | 2.02 | 0 | 9 |  |  |  | No | R-410A | 2.7667 | Residential & Commercial | No
211394331 | Central HP <5.4 tons | FRASER-JOHNSTON | HRCU-A-CB (Split System: Heat Pump with Remote Outdoor Unit-Air-Source) | HMH72B341 |  |  | XAFD48FXXN1+TXV | TM9V120D20MP12 | 34000 | 17 | 8.5 | 32400 | 23800 | 73.46% | 2.1 | 0 | 9.5 |  |  |  | No | R-410A | 2.8333 | Residential & Commercial | No
211392202 | Central HP <5.4 tons | LUXAIRE | HRCU-A-CB (Split System: Heat Pump with Remote Outdoor Unit-Air-Source) | HMH72B341 |  |  | XAHC30CXXN1+TXV | TMLE080B12MP11 | 32200 | 17 | 8.1 | 33000 | 23200 | 70.3% | 1.98 | 0 | 9 |  |  |  | No | R-410A | 2.6833 | Residential & Commercial | No
211392311 | Central HP <5.4 tons | LUXAIRE | HRCU-A-CB (Split System: Heat Pump with Remote Outdoor Unit-Air-Source) | HMH72B341 |  |  | XAFC36DXXN1+TXV | TMLE080B12MP11 | 34000 | 18 | 8.1 | 34000 | 24400 | 71.76% | 2.06 | 0 | 9.5 |  |  |  | No | R-410A | 2.8333 | Residential & Commercial | No
211392436 | Central HP <5.4 tons | LUXAIRE | HRCU-A-CB (Split System: Heat Pump with Remote Outdoor Unit-Air-Source) | HMH72B341 |  |  | XAFB36DBCN1 | TMLE080B12MP11 | 34000 | 18 | 8.1 | 34000 | 24400 | 71.76% | 2.06 | 0 | 9.5 |  |  |  | No | R-410A | 2.8333 | Residential & Commercial | No
211392477 | Central HP <5.4 tons | LUXAIRE | HRCU-A-CB (Split System: Heat Pump with Remote Outdoor Unit-Air-Source) | HMH72B341 |  |  | XAFB30CXXN1+TXV | TMLE080B12MP11 | 32800 | 17.5 | 8.1 | 34000 | 23800 | 70% | 2.02 | 0 | 9.5 |  |  |  | No | R-410A | 2.7333 | Residential & Commercial | No
211394176 | Central HP <5.4 tons | LUXAIRE | HRCU-A-CB (Split System: Heat Pump with Remote Outdoor Unit-Air-Source) | HMH72B341 |  |  | XAUC48FXXN1+TXV | TM9Y080B12MP11 | 33400 | 17 | 8.1 | 32800 | 24200 | 73.78% | 2.04 | 0 | 9 |  |  |  | No | R-410A | 2.7833 | Residential & Commercial | No
211393322 | Central HP <5.4 tons | LUXAIRE | HRCU-A-CB (Split System: Heat Pump with Remote Outdoor Unit-Air-Source) | HMH72B341 |  |  | XAHC36DBCN1 | TL8E100C20UH11 | 34000 | 17 | 8.1 | 34000 | 24400 | 71.76% | 2.1 | 0 | 9.5 |  |  |  | No | R-410A | 2.8333 | Residential & Commercial | No
211393738 | Central HP <5.4 tons | FRASER-JOHNSTON | HRCU-A-CB (Split System: Heat Pump with Remote Outdoor Unit-Air-Source) | HMH72B341 |  |  | XAFA30DXXN1+TXV | TMLE060A12MP11 | 33800 | 17.5 | 8.1 | 33800 | 23800 | 70.41% | 2.04 | 0 | 9.5 |  |  |  | No | R-410A | 2.8167 | Residential & Commercial | No
211398562 | Central HP <5.4 tons | CHAMPION HEATING AND COOLING | HRCU-A-CB (Split System: Heat Pump with Remote Outdoor Unit-Air-Source) | HMH72B341 |  |  | XAUC48FXXN1+TXV | TM8E100C16MP11 | 33600 | 17 | 8.5 | 32400 | 23600 | 72.84% | 2.06 | 0 | 9.5 |  |  |  | No | R-410A | 2.8 | Residential & Commercial | No
211397267 | Central HP <5.4 tons | CHAMPION HEATING AND COOLING | HRCU-A-CB (Split System: Heat Pump with Remote Outdoor Unit-Air-Source) | HMH72B341 |  |  | XAHD48FXXN1+TXV | TPLC100C16MP13 | 33600 | 16 | 8.5 | 32400 | 23800 | 73.46% | 2.06 | 0 | 9 |  |  |  | No | R-410A | 2.8 | Residential & Commercial | No
211397331 | Central HP <5.4 tons | CHAMPION HEATING AND COOLING | HRCU-A-CB (Split System: Heat Pump with Remote Outdoor Unit-Air-Source) | HMH72B341 |  |  | XAHD48FBCN1 | TPLC080C16MP13 | 33600 | 16 | 8.5 | 32400 | 23800 | 73.46% | 2.06 | 0 | 9 |  |  |  | No | R-410A | 2.8 | Residential & Commercial | No
211398144 | Central HP <5.4 tons | CHAMPION HEATING AND COOLING | HRCU-A-CB (Split System: Heat Pump with Remote Outdoor Unit-Air-Source) | HMH72B341 |  |  | XAHD48FBCN1 | TMLE120C16MP11 | 33000 | 16.5 | 8.5 | 31800 | 23200 | 72.96% | 2.04 | 0 | 9.5 |  |  |  | No | R-410A | 2.75 | Residential & Commercial | No
211396556 | Central HP <5.4 tons | CHAMPION HEATING AND COOLING | HRCU-A-CB (Split System: Heat Pump with Remote Outdoor Unit-Air-Source) | HMH72B341 |  |  | XAHC48FBCN1 | TM8Y120C20MP11 | 33800 | 16.5 | 8.5 | 32400 | 23800 | 73.46% | 2.06 | 0 | 9 |  |  |  | No | R-410A | 2.8167 | Residential & Commercial | No
211395636 | Central HP <5.4 tons | CHAMPION HEATING AND COOLING | HRCU-A-CB (Split System: Heat Pump with Remote Outdoor Unit-Air-Source) | HMH72B341 |  |  | XAUC48FXXN1+TXV | TM9V080B12MP12 | 33400 | 16.5 | 8.5 | 32600 | 24000 | 73.62% | 2.06 | 0 | 9 |  |  |  | No | R-410A | 2.7833 | Residential & Commercial | No
211393037 | Central HP <5.4 tons | CHAMPION HEATING AND COOLING | HRCU-A-CB (Split System: Heat Pump with Remote Outdoor Unit-Air-Source) | HMH72B341 |  |  | XAFC36DBCN1 | TL9E100C20UH11 | 34000 | 17 | 8.5 | 34000 | 25000 | 73.53% | 2.12 | 0 | 9.5 |  |  |  | No | R-410A | 2.8333 | Residential & Commercial | No
211394098 | Central HP <5.4 tons | CHAMPION HEATING AND COOLING | HRCU-A-CB (Split System: Heat Pump with Remote Outdoor Unit-Air-Source) | HMH72B341 |  |  | XAFC48FBCN1 | TM9Y080C16MP11 | 33800 | 17.5 | 8.5 | 32800 | 24200 | 73.78% | 2.06 | 0 | 9 |  |  |  | No | R-410A | 2.8167 | Residential & Commercial | No
211394800 | Central HP <5.4 tons | CHAMPION HEATING AND COOLING | HRCU-A-CB (Split System: Heat Pump with Remote Outdoor Unit-Air-Source) | HMH72B341 |  |  | XAHC48FBCN1 | TM9V100C16MP12 | 33000 | 16.5 | 8.5 | 31800 | 23200 | 72.96% | 2.04 | 0 | 9 |  |  |  | No | R-410A | 2.75 | Residential & Commercial | No
211398592 | Central HP <5.4 tons | CHAMPION HEATING AND COOLING | HRCU-A-CB (Split System: Heat Pump with Remote Outdoor Unit-Air-Source) | HMH72B341 |  |  | XAUC48FXXN1+TXV | TMLE100C16MP11 | 33600 | 17 | 8.5 | 32400 | 23600 | 72.84% | 2.06 | 0 | 9.5 |  |  |  | No | R-410A | 2.8 | Residential & Commercial | No
211398674 | Central HP <5.4 tons | CHAMPION HEATING AND COOLING | HRCU-A-CB (Split System: Heat Pump with Remote Outdoor Unit-Air-Source) | HMH72B341 |  |  | XAFC48FXXN1+TXV | TMLE100B12MP11 | 33400 | 17 | 8.5 | 32400 | 23800 | 73.46% | 2.06 | 0 | 9.5 |  |  |  | No | R-410A | 2.7833 | Residential & Commercial | No
211398790 | Central HP <5.4 tons | CHAMPION HEATING AND COOLING | HRCU-A-CB (Split System: Heat Pump with Remote Outdoor Unit-Air-Source) | HMH72B341 |  |  | XAHD48FBCN1 | TMLE080C16MP11 | 32800 | 16.5 | 8.5 | 31600 | 23000 | 72.78% | 2.02 | 0 | 9.5 |  |  |  | No | R-410A | 2.7333 | Residential & Commercial | No
211397588 | Central HP <5.4 tons | CHAMPION HEATING AND COOLING | HRCU-A-CB (Split System: Heat Pump with Remote Outdoor Unit-Air-Source) | HMH72B341 |  |  | XAFD48FXXN1+TXV | TPLC100C16MP13 | 34000 | 16.5 | 8.5 | 33000 | 24400 | 73.94% | 2.1 | 0 | 9 |  |  |  | No | R-410A | 2.8333 | Residential & Commercial | No
211398074 | Central HP <5.4 tons | CHAMPION HEATING AND COOLING | HRCU-A-CB (Split System: Heat Pump with Remote Outdoor Unit-Air-Source) | HMH72B341 |  |  | XAFC48FBCN1 | TPLC080B12MP13 | 33000 | 16 | 8.1 | 32600 | 24000 | 73.62% | 2.02 | 0 | 9 |  |  |  | No | R-410A | 2.75 | Residential & Commercial | No
211396653 | Central HP <5.4 tons | CHAMPION HEATING AND COOLING | HRCU-A-CB (Split System: Heat Pump with Remote Outdoor Unit-Air-Source) | HMH72B341 |  |  | XAFC48FXXN1+TXV | TM8Y100C20MP11 | 34000 | 16.5 | 8.5 | 33000 | 24200 | 73.33% | 2.1 | 0 | 9.5 |  |  |  | No | R-410A | 2.8333 | Residential & Commercial | No
211397035 | Central HP <5.4 tons | CHAMPION HEATING AND COOLING | HRCU-A-CB (Split System: Heat Pump with Remote Outdoor Unit-Air-Source) | HMH72B341 |  |  | XAUC48FXXN1+TXV | TM8Y080B12MP11 | 33200 | 17 | 8.5 | 32200 | 23600 | 73.29% | 2.04 | 0 | 9.5 |  |  |  | No | R-410A | 2.7667 | Residential & Commercial | No
211397168 | Central HP <5.4 tons | CHAMPION HEATING AND COOLING | HRCU-A-CB (Split System: Heat Pump with Remote Outdoor Unit-Air-Source) | HMH72B341 |  |  | XAHC48FBCN1 | TPLC100C20MP13 | 33800 | 16.5 | 8.5 | 32400 | 23800 | 73.46% | 2.06 | 0 | 9 |  |  |  | No | R-410A | 2.8167 | Residential & Commercial | No
211397222 | Central HP <5.4 tons | CHAMPION HEATING AND COOLING | HRCU-A-CB (Split System: Heat Pump with Remote Outdoor Unit-Air-Source) | HMH72B341 |  |  | XAHD48FXXN1+TXV | TM8V080C16MP12 | 33600 | 16 | 8.5 | 32400 | 23800 | 73.46% | 2.06 | 0 | 9 |  |  |  | No | R-410A | 2.8 | Residential & Commercial | No
211394379 | Central HP <5.4 tons | CHAMPION HEATING AND COOLING | HRCU-A-CB (Split System: Heat Pump with Remote Outdoor Unit-Air-Source) | HMH72B341 |  |  | XAFD48FBCN1 | TP9C120D20MP13 | 34000 | 17 | 8.5 | 32400 | 23800 | 73.46% | 2.1 | 0 | 9.5 |  |  |  | No | R-410A | 2.8333 | Residential & Commercial | No
211394561 | Central HP <5.4 tons | CHAMPION HEATING AND COOLING | HRCU-A-CB (Split System: Heat Pump with Remote Outdoor Unit-Air-Source) | HMH72B341 |  |  | XAFD48FBCN1 | TM9V100C20MP12 | 34000 | 16.5 | 8.5 | 33000 | 24200 | 73.33% | 2.1 | 0 | 9 |  |  |  | No | R-410A | 2.8333 | Residential & Commercial | No
211395265 | Central HP <5.4 tons | CHAMPION HEATING AND COOLING | HRCU-A-CB (Split System: Heat Pump with Remote Outdoor Unit-Air-Source) | HMH72B341 |  |  | XAFD48FBCN1 | TP9C080C16MP13 | 33400 | 16.5 | 8.5 | 32400 | 23600 | 72.84% | 2.06 | 0 | 9.5 |  |  |  | No | R-410A | 2.7833 | Residential & Commercial | No
211395530 | Central HP <5.4 tons | CHAMPION HEATING AND COOLING | HRCU-A-CB (Split System: Heat Pump with Remote Outdoor Unit-Air-Source) | HMH72B341 |  |  | XAHC48FBCN1 | TP9C080B12MP13 | 32800 | 16 | 8.1 | 32200 | 23600 | 73.29% | 2.02 | 0 | 9 |  |  |  | No | R-410A | 2.7333 | Residential & Commercial | No
211397305 | Central HP <5.4 tons | CHAMPION HEATING AND COOLING | HRCU-A-CB (Split System: Heat Pump with Remote Outdoor Unit-Air-Source) | HMH72B341 |  |  | XAHD48FBCN1 | TM8V080C16MP12 | 33600 | 16 | 8.5 | 32400 | 23800 | 73.46% | 2.06 | 0 | 9 |  |  |  | No | R-410A | 2.8 | Residential & Commercial | No
211395683 | Central HP <5.4 tons | CHAMPION HEATING AND COOLING | HRCU-A-CB (Split System: Heat Pump with Remote Outdoor Unit-Air-Source) | HMH72B341 |  |  | XAUC48FXXN1+TXV | TP9C080B12MP13 | 33400 | 16.5 | 8.5 | 32600 | 24000 | 73.62% | 2.06 | 0 | 9 |  |  |  | No | R-410A | 2.7833 | Residential & Commercial | No
211396119 | Central HP <5.4 tons | CHAMPION HEATING AND COOLING | HRCU-A-CB (Split System: Heat Pump with Remote Outdoor Unit-Air-Source) | HMH72B341 |  |  | XAFD48FXXN1+TXV | TM9E080C16MP12 | 34000 | 17 | 8.1 | 33400 | 24600 | 73.65% | 2.08 | 0 | 9 |  |  |  | No | R-410A | 2.8333 | Residential & Commercial | No
211393726 | Central HP <5.4 tons | CHAMPION HEATING AND COOLING | HRCU-A-CB (Split System: Heat Pump with Remote Outdoor Unit-Air-Source) | HMH72B341 |  |  | XAFA30DXXN1+TXV | TM8E060A12MP11 | 33800 | 17.5 | 8.1 | 33800 | 23800 | 70.41% | 2.04 | 0 | 9.5 |  |  |  | No | R-410A | 2.8167 | Residential & Commercial | No
211393995 | Central HP <5.4 tons | CHAMPION HEATING AND COOLING | HRCU-A-CB (Split System: Heat Pump with Remote Outdoor Unit-Air-Source) | HMH72B341 |  |  | XAHD48FXXN1+TXV | TM9Y080C16MP11 | 32800 | 17 | 8.1 | 31800 | 23200 | 72.96% | 2.02 | 0 | 9 |  |  |  | No | R-410A | 2.7333 | Residential & Commercial | No
211394480 | Central HP <5.4 tons | CHAMPION HEATING AND COOLING | HRCU-A-CB (Split System: Heat Pump with Remote Outdoor Unit-Air-Source) | HMH72B341 |  |  | XAHC48FXXN1+TXV | TP9C100C20MP13 | 33200 | 17 | 8.5 | 32000 | 23400 | 73.12% | 2.04 | 0 | 9 |  |  |  | No | R-410A | 2.7667 | Residential & Commercial | No
211390384 | Central HP <5.4 tons | CHAMPION HEATING AND COOLING | HRCU-A-CB (Split System: Heat Pump with Remote Outdoor Unit-Air-Source) | HMH72B341 |  |  | XAFC30CXXN1+TXV | TPLC100C16MP13 | 33000 | 17.5 | 8.5 | 33000 | 23200 | 70.3% | 2.04 | 0 | 9.5 |  |  |  | No | R-410A | 2.75 | Residential & Commercial | No
211390836 | Central HP <5.4 tons | CHAMPION HEATING AND COOLING | HRCU-A-CB (Split System: Heat Pump with Remote Outdoor Unit-Air-Source) | HMH72B341 |  |  | XAUB30CXXN1+TXV | TM8V080B12MP12 | 32400 | 17 | 8.1 | 33600 | 23600 | 70.24% | 2 | 0 | 9.5 |  |  |  | No | R-410A | 2.7 | Residential & Commercial | No
211391957 | Central HP <5.4 tons | CHAMPION HEATING AND COOLING | HRCU-A-CB (Split System: Heat Pump with Remote Outdoor Unit-Air-Source) | HMH72B341 |  |  | XAUB30CXXN1+TXV | TMLE100B12MP11 | 32800 | 17.5 | 8.1 | 33400 | 23400 | 70.06% | 2.04 | 0 | 9.5 |  |  |  | No | R-410A | 2.7333 | Residential & Commercial | No
211392524 | Central HP <5.4 tons | CHAMPION HEATING AND COOLING | HRCU-A-CB (Split System: Heat Pump with Remote Outdoor Unit-Air-Source) | HMH72B341 |  |  | XAHB36DXXN1+TXV | TM8E060A12MP11 | 33200 | 17 | 8.1 | 33200 | 23400 | 70.48% | 2 | 0 | 9.5 |  |  |  | No | R-410A | 2.7667 | Residential & Commercial | No
211388664 | Central HP <5.4 tons | CHAMPION HEATING AND COOLING | HRCU-A-CB (Split System: Heat Pump with Remote Outdoor Unit-Air-Source) | HMH72B341 |  |  | XAHC36DXXN1+TXV | TM9E080C16MP12 | 34000 | 17.5 | 8.1 | 34000 | 24400 | 71.76% | 2.06 | 0 | 9.5 |  |  |  | No | R-410A | 2.8333 | Residential & Commercial | No
211388796 | Central HP <5.4 tons | CHAMPION HEATING AND COOLING | HRCU-A-CB (Split System: Heat Pump with Remote Outdoor Unit-Air-Source) | HMH72B341 |  |  | XAHB36DXXN1+TXV | TM9E080B12MP12 | 33200 | 17 | 8.1 | 33200 | 23400 | 70.48% | 2 | 0 | 9.5 |  |  |  | No | R-410A | 2.7667 | Residential & Commercial | No
211389266 | Central HP <5.4 tons | CHAMPION HEATING AND COOLING | HRCU-A-CB (Split System: Heat Pump with Remote Outdoor Unit-Air-Source) | HMH72B341 |  |  | XAUB30CXXN1+TXV | TM9E040A10MP12 | 32200 | 17 | 8.1 | 33400 | 23400 | 70.06% | 1.98 | 0 | 9.5 |  |  |  | No | R-410A | 2.6833 | Residential & Commercial | No
211388447 | Central HP <5.4 tons | CHAMPION HEATING AND COOLING | HRCU-A-CB (Split System: Heat Pump with Remote Outdoor Unit-Air-Source) | HMH72B341 |  |  | XAUB30CXXN1+TXV | TP9C060B12MP13 | 32600 | 17 | 8.1 | 33600 | 23600 | 70.24% | 2.02 | 0 | 9.5 |  |  |  | No | R-410A | 2.7167 | Residential & Commercial | No
211390768 | Central HP <5.4 tons | CHAMPION HEATING AND COOLING | HRCU-A-CB (Split System: Heat Pump with Remote Outdoor Unit-Air-Source) | HMH72B341 |  |  | XAFB36DBCN1 | TPLC080B12MP13 | 33600 | 17 | 8.1 | 33600 | 23600 | 70.24% | 2.02 | 0 | 9.5 |  |  |  | No | R-410A | 2.8 | Residential & Commercial | No
211388679 | Central HP <5.4 tons | CHAMPION HEATING AND COOLING | HRCU-A-CB (Split System: Heat Pump with Remote Outdoor Unit-Air-Source) | HMH72B341 |  |  | XAHC36DBCN1 | TM9E080C16MP12 | 34000 | 17.5 | 8.1 | 34000 | 24400 | 71.76% | 2.06 | 0 | 9.5 |  |  |  | No | R-410A | 2.8333 | Residential & Commercial | No
211390000 | Central HP <5.4 tons | CHAMPION HEATING AND COOLING | HRCU-A-CB (Split System: Heat Pump with Remote Outdoor Unit-Air-Source) | HMH72B341 |  |  | XAHC36DBCN1 | TM8V100C16MP12 | 34000 | 17 | 8.1 | 34000 | 24600 | 72.35% | 2.08 | 0 | 9.5 |  |  |  | No | R-410A | 2.8333 | Residential & Commercial | No
211388947 | Central HP <5.4 tons | CHAMPION HEATING AND COOLING | HRCU-A-CB (Split System: Heat Pump with Remote Outdoor Unit-Air-Source) | HMH72B341 |  |  | XAHC36DXXN1+TXV | TM9E060B12MP12 | 33400 | 17 | 8.1 | 33400 | 23800 | 71.26% | 2 | 0 | 9.5 |  |  |  | No | R-410A | 2.7833 | Residential & Commercial | No
211389214 | Central HP <5.4 tons | CHAMPION HEATING AND COOLING | HRCU-A-CB (Split System: Heat Pump with Remote Outdoor Unit-Air-Source) | HMH72B341 |  |  | XAUB36DXXN1+TXV | TM9E060A10MP12 | 33600 | 17.5 | 8.1 | 33800 | 23800 | 70.41% | 2.02 | 0 | 9.5 |  |  |  | No | R-410A | 2.8 | Residential & Commercial | No
211389684 | Central HP <5.4 tons | CHAMPION HEATING AND COOLING | HRCU-A-CB (Split System: Heat Pump with Remote Outdoor Unit-Air-Source) | HMH72B341 |  |  | XAHB30CXXN1+TXV | TM8Y080B12MP11 | 32000 | 17 | 8.1 | 32200 | 22800 | 70.81% | 1.98 | 0 | 9.5 |  |  |  | No | R-410A | 2.6667 | Residential & Commercial | No
211391722 | Central HP <5.4 tons | LUXAIRE | HRCU-A-CB (Split System: Heat Pump with Remote Outdoor Unit-Air-Source) | HMH72B341 |  |  | XAHB30CXXN1+TXV | TMLE100B12MP11 | 32000 | 17 | 8.1 | 32800 | 23000 | 70.12% | 1.98 | 0 | 9.5 |  |  |  | No | R-410A | 2.6667 | Residential & Commercial | No
211391788 | Central HP <5.4 tons | LUXAIRE | HRCU-A-CB (Split System: Heat Pump with Remote Outdoor Unit-Air-Source) | HMH72B341 |  |  | XAFC30CXXN1+TXV | TM8E100B12MP11 | 32800 | 17.5 | 8.1 | 33400 | 23400 | 70.06% | 2.04 | 0 | 9.5 |  |  |  | No | R-410A | 2.7333 | Residential & Commercial | No
211392041 | Central HP <5.4 tons | LUXAIRE | HRCU-A-CB (Split System: Heat Pump with Remote Outdoor Unit-Air-Source) | HMH72B341 |  |  | XAHC30CXXN1+TXV | TMLE080C16MP11 | 32200 | 17.5 | 8.1 | 32400 | 22800 | 70.37% | 2 | 0 | 9.5 |  |  |  | No | R-410A | 2.6833 | Residential & Commercial | No
211395395 | Central HP <5.4 tons | CHAMPION HEATING AND COOLING | HRCU-A-CB (Split System: Heat Pump with Remote Outdoor Unit-Air-Source) | HMH72B341 |  |  | XAFC48FBCN1 | TP9C080C16MP13 | 33400 | 16.5 | 8.5 | 32400 | 23600 | 72.84% | 2.06 | 0 | 9.5 |  |  |  | No | R-410A | 2.7833 | Residential & Commercial | No
211396031 | Central HP <5.4 tons | CHAMPION HEATING AND COOLING | HRCU-A-CB (Split System: Heat Pump with Remote Outdoor Unit-Air-Source) | HMH72B341 |  |  | XAFC48FBCN1 | TM9E100C16MP12 | 33400 | 17 | 8.5 | 32400 | 23600 | 72.84% | 2.06 | 0 | 9.5 |  |  |  | No | R-410A | 2.7833 | Residential & Commercial | No
211719710 | Central HP <5.4 tons | COLEMAN | HRCU-A-CB (Split System: Heat Pump with Remote Outdoor Unit-Air-Source) | HMH72B341 |  |  | XAHB36DBCN1 | CPLC080B12MP13 | 32800 | 16.5 | 8.1 | 33000 | 23400 | 70.91% | 1.98 | 0 | 9.5 |  |  |  | No | R-410A | 2.7333 | Residential & Commercial | No
211719785 | Central HP <5.4 tons | COLEMAN | HRCU-A-CB (Split System: Heat Pump with Remote Outdoor Unit-Air-Source) | HMH72B341 |  |  | XAUB36DXXN1+TXV | CPLC060A12MP13 | 34000 | 17.5 | 8.1 | 34000 | 24200 | 71.18% | 2.06 | 0 | 9.5 |  |  |  | No | R-410A | 2.8333 | Residential & Commercial | No
211390556 | Central HP <5.4 tons | CHAMPION HEATING AND COOLING | HRCU-A-CB (Split System: Heat Pump with Remote Outdoor Unit-Air-Source) | HMH72B341 |  |  | XAHB36DBCN1 | TPLC080B12MP13 | 32800 | 16.5 | 8.1 | 33000 | 23400 | 70.91% | 1.98 | 0 | 9.5 |  |  |  | No | R-410A | 2.7333 | Residential & Commercial | No
211392328 | Central HP <5.4 tons | CHAMPION HEATING AND COOLING | HRCU-A-CB (Split System: Heat Pump with Remote Outdoor Unit-Air-Source) | HMH72B341 |  |  | XAFC36DBCN1 | TM8E080B12MP11 | 34000 | 18 | 8.1 | 34000 | 24400 | 71.76% | 2.06 | 0 | 9.5 |  |  |  | No | R-410A | 2.8333 | Residential & Commercial | No
211393348 | Central HP <5.4 tons | CHAMPION HEATING AND COOLING | HRCU-A-CB (Split System: Heat Pump with Remote Outdoor Unit-Air-Source) | HMH72B341 |  |  | XAHC30CXXN1+TXV | TL8E100C20UH11 | 32600 | 17 | 8.1 | 32400 | 22800 | 70.37% | 2.02 | 0 | 9.5 |  |  |  | No | R-410A | 2.7167 | Residential & Commercial | No
211396053 | Central HP <5.4 tons | LUXAIRE | HRCU-A-CB (Split System: Heat Pump with Remote Outdoor Unit-Air-Source) | HMH72B341 |  |  | XAHD48FXXN1+TXV | TM9E080C16MP12 | 33600 | 16.5 | 8.1 | 32800 | 24200 | 73.78% | 2.04 | 0 | 9 |  |  |  | No | R-410A | 2.8 | Residential & Commercial | No
215670353 | Central HP <5.4 tons | KEEPRITE | HRCU-A-CB (Split System: Heat Pump with Remote Outdoor Unit-Air-Source) | C5H0V36*K*AAA* |  |  | ESH5X48M12A*+WALLCON | *96CTN0801714B* | 34000 | 16.5 | 8.5 | 35600 | 25400 | 71.35% | 1.78 | 0 | 9.5 |  |  |  | No | R-454B | 2.8333 | Residential & Commercial | No
211396423 | Central HP <5.4 tons | LUXAIRE | HRCU-A-CB (Split System: Heat Pump with Remote Outdoor Unit-Air-Source) | HMH72B341 |  |  | XAHD48FXXN1+TXV | TM8Y120C20MP11 | 33800 | 16.5 | 8.5 | 32400 | 23800 | 73.46% | 2.06 | 0 | 9 |  |  |  | No | R-410A | 2.8167 | Residential & Commercial | No
211395785 | Central HP <5.4 tons | LUXAIRE | HRCU-A-CB (Split System: Heat Pump with Remote Outdoor Unit-Air-Source) | HMH72B341 |  |  | XAHC48FBCN1 | TP9C060B12MP13 | 32400 | 16 | 8.1 | 32000 | 23400 | 73.12% | 2 | 0 | 9 |  |  |  | No | R-410A | 2.7 | Residential & Commercial | No
211393989 | Central HP <5.4 tons | LUXAIRE | HRCU-A-CB (Split System: Heat Pump with Remote Outdoor Unit-Air-Source) | HMH72B341 |  |  | XAHD48FXXN1+TXV | TM9Y080C16MP11 | 32800 | 17 | 8.1 | 31800 | 23200 | 72.96% | 2.02 | 0 | 9 |  |  |  | No | R-410A | 2.7333 | Residential & Commercial | No
211394107 | Central HP <5.4 tons | LUXAIRE | HRCU-A-CB (Split System: Heat Pump with Remote Outdoor Unit-Air-Source) | HMH72B341 |  |  | XAUC48FXXN1+TXV | TM9Y080C16MP11 | 33800 | 17.5 | 8.5 | 32800 | 24200 | 73.78% | 2.06 | 0 | 9 |  |  |  | No | R-410A | 2.8167 | Residential & Commercial | No
211393839 | Central HP <5.4 tons | LUXAIRE | HRCU-A-CB (Split System: Heat Pump with Remote Outdoor Unit-Air-Source) | HMH72B341 |  |  | XAFD48FBCN1 | TM9Y120D20MP11 | 34000 | 16.5 | 8.5 | 32400 | 23800 | 73.46% | 2.08 | 0 | 9.5 |  |  |  | No | R-410A | 2.8333 | Residential & Commercial | No
211394150 | Central HP <5.4 tons | LUXAIRE | HRCU-A-CB (Split System: Heat Pump with Remote Outdoor Unit-Air-Source) | HMH72B341 |  |  | XAFC48FXXN1+TXV | TM9Y080B12MP11 | 33400 | 17 | 8.1 | 32800 | 24200 | 73.78% | 2.04 | 0 | 9 |  |  |  | No | R-410A | 2.7833 | Residential & Commercial | No
211395118 | Central HP <5.4 tons | LUXAIRE | HRCU-A-CB (Split System: Heat Pump with Remote Outdoor Unit-Air-Source) | HMH72B341 |  |  | XAHC48FBCN1 | TM9V080C16MP12 | 32800 | 16.5 | 8.5 | 31800 | 23200 | 72.96% | 2.02 | 0 | 9 |  |  |  | No | R-410A | 2.7333 | Residential & Commercial | No
211394191 | Central HP <5.4 tons | LUXAIRE | HRCU-A-CB (Split System: Heat Pump with Remote Outdoor Unit-Air-Source) | HMH72B341 |  |  | XAHC48FXXN1+TXV | TM9Y060B12MP11 | 32400 | 16.5 | 8.1 | 32200 | 23600 | 73.29% | 1.98 | 0 | 9 |  |  |  | No | R-410A | 2.7 | Residential & Commercial | No
211394475 | Central HP <5.4 tons | LUXAIRE | HRCU-A-CB (Split System: Heat Pump with Remote Outdoor Unit-Air-Source) | HMH72B341 |  |  | XAHC48FXXN1+TXV | TP9C100C20MP13 | 33200 | 17 | 8.5 | 32000 | 23400 | 73.12% | 2.04 | 0 | 9 |  |  |  | No | R-410A | 2.7667 | Residential & Commercial | No
211394859 | Central HP <5.4 tons | LUXAIRE | HRCU-A-CB (Split System: Heat Pump with Remote Outdoor Unit-Air-Source) | HMH72B341 |  |  | XAFD48FXXN1+TXV | LP9C100C16MP13 | 33800 | 16.5 | 8.5 | 32400 | 23600 | 72.84% | 2.08 | 0 | 9.5 |  |  |  | No | R-410A | 2.8167 | Residential & Commercial | No
215678061 | Central HP <5.4 tons | KENMORE | HRCU-A-CB (Split System: Heat Pump with Remote Outdoor Unit-Air-Source) | (C,H,T)5H0V60*K*AAA* |  |  | ESH5X60M12A*+WALLCON | *80CTL0701716B* | 54000 | 16.5 | 8.5 | 59000 | 41500 | 70.34% | 1.9 | 0 | 9 |  |  |  | No | R-454B | 4.5 | Residential & Commercial | No
215679321 | Central HP <5.4 tons | KENMORE | HRCU-A-CB (Split System: Heat Pump with Remote Outdoor Unit-Air-Source) | (C,H,T)5H0V36*K*AAA* |  |  | EA*5X37M21A*+WALLCON | *97CTN0801716A* | 34200 | 17.5 | 9 | 35400 | 25400 | 71.75% | 1.88 | 0 | 9.5 |  |  |  | No | R-454B | 2.85 | Residential & Commercial | No
215668730 | Central HP <5.4 tons | KENMORE | HRCU-A-CB (Split System: Heat Pump with Remote Outdoor Unit-Air-Source) | (C,H,T)5H0V36*K*AAA* |  |  | EA*5X37M21A*+WALLCON | *97CMN0601714B* | 34200 | 17.5 | 9 | 35600 | 25400 | 71.35% | 1.88 | 0 | 9.5 |  |  |  | No | R-454B | 2.85 | Residential & Commercial | No
215677841 | Central HP <5.4 tons | KENMORE | HRCU-A-CB (Split System: Heat Pump with Remote Outdoor Unit-Air-Source) | (C,H,T)5H0V60*K*AAA* |  |  | EA*5X60M24A*+WALLCON | *97CMN0802120B* | 54500 | 18 | 8.5 | 59500 | 42000 | 70.59% | 1.9 | 0 | 8.5 |  |  |  | No | R-454B | 4.5417 | Residential & Commercial | No
215677891 | Central HP <5.4 tons | KENMORE | HRCU-A-CB (Split System: Heat Pump with Remote Outdoor Unit-Air-Source) | (C,H,T)5H0V60*K*AAA* |  |  | EA*5X61M21A*+WALLCON | *80CTL0701716B* | 54500 | 18 | 8.5 | 58500 | 41500 | 70.94% | 1.92 | 0 | 9 |  |  |  | No | R-454B | 4.5417 | Residential & Commercial | No
215683171 | Central HP <5.4 tons | KENMORE | HRCU-A-CB (Split System: Heat Pump with Remote Outdoor Unit-Air-Source) | (C,H,T)5H0V60*K*AAA* |  |  | EVD5X61M21A*+WALLCON | *97CTN0802120A* | 57000 | 18.5 | 9 | 64000 | 45000 | 70.31% | 2.08 | 0 | 9 |  |  |  | No | R-454B | 4.75 | Residential & Commercial | No
215683001 | Central HP <5.4 tons | KENMORE | HRCU-A-CB (Split System: Heat Pump with Remote Outdoor Unit-Air-Source) | (C,H,T)5H0V60*K*AAA* |  |  | EVD5X60M21A*+WALLCON | *80CSU0401712B* | 56000 | 18 | 8.5 | 60500 | 43500 | 71.9% | 2.12 | 0 | 9.5 |  |  |  | No | R-454B | 4.6667 | Residential & Commercial | No
215682851 | Central HP <5.4 tons | KENMORE | HRCU-A-CB (Split System: Heat Pump with Remote Outdoor Unit-Air-Source) | (C,H,T)5H0V60*K*AAA* |  |  | EVM5X60M21A*+WALLCON | *97CTN0802120A* | 56500 | 18 | 9 | 64000 | 45000 | 70.31% | 2.06 | 0 | 9 |  |  |  | No | R-454B | 4.7083 | Residential & Commercial | No
211395830 | Central HP <5.4 tons | LUXAIRE | HRCU-A-CB (Split System: Heat Pump with Remote Outdoor Unit-Air-Source) | HMH72B341 |  |  | XAFC48FXXN1+TXV | TP9C060B12MP13 | 33000 | 16.5 | 8.1 | 32400 | 24000 | 74.07% | 2.04 | 0 | 9 |  |  |  | No | R-410A | 2.75 | Residential & Commercial | No
211396098 | Central HP <5.4 tons | LUXAIRE | HRCU-A-CB (Split System: Heat Pump with Remote Outdoor Unit-Air-Source) | HMH72B341 |  |  | XAHC48FBCN1 | TM9E080C16MP12 | 33600 | 17 | 8.1 | 32800 | 24200 | 73.78% | 2.04 | 0 | 9 |  |  |  | No | R-410A | 2.8 | Residential & Commercial | No
211396130 | Central HP <5.4 tons | LUXAIRE | HRCU-A-CB (Split System: Heat Pump with Remote Outdoor Unit-Air-Source) | HMH72B341 |  |  | XAFD48FBCN1 | TM9E080C16MP12 | 34000 | 17 | 8.1 | 33400 | 24600 | 73.65% | 2.08 | 0 | 9 |  |  |  | No | R-410A | 2.8333 | Residential & Commercial | No
211396607 | Central HP <5.4 tons | LUXAIRE | HRCU-A-CB (Split System: Heat Pump with Remote Outdoor Unit-Air-Source) | HMH72B341 |  |  | XAFD48FBCN1 | TM8Y120C20MP11 | 34000 | 16.5 | 8.5 | 34000 | 24200 | 71.18% | 2.1 | 0 | 9.5 |  |  |  | No | R-410A | 2.8333 | Residential & Commercial | No
211395070 | Central HP <5.4 tons | LUXAIRE | HRCU-A-CB (Split System: Heat Pump with Remote Outdoor Unit-Air-Source) | HMH72B341 |  |  | XAHC48FXXN1+TXV | TM9V080C16MP12 | 32800 | 16.5 | 8.5 | 31800 | 23200 | 72.96% | 2.02 | 0 | 9 |  |  |  | No | R-410A | 2.7333 | Residential & Commercial | No
215668586 | Central HP <5.4 tons | KENMORE | HRCU-A-CB (Split System: Heat Pump with Remote Outdoor Unit-Air-Source) | (C,H,T)5H0V36*K*AAA* |  |  | EA*5X37M17A*+WALLCON | *95CSU0601716B* | 33800 | 17 | 9 | 35800 | 25600 | 71.51% | 1.86 | 0 | 9.5 |  |  |  | No | R-454B | 2.8167 | Residential & Commercial | No
215683181 | Central HP <5.4 tons | KENMORE | HRCU-A-CB (Split System: Heat Pump with Remote Outdoor Unit-Air-Source) | (C,H,T)5H0V60*K*AAA* |  |  | EVD5X61M21A*+WALLCON | *97CTN1002122A* | 57500 | 18.5 | 9 | 64000 | 45000 | 70.31% | 2.06 | 0 | 9 |  |  |  | No | R-454B | 4.7917 | Residential & Commercial | No
211395954 | Central HP <5.4 tons | LUXAIRE | HRCU-A-CB (Split System: Heat Pump with Remote Outdoor Unit-Air-Source) | HMH72B341 |  |  | XAHC48FXXN1+TXV | TM9E100C16MP12 | 32800 | 16.5 | 8.5 | 31800 | 23200 | 72.96% | 2.02 | 0 | 9 |  |  |  | No | R-410A | 2.7333 | Residential & Commercial | No
211396181 | Central HP <5.4 tons | LUXAIRE | HRCU-A-CB (Split System: Heat Pump with Remote Outdoor Unit-Air-Source) | HMH72B341 |  |  | XAUC48FXXN1+TXV | TM9E080C16MP12 | 34000 | 17 | 8.1 | 33400 | 24600 | 73.65% | 2.08 | 0 | 9 |  |  |  | No | R-410A | 2.8333 | Residential & Commercial | No
211396647 | Central HP <5.4 tons | LUXAIRE | HRCU-A-CB (Split System: Heat Pump with Remote Outdoor Unit-Air-Source) | HMH72B341 |  |  | XAFC48FXXN1+TXV | TM8Y100C20MP11 | 34000 | 16.5 | 8.5 | 33000 | 24200 | 73.33% | 2.1 | 0 | 9.5 |  |  |  | No | R-410A | 2.8333 | Residential & Commercial | No
211396243 | Central HP <5.4 tons | LUXAIRE | HRCU-A-CB (Split System: Heat Pump with Remote Outdoor Unit-Air-Source) | HMH72B341 |  |  | XAFC48FXXN1+TXV | TM9E080B12MP12 | 33200 | 16.5 | 8.5 | 32400 | 23800 | 73.46% | 2.04 | 0 | 9 |  |  |  | No | R-410A | 2.7667 | Residential & Commercial | No
215677071 | Central HP <5.4 tons | KENMORE | HRCU-A-CB (Split System: Heat Pump with Remote Outdoor Unit-Air-Source) | (C,H,T)5H0V60*K*AAA* |  |  | EVM5X60M21A*+WALLCON | *97CMN1002122B* | 56500 | 18.5 | 9 | 64000 | 45000 | 70.31% | 2.08 | 0 | 9 |  |  |  | No | R-454B | 4.7083 | Residential & Commercial | No
215677491 | Central HP <5.4 tons | KENMORE | HRCU-A-CB (Split System: Heat Pump with Remote Outdoor Unit-Air-Source) | (C,H,T)5H0V60*K*AAA* |  |  | EVD5X60M24A*+WALLCON | *95CSU0802120B* | 56500 | 18 | 9 | 63500 | 44500 | 70.08% | 2.08 | 0 | 9 |  |  |  | No | R-454B | 4.7083 | Residential & Commercial | No
215677691 | Central HP <5.4 tons | KENMORE | HRCU-A-CB (Split System: Heat Pump with Remote Outdoor Unit-Air-Source) | (C,H,T)5H0V60*K*AAA* |  |  | EVD5X61M24A*+WALLCON | *97CMN0602120B* | 56500 | 18 | 9 | 65000 | 46000 | 70.77% | 2.06 | 0 | 8.5 |  |  |  | No | R-454B | 4.7083 | Residential & Commercial | No
215677341 | Central HP <5.4 tons | KENMORE | HRCU-A-CB (Split System: Heat Pump with Remote Outdoor Unit-Air-Source) | (C,H,T)5H0V60*K*AAA* |  |  | EVD5X60M21A*+WALLCON | *80CTL0701716B* | 55000 | 18 | 9 | 59500 | 43500 | 73.11% | 2.1 | 0 | 9.5 |  |  |  | No | R-454B | 4.5833 | Residential & Commercial | No
215683031 | Central HP <5.4 tons | KENMORE | HRCU-A-CB (Split System: Heat Pump with Remote Outdoor Unit-Air-Source) | (C,H,T)5H0V60*K*AAA* |  |  | EVD5X60M21A*+WALLCON | *80CSU1002120B* | 57000 | 18 | 9 | 63500 | 44500 | 70.08% | 2.08 | 0 | 9 |  |  |  | No | R-454B | 4.75 | Residential & Commercial | No
211393680 | Central HP <5.4 tons | CHAMPION HEATING AND COOLING | HRCU-A-CB (Split System: Heat Pump with Remote Outdoor Unit-Air-Source) | HMH72B341 |  |  | XAFA30DXXN1+TXV | TM8V060A12MP12 | 34000 | 17 | 8.1 | 34000 | 24200 | 71.18% | 2.04 | 0 | 9.5 |  |  |  | No | R-410A | 2.8333 | Residential & Commercial | No
211391092 | Central HP <5.4 tons | CHAMPION HEATING AND COOLING | HRCU-A-CB (Split System: Heat Pump with Remote Outdoor Unit-Air-Source) | HMH72B341 |  |  | XAUB36DXXN1+TXV | TMLV060A12MP12 | 34000 | 17.5 | 8.1 | 34000 | 24200 | 71.18% | 2.06 | 0 | 9.5 |  |  |  | No | R-410A | 2.8333 | Residential & Commercial | No
211391599 | Central HP <5.4 tons | CHAMPION HEATING AND COOLING | HRCU-A-CB (Split System: Heat Pump with Remote Outdoor Unit-Air-Source) | HMH72B341 |  |  | XAHC36DXXN1+TXV | TMLE100B12MP11 | 33400 | 17.5 | 8.1 | 33000 | 23400 | 70.91% | 2.02 | 0 | 9.5 |  |  |  | No | R-410A | 2.7833 | Residential & Commercial | No
211390013 | Central HP <5.4 tons | CHAMPION HEATING AND COOLING | HRCU-A-CB (Split System: Heat Pump with Remote Outdoor Unit-Air-Source) | HMH72B341 |  |  | XAHC36DBCN1 | TM8V080C16MP12 | 34000 | 17 | 8.1 | 34000 | 24600 | 72.35% | 2.08 | 0 | 9.5 |  |  |  | No | R-410A | 2.8333 | Residential & Commercial | No
211390640 | Central HP <5.4 tons | CHAMPION HEATING AND COOLING | HRCU-A-CB (Split System: Heat Pump with Remote Outdoor Unit-Air-Source) | HMH72B341 |  |  | XAFC36DBCN1 | TM8V080B12MP12 | 33800 | 17 | 8.1 | 34000 | 24200 | 71.18% | 2.04 | 0 | 9.5 |  |  |  | No | R-410A | 2.8167 | Residential & Commercial | No
211392710 | Central HP <5.4 tons | LUXAIRE | HRCU-A-CB (Split System: Heat Pump with Remote Outdoor Unit-Air-Source) | HMH72B341 |  |  | XAUB30CXXN1+TXV | TM8E060A12MP11 | 32800 | 17.5 | 8.1 | 33400 | 23400 | 70.06% | 2.02 | 0 | 9.5 |  |  |  | No | R-410A | 2.7333 | Residential & Commercial | No
211719717 | Central HP <5.4 tons | COLEMAN | HRCU-A-CB (Split System: Heat Pump with Remote Outdoor Unit-Air-Source) | HMH72B341 |  |  | XAHB30CXXN1+TXV | CPLC060A12MP13 | 32000 | 17 | 8.1 | 32800 | 23000 | 70.12% | 1.98 | 0 | 9.5 |  |  |  | No | R-410A | 2.6667 | Residential & Commercial | No
211390738 | Central HP <5.4 tons | CHAMPION HEATING AND COOLING | HRCU-A-CB (Split System: Heat Pump with Remote Outdoor Unit-Air-Source) | HMH72B341 |  |  | XAFB36DBCN1 | TM8V080B12MP12 | 33600 | 17 | 8.1 | 33600 | 23600 | 70.24% | 2.02 | 0 | 9.5 |  |  |  | No | R-410A | 2.8 | Residential & Commercial | No
211389295 | Central HP <5.4 tons | CHAMPION HEATING AND COOLING | HRCU-A-CB (Split System: Heat Pump with Remote Outdoor Unit-Air-Source) | HMH72B341 |  |  | XAHC36DXXN1+TXV | TM8Y100C20MP11 | 34000 | 17 | 8.1 | 33800 | 24200 | 71.6% | 2.08 | 0 | 9.5 |  |  |  | No | R-410A | 2.8333 | Residential & Commercial | No
211719714 | Central HP <5.4 tons | COLEMAN | HRCU-A-CB (Split System: Heat Pump with Remote Outdoor Unit-Air-Source) | HMH72B341 |  |  | XAHC48FXXN1+TXV | CPLC100C20MP13 | 33800 | 16.5 | 8.5 | 32400 | 23800 | 73.46% | 2.06 | 0 | 9 |  |  |  | No | R-410A | 2.8167 | Residential & Commercial | No
211397999 | Central HP <5.4 tons | LUXAIRE | HRCU-A-CB (Split System: Heat Pump with Remote Outdoor Unit-Air-Source) | HMH72B341 |  |  | XAHC48FBCN1 | LPLC080B12MP13 | 32400 | 16 | 8.1 | 32000 | 23600 | 73.75% | 1.98 | 0 | 8.5 |  |  |  | No | R-410A | 2.7 | Residential & Commercial | No
211396733 | Central HP <5.4 tons | LUXAIRE | HRCU-A-CB (Split System: Heat Pump with Remote Outdoor Unit-Air-Source) | HMH72B341 |  |  | XAHD48FXXN1+TXV | TM8Y080C16MP11 | 33600 | 17 | 8.1 | 32600 | 24000 | 73.62% | 2.04 | 0 | 9 |  |  |  | No | R-410A | 2.8 | Residential & Commercial | No
211397231 | Central HP <5.4 tons | LUXAIRE | HRCU-A-CB (Split System: Heat Pump with Remote Outdoor Unit-Air-Source) | HMH72B341 |  |  | XAHD48FXXN1+TXV | TMLV100C16MP12 | 33600 | 16 | 8.5 | 32400 | 23800 | 73.46% | 2.06 | 0 | 9 |  |  |  | No | R-410A | 2.8 | Residential & Commercial | No
211397406 | Central HP <5.4 tons | LUXAIRE | HRCU-A-CB (Split System: Heat Pump with Remote Outdoor Unit-Air-Source) | HMH72B341 |  |  | XAHC48FXXN1+TXV | TPLC080C16MP13 | 33600 | 16.5 | 8.5 | 32400 | 23800 | 73.46% | 2.06 | 0 | 9 |  |  |  | No | R-410A | 2.8 | Residential & Commercial | No
211397510 | Central HP <5.4 tons | LUXAIRE | HRCU-A-CB (Split System: Heat Pump with Remote Outdoor Unit-Air-Source) | HMH72B341 |  |  | XAHC48FBCN1 | LPLC080C16MP13 | 33600 | 16.5 | 8.5 | 32400 | 23800 | 73.46% | 2.06 | 0 | 9 |  |  |  | No | R-410A | 2.8 | Residential & Commercial | No
211398377 | Central HP <5.4 tons | FRASER-JOHNSTON | HRCU-A-CB (Split System: Heat Pump with Remote Outdoor Unit-Air-Source) | HMH72B341 |  |  | XAHD48FBCN1 | TM8E100C16MP11 | 32800 | 16.5 | 8.5 | 31600 | 23200 | 73.42% | 2.02 | 0 | 9.5 |  |  |  | No | R-410A | 2.7333 | Residential & Commercial | No
211397409 | Central HP <5.4 tons | FRASER-JOHNSTON | HRCU-A-CB (Split System: Heat Pump with Remote Outdoor Unit-Air-Source) | HMH72B341 |  |  | XAHC48FXXN1+TXV | TPLC080C16MP13 | 33600 | 16.5 | 8.5 | 32400 | 23800 | 73.46% | 2.06 | 0 | 9 |  |  |  | No | R-410A | 2.8 | Residential & Commercial | No
211388844 | Central HP <5.4 tons | LUXAIRE | HRCU-A-CB (Split System: Heat Pump with Remote Outdoor Unit-Air-Source) | HMH72B341 |  |  | XAFC36DBCN1 | TM9E080B12MP12 | 34000 | 17.5 | 8.1 | 34000 | 24400 | 71.76% | 2.06 | 0 | 9.5 |  |  |  | No | R-410A | 2.8333 | Residential & Commercial | No
211390064 | Central HP <5.4 tons | LUXAIRE | HRCU-A-CB (Split System: Heat Pump with Remote Outdoor Unit-Air-Source) | HMH72B341 |  |  | XAHC36DBCN1 | LPLC080C16MP13 | 34000 | 17 | 8.1 | 34000 | 24600 | 72.35% | 2.08 | 0 | 9.5 |  |  |  | No | R-410A | 2.8333 | Residential & Commercial | No
211397116 | Central HP <5.4 tons | LUXAIRE | HRCU-A-CB (Split System: Heat Pump with Remote Outdoor Unit-Air-Source) | HMH72B341 |  |  | XAHC48FXXN1+TXV | LPLC100C20MP13 | 33800 | 16.5 | 8.5 | 32400 | 23800 | 73.46% | 2.06 | 0 | 9 |  |  |  | No | R-410A | 2.8167 | Residential & Commercial | No
211397166 | Central HP <5.4 tons | LUXAIRE | HRCU-A-CB (Split System: Heat Pump with Remote Outdoor Unit-Air-Source) | HMH72B341 |  |  | XAHC48FBCN1 | TPLC100C20MP13 | 33800 | 16.5 | 8.5 | 32400 | 23800 | 73.46% | 2.06 | 0 | 9 |  |  |  | No | R-410A | 2.8167 | Residential & Commercial | No
211397341 | Central HP <5.4 tons | LUXAIRE | HRCU-A-CB (Split System: Heat Pump with Remote Outdoor Unit-Air-Source) | HMH72B341 |  |  | XAHD48FBCN1 | TPLC100C16MP13 | 33600 | 16 | 8.5 | 32400 | 23800 | 73.46% | 2.06 | 0 | 9 |  |  |  | No | R-410A | 2.8 | Residential & Commercial | No
211397750 | Central HP <5.4 tons | LUXAIRE | HRCU-A-CB (Split System: Heat Pump with Remote Outdoor Unit-Air-Source) | HMH72B341 |  |  | XAFC48FXXN1+TXV | TPLC100C16MP13 | 34000 | 16.5 | 8.5 | 33200 | 24400 | 73.49% | 2.1 | 0 | 9 |  |  |  | No | R-410A | 2.8333 | Residential & Commercial | No
211390321 | Central HP <5.4 tons | LUXAIRE | HRCU-A-CB (Split System: Heat Pump with Remote Outdoor Unit-Air-Source) | HMH72B341 |  |  | XAFC30CXXN1+TXV | TM8V100C16MP12 | 33000 | 17.5 | 8.5 | 33000 | 23200 | 70.3% | 2.04 | 0 | 9.5 |  |  |  | No | R-410A | 2.75 | Residential & Commercial | No
211390348 | Central HP <5.4 tons | LUXAIRE | HRCU-A-CB (Split System: Heat Pump with Remote Outdoor Unit-Air-Source) | HMH72B341 |  |  | XAFC30CXXN1+TXV | TMLV100C16MP12 | 33000 | 17.5 | 8.5 | 33000 | 23200 | 70.3% | 2.04 | 0 | 9.5 |  |  |  | No | R-410A | 2.75 | Residential & Commercial | No
211397900 | Central HP <5.4 tons | LUXAIRE | HRCU-A-CB (Split System: Heat Pump with Remote Outdoor Unit-Air-Source) | HMH72B341 |  |  | XAUC48FXXN1+TXV | TPLC100C16MP13 | 34000 | 16.5 | 8.5 | 33200 | 24400 | 73.49% | 2.1 | 0 | 9 |  |  |  | No | R-410A | 2.8333 | Residential & Commercial | No
211398418 | Central HP <5.4 tons | LUXAIRE | HRCU-A-CB (Split System: Heat Pump with Remote Outdoor Unit-Air-Source) | HMH72B341 |  |  | XAHC48FXXN1+TXV | TMLE100C16MP11 | 33000 | 17 | 8.5 | 31800 | 23200 | 72.96% | 2.04 | 0 | 9.5 |  |  |  | No | R-410A | 2.75 | Residential & Commercial | No
211398586 | Central HP <5.4 tons | LUXAIRE | HRCU-A-CB (Split System: Heat Pump with Remote Outdoor Unit-Air-Source) | HMH72B341 |  |  | XAUC48FXXN1+TXV | TMLE100C16MP11 | 33600 | 17 | 8.5 | 32400 | 23600 | 72.84% | 2.06 | 0 | 9.5 |  |  |  | No | R-410A | 2.8 | Residential & Commercial | No
211398638 | Central HP <5.4 tons | LUXAIRE | HRCU-A-CB (Split System: Heat Pump with Remote Outdoor Unit-Air-Source) | HMH72B341 |  |  | XAHC48FBCN1 | TMLE100B12MP11 | 32600 | 17 | 8.1 | 31800 | 23200 | 72.96% | 2.02 | 0 | 9 |  |  |  | No | R-410A | 2.7167 | Residential & Commercial | No
211393139 | Central HP <5.4 tons | LUXAIRE | HRCU-A-CB (Split System: Heat Pump with Remote Outdoor Unit-Air-Source) | HMH72B341 |  |  | XAHC36DXXN1+TXV | TL9E060B12UH11 | 32800 | 17.5 | 8.1 | 32400 | 22800 | 70.37% | 1.98 | 0 | 9.5 |  |  |  | No | R-410A | 2.7333 | Residential & Commercial | No
215679201 | Central HP <5.4 tons | KENMORE | HRCU-A-CB (Split System: Heat Pump with Remote Outdoor Unit-Air-Source) | (C,H,T)5H0V36*K*AAA* |  |  | EA*5X36M17A*+WALLCON | *80CSU0401712B* | 32800 | 17 | 8.5 | 36000 | 25800 | 71.67% | 1.76 | 0 | 9.5 |  |  |  | No | R-454B | 2.7333 | Residential & Commercial | No
215679251 | Central HP <5.4 tons | KENMORE | HRCU-A-CB (Split System: Heat Pump with Remote Outdoor Unit-Air-Source) | (C,H,T)5H0V36*K*AAA* |  |  | EA*5X37M17A*+WALLCON | *80CSU0601716B* | 34000 | 17 | 9 | 35600 | 25400 | 71.35% | 1.86 | 0 | 9.5 |  |  |  | No | R-454B | 2.8333 | Residential & Commercial | No
211392507 | Central HP <5.4 tons | LUXAIRE | HRCU-A-CB (Split System: Heat Pump with Remote Outdoor Unit-Air-Source) | HMH72B341 |  |  | XAUB30CXXN1+TXV | TMLE080B12MP11 | 32800 | 17.5 | 8.1 | 34000 | 23800 | 70% | 2.02 | 0 | 9.5 |  |  |  | No | R-410A | 2.7333 | Residential & Commercial | No
211392725 | Central HP <5.4 tons | LUXAIRE | HRCU-A-CB (Split System: Heat Pump with Remote Outdoor Unit-Air-Source) | HMH72B341 |  |  | XAUB30CXXN1+TXV | TMLE060A12MP11 | 32800 | 17.5 | 8.1 | 33400 | 23400 | 70.06% | 2.02 | 0 | 9.5 |  |  |  | No | R-410A | 2.7333 | Residential & Commercial | No
211392740 | Central HP <5.4 tons | LUXAIRE | HRCU-A-CB (Split System: Heat Pump with Remote Outdoor Unit-Air-Source) | HMH72B341 |  |  | XAHB36DXXN1+TXV | TM8E040A12MP11 | 33200 | 17.5 | 8.1 | 33000 | 23200 | 70.3% | 2.02 | 0 | 9.5 |  |  |  | No | R-410A | 2.7667 | Residential & Commercial | No
211397567 | Central HP <5.4 tons | LUXAIRE | HRCU-A-CB (Split System: Heat Pump with Remote Outdoor Unit-Air-Source) | HMH72B341 |  |  | XAFD48FXXN1+TXV | TPLC080C16MP13 | 34000 | 16.5 | 8.5 | 33000 | 24400 | 73.94% | 2.1 | 0 | 9 |  |  |  | No | R-410A | 2.8333 | Residential & Commercial | No
211397735 | Central HP <5.4 tons | LUXAIRE | HRCU-A-CB (Split System: Heat Pump with Remote Outdoor Unit-Air-Source) | HMH72B341 |  |  | XAFC48FXXN1+TXV | TPLC080C16MP13 | 34000 | 16.5 | 8.5 | 33200 | 24400 | 73.49% | 2.1 | 0 | 9 |  |  |  | No | R-410A | 2.8333 | Residential & Commercial | No
211398108 | Central HP <5.4 tons | LUXAIRE | HRCU-A-CB (Split System: Heat Pump with Remote Outdoor Unit-Air-Source) | HMH72B341 |  |  | XAHD48FXXN1+TXV | TMLE120C16MP11 | 33000 | 16.5 | 8.5 | 31800 | 23200 | 72.96% | 2.04 | 0 | 9.5 |  |  |  | No | R-410A | 2.75 | Residential & Commercial | No
211398403 | Central HP <5.4 tons | LUXAIRE | HRCU-A-CB (Split System: Heat Pump with Remote Outdoor Unit-Air-Source) | HMH72B341 |  |  | XAHC48FXXN1+TXV | TM8E100C16MP11 | 33000 | 17 | 8.5 | 31800 | 23200 | 72.96% | 2.04 | 0 | 9.5 |  |  |  | No | R-410A | 2.75 | Residential & Commercial | No
212980702 | Central HP <5.4 tons | DAY & NIGHT | HRCU-A-CB (Split System: Heat Pump with Remote Outdoor Unit-Air-Source) | DLCURAH30ABK |  |  | EA*4X42L24A* | *80MS(N,L)0902420A* | 30200 | 15.2 | 8.1 | 34400 | 27400 | 79.65% | 1.8 | 0 | 9 |  |  |  | No | R-410A | 2.5167 | Residential & Commercial | No
215677531 | Central HP <5.4 tons | KENMORE | HRCU-A-CB (Split System: Heat Pump with Remote Outdoor Unit-Air-Source) | (C,H,T)5H0V60*K*AAA* |  |  | EVD5X60M24A*+WALLCON | *97CMN1002122B* | 56500 | 18.5 | 9 | 63000 | 44500 | 70.63% | 2.08 | 0 | 9 |  |  |  | No | R-454B | 4.7083 | Residential & Commercial | No
215677701 | Central HP <5.4 tons | KENMORE | HRCU-A-CB (Split System: Heat Pump with Remote Outdoor Unit-Air-Source) | (C,H,T)5H0V60*K*AAA* |  |  | EVD5X61M24A*+WALLCON | *97CMN0802120B* | 57500 | 18.5 | 9 | 64000 | 45000 | 70.31% | 2.06 | 0 | 9 |  |  |  | No | R-454B | 4.7917 | Residential & Commercial | No
215677011 | Central HP <5.4 tons | KENMORE | HRCU-A-CB (Split System: Heat Pump with Remote Outdoor Unit-Air-Source) | (C,H,T)5H0V60*K*AAA* |  |  | EVM5X60M21A*+WALLCON | *80CTL0902120B* | 57000 | 18.5 | 9 | 63500 | 44500 | 70.08% | 2.08 | 0 | 9.5 |  |  |  | No | R-454B | 4.75 | Residential & Commercial | No
212982222 | Central HP <5.4 tons | DAY & NIGHT | HRCU-A-CB (Split System: Heat Pump with Remote Outdoor Unit-Air-Source) | DLCURAH30ABK |  |  | END4X42L17** | *80MSU0401712A* | 29800 | 15.2 | 8.5 | 33600 | 27000 | 80.36% | 1.82 | 0 | 9 |  |  |  | No | R-410A | 2.4833 | Residential & Commercial | No
215678001 | Central HP <5.4 tons | KENMORE | HRCU-A-CB (Split System: Heat Pump with Remote Outdoor Unit-Air-Source) | (C,H,T)5H0V60*K*AAA* |  |  | EA*5X61M24A*+WALLCON | *97CMN1002122B* | 56000 | 18.5 | 9 | 60000 | 42000 | 70% | 2.02 | 0 | 9 |  |  |  | No | R-454B | 4.6667 | Residential & Commercial | No
215677781 | Central HP <5.4 tons | KENMORE | HRCU-A-CB (Split System: Heat Pump with Remote Outdoor Unit-Air-Source) | (C,H,T)5H0V60*K*AAA* |  |  | EA*5X60M24A*+WALLCON | *80CTL0902120B* | 55000 | 18.5 | 9 | 59000 | 41500 | 70.34% | 2.04 | 0 | 9 |  |  |  | No | R-454B | 4.5833 | Residential & Commercial | No
215677681 | Central HP <5.4 tons | KENMORE | HRCU-A-CB (Split System: Heat Pump with Remote Outdoor Unit-Air-Source) | (C,H,T)5H0V60*K*AAA* |  |  | EVD5X61M24A*+WALLCON | *95CSU0802120B* | 57500 | 18 | 9 | 64000 | 45000 | 70.31% | 2.08 | 0 | 9 |  |  |  | No | R-454B | 4.7917 | Residential & Commercial | No
215677581 | Central HP <5.4 tons | KENMORE | HRCU-A-CB (Split System: Heat Pump with Remote Outdoor Unit-Air-Source) | (C,H,T)5H0V60*K*AAA* |  |  | EVD5X61M21A*+WALLCON | *80CTL0701716B* | 55500 | 18 | 9 | 60500 | 43500 | 71.9% | 2.1 | 0 | 9.5 |  |  |  | No | R-454B | 4.625 | Residential & Commercial | No
215677211 | Central HP <5.4 tons | KENMORE | HRCU-A-CB (Split System: Heat Pump with Remote Outdoor Unit-Air-Source) | (C,H,T)5H0V60*K*AAA* |  |  | EVM5X60M24A*+WALLCON | *96CTN1202422B* | 56500 | 18.5 | 9 | 63000 | 44500 | 70.63% | 2.1 | 0 | 9 |  |  |  | No | R-454B | 4.7083 | Residential & Commercial | No
211389917 | Central HP <5.4 tons | CHAMPION HEATING AND COOLING | HRCU-A-CB (Split System: Heat Pump with Remote Outdoor Unit-Air-Source) | HMH72B341 |  |  | XAHC36DXXN1+TXV | TM8V100C16MP12 | 34000 | 17 | 8.1 | 34000 | 24600 | 72.35% | 2.08 | 0 | 9.5 |  |  |  | No | R-410A | 2.8333 | Residential & Commercial | No
211398728 | Central HP <5.4 tons | LUXAIRE | HRCU-A-CB (Split System: Heat Pump with Remote Outdoor Unit-Air-Source) | HMH72B341 |  |  | XAUC48FXXN1+TXV | TMLE100B12MP11 | 33400 | 17 | 8.5 | 32400 | 23800 | 73.46% | 2.06 | 0 | 9.5 |  |  |  | No | R-410A | 2.7833 | Residential & Commercial | No
211398796 | Central HP <5.4 tons | LUXAIRE | HRCU-A-CB (Split System: Heat Pump with Remote Outdoor Unit-Air-Source) | HMH72B341 |  |  | XAHC48FXXN1+TXV | TM8E080C16MP11 | 32800 | 16.5 | 8.5 | 31600 | 23000 | 72.78% | 2.04 | 0 | 9.5 |  |  |  | No | R-410A | 2.7333 | Residential & Commercial | No
211395143 | Central HP <5.4 tons | LUXAIRE | HRCU-A-CB (Split System: Heat Pump with Remote Outdoor Unit-Air-Source) | HMH72B341 |  |  | XAHC48FBCN1 | TP9C080C16MP13 | 32800 | 16.5 | 8.5 | 31800 | 23200 | 72.96% | 2.02 | 0 | 9 |  |  |  | No | R-410A | 2.7333 | Residential & Commercial | No
211395861 | Central HP <5.4 tons | LUXAIRE | HRCU-A-CB (Split System: Heat Pump with Remote Outdoor Unit-Air-Source) | HMH72B341 |  |  | XAFC48FBCN1 | TM9V060B12MP12 | 33000 | 16.5 | 8.1 | 32400 | 24000 | 74.07% | 2.04 | 0 | 9 |  |  |  | No | R-410A | 2.75 | Residential & Commercial | No
215677551 | Central HP <5.4 tons | KENMORE | HRCU-A-CB (Split System: Heat Pump with Remote Outdoor Unit-Air-Source) | (C,H,T)5H0V60*K*AAA* |  |  | EVD5X60M24A*+WALLCON | *96CTN1002122B* | 56500 | 18.5 | 9 | 63000 | 44500 | 70.63% | 2.08 | 0 | 9 |  |  |  | No | R-454B | 4.7083 | Residential & Commercial | No
215677231 | Central HP <5.4 tons | KENMORE | HRCU-A-CB (Split System: Heat Pump with Remote Outdoor Unit-Air-Source) | (C,H,T)5H0V60*K*AAA* |  |  | EVM5X61M24A*+WALLCON | *80CTL0702120B* | 57000 | 18.5 | 9 | 64000 | 45000 | 70.31% | 2.08 | 0 | 9 |  |  |  | No | R-454B | 4.75 | Residential & Commercial | No
215677351 | Central HP <5.4 tons | KENMORE | HRCU-A-CB (Split System: Heat Pump with Remote Outdoor Unit-Air-Source) | (C,H,T)5H0V60*K*AAA* |  |  | EVD5X60M21A*+WALLCON | *80CTL0702120B* | 56500 | 18 | 9 | 64000 | 45000 | 70.31% | 2.06 | 0 | 9 |  |  |  | No | R-454B | 4.7083 | Residential & Commercial | No
211394246 | Central HP <5.4 tons | LUXAIRE | HRCU-A-CB (Split System: Heat Pump with Remote Outdoor Unit-Air-Source) | HMH72B341 |  |  | XAUC48FXXN1+TXV | TM9Y060B12MP11 | 33200 | 16.5 | 8.1 | 32600 | 24000 | 73.62% | 2.02 | 0 | 9 |  |  |  | No | R-410A | 2.7667 | Residential & Commercial | No
211393210 | Central HP <5.4 tons | LUXAIRE | HRCU-A-CB (Split System: Heat Pump with Remote Outdoor Unit-Air-Source) | HMH72B341 |  |  | XAFC36DBCN1 | TL9E060B12UH11 | 33800 | 18 | 8.1 | 34000 | 24200 | 71.18% | 2.04 | 0 | 9.5 |  |  |  | No | R-410A | 2.8167 | Residential & Commercial | No
211394912 | Central HP <5.4 tons | LUXAIRE | HRCU-A-CB (Split System: Heat Pump with Remote Outdoor Unit-Air-Source) | HMH72B341 |  |  | XAFC48FXXN1+TXV | TP9C100C16MP13 | 33800 | 16.5 | 8.5 | 32400 | 23800 | 73.46% | 2.08 | 0 | 9.5 |  |  |  | No | R-410A | 2.8167 | Residential & Commercial | No
211395165 | Central HP <5.4 tons | LUXAIRE | HRCU-A-CB (Split System: Heat Pump with Remote Outdoor Unit-Air-Source) | HMH72B341 |  |  | XAHC48FBCN1 | LP9C080C16MP13 | 32800 | 16.5 | 8.5 | 31800 | 23200 | 72.96% | 2.02 | 0 | 9 |  |  |  | No | R-410A | 2.7333 | Residential & Commercial | No
211398332 | Central HP <5.4 tons | LUXAIRE | HRCU-A-CB (Split System: Heat Pump with Remote Outdoor Unit-Air-Source) | HMH72B341 |  |  | XAUC48FXXN1+TXV | TMLE120C16MP11 | 33600 | 17 | 8.5 | 32400 | 23600 | 72.84% | 2.08 | 0 | 9.5 |  |  |  | No | R-410A | 2.8 | Residential & Commercial | No
211398631 | Central HP <5.4 tons | LUXAIRE | HRCU-A-CB (Split System: Heat Pump with Remote Outdoor Unit-Air-Source) | HMH72B341 |  |  | XAHC48FBCN1 | TM8E100B12MP11 | 32600 | 17 | 8.1 | 31800 | 23200 | 72.96% | 2.02 | 0 | 9 |  |  |  | No | R-410A | 2.7167 | Residential & Commercial | No
211397829 | Central HP <5.4 tons | LUXAIRE | HRCU-A-CB (Split System: Heat Pump with Remote Outdoor Unit-Air-Source) | HMH72B341 |  |  | XAFC48FBCN1 | TMLV100C16MP12 | 34000 | 16.5 | 8.5 | 33200 | 24400 | 73.49% | 2.1 | 0 | 9 |  |  |  | No | R-410A | 2.8333 | Residential & Commercial | No
211395807 | Central HP <5.4 tons | LUXAIRE | HRCU-A-CB (Split System: Heat Pump with Remote Outdoor Unit-Air-Source) | HMH72B341 |  |  | XAFC48FXXN1+TXV | TM9V060B12MP12 | 33000 | 16.5 | 8.1 | 32400 | 24000 | 74.07% | 2.04 | 0 | 9 |  |  |  | No | R-410A | 2.75 | Residential & Commercial | No
215678011 | Central HP <5.4 tons | KENMORE | HRCU-A-CB (Split System: Heat Pump with Remote Outdoor Unit-Air-Source) | (C,H,T)5H0V60*K*AAA* |  |  | EA*5X61M24A*+WALLCON | *97CMN1202422B* | 56000 | 18.5 | 9 | 60000 | 42000 | 70% | 2 | 0 | 9 |  |  |  | No | R-454B | 4.6667 | Residential & Commercial | No
215667012 | Central HP <5.4 tons | KENMORE | HRCU-A-CB (Split System: Heat Pump with Remote Outdoor Unit-Air-Source) | (C,H,T)5H0V24*K*AAA* |  |  | EA*5X24M17A*+WALLCON | *80CTL0451712B* | 22600 | 16.5 | 9 | 24200 | 17000 | 70.25% | 1.94 | 0 | 9.5 |  |  |  | No | R-454B | 1.8833 | Residential & Commercial | No
215667794 | Central HP <5.4 tons | KENMORE | HRCU-A-CB (Split System: Heat Pump with Remote Outdoor Unit-Air-Source) | (C,H,T)5H0V24*K*AAA* |  |  | EA*5X37M17A*+WALLCON | *96CTN0401410B* | 23400 | 16 | 9 | 24000 | 16900 | 70.42% | 1.98 | 0 | 9.5 |  |  |  | No | R-454B | 1.95 | Residential & Commercial | No
215670374 | Central HP <5.4 tons | KENMORE | HRCU-A-CB (Split System: Heat Pump with Remote Outdoor Unit-Air-Source) | (C,H,T)5H0V36*K*AAA* |  |  | ESH5X48M12A*+WALLCON | *96CTN1202422B* | 34200 | 17 | 8.5 | 35400 | 25200 | 71.19% | 1.9 | 0 | 9.5 |  |  |  | No | R-454B | 2.85 | Residential & Commercial | No
215670404 | Central HP <5.4 tons | KENMORE | HRCU-A-CB (Split System: Heat Pump with Remote Outdoor Unit-Air-Source) | (C,H,T)5H0V36*K*AAA* |  |  | ESH5X60M12A*+WALLCON | *80CTL0451712B* | 34200 | 16.5 | 8.5 | 35000 | 25200 | 72% | 1.78 | 0 | 9 |  |  |  | No | R-454B | 2.85 | Residential & Commercial | No
215670204 | Central HP <5.4 tons | KENMORE | HRCU-A-CB (Split System: Heat Pump with Remote Outdoor Unit-Air-Source) | (C,H,T)5H0V36*K*AAA* |  |  | ESH5X48M12A*+WALLCON | *80CTL0901716B* | 34200 | 17 | 8.5 | 35400 | 25200 | 71.19% | 1.88 | 0 | 9.5 |  |  |  | No | R-454B | 2.85 | Residential & Commercial | No
211398668 | Central HP <5.4 tons | LUXAIRE | HRCU-A-CB (Split System: Heat Pump with Remote Outdoor Unit-Air-Source) | HMH72B341 |  |  | XAFC48FXXN1+TXV | TMLE100B12MP11 | 33400 | 17 | 8.5 | 32400 | 23800 | 73.46% | 2.06 | 0 | 9.5 |  |  |  | No | R-410A | 2.7833 | Residential & Commercial | No
211398770 | Central HP <5.4 tons | LUXAIRE | HRCU-A-CB (Split System: Heat Pump with Remote Outdoor Unit-Air-Source) | HMH72B341 |  |  | XAHD48FBCN1 | TM8E080C16MP11 | 32800 | 16.5 | 8.5 | 31600 | 23000 | 72.78% | 2.02 | 0 | 9.5 |  |  |  | No | R-410A | 2.7333 | Residential & Commercial | No
211393031 | Central HP <5.4 tons | LUXAIRE | HRCU-A-CB (Split System: Heat Pump with Remote Outdoor Unit-Air-Source) | HMH72B341 |  |  | XAFC36DBCN1 | TL9E100C20UH11 | 34000 | 17 | 8.5 | 34000 | 25000 | 73.53% | 2.12 | 0 | 9.5 |  |  |  | No | R-410A | 2.8333 | Residential & Commercial | No
211394824 | Central HP <5.4 tons | LUXAIRE | HRCU-A-CB (Split System: Heat Pump with Remote Outdoor Unit-Air-Source) | HMH72B341 |  |  | XAHC48FBCN1 | LP9C100C16MP13 | 33000 | 16.5 | 8.5 | 31800 | 23200 | 72.96% | 2.04 | 0 | 9 |  |  |  | No | R-410A | 2.75 | Residential & Commercial | No
211394926 | Central HP <5.4 tons | LUXAIRE | HRCU-A-CB (Split System: Heat Pump with Remote Outdoor Unit-Air-Source) | HMH72B341 |  |  | XAFC48FXXN1+TXV | LP9C100C16MP13 | 33800 | 16.5 | 8.5 | 32400 | 23800 | 73.46% | 2.08 | 0 | 9.5 |  |  |  | No | R-410A | 2.8167 | Residential & Commercial | No
211393488 | Central HP <5.4 tons | LUXAIRE | HRCU-A-CB (Split System: Heat Pump with Remote Outdoor Unit-Air-Source) | HMH72B341 |  |  | XAHB36DXXN1+TXV | TL8E060A12UH11 | 33200 | 17.5 | 8.1 | 33000 | 23400 | 70.91% | 2 | 0 | 9.5 |  |  |  | No | R-410A | 2.7667 | Residential & Commercial | No
211394122 | Central HP <5.4 tons | LUXAIRE | HRCU-A-CB (Split System: Heat Pump with Remote Outdoor Unit-Air-Source) | HMH72B341 |  |  | XAHC48FXXN1+TXV | TM9Y080B12MP11 | 32600 | 16.5 | 8.1 | 32400 | 23800 | 73.46% | 2 | 0 | 9 |  |  |  | No | R-410A | 2.7167 | Residential & Commercial | No
211389115 | Central HP <5.4 tons | LUXAIRE | HRCU-A-CB (Split System: Heat Pump with Remote Outdoor Unit-Air-Source) | HMH72B341 |  |  | XAFB30CXXN1+TXV | TM9E060B12MP12 | 32600 | 17 | 8.1 | 33600 | 23600 | 70.24% | 2 | 0 | 9.5 |  |  |  | No | R-410A | 2.7167 | Residential & Commercial | No
211395124 | Central HP <5.4 tons | FRASER-JOHNSTON | HRCU-A-CB (Split System: Heat Pump with Remote Outdoor Unit-Air-Source) | HMH72B341 |  |  | XAHC48FBCN1 | TM9V080C16MP12 | 32800 | 16.5 | 8.5 | 31800 | 23200 | 72.96% | 2.02 | 0 | 9 |  |  |  | No | R-410A | 2.7333 | Residential & Commercial | No
211397612 | Central HP <5.4 tons | FRASER-JOHNSTON | HRCU-A-CB (Split System: Heat Pump with Remote Outdoor Unit-Air-Source) | HMH72B341 |  |  | XAFD48FBCN1 | TM8V100C16MP12 | 34000 | 16.5 | 8.5 | 33000 | 24400 | 73.94% | 2.1 | 0 | 9 |  |  |  | No | R-410A | 2.8333 | Residential & Commercial | No
211398701 | Central HP <5.4 tons | FRASER-JOHNSTON | HRCU-A-CB (Split System: Heat Pump with Remote Outdoor Unit-Air-Source) | HMH72B341 |  |  | XAUC48FXXN1+TXV | TM8E100B12MP11 | 33400 | 17 | 8.5 | 32400 | 23800 | 73.46% | 2.06 | 0 | 9.5 |  |  |  | No | R-410A | 2.7833 | Residential & Commercial | No
212982666 | Central HP <5.4 tons | DAY & NIGHT | HRCU-A-CB (Split System: Heat Pump with Remote Outdoor Unit-Air-Source) | DLCURAH30ABK |  |  | EA*4X43L21A* | *80MSU0601716A* | 30800 | 15.2 | 8.5 | 33000 | 26200 | 79.39% | 1.86 | 0 | 9 |  |  |  | No | R-410A | 2.5667 | Residential & Commercial | No
215677151 | Central HP <5.4 tons | KENMORE | HRCU-A-CB (Split System: Heat Pump with Remote Outdoor Unit-Air-Source) | (C,H,T)5H0V60*K*AAA* |  |  | EVM5X60M24A*+WALLCON | *95CSU0802120B* | 56500 | 18 | 9 | 63500 | 44500 | 70.08% | 2.08 | 0 | 9 |  |  |  | No | R-454B | 4.7083 | Residential & Commercial | No
215677201 | Central HP <5.4 tons | KENMORE | HRCU-A-CB (Split System: Heat Pump with Remote Outdoor Unit-Air-Source) | (C,H,T)5H0V60*K*AAA* |  |  | EVM5X60M24A*+WALLCON | *96CTN1002122B* | 56500 | 18.5 | 9 | 63000 | 44500 | 70.63% | 2.08 | 0 | 9 |  |  |  | No | R-454B | 4.7083 | Residential & Commercial | No
215670254 | Central HP <5.4 tons | KENMORE | HRCU-A-CB (Split System: Heat Pump with Remote Outdoor Unit-Air-Source) | (C,H,T)5H0V36*K*AAA* |  |  | ESH5X48M12A*+WALLCON | *95CSU0802120B* | 34200 | 16.5 | 8.5 | 35400 | 25200 | 71.19% | 1.88 | 0 | 9.5 |  |  |  | No | R-454B | 2.85 | Residential & Commercial | No
215670304 | Central HP <5.4 tons | KENMORE | HRCU-A-CB (Split System: Heat Pump with Remote Outdoor Unit-Air-Source) | (C,H,T)5H0V36*K*AAA* |  |  | ESH5X48M12A*+WALLCON | *97CMN0802120B* | 34200 | 16.5 | 8.5 | 35400 | 25200 | 71.19% | 1.88 | 0 | 9.5 |  |  |  | No | R-454B | 2.85 | Residential & Commercial | No
215669788 | Central HP <5.4 tons | KENMORE | HRCU-A-CB (Split System: Heat Pump with Remote Outdoor Unit-Air-Source) | (C,H,T)5H0V36*K*AAA* |  |  | ESH5X36M12A*+WALLCON | *80CTL0701716B* | 33600 | 16.5 | 8.5 | 35800 | 25600 | 71.51% | 1.78 | 0 | 9 |  |  |  | No | R-454B | 2.8 | Residential & Commercial | No
215669820 | Central HP <5.4 tons | KENMORE | HRCU-A-CB (Split System: Heat Pump with Remote Outdoor Unit-Air-Source) | (C,H,T)5H0V36*K*AAA* |  |  | ESH5X36M12A*+WALLCON | *80CTL1102120B* | 33800 | 16 | 8.5 | 35600 | 25400 | 71.35% | 1.76 | 0 | 9.5 |  |  |  | No | R-454B | 2.8167 | Residential & Commercial | No
215669852 | Central HP <5.4 tons | KENMORE | HRCU-A-CB (Split System: Heat Pump with Remote Outdoor Unit-Air-Source) | (C,H,T)5H0V36*K*AAA* |  |  | ESH5X36M12A*+WALLCON | *95CSU1002122B* | 33800 | 16.5 | 8.5 | 35800 | 25400 | 70.95% | 1.76 | 0 | 9.5 |  |  |  | No | R-454B | 2.8167 | Residential & Commercial | No
215668746 | Central HP <5.4 tons | KENMORE | HRCU-A-CB (Split System: Heat Pump with Remote Outdoor Unit-Air-Source) | (C,H,T)5H0V36*K*AAA* |  |  | EA*5X37M21A*+WALLCON | *97CMN0801714B* | 34200 | 17.5 | 9 | 35400 | 25400 | 71.75% | 1.88 | 0 | 9.5 |  |  |  | No | R-454B | 2.85 | Residential & Commercial | No
215668546 | Central HP <5.4 tons | KENMORE | HRCU-A-CB (Split System: Heat Pump with Remote Outdoor Unit-Air-Source) | (C,H,T)5H0V36*K*AAA* |  |  | EA*5X37M17A*+WALLCON | *80CSU0601716A* | 33800 | 17.5 | 9 | 35800 | 25600 | 71.51% | 1.88 | 0 | 9.5 |  |  |  | No | R-454B | 2.8167 | Residential & Commercial | No
215667706 | Central HP <5.4 tons | KENMORE | HRCU-A-CB (Split System: Heat Pump with Remote Outdoor Unit-Air-Source) | (C,H,T)5H0V24*K*AAA* |  |  | EA*5X36M17A*+WALLCON | *96CTN0401410B* | 22600 | 16 | 8.5 | 24200 | 17000 | 70.25% | 1.84 | 0 | 9.5 |  |  |  | No | R-454B | 1.8833 | Residential & Commercial | No
211397624 | Central HP <5.4 tons | LUXAIRE | HRCU-A-CB (Split System: Heat Pump with Remote Outdoor Unit-Air-Source) | HMH72B341 |  |  | XAFD48FBCN1 | TM8V080C16MP12 | 34000 | 16.5 | 8.5 | 33000 | 24400 | 73.94% | 2.1 | 0 | 9 |  |  |  | No | R-410A | 2.8333 | Residential & Commercial | No
211393307 | Central HP <5.4 tons | LUXAIRE | HRCU-A-CB (Split System: Heat Pump with Remote Outdoor Unit-Air-Source) | HMH72B341 |  |  | XAHC36DXXN1+TXV | TL8E100C20UH11 | 34000 | 17 | 8.1 | 34000 | 24400 | 71.76% | 2.1 | 0 | 9.5 |  |  |  | No | R-410A | 2.8333 | Residential & Commercial | No
211396143 | Central HP <5.4 tons | LUXAIRE | HRCU-A-CB (Split System: Heat Pump with Remote Outdoor Unit-Air-Source) | HMH72B341 |  |  | XAFC48FXXN1+TXV | TM9E080C16MP12 | 34000 | 17 | 8.1 | 33400 | 24600 | 73.65% | 2.08 | 0 | 9 |  |  |  | No | R-410A | 2.8333 | Residential & Commercial | No
211396376 | Central HP <5.4 tons | LUXAIRE | HRCU-A-CB (Split System: Heat Pump with Remote Outdoor Unit-Air-Source) | HMH72B341 |  |  | XAFC48FBCN1 | TM9E060B12MP12 | 33200 | 16.5 | 8.1 | 32600 | 24000 | 73.62% | 2.02 | 0 | 9 |  |  |  | No | R-410A | 2.7667 | Residential & Commercial | No
211394773 | Central HP <5.4 tons | LUXAIRE | HRCU-A-CB (Split System: Heat Pump with Remote Outdoor Unit-Air-Source) | HMH72B341 |  |  | XAHC48FXXN1+TXV | TP9C100C16MP13 | 33000 | 16.5 | 8.5 | 31800 | 23200 | 72.96% | 2.04 | 0 | 9 |  |  |  | No | R-410A | 2.75 | Residential & Commercial | No
211395472 | Central HP <5.4 tons | LUXAIRE | HRCU-A-CB (Split System: Heat Pump with Remote Outdoor Unit-Air-Source) | HMH72B341 |  |  | XAHC48FXXN1+TXV | TP9C080B12MP13 | 32800 | 16 | 8.1 | 32200 | 23600 | 73.29% | 2.02 | 0 | 9 |  |  |  | No | R-410A | 2.7333 | Residential & Commercial | No
211390082 | Central HP <5.4 tons | CHAMPION HEATING AND COOLING | HRCU-A-CB (Split System: Heat Pump with Remote Outdoor Unit-Air-Source) | HMH72B341 |  |  | XAHC30CXXN1+TXV | TM8V100C16MP12 | 32400 | 17 | 8.1 | 32400 | 22800 | 70.37% | 2 | 0 | 9.5 |  |  |  | No | R-410A | 2.7 | Residential & Commercial | No
211398757 | Central HP <5.4 tons | LUXAIRE | HRCU-A-CB (Split System: Heat Pump with Remote Outdoor Unit-Air-Source) | HMH72B341 |  |  | XAHD48FXXN1+TXV | TMLE080C16MP11 | 32800 | 16.5 | 8.5 | 31600 | 23000 | 72.78% | 2.02 | 0 | 9.5 |  |  |  | No | R-410A | 2.7333 | Residential & Commercial | No
211719787 | Central HP <5.4 tons | COLEMAN | HRCU-A-CB (Split System: Heat Pump with Remote Outdoor Unit-Air-Source) | HMH72B341 |  |  | XAHC48FBCN1 | CPLC080B12MP13 | 32400 | 16 | 8.1 | 32000 | 23600 | 73.75% | 1.98 | 0 | 8.5 |  |  |  | No | R-410A | 2.7 | Residential & Commercial | No
211394944 | Central HP <5.4 tons | LUXAIRE | HRCU-A-CB (Split System: Heat Pump with Remote Outdoor Unit-Air-Source) | HMH72B341 |  |  | XAUC48FXXN1+TXV | TM9V100C16MP12 | 33800 | 16.5 | 8.5 | 32400 | 23800 | 73.46% | 2.08 | 0 | 9.5 |  |  |  | No | R-410A | 2.8167 | Residential & Commercial | No
211719712 | Central HP <5.4 tons | COLEMAN | HRCU-A-CB (Split System: Heat Pump with Remote Outdoor Unit-Air-Source) | HMH72B341 |  |  | XAUB36DXXN1+TXV | CPLC080B12MP13 | 33600 | 17 | 8.1 | 33600 | 23600 | 70.24% | 2.02 | 0 | 9.5 |  |  |  | No | R-410A | 2.8 | Residential & Commercial | No
212982162 | Central HP <5.4 tons | DAY & NIGHT | HRCU-A-CB (Split System: Heat Pump with Remote Outdoor Unit-Air-Source) | DLCURAH30ABK |  |  | EA*4X42L21A* | *80MSU0401712A* | 30000 | 15.2 | 8.5 | 33800 | 27400 | 81.07% | 1.78 | 0 | 9 |  |  |  | No | R-410A | 2.5 | Residential & Commercial | No
212981223 | Central HP <5.4 tons | DAY & NIGHT | HRCU-A-CB (Split System: Heat Pump with Remote Outdoor Unit-Air-Source) | DLCURAH30ABK |  |  | EA*4X42L24A* | *80MS(N,L)1352420A* | 30200 | 15.2 | 8.1 | 34400 | 27400 | 79.65% | 1.8 | 0 | 9 |  |  |  | No | R-410A | 2.5167 | Residential & Commercial | No
212982174 | Central HP <5.4 tons | DAY & NIGHT | HRCU-A-CB (Split System: Heat Pump with Remote Outdoor Unit-Air-Source) | DLCURAH30ABK |  |  | EA*4X43L21A* | *80MSU0401712A* | 30600 | 15.2 | 8.1 | 33200 | 26200 | 78.92% | 1.86 | 0 | 9 |  |  |  | No | R-410A | 2.55 | Residential & Commercial | No
212982978 | Central HP <5.4 tons | DAY & NIGHT | HRCU-A-CB (Split System: Heat Pump with Remote Outdoor Unit-Air-Source) | DLCURAH30ABK |  |  | EA*4X43L21A* | *80MSU0802120A* | 30600 | 15.5 | 8.5 | 33400 | 26200 | 78.44% | 1.88 | 0 | 9 |  |  |  | No | R-410A | 2.55 | Residential & Commercial | No
211395757 | Central HP <5.4 tons | LUXAIRE | HRCU-A-CB (Split System: Heat Pump with Remote Outdoor Unit-Air-Source) | HMH72B341 |  |  | XAHC48FXXN1+TXV | LP9C060B12MP13 | 32400 | 16 | 8.1 | 32000 | 23400 | 73.12% | 2 | 0 | 9 |  |  |  | No | R-410A | 2.7 | Residential & Commercial | No
211396444 | Central HP <5.4 tons | LUXAIRE | HRCU-A-CB (Split System: Heat Pump with Remote Outdoor Unit-Air-Source) | HMH72B341 |  |  | XAHD48FXXN1+TXV | TM8Y100C20MP11 | 33800 | 16.5 | 8.5 | 32400 | 23800 | 73.46% | 2.06 | 0 | 9 |  |  |  | No | R-410A | 2.8167 | Residential & Commercial | No
211396846 | Central HP <5.4 tons | LUXAIRE | HRCU-A-CB (Split System: Heat Pump with Remote Outdoor Unit-Air-Source) | HMH72B341 |  |  | XAFD48FXXN1+TXV | TM8Y080C16MP11 | 34000 | 17.5 | 8.5 | 33200 | 24400 | 73.49% | 2.08 | 0 | 9 |  |  |  | No | R-410A | 2.8333 | Residential & Commercial | No
211396945 | Central HP <5.4 tons | LUXAIRE | HRCU-A-CB (Split System: Heat Pump with Remote Outdoor Unit-Air-Source) | HMH72B341 |  |  | XAFC48FBCN1 | TM8Y080C16MP11 | 34000 | 17.5 | 8.5 | 33200 | 24400 | 73.49% | 2.08 | 0 | 9 |  |  |  | No | R-410A | 2.8333 | Residential & Commercial | No
211390789 | Central HP <5.4 tons | LUXAIRE | HRCU-A-CB (Split System: Heat Pump with Remote Outdoor Unit-Air-Source) | HMH72B341 |  |  | XAFB36DBCN1 | LPLC080B12MP13 | 33600 | 17 | 8.1 | 33600 | 23600 | 70.24% | 2.02 | 0 | 9.5 |  |  |  | No | R-410A | 2.8 | Residential & Commercial | No
211388426 | Central HP <5.4 tons | LUXAIRE | HRCU-A-CB (Split System: Heat Pump with Remote Outdoor Unit-Air-Source) | HMH72B341 |  |  | XAFB30CXXN1+TXV | LP9C060B12MP13 | 32600 | 17 | 8.1 | 33600 | 23600 | 70.24% | 2.02 | 0 | 9.5 |  |  |  | No | R-410A | 2.7167 | Residential & Commercial | No
211388599 | Central HP <5.4 tons | LUXAIRE | HRCU-A-CB (Split System: Heat Pump with Remote Outdoor Unit-Air-Source) | HMH72B341 |  |  | XAHC30CXXN1+TXV | TM9E100C16MP12 | 32200 | 17.5 | 8.1 | 32400 | 22800 | 70.37% | 2 | 0 | 9.5 |  |  |  | No | R-410A | 2.6833 | Residential & Commercial | No
211397195 | Central HP <5.4 tons | LUXAIRE | HRCU-A-CB (Split System: Heat Pump with Remote Outdoor Unit-Air-Source) | HMH72B341 |  |  | XAHC48FBCN1 | LPLC120C20MP13 | 33800 | 16.5 | 8.5 | 32400 | 23800 | 73.46% | 2.06 | 0 | 9 |  |  |  | No | R-410A | 2.8167 | Residential & Commercial | No
211397480 | Central HP <5.4 tons | LUXAIRE | HRCU-A-CB (Split System: Heat Pump with Remote Outdoor Unit-Air-Source) | HMH72B341 |  |  | XAHC48FBCN1 | TPLC080C16MP13 | 33600 | 16.5 | 8.5 | 32400 | 23800 | 73.46% | 2.06 | 0 | 9 |  |  |  | No | R-410A | 2.8 | Residential & Commercial | No
211390996 | Central HP <5.4 tons | LUXAIRE | HRCU-A-CB (Split System: Heat Pump with Remote Outdoor Unit-Air-Source) | HMH72B341 |  |  | XAFB36DXXN1+TXV | TM8V060A12MP12 | 34000 | 17.5 | 8.1 | 34000 | 24200 | 71.18% | 2.06 | 0 | 9.5 |  |  |  | No | R-410A | 2.8333 | Residential & Commercial | No
211391011 | Central HP <5.4 tons | LUXAIRE | HRCU-A-CB (Split System: Heat Pump with Remote Outdoor Unit-Air-Source) | HMH72B341 |  |  | XAFB36DXXN1+TXV | TMLV060A12MP12 | 34000 | 17.5 | 8.1 | 34000 | 24200 | 71.18% | 2.06 | 0 | 9.5 |  |  |  | No | R-410A | 2.8333 | Residential & Commercial | No
215670383 | Central HP <5.4 tons | KEEPRITE | HRCU-A-CB (Split System: Heat Pump with Remote Outdoor Unit-Air-Source) | C5H0V36*K*AAA* |  |  | ESH5X60M12A*+WALLCON | *80CSU0401712A* | 34600 | 17 | 8.5 | 34600 | 24800 | 71.68% | 1.8 | 0 | 9.5 |  |  |  | No | R-454B | 2.8833 | Residential & Commercial | No
215670403 | Central HP <5.4 tons | KEEPRITE | HRCU-A-CB (Split System: Heat Pump with Remote Outdoor Unit-Air-Source) | C5H0V36*K*AAA* |  |  | ESH5X60M12A*+WALLCON | *80CTL0451712B* | 34200 | 16.5 | 8.5 | 35000 | 25200 | 72% | 1.78 | 0 | 9 |  |  |  | No | R-454B | 2.85 | Residential & Commercial | No
215670503 | Central HP <5.4 tons | KEEPRITE | HRCU-A-CB (Split System: Heat Pump with Remote Outdoor Unit-Air-Source) | C5H0V36*K*AAA* |  |  | ESH5X60M12A*+WALLCON | *97CMN0601714B* | 34200 | 16.5 | 8.5 | 34800 | 25200 | 72.41% | 1.8 | 0 | 9.5 |  |  |  | No | R-454B | 2.85 | Residential & Commercial | No
215669851 | Central HP <5.4 tons | KEEPRITE | HRCU-A-CB (Split System: Heat Pump with Remote Outdoor Unit-Air-Source) | C5H0V36*K*AAA* |  |  | ESH5X36M12A*+WALLCON | *95CSU1002122B* | 33800 | 16.5 | 8.5 | 35800 | 25400 | 70.95% | 1.76 | 0 | 9.5 |  |  |  | No | R-454B | 2.8167 | Residential & Commercial | No
215669899 | Central HP <5.4 tons | KEEPRITE | HRCU-A-CB (Split System: Heat Pump with Remote Outdoor Unit-Air-Source) | C5H0V36*K*AAA* |  |  | ESH5X36M12A*+WALLCON | *97CMN1202422B* | 33800 | 16.5 | 8.5 | 35800 | 25400 | 70.95% | 1.76 | 0 | 9.5 |  |  |  | No | R-454B | 2.8167 | Residential & Commercial | No
212983157 | Central HP <5.4 tons | DAY & NIGHT | HRCU-A-CB (Split System: Heat Pump with Remote Outdoor Unit-Air-Source) | DLCURAH24ABK |  |  | EA*4X30L17A* | *92MSN0401712A* | 23400 | 16 | 8.5 | 26400 | 24800 | 93.94% | 2.04 | 0 | 9.5 |  |  |  | No | R-410A | 1.95 | Residential & Commercial | No
211386632 | Central HP <5.4 tons | FRASER-JOHNSTON | HRCU-A-CB (Split System: Heat Pump with Remote Outdoor Unit-Air-Source) | HMH72B341 |  |  | XAFC48FBCN1+JMET12CS2N1 |  | 34000 | 17.5 | 8.5 | 32600 | 23800 | 73.01% | 2.12 | 0 | 9.5 |  |  |  | No | R-410A | 2.8333 | Residential & Commercial | No
211386700 | Central HP <5.4 tons | FRASER-JOHNSTON | HRCU-A-CB (Split System: Heat Pump with Remote Outdoor Unit-Air-Source) | HMH72B341 |  |  | XAHC36DBCN1 | TM9Y100C20MP11 | 34000 | 15.5 | 8.1 | 34000 | 24400 | 71.76% | 2.06 | 0 | 9.5 |  |  |  | No | R-410A | 2.8333 | Residential & Commercial | No
211388238 | Central HP <5.4 tons | FRASER-JOHNSTON | HRCU-A-CB (Split System: Heat Pump with Remote Outdoor Unit-Air-Source) | HMH72B341 |  |  | XAFC36DBCN1 | TM9V060B12MP12 | 34000 | 17.5 | 8.1 | 34000 | 24200 | 71.18% | 2.06 | 0 | 9.5 |  |  |  | No | R-410A | 2.8333 | Residential & Commercial | No
213297670 | Central HP <5.4 tons | FRASER-JOHNSTON | HRCU-A-CB (Split System: Heat Pump with Remote Outdoor Unit-Air-Source) | HMH72B341 |  |  | XAHB30CXXN1+JMVT12BC2N1+TXV |  | 32600 | 17.5 | 8.1 | 32400 | 22800 | 70.37% | 2.02 | 0 | 9.5 |  |  |  | No | R-410A | 2.7167 | Residential & Commercial | No
213297755 | Central HP <5.4 tons | FRASER-JOHNSTON | HRCU-A-CB (Split System: Heat Pump with Remote Outdoor Unit-Air-Source) | HMH72B341 |  |  | XAHB30CXXN1+TXV | Z8ET080B12LMPS1 | 31800 | 18 | 8.1 | 32200 | 22600 | 70.19% | 2 | 0 | 9.5 |  |  |  | No | R-410A | 2.65 | Residential & Commercial | No
213297785 | Central HP <5.4 tons | FRASER-JOHNSTON | HRCU-A-CB (Split System: Heat Pump with Remote Outdoor Unit-Air-Source) | HMH72B341 |  |  | XAFC30CXXN1+TXV | Z8ES100C16LMPS1 | 33600 | 18 | 8.5 | 33000 | 23400 | 70.91% | 2.06 | 0 | 9.5 |  |  |  | No | R-410A | 2.8 | Residential & Commercial | No
213297820 | Central HP <5.4 tons | FRASER-JOHNSTON | HRCU-A-CB (Split System: Heat Pump with Remote Outdoor Unit-Air-Source) | HMH72B341 |  |  | XAFB30CXXN1+TXV | Z8ES080B12SMPS1 | 33000 | 18 | 8.5 | 33000 | 23400 | 70.91% | 2.04 | 0 | 9.5 |  |  |  | No | R-410A | 2.75 | Residential & Commercial | No
213297870 | Central HP <5.4 tons | FRASER-JOHNSTON | HRCU-A-CB (Split System: Heat Pump with Remote Outdoor Unit-Air-Source) | HMH72B341 |  |  | XAHC36DBCN1 | Z9ES100C20SMPS1 | 34000 | 17 | 8.1 | 33400 | 23600 | 70.66% | 2.06 | 0 | 9.5 |  |  |  | No | R-410A | 2.8333 | Residential & Commercial | No
211385831 | Central HP <5.4 tons | FRASER-JOHNSTON | HRCU-A-CB (Split System: Heat Pump with Remote Outdoor Unit-Air-Source) | HMH72B341 |  |  | XAFC48FXXN1+TXV | TM8E080C16MP11 | 33400 | 17 | 8.5 | 32200 | 23400 | 72.67% | 2.06 | 0 | 9.5 |  |  |  | No | R-410A | 2.7833 | Residential & Commercial | No
211386183 | Central HP <5.4 tons | FRASER-JOHNSTON | HRCU-A-CB (Split System: Heat Pump with Remote Outdoor Unit-Air-Source) | HMH72B341 |  |  | XAHD48FXXN1+TXV | TL9E080C16UH11 | 33200 | 16 | 8.1 | 32400 | 23600 | 72.84% | 2.04 | 0 | 9 |  |  |  | No | R-410A | 2.7667 | Residential & Commercial | No
211386384 | Central HP <5.4 tons | FRASER-JOHNSTON | HRCU-A-CB (Split System: Heat Pump with Remote Outdoor Unit-Air-Source) | HMH72B341 |  |  | XAHC48FXXN1+TXV | TL8E100C20UH11 | 33400 | 16 | 8.5 | 32000 | 23200 | 72.5% | 2.06 | 0 | 9.5 |  |  |  | No | R-410A | 2.7833 | Residential & Commercial | No
215670263 | Central HP <5.4 tons | KEEPRITE | HRCU-A-CB (Split System: Heat Pump with Remote Outdoor Unit-Air-Source) | C5H0V36*K*AAA* |  |  | ESH5X48M12A*+WALLCON | *95CSU1002122B* | 34200 | 16.5 | 8.5 | 35400 | 25200 | 71.19% | 1.9 | 0 | 9.5 |  |  |  | No | R-454B | 2.85 | Residential & Commercial | No
211397711 | Central HP <5.4 tons | LUXAIRE | HRCU-A-CB (Split System: Heat Pump with Remote Outdoor Unit-Air-Source) | HMH72B341 |  |  | XAFC48FXXN1+TXV | TM8V080C16MP12 | 34000 | 16.5 | 8.5 | 33200 | 24400 | 73.49% | 2.1 | 0 | 9 |  |  |  | No | R-410A | 2.8333 | Residential & Commercial | No
211393502 | Central HP <5.4 tons | LUXAIRE | HRCU-A-CB (Split System: Heat Pump with Remote Outdoor Unit-Air-Source) | HMH72B341 |  |  | XAHB36DBCN1 | TL8E060A12UH11 | 33200 | 17.5 | 8.1 | 33000 | 23400 | 70.91% | 2 | 0 | 9.5 |  |  |  | No | R-410A | 2.7667 | Residential & Commercial | No
211390008 | Central HP <5.4 tons | LUXAIRE | HRCU-A-CB (Split System: Heat Pump with Remote Outdoor Unit-Air-Source) | HMH72B341 |  |  | XAHC36DBCN1 | TM8V080C16MP12 | 34000 | 17 | 8.1 | 34000 | 24600 | 72.35% | 2.08 | 0 | 9.5 |  |  |  | No | R-410A | 2.8333 | Residential & Commercial | No
211392815 | Central HP <5.4 tons | LUXAIRE | HRCU-A-CB (Split System: Heat Pump with Remote Outdoor Unit-Air-Source) | HMH72B341 |  |  | XAHB30CXXN1+TXV | TMLE040A12MP11 | 32000 | 17.5 | 8.1 | 31800 | 23000 | 72.33% | 1.98 | 0 | 9.5 |  |  |  | No | R-410A | 2.6667 | Residential & Commercial | No
211390699 | Central HP <5.4 tons | LUXAIRE | HRCU-A-CB (Split System: Heat Pump with Remote Outdoor Unit-Air-Source) | HMH72B341 |  |  | XAFB36DXXN1+TXV | TM8V080B12MP12 | 33600 | 17 | 8.1 | 33600 | 23600 | 70.24% | 2.02 | 0 | 9.5 |  |  |  | No | R-410A | 2.8 | Residential & Commercial | No
211390922 | Central HP <5.4 tons | LUXAIRE | HRCU-A-CB (Split System: Heat Pump with Remote Outdoor Unit-Air-Source) | HMH72B341 |  |  | XAHB36DBCN1 | TMLV060A12MP12 | 33400 | 16.5 | 8.1 | 33600 | 23800 | 70.83% | 2.02 | 0 | 9.5 |  |  |  | No | R-410A | 2.7833 | Residential & Commercial | No
211390070 | Central HP <5.4 tons | LUXAIRE | HRCU-A-CB (Split System: Heat Pump with Remote Outdoor Unit-Air-Source) | HMH72B341 |  |  | XAHC36DBCN1 | LPLC100C16MP13 | 34000 | 17 | 8.1 | 34000 | 24600 | 72.35% | 2.08 | 0 | 9.5 |  |  |  | No | R-410A | 2.8333 | Residential & Commercial | No
212979791 | Central HP <5.4 tons | DAY & NIGHT | HRCU-A-CB (Split System: Heat Pump with Remote Outdoor Unit-Air-Source) | DLCURAH30ABK |  |  | END4X42L17** | *80MS(N,L)0901714A* | 30000 | 15.2 | 8.1 | 34000 | 27200 | 80% | 1.82 | 0 | 9 |  |  |  | No | R-410A | 2.5 | Residential & Commercial | No
211398038 | Central HP <5.4 tons | LUXAIRE | HRCU-A-CB (Split System: Heat Pump with Remote Outdoor Unit-Air-Source) | HMH72B341 |  |  | XAFC48FBCN1 | TM8V080B12MP12 | 33000 | 16 | 8.1 | 32600 | 24000 | 73.62% | 2.02 | 0 | 9 |  |  |  | No | R-410A | 2.75 | Residential & Commercial | No
211395032 | Central HP <5.4 tons | LUXAIRE | HRCU-A-CB (Split System: Heat Pump with Remote Outdoor Unit-Air-Source) | HMH72B341 |  |  | XAHD48FBCN1 | TM9V080C16MP12 | 32600 | 16 | 8.1 | 31800 | 23200 | 72.96% | 2.02 | 0 | 9 |  |  |  | No | R-410A | 2.7167 | Residential & Commercial | No
211398324 | Central HP <5.4 tons | LUXAIRE | HRCU-A-CB (Split System: Heat Pump with Remote Outdoor Unit-Air-Source) | HMH72B341 |  |  | XAFC48FBCN1 | TMLE120C16MP11 | 33600 | 17 | 8.5 | 32400 | 23600 | 72.84% | 2.08 | 0 | 9.5 |  |  |  | No | R-410A | 2.8 | Residential & Commercial | No
211387100 | Central HP <5.4 tons | FRASER-JOHNSTON | HRCU-A-CB (Split System: Heat Pump with Remote Outdoor Unit-Air-Source) | HMH72B341 |  |  | XAHC30CXXN1+TXV | TM9Y060B12MP11 | 31800 | 17 | 8.1 | 33000 | 23200 | 70.3% | 1.96 | 0 | 9 |  |  |  | No | R-410A | 2.65 | Residential & Commercial | No
212982618 | Central HP <5.4 tons | DAY & NIGHT | HRCU-A-CB (Split System: Heat Pump with Remote Outdoor Unit-Air-Source) | DLCURAH30ABK |  |  | EA*4X36L21A* | *80MSU0601716A* | 29600 | 15.2 | 8.1 | 34000 | 27800 | 81.76% | 1.78 | 0 | 9 |  |  |  | No | R-410A | 2.4667 | Residential & Commercial | No
212980228 | Central HP <5.4 tons | DAY & NIGHT | HRCU-A-CB (Split System: Heat Pump with Remote Outdoor Unit-Air-Source) | DLCURAH30ABK |  |  | EA*4X43L21A* | *80MS(N,L)0902116A* | 30600 | 15.2 | 8.1 | 33400 | 26400 | 79.04% | 1.86 | 0 | 9 |  |  |  | No | R-410A | 2.55 | Residential & Commercial | No
211390681 | Central HP <5.4 tons | LUXAIRE | HRCU-A-CB (Split System: Heat Pump with Remote Outdoor Unit-Air-Source) | HMH72B341 |  |  | XAFC30CXXN1+TXV | TPLC080B12MP13 | 32400 | 17 | 8.1 | 34000 | 23800 | 70% | 2 | 0 | 9.5 |  |  |  | No | R-410A | 2.7 | Residential & Commercial | No
211390824 | Central HP <5.4 tons | LUXAIRE | HRCU-A-CB (Split System: Heat Pump with Remote Outdoor Unit-Air-Source) | HMH72B341 |  |  | XAFB30CXXN1+TXV | LPLC080B12MP13 | 32400 | 17 | 8.1 | 33600 | 23600 | 70.24% | 2 | 0 | 9.5 |  |  |  | No | R-410A | 2.7 | Residential & Commercial | No
211392026 | Central HP <5.4 tons | LUXAIRE | HRCU-A-CB (Split System: Heat Pump with Remote Outdoor Unit-Air-Source) | HMH72B341 |  |  | XAHC30CXXN1+TXV | TM8E080C16MP11 | 32200 | 17.5 | 8.1 | 32400 | 22800 | 70.37% | 2 | 0 | 9.5 |  |  |  | No | R-410A | 2.6833 | Residential & Commercial | No
211388510 | Central HP <5.4 tons | LUXAIRE | HRCU-A-CB (Split System: Heat Pump with Remote Outdoor Unit-Air-Source) | HMH72B341 |  |  | XAFB36DBCN1 | TM9V040A10MP12 | 33200 | 17 | 8.1 | 33200 | 23400 | 70.48% | 2 | 0 | 9.5 |  |  |  | No | R-410A | 2.7667 | Residential & Commercial | No
211390616 | Central HP <5.4 tons | LUXAIRE | HRCU-A-CB (Split System: Heat Pump with Remote Outdoor Unit-Air-Source) | HMH72B341 |  |  | XAFC36DXXN1+TXV | TPLC080B12MP13 | 33800 | 17 | 8.1 | 34000 | 24200 | 71.18% | 2.04 | 0 | 9.5 |  |  |  | No | R-410A | 2.8167 | Residential & Commercial | No
211389304 | Central HP <5.4 tons | LUXAIRE | HRCU-A-CB (Split System: Heat Pump with Remote Outdoor Unit-Air-Source) | HMH72B341 |  |  | XAHC36DBCN1 | TM8Y120C20MP11 | 34000 | 17 | 8.1 | 33800 | 24200 | 71.6% | 2.08 | 0 | 9.5 |  |  |  | No | R-410A | 2.8333 | Residential & Commercial | No
211389663 | Central HP <5.4 tons | LUXAIRE | HRCU-A-CB (Split System: Heat Pump with Remote Outdoor Unit-Air-Source) | HMH72B341 |  |  | XAHB36DBCN1 | TM8Y080B12MP11 | 33000 | 17.5 | 8.1 | 32800 | 23000 | 70.12% | 2 | 0 | 9.5 |  |  |  | No | R-410A | 2.75 | Residential & Commercial | No
211393518 | Central HP <5.4 tons | LUXAIRE | HRCU-A-CB (Split System: Heat Pump with Remote Outdoor Unit-Air-Source) | HMH72B341 |  |  | XAHB30CXXN1+TXV | TL8E060A12UH11 | 32000 | 17.5 | 8.1 | 32600 | 23000 | 70.55% | 1.98 | 0 | 9.5 |  |  |  | No | R-410A | 2.6667 | Residential & Commercial | No
211394004 | Central HP <5.4 tons | LUXAIRE | HRCU-A-CB (Split System: Heat Pump with Remote Outdoor Unit-Air-Source) | HMH72B341 |  |  | XAHD48FBCN1 | TM9Y080C16MP11 | 32800 | 17 | 8.1 | 31800 | 23200 | 72.96% | 2.02 | 0 | 9 |  |  |  | No | R-410A | 2.7333 | Residential & Commercial | No
211394520 | Central HP <5.4 tons | LUXAIRE | HRCU-A-CB (Split System: Heat Pump with Remote Outdoor Unit-Air-Source) | HMH72B341 |  |  | XAHC48FBCN1 | LP9C100C20MP13 | 33200 | 17 | 8.5 | 32000 | 23400 | 73.12% | 2.04 | 0 | 9 |  |  |  | No | R-410A | 2.7667 | Residential & Commercial | No
211394570 | Central HP <5.4 tons | LUXAIRE | HRCU-A-CB (Split System: Heat Pump with Remote Outdoor Unit-Air-Source) | HMH72B341 |  |  | XAFD48FBCN1 | TP9C100C20MP13 | 34000 | 16.5 | 8.5 | 33000 | 24200 | 73.33% | 2.1 | 0 | 9 |  |  |  | No | R-410A | 2.8333 | Residential & Commercial | No
211398389 | Central HP <5.4 tons | LUXAIRE | HRCU-A-CB (Split System: Heat Pump with Remote Outdoor Unit-Air-Source) | HMH72B341 |  |  | XAHD48FBCN1 | TMLE100C16MP11 | 32800 | 16.5 | 8.5 | 31600 | 23200 | 73.42% | 2.02 | 0 | 9.5 |  |  |  | No | R-410A | 2.7333 | Residential & Commercial | No
211398475 | Central HP <5.4 tons | LUXAIRE | HRCU-A-CB (Split System: Heat Pump with Remote Outdoor Unit-Air-Source) | HMH72B341 |  |  | XAFD48FXXN1+TXV | TMLE100C16MP11 | 33600 | 17 | 8.5 | 32400 | 23600 | 72.84% | 2.08 | 0 | 9.5 |  |  |  | No | R-410A | 2.8 | Residential & Commercial | No
211398742 | Central HP <5.4 tons | LUXAIRE | HRCU-A-CB (Split System: Heat Pump with Remote Outdoor Unit-Air-Source) | HMH72B341 |  |  | XAHD48FXXN1+TXV | TM8E080C16MP11 | 32800 | 16.5 | 8.5 | 31600 | 23000 | 72.78% | 2.02 | 0 | 9.5 |  |  |  | No | R-410A | 2.7333 | Residential & Commercial | No
211393809 | Central HP <5.4 tons | LUXAIRE | HRCU-A-CB (Split System: Heat Pump with Remote Outdoor Unit-Air-Source) | HMH72B341 |  |  | XAHD48FBCN1 | TM9Y120D20MP11 | 33200 | 16.5 | 8.5 | 32000 | 23400 | 73.12% | 2.04 | 0 | 9 |  |  |  | No | R-410A | 2.7667 | Residential & Commercial | No
211388286 | Central HP <5.4 tons | FRASER-JOHNSTON | HRCU-A-CB (Split System: Heat Pump with Remote Outdoor Unit-Air-Source) | HMH72B341 |  |  | XAFC30CXXN1+TXV | TP9C060B12MP13 | 32600 | 17 | 8.1 | 33600 | 23600 | 70.24% | 2.02 | 0 | 9.5 |  |  |  | No | R-410A | 2.7167 | Residential & Commercial | No
211393929 | Central HP <5.4 tons | LUXAIRE | HRCU-A-CB (Split System: Heat Pump with Remote Outdoor Unit-Air-Source) | HMH72B341 |  |  | XAFD48FBCN1 | TM9Y100C16MP11 | 33400 | 17 | 8.5 | 32400 | 23600 | 72.84% | 2.06 | 0 | 9.5 |  |  |  | No | R-410A | 2.7833 | Residential & Commercial | No
211394161 | Central HP <5.4 tons | LUXAIRE | HRCU-A-CB (Split System: Heat Pump with Remote Outdoor Unit-Air-Source) | HMH72B341 |  |  | XAFC48FBCN1 | TM9Y080B12MP11 | 33400 | 17 | 8.1 | 32800 | 24200 | 73.78% | 2.04 | 0 | 9 |  |  |  | No | R-410A | 2.7833 | Residential & Commercial | No
211394296 | Central HP <5.4 tons | LUXAIRE | HRCU-A-CB (Split System: Heat Pump with Remote Outdoor Unit-Air-Source) | HMH72B341 |  |  | XAHD48FBCN1 | TM9V120D20MP12 | 33400 | 16.5 | 8.5 | 32000 | 23200 | 72.5% | 2.06 | 0 | 9.5 |  |  |  | No | R-410A | 2.7833 | Residential & Commercial | No
211395013 | Central HP <5.4 tons | LUXAIRE | HRCU-A-CB (Split System: Heat Pump with Remote Outdoor Unit-Air-Source) | HMH72B341 |  |  | XAHD48FXXN1+TXV | TP9C080C16MP13 | 32600 | 16 | 8.1 | 31800 | 23200 | 72.96% | 2.02 | 0 | 9 |  |  |  | No | R-410A | 2.7167 | Residential & Commercial | No
211390714 | Central HP <5.4 tons | LUXAIRE | HRCU-A-CB (Split System: Heat Pump with Remote Outdoor Unit-Air-Source) | HMH72B341 |  |  | XAFB36DXXN1+TXV | TPLC080B12MP13 | 33600 | 17 | 8.1 | 33600 | 23600 | 70.24% | 2.02 | 0 | 9.5 |  |  |  | No | R-410A | 2.8 | Residential & Commercial | No
211390857 | Central HP <5.4 tons | LUXAIRE | HRCU-A-CB (Split System: Heat Pump with Remote Outdoor Unit-Air-Source) | HMH72B341 |  |  | XAUB30CXXN1+TXV | LPLC080B12MP13 | 32400 | 17 | 8.1 | 33600 | 23600 | 70.24% | 2 | 0 | 9.5 |  |  |  | No | R-410A | 2.7 | Residential & Commercial | No
211390437 | Central HP <5.4 tons | LUXAIRE | HRCU-A-CB (Split System: Heat Pump with Remote Outdoor Unit-Air-Source) | HMH72B341 |  |  | XAHC36DBCN1 | TM8V080B12MP12 | 32800 | 16.5 | 8.1 | 32800 | 23200 | 70.73% | 1.98 | 0 | 9.5 |  |  |  | No | R-410A | 2.7333 | Residential & Commercial | No
212982954 | Central HP <5.4 tons | DAY & NIGHT | HRCU-A-CB (Split System: Heat Pump with Remote Outdoor Unit-Air-Source) | DLCURAH30ABK |  |  | EA*4X42L21A* | *80MSU0802120A* | 29600 | 15.5 | 8.5 | 33600 | 27600 | 82.14% | 1.78 | 0 | 9 |  |  |  | No | R-410A | 2.4667 | Residential & Commercial | No
212979457 | Central HP <5.4 tons | DAY & NIGHT | HRCU-A-CB (Split System: Heat Pump with Remote Outdoor Unit-Air-Source) | DLCURAH30ABK |  |  | EA*4X42L24A* | *80MS(N,L)0702116A* | 29800 | 15.2 | 8.1 | 34200 | 27600 | 80.7% | 1.8 | 0 | 9 |  |  |  | No | R-410A | 2.4833 | Residential & Commercial | No
212980976 | Central HP <5.4 tons | DAY & NIGHT | HRCU-A-CB (Split System: Heat Pump with Remote Outdoor Unit-Air-Source) | DLCURAH30ABK |  |  | EN(A,D,W)4X42L21** | *80MS(N,L)1102120A* | 30200 | 15.2 | 8.1 | 34400 | 27600 | 80.23% | 1.8 | 0 | 9 |  |  |  | No | R-410A | 2.5167 | Residential & Commercial | No
211389415 | Central HP <5.4 tons | LUXAIRE | HRCU-A-CB (Split System: Heat Pump with Remote Outdoor Unit-Air-Source) | HMH72B341 |  |  | XAFC30CXXN1+TXV | TM8Y120C20MP11 | 33600 | 18 | 8.5 | 33600 | 23600 | 70.24% | 2.06 | 0 | 9.5 |  |  |  | No | R-410A | 2.8 | Residential & Commercial | No
211388762 | Central HP <5.4 tons | LUXAIRE | HRCU-A-CB (Split System: Heat Pump with Remote Outdoor Unit-Air-Source) | HMH72B341 |  |  | XAHC36DBCN1 | TM9E080B12MP12 | 33400 | 17 | 8.1 | 33200 | 23400 | 70.48% | 2.02 | 0 | 9.5 |  |  |  | No | R-410A | 2.7833 | Residential & Commercial | No
211388445 | Central HP <5.4 tons | LUXAIRE | HRCU-A-CB (Split System: Heat Pump with Remote Outdoor Unit-Air-Source) | HMH72B341 |  |  | XAUB30CXXN1+TXV | TP9C060B12MP13 | 32600 | 17 | 8.1 | 33600 | 23600 | 70.24% | 2.02 | 0 | 9.5 |  |  |  | No | R-410A | 2.7167 | Residential & Commercial | No
211394653 | Central HP <5.4 tons | LUXAIRE | HRCU-A-CB (Split System: Heat Pump with Remote Outdoor Unit-Air-Source) | HMH72B341 |  |  | XAFC48FBCN1 | TP9C100C20MP13 | 34000 | 16.5 | 8.5 | 33000 | 24200 | 73.33% | 2.1 | 0 | 9 |  |  |  | No | R-410A | 2.8333 | Residential & Commercial | No
211389274 | Central HP <5.4 tons | LUXAIRE | HRCU-A-CB (Split System: Heat Pump with Remote Outdoor Unit-Air-Source) | HMH72B341 |  |  | XAHC36DXXN1+TXV | TM8Y120C20MP11 | 34000 | 17 | 8.1 | 33800 | 24200 | 71.6% | 2.08 | 0 | 9.5 |  |  |  | No | R-410A | 2.8333 | Residential & Commercial | No
211389926 | Central HP <5.4 tons | LUXAIRE | HRCU-A-CB (Split System: Heat Pump with Remote Outdoor Unit-Air-Source) | HMH72B341 |  |  | XAHC36DXXN1+TXV | TM8V080C16MP12 | 34000 | 17 | 8.1 | 34000 | 24600 | 72.35% | 2.08 | 0 | 9.5 |  |  |  | No | R-410A | 2.8333 | Residential & Commercial | No
211390792 | Central HP <5.4 tons | LUXAIRE | HRCU-A-CB (Split System: Heat Pump with Remote Outdoor Unit-Air-Source) | HMH72B341 |  |  | XAUB36DXXN1+TXV | LPLC080B12MP13 | 33600 | 17 | 8.1 | 33600 | 23600 | 70.24% | 2.02 | 0 | 9.5 |  |  |  | No | R-410A | 2.8 | Residential & Commercial | No
211390845 | Central HP <5.4 tons | LUXAIRE | HRCU-A-CB (Split System: Heat Pump with Remote Outdoor Unit-Air-Source) | HMH72B341 |  |  | XAUB30CXXN1+TXV | TPLC080B12MP13 | 32400 | 17 | 8.1 | 33600 | 23600 | 70.24% | 2 | 0 | 9.5 |  |  |  | No | R-410A | 2.7 | Residential & Commercial | No
213296800 | Central HP <5.4 tons | FRASER-JOHNSTON | HRCU-A-CB (Split System: Heat Pump with Remote Outdoor Unit-Air-Source) | HMH72B341 |  |  | XAUB30CXXN1+TXV | Z9ET080B12SMPS1 | 32600 | 18.5 | 8.1 | 33000 | 23400 | 70.91% | 2.02 | 0 | 9.5 |  |  |  | No | R-410A | 2.7167 | Residential & Commercial | No
213076629 | Central HP <5.4 tons | BRYANT HEATING AND COOLING SYSTEMS | HRCU-A-CB (Split System: Heat Pump with Remote Outdoor Unit-Air-Source) | 38MURAQ36AB3* |  |  | CAP**3621AL* | 82*TB60090V21*** | 35000 | 16 | 8.1 | 38500 | 35200 | 91.43% | 1.82 | 0 | 9.5 |  |  |  | No | R-410A | 2.9167 | Residential & Commercial | No
213078034 | Central HP <5.4 tons | BRYANT HEATING AND COOLING SYSTEMS | HRCU-A-CB (Split System: Heat Pump with Remote Outdoor Unit-Air-Source) | 38MURAQ36AB3* |  |  | CAP**3617AL* | 8(0,1)*SB48070M17*** | 35200 | 15.5 | 8.1 | 39000 | 35200 | 90.26% | 1.84 | 0 | 9.5 |  |  |  | No | R-410A | 2.9333 | Residential & Commercial | No
211397362 | Central HP <5.4 tons | LUXAIRE | HRCU-A-CB (Split System: Heat Pump with Remote Outdoor Unit-Air-Source) | HMH72B341 |  |  | XAHD48FBCN1 | LPLC100C16MP13 | 33600 | 16 | 8.5 | 32400 | 23800 | 73.46% | 2.06 | 0 | 9 |  |  |  | No | R-410A | 2.8 | Residential & Commercial | No
211390878 | Central HP <5.4 tons | LUXAIRE | HRCU-A-CB (Split System: Heat Pump with Remote Outdoor Unit-Air-Source) | HMH72B341 |  |  | XAHB36DXXN1+TXV | TMLV060A12MP12 | 33400 | 16.5 | 8.1 | 33600 | 23800 | 70.83% | 2.02 | 0 | 9.5 |  |  |  | No | R-410A | 2.7833 | Residential & Commercial | No
211391026 | Central HP <5.4 tons | LUXAIRE | HRCU-A-CB (Split System: Heat Pump with Remote Outdoor Unit-Air-Source) | HMH72B341 |  |  | XAFB36DXXN1+TXV | TPLC060A12MP13 | 34000 | 17.5 | 8.1 | 34000 | 24200 | 71.18% | 2.06 | 0 | 9.5 |  |  |  | No | R-410A | 2.8333 | Residential & Commercial | No
211391160 | Central HP <5.4 tons | LUXAIRE | HRCU-A-CB (Split System: Heat Pump with Remote Outdoor Unit-Air-Source) | HMH72B341 |  |  | XAFB30CXXN1+TXV | TPLC060A12MP13 | 32800 | 17.5 | 8.1 | 33400 | 23400 | 70.06% | 2.02 | 0 | 9.5 |  |  |  | No | R-410A | 2.7333 | Residential & Commercial | No
211396920 | Central HP <5.4 tons | LUXAIRE | HRCU-A-CB (Split System: Heat Pump with Remote Outdoor Unit-Air-Source) | HMH72B341 |  |  | XAFC48FBCN1 | TM8Y100C16MP11 | 34000 | 17.5 | 8.5 | 33200 | 24400 | 73.49% | 2.08 | 0 | 9 |  |  |  | No | R-410A | 2.8333 | Residential & Commercial | No
211396984 | Central HP <5.4 tons | LUXAIRE | HRCU-A-CB (Split System: Heat Pump with Remote Outdoor Unit-Air-Source) | HMH72B341 |  |  | XAHC48FBCN1 | TM8Y080B12MP11 | 32600 | 17 | 8.1 | 31600 | 23000 | 72.78% | 2.02 | 0 | 9 |  |  |  | No | R-410A | 2.7167 | Residential & Commercial | No
211397654 | Central HP <5.4 tons | LUXAIRE | HRCU-A-CB (Split System: Heat Pump with Remote Outdoor Unit-Air-Source) | HMH72B341 |  |  | XAFD48FBCN1 | TPLC080C16MP13 | 34000 | 16.5 | 8.5 | 33000 | 24400 | 73.94% | 2.1 | 0 | 9 |  |  |  | No | R-410A | 2.8333 | Residential & Commercial | No
211397771 | Central HP <5.4 tons | LUXAIRE | HRCU-A-CB (Split System: Heat Pump with Remote Outdoor Unit-Air-Source) | HMH72B341 |  |  | XAFC48FXXN1+TXV | LPLC100C16MP13 | 34000 | 16.5 | 8.5 | 33200 | 24400 | 73.49% | 2.1 | 0 | 9 |  |  |  | No | R-410A | 2.8333 | Residential & Commercial | No
213296885 | Central HP <5.4 tons | FRASER-JOHNSTON | HRCU-A-CB (Split System: Heat Pump with Remote Outdoor Unit-Air-Source) | HMH72B341 |  |  | XAFC36DBCN1 | Z8ES120C16SMPS1 | 34000 | 18 | 8.5 | 33400 | 24400 | 73.05% | 2.12 | 0 | 9.5 |  |  |  | No | R-410A | 2.8333 | Residential & Commercial | No
213297970 | Central HP <5.4 tons | FRASER-JOHNSTON | HRCU-A-CB (Split System: Heat Pump with Remote Outdoor Unit-Air-Source) | HMH72B341 |  |  | XAHC36DBCN1 | Z8ES100C16SMPS1 | 34000 | 17.5 | 8.1 | 33400 | 24000 | 71.86% | 2.08 | 0 | 9.5 |  |  |  | No | R-410A | 2.8333 | Residential & Commercial | No
211392165 | Central HP <5.4 tons | LUXAIRE | HRCU-A-CB (Split System: Heat Pump with Remote Outdoor Unit-Air-Source) | HMH72B341 |  |  | XAHC36DBCN1 | TM8E080B12MP11 | 33400 | 17.5 | 8.1 | 33200 | 23400 | 70.48% | 2.02 | 0 | 9.5 |  |  |  | No | R-410A | 2.7833 | Residential & Commercial | No
211395586 | Central HP <5.4 tons | CHAMPION HEATING AND COOLING | HRCU-A-CB (Split System: Heat Pump with Remote Outdoor Unit-Air-Source) | HMH72B341 |  |  | XAFC48FXXN1+TXV | TP9C080B12MP13 | 33400 | 16.5 | 8.5 | 32600 | 24000 | 73.62% | 2.06 | 0 | 9 |  |  |  | No | R-410A | 2.7833 | Residential & Commercial | No
211397615 | Central HP <5.4 tons | CHAMPION HEATING AND COOLING | HRCU-A-CB (Split System: Heat Pump with Remote Outdoor Unit-Air-Source) | HMH72B341 |  |  | XAFD48FBCN1 | TM8V100C16MP12 | 34000 | 16.5 | 8.5 | 33000 | 24400 | 73.94% | 2.1 | 0 | 9 |  |  |  | No | R-410A | 2.8333 | Residential & Commercial | No
211397783 | Central HP <5.4 tons | CHAMPION HEATING AND COOLING | HRCU-A-CB (Split System: Heat Pump with Remote Outdoor Unit-Air-Source) | HMH72B341 |  |  | XAFC48FBCN1 | TM8V100C16MP12 | 34000 | 16.5 | 8.5 | 33200 | 24400 | 73.49% | 2.1 | 0 | 9 |  |  |  | No | R-410A | 2.8333 | Residential & Commercial | No
211397978 | Central HP <5.4 tons | CHAMPION HEATING AND COOLING | HRCU-A-CB (Split System: Heat Pump with Remote Outdoor Unit-Air-Source) | HMH72B341 |  |  | XAHC48FBCN1 | TM8V080B12MP12 | 32400 | 16 | 8.1 | 32000 | 23600 | 73.75% | 1.98 | 0 | 8.5 |  |  |  | No | R-410A | 2.7 | Residential & Commercial | No
211395799 | Central HP <5.4 tons | LUXAIRE | HRCU-A-CB (Split System: Heat Pump with Remote Outdoor Unit-Air-Source) | HMH72B341 |  |  | XAHC48FBCN1 | LP9C060B12MP13 | 32400 | 16 | 8.1 | 32000 | 23400 | 73.12% | 2 | 0 | 9 |  |  |  | No | R-410A | 2.7 | Residential & Commercial | No
211396266 | Central HP <5.4 tons | LUXAIRE | HRCU-A-CB (Split System: Heat Pump with Remote Outdoor Unit-Air-Source) | HMH72B341 |  |  | XAFC48FBCN1 | TM9E080B12MP12 | 33200 | 16.5 | 8.5 | 32400 | 23800 | 73.46% | 2.04 | 0 | 9 |  |  |  | No | R-410A | 2.7667 | Residential & Commercial | No
211395365 | Central HP <5.4 tons | LUXAIRE | HRCU-A-CB (Split System: Heat Pump with Remote Outdoor Unit-Air-Source) | HMH72B341 |  |  | XAUC48FXXN1+TXV | TM9V080C16MP12 | 33400 | 16.5 | 8.5 | 32400 | 23600 | 72.84% | 2.06 | 0 | 9.5 |  |  |  | No | R-410A | 2.7833 | Residential & Commercial | No
211395450 | Central HP <5.4 tons | LUXAIRE | HRCU-A-CB (Split System: Heat Pump with Remote Outdoor Unit-Air-Source) | HMH72B341 |  |  | XAHC48FXXN1+TXV | TM9V080B12MP12 | 32800 | 16 | 8.1 | 32200 | 23600 | 73.29% | 2.02 | 0 | 9 |  |  |  | No | R-410A | 2.7333 | Residential & Commercial | No
211398044 | Central HP <5.4 tons | CHAMPION HEATING AND COOLING | HRCU-A-CB (Split System: Heat Pump with Remote Outdoor Unit-Air-Source) | HMH72B341 |  |  | XAFC48FBCN1 | TM8V080B12MP12 | 33000 | 16 | 8.1 | 32600 | 24000 | 73.62% | 2.02 | 0 | 9 |  |  |  | No | R-410A | 2.75 | Residential & Commercial | No
211398167 | Central HP <5.4 tons | CHAMPION HEATING AND COOLING | HRCU-A-CB (Split System: Heat Pump with Remote Outdoor Unit-Air-Source) | HMH72B341 |  |  | XAHC48FXXN1+TXV | TMLE120C16MP11 | 33000 | 17 | 8.5 | 31600 | 23200 | 73.42% | 2.04 | 0 | 9.5 |  |  |  | No | R-410A | 2.75 | Residential & Commercial | No
211398228 | Central HP <5.4 tons | CHAMPION HEATING AND COOLING | HRCU-A-CB (Split System: Heat Pump with Remote Outdoor Unit-Air-Source) | HMH72B341 |  |  | XAFD48FXXN1+TXV | TMLE120C16MP11 | 33600 | 17 | 8.5 | 32400 | 23600 | 72.84% | 2.08 | 0 | 9.5 |  |  |  | No | R-410A | 2.8 | Residential & Commercial | No
211398394 | Central HP <5.4 tons | CHAMPION HEATING AND COOLING | HRCU-A-CB (Split System: Heat Pump with Remote Outdoor Unit-Air-Source) | HMH72B341 |  |  | XAHD48FBCN1 | TMLE100C16MP11 | 32800 | 16.5 | 8.5 | 31600 | 23200 | 73.42% | 2.02 | 0 | 9.5 |  |  |  | No | R-410A | 2.7333 | Residential & Commercial | No
211395544 | Central HP <5.4 tons | LUXAIRE | HRCU-A-CB (Split System: Heat Pump with Remote Outdoor Unit-Air-Source) | HMH72B341 |  |  | XAHC48FBCN1 | LP9C080B12MP13 | 32800 | 16 | 8.1 | 32200 | 23600 | 73.29% | 2.02 | 0 | 9 |  |  |  | No | R-410A | 2.7333 | Residential & Commercial | No
211397325 | Central HP <5.4 tons | LUXAIRE | HRCU-A-CB (Split System: Heat Pump with Remote Outdoor Unit-Air-Source) | HMH72B341 |  |  | XAHD48FBCN1 | TPLC080C16MP13 | 33600 | 16 | 8.5 | 32400 | 23800 | 73.46% | 2.06 | 0 | 9 |  |  |  | No | R-410A | 2.8 | Residential & Commercial | No
211397368 | Central HP <5.4 tons | LUXAIRE | HRCU-A-CB (Split System: Heat Pump with Remote Outdoor Unit-Air-Source) | HMH72B341 |  |  | XAHC48FXXN1+TXV | TM8V100C16MP12 | 33600 | 16.5 | 8.5 | 32400 | 23800 | 73.46% | 2.06 | 0 | 9 |  |  |  | No | R-410A | 2.8 | Residential & Commercial | No
211397691 | Central HP <5.4 tons | LUXAIRE | HRCU-A-CB (Split System: Heat Pump with Remote Outdoor Unit-Air-Source) | HMH72B341 |  |  | XAFD48FBCN1 | LPLC100C16MP13 | 34000 | 16.5 | 8.5 | 33000 | 24400 | 73.94% | 2.1 | 0 | 9 |  |  |  | No | R-410A | 2.8333 | Residential & Commercial | No
211398469 | Central HP <5.4 tons | CHAMPION HEATING AND COOLING | HRCU-A-CB (Split System: Heat Pump with Remote Outdoor Unit-Air-Source) | HMH72B341 |  |  | XAFD48FXXN1+TXV | TM8E100C16MP11 | 33600 | 17 | 8.5 | 32400 | 23600 | 72.84% | 2.08 | 0 | 9.5 |  |  |  | No | R-410A | 2.8 | Residential & Commercial | No
211396897 | Central HP <5.4 tons | CHAMPION HEATING AND COOLING | HRCU-A-CB (Split System: Heat Pump with Remote Outdoor Unit-Air-Source) | HMH72B341 |  |  | XAFC48FXXN1+TXV | TM8Y100C16MP11 | 34000 | 17.5 | 8.5 | 33200 | 24400 | 73.49% | 2.08 | 0 | 9 |  |  |  | No | R-410A | 2.8333 | Residential & Commercial | No
211396990 | Central HP <5.4 tons | CHAMPION HEATING AND COOLING | HRCU-A-CB (Split System: Heat Pump with Remote Outdoor Unit-Air-Source) | HMH72B341 |  |  | XAHC48FBCN1 | TM8Y080B12MP11 | 32600 | 17 | 8.1 | 31600 | 23000 | 72.78% | 2.02 | 0 | 9 |  |  |  | No | R-410A | 2.7167 | Residential & Commercial | No
213079640 | Central HP <5.4 tons | BRYANT HEATING AND COOLING SYSTEMS | HRCU-A-CB (Split System: Heat Pump with Remote Outdoor Unit-Air-Source) | 38MURAQ36AB3* |  |  | CAP**3621AL* | 912SE60080M21*** | 35000 | 16.5 | 8.1 | 38500 | 35200 | 91.43% | 1.82 | 0 | 9.5 |  |  |  | No | R-410A | 2.9167 | Residential & Commercial | No
213079992 | Central HP <5.4 tons | BRYANT HEATING AND COOLING SYSTEMS | HRCU-A-CB (Split System: Heat Pump with Remote Outdoor Unit-Air-Source) | 38MURAQ36AB3* |  |  | CAP**3617AL* | 916SA48080M17*** | 35000 | 15.2 | 8.1 | 39000 | 35400 | 90.77% | 1.82 | 0 | 9.5 |  |  |  | No | R-410A | 2.9167 | Residential & Commercial | No
211397374 | Central HP <5.4 tons | CHAMPION HEATING AND COOLING | HRCU-A-CB (Split System: Heat Pump with Remote Outdoor Unit-Air-Source) | HMH72B341 |  |  | XAHC48FXXN1+TXV | TM8V100C16MP12 | 33600 | 16.5 | 8.5 | 32400 | 23800 | 73.46% | 2.06 | 0 | 9 |  |  |  | No | R-410A | 2.8 | Residential & Commercial | No
211392451 | Central HP <5.4 tons | LUXAIRE | HRCU-A-CB (Split System: Heat Pump with Remote Outdoor Unit-Air-Source) | HMH72B341 |  |  | XAUB36DXXN1+TXV | TMLE080B12MP11 | 34000 | 18 | 8.1 | 34000 | 24400 | 71.76% | 2.06 | 0 | 9.5 |  |  |  | No | R-410A | 2.8333 | Residential & Commercial | No
211389011 | Central HP <5.4 tons | LUXAIRE | HRCU-A-CB (Split System: Heat Pump with Remote Outdoor Unit-Air-Source) | HMH72B341 |  |  | XAHB30CXXN1+TXV | TM9E060B12MP12 | 32000 | 16.5 | 8.1 | 33000 | 23200 | 70.3% | 1.96 | 0 | 9 |  |  |  | No | R-410A | 2.6667 | Residential & Commercial | No
211389145 | Central HP <5.4 tons | LUXAIRE | HRCU-A-CB (Split System: Heat Pump with Remote Outdoor Unit-Air-Source) | HMH72B341 |  |  | XAHB36DXXN1+TXV | TM9E060A10MP12 | 32600 | 17 | 8.1 | 32400 | 22800 | 70.37% | 1.98 | 0 | 9.5 |  |  |  | No | R-410A | 2.7167 | Residential & Commercial | No
211397660 | Central HP <5.4 tons | CHAMPION HEATING AND COOLING | HRCU-A-CB (Split System: Heat Pump with Remote Outdoor Unit-Air-Source) | HMH72B341 |  |  | XAFD48FBCN1 | TPLC080C16MP13 | 34000 | 16.5 | 8.5 | 33000 | 24400 | 73.94% | 2.1 | 0 | 9 |  |  |  | No | R-410A | 2.8333 | Residential & Commercial | No
211388850 | Central HP <5.4 tons | CHAMPION HEATING AND COOLING | HRCU-A-CB (Split System: Heat Pump with Remote Outdoor Unit-Air-Source) | HMH72B341 |  |  | XAFC36DBCN1 | TM9E080B12MP12 | 34000 | 17.5 | 8.1 | 34000 | 24400 | 71.76% | 2.06 | 0 | 9.5 |  |  |  | No | R-410A | 2.8333 | Residential & Commercial | No
212982150 | Central HP <5.4 tons | DAY & NIGHT | HRCU-A-CB (Split System: Heat Pump with Remote Outdoor Unit-Air-Source) | DLCURAH30ABK |  |  | EA*4X37L21A* | *80MSU0401712A* | 30400 | 15.2 | 8.1 | 33400 | 26200 | 78.44% | 1.86 | 0 | 9 |  |  |  | No | R-410A | 2.5333 | Residential & Commercial | No
213607812 | Central HP <5.4 tons | BRYANT HEATING AND COOLING SYSTEMS | HRCU-A-CB (Split System: Heat Pump with Remote Outdoor Unit-Air-Source) | 38MURAQ60AB3* |  |  | FG4ANBD60L* |  | 55000 | 15.2 | 8.1 | 52500 | 48000 | 91.43% | 1.84 | 0 | 8.5 |  |  |  | No | R-410A | 4.5833 | Residential & Commercial | No
215668706 | Central HP <5.4 tons | KENMORE | HRCU-A-CB (Split System: Heat Pump with Remote Outdoor Unit-Air-Source) | (C,H,T)5H0V36*K*AAA* |  |  | EA*5X37M21A*+WALLCON | *95CSU0601716B* | 34200 | 17.5 | 9 | 35400 | 25200 | 71.19% | 1.88 | 0 | 9.5 |  |  |  | No | R-454B | 2.85 | Residential & Commercial | No
211392367 | Central HP <5.4 tons | LUXAIRE | HRCU-A-CB (Split System: Heat Pump with Remote Outdoor Unit-Air-Source) | HMH72B341 |  |  | XAFC30CXXN1+TXV | TMLE080B12MP11 | 32800 | 17.5 | 8.1 | 34000 | 23800 | 70% | 2.02 | 0 | 9.5 |  |  |  | No | R-410A | 2.7333 | Residential & Commercial | No
211392533 | Central HP <5.4 tons | LUXAIRE | HRCU-A-CB (Split System: Heat Pump with Remote Outdoor Unit-Air-Source) | HMH72B341 |  |  | XAHB36DXXN1+TXV | TMLE060A12MP11 | 33200 | 17 | 8.1 | 33200 | 23400 | 70.48% | 2 | 0 | 9.5 |  |  |  | No | R-410A | 2.7667 | Residential & Commercial | No
211388470 | Central HP <5.4 tons | LUXAIRE | HRCU-A-CB (Split System: Heat Pump with Remote Outdoor Unit-Air-Source) | HMH72B341 |  |  | XAHB36DBCN1 | TM9V040A10MP12 | 32400 | 16.5 | 8.1 | 32600 | 23000 | 70.55% | 1.96 | 0 | 9.5 |  |  |  | No | R-410A | 2.7 | Residential & Commercial | No
211389452 | Central HP <5.4 tons | LUXAIRE | HRCU-A-CB (Split System: Heat Pump with Remote Outdoor Unit-Air-Source) | HMH72B341 |  |  | XAHC36DXXN1+TXV | TM8Y080C16MP11 | 34000 | 18 | 8.1 | 34000 | 24400 | 71.76% | 2.06 | 0 | 9.5 |  |  |  | No | R-410A | 2.8333 | Residential & Commercial | No
211389159 | Central HP <5.4 tons | LUXAIRE | HRCU-A-CB (Split System: Heat Pump with Remote Outdoor Unit-Air-Source) | HMH72B341 |  |  | XAHB36DBCN1 | TM9E060A10MP12 | 32600 | 17 | 8.1 | 32400 | 22800 | 70.37% | 1.98 | 0 | 9.5 |  |  |  | No | R-410A | 2.7167 | Residential & Commercial | No
211397966 | Central HP <5.4 tons | LUXAIRE | HRCU-A-CB (Split System: Heat Pump with Remote Outdoor Unit-Air-Source) | HMH72B341 |  |  | XAHC48FXXN1+TXV | LPLC080B12MP13 | 32400 | 16 | 8.1 | 32000 | 23600 | 73.75% | 1.98 | 0 | 8.5 |  |  |  | No | R-410A | 2.7 | Residential & Commercial | No
211398359 | Central HP <5.4 tons | LUXAIRE | HRCU-A-CB (Split System: Heat Pump with Remote Outdoor Unit-Air-Source) | HMH72B341 |  |  | XAHD48FXXN1+TXV | TMLE100C16MP11 | 32800 | 16.5 | 8.5 | 31600 | 23200 | 73.42% | 2.02 | 0 | 9.5 |  |  |  | No | R-410A | 2.7333 | Residential & Commercial | No
211398713 | Central HP <5.4 tons | LUXAIRE | HRCU-A-CB (Split System: Heat Pump with Remote Outdoor Unit-Air-Source) | HMH72B341 |  |  | XAFC48FBCN1 | TMLE100B12MP11 | 33400 | 17 | 8.5 | 32400 | 23800 | 73.46% | 2.06 | 0 | 9.5 |  |  |  | No | R-410A | 2.7833 | Residential & Commercial | No
211396580 | Central HP <5.4 tons | LUXAIRE | HRCU-A-CB (Split System: Heat Pump with Remote Outdoor Unit-Air-Source) | HMH72B341 |  |  | XAFD48FXXN1+TXV | TM8Y120C20MP11 | 34000 | 16.5 | 8.5 | 34000 | 24200 | 71.18% | 2.1 | 0 | 9.5 |  |  |  | No | R-410A | 2.8333 | Residential & Commercial | No
211398601 | Central HP <5.4 tons | LUXAIRE | HRCU-A-CB (Split System: Heat Pump with Remote Outdoor Unit-Air-Source) | HMH72B341 |  |  | XAHC48FXXN1+TXV | TM8E100B12MP11 | 32600 | 17 | 8.1 | 31800 | 23200 | 72.96% | 2.02 | 0 | 9 |  |  |  | No | R-410A | 2.7167 | Residential & Commercial | No
211398835 | Central HP <5.4 tons | LUXAIRE | HRCU-A-CB (Split System: Heat Pump with Remote Outdoor Unit-Air-Source) | HMH72B341 |  |  | XAHC48FBCN1 | TMLE080C16MP11 | 32800 | 16.5 | 8.5 | 31600 | 23000 | 72.78% | 2.04 | 0 | 9.5 |  |  |  | No | R-410A | 2.7333 | Residential & Commercial | No
211397299 | Central HP <5.4 tons | LUXAIRE | HRCU-A-CB (Split System: Heat Pump with Remote Outdoor Unit-Air-Source) | HMH72B341 |  |  | XAHD48FBCN1 | TM8V080C16MP12 | 33600 | 16 | 8.5 | 32400 | 23800 | 73.46% | 2.06 | 0 | 9 |  |  |  | No | R-410A | 2.8 | Residential & Commercial | No
216411153 | Central HP <5.4 tons | FRASER-JOHNSTON | HRCU-A-CB (Split System: Heat Pump with Remote Outdoor Unit-Air-Source) | HMH72B341 |  |  | XAHB36DBCN1 | Z9ET040A10SMPS1 | 32600 | 17.5 | 8.5 | 32800 | 23000 | 70.12% | 1.96 | 0 | 9.5 |  |  |  | No | R-410A | 2.7167 | Residential & Commercial | No
211397274 | Central HP <5.4 tons | LUXAIRE | HRCU-A-CB (Split System: Heat Pump with Remote Outdoor Unit-Air-Source) | HMH72B341 |  |  | XAHD48FXXN1+TXV | LPLC080C16MP13 | 33600 | 16 | 8.5 | 32400 | 23800 | 73.46% | 2.06 | 0 | 9 |  |  |  | No | R-410A | 2.8 | Residential & Commercial | No
211397844 | Central HP <5.4 tons | LUXAIRE | HRCU-A-CB (Split System: Heat Pump with Remote Outdoor Unit-Air-Source) | HMH72B341 |  |  | XAUC48FXXN1+TXV | TMLV100C16MP12 | 34000 | 16.5 | 8.5 | 33200 | 24400 | 73.49% | 2.1 | 0 | 9 |  |  |  | No | R-410A | 2.8333 | Residential & Commercial | No
211397885 | Central HP <5.4 tons | LUXAIRE | HRCU-A-CB (Split System: Heat Pump with Remote Outdoor Unit-Air-Source) | HMH72B341 |  |  | XAFC48FBCN1 | TPLC100C16MP13 | 34000 | 16.5 | 8.5 | 33200 | 24400 | 73.49% | 2.1 | 0 | 9 |  |  |  | No | R-410A | 2.8333 | Residential & Commercial | No
213080040 | Central HP <5.4 tons | BRYANT HEATING AND COOLING SYSTEMS | HRCU-A-CB (Split System: Heat Pump with Remote Outdoor Unit-Air-Source) | 38MURAQ36AB3* |  |  | CAP**4221AL* | 916SA48080M17*** | 35400 | 15.5 | 8.1 | 38500 | 35200 | 91.43% | 1.88 | 0 | 9.5 |  |  |  | No | R-410A | 2.95 | Residential & Commercial | No
211397933 | Central HP <5.4 tons | LUXAIRE | HRCU-A-CB (Split System: Heat Pump with Remote Outdoor Unit-Air-Source) | HMH72B341 |  |  | XAUC48FXXN1+TXV | LPLC100C16MP13 | 34000 | 16.5 | 8.5 | 33200 | 24400 | 73.49% | 2.1 | 0 | 9 |  |  |  | No | R-410A | 2.8333 | Residential & Commercial | No
211396295 | Central HP <5.4 tons | CHAMPION HEATING AND COOLING | HRCU-A-CB (Split System: Heat Pump with Remote Outdoor Unit-Air-Source) | HMH72B341 |  |  | XAUC48FXXN1+TXV | TM9E080B12MP12 | 33200 | 16.5 | 8.5 | 32400 | 23800 | 73.46% | 2.04 | 0 | 9 |  |  |  | No | R-410A | 2.7667 | Residential & Commercial | No
211396540 | Central HP <5.4 tons | CHAMPION HEATING AND COOLING | HRCU-A-CB (Split System: Heat Pump with Remote Outdoor Unit-Air-Source) | HMH72B341 |  |  | XAHC48FXXN1+TXV | TM8Y100C20MP11 | 33800 | 16.5 | 8.5 | 32400 | 23800 | 73.46% | 2.06 | 0 | 9 |  |  |  | No | R-410A | 2.8167 | Residential & Commercial | No
211396599 | Central HP <5.4 tons | CHAMPION HEATING AND COOLING | HRCU-A-CB (Split System: Heat Pump with Remote Outdoor Unit-Air-Source) | HMH72B341 |  |  | XAFD48FXXN1+TXV | TM8Y100C20MP11 | 34000 | 16.5 | 8.5 | 34000 | 24200 | 71.18% | 2.1 | 0 | 9.5 |  |  |  | No | R-410A | 2.8333 | Residential & Commercial | No
211395211 | Central HP <5.4 tons | CHAMPION HEATING AND COOLING | HRCU-A-CB (Split System: Heat Pump with Remote Outdoor Unit-Air-Source) | HMH72B341 |  |  | XAFD48FXXN1+TXV | TP9C080C16MP13 | 33400 | 16.5 | 8.5 | 32400 | 23600 | 72.84% | 2.06 | 0 | 9.5 |  |  |  | No | R-410A | 2.7833 | Residential & Commercial | No
211398083 | Central HP <5.4 tons | LUXAIRE | HRCU-A-CB (Split System: Heat Pump with Remote Outdoor Unit-Air-Source) | HMH72B341 |  |  | XAUC48FXXN1+TXV | TPLC080B12MP13 | 33000 | 16 | 8.1 | 32600 | 24000 | 73.62% | 2.02 | 0 | 9 |  |  |  | No | R-410A | 2.75 | Residential & Commercial | No
211398267 | Central HP <5.4 tons | LUXAIRE | HRCU-A-CB (Split System: Heat Pump with Remote Outdoor Unit-Air-Source) | HMH72B341 |  |  | XAFC48FXXN1+TXV | TM8E120C16MP11 | 33600 | 17 | 8.5 | 32400 | 23600 | 72.84% | 2.08 | 0 | 9.5 |  |  |  | No | R-410A | 2.8 | Residential & Commercial | No
211396113 | Central HP <5.4 tons | LUXAIRE | HRCU-A-CB (Split System: Heat Pump with Remote Outdoor Unit-Air-Source) | HMH72B341 |  |  | XAFD48FXXN1+TXV | TM9E080C16MP12 | 34000 | 17 | 8.1 | 33400 | 24600 | 73.65% | 2.08 | 0 | 9 |  |  |  | No | R-410A | 2.8333 | Residential & Commercial | No
211396688 | Central HP <5.4 tons | LUXAIRE | HRCU-A-CB (Split System: Heat Pump with Remote Outdoor Unit-Air-Source) | HMH72B341 |  |  | XAFC48FBCN1 | TM8Y100C20MP11 | 34000 | 16.5 | 8.5 | 33000 | 24200 | 73.33% | 2.1 | 0 | 9.5 |  |  |  | No | R-410A | 2.8333 | Residential & Commercial | No
211394724 | Central HP <5.4 tons | LUXAIRE | HRCU-A-CB (Split System: Heat Pump with Remote Outdoor Unit-Air-Source) | HMH72B341 |  |  | XAHD48FBCN1 | TM9V100C16MP12 | 33000 | 16 | 8.5 | 31800 | 23200 | 72.96% | 2.04 | 0 | 9 |  |  |  | No | R-410A | 2.75 | Residential & Commercial | No
211394794 | Central HP <5.4 tons | LUXAIRE | HRCU-A-CB (Split System: Heat Pump with Remote Outdoor Unit-Air-Source) | HMH72B341 |  |  | XAHC48FBCN1 | TM9V100C16MP12 | 33000 | 16.5 | 8.5 | 31800 | 23200 | 72.96% | 2.04 | 0 | 9 |  |  |  | No | R-410A | 2.75 | Residential & Commercial | No
211394994 | Central HP <5.4 tons | LUXAIRE | HRCU-A-CB (Split System: Heat Pump with Remote Outdoor Unit-Air-Source) | HMH72B341 |  |  | XAUC48FXXN1+TXV | LP9C100C16MP13 | 33800 | 16.5 | 8.5 | 32400 | 23800 | 73.46% | 2.08 | 0 | 9.5 |  |  |  | No | R-410A | 2.8167 | Residential & Commercial | No
211397597 | Central HP <5.4 tons | LUXAIRE | HRCU-A-CB (Split System: Heat Pump with Remote Outdoor Unit-Air-Source) | HMH72B341 |  |  | XAFD48FXXN1+TXV | LPLC080C16MP13 | 34000 | 16.5 | 8.5 | 33000 | 24400 | 73.94% | 2.1 | 0 | 9 |  |  |  | No | R-410A | 2.8333 | Residential & Commercial | No
211398448 | Central HP <5.4 tons | LUXAIRE | HRCU-A-CB (Split System: Heat Pump with Remote Outdoor Unit-Air-Source) | HMH72B341 |  |  | XAHC48FBCN1 | TMLE100C16MP11 | 33000 | 17 | 8.5 | 31800 | 23200 | 72.96% | 2.04 | 0 | 9.5 |  |  |  | No | R-410A | 2.75 | Residential & Commercial | No
211398683 | Central HP <5.4 tons | LUXAIRE | HRCU-A-CB (Split System: Heat Pump with Remote Outdoor Unit-Air-Source) | HMH72B341 |  |  | XAFC48FBCN1 | TM8E100B12MP11 | 33400 | 17 | 8.5 | 32400 | 23800 | 73.46% | 2.06 | 0 | 9.5 |  |  |  | No | R-410A | 2.7833 | Residential & Commercial | No
211396662 | Central HP <5.4 tons | LUXAIRE | HRCU-A-CB (Split System: Heat Pump with Remote Outdoor Unit-Air-Source) | HMH72B341 |  |  | XAFC48FBCN1 | TM8Y120C20MP11 | 34000 | 16.5 | 8.5 | 33000 | 24200 | 73.33% | 2.1 | 0 | 9.5 |  |  |  | No | R-410A | 2.8333 | Residential & Commercial | No
211393696 | Central HP <5.4 tons | CHAMPION HEATING AND COOLING | HRCU-A-CB (Split System: Heat Pump with Remote Outdoor Unit-Air-Source) | HMH72B341 |  |  | XAFA30DXXN1+TXV | TMLV060A12MP12 | 34000 | 17 | 8.1 | 34000 | 24200 | 71.18% | 2.04 | 0 | 9.5 |  |  |  | No | R-410A | 2.8333 | Residential & Commercial | No
211393980 | Central HP <5.4 tons | CHAMPION HEATING AND COOLING | HRCU-A-CB (Split System: Heat Pump with Remote Outdoor Unit-Air-Source) | HMH72B341 |  |  | XAUC48FXXN1+TXV | TM9Y100C16MP11 | 33800 | 17.5 | 8.5 | 32800 | 24200 | 73.78% | 2.06 | 0 | 9 |  |  |  | No | R-410A | 2.8167 | Residential & Commercial | No
211394182 | Central HP <5.4 tons | CHAMPION HEATING AND COOLING | HRCU-A-CB (Split System: Heat Pump with Remote Outdoor Unit-Air-Source) | HMH72B341 |  |  | XAUC48FXXN1+TXV | TM9Y080B12MP11 | 33400 | 17 | 8.1 | 32800 | 24200 | 73.78% | 2.04 | 0 | 9 |  |  |  | No | R-410A | 2.7833 | Residential & Commercial | No
211394334 | Central HP <5.4 tons | CHAMPION HEATING AND COOLING | HRCU-A-CB (Split System: Heat Pump with Remote Outdoor Unit-Air-Source) | HMH72B341 |  |  | XAFD48FXXN1+TXV | TM9V120D20MP12 | 34000 | 17 | 8.5 | 32400 | 23800 | 73.46% | 2.1 | 0 | 9.5 |  |  |  | No | R-410A | 2.8333 | Residential & Commercial | No
211392253 | Central HP <5.4 tons | CHAMPION HEATING AND COOLING | HRCU-A-CB (Split System: Heat Pump with Remote Outdoor Unit-Air-Source) | HMH72B341 |  |  | XAHB36DBCN1 | TM8E080B12MP11 | 33200 | 17 | 8.1 | 33200 | 23400 | 70.48% | 2 | 0 | 9.5 |  |  |  | No | R-410A | 2.7667 | Residential & Commercial | No
211392403 | Central HP <5.4 tons | CHAMPION HEATING AND COOLING | HRCU-A-CB (Split System: Heat Pump with Remote Outdoor Unit-Air-Source) | HMH72B341 |  |  | XAFB36DXXN1+TXV | TMLE080B12MP11 | 34000 | 18 | 8.1 | 34000 | 24400 | 71.76% | 2.06 | 0 | 9.5 |  |  |  | No | R-410A | 2.8333 | Residential & Commercial | No
211395734 | Central HP <5.4 tons | LUXAIRE | HRCU-A-CB (Split System: Heat Pump with Remote Outdoor Unit-Air-Source) | HMH72B341 |  |  | XAHC48FXXN1+TXV | TP9C060B12MP13 | 32400 | 16 | 8.1 | 32000 | 23400 | 73.12% | 2 | 0 | 9 |  |  |  | No | R-410A | 2.7 | Residential & Commercial | No
211393794 | Central HP <5.4 tons | LUXAIRE | HRCU-A-CB (Split System: Heat Pump with Remote Outdoor Unit-Air-Source) | HMH72B341 |  |  | XAHD48FXXN1+TXV | TM9Y120D20MP11 | 33200 | 16.5 | 8.5 | 32000 | 23400 | 73.12% | 2.04 | 0 | 9 |  |  |  | No | R-410A | 2.7667 | Residential & Commercial | No
211394261 | Central HP <5.4 tons | LUXAIRE | HRCU-A-CB (Split System: Heat Pump with Remote Outdoor Unit-Air-Source) | HMH72B341 |  |  | XAHD48FXXN1+TXV | TM9V120D20MP12 | 33400 | 16.5 | 8.5 | 32000 | 23200 | 72.5% | 2.06 | 0 | 9.5 |  |  |  | No | R-410A | 2.7833 | Residential & Commercial | No
211391181 | Central HP <5.4 tons | CHAMPION HEATING AND COOLING | HRCU-A-CB (Split System: Heat Pump with Remote Outdoor Unit-Air-Source) | HMH72B341 |  |  | XAUB30CXXN1+TXV | TM8V060A12MP12 | 32800 | 17.5 | 8.1 | 33400 | 23400 | 70.06% | 2.02 | 0 | 9.5 |  |  |  | No | R-410A | 2.7333 | Residential & Commercial | No
215828269 | Central HP <5.4 tons | KINGHOME | HRCU-A-CB (Split System: Heat Pump with Remote Outdoor Unit-Air-Source) | KU36UHO |  |  | KCA36*I | EL297UH070XV36B | 31400 | 15.2 | 8.5 | 34000 | 23800 | 70% | 1.75 | 0 | 9 |  |  |  | No | R-410A | 2.6167 | Residential & Commercial | No
212361360 | Central HP <5.4 tons | American Standard | HRCU-A-C (Split System: Heat Pump with Remote Outdoor Unit with No Indoor Fan --Air Source) | 4TXD2060A10NU** |  |  | 4RXCD060AS3HC** |  | 50500 | 15.2 | 8.5 | 53000 | 37200 | 70.19% | 1.8 | 0 | 9.5 |  |  |  | No | R-410A | 4.2083 | Residential & Commercial | No
211390111 | Central HP <5.4 tons | CHAMPION HEATING AND COOLING | HRCU-A-CB (Split System: Heat Pump with Remote Outdoor Unit-Air-Source) | HMH72B341 |  |  | XAHC30CXXN1+TXV | TMLV100C16MP12 | 32400 | 17 | 8.1 | 32400 | 22800 | 70.37% | 2 | 0 | 9.5 |  |  |  | No | R-410A | 2.7 | Residential & Commercial | No
211390574 | Central HP <5.4 tons | CHAMPION HEATING AND COOLING | HRCU-A-CB (Split System: Heat Pump with Remote Outdoor Unit-Air-Source) | HMH72B341 |  |  | XAHB30CXXN1+TXV | TM8V080B12MP12 | 31600 | 16.5 | 8.1 | 32800 | 23000 | 70.12% | 1.96 | 0 | 9 |  |  |  | No | R-410A | 2.6333 | Residential & Commercial | No
211396778 | Central HP <5.4 tons | LUXAIRE | HRCU-A-CB (Split System: Heat Pump with Remote Outdoor Unit-Air-Source) | HMH72B341 |  |  | XAHC48FXXN1+TXV | TM8Y100C16MP11 | 33600 | 17 | 8.1 | 32600 | 24000 | 73.62% | 2.04 | 0 | 9 |  |  |  | No | R-410A | 2.8 | Residential & Commercial | No
211396793 | Central HP <5.4 tons | LUXAIRE | HRCU-A-CB (Split System: Heat Pump with Remote Outdoor Unit-Air-Source) | HMH72B341 |  |  | XAHC48FXXN1+TXV | TM8Y080C16MP11 | 33600 | 17 | 8.1 | 32600 | 24000 | 73.62% | 2.04 | 0 | 9 |  |  |  | No | R-410A | 2.8 | Residential & Commercial | No
211394506 | Central HP <5.4 tons | LUXAIRE | HRCU-A-CB (Split System: Heat Pump with Remote Outdoor Unit-Air-Source) | HMH72B341 |  |  | XAHC48FBCN1 | TP9C100C20MP13 | 33200 | 17 | 8.5 | 32000 | 23400 | 73.12% | 2.04 | 0 | 9 |  |  |  | No | R-410A | 2.7667 | Residential & Commercial | No
215669099 | Central HP <5.4 tons | KEEPRITE | HRCU-A-CB (Split System: Heat Pump with Remote Outdoor Unit-Air-Source) | C5H0V36*K*AAA* |  |  | EA*5X48M21A*+WALLCON | *80CSU0401712A* | 33800 | 18 | 9 | 35000 | 25000 | 71.43% | 1.88 | 0 | 9.5 |  |  |  | No | R-454B | 2.8167 | Residential & Commercial | No
211394606 | Central HP <5.4 tons | LUXAIRE | HRCU-A-CB (Split System: Heat Pump with Remote Outdoor Unit-Air-Source) | HMH72B341 |  |  | XAFC48FXXN1+TXV | TP9C100C20MP13 | 34000 | 16.5 | 8.5 | 33000 | 24200 | 73.33% | 2.1 | 0 | 9 |  |  |  | No | R-410A | 2.8333 | Residential & Commercial | No
211395060 | Central HP <5.4 tons | LUXAIRE | HRCU-A-CB (Split System: Heat Pump with Remote Outdoor Unit-Air-Source) | HMH72B341 |  |  | XAHD48FBCN1 | LP9C080C16MP13 | 32600 | 16 | 8.1 | 31800 | 23200 | 72.96% | 2.02 | 0 | 9 |  |  |  | No | R-410A | 2.7167 | Residential & Commercial | No
211393072 | Central HP <5.4 tons | LUXAIRE | HRCU-A-CB (Split System: Heat Pump with Remote Outdoor Unit-Air-Source) | HMH72B341 |  |  | XAHC36DBCN1 | TL9E080C16UH11 | 34000 | 17 | 8.1 | 33800 | 24000 | 71.01% | 2.06 | 0 | 9.5 |  |  |  | No | R-410A | 2.8333 | Residential & Commercial | No
211393899 | Central HP <5.4 tons | LUXAIRE | HRCU-A-CB (Split System: Heat Pump with Remote Outdoor Unit-Air-Source) | HMH72B341 |  |  | XAHC48FBCN1 | TM9Y100C16MP11 | 33200 | 17 | 8.1 | 32400 | 23600 | 72.84% | 2.02 | 0 | 9 |  |  |  | No | R-410A | 2.7667 | Residential & Commercial | No
211394276 | Central HP <5.4 tons | LUXAIRE | HRCU-A-CB (Split System: Heat Pump with Remote Outdoor Unit-Air-Source) | HMH72B341 |  |  | XAHD48FXXN1+TXV | TP9C120D20MP13 | 33400 | 16.5 | 8.5 | 32000 | 23200 | 72.5% | 2.06 | 0 | 9.5 |  |  |  | No | R-410A | 2.7833 | Residential & Commercial | No
211397815 | Central HP <5.4 tons | LUXAIRE | HRCU-A-CB (Split System: Heat Pump with Remote Outdoor Unit-Air-Source) | HMH72B341 |  |  | XAUC48FXXN1+TXV | TM8V080C16MP12 | 34000 | 16.5 | 8.5 | 33200 | 24400 | 73.49% | 2.1 | 0 | 9 |  |  |  | No | R-410A | 2.8333 | Residential & Commercial | No
211398282 | Central HP <5.4 tons | LUXAIRE | HRCU-A-CB (Split System: Heat Pump with Remote Outdoor Unit-Air-Source) | HMH72B341 |  |  | XAFC48FXXN1+TXV | TMLE120C16MP11 | 33600 | 17 | 8.5 | 32400 | 23600 | 72.84% | 2.08 | 0 | 9.5 |  |  |  | No | R-410A | 2.8 | Residential & Commercial | No
211225961 | Central HP <5.4 tons | CARRIER | HRCU-A-CB (Split System: Heat Pump with Remote Outdoor Unit-Air-Source) | 38MURAQ36AB3* |  |  | CAP**4821AL* | OVLAAB036098 | 35400 | 15.2 | 8.1 | 38500 | 34800 | 90.39% | 2.02 | 0 | 9.5 |  |  |  | No | R-410A | 2.95 | Residential & Commercial | No
211398347 | Central HP <5.4 tons | LUXAIRE | HRCU-A-CB (Split System: Heat Pump with Remote Outdoor Unit-Air-Source) | HMH72B341 |  |  | XAHD48FXXN1+TXV | TM8E100C16MP11 | 32800 | 16.5 | 8.5 | 31600 | 23200 | 73.42% | 2.02 | 0 | 9.5 |  |  |  | No | R-410A | 2.7333 | Residential & Commercial | No
211394738 | Central HP <5.4 tons | LUXAIRE | HRCU-A-CB (Split System: Heat Pump with Remote Outdoor Unit-Air-Source) | HMH72B341 |  |  | XAHD48FBCN1 | TP9C100C16MP13 | 33000 | 16 | 8.5 | 31800 | 23200 | 72.96% | 2.04 | 0 | 9 |  |  |  | No | R-410A | 2.75 | Residential & Commercial | No
211395607 | Central HP <5.4 tons | LUXAIRE | HRCU-A-CB (Split System: Heat Pump with Remote Outdoor Unit-Air-Source) | HMH72B341 |  |  | XAFC48FBCN1 | TM9V080B12MP12 | 33400 | 16.5 | 8.5 | 32600 | 24000 | 73.62% | 2.06 | 0 | 9 |  |  |  | No | R-410A | 2.7833 | Residential & Commercial | No
211394706 | Central HP <5.4 tons | LUXAIRE | HRCU-A-CB (Split System: Heat Pump with Remote Outdoor Unit-Air-Source) | HMH72B341 |  |  | XAHD48FXXN1+TXV | TP9C100C16MP13 | 33000 | 16 | 8.5 | 31800 | 23200 | 72.96% | 2.04 | 0 | 9 |  |  |  | No | R-410A | 2.75 | Residential & Commercial | No
211395440 | Central HP <5.4 tons | LUXAIRE | HRCU-A-CB (Split System: Heat Pump with Remote Outdoor Unit-Air-Source) | HMH72B341 |  |  | XAUC48FXXN1+TXV | LP9C080C16MP13 | 33400 | 16.5 | 8.5 | 32400 | 23600 | 72.84% | 2.06 | 0 | 9.5 |  |  |  | No | R-410A | 2.7833 | Residential & Commercial | No
211398616 | Central HP <5.4 tons | LUXAIRE | HRCU-A-CB (Split System: Heat Pump with Remote Outdoor Unit-Air-Source) | HMH72B341 |  |  | XAHC48FXXN1+TXV | TMLE100B12MP11 | 32600 | 17 | 8.1 | 31800 | 23200 | 72.96% | 2.02 | 0 | 9 |  |  |  | No | R-410A | 2.7167 | Residential & Commercial | No
211394419 | Central HP <5.4 tons | LUXAIRE | HRCU-A-CB (Split System: Heat Pump with Remote Outdoor Unit-Air-Source) | HMH72B341 |  |  | XAHD48FXXN1+TXV | LP9C100C20MP13 | 33600 | 16.5 | 8.5 | 32400 | 23800 | 73.46% | 2.06 | 0 | 9 |  |  |  | No | R-410A | 2.8 | Residential & Commercial | No
211394489 | Central HP <5.4 tons | LUXAIRE | HRCU-A-CB (Split System: Heat Pump with Remote Outdoor Unit-Air-Source) | HMH72B341 |  |  | XAHC48FXXN1+TXV | LP9C100C20MP13 | 33200 | 17 | 8.5 | 32000 | 23400 | 73.12% | 2.04 | 0 | 9 |  |  |  | No | R-410A | 2.7667 | Residential & Commercial | No
215679261 | Central HP <5.4 tons | KENMORE | HRCU-A-CB (Split System: Heat Pump with Remote Outdoor Unit-Air-Source) | (C,H,T)5H0V36*K*AAA* |  |  | EA*5X37M17A*+WALLCON | *97CTN0601716A* | 33600 | 17 | 9 | 36000 | 25800 | 71.67% | 1.88 | 0 | 9 |  |  |  | No | R-454B | 2.8 | Residential & Commercial | No
215669034 | Central HP <5.4 tons | KENMORE | HRCU-A-CB (Split System: Heat Pump with Remote Outdoor Unit-Air-Source) | (C,H,T)5H0V36*K*AAA* |  |  | EA*5X43M21A*+WALLCON | *95CSU0802120B* | 34400 | 17.5 | 9 | 35400 | 25200 | 71.19% | 1.88 | 0 | 9.5 |  |  |  | No | R-454B | 2.8667 | Residential & Commercial | No
211225705 | Central HP <5.4 tons | CARRIER | HRCU-A-CB (Split System: Heat Pump with Remote Outdoor Unit-Air-Source) | 38MURAQ36AB3* |  |  | CAP**3717AL* | 58TP*A045V14**12 | 36000 | 15.2 | 8.1 | 38500 | 35000 | 90.91% | 2.02 | 0 | 9.5 |  |  |  | No | R-410A | 3 | Residential & Commercial | No
211225923 | Central HP <5.4 tons | CARRIER | HRCU-A-CB (Split System: Heat Pump with Remote Outdoor Unit-Air-Source) | 38MURAQ36AB3* |  |  | CAP**4821AL* | 58SP*A045V17**16 | 35600 | 15.5 | 8.1 | 38500 | 34800 | 90.39% | 2.04 | 0 | 9.5 |  |  |  | No | R-410A | 2.9667 | Residential & Commercial | No
211239665 | Central HP <5.4 tons | CARRIER | HRCU-A-CB (Split System: Heat Pump with Remote Outdoor Unit-Air-Source) | 38MURAQ24AB3* |  |  | CAP**2417AL* | 59SP6A040V17**12 | 23000 | 15.5 | 8.5 | 26400 | 26000 | 98.48% | 2.18 | 0 | 9.5 |  |  |  | No | R-410A | 1.9167 | Residential & Commercial | No
215669963 | Central HP <5.4 tons | KEEPRITE | HRCU-A-CB (Split System: Heat Pump with Remote Outdoor Unit-Air-Source) | C5H0V36*K*AAA* |  |  | ESH5X42M12A*+WALLCON | *80CTL0451712B* | 33600 | 16 | 8.5 | 35800 | 25600 | 71.51% | 1.76 | 0 | 9 |  |  |  | No | R-454B | 2.8 | Residential & Commercial | No
211394537 | Central HP <5.4 tons | LUXAIRE | HRCU-A-CB (Split System: Heat Pump with Remote Outdoor Unit-Air-Source) | HMH72B341 |  |  | XAFD48FXXN1+TXV | TP9C100C20MP13 | 34000 | 16.5 | 8.5 | 33000 | 24200 | 73.33% | 2.1 | 0 | 9 |  |  |  | No | R-410A | 2.8333 | Residential & Commercial | No
211394973 | Central HP <5.4 tons | LUXAIRE | HRCU-A-CB (Split System: Heat Pump with Remote Outdoor Unit-Air-Source) | HMH72B341 |  |  | XAUC48FXXN1+TXV | TP9C100C16MP13 | 33800 | 16.5 | 8.5 | 32400 | 23800 | 73.46% | 2.08 | 0 | 9.5 |  |  |  | No | R-410A | 2.8167 | Residential & Commercial | No
211394135 | Central HP <5.4 tons | LUXAIRE | HRCU-A-CB (Split System: Heat Pump with Remote Outdoor Unit-Air-Source) | HMH72B341 |  |  | XAHC48FBCN1 | TM9Y080B12MP11 | 32600 | 16.5 | 8.1 | 32400 | 23800 | 73.46% | 2 | 0 | 9 |  |  |  | No | R-410A | 2.7167 | Residential & Commercial | No
211394621 | Central HP <5.4 tons | LUXAIRE | HRCU-A-CB (Split System: Heat Pump with Remote Outdoor Unit-Air-Source) | HMH72B341 |  |  | XAFC48FXXN1+TXV | LP9C100C20MP13 | 34000 | 16.5 | 8.5 | 33000 | 24200 | 73.33% | 2.1 | 0 | 9 |  |  |  | No | R-410A | 2.8333 | Residential & Commercial | No
211394753 | Central HP <5.4 tons | LUXAIRE | HRCU-A-CB (Split System: Heat Pump with Remote Outdoor Unit-Air-Source) | HMH72B341 |  |  | XAHD48FBCN1 | LP9C100C16MP13 | 33000 | 16 | 8.5 | 31800 | 23200 | 72.96% | 2.04 | 0 | 9 |  |  |  | No | R-410A | 2.75 | Residential & Commercial | No
211390672 | Central HP <5.4 tons | CHAMPION HEATING AND COOLING | HRCU-A-CB (Split System: Heat Pump with Remote Outdoor Unit-Air-Source) | HMH72B341 |  |  | XAFC30CXXN1+TXV | TM8V080B12MP12 | 32400 | 17 | 8.1 | 34000 | 23800 | 70% | 2 | 0 | 9.5 |  |  |  | No | R-410A | 2.7 | Residential & Commercial | No
211389229 | Central HP <5.4 tons | CHAMPION HEATING AND COOLING | HRCU-A-CB (Split System: Heat Pump with Remote Outdoor Unit-Air-Source) | HMH72B341 |  |  | XAFB30CXXN1+TXV | TM9E060A10MP12 | 32400 | 17 | 8.1 | 33400 | 23600 | 70.66% | 2 | 0 | 9.5 |  |  |  | No | R-410A | 2.7 | Residential & Commercial | No
215668578 | Central HP <5.4 tons | KENMORE | HRCU-A-CB (Split System: Heat Pump with Remote Outdoor Unit-Air-Source) | (C,H,T)5H0V36*K*AAA* |  |  | EA*5X37M17A*+WALLCON | *80CTL0901716B* | 34000 | 17.5 | 9 | 35800 | 25400 | 70.95% | 1.88 | 0 | 9.5 |  |  |  | No | R-454B | 2.8333 | Residential & Commercial | No
215670011 | Central HP <5.4 tons | KEEPRITE | HRCU-A-CB (Split System: Heat Pump with Remote Outdoor Unit-Air-Source) | C5H0V36*K*AAA* |  |  | ESH5X42M12A*+WALLCON | *80CTL1102120B* | 34000 | 16.5 | 8.5 | 35600 | 25200 | 70.79% | 1.78 | 0 | 9.5 |  |  |  | No | R-454B | 2.8333 | Residential & Commercial | No
215669811 | Central HP <5.4 tons | KEEPRITE | HRCU-A-CB (Split System: Heat Pump with Remote Outdoor Unit-Air-Source) | C5H0V36*K*AAA* |  |  | ESH5X36M12A*+WALLCON | *80CTL0902120B* | 33800 | 16.5 | 8.5 | 35600 | 25400 | 71.35% | 1.76 | 0 | 9.5 |  |  |  | No | R-454B | 2.8167 | Residential & Commercial | No
215669827 | Central HP <5.4 tons | KEEPRITE | HRCU-A-CB (Split System: Heat Pump with Remote Outdoor Unit-Air-Source) | C5H0V36*K*AAA* |  |  | ESH5X36M12A*+WALLCON | *80CTL1352422B* | 33800 | 16 | 8.5 | 35600 | 25400 | 71.35% | 1.76 | 0 | 9.5 |  |  |  | No | R-454B | 2.8167 | Residential & Commercial | No
211396999 | Central HP <5.4 tons | LUXAIRE | HRCU-A-CB (Split System: Heat Pump with Remote Outdoor Unit-Air-Source) | HMH72B341 |  |  | XAFC48FXXN1+TXV | TM8Y080B12MP11 | 33200 | 17 | 8.5 | 32200 | 23600 | 73.29% | 2.04 | 0 | 9.5 |  |  |  | No | R-410A | 2.7667 | Residential & Commercial | No
211394893 | Central HP <5.4 tons | LUXAIRE | HRCU-A-CB (Split System: Heat Pump with Remote Outdoor Unit-Air-Source) | HMH72B341 |  |  | XAFD48FBCN1 | LP9C100C16MP13 | 33800 | 16.5 | 8.5 | 32400 | 23600 | 72.84% | 2.08 | 0 | 9.5 |  |  |  | No | R-410A | 2.8167 | Residential & Commercial | No
211395554 | Central HP <5.4 tons | LUXAIRE | HRCU-A-CB (Split System: Heat Pump with Remote Outdoor Unit-Air-Source) | HMH72B341 |  |  | XAFC48FXXN1+TXV | TM9V080B12MP12 | 33400 | 16.5 | 8.5 | 32600 | 24000 | 73.62% | 2.06 | 0 | 9 |  |  |  | No | R-410A | 2.7833 | Residential & Commercial | No
212982654 | Central HP <5.4 tons | DAY & NIGHT | HRCU-A-CB (Split System: Heat Pump with Remote Outdoor Unit-Air-Source) | DLCURAH30ABK |  |  | EA*4X42L24A* | *80MSU0601716A* | 30000 | 15.5 | 8.1 | 34200 | 27600 | 80.7% | 1.8 | 0 | 9 |  |  |  | No | R-410A | 2.5 | Residential & Commercial | No
212980514 | Central HP <5.4 tons | DAY & NIGHT | HRCU-A-CB (Split System: Heat Pump with Remote Outdoor Unit-Air-Source) | DLCURAH30ABK |  |  | EA*4X37L21A* | *80MS(N,L)0902120A* | 30800 | 15.2 | 8.5 | 33600 | 26400 | 78.57% | 1.86 | 0 | 9 |  |  |  | No | R-410A | 2.5667 | Residential & Commercial | No
212981114 | Central HP <5.4 tons | DAY & NIGHT | HRCU-A-CB (Split System: Heat Pump with Remote Outdoor Unit-Air-Source) | DLCURAH30ABK |  |  | EA*4X42L24A* | *80MS(N,L)1102420A* | 30000 | 15.5 | 8.1 | 34200 | 27600 | 80.7% | 1.8 | 0 | 9 |  |  |  | No | R-410A | 2.5 | Residential & Commercial | No
211719782 | Central HP <5.4 tons | COLEMAN | HRCU-A-CB (Split System: Heat Pump with Remote Outdoor Unit-Air-Source) | HMH72B341 |  |  | XAFB30CXXN1+TXV | CPLC080B12MP13 | 32400 | 17 | 8.1 | 33600 | 23600 | 70.24% | 2 | 0 | 9.5 |  |  |  | No | R-410A | 2.7 | Residential & Commercial | No
211388661 | Central HP <5.4 tons | FRASER-JOHNSTON | HRCU-A-CB (Split System: Heat Pump with Remote Outdoor Unit-Air-Source) | HMH72B341 |  |  | XAHC36DXXN1+TXV | TM9E080C16MP12 | 34000 | 17.5 | 8.1 | 34000 | 24400 | 71.76% | 2.06 | 0 | 9.5 |  |  |  | No | R-410A | 2.8333 | Residential & Commercial | No
211388691 | Central HP <5.4 tons | FRASER-JOHNSTON | HRCU-A-CB (Split System: Heat Pump with Remote Outdoor Unit-Air-Source) | HMH72B341 |  |  | XAHC30CXXN1+TXV | TM9E080C16MP12 | 32800 | 17.5 | 8.1 | 33400 | 23400 | 70.06% | 2 | 0 | 9 |  |  |  | No | R-410A | 2.7333 | Residential & Commercial | No
211388970 | Central HP <5.4 tons | FRASER-JOHNSTON | HRCU-A-CB (Split System: Heat Pump with Remote Outdoor Unit-Air-Source) | HMH72B341 |  |  | XAHC30CXXN1+TXV | TM9E060B12MP12 | 32000 | 16.5 | 8.1 | 33000 | 23200 | 70.3% | 1.96 | 0 | 9 |  |  |  | No | R-410A | 2.6667 | Residential & Commercial | No
211392044 | Central HP <5.4 tons | FRASER-JOHNSTON | HRCU-A-CB (Split System: Heat Pump with Remote Outdoor Unit-Air-Source) | HMH72B341 |  |  | XAHC30CXXN1+TXV | TMLE080C16MP11 | 32200 | 17.5 | 8.1 | 32400 | 22800 | 70.37% | 2 | 0 | 9.5 |  |  |  | No | R-410A | 2.6833 | Residential & Commercial | No
211392385 | Central HP <5.4 tons | FRASER-JOHNSTON | HRCU-A-CB (Split System: Heat Pump with Remote Outdoor Unit-Air-Source) | HMH72B341 |  |  | XAFB36DXXN1+TXV | TM8E080B12MP11 | 34000 | 18 | 8.1 | 34000 | 24400 | 71.76% | 2.06 | 0 | 9.5 |  |  |  | No | R-410A | 2.8333 | Residential & Commercial | No
211392521 | Central HP <5.4 tons | FRASER-JOHNSTON | HRCU-A-CB (Split System: Heat Pump with Remote Outdoor Unit-Air-Source) | HMH72B341 |  |  | XAHB36DXXN1+TXV | TM8E060A12MP11 | 33200 | 17 | 8.1 | 33200 | 23400 | 70.48% | 2 | 0 | 9.5 |  |  |  | No | R-410A | 2.7667 | Residential & Commercial | No
211393064 | Central HP <5.4 tons | FRASER-JOHNSTON | HRCU-A-CB (Split System: Heat Pump with Remote Outdoor Unit-Air-Source) | HMH72B341 |  |  | XAHC36DXXN1+TXV | TL9E080C16UH11 | 34000 | 17 | 8.1 | 33800 | 24000 | 71.01% | 2.06 | 0 | 9.5 |  |  |  | No | R-410A | 2.8333 | Residential & Commercial | No
211225678 | Central HP <5.4 tons | CARRIER | HRCU-A-CB (Split System: Heat Pump with Remote Outdoor Unit-Air-Source) | 38MURAQ36AB3* |  |  | CAP**3621AL* | 58TP*A090V17**16 | 35400 | 16 | 8.1 | 39500 | 35200 | 89.11% | 1.82 | 0 | 9.5 |  |  |  | No | R-410A | 2.95 | Residential & Commercial | No
211225830 | Central HP <5.4 tons | CARRIER | HRCU-A-CB (Split System: Heat Pump with Remote Outdoor Unit-Air-Source) | 38MURAQ36AB3* |  |  | CAP**4224AL* | 58SP*A070V21**20 | 35400 | 16 | 8.1 | 38500 | 35000 | 90.91% | 1.88 | 0 | 9.5 |  |  |  | No | R-410A | 2.95 | Residential & Commercial | No
211225688 | Central HP <5.4 tons | CARRIER | HRCU-A-CB (Split System: Heat Pump with Remote Outdoor Unit-Air-Source) | 38MURAQ36AB3* |  |  | CAP**3621AL* | 59TP6B100V21**20 | 35600 | 15.5 | 8.1 | 39500 | 35200 | 89.11% | 1.84 | 0 | 9.5 |  |  |  | No | R-410A | 2.9667 | Residential & Commercial | No
211395255 | Central HP <5.4 tons | LUXAIRE | HRCU-A-CB (Split System: Heat Pump with Remote Outdoor Unit-Air-Source) | HMH72B341 |  |  | XAFD48FBCN1 | TP9C080C16MP13 | 33400 | 16.5 | 8.5 | 32400 | 23600 | 72.84% | 2.06 | 0 | 9.5 |  |  |  | No | R-410A | 2.7833 | Residential & Commercial | No
211395290 | Central HP <5.4 tons | LUXAIRE | HRCU-A-CB (Split System: Heat Pump with Remote Outdoor Unit-Air-Source) | HMH72B341 |  |  | XAFC48FXXN1+TXV | TM9V080C16MP12 | 33400 | 16.5 | 8.5 | 32400 | 23600 | 72.84% | 2.06 | 0 | 9.5 |  |  |  | No | R-410A | 2.7833 | Residential & Commercial | No
211396861 | Central HP <5.4 tons | LUXAIRE | HRCU-A-CB (Split System: Heat Pump with Remote Outdoor Unit-Air-Source) | HMH72B341 |  |  | XAFD48FBCN1 | TM8Y100C16MP11 | 34000 | 17.5 | 8.5 | 33200 | 24400 | 73.49% | 2.08 | 0 | 9 |  |  |  | No | R-410A | 2.8333 | Residential & Commercial | No
211397261 | Central HP <5.4 tons | LUXAIRE | HRCU-A-CB (Split System: Heat Pump with Remote Outdoor Unit-Air-Source) | HMH72B341 |  |  | XAHD48FXXN1+TXV | TPLC100C16MP13 | 33600 | 16 | 8.5 | 32400 | 23800 | 73.46% | 2.06 | 0 | 9 |  |  |  | No | R-410A | 2.8 | Residential & Commercial | No
215677381 | Central HP <5.4 tons | KENMORE | HRCU-A-CB (Split System: Heat Pump with Remote Outdoor Unit-Air-Source) | (C,H,T)5H0V60*K*AAA* |  |  | EVD5X60M21A*+WALLCON | *95CSU0802120B* | 56500 | 18 | 9 | 64000 | 45000 | 70.31% | 2.08 | 0 | 9 |  |  |  | No | R-454B | 4.7083 | Residential & Commercial | No
215677251 | Central HP <5.4 tons | KENMORE | HRCU-A-CB (Split System: Heat Pump with Remote Outdoor Unit-Air-Source) | (C,H,T)5H0V60*K*AAA* |  |  | EVM5X61M24A*+WALLCON | *95CSU0802120B* | 57500 | 18 | 9 | 64000 | 45000 | 70.31% | 2.08 | 0 | 9 |  |  |  | No | R-454B | 4.7917 | Residential & Commercial | No
215677031 | Central HP <5.4 tons | KENMORE | HRCU-A-CB (Split System: Heat Pump with Remote Outdoor Unit-Air-Source) | (C,H,T)5H0V60*K*AAA* |  |  | EVM5X60M21A*+WALLCON | *95CSU0802120B* | 56500 | 18 | 9 | 64000 | 45000 | 70.31% | 2.06 | 0 | 9 |  |  |  | No | R-454B | 4.7083 | Residential & Commercial | No
211394342 | Central HP <5.4 tons | LUXAIRE | HRCU-A-CB (Split System: Heat Pump with Remote Outdoor Unit-Air-Source) | HMH72B341 |  |  | XAFD48FXXN1+TXV | TP9C120D20MP13 | 34000 | 17 | 8.5 | 32400 | 23800 | 73.46% | 2.1 | 0 | 9.5 |  |  |  | No | R-410A | 2.8333 | Residential & Commercial | No
211394049 | Central HP <5.4 tons | LUXAIRE | HRCU-A-CB (Split System: Heat Pump with Remote Outdoor Unit-Air-Source) | HMH72B341 |  |  | XAFD48FXXN1+TXV | TM9Y080C16MP11 | 33400 | 17.5 | 8.5 | 32400 | 23600 | 72.84% | 2.06 | 0 | 9.5 |  |  |  | No | R-410A | 2.7833 | Residential & Commercial | No
211392150 | Central HP <5.4 tons | LUXAIRE | HRCU-A-CB (Split System: Heat Pump with Remote Outdoor Unit-Air-Source) | HMH72B341 |  |  | XAHC36DXXN1+TXV | TMLE080B12MP11 | 33400 | 17.5 | 8.1 | 33200 | 23400 | 70.48% | 2.02 | 0 | 9.5 |  |  |  | No | R-410A | 2.7833 | Residential & Commercial | No
211392295 | Central HP <5.4 tons | LUXAIRE | HRCU-A-CB (Split System: Heat Pump with Remote Outdoor Unit-Air-Source) | HMH72B341 |  |  | XAFC36DXXN1+TXV | TM8E080B12MP11 | 34000 | 18 | 8.1 | 34000 | 24400 | 71.76% | 2.06 | 0 | 9.5 |  |  |  | No | R-410A | 2.8333 | Residential & Commercial | No
211393491 | Central HP <5.4 tons | FRASER-JOHNSTON | HRCU-A-CB (Split System: Heat Pump with Remote Outdoor Unit-Air-Source) | HMH72B341 |  |  | XAHB36DXXN1+TXV | TL8E060A12UH11 | 33200 | 17.5 | 8.1 | 33000 | 23400 | 70.91% | 2 | 0 | 9.5 |  |  |  | No | R-410A | 2.7667 | Residential & Commercial | No
211398085 | Central HP <5.4 tons | FRASER-JOHNSTON | HRCU-A-CB (Split System: Heat Pump with Remote Outdoor Unit-Air-Source) | HMH72B341 |  |  | XAUC48FXXN1+TXV | TPLC080B12MP13 | 33000 | 16 | 8.1 | 32600 | 24000 | 73.62% | 2.02 | 0 | 9 |  |  |  | No | R-410A | 2.75 | Residential & Commercial | No
215667284 | Central HP <5.4 tons | KENMORE | HRCU-A-CB (Split System: Heat Pump with Remote Outdoor Unit-Air-Source) | (C,H,T)5H0V24*K*AAA* |  |  | EA*5X25M17A*+WALLCON | *96CTN0401410B* | 23400 | 16 | 9 | 24000 | 16800 | 70% | 1.98 | 0 | 9.5 |  |  |  | No | R-454B | 1.95 | Residential & Commercial | No
211398126 | Central HP <5.4 tons | FRASER-JOHNSTON | HRCU-A-CB (Split System: Heat Pump with Remote Outdoor Unit-Air-Source) | HMH72B341 |  |  | XAHD48FBCN1 | TM8E120C16MP11 | 33000 | 16.5 | 8.5 | 31800 | 23200 | 72.96% | 2.04 | 0 | 9.5 |  |  |  | No | R-410A | 2.75 | Residential & Commercial | No
211398485 | Central HP <5.4 tons | FRASER-JOHNSTON | HRCU-A-CB (Split System: Heat Pump with Remote Outdoor Unit-Air-Source) | HMH72B341 |  |  | XAFD48FBCN1 | TM8E100C16MP11 | 33600 | 17 | 8.5 | 32400 | 23600 | 72.84% | 2.08 | 0 | 9.5 |  |  |  | No | R-410A | 2.8 | Residential & Commercial | No
211397278 | Central HP <5.4 tons | LUXAIRE | HRCU-A-CB (Split System: Heat Pump with Remote Outdoor Unit-Air-Source) | HMH72B341 |  |  | XAHD48FXXN1+TXV | LPLC100C16MP13 | 33600 | 16 | 8.5 | 32400 | 23800 | 73.46% | 2.06 | 0 | 9 |  |  |  | No | R-410A | 2.8 | Residential & Commercial | No
211397378 | Central HP <5.4 tons | LUXAIRE | HRCU-A-CB (Split System: Heat Pump with Remote Outdoor Unit-Air-Source) | HMH72B341 |  |  | XAHC48FXXN1+TXV | TM8V080C16MP12 | 33600 | 16.5 | 8.5 | 32400 | 23800 | 73.46% | 2.06 | 0 | 9 |  |  |  | No | R-410A | 2.8 | Residential & Commercial | No
211397495 | Central HP <5.4 tons | LUXAIRE | HRCU-A-CB (Split System: Heat Pump with Remote Outdoor Unit-Air-Source) | HMH72B341 |  |  | XAHC48FBCN1 | TPLC100C16MP13 | 33600 | 16.5 | 8.5 | 32400 | 23800 | 73.46% | 2.06 | 0 | 9 |  |  |  | No | R-410A | 2.8 | Residential & Commercial | No
211397696 | Central HP <5.4 tons | LUXAIRE | HRCU-A-CB (Split System: Heat Pump with Remote Outdoor Unit-Air-Source) | HMH72B341 |  |  | XAFC48FXXN1+TXV | TM8V100C16MP12 | 34000 | 16.5 | 8.5 | 33200 | 24400 | 73.49% | 2.1 | 0 | 9 |  |  |  | No | R-410A | 2.8333 | Residential & Commercial | No
211398671 | Central HP <5.4 tons | FRASER-JOHNSTON | HRCU-A-CB (Split System: Heat Pump with Remote Outdoor Unit-Air-Source) | HMH72B341 |  |  | XAFC48FXXN1+TXV | TMLE100B12MP11 | 33400 | 17 | 8.5 | 32400 | 23800 | 73.46% | 2.06 | 0 | 9.5 |  |  |  | No | R-410A | 2.7833 | Residential & Commercial | No
211393782 | Central HP <5.4 tons | FRASER-JOHNSTON | HRCU-A-CB (Split System: Heat Pump with Remote Outdoor Unit-Air-Source) | HMH72B341 |  |  | XAFA30DXXN1+TXV | TL8E060A12UH11 | 33800 | 18 | 8.1 | 33800 | 23800 | 70.41% | 2.04 | 0 | 9.5 |  |  |  | No | R-410A | 2.8167 | Residential & Commercial | No
211394477 | Central HP <5.4 tons | FRASER-JOHNSTON | HRCU-A-CB (Split System: Heat Pump with Remote Outdoor Unit-Air-Source) | HMH72B341 |  |  | XAHC48FXXN1+TXV | TP9C100C20MP13 | 33200 | 17 | 8.5 | 32000 | 23400 | 73.12% | 2.04 | 0 | 9 |  |  |  | No | R-410A | 2.7667 | Residential & Commercial | No
211394709 | Central HP <5.4 tons | FRASER-JOHNSTON | HRCU-A-CB (Split System: Heat Pump with Remote Outdoor Unit-Air-Source) | HMH72B341 |  |  | XAHD48FXXN1+TXV | TP9C100C16MP13 | 33000 | 16 | 8.5 | 31800 | 23200 | 72.96% | 2.04 | 0 | 9 |  |  |  | No | R-410A | 2.75 | Residential & Commercial | No
211396449 | Central HP <5.4 tons | FRASER-JOHNSTON | HRCU-A-CB (Split System: Heat Pump with Remote Outdoor Unit-Air-Source) | HMH72B341 |  |  | XAHD48FXXN1+TXV | TM8Y100C20MP11 | 33800 | 16.5 | 8.5 | 32400 | 23800 | 73.46% | 2.06 | 0 | 9 |  |  |  | No | R-410A | 2.8167 | Residential & Commercial | No
211396554 | Central HP <5.4 tons | FRASER-JOHNSTON | HRCU-A-CB (Split System: Heat Pump with Remote Outdoor Unit-Air-Source) | HMH72B341 |  |  | XAHC48FBCN1 | TM8Y120C20MP11 | 33800 | 16.5 | 8.5 | 32400 | 23800 | 73.46% | 2.06 | 0 | 9 |  |  |  | No | R-410A | 2.8167 | Residential & Commercial | No
211396597 | Central HP <5.4 tons | FRASER-JOHNSTON | HRCU-A-CB (Split System: Heat Pump with Remote Outdoor Unit-Air-Source) | HMH72B341 |  |  | XAFD48FXXN1+TXV | TM8Y100C20MP11 | 34000 | 16.5 | 8.5 | 34000 | 24200 | 71.18% | 2.1 | 0 | 9.5 |  |  |  | No | R-410A | 2.8333 | Residential & Commercial | No
211396338 | Central HP <5.4 tons | FRASER-JOHNSTON | HRCU-A-CB (Split System: Heat Pump with Remote Outdoor Unit-Air-Source) | HMH72B341 |  |  | XAHC48FBCN1 | TM9E060B12MP12 | 32400 | 16 | 8.1 | 32000 | 23600 | 73.75% | 2 | 0 | 9 |  |  |  | No | R-410A | 2.7 | Residential & Commercial | No
211393932 | Central HP <5.4 tons | FRASER-JOHNSTON | HRCU-A-CB (Split System: Heat Pump with Remote Outdoor Unit-Air-Source) | HMH72B341 |  |  | XAFD48FBCN1 | TM9Y100C16MP11 | 33400 | 17 | 8.5 | 32400 | 23600 | 72.84% | 2.06 | 0 | 9.5 |  |  |  | No | R-410A | 2.7833 | Residential & Commercial | No
211394443 | Central HP <5.4 tons | FRASER-JOHNSTON | HRCU-A-CB (Split System: Heat Pump with Remote Outdoor Unit-Air-Source) | HMH72B341 |  |  | XAHD48FBCN1 | TP9C100C20MP13 | 33600 | 16.5 | 8.5 | 32400 | 23800 | 73.46% | 2.06 | 0 | 9 |  |  |  | No | R-410A | 2.8 | Residential & Commercial | No
211394509 | Central HP <5.4 tons | FRASER-JOHNSTON | HRCU-A-CB (Split System: Heat Pump with Remote Outdoor Unit-Air-Source) | HMH72B341 |  |  | XAHC48FBCN1 | TP9C100C20MP13 | 33200 | 17 | 8.5 | 32000 | 23400 | 73.12% | 2.04 | 0 | 9 |  |  |  | No | R-410A | 2.7667 | Residential & Commercial | No
211394609 | Central HP <5.4 tons | FRASER-JOHNSTON | HRCU-A-CB (Split System: Heat Pump with Remote Outdoor Unit-Air-Source) | HMH72B341 |  |  | XAFC48FXXN1+TXV | TP9C100C20MP13 | 34000 | 16.5 | 8.5 | 33000 | 24200 | 73.33% | 2.1 | 0 | 9 |  |  |  | No | R-410A | 2.8333 | Residential & Commercial | No
211394727 | Central HP <5.4 tons | FRASER-JOHNSTON | HRCU-A-CB (Split System: Heat Pump with Remote Outdoor Unit-Air-Source) | HMH72B341 |  |  | XAHD48FBCN1 | TM9V100C16MP12 | 33000 | 16 | 8.5 | 31800 | 23200 | 72.96% | 2.04 | 0 | 9 |  |  |  | No | R-410A | 2.75 | Residential & Commercial | No
211394934 | Central HP <5.4 tons | FRASER-JOHNSTON | HRCU-A-CB (Split System: Heat Pump with Remote Outdoor Unit-Air-Source) | HMH72B341 |  |  | XAFC48FBCN1 | TM9V100C16MP12 | 33800 | 16.5 | 8.5 | 32400 | 23800 | 73.46% | 2.08 | 0 | 9.5 |  |  |  | No | R-410A | 2.8167 | Residential & Commercial | No
211390604 | Central HP <5.4 tons | FRASER-JOHNSTON | HRCU-A-CB (Split System: Heat Pump with Remote Outdoor Unit-Air-Source) | HMH72B341 |  |  | XAFC36DXXN1+TXV | TM8V080B12MP12 | 33800 | 17 | 8.1 | 34000 | 24200 | 71.18% | 2.04 | 0 | 9.5 |  |  |  | No | R-410A | 2.8167 | Residential & Commercial | No
211392985 | Central HP <5.4 tons | LUXAIRE | HRCU-A-CB (Split System: Heat Pump with Remote Outdoor Unit-Air-Source) | HMH72B341 |  |  | XAHC36DBCN1 | TL9E100C20UH11 | 34000 | 16.5 | 8.1 | 34000 | 24600 | 72.35% | 2.08 | 0 | 9.5 |  |  |  | No | R-410A | 2.8333 | Residential & Commercial | No
211394219 | Central HP <5.4 tons | LUXAIRE | HRCU-A-CB (Split System: Heat Pump with Remote Outdoor Unit-Air-Source) | HMH72B341 |  |  | XAFC48FXXN1+TXV | TM9Y060B12MP11 | 33200 | 16.5 | 8.1 | 32600 | 24000 | 73.62% | 2.02 | 0 | 9 |  |  |  | No | R-410A | 2.7667 | Residential & Commercial | No
211394322 | Central HP <5.4 tons | LUXAIRE | HRCU-A-CB (Split System: Heat Pump with Remote Outdoor Unit-Air-Source) | HMH72B341 |  |  | XAHD48FBCN1 | LP9C120D20MP13 | 33400 | 16.5 | 8.5 | 32000 | 23200 | 72.5% | 2.06 | 0 | 9.5 |  |  |  | No | R-410A | 2.7833 | Residential & Commercial | No
211393854 | Central HP <5.4 tons | LUXAIRE | HRCU-A-CB (Split System: Heat Pump with Remote Outdoor Unit-Air-Source) | HMH72B341 |  |  | XAHD48FXXN1+TXV | TM9Y100C16MP11 | 33200 | 15.5 | 8.1 | 32400 | 23600 | 72.84% | 2.02 | 0 | 9 |  |  |  | No | R-410A | 2.7667 | Residential & Commercial | No
211392352 | Central HP <5.4 tons | LUXAIRE | HRCU-A-CB (Split System: Heat Pump with Remote Outdoor Unit-Air-Source) | HMH72B341 |  |  | XAFC30CXXN1+TXV | TM8E080B12MP11 | 32800 | 17.5 | 8.1 | 34000 | 23800 | 70% | 2.02 | 0 | 9.5 |  |  |  | No | R-410A | 2.7333 | Residential & Commercial | No
211392770 | Central HP <5.4 tons | LUXAIRE | HRCU-A-CB (Split System: Heat Pump with Remote Outdoor Unit-Air-Source) | HMH72B341 |  |  | XAHB36DBCN1 | TM8E040A12MP11 | 33200 | 17.5 | 8.1 | 33000 | 23200 | 70.3% | 2.02 | 0 | 9.5 |  |  |  | No | R-410A | 2.7667 | Residential & Commercial | No
211392970 | Central HP <5.4 tons | LUXAIRE | HRCU-A-CB (Split System: Heat Pump with Remote Outdoor Unit-Air-Source) | HMH72B341 |  |  | XAHC36DXXN1+TXV | TL9E100C20UH11 | 34000 | 16.5 | 8.1 | 34000 | 24600 | 72.35% | 2.08 | 0 | 9.5 |  |  |  | No | R-410A | 2.8333 | Residential & Commercial | No
211712912 | Central HP <5.4 tons | DAY & NIGHT | HRCU-A-CB (Split System: Heat Pump with Remote Outdoor Unit-Air-Source) | DLCURAH30ABK |  |  | EA*4X42L24A* | *92ESN1002120A* | 30600 | 15.2 | 8.1 | 34200 | 27000 | 78.95% | 1.82 | 0 | 9 |  |  |  | No | R-410A | 2.55 | Residential & Commercial | No
211713043 | Central HP <5.4 tons | DAY & NIGHT | HRCU-A-CB (Split System: Heat Pump with Remote Outdoor Unit-Air-Source) | DLCURAH30ABK |  |  | EA*4X43L21A* | *96VTN1002122A* | 30600 | 15.2 | 8.1 | 33000 | 26000 | 78.79% | 1.84 | 0 | 9 |  |  |  | No | R-410A | 2.55 | Residential & Commercial | No
215670183 | Central HP <5.4 tons | KEEPRITE | HRCU-A-CB (Split System: Heat Pump with Remote Outdoor Unit-Air-Source) | C5H0V36*K*AAA* |  |  | ESH5X48M12A*+WALLCON | *80CTL0701716B* | 34000 | 16.5 | 8.5 | 35600 | 25400 | 71.35% | 1.78 | 0 | 9.5 |  |  |  | No | R-454B | 2.8333 | Residential & Commercial | No
215670099 | Central HP <5.4 tons | KEEPRITE | HRCU-A-CB (Split System: Heat Pump with Remote Outdoor Unit-Air-Source) | C5H0V36*K*AAA* |  |  | ESH5X42M12A*+WALLCON | *96CTN0601714B* | 33600 | 16.5 | 8.5 | 35800 | 25600 | 71.51% | 1.76 | 0 | 9 |  |  |  | No | R-454B | 2.8 | Residential & Commercial | No
215670035 | Central HP <5.4 tons | KEEPRITE | HRCU-A-CB (Split System: Heat Pump with Remote Outdoor Unit-Air-Source) | C5H0V36*K*AAA* |  |  | ESH5X42M12A*+WALLCON | *95CSU0802120B* | 34000 | 16 | 8.5 | 35600 | 25400 | 71.35% | 1.78 | 0 | 9.5 |  |  |  | No | R-454B | 2.8333 | Residential & Commercial | No
211393079 | Central HP <5.4 tons | LUXAIRE | HRCU-A-CB (Split System: Heat Pump with Remote Outdoor Unit-Air-Source) | HMH72B341 |  |  | XAHC30CXXN1+TXV | TL9E080C16UH11 | 32400 | 17 | 8.1 | 33000 | 23200 | 70.3% | 2 | 0 | 9.5 |  |  |  | No | R-410A | 2.7 | Residential & Commercial | No
211393195 | Central HP <5.4 tons | LUXAIRE | HRCU-A-CB (Split System: Heat Pump with Remote Outdoor Unit-Air-Source) | HMH72B341 |  |  | XAFC36DXXN1+TXV | TL9E060B12UH11 | 33800 | 18 | 8.1 | 34000 | 24200 | 71.18% | 2.04 | 0 | 9.5 |  |  |  | No | R-410A | 2.8167 | Residential & Commercial | No
211390981 | Central HP <5.4 tons | LUXAIRE | HRCU-A-CB (Split System: Heat Pump with Remote Outdoor Unit-Air-Source) | HMH72B341 |  |  | XAHB30CXXN1+TXV | TPLC060A12MP13 | 32000 | 17 | 8.1 | 32800 | 23000 | 70.12% | 1.98 | 0 | 9.5 |  |  |  | No | R-410A | 2.6667 | Residential & Commercial | No
211393180 | Central HP <5.4 tons | LUXAIRE | HRCU-A-CB (Split System: Heat Pump with Remote Outdoor Unit-Air-Source) | HMH72B341 |  |  | XAHB30CXXN1+TXV | TL9E060B12UH11 | 31600 | 16.5 | 8.1 | 32200 | 22800 | 70.81% | 1.96 | 0 | 9.5 |  |  |  | No | R-410A | 2.6333 | Residential & Commercial | No
211398634 | Central HP <5.4 tons | CHAMPION HEATING AND COOLING | HRCU-A-CB (Split System: Heat Pump with Remote Outdoor Unit-Air-Source) | HMH72B341 |  |  | XAHC48FBCN1 | TM8E100B12MP11 | 32600 | 17 | 8.1 | 31800 | 23200 | 72.96% | 2.02 | 0 | 9 |  |  |  | No | R-410A | 2.7167 | Residential & Commercial | No
211397397 | Central HP <5.4 tons | CHAMPION HEATING AND COOLING | HRCU-A-CB (Split System: Heat Pump with Remote Outdoor Unit-Air-Source) | HMH72B341 |  |  | XAHC48FXXN1+TXV | TMLV100C16MP12 | 33600 | 16.5 | 8.5 | 32400 | 23800 | 73.46% | 2.06 | 0 | 9 |  |  |  | No | R-410A | 2.8 | Residential & Commercial | No
211397427 | Central HP <5.4 tons | CHAMPION HEATING AND COOLING | HRCU-A-CB (Split System: Heat Pump with Remote Outdoor Unit-Air-Source) | HMH72B341 |  |  | XAHC48FXXN1+TXV | TPLC100C16MP13 | 33600 | 16.5 | 8.5 | 32400 | 23800 | 73.46% | 2.06 | 0 | 9 |  |  |  | No | R-410A | 2.8 | Residential & Commercial | No
211397798 | Central HP <5.4 tons | CHAMPION HEATING AND COOLING | HRCU-A-CB (Split System: Heat Pump with Remote Outdoor Unit-Air-Source) | HMH72B341 |  |  | XAUC48FXXN1+TXV | TM8V100C16MP12 | 34000 | 16.5 | 8.5 | 33200 | 24400 | 73.49% | 2.1 | 0 | 9 |  |  |  | No | R-410A | 2.8333 | Residential & Commercial | No
211397865 | Central HP <5.4 tons | CHAMPION HEATING AND COOLING | HRCU-A-CB (Split System: Heat Pump with Remote Outdoor Unit-Air-Source) | HMH72B341 |  |  | XAFC48FBCN1 | TPLC080C16MP13 | 34000 | 16.5 | 8.5 | 33200 | 24400 | 73.49% | 2.1 | 0 | 9 |  |  |  | No | R-410A | 2.8333 | Residential & Commercial | No
211398315 | Central HP <5.4 tons | CHAMPION HEATING AND COOLING | HRCU-A-CB (Split System: Heat Pump with Remote Outdoor Unit-Air-Source) | HMH72B341 |  |  | XAUC48FXXN1+TXV | TM8E120C16MP11 | 33600 | 17 | 8.5 | 32400 | 23600 | 72.84% | 2.08 | 0 | 9.5 |  |  |  | No | R-410A | 2.8 | Residential & Commercial | No
211396694 | Central HP <5.4 tons | CHAMPION HEATING AND COOLING | HRCU-A-CB (Split System: Heat Pump with Remote Outdoor Unit-Air-Source) | HMH72B341 |  |  | XAFC48FBCN1 | TM8Y100C20MP11 | 34000 | 16.5 | 8.5 | 33000 | 24200 | 73.33% | 2.1 | 0 | 9.5 |  |  |  | No | R-410A | 2.8333 | Residential & Commercial | No
211397110 | Central HP <5.4 tons | CHAMPION HEATING AND COOLING | HRCU-A-CB (Split System: Heat Pump with Remote Outdoor Unit-Air-Source) | HMH72B341 |  |  | XAHC48FXXN1+TXV | TPLC120C20MP13 | 33800 | 16.5 | 8.5 | 32400 | 23800 | 73.46% | 2.06 | 0 | 9 |  |  |  | No | R-410A | 2.8167 | Residential & Commercial | No
211396410 | Central HP <5.4 tons | CHAMPION HEATING AND COOLING | HRCU-A-CB (Split System: Heat Pump with Remote Outdoor Unit-Air-Source) | HMH72B341 |  |  | XAUC48FXXN1+TXV | TM9E060B12MP12 | 33200 | 16.5 | 8.1 | 32600 | 24000 | 73.62% | 2.02 | 0 | 9 |  |  |  | No | R-410A | 2.7667 | Residential & Commercial | No
211395743 | Central HP <5.4 tons | CHAMPION HEATING AND COOLING | HRCU-A-CB (Split System: Heat Pump with Remote Outdoor Unit-Air-Source) | HMH72B341 |  |  | XAHC48FXXN1+TXV | TP9C060B12MP13 | 32400 | 16 | 8.1 | 32000 | 23400 | 73.12% | 2 | 0 | 9 |  |  |  | No | R-410A | 2.7 | Residential & Commercial | No
211394055 | Central HP <5.4 tons | CHAMPION HEATING AND COOLING | HRCU-A-CB (Split System: Heat Pump with Remote Outdoor Unit-Air-Source) | HMH72B341 |  |  | XAFD48FXXN1+TXV | TM9Y080C16MP11 | 33400 | 17.5 | 8.5 | 32400 | 23600 | 72.84% | 2.06 | 0 | 9.5 |  |  |  | No | R-410A | 2.7833 | Residential & Commercial | No
211394671 | Central HP <5.4 tons | CHAMPION HEATING AND COOLING | HRCU-A-CB (Split System: Heat Pump with Remote Outdoor Unit-Air-Source) | HMH72B341 |  |  | XAUC48FXXN1+TXV | TP9C100C20MP13 | 34000 | 16.5 | 8.5 | 33000 | 24200 | 73.33% | 2.1 | 0 | 9 |  |  |  | No | R-410A | 2.8333 | Residential & Commercial | No
211390913 | Central HP <5.4 tons | CHAMPION HEATING AND COOLING | HRCU-A-CB (Split System: Heat Pump with Remote Outdoor Unit-Air-Source) | HMH72B341 |  |  | XAHB36DBCN1 | TM8V060A12MP12 | 33400 | 16.5 | 8.1 | 33600 | 23800 | 70.83% | 2.02 | 0 | 9.5 |  |  |  | No | R-410A | 2.7833 | Residential & Commercial | No
211390928 | Central HP <5.4 tons | CHAMPION HEATING AND COOLING | HRCU-A-CB (Split System: Heat Pump with Remote Outdoor Unit-Air-Source) | HMH72B341 |  |  | XAHB36DBCN1 | TMLV060A12MP12 | 33400 | 16.5 | 8.1 | 33600 | 23800 | 70.83% | 2.02 | 0 | 9.5 |  |  |  | No | R-410A | 2.7833 | Residential & Commercial | No
211394237 | Central HP <5.4 tons | CHAMPION HEATING AND COOLING | HRCU-A-CB (Split System: Heat Pump with Remote Outdoor Unit-Air-Source) | HMH72B341 |  |  | XAFC48FBCN1 | TM9Y060B12MP11 | 33200 | 16.5 | 8.1 | 32600 | 24000 | 73.62% | 2.02 | 0 | 9 |  |  |  | No | R-410A | 2.7667 | Residential & Commercial | No
211388956 | Central HP <5.4 tons | LUXAIRE | HRCU-A-CB (Split System: Heat Pump with Remote Outdoor Unit-Air-Source) | HMH72B341 |  |  | XAHC36DBCN1 | TM9E060B12MP12 | 33400 | 17 | 8.1 | 33400 | 23800 | 71.26% | 2 | 0 | 9.5 |  |  |  | No | R-410A | 2.7833 | Residential & Commercial | No
215674061 | Central HP <5.4 tons | KEEPRITE | HRCU-A-CB (Split System: Heat Pump with Remote Outdoor Unit-Air-Source) | C5H0V48*K*AAA* |  |  | EA*5X48M21A*+WALLCON | *80CTL0902120B* | 44500 | 18 | 9 | 48500 | 34000 | 70.1% | 2.06 | 0 | 9.5 |  |  |  | No | R-454B | 3.7083 | Residential & Commercial | No
215674111 | Central HP <5.4 tons | KEEPRITE | HRCU-A-CB (Split System: Heat Pump with Remote Outdoor Unit-Air-Source) | C5H0V48*K*AAA* |  |  | EA*5X48M21A*+WALLCON | *97CMN0801714B* | 44000 | 17 | 9 | 49000 | 34600 | 70.61% | 2.04 | 0 | 9 |  |  |  | No | R-454B | 3.6667 | Residential & Commercial | No
211395241 | Central HP <5.4 tons | CHAMPION HEATING AND COOLING | HRCU-A-CB (Split System: Heat Pump with Remote Outdoor Unit-Air-Source) | HMH72B341 |  |  | XAFD48FBCN1 | TM9V080C16MP12 | 33400 | 16.5 | 8.5 | 32400 | 23600 | 72.84% | 2.06 | 0 | 9.5 |  |  |  | No | R-410A | 2.7833 | Residential & Commercial | No
211395505 | Central HP <5.4 tons | CHAMPION HEATING AND COOLING | HRCU-A-CB (Split System: Heat Pump with Remote Outdoor Unit-Air-Source) | HMH72B341 |  |  | XAHC48FBCN1 | TM9V080B12MP12 | 32800 | 16 | 8.1 | 32200 | 23600 | 73.29% | 2.02 | 0 | 9 |  |  |  | No | R-410A | 2.7333 | Residential & Commercial | No
211397146 | Central HP <5.4 tons | CHAMPION HEATING AND COOLING | HRCU-A-CB (Split System: Heat Pump with Remote Outdoor Unit-Air-Source) | HMH72B341 |  |  | XAHC48FBCN1 | TM8V100C20MP12 | 33800 | 16.5 | 8.5 | 32400 | 23800 | 73.46% | 2.06 | 0 | 9 |  |  |  | No | R-410A | 2.8167 | Residential & Commercial | No
211391062 | Central HP <5.4 tons | CHAMPION HEATING AND COOLING | HRCU-A-CB (Split System: Heat Pump with Remote Outdoor Unit-Air-Source) | HMH72B341 |  |  | XAUB36DXXN1+TXV | TM8V060A12MP12 | 34000 | 17.5 | 8.1 | 34000 | 24200 | 71.18% | 2.06 | 0 | 9.5 |  |  |  | No | R-410A | 2.8333 | Residential & Commercial | No
211391912 | Central HP <5.4 tons | CHAMPION HEATING AND COOLING | HRCU-A-CB (Split System: Heat Pump with Remote Outdoor Unit-Air-Source) | HMH72B341 |  |  | XAFB30CXXN1+TXV | TM8E100B12MP11 | 32800 | 17.5 | 8.1 | 33400 | 23400 | 70.06% | 2.04 | 0 | 9.5 |  |  |  | No | R-410A | 2.7333 | Residential & Commercial | No
211390732 | Central HP <5.4 tons | LUXAIRE | HRCU-A-CB (Split System: Heat Pump with Remote Outdoor Unit-Air-Source) | HMH72B341 |  |  | XAFB36DBCN1 | TM8V080B12MP12 | 33600 | 17 | 8.1 | 33600 | 23600 | 70.24% | 2.02 | 0 | 9.5 |  |  |  | No | R-410A | 2.8 | Residential & Commercial | No
211390405 | Central HP <5.4 tons | LUXAIRE | HRCU-A-CB (Split System: Heat Pump with Remote Outdoor Unit-Air-Source) | HMH72B341 |  |  | XAHC36DXXN1+TXV | TM8V080B12MP12 | 32800 | 16.5 | 8.1 | 32800 | 23200 | 70.73% | 1.98 | 0 | 9.5 |  |  |  | No | R-410A | 2.7333 | Residential & Commercial | No
211390496 | Central HP <5.4 tons | LUXAIRE | HRCU-A-CB (Split System: Heat Pump with Remote Outdoor Unit-Air-Source) | HMH72B341 |  |  | XAHC30CXXN1+TXV | LPLC080B12MP13 | 31800 | 16.5 | 8.1 | 33000 | 23200 | 70.3% | 1.96 | 0 | 9 |  |  |  | No | R-410A | 2.65 | Residential & Commercial | No
211390830 | Central HP <5.4 tons | LUXAIRE | HRCU-A-CB (Split System: Heat Pump with Remote Outdoor Unit-Air-Source) | HMH72B341 |  |  | XAUB30CXXN1+TXV | TM8V080B12MP12 | 32400 | 17 | 8.1 | 33600 | 23600 | 70.24% | 2 | 0 | 9.5 |  |  |  | No | R-410A | 2.7 | Residential & Commercial | No
211395675 | Central HP <5.4 tons | LUXAIRE | HRCU-A-CB (Split System: Heat Pump with Remote Outdoor Unit-Air-Source) | HMH72B341 |  |  | XAUC48FXXN1+TXV | TP9C080B12MP13 | 33400 | 16.5 | 8.5 | 32600 | 24000 | 73.62% | 2.06 | 0 | 9 |  |  |  | No | R-410A | 2.7833 | Residential & Commercial | No
211396308 | Central HP <5.4 tons | LUXAIRE | HRCU-A-CB (Split System: Heat Pump with Remote Outdoor Unit-Air-Source) | HMH72B341 |  |  | XAHC48FXXN1+TXV | TM9E060B12MP12 | 32400 | 16 | 8.1 | 32000 | 23600 | 73.75% | 2 | 0 | 9 |  |  |  | No | R-410A | 2.7 | Residential & Commercial | No
211396595 | Central HP <5.4 tons | LUXAIRE | HRCU-A-CB (Split System: Heat Pump with Remote Outdoor Unit-Air-Source) | HMH72B341 |  |  | XAFD48FXXN1+TXV | TM8Y100C20MP11 | 34000 | 16.5 | 8.5 | 34000 | 24200 | 71.18% | 2.1 | 0 | 9.5 |  |  |  | No | R-410A | 2.8333 | Residential & Commercial | No
211396677 | Central HP <5.4 tons | LUXAIRE | HRCU-A-CB (Split System: Heat Pump with Remote Outdoor Unit-Air-Source) | HMH72B341 |  |  | XAUC48FXXN1+TXV | TM8Y120C20MP11 | 34000 | 16.5 | 8.5 | 33000 | 24200 | 73.33% | 2.1 | 0 | 9.5 |  |  |  | No | R-410A | 2.8333 | Residential & Commercial | No
211393278 | Central HP <5.4 tons | LUXAIRE | HRCU-A-CB (Split System: Heat Pump with Remote Outdoor Unit-Air-Source) | HMH72B341 |  |  | XAFB30CXXN1+TXV | TL9E060B12UH11 | 32600 | 17.5 | 8.1 | 33600 | 23600 | 70.24% | 2 | 0 | 9.5 |  |  |  | No | R-410A | 2.7167 | Residential & Commercial | No
211393914 | Central HP <5.4 tons | LUXAIRE | HRCU-A-CB (Split System: Heat Pump with Remote Outdoor Unit-Air-Source) | HMH72B341 |  |  | XAFD48FXXN1+TXV | TM9Y100C16MP11 | 33400 | 17 | 8.5 | 32400 | 23600 | 72.84% | 2.06 | 0 | 9.5 |  |  |  | No | R-410A | 2.7833 | Residential & Commercial | No
211391803 | Central HP <5.4 tons | LUXAIRE | HRCU-A-CB (Split System: Heat Pump with Remote Outdoor Unit-Air-Source) | HMH72B341 |  |  | XAFC30CXXN1+TXV | TMLE100B12MP11 | 32800 | 17.5 | 8.1 | 33400 | 23400 | 70.06% | 2.04 | 0 | 9.5 |  |  |  | No | R-410A | 2.7333 | Residential & Commercial | No
211392565 | Central HP <5.4 tons | CHAMPION HEATING AND COOLING | HRCU-A-CB (Split System: Heat Pump with Remote Outdoor Unit-Air-Source) | HMH72B341 |  |  | XAHB36DBCN1 | TMLE060A12MP11 | 33200 | 17 | 8.1 | 33200 | 23400 | 70.48% | 2 | 0 | 9.5 |  |  |  | No | R-410A | 2.7667 | Residential & Commercial | No
211392731 | Central HP <5.4 tons | CHAMPION HEATING AND COOLING | HRCU-A-CB (Split System: Heat Pump with Remote Outdoor Unit-Air-Source) | HMH72B341 |  |  | XAUB30CXXN1+TXV | TMLE060A12MP11 | 32800 | 17.5 | 8.1 | 33400 | 23400 | 70.06% | 2.02 | 0 | 9.5 |  |  |  | No | R-410A | 2.7333 | Residential & Commercial | No
215674041 | Central HP <5.4 tons | KEEPRITE | HRCU-A-CB (Split System: Heat Pump with Remote Outdoor Unit-Air-Source) | C5H0V48*K*AAA* |  |  | EA*5X48M21A*+WALLCON | *80CTL0702120B* | 44000 | 17.5 | 9 | 48500 | 34200 | 70.52% | 2.06 | 0 | 9.5 |  |  |  | No | R-454B | 3.6667 | Residential & Commercial | No
211389824 | Central HP <5.4 tons | CHAMPION HEATING AND COOLING | HRCU-A-CB (Split System: Heat Pump with Remote Outdoor Unit-Air-Source) | HMH72B341 |  |  | XAHB36DBCN1 | TM8Y060A12MP11 | 32800 | 17.5 | 8.1 | 32600 | 23000 | 70.55% | 1.98 | 0 | 9.5 |  |  |  | No | R-410A | 2.7333 | Residential & Commercial | No
211392698 | Central HP <5.4 tons | LUXAIRE | HRCU-A-CB (Split System: Heat Pump with Remote Outdoor Unit-Air-Source) | HMH72B341 |  |  | XAFB30CXXN1+TXV | TMLE060A12MP11 | 32800 | 17.5 | 8.1 | 33400 | 23400 | 70.06% | 2.02 | 0 | 9.5 |  |  |  | No | R-410A | 2.7333 | Residential & Commercial | No
211393169 | Central HP <5.4 tons | LUXAIRE | HRCU-A-CB (Split System: Heat Pump with Remote Outdoor Unit-Air-Source) | HMH72B341 |  |  | XAHC30CXXN1+TXV | TL9E060B12UH11 | 31800 | 17 | 8.1 | 32800 | 23200 | 70.73% | 1.96 | 0 | 9 |  |  |  | No | R-410A | 2.65 | Residential & Commercial | No
211388973 | Central HP <5.4 tons | CHAMPION HEATING AND COOLING | HRCU-A-CB (Split System: Heat Pump with Remote Outdoor Unit-Air-Source) | HMH72B341 |  |  | XAHC30CXXN1+TXV | TM9E060B12MP12 | 32000 | 16.5 | 8.1 | 33000 | 23200 | 70.3% | 1.96 | 0 | 9 |  |  |  | No | R-410A | 2.6667 | Residential & Commercial | No
215674032 | Central HP <5.4 tons | KENMORE | HRCU-A-CB (Split System: Heat Pump with Remote Outdoor Unit-Air-Source) | (C,H,T)5H0V48*K*AAA* |  |  | EA*5X48M21A*+WALLCON | *80CTL0701716B* | 44000 | 17.5 | 9 | 49000 | 34400 | 70.2% | 2.04 | 0 | 9.5 |  |  |  | No | R-454B | 3.6667 | Residential & Commercial | No
215681311 | Central HP <5.4 tons | KENMORE | HRCU-A-CB (Split System: Heat Pump with Remote Outdoor Unit-Air-Source) | (C,H,T)5H0V48*K*AAA* |  |  | EA*5X48M21A*+WALLCON | *80CSU0401712B* | 44000 | 17.5 | 9 | 48500 | 34000 | 70.1% | 2.04 | 0 | 9.5 |  |  |  | No | R-454B | 3.6667 | Residential & Commercial | No
211389473 | Central HP <5.4 tons | CHAMPION HEATING AND COOLING | HRCU-A-CB (Split System: Heat Pump with Remote Outdoor Unit-Air-Source) | HMH72B341 |  |  | XAHC36DBCN1 | TM8Y100C16MP11 | 34000 | 18 | 8.1 | 34000 | 24400 | 71.76% | 2.06 | 0 | 9.5 |  |  |  | No | R-410A | 2.8333 | Residential & Commercial | No
211392217 | Central HP <5.4 tons | LUXAIRE | HRCU-A-CB (Split System: Heat Pump with Remote Outdoor Unit-Air-Source) | HMH72B341 |  |  | XAHB36DXXN1+TXV | TM8E080B12MP11 | 33200 | 17 | 8.1 | 33200 | 23400 | 70.48% | 2 | 0 | 9.5 |  |  |  | No | R-410A | 2.7667 | Residential & Commercial | No
211392262 | Central HP <5.4 tons | LUXAIRE | HRCU-A-CB (Split System: Heat Pump with Remote Outdoor Unit-Air-Source) | HMH72B341 |  |  | XAHB36DBCN1 | TMLE080B12MP11 | 33200 | 17 | 8.1 | 33200 | 23400 | 70.48% | 2 | 0 | 9.5 |  |  |  | No | R-410A | 2.7667 | Residential & Commercial | No
211392421 | Central HP <5.4 tons | LUXAIRE | HRCU-A-CB (Split System: Heat Pump with Remote Outdoor Unit-Air-Source) | HMH72B341 |  |  | XAUB36DXXN1+TXV | TM8E080B12MP11 | 34000 | 18 | 8.1 | 34000 | 24400 | 71.76% | 2.06 | 0 | 9.5 |  |  |  | No | R-410A | 2.8333 | Residential & Commercial | No
211395338 | Central HP <5.4 tons | LUXAIRE | HRCU-A-CB (Split System: Heat Pump with Remote Outdoor Unit-Air-Source) | HMH72B341 |  |  | XAFC48FXXN1+TXV | LP9C080C16MP13 | 33400 | 16.5 | 8.5 | 32400 | 23600 | 72.84% | 2.06 | 0 | 9.5 |  |  |  | No | R-410A | 2.7833 | Residential & Commercial | No
211388941 | Central HP <5.4 tons | LUXAIRE | HRCU-A-CB (Split System: Heat Pump with Remote Outdoor Unit-Air-Source) | HMH72B341 |  |  | XAHC36DXXN1+TXV | TM9E060B12MP12 | 33400 | 17 | 8.1 | 33400 | 23800 | 71.26% | 2 | 0 | 9.5 |  |  |  | No | R-410A | 2.7833 | Residential & Commercial | No
212982630 | Central HP <5.4 tons | DAY & NIGHT | HRCU-A-CB (Split System: Heat Pump with Remote Outdoor Unit-Air-Source) | DLCURAH30ABK |  |  | EA*4X37L21A* | *80MSU0601716A* | 30800 | 15.2 | 8.5 | 33000 | 26200 | 79.39% | 1.84 | 0 | 9 |  |  |  | No | R-410A | 2.5667 | Residential & Commercial | No
212982966 | Central HP <5.4 tons | DAY & NIGHT | HRCU-A-CB (Split System: Heat Pump with Remote Outdoor Unit-Air-Source) | DLCURAH30ABK |  |  | EA*4X42L24A* | *80MSU0802120A* | 29600 | 15.5 | 8.5 | 33600 | 27400 | 81.55% | 1.78 | 0 | 9 |  |  |  | No | R-410A | 2.4667 | Residential & Commercial | No
211389223 | Central HP <5.4 tons | LUXAIRE | HRCU-A-CB (Split System: Heat Pump with Remote Outdoor Unit-Air-Source) | HMH72B341 |  |  | XAFB30CXXN1+TXV | TM9E060A10MP12 | 32400 | 17 | 8.1 | 33400 | 23600 | 70.66% | 2 | 0 | 9.5 |  |  |  | No | R-410A | 2.7 | Residential & Commercial | No
211390091 | Central HP <5.4 tons | LUXAIRE | HRCU-A-CB (Split System: Heat Pump with Remote Outdoor Unit-Air-Source) | HMH72B341 |  |  | XAHC30CXXN1+TXV | TM8V080C16MP12 | 32400 | 17 | 8.1 | 32400 | 22800 | 70.37% | 2 | 0 | 9.5 |  |  |  | No | R-410A | 2.7 | Residential & Commercial | No
211390393 | Central HP <5.4 tons | LUXAIRE | HRCU-A-CB (Split System: Heat Pump with Remote Outdoor Unit-Air-Source) | HMH72B341 |  |  | XAFC30CXXN1+TXV | LPLC080C16MP13 | 33000 | 17.5 | 8.5 | 33000 | 23200 | 70.3% | 2.04 | 0 | 9.5 |  |  |  | No | R-410A | 2.75 | Residential & Commercial | No
211390562 | Central HP <5.4 tons | LUXAIRE | HRCU-A-CB (Split System: Heat Pump with Remote Outdoor Unit-Air-Source) | HMH72B341 |  |  | XAHB36DBCN1 | LPLC080B12MP13 | 32800 | 16.5 | 8.1 | 33000 | 23400 | 70.91% | 1.98 | 0 | 9.5 |  |  |  | No | R-410A | 2.7333 | Residential & Commercial | No
216410933 | Central HP <5.4 tons | FRASER-JOHNSTON | HRCU-A-CB (Split System: Heat Pump with Remote Outdoor Unit-Air-Source) | HMH72B361 |  |  | XAFC36DBCN1 | Z9ET080C16SMPS1 | 35000 | 17 | 8.5 | 34600 | 25200 | 72.83% | 2.06 | 0 | 8.5 |  |  |  | No | R-410A | 2.9167 | Residential & Commercial | No
215669747 | Central HP <5.4 tons | KEEPRITE | HRCU-A-CB (Split System: Heat Pump with Remote Outdoor Unit-Air-Source) | C5H0V36*K*AAA* |  |  | ESH5X36M12A*+WALLCON | *80CSU0401712A* | 33600 | 16.5 | 8.5 | 35800 | 25400 | 70.95% | 1.76 | 0 | 9.5 |  |  |  | No | R-454B | 2.8 | Residential & Commercial | No
215669779 | Central HP <5.4 tons | KEEPRITE | HRCU-A-CB (Split System: Heat Pump with Remote Outdoor Unit-Air-Source) | C5H0V36*K*AAA* |  |  | ESH5X36M12A*+WALLCON | *80CTL0701412B* | 33400 | 16.5 | 8.5 | 35800 | 25600 | 71.51% | 1.76 | 0 | 9 |  |  |  | No | R-454B | 2.7833 | Residential & Commercial | No
215669795 | Central HP <5.4 tons | KEEPRITE | HRCU-A-CB (Split System: Heat Pump with Remote Outdoor Unit-Air-Source) | C5H0V36*K*AAA* |  |  | ESH5X36M12A*+WALLCON | *80CTL0702120B* | 33600 | 16.5 | 8.5 | 35800 | 25400 | 70.95% | 1.76 | 0 | 9.5 |  |  |  | No | R-454B | 2.8 | Residential & Commercial | No
211390595 | Central HP <5.4 tons | LUXAIRE | HRCU-A-CB (Split System: Heat Pump with Remote Outdoor Unit-Air-Source) | HMH72B341 |  |  | XAHB30CXXN1+TXV | LPLC080B12MP13 | 31600 | 16.5 | 8.1 | 32800 | 23000 | 70.12% | 1.96 | 0 | 9 |  |  |  | No | R-410A | 2.6333 | Residential & Commercial | No
211390660 | Central HP <5.4 tons | LUXAIRE | HRCU-A-CB (Split System: Heat Pump with Remote Outdoor Unit-Air-Source) | HMH72B341 |  |  | XAFC36DBCN1 | LPLC080B12MP13 | 33800 | 17 | 8.1 | 34000 | 24200 | 71.18% | 2.04 | 0 | 9.5 |  |  |  | No | R-410A | 2.8167 | Residential & Commercial | No
211390693 | Central HP <5.4 tons | LUXAIRE | HRCU-A-CB (Split System: Heat Pump with Remote Outdoor Unit-Air-Source) | HMH72B341 |  |  | XAFC30CXXN1+TXV | LPLC080B12MP13 | 32400 | 17 | 8.1 | 34000 | 23800 | 70% | 2 | 0 | 9.5 |  |  |  | No | R-410A | 2.7 | Residential & Commercial | No
211390726 | Central HP <5.4 tons | LUXAIRE | HRCU-A-CB (Split System: Heat Pump with Remote Outdoor Unit-Air-Source) | HMH72B341 |  |  | XAFB36DXXN1+TXV | LPLC080B12MP13 | 33600 | 17 | 8.1 | 33600 | 23600 | 70.24% | 2.02 | 0 | 9.5 |  |  |  | No | R-410A | 2.8 | Residential & Commercial | No
211391279 | Central HP <5.4 tons | LUXAIRE | HRCU-A-CB (Split System: Heat Pump with Remote Outdoor Unit-Air-Source) | HMH72B341 |  |  | XAHC30CXXN1+TXV | TM8E120C16MP11 | 32400 | 17.5 | 8.1 | 32400 | 22800 | 70.37% | 2 | 0 | 9.5 |  |  |  | No | R-410A | 2.7 | Residential & Commercial | No
211225804 | Central HP <5.4 tons | CARRIER | HRCU-A-CB (Split System: Heat Pump with Remote Outdoor Unit-Air-Source) | 38MURAQ36AB3* |  |  | CAP**4221AL* | 59SP6A060V17**14 | 35000 | 15.2 | 8.1 | 38500 | 35200 | 91.43% | 1.86 | 0 | 9.5 |  |  |  | No | R-410A | 2.9167 | Residential & Commercial | No
211225963 | Central HP <5.4 tons | CARRIER | HRCU-A-CB (Split System: Heat Pump with Remote Outdoor Unit-Air-Source) | 38MURAQ36AB3* |  |  | CAP**4821AL* | OVMAAB036098 | 35600 | 15.2 | 8.1 | 38500 | 34800 | 90.39% | 2.04 | 0 | 9.5 |  |  |  | No | R-410A | 2.9667 | Residential & Commercial | No
215681701 | Central HP <5.4 tons | KENMORE | HRCU-A-CB (Split System: Heat Pump with Remote Outdoor Unit-Air-Source) | (C,H,T)5H0V48*K*AAA* |  |  | ESH5X60M12A*+WALLCON | *80CSU0802120B* | 45500 | 17 | 8.5 | 48000 | 33600 | 70% | 2.06 | 0 | 9.5 |  |  |  | No | R-454B | 3.7917 | Residential & Commercial | No
211391631 | Central HP <5.4 tons | LUXAIRE | HRCU-A-CB (Split System: Heat Pump with Remote Outdoor Unit-Air-Source) | HMH72B341 |  |  | XAHC30CXXN1+TXV | TM8E100B12MP11 | 32000 | 17.5 | 8.1 | 32600 | 23000 | 70.55% | 1.98 | 0 | 9.5 |  |  |  | No | R-410A | 2.6667 | Residential & Commercial | No
211391645 | Central HP <5.4 tons | LUXAIRE | HRCU-A-CB (Split System: Heat Pump with Remote Outdoor Unit-Air-Source) | HMH72B341 |  |  | XAHC30CXXN1+TXV | TMLE100B12MP11 | 32000 | 17.5 | 8.1 | 32600 | 23000 | 70.55% | 1.98 | 0 | 9.5 |  |  |  | No | R-410A | 2.6667 | Residential & Commercial | No
211392755 | Central HP <5.4 tons | LUXAIRE | HRCU-A-CB (Split System: Heat Pump with Remote Outdoor Unit-Air-Source) | HMH72B341 |  |  | XAHB36DXXN1+TXV | TMLE040A12MP11 | 33200 | 17.5 | 8.1 | 33000 | 23200 | 70.3% | 2.02 | 0 | 9.5 |  |  |  | No | R-410A | 2.7667 | Residential & Commercial | No
211391175 | Central HP <5.4 tons | LUXAIRE | HRCU-A-CB (Split System: Heat Pump with Remote Outdoor Unit-Air-Source) | HMH72B341 |  |  | XAUB30CXXN1+TXV | TM8V060A12MP12 | 32800 | 17.5 | 8.1 | 33400 | 23400 | 70.06% | 2.02 | 0 | 9.5 |  |  |  | No | R-410A | 2.7333 | Residential & Commercial | No
211391675 | Central HP <5.4 tons | LUXAIRE | HRCU-A-CB (Split System: Heat Pump with Remote Outdoor Unit-Air-Source) | HMH72B341 |  |  | XAHB36DXXN1+TXV | TMLE100B12MP11 | 33200 | 17.5 | 8.1 | 33000 | 23400 | 70.91% | 2.02 | 0 | 9.5 |  |  |  | No | R-410A | 2.7667 | Residential & Commercial | No
211225949 | Central HP <5.4 tons | CARRIER | HRCU-A-CB (Split System: Heat Pump with Remote Outdoor Unit-Air-Source) | 38MURAQ36AB3* |  |  | CAP**4821AL* | 59SP6A060V17**14 | 35400 | 15.5 | 8.1 | 38500 | 34800 | 90.39% | 2.02 | 0 | 9.5 |  |  |  | No | R-410A | 2.95 | Residential & Commercial | No
215674011 | Central HP <5.4 tons | KEEPRITE | HRCU-A-CB (Split System: Heat Pump with Remote Outdoor Unit-Air-Source) | C5H0V48*K*AAA* |  |  | EA*5X48M21A*+WALLCON | *80CSU1002120A* | 44000 | 17.5 | 9 | 48500 | 34200 | 70.52% | 2.06 | 0 | 9.5 |  |  |  | No | R-454B | 3.6667 | Residential & Commercial | No
215674472 | Central HP <5.4 tons | KENMORE | HRCU-A-CB (Split System: Heat Pump with Remote Outdoor Unit-Air-Source) | (C,H,T)5H0V48*K*AAA* |  |  | EA*5X61M24A*+WALLCON | *80CSU1002120A* | 46000 | 18 | 9 | 48000 | 33800 | 70.42% | 2.08 | 0 | 9.5 |  |  |  | No | R-454B | 3.8333 | Residential & Commercial | No
215669109 | Central HP <5.4 tons | KEEPRITE | HRCU-A-CB (Split System: Heat Pump with Remote Outdoor Unit-Air-Source) | C5H0V36*K*AAA* |  |  | EA*5X48M21A*+WALLCON | *80CSU0601716A* | 33800 | 18 | 9 | 35000 | 25200 | 72% | 1.88 | 0 | 9.5 |  |  |  | No | R-454B | 2.8167 | Residential & Commercial | No
215669229 | Central HP <5.4 tons | KEEPRITE | HRCU-A-CB (Split System: Heat Pump with Remote Outdoor Unit-Air-Source) | C5H0V36*K*AAA* |  |  | EA*5X48M21A*+WALLCON | *97CMN0602120B* | 33600 | 17.5 | 9 | 35200 | 25200 | 71.59% | 1.9 | 0 | 9.5 |  |  |  | No | R-454B | 2.8 | Residential & Commercial | No
211391707 | Central HP <5.4 tons | LUXAIRE | HRCU-A-CB (Split System: Heat Pump with Remote Outdoor Unit-Air-Source) | HMH72B341 |  |  | XAHB30CXXN1+TXV | TM8E100B12MP11 | 32000 | 17 | 8.1 | 32800 | 23000 | 70.12% | 1.98 | 0 | 9.5 |  |  |  | No | R-410A | 2.6667 | Residential & Commercial | No
211388658 | Central HP <5.4 tons | LUXAIRE | HRCU-A-CB (Split System: Heat Pump with Remote Outdoor Unit-Air-Source) | HMH72B341 |  |  | XAHC36DXXN1+TXV | TM9E080C16MP12 | 34000 | 17.5 | 8.1 | 34000 | 24400 | 71.76% | 2.06 | 0 | 9.5 |  |  |  | No | R-410A | 2.8333 | Residential & Commercial | No
211392247 | Central HP <5.4 tons | LUXAIRE | HRCU-A-CB (Split System: Heat Pump with Remote Outdoor Unit-Air-Source) | HMH72B341 |  |  | XAHB36DBCN1 | TM8E080B12MP11 | 33200 | 17 | 8.1 | 33200 | 23400 | 70.48% | 2 | 0 | 9.5 |  |  |  | No | R-410A | 2.7667 | Residential & Commercial | No
211388673 | Central HP <5.4 tons | LUXAIRE | HRCU-A-CB (Split System: Heat Pump with Remote Outdoor Unit-Air-Source) | HMH72B341 |  |  | XAHC36DBCN1 | TM9E080C16MP12 | 34000 | 17.5 | 8.1 | 34000 | 24400 | 71.76% | 2.06 | 0 | 9.5 |  |  |  | No | R-410A | 2.8333 | Residential & Commercial | No
211392800 | Central HP <5.4 tons | LUXAIRE | HRCU-A-CB (Split System: Heat Pump with Remote Outdoor Unit-Air-Source) | HMH72B341 |  |  | XAHB30CXXN1+TXV | TM8E040A12MP11 | 32000 | 17.5 | 8.1 | 31800 | 23000 | 72.33% | 1.98 | 0 | 9.5 |  |  |  | No | R-410A | 2.6667 | Residential & Commercial | No
215681791 | Central HP <5.4 tons | KENMORE | HRCU-A-CB (Split System: Heat Pump with Remote Outdoor Unit-Air-Source) | (C,H,T)5H0V48*K*AAA* |  |  | EVM5X48M21A*+WALLCON | *80CSU1002120B* | 47000 | 18 | 9 | 50000 | 36400 | 72.8% | 2 | 0 | 9.5 |  |  |  | No | R-454B | 3.9167 | Residential & Commercial | No
215681741 | Central HP <5.4 tons | KENMORE | HRCU-A-CB (Split System: Heat Pump with Remote Outdoor Unit-Air-Source) | (C,H,T)5H0V48*K*AAA* |  |  | ESH5X60M12A*+WALLCON | *97CTN1002122A* | 45500 | 16.5 | 8.5 | 48000 | 33800 | 70.42% | 2.08 | 0 | 9.5 |  |  |  | No | R-454B | 3.7917 | Residential & Commercial | No
215675129 | Central HP <5.4 tons | KENMORE | HRCU-A-CB (Split System: Heat Pump with Remote Outdoor Unit-Air-Source) | (C,H,T)5H0V48*K*AAA* |  |  | ESH5X60M12A*+WALLCON | *80CSU0601716A* | 45500 | 16.5 | 8.5 | 48000 | 33800 | 70.42% | 2.06 | 0 | 9.5 |  |  |  | No | R-454B | 3.7917 | Residential & Commercial | No
212979461 | Central HP <5.4 tons | CARRIER | HRCU-A-CB (Split System: Heat Pump with Remote Outdoor Unit-Air-Source) | 38MURAQ30AB3* |  |  | CAP**4321AL* | 58S(B,C)*B070M21**16 | 30400 | 15.2 | 8.1 | 33400 | 26400 | 79.04% | 1.84 | 0 | 9 |  |  |  | No | R-410A | 2.5333 | Residential & Commercial | No
211225681 | Central HP <5.4 tons | CARRIER | HRCU-A-CB (Split System: Heat Pump with Remote Outdoor Unit-Air-Source) | 38MURAQ36AB3* |  |  | CAP**3621AL* | 59SC2D100E21**22 | 36400 | 15.2 | 8.1 | 40000 | 35400 | 88.5% | 1.86 | 0 | 9.5 |  |  |  | No | R-410A | 3.0333 | Residential & Commercial | No
211225805 | Central HP <5.4 tons | CARRIER | HRCU-A-CB (Split System: Heat Pump with Remote Outdoor Unit-Air-Source) | 38MURAQ36AB3* |  |  | CAP**4221AL* | 59SP6A080V17**16 | 35200 | 15.5 | 8.1 | 38500 | 35000 | 90.91% | 1.86 | 0 | 9.5 |  |  |  | No | R-410A | 2.9333 | Residential & Commercial | No
211225964 | Central HP <5.4 tons | CARRIER | HRCU-A-CB (Split System: Heat Pump with Remote Outdoor Unit-Air-Source) | 38MURAQ36AB3* |  |  | CAP**4821AL* | OVMAAB042112 | 35600 | 15.5 | 8.1 | 38500 | 34800 | 90.39% | 2.04 | 0 | 9.5 |  |  |  | No | R-410A | 2.9667 | Residential & Commercial | No
211225680 | Central HP <5.4 tons | CARRIER | HRCU-A-CB (Split System: Heat Pump with Remote Outdoor Unit-Air-Source) | 38MURAQ36AB3* |  |  | CAP**3621AL* | 59SC2D060E17**14 | 35200 | 16 | 8.1 | 38500 | 35200 | 91.43% | 1.82 | 0 | 9.5 |  |  |  | No | R-410A | 2.9333 | Residential & Commercial | No
215674021 | Central HP <5.4 tons | KEEPRITE | HRCU-A-CB (Split System: Heat Pump with Remote Outdoor Unit-Air-Source) | C5H0V48*K*AAA* |  |  | EA*5X48M21A*+WALLCON | *80CTL0451712B* | 43500 | 17 | 9 | 49000 | 35000 | 71.43% | 2.02 | 0 | 9 |  |  |  | No | R-454B | 3.625 | Residential & Commercial | No
215675251 | Central HP <5.4 tons | KENMORE | HRCU-A-CB (Split System: Heat Pump with Remote Outdoor Unit-Air-Source) | (C,H,T)5H0V48*K*AAA* |  |  | ESH5X60M12A*+WALLCON | *95CSU0802120B* | 45500 | 16.5 | 8.5 | 48000 | 33800 | 70.42% | 2.06 | 0 | 9.5 |  |  |  | No | R-454B | 3.7917 | Residential & Commercial | No
215675271 | Central HP <5.4 tons | KENMORE | HRCU-A-CB (Split System: Heat Pump with Remote Outdoor Unit-Air-Source) | (C,H,T)5H0V48*K*AAA* |  |  | ESH5X60M12A*+WALLCON | *97CMN0602120B* | 45000 | 16 | 8.5 | 48500 | 34200 | 70.52% | 1.96 | 0 | 9 |  |  |  | No | R-454B | 3.75 | Residential & Commercial | No
215674749 | Central HP <5.4 tons | KENMORE | HRCU-A-CB (Split System: Heat Pump with Remote Outdoor Unit-Air-Source) | (C,H,T)5H0V48*K*AAA* |  |  | ESH5X48M12A*+WALLCON | *80CTL0451712B* | 44000 | 15.5 | 8.5 | 50000 | 35200 | 70.4% | 1.92 | 0 | 9 |  |  |  | No | R-454B | 3.6667 | Residential & Commercial | No
215675441 | Central HP <5.4 tons | KENMORE | HRCU-A-CB (Split System: Heat Pump with Remote Outdoor Unit-Air-Source) | (C,H,T)5H0V48*K*AAA* |  |  | EVM5X48M21A*+WALLCON | *97CMN0602120B* | 46500 | 18 | 9 | 50000 | 37000 | 74% | 1.98 | 0 | 9.5 |  |  |  | No | R-454B | 3.875 | Residential & Commercial | No
215670019 | Central HP <5.4 tons | KEEPRITE | HRCU-A-CB (Split System: Heat Pump with Remote Outdoor Unit-Air-Source) | C5H0V36*K*AAA* |  |  | ESH5X42M12A*+WALLCON | *80CTL1352422B* | 34000 | 16.5 | 8.5 | 35600 | 25200 | 70.79% | 1.78 | 0 | 9.5 |  |  |  | No | R-454B | 2.8333 | Residential & Commercial | No
215670573 | Central HP <5.4 tons | KEEPRITE | HRCU-A-CB (Split System: Heat Pump with Remote Outdoor Unit-Air-Source) | C5H0V36*K*AAA* |  |  | ESH5X60M12A*+WALLCON | *96CTN0601714B* | 34200 | 16.5 | 8.5 | 34800 | 25200 | 72.41% | 1.78 | 0 | 9.5 |  |  |  | No | R-454B | 2.85 | Residential & Commercial | No
215682574 | Central HP <5.4 tons | BRYANT HEATING AND COOLING SYSTEMS | HRCU-A-CB (Split System: Heat Pump with Remote Outdoor Unit-Air-Source) | 290VAN060**AA* |  |  | CAA**6024AM*+UI | 986TD60080C21*** | 54500 | 18.5 | 9 | 59500 | 42000 | 70.59% | 1.9 | 0 | 8.5 |  |  |  | No | R-454B | 4.5417 | Residential & Commercial | No
215670423 | Central HP <5.4 tons | KEEPRITE | HRCU-A-CB (Split System: Heat Pump with Remote Outdoor Unit-Air-Source) | C5H0V36*K*AAA* |  |  | ESH5X60M12A*+WALLCON | *80CTL0701716B* | 34400 | 17 | 8.5 | 34800 | 25000 | 71.84% | 1.8 | 0 | 9.5 |  |  |  | No | R-454B | 2.8667 | Residential & Commercial | No
215670133 | Central HP <5.4 tons | KEEPRITE | HRCU-A-CB (Split System: Heat Pump with Remote Outdoor Unit-Air-Source) | C5H0V36*K*AAA* |  |  | ESH5X48M12A*+WALLCON | *80CSU0401712A* | 34200 | 17 | 8.5 | 35400 | 25200 | 71.19% | 1.88 | 0 | 9.5 |  |  |  | No | R-454B | 2.85 | Residential & Commercial | No
215670233 | Central HP <5.4 tons | KEEPRITE | HRCU-A-CB (Split System: Heat Pump with Remote Outdoor Unit-Air-Source) | C5H0V36*K*AAA* |  |  | ESH5X48M12A*+WALLCON | *80CTL1352422B* | 34200 | 17 | 8.5 | 35400 | 25200 | 71.19% | 1.9 | 0 | 9.5 |  |  |  | No | R-454B | 2.85 | Residential & Commercial | No
215669835 | Central HP <5.4 tons | KEEPRITE | HRCU-A-CB (Split System: Heat Pump with Remote Outdoor Unit-Air-Source) | C5H0V36*K*AAA* |  |  | ESH5X36M12A*+WALLCON | *95CSU0601716B* | 33600 | 16 | 8.5 | 35800 | 25600 | 71.51% | 1.76 | 0 | 9 |  |  |  | No | R-454B | 2.8 | Residential & Commercial | No
215669867 | Central HP <5.4 tons | KEEPRITE | HRCU-A-CB (Split System: Heat Pump with Remote Outdoor Unit-Air-Source) | C5H0V36*K*AAA* |  |  | ESH5X36M12A*+WALLCON | *97CMN0602120B* | 33600 | 16 | 8.5 | 35800 | 25600 | 71.51% | 1.76 | 0 | 9 |  |  |  | No | R-454B | 2.8 | Residential & Commercial | No
215669787 | Central HP <5.4 tons | KEEPRITE | HRCU-A-CB (Split System: Heat Pump with Remote Outdoor Unit-Air-Source) | C5H0V36*K*AAA* |  |  | ESH5X36M12A*+WALLCON | *80CTL0701716B* | 33600 | 16.5 | 8.5 | 35800 | 25600 | 71.51% | 1.78 | 0 | 9 |  |  |  | No | R-454B | 2.8 | Residential & Commercial | No
211393000 | Central HP <5.4 tons | LUXAIRE | HRCU-A-CB (Split System: Heat Pump with Remote Outdoor Unit-Air-Source) | HMH72B341 |  |  | XAHC30CXXN1+TXV | TL9E100C20UH11 | 32600 | 16.5 | 8.1 | 32800 | 23000 | 70.12% | 2.02 | 0 | 9.5 |  |  |  | No | R-410A | 2.7167 | Residential & Commercial | No
211393015 | Central HP <5.4 tons | LUXAIRE | HRCU-A-CB (Split System: Heat Pump with Remote Outdoor Unit-Air-Source) | HMH72B341 |  |  | XAFC36DXXN1+TXV | TL9E100C20UH11 | 34000 | 17 | 8.5 | 34000 | 25000 | 73.53% | 2.12 | 0 | 9.5 |  |  |  | No | R-410A | 2.8333 | Residential & Commercial | No
211389056 | Central HP <5.4 tons | LUXAIRE | HRCU-A-CB (Split System: Heat Pump with Remote Outdoor Unit-Air-Source) | HMH72B341 |  |  | XAFC30CXXN1+TXV | TM9E060B12MP12 | 32600 | 17 | 8.1 | 33600 | 23600 | 70.24% | 2 | 0 | 9.5 |  |  |  | No | R-410A | 2.7167 | Residential & Commercial | No
211389238 | Central HP <5.4 tons | LUXAIRE | HRCU-A-CB (Split System: Heat Pump with Remote Outdoor Unit-Air-Source) | HMH72B341 |  |  | XAUB30CXXN1+TXV | TM9E060A10MP12 | 32400 | 17 | 8.1 | 33400 | 23600 | 70.66% | 2 | 0 | 9.5 |  |  |  | No | R-410A | 2.7 | Residential & Commercial | No
211389810 | Central HP <5.4 tons | CHAMPION HEATING AND COOLING | HRCU-A-CB (Split System: Heat Pump with Remote Outdoor Unit-Air-Source) | HMH72B341 |  |  | XAHB36DXXN1+TXV | TM8Y060A12MP11 | 32800 | 17.5 | 8.1 | 32600 | 23000 | 70.55% | 1.98 | 0 | 9.5 |  |  |  | No | R-410A | 2.7333 | Residential & Commercial | No
215669119 | Central HP <5.4 tons | KEEPRITE | HRCU-A-CB (Split System: Heat Pump with Remote Outdoor Unit-Air-Source) | C5H0V36*K*AAA* |  |  | EA*5X48M21A*+WALLCON | *80CSU1002120A* | 33800 | 17.5 | 9 | 35000 | 25200 | 72% | 1.88 | 0 | 9.5 |  |  |  | No | R-454B | 2.8167 | Residential & Commercial | No
215669049 | Central HP <5.4 tons | KEEPRITE | HRCU-A-CB (Split System: Heat Pump with Remote Outdoor Unit-Air-Source) | C5H0V36*K*AAA* |  |  | EA*5X43M21A*+WALLCON | *97CMN0601714B* | 34200 | 17.5 | 9 | 35600 | 25400 | 71.35% | 1.88 | 0 | 9.5 |  |  |  | No | R-454B | 2.85 | Residential & Commercial | No
211393720 | Central HP <5.4 tons | LUXAIRE | HRCU-A-CB (Split System: Heat Pump with Remote Outdoor Unit-Air-Source) | HMH72B341 |  |  | XAFA30DXXN1+TXV | TM8E060A12MP11 | 33800 | 17.5 | 8.1 | 33800 | 23800 | 70.41% | 2.04 | 0 | 9.5 |  |  |  | No | R-410A | 2.8167 | Residential & Commercial | No
211393735 | Central HP <5.4 tons | LUXAIRE | HRCU-A-CB (Split System: Heat Pump with Remote Outdoor Unit-Air-Source) | HMH72B341 |  |  | XAFA30DXXN1+TXV | TMLE060A12MP11 | 33800 | 17.5 | 8.1 | 33800 | 23800 | 70.41% | 2.04 | 0 | 9.5 |  |  |  | No | R-410A | 2.8167 | Residential & Commercial | No
215682624 | Central HP <5.4 tons | BRYANT HEATING AND COOLING SYSTEMS | HRCU-A-CB (Split System: Heat Pump with Remote Outdoor Unit-Air-Source) | 290VAN060**AA* |  |  | CAA**6024AM*+UI | 987TA66120C24*** | 55000 | 18.5 | 9 | 59000 | 41500 | 70.34% | 2.02 | 0 | 9 |  |  |  | No | R-454B | 4.5833 | Residential & Commercial | No
215682774 | Central HP <5.4 tons | BRYANT HEATING AND COOLING SYSTEMS | HRCU-A-CB (Split System: Heat Pump with Remote Outdoor Unit-Air-Source) | 290VAN060**AA* |  |  | CSAH*6012AM*+UI | 987TA66100C21*** | 55500 | 17 | 8.5 | 60000 | 42000 | 70% | 1.9 | 0 | 9 |  |  |  | No | R-454B | 4.625 | Residential & Commercial | No
215669859 | Central HP <5.4 tons | KEEPRITE | HRCU-A-CB (Split System: Heat Pump with Remote Outdoor Unit-Air-Source) | C5H0V36*K*AAA* |  |  | ESH5X36M12A*+WALLCON | *97CMN0601714B* | 33400 | 16 | 8.1 | 36000 | 25800 | 71.67% | 1.8 | 0 | 9 |  |  |  | No | R-454B | 2.7833 | Residential & Commercial | No
215669883 | Central HP <5.4 tons | KEEPRITE | HRCU-A-CB (Split System: Heat Pump with Remote Outdoor Unit-Air-Source) | C5H0V36*K*AAA* |  |  | ESH5X36M12A*+WALLCON | *97CMN0802120B* | 33800 | 16.5 | 8.5 | 35800 | 25400 | 70.95% | 1.76 | 0 | 9.5 |  |  |  | No | R-454B | 2.8167 | Residential & Commercial | No
215669915 | Central HP <5.4 tons | KEEPRITE | HRCU-A-CB (Split System: Heat Pump with Remote Outdoor Unit-Air-Source) | C5H0V36*K*AAA* |  |  | ESH5X36M12A*+WALLCON | *96CTN0601714B* | 33400 | 16 | 8.5 | 36000 | 25800 | 71.67% | 1.76 | 0 | 9 |  |  |  | No | R-454B | 2.7833 | Residential & Commercial | No
211225801 | Central HP <5.4 tons | CARRIER | HRCU-A-CB (Split System: Heat Pump with Remote Outdoor Unit-Air-Source) | 38MURAQ36AB3* |  |  | CAP**4221AL* | 59SC5B060E17**14 | 35000 | 15.5 | 8.1 | 38500 | 35000 | 90.91% | 1.86 | 0 | 9.5 |  |  |  | No | R-410A | 2.9167 | Residential & Commercial | No
211225916 | Central HP <5.4 tons | CARRIER | HRCU-A-CB (Split System: Heat Pump with Remote Outdoor Unit-Air-Source) | 38MURAQ36AB3* |  |  | CAP**4821AL* | 58S(B,C)*A045E17**12 | 35600 | 15.5 | 8.1 | 38500 | 34800 | 90.39% | 2.04 | 0 | 9.5 |  |  |  | No | R-410A | 2.9667 | Residential & Commercial | No
215674700 | Central HP <5.4 tons | BRYANT HEATING AND COOLING SYSTEMS | HRCU-A-CB (Split System: Heat Pump with Remote Outdoor Unit-Air-Source) | 290VAN048**AA* |  |  | CSAH*4812AM*+UI | 83*CA60080C21*** | 45000 | 16.5 | 8.5 | 48500 | 34200 | 70.52% | 2.06 | 0 | 9.5 |  |  |  | No | R-454B | 3.75 | Residential & Commercial | No
215675154 | Central HP <5.4 tons | BRYANT HEATING AND COOLING SYSTEMS | HRCU-A-CB (Split System: Heat Pump with Remote Outdoor Unit-Air-Source) | 290VAN048**AA* |  |  | CSAH*6012AM*+UI | 88*TB36045C17*** | 45000 | 15.5 | 8.5 | 48500 | 34600 | 71.34% | 1.94 | 0 | 9 |  |  |  | No | R-454B | 3.75 | Residential & Commercial | No
215675284 | Central HP <5.4 tons | BRYANT HEATING AND COOLING SYSTEMS | HRCU-A-CB (Split System: Heat Pump with Remote Outdoor Unit-Air-Source) | 290VAN048**AA* |  |  | CSAH*6012AM*+UI | 987MC60080C21*** | 45500 | 16.5 | 8.5 | 48000 | 33800 | 70.42% | 2.06 | 0 | 9.5 |  |  |  | No | R-454B | 3.7917 | Residential & Commercial | No
211389041 | Central HP <5.4 tons | LUXAIRE | HRCU-A-CB (Split System: Heat Pump with Remote Outdoor Unit-Air-Source) | HMH72B341 |  |  | XAFC36DBCN1 | TM9E060B12MP12 | 34000 | 17.5 | 8.1 | 34000 | 24200 | 71.18% | 2.04 | 0 | 9.5 |  |  |  | No | R-410A | 2.8333 | Residential & Commercial | No
211390762 | Central HP <5.4 tons | LUXAIRE | HRCU-A-CB (Split System: Heat Pump with Remote Outdoor Unit-Air-Source) | HMH72B341 |  |  | XAFB36DBCN1 | TPLC080B12MP13 | 33600 | 17 | 8.1 | 33600 | 23600 | 70.24% | 2.02 | 0 | 9.5 |  |  |  | No | R-410A | 2.8 | Residential & Commercial | No
211390812 | Central HP <5.4 tons | LUXAIRE | HRCU-A-CB (Split System: Heat Pump with Remote Outdoor Unit-Air-Source) | HMH72B341 |  |  | XAFB30CXXN1+TXV | TPLC080B12MP13 | 32400 | 17 | 8.1 | 33600 | 23600 | 70.24% | 2 | 0 | 9.5 |  |  |  | No | R-410A | 2.7 | Residential & Commercial | No
211225814 | Central HP <5.4 tons | CARRIER | HRCU-A-CB (Split System: Heat Pump with Remote Outdoor Unit-Air-Source) | 38MURAQ36AB3* |  |  | CAP**4221AL* | 59TP6B080V21**20 | 35000 | 16 | 8.1 | 38500 | 35000 | 90.91% | 1.86 | 0 | 9.5 |  |  |  | No | R-410A | 2.9167 | Residential & Commercial | No
215677674 | Central HP <5.4 tons | BRYANT HEATING AND COOLING SYSTEMS | HRCU-A-CB (Split System: Heat Pump with Remote Outdoor Unit-Air-Source) | 290VAN060**AA* |  |  | CVAVA6124XMA*+UI | 935CB60080C21*** | 57500 | 18 | 9 | 64000 | 45000 | 70.31% | 2.08 | 0 | 9 |  |  |  | No | R-454B | 4.7917 | Residential & Commercial | No
215678044 | Central HP <5.4 tons | BRYANT HEATING AND COOLING SYSTEMS | HRCU-A-CB (Split System: Heat Pump with Remote Outdoor Unit-Air-Source) | 290VAN060**AA* |  |  | CSAH*6012AM*+UI | 83*CA60100C21*** | 55500 | 17 | 8.5 | 60000 | 42000 | 70% | 1.9 | 0 | 8.5 |  |  |  | No | R-454B | 4.625 | Residential & Commercial | No
211225962 | Central HP <5.4 tons | CARRIER | HRCU-A-CB (Split System: Heat Pump with Remote Outdoor Unit-Air-Source) | 38MURAQ36AB3* |  |  | CAP**4821AL* | OVLAAB048112 | 35800 | 15.5 | 8.5 | 38500 | 34800 | 90.39% | 2.04 | 0 | 9.5 |  |  |  | No | R-410A | 2.9833 | Residential & Commercial | No
211389822 | Central HP <5.4 tons | FRASER-JOHNSTON | HRCU-A-CB (Split System: Heat Pump with Remote Outdoor Unit-Air-Source) | HMH72B341 |  |  | XAHB36DBCN1 | TM8Y060A12MP11 | 32800 | 17.5 | 8.1 | 32600 | 23000 | 70.55% | 1.98 | 0 | 9.5 |  |  |  | No | R-410A | 2.7333 | Residential & Commercial | No
211389211 | Central HP <5.4 tons | FRASER-JOHNSTON | HRCU-A-CB (Split System: Heat Pump with Remote Outdoor Unit-Air-Source) | HMH72B341 |  |  | XAUB36DXXN1+TXV | TM9E060A10MP12 | 33600 | 17.5 | 8.1 | 33800 | 23800 | 70.41% | 2.02 | 0 | 9.5 |  |  |  | No | R-410A | 2.8 | Residential & Commercial | No
211389636 | Central HP <5.4 tons | FRASER-JOHNSTON | HRCU-A-CB (Split System: Heat Pump with Remote Outdoor Unit-Air-Source) | HMH72B341 |  |  | XAHC30CXXN1+TXV | TM8Y080B12MP11 | 32000 | 17.5 | 8.1 | 32400 | 22800 | 70.37% | 1.98 | 0 | 9.5 |  |  |  | No | R-410A | 2.6667 | Residential & Commercial | No
211392274 | Central HP <5.4 tons | LUXAIRE | HRCU-A-CB (Split System: Heat Pump with Remote Outdoor Unit-Air-Source) | HMH72B341 |  |  | XAHB30CXXN1+TXV | TM8E080B12MP11 | 32000 | 17 | 8.1 | 32800 | 23400 | 71.34% | 1.98 | 0 | 9 |  |  |  | No | R-410A | 2.6667 | Residential & Commercial | No
211388434 | Central HP <5.4 tons | FRASER-JOHNSTON | HRCU-A-CB (Split System: Heat Pump with Remote Outdoor Unit-Air-Source) | HMH72B341 |  |  | XAUB30CXXN1+TXV | TM9V060B12MP12 | 32600 | 17 | 8.1 | 33600 | 23600 | 70.24% | 2.02 | 0 | 9.5 |  |  |  | No | R-410A | 2.7167 | Residential & Commercial | No
211388534 | Central HP <5.4 tons | FRASER-JOHNSTON | HRCU-A-CB (Split System: Heat Pump with Remote Outdoor Unit-Air-Source) | HMH72B341 |  |  | XAFB30CXXN1+TXV | TM9V040A10MP12 | 32000 | 16.5 | 8.1 | 33400 | 23400 | 70.06% | 2 | 0 | 9.5 |  |  |  | No | R-410A | 2.6667 | Residential & Commercial | No
213296818 | Central HP <5.4 tons | COLEMAN | HRCU-A-CB (Split System: Heat Pump with Remote Outdoor Unit-Air-Source) | HMH72B341 |  |  | XAFC36DXXN1+TXV | Z9ES060B12SMPS1 | 34000 | 17.5 | 8.1 | 33400 | 24000 | 71.86% | 2.06 | 0 | 9.5 |  |  |  | No | R-410A | 2.8333 | Residential & Commercial | No
213296918 | Central HP <5.4 tons | COLEMAN | HRCU-A-CB (Split System: Heat Pump with Remote Outdoor Unit-Air-Source) | HMH72B341 |  |  | XAFC36DXXN1+TXV | Z8ES100B12LMPS1 | 34000 | 18.5 | 8.1 | 34000 | 24600 | 72.35% | 2.12 | 0 | 9.5 |  |  |  | No | R-410A | 2.8333 | Residential & Commercial | No
215679964 | Central HP <5.4 tons | BRYANT HEATING AND COOLING SYSTEMS | HRCU-A-CB (Split System: Heat Pump with Remote Outdoor Unit-Air-Source) | 290VAN036**AA* |  |  | CSAH*6012AM*+UI | 987TA42060C17*** | 34200 | 16 | 8.5 | 34800 | 25200 | 72.41% | 1.8 | 0 | 9 |  |  |  | No | R-454B | 2.85 | Residential & Commercial | No
211389000 | Central HP <5.4 tons | FRASER-JOHNSTON | HRCU-A-CB (Split System: Heat Pump with Remote Outdoor Unit-Air-Source) | HMH72B341 |  |  | XAHB36DBCN1 | TM9E060B12MP12 | 33200 | 17 | 8.1 | 33200 | 23600 | 71.08% | 2 | 0 | 9.5 |  |  |  | No | R-410A | 2.7667 | Residential & Commercial | No
211388859 | Central HP <5.4 tons | LUXAIRE | HRCU-A-CB (Split System: Heat Pump with Remote Outdoor Unit-Air-Source) | HMH72B341 |  |  | XAFC30CXXN1+TXV | TM9E080B12MP12 | 32800 | 17.5 | 8.1 | 33400 | 23400 | 70.06% | 2.02 | 0 | 9.5 |  |  |  | No | R-410A | 2.7333 | Residential & Commercial | No
211390120 | Central HP <5.4 tons | LUXAIRE | HRCU-A-CB (Split System: Heat Pump with Remote Outdoor Unit-Air-Source) | HMH72B341 |  |  | XAHC30CXXN1+TXV | TPLC080C16MP13 | 32400 | 17 | 8.1 | 32400 | 22800 | 70.37% | 2 | 0 | 9.5 |  |  |  | No | R-410A | 2.7 | Residential & Commercial | No
213297793 | Central HP <5.4 tons | COLEMAN | HRCU-A-CB (Split System: Heat Pump with Remote Outdoor Unit-Air-Source) | HMH72B341 |  |  | XAFC30CXXN1+TXV | Z8ES100B12LMPS1 | 33000 | 18 | 8.5 | 33000 | 23200 | 70.3% | 2.04 | 0 | 9.5 |  |  |  | No | R-410A | 2.75 | Residential & Commercial | No
213297998 | Central HP <5.4 tons | COLEMAN | HRCU-A-CB (Split System: Heat Pump with Remote Outdoor Unit-Air-Source) | HMH72B341 |  |  | XAHC36DXXN1+TXV | Z8ES080C20SMPS1 | 34000 | 17.5 | 8.1 | 33400 | 23600 | 70.66% | 2.08 | 0 | 9.5 |  |  |  | No | R-410A | 2.8333 | Residential & Commercial | No
213296798 | Central HP <5.4 tons | COLEMAN | HRCU-A-CB (Split System: Heat Pump with Remote Outdoor Unit-Air-Source) | HMH72B341 |  |  | XAUB30CXXN1+TXV | Z9ET080B12SMPS1 | 32600 | 18.5 | 8.1 | 33000 | 23400 | 70.91% | 2.02 | 0 | 9.5 |  |  |  | No | R-410A | 2.7167 | Residential & Commercial | No
213296848 | Central HP <5.4 tons | COLEMAN | HRCU-A-CB (Split System: Heat Pump with Remote Outdoor Unit-Air-Source) | HMH72B341 |  |  | XAHC30CXXN1+TXV | Z8ET080B12LMPS1 | 31800 | 18 | 8.1 | 32200 | 22600 | 70.19% | 2 | 0 | 9.5 |  |  |  | No | R-410A | 2.65 | Residential & Commercial | No
213296873 | Central HP <5.4 tons | COLEMAN | HRCU-A-CB (Split System: Heat Pump with Remote Outdoor Unit-Air-Source) | HMH72B341 |  |  | XAFC36DXXN1+TXV | Z8ES120C16SMPS1 | 34000 | 18 | 8.5 | 33400 | 24400 | 73.05% | 2.12 | 0 | 9.5 |  |  |  | No | R-410A | 2.8333 | Residential & Commercial | No
213297518 | Central HP <5.4 tons | COLEMAN | HRCU-A-CB (Split System: Heat Pump with Remote Outdoor Unit-Air-Source) | HMH72B341 |  |  | XAHC36DXXN1+TXV | Z8ES120C16SMPS1 | 34000 | 17.5 | 8.1 | 33400 | 24000 | 71.86% | 2.08 | 0 | 9.5 |  |  |  | No | R-410A | 2.8333 | Residential & Commercial | No
213297788 | Central HP <5.4 tons | COLEMAN | HRCU-A-CB (Split System: Heat Pump with Remote Outdoor Unit-Air-Source) | HMH72B341 |  |  | XAFC30CXXN1+TXV | Z8ES100B12SMPS1 | 33000 | 18 | 8.5 | 33000 | 23200 | 70.3% | 2.04 | 0 | 9.5 |  |  |  | No | R-410A | 2.75 | Residential & Commercial | No
211225684 | Central HP <5.4 tons | CARRIER | HRCU-A-CB (Split System: Heat Pump with Remote Outdoor Unit-Air-Source) | 38MURAQ36AB3* |  |  | CAP**3621AL* | 59SC5B100E21**20 | 35600 | 15.5 | 8.1 | 39500 | 35200 | 89.11% | 1.84 | 0 | 9.5 |  |  |  | No | R-410A | 2.9667 | Residential & Commercial | No
211227922 | Central HP <5.4 tons | HEIL | HRCU-A-CB (Split System: Heat Pump with Remote Outdoor Unit-Air-Source) | DLCURAH36ABK |  |  | EA*4X42L24A* | *80VTL0902120A* | 35000 | 16 | 8.1 | 38500 | 35000 | 90.91% | 1.86 | 0 | 9.5 |  |  |  | No | R-410A | 2.9167 | Residential & Commercial | No
213297888 | Central HP <5.4 tons | COLEMAN | HRCU-A-CB (Split System: Heat Pump with Remote Outdoor Unit-Air-Source) | HMH72B341 |  |  | XAUB30CXXN1+TXV | Z9ES080B12SMPS1 | 32600 | 17 | 8.1 | 33000 | 23200 | 70.3% | 2.02 | 0 | 9.5 |  |  |  | No | R-410A | 2.7167 | Residential & Commercial | No
211389678 | Central HP <5.4 tons | LUXAIRE | HRCU-A-CB (Split System: Heat Pump with Remote Outdoor Unit-Air-Source) | HMH72B341 |  |  | XAHB30CXXN1+TXV | TM8Y080B12MP11 | 32000 | 17 | 8.1 | 32200 | 22800 | 70.81% | 1.98 | 0 | 9.5 |  |  |  | No | R-410A | 2.6667 | Residential & Commercial | No
211388516 | Central HP <5.4 tons | LUXAIRE | HRCU-A-CB (Split System: Heat Pump with Remote Outdoor Unit-Air-Source) | HMH72B341 |  |  | XAUB36DXXN1+TXV | TM9V040A10MP12 | 33200 | 17 | 8.1 | 33200 | 23400 | 70.48% | 2 | 0 | 9.5 |  |  |  | No | R-410A | 2.7667 | Residential & Commercial | No
211389100 | Central HP <5.4 tons | LUXAIRE | HRCU-A-CB (Split System: Heat Pump with Remote Outdoor Unit-Air-Source) | HMH72B341 |  |  | XAUB36DXXN1+TXV | TM9E060B12MP12 | 34000 | 17.5 | 8.1 | 34000 | 24200 | 71.18% | 2.04 | 0 | 9.5 |  |  |  | No | R-410A | 2.8333 | Residential & Commercial | No
213297548 | Central HP <5.4 tons | COLEMAN | HRCU-A-CB (Split System: Heat Pump with Remote Outdoor Unit-Air-Source) | HMH72B341 |  |  | XAHC36DBCN1 | Z8ES100C20SMPS1 | 34000 | 17 | 8.5 | 33400 | 23600 | 70.66% | 2.08 | 0 | 9.5 |  |  |  | No | R-410A | 2.8333 | Residential & Commercial | No
213296803 | Central HP <5.4 tons | COLEMAN | HRCU-A-CB (Split System: Heat Pump with Remote Outdoor Unit-Air-Source) | HMH72B341 |  |  | XAFC36DXXN1+TXV | Z9ES100C16SMPS1 | 34000 | 16.5 | 8.1 | 33400 | 24000 | 71.86% | 2.08 | 0 | 9.5 |  |  |  | No | R-410A | 2.8333 | Residential & Commercial | No
213297118 | Central HP <5.4 tons | COLEMAN | HRCU-A-CB (Split System: Heat Pump with Remote Outdoor Unit-Air-Source) | HMH72B341 |  |  | XAFC48FBCN1 | Z8ES120C16SMPS1 | 34000 | 16.5 | 8.5 | 32800 | 23400 | 71.34% | 2.1 | 0 | 9.5 |  |  |  | No | R-410A | 2.8333 | Residential & Commercial | No
213296828 | Central HP <5.4 tons | COLEMAN | HRCU-A-CB (Split System: Heat Pump with Remote Outdoor Unit-Air-Source) | HMH72B341 |  |  | XAHC36DXXN1+TXV | Z8ET120C20LMPS1 | 34000 | 18.5 | 8.1 | 33400 | 23800 | 71.26% | 2.06 | 0 | 9.5 |  |  |  | No | R-410A | 2.8333 | Residential & Commercial | No
213296853 | Central HP <5.4 tons | COLEMAN | HRCU-A-CB (Split System: Heat Pump with Remote Outdoor Unit-Air-Source) | HMH72B341 |  |  | XAFC36DXXN1+TXV | Z8ES120C20SMPS1 | 34000 | 17.5 | 8.5 | 34000 | 24600 | 72.35% | 2.12 | 0 | 9.5 |  |  |  | No | R-410A | 2.8333 | Residential & Commercial | No
213297683 | Central HP <5.4 tons | COLEMAN | HRCU-A-CB (Split System: Heat Pump with Remote Outdoor Unit-Air-Source) | HMH72B341 |  |  | XAFC36DBCN1 | Z9ET100C16SMPS1 | 34800 | 18.5 | 8.5 | 34800 | 24400 | 70.11% | 2.06 | 0 | 9.5 |  |  |  | No | R-410A | 2.9 | Residential & Commercial | No
213297498 | Central HP <5.4 tons | COLEMAN | HRCU-A-CB (Split System: Heat Pump with Remote Outdoor Unit-Air-Source) | HMH72B341 |  |  | XAFC48FBCN1 | Z8ET080C16LMPS1 | 33600 | 17.5 | 8.5 | 32800 | 23200 | 70.73% | 2.08 | 0 | 9.5 |  |  |  | No | R-410A | 2.8 | Residential & Commercial | No
213297968 | Central HP <5.4 tons | COLEMAN | HRCU-A-CB (Split System: Heat Pump with Remote Outdoor Unit-Air-Source) | HMH72B341 |  |  | XAHC36DBCN1 | Z8ES100C16SMPS1 | 34000 | 17.5 | 8.1 | 33400 | 24000 | 71.86% | 2.08 | 0 | 9.5 |  |  |  | No | R-410A | 2.8333 | Residential & Commercial | No
213297023 | Central HP <5.4 tons | COLEMAN | HRCU-A-CB (Split System: Heat Pump with Remote Outdoor Unit-Air-Source) | HMH72B341 |  |  | XAUB36DXXN1+TXV | Z9ET080B12SMPS1 | 34000 | 18.5 | 8.1 | 33400 | 24200 | 72.46% | 2.08 | 0 | 9.5 |  |  |  | No | R-410A | 2.8333 | Residential & Commercial | No
213297048 | Central HP <5.4 tons | COLEMAN | HRCU-A-CB (Split System: Heat Pump with Remote Outdoor Unit-Air-Source) | HMH72B341 |  |  | XAHC36DXXN1+TXV | Z9ES060B12SMPS1 | 33000 | 16.5 | 8.1 | 32200 | 22800 | 70.81% | 2 | 0 | 9.5 |  |  |  | No | R-410A | 2.75 | Residential & Commercial | No
213297123 | Central HP <5.4 tons | COLEMAN | HRCU-A-CB (Split System: Heat Pump with Remote Outdoor Unit-Air-Source) | HMH72B341 |  |  | XAUC48FXXN1+TXV | Z8ES120C16SMPS1 | 34000 | 16.5 | 8.5 | 32800 | 23400 | 71.34% | 2.1 | 0 | 9.5 |  |  |  | No | R-410A | 2.8333 | Residential & Commercial | No
213297273 | Central HP <5.4 tons | COLEMAN | HRCU-A-CB (Split System: Heat Pump with Remote Outdoor Unit-Air-Source) | HMH72B341 |  |  | XAUB36DXXN1+TXV | Z9ES080B12SMPS1 | 34000 | 17 | 8.1 | 33400 | 23800 | 71.26% | 2.06 | 0 | 9.5 |  |  |  | No | R-410A | 2.8333 | Residential & Commercial | No
213297373 | Central HP <5.4 tons | COLEMAN | HRCU-A-CB (Split System: Heat Pump with Remote Outdoor Unit-Air-Source) | HMH72B341 |  |  | XAUB30CXXN1+TXV | Z8ES100B12SMPS1 | 32800 | 18 | 8.5 | 33000 | 23200 | 70.3% | 2.04 | 0 | 9.5 |  |  |  | No | R-410A | 2.7333 | Residential & Commercial | No
213297448 | Central HP <5.4 tons | COLEMAN | HRCU-A-CB (Split System: Heat Pump with Remote Outdoor Unit-Air-Source) | HMH72B341 |  |  | XAUB36DXXN1+TXV | Z9ET060B12SMPS1 | 34000 | 18.5 | 8.1 | 33400 | 24000 | 71.86% | 2.06 | 0 | 9.5 |  |  |  | No | R-410A | 2.8333 | Residential & Commercial | No
213296838 | Central HP <5.4 tons | COLEMAN | HRCU-A-CB (Split System: Heat Pump with Remote Outdoor Unit-Air-Source) | HMH72B341 |  |  | XAFC30CXXN1+TXV | Z8ET100C20LMPS1 | 33600 | 18.5 | 8.5 | 33000 | 23200 | 70.3% | 2.08 | 0 | 9.5 |  |  |  | No | R-410A | 2.8 | Residential & Commercial | No
211222074 | Central HP <5.4 tons | TEMPSTAR | HRCU-A-CB (Split System: Heat Pump with Remote Outdoor Unit-Air-Source) | DLCURAH30ABK |  |  | EA*4X36L21A* | *80ESU0802120A | 29600 | 15.2 | 8.1 | 33800 | 27600 | 81.66% | 1.76 | 0 | 9 |  |  |  | No | R-410A | 2.4667 | Residential & Commercial | No
212978076 | Central HP <5.4 tons | TEMPSTAR | HRCU-A-CB (Split System: Heat Pump with Remote Outdoor Unit-Air-Source) | DLCURAH30ABK |  |  | END4X42L17** | *80MS(N,L)0701412A* | 29800 | 15.2 | 8.1 | 34000 | 27200 | 80% | 1.82 | 0 | 9 |  |  |  | No | R-410A | 2.4833 | Residential & Commercial | No
212978563 | Central HP <5.4 tons | TEMPSTAR | HRCU-A-CB (Split System: Heat Pump with Remote Outdoor Unit-Air-Source) | DLCURAH30ABK |  |  | EA*4X43L21A* | *80MS(N,L)0701712A* | 30600 | 15.2 | 8.1 | 33400 | 26400 | 79.04% | 1.86 | 0 | 9 |  |  |  | No | R-410A | 2.55 | Residential & Commercial | No
213297088 | Central HP <5.4 tons | COLEMAN | HRCU-A-CB (Split System: Heat Pump with Remote Outdoor Unit-Air-Source) | HMH72B341 |  |  | XAHC36DXXN1+TXV | Z8ET080B12LMPS1 | 33000 | 18 | 8.1 | 32000 | 22400 | 70% | 2 | 0 | 9.5 |  |  |  | No | R-410A | 2.75 | Residential & Commercial | No
213297163 | Central HP <5.4 tons | COLEMAN | HRCU-A-CB (Split System: Heat Pump with Remote Outdoor Unit-Air-Source) | HMH72B341 |  |  | XAHC30CXXN1+TXV | Z8ES080C20LMPS1 | 32800 | 17.5 | 8.5 | 32000 | 22800 | 71.25% | 2.02 | 0 | 9.5 |  |  |  | No | R-410A | 2.7333 | Residential & Commercial | No
213297263 | Central HP <5.4 tons | COLEMAN | HRCU-A-CB (Split System: Heat Pump with Remote Outdoor Unit-Air-Source) | HMH72B341 |  |  | XAFB36DXXN1+TXV | Z9ES080B12SMPS1 | 34000 | 17 | 8.1 | 33400 | 23800 | 71.26% | 2.06 | 0 | 9.5 |  |  |  | No | R-410A | 2.8333 | Residential & Commercial | No
213297313 | Central HP <5.4 tons | COLEMAN | HRCU-A-CB (Split System: Heat Pump with Remote Outdoor Unit-Air-Source) | HMH72B341 |  |  | XAFC36DBCN1 | Z8ET080C16LMPS1 | 34000 | 18.5 | 8.5 | 33400 | 24200 | 72.46% | 2.14 | 0 | 9.5 |  |  |  | No | R-410A | 2.8333 | Residential & Commercial | No
213296888 | Central HP <5.4 tons | COLEMAN | HRCU-A-CB (Split System: Heat Pump with Remote Outdoor Unit-Air-Source) | HMH72B341 |  |  | XAFC36DBCN1 | Z8ES120C16LMPS1 | 34000 | 18 | 8.5 | 33400 | 24400 | 73.05% | 2.12 | 0 | 9.5 |  |  |  | No | R-410A | 2.8333 | Residential & Commercial | No
213080049 | Central HP <5.4 tons | TEMPSTAR | HRCU-A-CB (Split System: Heat Pump with Remote Outdoor Unit-Air-Source) | DLCURAH36ABK |  |  | EA*4X42L21A* | *96MSN0801716A* | 35400 | 15.5 | 8.1 | 38500 | 35200 | 91.43% | 1.88 | 0 | 9.5 |  |  |  | No | R-410A | 2.95 | Residential & Commercial | No
212975264 | Central HP <5.4 tons | TEMPSTAR | HRCU-A-CB (Split System: Heat Pump with Remote Outdoor Unit-Air-Source) | DLCURAH24ABK |  |  | EA*4X24L17A* | *96VTN0401712B* | 23400 | 16 | 8.5 | 27000 | 21800 | 80.74% | 1.8 | 0 | 9.5 |  |  |  | No | R-410A | 1.95 | Residential & Commercial | No
211229206 | Central HP <5.4 tons | HEIL | HRCU-A-CB (Split System: Heat Pump with Remote Outdoor Unit-Air-Source) | DLCURAH36ABK |  |  | EA*4X48L21A* | OLV112A16A | 35800 | 15.5 | 8.5 | 38500 | 34800 | 90.39% | 2.04 | 0 | 9.5 |  |  |  | No | R-410A | 2.9833 | Residential & Commercial | No
211391476 | Central HP <5.4 tons | FRASER-JOHNSTON | HRCU-A-CB (Split System: Heat Pump with Remote Outdoor Unit-Air-Source) | HMH72B341 |  |  | XAHC30CXXN1+TXV | TMLE100C16MP11 | 32200 | 16.5 | 8.1 | 32400 | 22800 | 70.37% | 2 | 0 | 9.5 |  |  |  | No | R-410A | 2.6833 | Residential & Commercial | No
213297708 | Central HP <5.4 tons | COLEMAN | HRCU-A-CB (Split System: Heat Pump with Remote Outdoor Unit-Air-Source) | HMH72B341 |  |  | XAFC36DXXN1+TXV | Z9ES080B12SMPS1 | 34000 | 17.5 | 8.1 | 33400 | 23800 | 71.26% | 2.06 | 0 | 9.5 |  |  |  | No | R-410A | 2.8333 | Residential & Commercial | No
213296913 | Central HP <5.4 tons | COLEMAN | HRCU-A-CB (Split System: Heat Pump with Remote Outdoor Unit-Air-Source) | HMH72B341 |  |  | XAFC36DXXN1+TXV | Z8ES100B12SMPS1 | 34000 | 18.5 | 8.1 | 34000 | 24600 | 72.35% | 2.12 | 0 | 9.5 |  |  |  | No | R-410A | 2.8333 | Residential & Commercial | No
213297158 | Central HP <5.4 tons | COLEMAN | HRCU-A-CB (Split System: Heat Pump with Remote Outdoor Unit-Air-Source) | HMH72B341 |  |  | XAHC30CXXN1+TXV | Z8ES080C20SMPS1 | 32800 | 17.5 | 8.5 | 32000 | 22800 | 71.25% | 2.02 | 0 | 9.5 |  |  |  | No | R-410A | 2.7333 | Residential & Commercial | No
213297283 | Central HP <5.4 tons | COLEMAN | HRCU-A-CB (Split System: Heat Pump with Remote Outdoor Unit-Air-Source) | HMH72B341 |  |  | XAUB30CXXN1+TXV | Z9ES060B12SMPS1 | 32400 | 17 | 8.1 | 33000 | 23200 | 70.3% | 2.02 | 0 | 9.5 |  |  |  | No | R-410A | 2.7 | Residential & Commercial | No
213297438 | Central HP <5.4 tons | COLEMAN | HRCU-A-CB (Split System: Heat Pump with Remote Outdoor Unit-Air-Source) | HMH72B341 |  |  | XAFB36DXXN1+TXV | Z9ET060B12SMPS1 | 34000 | 18.5 | 8.1 | 33400 | 24000 | 71.86% | 2.06 | 0 | 9.5 |  |  |  | No | R-410A | 2.8333 | Residential & Commercial | No
213297958 | Central HP <5.4 tons | COLEMAN | HRCU-A-CB (Split System: Heat Pump with Remote Outdoor Unit-Air-Source) | HMH72B341 |  |  | XAHC36DXXN1+TXV | Z8ES100C16SMPS1 | 34000 | 17.5 | 8.1 | 33400 | 24000 | 71.86% | 2.08 | 0 | 9.5 |  |  |  | No | R-410A | 2.8333 | Residential & Commercial | No
213297333 | Central HP <5.4 tons | COLEMAN | HRCU-A-CB (Split System: Heat Pump with Remote Outdoor Unit-Air-Source) | HMH72B341 |  |  | XAFC36DXXN1+TXV | Z8ES100C20SMPS1 | 34000 | 17.5 | 8.5 | 33400 | 24200 | 72.46% | 2.14 | 0 | 9.5 |  |  |  | No | R-410A | 2.8333 | Residential & Commercial | No
213297483 | Central HP <5.4 tons | COLEMAN | HRCU-A-CB (Split System: Heat Pump with Remote Outdoor Unit-Air-Source) | HMH72B341 |  |  | XAFC30CXXN1+TXV | Z8ET120C20LMPS1 | 33600 | 18.5 | 8.5 | 33000 | 23400 | 70.91% | 2.06 | 0 | 9.5 |  |  |  | No | R-410A | 2.8 | Residential & Commercial | No
213297508 | Central HP <5.4 tons | COLEMAN | HRCU-A-CB (Split System: Heat Pump with Remote Outdoor Unit-Air-Source) | HMH72B341 |  |  | XAFC36DXXN1+TXV | Z8ET080B12LMPS1 | 34000 | 18.5 | 8.1 | 33400 | 24000 | 71.86% | 2.08 | 0 | 9.5 |  |  |  | No | R-410A | 2.8333 | Residential & Commercial | No
213297783 | Central HP <5.4 tons | COLEMAN | HRCU-A-CB (Split System: Heat Pump with Remote Outdoor Unit-Air-Source) | HMH72B341 |  |  | XAFC30CXXN1+TXV | Z8ES100C16LMPS1 | 33600 | 18 | 8.5 | 33000 | 23400 | 70.91% | 2.06 | 0 | 9.5 |  |  |  | No | R-410A | 2.8 | Residential & Commercial | No
213297988 | Central HP <5.4 tons | COLEMAN | HRCU-A-CB (Split System: Heat Pump with Remote Outdoor Unit-Air-Source) | HMH72B341 |  |  | XAHB36DBCN1 | Z8ES100B12SMPS1 | 33400 | 17.5 | 8.1 | 32800 | 23200 | 70.73% | 2.02 | 0 | 9.5 |  |  |  | No | R-410A | 2.7833 | Residential & Commercial | No
213297103 | Central HP <5.4 tons | COLEMAN | HRCU-A-CB (Split System: Heat Pump with Remote Outdoor Unit-Air-Source) | HMH72B341 |  |  | XAUB30CXXN1+TXV | Z8ET080B12LMPS1 | 33000 | 18.5 | 8.1 | 33000 | 23400 | 70.91% | 2.04 | 0 | 9.5 |  |  |  | No | R-410A | 2.75 | Residential & Commercial | No
213297883 | Central HP <5.4 tons | COLEMAN | HRCU-A-CB (Split System: Heat Pump with Remote Outdoor Unit-Air-Source) | HMH72B341 |  |  | XAFB30CXXN1+TXV | Z9ES080B12SMPS1 | 32600 | 17 | 8.1 | 33000 | 23200 | 70.3% | 2.02 | 0 | 9.5 |  |  |  | No | R-410A | 2.7167 | Residential & Commercial | No
211388546 | Central HP <5.4 tons | CHAMPION HEATING AND COOLING | HRCU-A-CB (Split System: Heat Pump with Remote Outdoor Unit-Air-Source) | HMH72B341 |  |  | XAUB30CXXN1+TXV | TM9V040A10MP12 | 32000 | 16.5 | 8.1 | 33400 | 23400 | 70.06% | 2 | 0 | 9.5 |  |  |  | No | R-410A | 2.6667 | Residential & Commercial | No
211719788 | Central HP <5.4 tons | COLEMAN | HRCU-A-CB (Split System: Heat Pump with Remote Outdoor Unit-Air-Source) | HMH72B341 |  |  | XAFB36DXXN1+TXV | CPLC060A12MP13 | 34000 | 17.5 | 8.1 | 34000 | 24200 | 71.18% | 2.06 | 0 | 9.5 |  |  |  | No | R-410A | 2.8333 | Residential & Commercial | No
215668977 | Central HP <5.4 tons | KEEPRITE | HRCU-A-CB (Split System: Heat Pump with Remote Outdoor Unit-Air-Source) | C5H0V36*K*AAA* |  |  | EA*5X43M21A*+WALLCON | *80CTL0451712B* | 34000 | 17.5 | 9 | 35600 | 25400 | 71.35% | 1.86 | 0 | 9.5 |  |  |  | No | R-454B | 2.8333 | Residential & Commercial | No
213297723 | Central HP <5.4 tons | COLEMAN | HRCU-A-CB (Split System: Heat Pump with Remote Outdoor Unit-Air-Source) | HMH72B341 |  |  | XAFC36DXXN1+TXV | Z8ET120C20LMPS1 | 34000 | 18.5 | 8.5 | 33400 | 24200 | 72.46% | 2.12 | 0 | 9.5 |  |  |  | No | R-410A | 2.8333 | Residential & Commercial | No
213297773 | Central HP <5.4 tons | COLEMAN | HRCU-A-CB (Split System: Heat Pump with Remote Outdoor Unit-Air-Source) | HMH72B341 |  |  | XAFC30CXXN1+TXV | Z8ES120C16LMPS1 | 33600 | 18 | 8.5 | 33000 | 23400 | 70.91% | 2.06 | 0 | 9.5 |  |  |  | No | R-410A | 2.8 | Residential & Commercial | No
214229242 | Central HP <5.4 tons | TEMPSTAR | HRCU-A-CB (Split System: Heat Pump with Remote Outdoor Unit-Air-Source) | DLCURAH30ABK |  |  | EA*4X37L17A* | *80MSU0601716A* | 30400 | 15.2 | 8.5 | 33400 | 26800 | 80.24% | 1.82 | 0 | 9 |  |  |  | No | R-410A | 2.5333 | Residential & Commercial | No
211225782 | Central HP <5.4 tons | CARRIER | HRCU-A-CB (Split System: Heat Pump with Remote Outdoor Unit-Air-Source) | 38MURAQ36AB3* |  |  | CAP**4221AL* | 58SP*A045V17**16 | 35200 | 15.5 | 8.1 | 38500 | 35200 | 91.43% | 1.88 | 0 | 9.5 |  |  |  | No | R-410A | 2.9333 | Residential & Commercial | No
211225785 | Central HP <5.4 tons | CARRIER | HRCU-A-CB (Split System: Heat Pump with Remote Outdoor Unit-Air-Source) | 38MURAQ36AB3* |  |  | CAP**4221AL* | 58SP*A090V21**20 | 35000 | 16 | 8.1 | 38500 | 35000 | 90.91% | 1.86 | 0 | 9.5 |  |  |  | No | R-410A | 2.9167 | Residential & Commercial | No
213297868 | Central HP <5.4 tons | COLEMAN | HRCU-A-CB (Split System: Heat Pump with Remote Outdoor Unit-Air-Source) | HMH72B341 |  |  | XAHC36DBCN1 | Z9ES100C20SMPS1 | 34000 | 17 | 8.1 | 33400 | 23600 | 70.66% | 2.06 | 0 | 9.5 |  |  |  | No | R-410A | 2.8333 | Residential & Commercial | No
213297943 | Central HP <5.4 tons | COLEMAN | HRCU-A-CB (Split System: Heat Pump with Remote Outdoor Unit-Air-Source) | HMH72B341 |  |  | XAFD48FXXN1+TXV | Z8ES120C16LMPS1 | 34000 | 16.5 | 8.5 | 32800 | 23400 | 71.34% | 2.1 | 0 | 9.5 |  |  |  | No | R-410A | 2.8333 | Residential & Commercial | No
213296923 | Central HP <5.4 tons | COLEMAN | HRCU-A-CB (Split System: Heat Pump with Remote Outdoor Unit-Air-Source) | HMH72B341 |  |  | XAFC36DBCN1 | Z8ES100B12SMPS1 | 34000 | 18.5 | 8.1 | 34000 | 24600 | 72.35% | 2.12 | 0 | 9.5 |  |  |  | No | R-410A | 2.8333 | Residential & Commercial | No
211719784 | Central HP <5.4 tons | LUXAIRE | HRCU-A-CB (Split System: Heat Pump with Remote Outdoor Unit-Air-Source) | HMH72B341 |  |  | XAFB36DBCN1 | LPLC060A12MP13 | 34000 | 17.5 | 8.1 | 34000 | 24200 | 71.18% | 2.06 | 0 | 9.5 |  |  |  | No | R-410A | 2.8333 | Residential & Commercial | No
211386034 | Central HP <5.4 tons | COLEMAN | HRCU-A-CB (Split System: Heat Pump with Remote Outdoor Unit-Air-Source) | HMH72B341 |  |  | XAUC48FXXN1+TXV | TMLE080B12MP11 | 33400 | 17 | 8.5 | 32400 | 23800 | 73.46% | 2.04 | 0 | 9 |  |  |  | No | R-410A | 2.7833 | Residential & Commercial | No
211387290 | Central HP <5.4 tons | COLEMAN | HRCU-A-CB (Split System: Heat Pump with Remote Outdoor Unit-Air-Source) | HMH72B341 |  |  | XAHC30CXXN1+TXV | CP9C100C20MP13 | 32800 | 17 | 8.1 | 33000 | 23200 | 70.3% | 2.02 | 0 | 9 |  |  |  | No | R-410A | 2.7333 | Residential & Commercial | No
211387490 | Central HP <5.4 tons | COLEMAN | HRCU-A-CB (Split System: Heat Pump with Remote Outdoor Unit-Air-Source) | HMH72B341 |  |  | XAHC30CXXN1+TXV | CP9C100C16MP13 | 32400 | 17 | 8.1 | 32800 | 23000 | 70.12% | 2 | 0 | 9.5 |  |  |  | No | R-410A | 2.7 | Residential & Commercial | No
211712577 | Central HP <5.4 tons | DAY & NIGHT | HRCU-A-CB (Split System: Heat Pump with Remote Outdoor Unit-Air-Source) | DLCURAH30ABK |  |  | EA*4X42L21A* | *80ESU0802120A | 29800 | 15.2 | 8.1 | 33800 | 27200 | 80.47% | 1.78 | 0 | 9 |  |  |  | No | R-410A | 2.4833 | Residential & Commercial | No
213297573 | Central HP <5.4 tons | COLEMAN | HRCU-A-CB (Split System: Heat Pump with Remote Outdoor Unit-Air-Source) | HMH72B341 |  |  | XAHC36DBCN1 | Z8ES100B12LMPS1 | 33400 | 17.5 | 8.1 | 32800 | 23200 | 70.73% | 2.02 | 0 | 9.5 |  |  |  | No | R-410A | 2.7833 | Residential & Commercial | No
213297598 | Central HP <5.4 tons | COLEMAN | HRCU-A-CB (Split System: Heat Pump with Remote Outdoor Unit-Air-Source) | HMH72B341 |  |  | XAFB36DBCN1 | Z8ES100B12LMPS1 | 34000 | 18 | 8.1 | 34000 | 24600 | 72.35% | 2.1 | 0 | 9.5 |  |  |  | No | R-410A | 2.8333 | Residential & Commercial | No
213297748 | Central HP <5.4 tons | COLEMAN | HRCU-A-CB (Split System: Heat Pump with Remote Outdoor Unit-Air-Source) | HMH72B341 |  |  | XAFD48FBCN1 | Z8ET080C16LMPS1 | 33600 | 17.5 | 8.5 | 32800 | 23200 | 70.73% | 2.08 | 0 | 9.5 |  |  |  | No | R-410A | 2.8 | Residential & Commercial | No
211386091 | Central HP <5.4 tons | COLEMAN | HRCU-A-CB (Split System: Heat Pump with Remote Outdoor Unit-Air-Source) | HMH72B341 |  |  | XAHC48FBCN1 | TL9E100C20UH11 | 33400 | 15.5 | 8.5 | 32000 | 23400 | 73.12% | 2.04 | 0 | 9 |  |  |  | No | R-410A | 2.7833 | Residential & Commercial | No
211386240 | Central HP <5.4 tons | COLEMAN | HRCU-A-CB (Split System: Heat Pump with Remote Outdoor Unit-Air-Source) | HMH72B341 |  |  | XAFD48FBCN1 | TL9E080C16UH11 | 34000 | 16.5 | 8.5 | 32800 | 24200 | 73.78% | 2.08 | 0 | 9 |  |  |  | No | R-410A | 2.8333 | Residential & Commercial | No
211386308 | Central HP <5.4 tons | COLEMAN | HRCU-A-CB (Split System: Heat Pump with Remote Outdoor Unit-Air-Source) | HMH72B341 |  |  | XAHC48FBCN1 | TL9E060B12UH11 | 32400 | 16.5 | 8.1 | 32000 | 23600 | 73.75% | 2 | 0 | 9 |  |  |  | No | R-410A | 2.7 | Residential & Commercial | No
211386759 | Central HP <5.4 tons | COLEMAN | HRCU-A-CB (Split System: Heat Pump with Remote Outdoor Unit-Air-Source) | HMH72B341 |  |  | XAFC36DBCN1 | TM9Y100C16MP11 | 34000 | 17 | 8.1 | 34000 | 24400 | 71.76% | 2.08 | 0 | 9.5 |  |  |  | No | R-410A | 2.8333 | Residential & Commercial | No
211387676 | Central HP <5.4 tons | COLEMAN | HRCU-A-CB (Split System: Heat Pump with Remote Outdoor Unit-Air-Source) | HMH72B341 |  |  | XAFC30CXXN1+TXV | CP9C080C16MP13 | 32800 | 17 | 8.1 | 33400 | 23400 | 70.06% | 2.04 | 0 | 9.5 |  |  |  | No | R-410A | 2.7333 | Residential & Commercial | No
211387993 | Central HP <5.4 tons | COLEMAN | HRCU-A-CB (Split System: Heat Pump with Remote Outdoor Unit-Air-Source) | HMH72B341 |  |  | XAFB30CXXN1+TXV | CP9C080B12MP13 | 32800 | 17 | 8.1 | 33600 | 23600 | 70.24% | 2.02 | 0 | 9.5 |  |  |  | No | R-410A | 2.7333 | Residential & Commercial | No
211388027 | Central HP <5.4 tons | COLEMAN | HRCU-A-CB (Split System: Heat Pump with Remote Outdoor Unit-Air-Source) | HMH72B341 |  |  | XAHC36DXXN1+TXV | TM9V060B12MP12 | 33200 | 17 | 8.1 | 33400 | 23800 | 71.26% | 2 | 0 | 9.5 |  |  |  | No | R-410A | 2.7667 | Residential & Commercial | No
211388111 | Central HP <5.4 tons | COLEMAN | HRCU-A-CB (Split System: Heat Pump with Remote Outdoor Unit-Air-Source) | HMH72B341 |  |  | XAHC30CXXN1+TXV | CP9C060B12MP13 | 31800 | 16.5 | 8.1 | 33000 | 23200 | 70.3% | 1.96 | 0 | 9 |  |  |  | No | R-410A | 2.65 | Residential & Commercial | No
211388195 | Central HP <5.4 tons | COLEMAN | HRCU-A-CB (Split System: Heat Pump with Remote Outdoor Unit-Air-Source) | HMH72B341 |  |  | XAHB30CXXN1+TXV | TP9C060B12MP13 | 31600 | 16.5 | 8.1 | 32800 | 23000 | 70.12% | 1.96 | 0 | 9 |  |  |  | No | R-410A | 2.6333 | Residential & Commercial | No
211388280 | Central HP <5.4 tons | COLEMAN | HRCU-A-CB (Split System: Heat Pump with Remote Outdoor Unit-Air-Source) | HMH72B341 |  |  | XAFC30CXXN1+TXV | TP9C060B12MP13 | 32600 | 17 | 8.1 | 33600 | 23600 | 70.24% | 2.02 | 0 | 9.5 |  |  |  | No | R-410A | 2.7167 | Residential & Commercial | No
211386165 | Central HP <5.4 tons | COLEMAN | HRCU-A-CB (Split System: Heat Pump with Remote Outdoor Unit-Air-Source) | HMH72B341 |  |  | XAUC48FXXN1+TXV | TL9E100C20UH11 | 34000 | 15.5 | 8.5 | 32400 | 23800 | 73.46% | 2.08 | 0 | 9.5 |  |  |  | No | R-410A | 2.8333 | Residential & Commercial | No
211386849 | Central HP <5.4 tons | COLEMAN | HRCU-A-CB (Split System: Heat Pump with Remote Outdoor Unit-Air-Source) | HMH72B341 |  |  | XAFC36DBCN1 | TM9Y080C16MP11 | 34000 | 18.5 | 8.1 | 34000 | 24400 | 71.76% | 2.08 | 0 | 9.5 |  |  |  | No | R-410A | 2.8333 | Residential & Commercial | No
211391626 | Central HP <5.4 tons | FRASER-JOHNSTON | HRCU-A-CB (Split System: Heat Pump with Remote Outdoor Unit-Air-Source) | HMH72B341 |  |  | XAHC36DBCN1 | TMLE100B12MP11 | 33400 | 17.5 | 8.1 | 33000 | 23400 | 70.91% | 2.02 | 0 | 9.5 |  |  |  | No | R-410A | 2.7833 | Residential & Commercial | No
211386471 | Central HP <5.4 tons | COLEMAN | HRCU-A-CB (Split System: Heat Pump with Remote Outdoor Unit-Air-Source) | HMH72B341 |  |  | XAHD48FXXN1+TXV | TL8E080C16UH11 | 33600 | 16 | 8.1 | 32600 | 24200 | 74.23% | 2.04 | 0 | 9 |  |  |  | No | R-410A | 2.8 | Residential & Commercial | No
211388117 | Central HP <5.4 tons | COLEMAN | HRCU-A-CB (Split System: Heat Pump with Remote Outdoor Unit-Air-Source) | HMH72B341 |  |  | XAHB36DXXN1+TXV | TM9V060B12MP12 | 32800 | 17 | 8.1 | 33000 | 23400 | 70.91% | 1.98 | 0 | 9.5 |  |  |  | No | R-410A | 2.7333 | Residential & Commercial | No
211222610 | Central HP <5.4 tons | TEMPSTAR | HRCU-A-CB (Split System: Heat Pump with Remote Outdoor Unit-Air-Source) | DLCURAH30ABK |  |  | EA*4X37L21A* | *92ESN0802120A* | 31200 | 15.2 | 8.5 | 33400 | 26000 | 77.84% | 1.88 | 0 | 9 |  |  |  | No | R-410A | 2.6 | Residential & Commercial | No
212984455 | Central HP <5.4 tons | TEMPSTAR | HRCU-A-CB (Split System: Heat Pump with Remote Outdoor Unit-Air-Source) | DLCURAH30ABK |  |  | EA*4X36L21A* | *92MSN0801716A* | 29600 | 15.2 | 8.1 | 34000 | 28000 | 82.35% | 1.78 | 0 | 9 |  |  |  | No | R-410A | 2.4667 | Residential & Commercial | No
213297603 | Central HP <5.4 tons | COLEMAN | HRCU-A-CB (Split System: Heat Pump with Remote Outdoor Unit-Air-Source) | HMH72B341 |  |  | XAUB36DXXN1+TXV | Z8ES100B12LMPS1 | 34000 | 18 | 8.1 | 34000 | 24600 | 72.35% | 2.1 | 0 | 9.5 |  |  |  | No | R-410A | 2.8333 | Residential & Commercial | No
213297873 | Central HP <5.4 tons | COLEMAN | HRCU-A-CB (Split System: Heat Pump with Remote Outdoor Unit-Air-Source) | HMH72B341 |  |  | XAFC36DXXN1+TXV | Z9ES080C16SMPS1 | 34000 | 17.5 | 8.1 | 33400 | 23800 | 71.26% | 2.06 | 0 | 9.5 |  |  |  | No | R-410A | 2.8333 | Residential & Commercial | No
211387178 | Central HP <5.4 tons | COLEMAN | HRCU-A-CB (Split System: Heat Pump with Remote Outdoor Unit-Air-Source) | HMH72B341 |  |  | XAFC30CXXN1+TXV | TM9Y060B12MP11 | 32600 | 17.5 | 8.1 | 34000 | 23800 | 70% | 2 | 0 | 9.5 |  |  |  | No | R-410A | 2.7167 | Residential & Commercial | No
211387323 | Central HP <5.4 tons | COLEMAN | HRCU-A-CB (Split System: Heat Pump with Remote Outdoor Unit-Air-Source) | HMH72B341 |  |  | XAFC36DXXN1+TXV | CP9C100C20MP13 | 34000 | 17.5 | 8.1 | 34000 | 24800 | 72.94% | 2.12 | 0 | 9.5 |  |  |  | No | R-410A | 2.8333 | Residential & Commercial | No
211387380 | Central HP <5.4 tons | COLEMAN | HRCU-A-CB (Split System: Heat Pump with Remote Outdoor Unit-Air-Source) | HMH72B341 |  |  | XAFC30CXXN1+TXV | TP9C100C20MP13 | 33400 | 17.5 | 8.1 | 33600 | 23600 | 70.24% | 2.06 | 0 | 9.5 |  |  |  | No | R-410A | 2.7833 | Residential & Commercial | No
211387396 | Central HP <5.4 tons | COLEMAN | HRCU-A-CB (Split System: Heat Pump with Remote Outdoor Unit-Air-Source) | HMH72B341 |  |  | XAFC30CXXN1+TXV | CP9C100C20MP13 | 33400 | 17.5 | 8.1 | 33600 | 23600 | 70.24% | 2.06 | 0 | 9.5 |  |  |  | No | R-410A | 2.7833 | Residential & Commercial | No
213297928 | Central HP <5.4 tons | COLEMAN | HRCU-A-CB (Split System: Heat Pump with Remote Outdoor Unit-Air-Source) | HMH72B341 |  |  | XAFB36DBCN1 | Z8ET080B12LMPS1 | 34000 | 18.5 | 8.1 | 33400 | 24000 | 71.86% | 2.08 | 0 | 9.5 |  |  |  | No | R-410A | 2.8333 | Residential & Commercial | No
211386874 | Central HP <5.4 tons | COLEMAN | HRCU-A-CB (Split System: Heat Pump with Remote Outdoor Unit-Air-Source) | HMH72B341 |  |  | XAHC36DXXN1+TXV | TM9Y080B12MP11 | 33400 | 17.5 | 8.1 | 33600 | 24000 | 71.43% | 2.02 | 0 | 9.5 |  |  |  | No | R-410A | 2.7833 | Residential & Commercial | No
211387044 | Central HP <5.4 tons | COLEMAN | HRCU-A-CB (Split System: Heat Pump with Remote Outdoor Unit-Air-Source) | HMH72B341 |  |  | XAFB30CXXN1+TXV | TM9Y080B12MP11 | 32800 | 17.5 | 8.1 | 34000 | 23800 | 70% | 2.02 | 0 | 9.5 |  |  |  | No | R-410A | 2.7333 | Residential & Commercial | No
211388295 | Central HP <5.4 tons | COLEMAN | HRCU-A-CB (Split System: Heat Pump with Remote Outdoor Unit-Air-Source) | HMH72B341 |  |  | XAFC30CXXN1+TXV | CP9C060B12MP13 | 32600 | 17 | 8.1 | 33600 | 23600 | 70.24% | 2.02 | 0 | 9.5 |  |  |  | No | R-410A | 2.7167 | Residential & Commercial | No
211387716 | Central HP <5.4 tons | COLEMAN | HRCU-A-CB (Split System: Heat Pump with Remote Outdoor Unit-Air-Source) | HMH72B341 |  |  | XAHC36DBCN1 | CP9C080B12MP13 | 33200 | 17 | 8.1 | 33200 | 23400 | 70.48% | 2.02 | 0 | 9.5 |  |  |  | No | R-410A | 2.7667 | Residential & Commercial | No
211386694 | Central HP <5.4 tons | COLEMAN | HRCU-A-CB (Split System: Heat Pump with Remote Outdoor Unit-Air-Source) | HMH72B341 |  |  | XAHC36DBCN1 | TM9Y100C20MP11 | 34000 | 15.5 | 8.1 | 34000 | 24400 | 71.76% | 2.06 | 0 | 9.5 |  |  |  | No | R-410A | 2.8333 | Residential & Commercial | No
211386721 | Central HP <5.4 tons | COLEMAN | HRCU-A-CB (Split System: Heat Pump with Remote Outdoor Unit-Air-Source) | HMH72B341 |  |  | XAHC36DBCN1 | TM9Y100C16MP11 | 33800 | 16.5 | 8.1 | 33600 | 24000 | 71.43% | 2.04 | 0 | 9.5 |  |  |  | No | R-410A | 2.8167 | Residential & Commercial | No
211388180 | Central HP <5.4 tons | COLEMAN | HRCU-A-CB (Split System: Heat Pump with Remote Outdoor Unit-Air-Source) | HMH72B341 |  |  | XAHB36DBCN1 | CP9C060B12MP13 | 32800 | 17 | 8.1 | 33000 | 23400 | 70.91% | 1.98 | 0 | 9.5 |  |  |  | No | R-410A | 2.7333 | Residential & Commercial | No
211388247 | Central HP <5.4 tons | COLEMAN | HRCU-A-CB (Split System: Heat Pump with Remote Outdoor Unit-Air-Source) | HMH72B341 |  |  | XAFC36DBCN1 | TP9C060B12MP13 | 34000 | 17.5 | 8.1 | 34000 | 24200 | 71.18% | 2.06 | 0 | 9.5 |  |  |  | No | R-410A | 2.8333 | Residential & Commercial | No
211388261 | Central HP <5.4 tons | COLEMAN | HRCU-A-CB (Split System: Heat Pump with Remote Outdoor Unit-Air-Source) | HMH72B341 |  |  | XAFC36DBCN1 | CP9C060B12MP13 | 34000 | 17.5 | 8.1 | 34000 | 24200 | 71.18% | 2.06 | 0 | 9.5 |  |  |  | No | R-410A | 2.8333 | Residential & Commercial | No
211385924 | Central HP <5.4 tons | COLEMAN | HRCU-A-CB (Split System: Heat Pump with Remote Outdoor Unit-Air-Source) | HMH72B341 |  |  | XAHC48FXXN1+TXV | TMLE080B12MP11 | 32800 | 16.5 | 8.1 | 32400 | 23800 | 73.46% | 2 | 0 | 9 |  |  |  | No | R-410A | 2.7333 | Residential & Commercial | No
211385938 | Central HP <5.4 tons | COLEMAN | HRCU-A-CB (Split System: Heat Pump with Remote Outdoor Unit-Air-Source) | HMH72B341 |  |  | XAHC48FBCN1 | TM8E080B12MP11 | 32800 | 16.5 | 8.1 | 32400 | 23800 | 73.46% | 2 | 0 | 9 |  |  |  | No | R-410A | 2.7333 | Residential & Commercial | No
211386105 | Central HP <5.4 tons | COLEMAN | HRCU-A-CB (Split System: Heat Pump with Remote Outdoor Unit-Air-Source) | HMH72B341 |  |  | XAFD48FXXN1+TXV | TL9E100C20UH11 | 34000 | 16 | 8.5 | 32400 | 23800 | 73.46% | 2.08 | 0 | 9.5 |  |  |  | No | R-410A | 2.8333 | Residential & Commercial | No
211387057 | Central HP <5.4 tons | COLEMAN | HRCU-A-CB (Split System: Heat Pump with Remote Outdoor Unit-Air-Source) | HMH72B341 |  |  | XAUB30CXXN1+TXV | TM9Y080B12MP11 | 32800 | 17.5 | 8.1 | 34000 | 23800 | 70% | 2.02 | 0 | 9.5 |  |  |  | No | R-410A | 2.7333 | Residential & Commercial | No
211389085 | Central HP <5.4 tons | LUXAIRE | HRCU-A-CB (Split System: Heat Pump with Remote Outdoor Unit-Air-Source) | HMH72B341 |  |  | XAFB36DBCN1 | TM9E060B12MP12 | 34000 | 17.5 | 8.1 | 34000 | 24200 | 71.18% | 2.04 | 0 | 9.5 |  |  |  | No | R-410A | 2.8333 | Residential & Commercial | No
211389512 | Central HP <5.4 tons | LUXAIRE | HRCU-A-CB (Split System: Heat Pump with Remote Outdoor Unit-Air-Source) | HMH72B341 |  |  | XAHC30CXXN1+TXV | TM8Y080C16MP11 | 32600 | 18 | 8.1 | 33000 | 23200 | 70.3% | 2 | 0 | 9 |  |  |  | No | R-410A | 2.7167 | Residential & Commercial | No
211386587 | Central HP <5.4 tons | COLEMAN | HRCU-A-CB (Split System: Heat Pump with Remote Outdoor Unit-Air-Source) | HMH72B341 |  |  | XAHC48FXXN1+JMET12CS2N1+TXV |  | 33800 | 17.5 | 8.5 | 32000 | 23400 | 73.12% | 2.08 | 0 | 9.5 |  |  |  | No | R-410A | 2.8167 | Residential & Commercial | No
211386746 | Central HP <5.4 tons | COLEMAN | HRCU-A-CB (Split System: Heat Pump with Remote Outdoor Unit-Air-Source) | HMH72B341 |  |  | XAFC36DXXN1+TXV | TM9Y100C16MP11 | 34000 | 17 | 8.1 | 34000 | 24400 | 71.76% | 2.08 | 0 | 9.5 |  |  |  | No | R-410A | 2.8333 | Residential & Commercial | No
211387121 | Central HP <5.4 tons | COLEMAN | HRCU-A-CB (Split System: Heat Pump with Remote Outdoor Unit-Air-Source) | HMH72B341 |  |  | XAHB36DBCN1 | TM9Y060B12MP11 | 33000 | 17 | 8.1 | 33200 | 23400 | 70.48% | 1.98 | 0 | 9.5 |  |  |  | No | R-410A | 2.75 | Residential & Commercial | No
211388215 | Central HP <5.4 tons | COLEMAN | HRCU-A-CB (Split System: Heat Pump with Remote Outdoor Unit-Air-Source) | HMH72B341 |  |  | XAFC36DXXN1+TXV | TM9V060B12MP12 | 34000 | 17.5 | 8.1 | 34000 | 24200 | 71.18% | 2.06 | 0 | 9.5 |  |  |  | No | R-410A | 2.8333 | Residential & Commercial | No
215669219 | Central HP <5.4 tons | KEEPRITE | HRCU-A-CB (Split System: Heat Pump with Remote Outdoor Unit-Air-Source) | C5H0V36*K*AAA* |  |  | EA*5X48M21A*+WALLCON | *97CMN0601714B* | 33400 | 17.5 | 9 | 35200 | 25400 | 72.16% | 1.88 | 0 | 9.5 |  |  |  | No | R-454B | 2.7833 | Residential & Commercial | No
211385837 | Central HP <5.4 tons | COLEMAN | HRCU-A-CB (Split System: Heat Pump with Remote Outdoor Unit-Air-Source) | HMH72B341 |  |  | XAFC48FXXN1+TXV | TMLE080C16MP11 | 33400 | 17 | 8.5 | 32200 | 23400 | 72.67% | 2.06 | 0 | 9.5 |  |  |  | No | R-410A | 2.7833 | Residential & Commercial | No
211295769 | Central HP <5.4 tons | BRYANT HEATING AND COOLING SYSTEMS | HRCU-A-CB (Split System: Heat Pump with Remote Outdoor Unit-Air-Source) | 38MURAQ30AB3* |  |  | CAP**3621AL* | 912SD48080E17*** | 29600 | 15.2 | 8.1 | 33800 | 27800 | 82.25% | 1.76 | 0 | 9 |  |  |  | No | R-410A | 2.4667 | Residential & Commercial | No
211228743 | Central HP <5.4 tons | HEIL | HRCU-A-CB (Split System: Heat Pump with Remote Outdoor Unit-Air-Source) | DLCURAH36ABK |  |  | EA*4X48L21A* | *80ES(N,L)0451712A* | 35600 | 15.5 | 8.1 | 38500 | 34800 | 90.39% | 2.04 | 0 | 9.5 |  |  |  | No | R-410A | 2.9667 | Residential & Commercial | No
211257309 | Central HP <5.4 tons | MITS AIR | HRCU-A-CB (Split System: Heat Pump with Remote Outdoor Unit-Air-Source) | MOE30U-48HFN1-M-[X1] |  |  | MVC-48HWFN1-M |  | 47000 | 15.6 | 9.4 | 50000 | 46000 | 92% | 1.9 | 8.5 | 8.2 |  |  |  | No | R-410A | 3.9167 | Residential & Commercial | No
211227634 | Central HP <5.4 tons | HEIL | HRCU-A-CB (Split System: Heat Pump with Remote Outdoor Unit-Air-Source) | DLCURAH36ABK |  |  | EA*4X42L21A* | *95ESU0601716A* | 35200 | 16 | 8.1 | 38500 | 35000 | 90.91% | 1.88 | 0 | 9.5 |  |  |  | No | R-410A | 2.9333 | Residential & Commercial | No
211227686 | Central HP <5.4 tons | HEIL | HRCU-A-CB (Split System: Heat Pump with Remote Outdoor Unit-Air-Source) | DLCURAH36ABK |  |  | EA*4X42L21A* | *96VTN0801716A* | 35200 | 15.5 | 8.1 | 38500 | 35000 | 90.91% | 1.86 | 0 | 9.5 |  |  |  | No | R-410A | 2.9333 | Residential & Commercial | No
214777084 | Central HP <5.4 tons | COLEMAN | HRCU-A-CB (Split System: Heat Pump with Remote Outdoor Unit-Air-Source) | HMH72B361 |  |  | XAFC36DBCN1 | Z9ES080C16SMPS1 | 36000 | 17 | 8.5 | 36000 | 25200 | 70% | 2.06 | 0 | 8.5 |  |  |  | No | R-410A | 3 | Residential & Commercial | No
211387015 | Central HP <5.4 tons | COLEMAN | HRCU-A-CB (Split System: Heat Pump with Remote Outdoor Unit-Air-Source) | HMH72B341 |  |  | XAFB36DBCN1 | TM9Y080B12MP11 | 33600 | 17.5 | 8.5 | 33400 | 23600 | 70.66% | 2.04 | 0 | 9.5 |  |  |  | No | R-410A | 2.8 | Residential & Commercial | No
215674412 | Central HP <5.4 tons | KENMORE | HRCU-A-CB (Split System: Heat Pump with Remote Outdoor Unit-Air-Source) | (C,H,T)5H0V48*K*AAA* |  |  | EA*5X61M21A*+WALLCON | *97CMN0602120B* | 45500 | 17.5 | 9 | 48000 | 34200 | 71.25% | 2.06 | 0 | 9.5 |  |  |  | No | R-454B | 3.7917 | Residential & Commercial | No
215669947 | Central HP <5.4 tons | KEEPRITE | HRCU-A-CB (Split System: Heat Pump with Remote Outdoor Unit-Air-Source) | C5H0V36*K*AAA* |  |  | ESH5X42M12A*+WALLCON | *80CSU0601716A* | 34000 | 16.5 | 8.5 | 35600 | 25400 | 71.35% | 1.78 | 0 | 9.5 |  |  |  | No | R-454B | 2.8333 | Residential & Commercial | No
215669979 | Central HP <5.4 tons | KEEPRITE | HRCU-A-CB (Split System: Heat Pump with Remote Outdoor Unit-Air-Source) | C5H0V36*K*AAA* |  |  | ESH5X42M12A*+WALLCON | *80CTL0701716B* | 33800 | 16.5 | 8.5 | 35600 | 25400 | 71.35% | 1.78 | 0 | 9.5 |  |  |  | No | R-454B | 2.8167 | Residential & Commercial | No
211386005 | Central HP <5.4 tons | COLEMAN | HRCU-A-CB (Split System: Heat Pump with Remote Outdoor Unit-Air-Source) | HMH72B341 |  |  | XAUC48FXXN1+TXV | TM8E080B12MP11 | 33400 | 17 | 8.5 | 32400 | 23800 | 73.46% | 2.04 | 0 | 9 |  |  |  | No | R-410A | 2.7833 | Residential & Commercial | No
211386356 | Central HP <5.4 tons | COLEMAN | HRCU-A-CB (Split System: Heat Pump with Remote Outdoor Unit-Air-Source) | HMH72B341 |  |  | XAHD48FXXN1+TXV | TL8E100C20UH11 | 33400 | 16 | 8.5 | 32000 | 23200 | 72.5% | 2.06 | 0 | 9.5 |  |  |  | No | R-410A | 2.7833 | Residential & Commercial | No
211386528 | Central HP <5.4 tons | COLEMAN | HRCU-A-CB (Split System: Heat Pump with Remote Outdoor Unit-Air-Source) | HMH72B341 |  |  | XAFD48FXXN1+TXV | TL8E080C16UH11 | 34000 | 16.5 | 8.5 | 32600 | 24000 | 73.62% | 2.08 | 0 | 9.5 |  |  |  | No | R-410A | 2.8333 | Residential & Commercial | No
211387148 | Central HP <5.4 tons | COLEMAN | HRCU-A-CB (Split System: Heat Pump with Remote Outdoor Unit-Air-Source) | HMH72B341 |  |  | XAFC36DXXN1+TXV | TM9Y060B12MP11 | 34000 | 17.5 | 8.1 | 34000 | 24200 | 71.18% | 2.04 | 0 | 9.5 |  |  |  | No | R-410A | 2.8333 | Residential & Commercial | No
212977027 | Central HP <5.4 tons | TEMPSTAR | HRCU-A-CB (Split System: Heat Pump with Remote Outdoor Unit-Air-Source) | DLCURAH30ABK |  |  | EA*4X37L21A* | *96VTN1002122B* | 30400 | 15.2 | 8.1 | 33400 | 27600 | 82.63% | 1.8 | 0 | 9 |  |  |  | No | R-410A | 2.5333 | Residential & Commercial | No
215669955 | Central HP <5.4 tons | KEEPRITE | HRCU-A-CB (Split System: Heat Pump with Remote Outdoor Unit-Air-Source) | C5H0V36*K*AAA* |  |  | ESH5X42M12A*+WALLCON | *80CSU1002120A* | 34000 | 16 | 8.5 | 35600 | 25400 | 71.35% | 1.78 | 0 | 9.5 |  |  |  | No | R-454B | 2.8333 | Residential & Commercial | No
215681481 | Central HP <5.4 tons | KENMORE | HRCU-A-CB (Split System: Heat Pump with Remote Outdoor Unit-Air-Source) | (C,H,T)5H0V48*K*AAA* |  |  | EA*5X61M21A*+WALLCON | *80CSU1002120B* | 46000 | 17.5 | 9 | 47500 | 33600 | 70.74% | 2.06 | 0 | 9.5 |  |  |  | No | R-454B | 3.8333 | Residential & Commercial | No
212986133 | Central HP <5.4 tons | DAY & NIGHT | HRCU-A-CB (Split System: Heat Pump with Remote Outdoor Unit-Air-Source) | DLCURAH24ABK |  |  | EA*4X24L14A* | *96MSN0401410A* | 23200 | 16 | 8.5 | 27000 | 26600 | 98.52% | 2.22 | 0 | 9.5 |  |  |  | No | R-410A | 1.9333 | Residential & Commercial | No
211387108 | Central HP <5.4 tons | COLEMAN | HRCU-A-CB (Split System: Heat Pump with Remote Outdoor Unit-Air-Source) | HMH72B341 |  |  | XAHB36DXXN1+TXV | TM9Y060B12MP11 | 33000 | 17 | 8.1 | 33200 | 23400 | 70.48% | 1.98 | 0 | 9.5 |  |  |  | No | R-410A | 2.75 | Residential & Commercial | No
211387610 | Central HP <5.4 tons | COLEMAN | HRCU-A-CB (Split System: Heat Pump with Remote Outdoor Unit-Air-Source) | HMH72B341 |  |  | XAHC30CXXN1+TXV | TP9C080C16MP13 | 32200 | 16.5 | 8.1 | 32800 | 23000 | 70.12% | 2 | 0 | 9.5 |  |  |  | No | R-410A | 2.6833 | Residential & Commercial | No
211387768 | Central HP <5.4 tons | COLEMAN | HRCU-A-CB (Split System: Heat Pump with Remote Outdoor Unit-Air-Source) | HMH72B341 |  |  | XAHB36DBCN1 | TP9C080B12MP13 | 33200 | 16.5 | 8.1 | 33400 | 23600 | 70.66% | 2 | 0 | 9.5 |  |  |  | No | R-410A | 2.7667 | Residential & Commercial | No
211388052 | Central HP <5.4 tons | COLEMAN | HRCU-A-CB (Split System: Heat Pump with Remote Outdoor Unit-Air-Source) | HMH72B341 |  |  | XAHC36DBCN1 | TM9V060B12MP12 | 33200 | 17 | 8.1 | 33400 | 23800 | 71.26% | 2 | 0 | 9.5 |  |  |  | No | R-410A | 2.7667 | Residential & Commercial | No
211228826 | Central HP <5.4 tons | HEIL | HRCU-A-CB (Split System: Heat Pump with Remote Outdoor Unit-Air-Source) | DLCURAH36ABK |  |  | EA*4X48L21A* | *80VSL0451716A* | 35600 | 15.5 | 8.1 | 38500 | 34800 | 90.39% | 2.04 | 0 | 9.5 |  |  |  | No | R-410A | 2.9667 | Residential & Commercial | No
211388098 | Central HP <5.4 tons | COLEMAN | HRCU-A-CB (Split System: Heat Pump with Remote Outdoor Unit-Air-Source) | HMH72B341 |  |  | XAHC30CXXN1+TXV | TP9C060B12MP13 | 31800 | 16.5 | 8.1 | 33000 | 23200 | 70.3% | 1.96 | 0 | 9 |  |  |  | No | R-410A | 2.65 | Residential & Commercial | No
211386680 | Central HP <5.4 tons | COLEMAN | HRCU-A-CB (Split System: Heat Pump with Remote Outdoor Unit-Air-Source) | HMH72B341 |  |  | XAHC36DXXN1+TXV | TM9Y100C20MP11 | 34000 | 15.5 | 8.1 | 34000 | 24400 | 71.76% | 2.06 | 0 | 9.5 |  |  |  | No | R-410A | 2.8333 | Residential & Commercial | No
211386819 | Central HP <5.4 tons | COLEMAN | HRCU-A-CB (Split System: Heat Pump with Remote Outdoor Unit-Air-Source) | HMH72B341 |  |  | XAHC30CXXN1+TXV | TM9Y080C16MP11 | 32400 | 17.5 | 8.1 | 33000 | 23200 | 70.3% | 2 | 0 | 9.5 |  |  |  | No | R-410A | 2.7 | Residential & Commercial | No
213069354 | Central HP <5.4 tons | ACIQ | HRCU-A-CB (Split System: Heat Pump with Remote Outdoor Unit-Air-Source) | DLCURAH36ABK |  |  | EA*4X42L21A* | OMV098J12* | 35000 | 15.2 | 8.1 | 38500 | 35200 | 91.43% | 1.86 | 0 | 9.5 |  |  |  | No | R-410A | 2.9167 | Residential & Commercial | No
213069370 | Central HP <5.4 tons | ACIQ | HRCU-A-CB (Split System: Heat Pump with Remote Outdoor Unit-Air-Source) | DLCURAH36ABK |  |  | EA*4X42L24A* | *80VTL0902120A* | 35000 | 16 | 8.1 | 38500 | 35000 | 90.91% | 1.86 | 0 | 9.5 |  |  |  | No | R-410A | 2.9167 | Residential & Commercial | No
214229231 | Central HP <5.4 tons | TEMPSTAR | HRCU-A-CB (Split System: Heat Pump with Remote Outdoor Unit-Air-Source) | DLCURAH30ABK |  |  | EA*4X36L17A* | *80MSU0601716A* | 29400 | 15.2 | 8.1 | 34000 | 27800 | 81.76% | 1.76 | 0 | 9 |  |  |  | No | R-410A | 2.45 | Residential & Commercial | No
212983959 | Central HP <5.4 tons | DAY & NIGHT | HRCU-A-CB (Split System: Heat Pump with Remote Outdoor Unit-Air-Source) | DLCURAH30ABK |  |  | EA*4X43L21A* | *92MSN0601714A* | 30400 | 15.2 | 8.1 | 33400 | 26400 | 79.04% | 1.84 | 0 | 9 |  |  |  | No | R-410A | 2.5333 | Residential & Commercial | No
212984547 | Central HP <5.4 tons | DAY & NIGHT | HRCU-A-CB (Split System: Heat Pump with Remote Outdoor Unit-Air-Source) | DLCURAH30ABK |  |  | END4X42L17** | *92MSN0801716A* | 30000 | 15.2 | 8.1 | 34000 | 27200 | 80% | 1.82 | 0 | 9 |  |  |  | No | R-410A | 2.5 | Residential & Commercial | No
211386944 | Central HP <5.4 tons | COLEMAN | HRCU-A-CB (Split System: Heat Pump with Remote Outdoor Unit-Air-Source) | HMH72B341 |  |  | XAHB30CXXN1+TXV | TM9Y080B12MP11 | 32000 | 17 | 8.1 | 33400 | 23400 | 70.06% | 1.98 | 0 | 9 |  |  |  | No | R-410A | 2.6667 | Residential & Commercial | No
211386987 | Central HP <5.4 tons | COLEMAN | HRCU-A-CB (Split System: Heat Pump with Remote Outdoor Unit-Air-Source) | HMH72B341 |  |  | XAFC30CXXN1+TXV | TM9Y080B12MP11 | 32800 | 17.5 | 8.1 | 34000 | 23800 | 70% | 2.02 | 0 | 9.5 |  |  |  | No | R-410A | 2.7333 | Residential & Commercial | No
212985329 | Central HP <5.4 tons | DAY & NIGHT | HRCU-A-CB (Split System: Heat Pump with Remote Outdoor Unit-Air-Source) | DLCURAH30ABK |  |  | EN(A,D,W)4X42L21** | *92MSN1002120A* | 30000 | 15.2 | 8.1 | 34400 | 27600 | 80.23% | 1.8 | 0 | 9 |  |  |  | No | R-410A | 2.5 | Residential & Commercial | No
211387736 | Central HP <5.4 tons | COLEMAN | HRCU-A-CB (Split System: Heat Pump with Remote Outdoor Unit-Air-Source) | HMH72B341 |  |  | XAHC30CXXN1+TXV | CP9C080B12MP13 | 32000 | 16.5 | 8.1 | 33000 | 23200 | 70.3% | 1.98 | 0 | 9 |  |  |  | No | R-410A | 2.6667 | Residential & Commercial | No
211388085 | Central HP <5.4 tons | COLEMAN | HRCU-A-CB (Split System: Heat Pump with Remote Outdoor Unit-Air-Source) | HMH72B341 |  |  | XAHC30CXXN1+TXV | TM9V060B12MP12 | 31800 | 16.5 | 8.1 | 33000 | 23200 | 70.3% | 1.96 | 0 | 9 |  |  |  | No | R-410A | 2.65 | Residential & Commercial | No
211387659 | Central HP <5.4 tons | COLEMAN | HRCU-A-CB (Split System: Heat Pump with Remote Outdoor Unit-Air-Source) | HMH72B341 |  |  | XAFC30CXXN1+TXV | TM9V080C16MP12 | 32800 | 17 | 8.1 | 33400 | 23400 | 70.06% | 2.04 | 0 | 9.5 |  |  |  | No | R-410A | 2.7333 | Residential & Commercial | No
211388423 | Central HP <5.4 tons | COLEMAN | HRCU-A-CB (Split System: Heat Pump with Remote Outdoor Unit-Air-Source) | HMH72B341 |  |  | XAFB30CXXN1+TXV | CP9C060B12MP13 | 32600 | 17 | 8.1 | 33600 | 23600 | 70.24% | 2.02 | 0 | 9.5 |  |  |  | No | R-410A | 2.7167 | Residential & Commercial | No
211387680 | Central HP <5.4 tons | COLEMAN | HRCU-A-CB (Split System: Heat Pump with Remote Outdoor Unit-Air-Source) | HMH72B341 |  |  | XAHC36DXXN1+TXV | TM9V080B12MP12 | 33200 | 17 | 8.1 | 33200 | 23400 | 70.48% | 2.02 | 0 | 9.5 |  |  |  | No | R-410A | 2.7667 | Residential & Commercial | No
211712240 | Central HP <5.4 tons | CARRIER | HRCU-A-CB (Split System: Heat Pump with Remote Outdoor Unit-Air-Source) | 38MURAQ30AB3* |  |  | CAP**4221AL* | 59TP6B100V21**22 | 29600 | 15.2 | 8.1 | 33600 | 27400 | 81.55% | 1.78 | 0 | 9 |  |  |  | No | R-410A | 2.4667 | Residential & Commercial | No
211227609 | Central HP <5.4 tons | TEMPSTAR | HRCU-A-CB (Split System: Heat Pump with Remote Outdoor Unit-Air-Source) | DLCURAH36ABK |  |  | EA*4X42L21A* | *96VSN0801716A* | 35200 | 15.5 | 8.1 | 38500 | 35000 | 90.91% | 1.86 | 0 | 9.5 |  |  |  | No | R-410A | 2.9333 | Residential & Commercial | No
211227736 | Central HP <5.4 tons | TEMPSTAR | HRCU-A-CB (Split System: Heat Pump with Remote Outdoor Unit-Air-Source) | DLCURAH36ABK |  |  | EA*4X42L21A* | OMV098J12* | 35000 | 15.2 | 8.1 | 38500 | 35200 | 91.43% | 1.86 | 0 | 9.5 |  |  |  | No | R-410A | 2.9167 | Residential & Commercial | No
211228829 | Central HP <5.4 tons | TEMPSTAR | HRCU-A-CB (Split System: Heat Pump with Remote Outdoor Unit-Air-Source) | DLCURAH36ABK |  |  | EA*4X48L21A* | *80VSL0451716A* | 35600 | 15.5 | 8.1 | 38500 | 34800 | 90.39% | 2.04 | 0 | 9.5 |  |  |  | No | R-410A | 2.9667 | Residential & Commercial | No
212986149 | Central HP <5.4 tons | TEMPSTAR | HRCU-A-CB (Split System: Heat Pump with Remote Outdoor Unit-Air-Source) | DLCURAH24ABK |  |  | EA*4X24L17A* | *96MSN0401410A* | 23200 | 16 | 8.5 | 27000 | 26400 | 97.78% | 2.2 | 0 | 9.5 |  |  |  | No | R-410A | 1.9333 | Residential & Commercial | No
212986582 | Central HP <5.4 tons | TEMPSTAR | HRCU-A-CB (Split System: Heat Pump with Remote Outdoor Unit-Air-Source) | DLCURAH24ABK |  |  | EA*4X36L21A* | *96MSN0401712A* | 23400 | 16 | 8.5 | 26200 | 22200 | 84.73% | 1.82 | 0 | 9.5 |  |  |  | No | R-410A | 1.95 | Residential & Commercial | No
211387748 | Central HP <5.4 tons | COLEMAN | HRCU-A-CB (Split System: Heat Pump with Remote Outdoor Unit-Air-Source) | HMH72B341 |  |  | XAHB36DXXN1+TXV | TP9C080B12MP13 | 33200 | 16.5 | 8.1 | 33400 | 23600 | 70.66% | 2 | 0 | 9.5 |  |  |  | No | R-410A | 2.7667 | Residential & Commercial | No
211387839 | Central HP <5.4 tons | COLEMAN | HRCU-A-CB (Split System: Heat Pump with Remote Outdoor Unit-Air-Source) | HMH72B341 |  |  | XAFC30CXXN1+TXV | TM9V080B12MP12 | 32800 | 17 | 8.1 | 33600 | 23600 | 70.24% | 2.02 | 0 | 9.5 |  |  |  | No | R-410A | 2.7333 | Residential & Commercial | No
211387205 | Central HP <5.4 tons | COLEMAN | HRCU-A-CB (Split System: Heat Pump with Remote Outdoor Unit-Air-Source) | HMH72B341 |  |  | XAFB36DBCN1 | TM9Y060B12MP11 | 33600 | 16.5 | 8.5 | 33400 | 23600 | 70.66% | 2.04 | 0 | 9.5 |  |  |  | No | R-410A | 2.8 | Residential & Commercial | No
211387330 | Central HP <5.4 tons | COLEMAN | HRCU-A-CB (Split System: Heat Pump with Remote Outdoor Unit-Air-Source) | HMH72B341 |  |  | XAFC36DBCN1 | TM9V100C20MP12 | 34000 | 17.5 | 8.1 | 34000 | 24800 | 72.94% | 2.12 | 0 | 9.5 |  |  |  | No | R-410A | 2.8333 | Residential & Commercial | No
213076470 | Central HP <5.4 tons | HEIL | HRCU-A-CB (Split System: Heat Pump with Remote Outdoor Unit-Air-Source) | DLCURAH36ABK |  |  | EA*4X36L17A* | *80VTL0701716B* | 34800 | 15.5 | 8.1 | 38500 | 35200 | 91.43% | 1.82 | 0 | 9.5 |  |  |  | No | R-410A | 2.9 | Residential & Commercial | No
211227733 | Central HP <5.4 tons | HEIL | HRCU-A-CB (Split System: Heat Pump with Remote Outdoor Unit-Air-Source) | DLCURAH36ABK |  |  | EA*4X42L21A* | OMV098J12* | 35000 | 15.2 | 8.1 | 38500 | 35200 | 91.43% | 1.86 | 0 | 9.5 |  |  |  | No | R-410A | 2.9167 | Residential & Commercial | No
211228153 | Central HP <5.4 tons | HEIL | HRCU-A-CB (Split System: Heat Pump with Remote Outdoor Unit-Air-Source) | DLCURAH36ABK |  |  | EA*4X42L24A* | OLV112A16A | 35400 | 15.2 | 8.1 | 39500 | 35200 | 89.11% | 1.88 | 0 | 9.5 |  |  |  | No | R-410A | 2.95 | Residential & Commercial | No
211386805 | Central HP <5.4 tons | COLEMAN | HRCU-A-CB (Split System: Heat Pump with Remote Outdoor Unit-Air-Source) | HMH72B341 |  |  | XAHC36DBCN1 | TM9Y080C16MP11 | 33800 | 16.5 | 8.1 | 33600 | 24000 | 71.43% | 2.04 | 0 | 9.5 |  |  |  | No | R-410A | 2.8167 | Residential & Commercial | No
211388344 | Central HP <5.4 tons | COLEMAN | HRCU-A-CB (Split System: Heat Pump with Remote Outdoor Unit-Air-Source) | HMH72B341 |  |  | XAUB36DXXN1+TXV | TM9V060B12MP12 | 33800 | 17 | 8.5 | 33400 | 23800 | 71.26% | 2.04 | 0 | 9.5 |  |  |  | No | R-410A | 2.8167 | Residential & Commercial | No
211387459 | Central HP <5.4 tons | COLEMAN | HRCU-A-CB (Split System: Heat Pump with Remote Outdoor Unit-Air-Source) | HMH72B341 |  |  | XAHC36DBCN1 | CP9C100C16MP13 | 33800 | 17 | 8.1 | 33400 | 23600 | 70.66% | 2.06 | 0 | 9.5 |  |  |  | No | R-410A | 2.8167 | Residential & Commercial | No
215677991 | Central HP <5.4 tons | KENMORE | HRCU-A-CB (Split System: Heat Pump with Remote Outdoor Unit-Air-Source) | (C,H,T)5H0V60*K*AAA* |  |  | EA*5X61M24A*+WALLCON | *97CMN0802120B* | 56000 | 18.5 | 9 | 60000 | 42000 | 70% | 2.02 | 0 | 9 |  |  |  | No | R-454B | 4.6667 | Residential & Commercial | No
211385965 | Central HP <5.4 tons | COLEMAN | HRCU-A-CB (Split System: Heat Pump with Remote Outdoor Unit-Air-Source) | HMH72B341 |  |  | XAFC48FXXN1+TXV | TM8E080B12MP11 | 33400 | 17 | 8.5 | 32400 | 23800 | 73.46% | 2.04 | 0 | 9 |  |  |  | No | R-410A | 2.7833 | Residential & Commercial | No
211386048 | Central HP <5.4 tons | COLEMAN | HRCU-A-CB (Split System: Heat Pump with Remote Outdoor Unit-Air-Source) | HMH72B341 |  |  | XAHD48FXXN1+TXV | TL9E100C20UH11 | 33400 | 15.5 | 8.5 | 32000 | 23400 | 73.12% | 2.04 | 0 | 9 |  |  |  | No | R-410A | 2.7833 | Residential & Commercial | No
211386380 | Central HP <5.4 tons | COLEMAN | HRCU-A-CB (Split System: Heat Pump with Remote Outdoor Unit-Air-Source) | HMH72B341 |  |  | XAHC48FXXN1+TXV | TL8E100C20UH11 | 33400 | 16 | 8.5 | 32000 | 23200 | 72.5% | 2.06 | 0 | 9.5 |  |  |  | No | R-410A | 2.7833 | Residential & Commercial | No
211387837 | Central HP <5.4 tons | COLEMAN | HRCU-A-CB (Split System: Heat Pump with Remote Outdoor Unit-Air-Source) | HMH72B341 |  |  | XAFC36DBCN1 | CP9C080B12MP13 | 34000 | 17 | 8.1 | 34000 | 24400 | 71.76% | 2.06 | 0 | 9.5 |  |  |  | No | R-410A | 2.8333 | Residential & Commercial | No
211387234 | Central HP <5.4 tons | COLEMAN | HRCU-A-CB (Split System: Heat Pump with Remote Outdoor Unit-Air-Source) | HMH72B341 |  |  | XAFB30CXXN1+TXV | TM9Y060B12MP11 | 32600 | 17.5 | 8.1 | 34000 | 23800 | 70% | 2 | 0 | 9.5 |  |  |  | No | R-410A | 2.7167 | Residential & Commercial | No
211387591 | Central HP <5.4 tons | COLEMAN | HRCU-A-CB (Split System: Heat Pump with Remote Outdoor Unit-Air-Source) | HMH72B341 |  |  | XAHC36DBCN1 | TP9C080C16MP13 | 33400 | 17 | 8.1 | 33200 | 23400 | 70.48% | 2.04 | 0 | 9.5 |  |  |  | No | R-410A | 2.7833 | Residential & Commercial | No
211385951 | Central HP <5.4 tons | COLEMAN | HRCU-A-CB (Split System: Heat Pump with Remote Outdoor Unit-Air-Source) | HMH72B341 |  |  | XAHC48FBCN1 | TMLE080B12MP11 | 32800 | 16.5 | 8.1 | 32400 | 23800 | 73.46% | 2 | 0 | 9 |  |  |  | No | R-410A | 2.7333 | Residential & Commercial | No
211386344 | Central HP <5.4 tons | COLEMAN | HRCU-A-CB (Split System: Heat Pump with Remote Outdoor Unit-Air-Source) | HMH72B341 |  |  | XAUC48FXXN1+TXV | TL9E060B12UH11 | 33200 | 17 | 8.1 | 32600 | 24000 | 73.62% | 2.02 | 0 | 9 |  |  |  | No | R-410A | 2.7667 | Residential & Commercial | No
211387780 | Central HP <5.4 tons | COLEMAN | HRCU-A-CB (Split System: Heat Pump with Remote Outdoor Unit-Air-Source) | HMH72B341 |  |  | XAHB30CXXN1+TXV | TM9V080B12MP12 | 32000 | 16.5 | 8.1 | 33400 | 23400 | 70.06% | 1.98 | 0 | 9 |  |  |  | No | R-410A | 2.6667 | Residential & Commercial | No
211227324 | Central HP <5.4 tons | HEIL | HRCU-A-CB (Split System: Heat Pump with Remote Outdoor Unit-Air-Source) | DLCURAH36ABK |  |  | EA*4X42L21A* | *80ES(N,L)0702116A* | 35200 | 16 | 8.1 | 38500 | 35000 | 90.91% | 1.88 | 0 | 9.5 |  |  |  | No | R-410A | 2.9333 | Residential & Commercial | No
213075247 | Central HP <5.4 tons | ACIQ | HRCU-A-CB (Split System: Heat Pump with Remote Outdoor Unit-Air-Source) | DLCURAH36ABK |  |  | EA*4X36L17A* | *92ESN0601412A* | 35400 | 15.2 | 8.1 | 39500 | 35400 | 89.62% | 1.82 | 0 | 9.5 |  |  |  | No | R-410A | 2.95 | Residential & Commercial | No
212383213 | Central HP <5.4 tons | HEIL | HRCU-A-CB (Split System: Heat Pump with Remote Outdoor Unit-Air-Source) | DLCURAH36ABK |  |  | EA*4X36L21A* | *95ESU1002120A* | 35400 | 16 | 8.1 | 39500 | 35200 | 89.11% | 1.82 | 0 | 9.5 |  |  |  | No | R-410A | 2.95 | Residential & Commercial | No
211397457 | Central HP <5.4 tons | LUXAIRE | HRCU-A-CB (Split System: Heat Pump with Remote Outdoor Unit-Air-Source) | HMH72B341 |  |  | XAHC48FBCN1 | TM8V080C16MP12 | 33600 | 16.5 | 8.5 | 32400 | 23800 | 73.46% | 2.06 | 0 | 9 |  |  |  | No | R-410A | 2.8 | Residential & Commercial | No
211388266 | Central HP <5.4 tons | COLEMAN | HRCU-A-CB (Split System: Heat Pump with Remote Outdoor Unit-Air-Source) | HMH72B341 |  |  | XAFC30CXXN1+TXV | TM9V060B12MP12 | 32600 | 17 | 8.1 | 33600 | 23600 | 70.24% | 2.02 | 0 | 9.5 |  |  |  | No | R-410A | 2.7167 | Residential & Commercial | No
211388328 | Central HP <5.4 tons | COLEMAN | HRCU-A-CB (Split System: Heat Pump with Remote Outdoor Unit-Air-Source) | HMH72B341 |  |  | XAFB36DXXN1+TXV | CP9C060B12MP13 | 33800 | 17 | 8.5 | 33400 | 23800 | 71.26% | 2.04 | 0 | 9.5 |  |  |  | No | R-410A | 2.8167 | Residential & Commercial | No
211388132 | Central HP <5.4 tons | COLEMAN | HRCU-A-CB (Split System: Heat Pump with Remote Outdoor Unit-Air-Source) | HMH72B341 |  |  | XAHB36DXXN1+TXV | TP9C060B12MP13 | 32800 | 17 | 8.1 | 33000 | 23400 | 70.91% | 1.98 | 0 | 9.5 |  |  |  | No | R-410A | 2.7333 | Residential & Commercial | No
211387570 | Central HP <5.4 tons | COLEMAN | HRCU-A-CB (Split System: Heat Pump with Remote Outdoor Unit-Air-Source) | HMH72B341 |  |  | XAHC36DXXN1+TXV | TP9C080C16MP13 | 33400 | 17 | 8.1 | 33200 | 23400 | 70.48% | 2.04 | 0 | 9.5 |  |  |  | No | R-410A | 2.7833 | Residential & Commercial | No
211385978 | Central HP <5.4 tons | COLEMAN | HRCU-A-CB (Split System: Heat Pump with Remote Outdoor Unit-Air-Source) | HMH72B341 |  |  | XAFC48FXXN1+TXV | TMLE080B12MP11 | 33400 | 17 | 8.5 | 32400 | 23800 | 73.46% | 2.04 | 0 | 9 |  |  |  | No | R-410A | 2.7833 | Residential & Commercial | No
211388166 | Central HP <5.4 tons | COLEMAN | HRCU-A-CB (Split System: Heat Pump with Remote Outdoor Unit-Air-Source) | HMH72B341 |  |  | XAHB36DBCN1 | TP9C060B12MP13 | 32800 | 17 | 8.1 | 33000 | 23400 | 70.91% | 1.98 | 0 | 9.5 |  |  |  | No | R-410A | 2.7333 | Residential & Commercial | No
212979726 | Central HP <5.4 tons | BRYANT HEATING AND COOLING SYSTEMS | HRCU-A-CB (Split System: Heat Pump with Remote Outdoor Unit-Air-Source) | 38MURAQ30AB3* |  |  | CAP**4221AL* | 8(0,1)*SB42090M17*** | 30000 | 15.2 | 8.1 | 34200 | 27600 | 80.7% | 1.8 | 0 | 9 |  |  |  | No | R-410A | 2.5 | Residential & Commercial | No
213069899 | Central HP <5.4 tons | ACIQ | HRCU-A-CB (Split System: Heat Pump with Remote Outdoor Unit-Air-Source) | DLCURAH24ABK |  |  | EA*4X30L17A* | *92ESN0401410A* | 24000 | 15.2 | 8.5 | 26600 | 23000 | 86.47% | 1.86 | 0 | 9.5 |  |  |  | No | R-410A | 2 | Residential & Commercial | No
211387446 | Central HP <5.4 tons | COLEMAN | HRCU-A-CB (Split System: Heat Pump with Remote Outdoor Unit-Air-Source) | HMH72B341 |  |  | XAHC36DBCN1 | TP9C100C16MP13 | 33800 | 17 | 8.1 | 33400 | 23600 | 70.66% | 2.06 | 0 | 9.5 |  |  |  | No | R-410A | 2.8167 | Residential & Commercial | No
211388032 | Central HP <5.4 tons | COLEMAN | HRCU-A-CB (Split System: Heat Pump with Remote Outdoor Unit-Air-Source) | HMH72B341 |  |  | XAHC36DXXN1+TXV | TP9C060B12MP13 | 33200 | 17 | 8.1 | 33400 | 23800 | 71.26% | 2 | 0 | 9.5 |  |  |  | No | R-410A | 2.7667 | Residential & Commercial | No
211227289 | Central HP <5.4 tons | HEIL | HRCU-A-CB (Split System: Heat Pump with Remote Outdoor Unit-Air-Source) | DLCURAH36ABK |  |  | EA*4X42L21A* | *80ES(N,L)0451712A* | 35200 | 15.5 | 8.1 | 38500 | 35000 | 90.91% | 1.86 | 0 | 9.5 |  |  |  | No | R-410A | 2.9333 | Residential & Commercial | No
211388300 | Central HP <5.4 tons | COLEMAN | HRCU-A-CB (Split System: Heat Pump with Remote Outdoor Unit-Air-Source) | HMH72B341 |  |  | XAFB36DXXN1+TXV | TM9V060B12MP12 | 33800 | 17 | 8.5 | 33400 | 23800 | 71.26% | 2.04 | 0 | 9.5 |  |  |  | No | R-410A | 2.8167 | Residential & Commercial | No
211386151 | Central HP <5.4 tons | COLEMAN | HRCU-A-CB (Split System: Heat Pump with Remote Outdoor Unit-Air-Source) | HMH72B341 |  |  | XAFC48FBCN1 | TL9E100C20UH11 | 34000 | 15.5 | 8.5 | 32400 | 23800 | 73.46% | 2.08 | 0 | 9.5 |  |  |  | No | R-410A | 2.8333 | Residential & Commercial | No
211386196 | Central HP <5.4 tons | COLEMAN | HRCU-A-CB (Split System: Heat Pump with Remote Outdoor Unit-Air-Source) | HMH72B341 |  |  | XAHD48FBCN1 | TL9E080C16UH11 | 33200 | 16 | 8.1 | 32400 | 23600 | 72.84% | 2.04 | 0 | 9 |  |  |  | No | R-410A | 2.7667 | Residential & Commercial | No
211386444 | Central HP <5.4 tons | COLEMAN | HRCU-A-CB (Split System: Heat Pump with Remote Outdoor Unit-Air-Source) | HMH72B341 |  |  | XAFC48FBCN1 | TL8E100C20UH11 | 34000 | 16.5 | 8.5 | 32400 | 23800 | 73.46% | 2.1 | 0 | 9.5 |  |  |  | No | R-410A | 2.8333 | Residential & Commercial | No
211386887 | Central HP <5.4 tons | COLEMAN | HRCU-A-CB (Split System: Heat Pump with Remote Outdoor Unit-Air-Source) | HMH72B341 |  |  | XAHC36DBCN1 | TM9Y080B12MP11 | 33400 | 17.5 | 8.1 | 33600 | 24000 | 71.43% | 2.02 | 0 | 9.5 |  |  |  | No | R-410A | 2.7833 | Residential & Commercial | No
212383295 | Central HP <5.4 tons | HEIL | HRCU-A-CB (Split System: Heat Pump with Remote Outdoor Unit-Air-Source) | DLCURAH36ABK |  |  | EA*4X36L21A* | *80ES(N,L)0901714A* | 35600 | 15.5 | 8.1 | 39500 | 35200 | 89.11% | 1.84 | 0 | 9.5 |  |  |  | No | R-410A | 2.9667 | Residential & Commercial | No
212383016 | Central HP <5.4 tons | HEIL | HRCU-A-CB (Split System: Heat Pump with Remote Outdoor Unit-Air-Source) | DLCURAH36ABK |  |  | EA*4X36L17A* | *92ESN0601412A* | 35400 | 15.2 | 8.1 | 39500 | 35400 | 89.62% | 1.82 | 0 | 9.5 |  |  |  | No | R-410A | 2.95 | Residential & Commercial | No
211386265 | Central HP <5.4 tons | COLEMAN | HRCU-A-CB (Split System: Heat Pump with Remote Outdoor Unit-Air-Source) | HMH72B341 |  |  | XAFC48FBCN1 | TL9E080C16UH11 | 34000 | 16.5 | 8.5 | 32800 | 24200 | 73.78% | 2.08 | 0 | 9 |  |  |  | No | R-410A | 2.8333 | Residential & Commercial | No
211386484 | Central HP <5.4 tons | COLEMAN | HRCU-A-CB (Split System: Heat Pump with Remote Outdoor Unit-Air-Source) | HMH72B341 |  |  | XAHD48FBCN1 | TL8E080C16UH11 | 33600 | 16 | 8.1 | 32600 | 24200 | 74.23% | 2.04 | 0 | 9 |  |  |  | No | R-410A | 2.8 | Residential & Commercial | No
211387434 | Central HP <5.4 tons | COLEMAN | HRCU-A-CB (Split System: Heat Pump with Remote Outdoor Unit-Air-Source) | HMH72B341 |  |  | XAHC36DBCN1 | TM9V100C16MP12 | 33800 | 17 | 8.1 | 33400 | 23600 | 70.66% | 2.06 | 0 | 9.5 |  |  |  | No | R-410A | 2.8167 | Residential & Commercial | No
211386833 | Central HP <5.4 tons | COLEMAN | HRCU-A-CB (Split System: Heat Pump with Remote Outdoor Unit-Air-Source) | HMH72B341 |  |  | XAFC36DXXN1+TXV | TM9Y080C16MP11 | 34000 | 18.5 | 8.1 | 34000 | 24400 | 71.76% | 2.08 | 0 | 9.5 |  |  |  | No | R-410A | 2.8333 | Residential & Commercial | No
211386368 | Central HP <5.4 tons | COLEMAN | HRCU-A-CB (Split System: Heat Pump with Remote Outdoor Unit-Air-Source) | HMH72B341 |  |  | XAHD48FBCN1 | TL8E100C20UH11 | 33400 | 16 | 8.5 | 32000 | 23200 | 72.5% | 2.06 | 0 | 9.5 |  |  |  | No | R-410A | 2.7833 | Residential & Commercial | No
211387165 | Central HP <5.4 tons | COLEMAN | HRCU-A-CB (Split System: Heat Pump with Remote Outdoor Unit-Air-Source) | HMH72B341 |  |  | XAFC36DBCN1 | TM9Y060B12MP11 | 34000 | 17.5 | 8.1 | 34000 | 24200 | 71.18% | 2.04 | 0 | 9.5 |  |  |  | No | R-410A | 2.8333 | Residential & Commercial | No
211386902 | Central HP <5.4 tons | COLEMAN | HRCU-A-CB (Split System: Heat Pump with Remote Outdoor Unit-Air-Source) | HMH72B341 |  |  | XAHC30CXXN1+TXV | TM9Y080B12MP11 | 32000 | 17 | 8.1 | 33400 | 23400 | 70.06% | 1.98 | 0 | 9 |  |  |  | No | R-410A | 2.6667 | Residential & Commercial | No
211387219 | Central HP <5.4 tons | COLEMAN | HRCU-A-CB (Split System: Heat Pump with Remote Outdoor Unit-Air-Source) | HMH72B341 |  |  | XAUB36DXXN1+TXV | TM9Y060B12MP11 | 33600 | 16.5 | 8.5 | 33400 | 23600 | 70.66% | 2.04 | 0 | 9.5 |  |  |  | No | R-410A | 2.8 | Residential & Commercial | No
211387367 | Central HP <5.4 tons | COLEMAN | HRCU-A-CB (Split System: Heat Pump with Remote Outdoor Unit-Air-Source) | HMH72B341 |  |  | XAFC30CXXN1+TXV | TM9V100C20MP12 | 33400 | 17.5 | 8.1 | 33600 | 23600 | 70.24% | 2.06 | 0 | 9.5 |  |  |  | No | R-410A | 2.7833 | Residential & Commercial | No
211388209 | Central HP <5.4 tons | COLEMAN | HRCU-A-CB (Split System: Heat Pump with Remote Outdoor Unit-Air-Source) | HMH72B341 |  |  | XAHB30CXXN1+TXV | CP9C060B12MP13 | 31600 | 16.5 | 8.1 | 32800 | 23000 | 70.12% | 1.96 | 0 | 9 |  |  |  | No | R-410A | 2.6333 | Residential & Commercial | No
211388384 | Central HP <5.4 tons | COLEMAN | HRCU-A-CB (Split System: Heat Pump with Remote Outdoor Unit-Air-Source) | HMH72B341 |  |  | XAFB36DBCN1 | CP9C060B12MP13 | 33800 | 17 | 8.5 | 33400 | 23800 | 71.26% | 2.04 | 0 | 9.5 |  |  |  | No | R-410A | 2.8167 | Residential & Commercial | No
211388375 | Central HP <5.4 tons | COLEMAN | HRCU-A-CB (Split System: Heat Pump with Remote Outdoor Unit-Air-Source) | HMH72B341 |  |  | XAUB36DXXN1+TXV | TP9C060B12MP13 | 33800 | 17 | 8.5 | 33400 | 23800 | 71.26% | 2.04 | 0 | 9.5 |  |  |  | No | R-410A | 2.8167 | Residential & Commercial | No
211387346 | Central HP <5.4 tons | COLEMAN | HRCU-A-CB (Split System: Heat Pump with Remote Outdoor Unit-Air-Source) | HMH72B341 |  |  | XAFC36DBCN1 | TP9C100C20MP13 | 34000 | 17.5 | 8.1 | 34000 | 24800 | 72.94% | 2.12 | 0 | 9.5 |  |  |  | No | R-410A | 2.8333 | Residential & Commercial | No
211394206 | Central HP <5.4 tons | LUXAIRE | HRCU-A-CB (Split System: Heat Pump with Remote Outdoor Unit-Air-Source) | HMH72B341 |  |  | XAHC48FBCN1 | TM9Y060B12MP11 | 32400 | 16.5 | 8.1 | 32200 | 23600 | 73.29% | 1.98 | 0 | 9 |  |  |  | No | R-410A | 2.7 | Residential & Commercial | No
211394440 | Central HP <5.4 tons | LUXAIRE | HRCU-A-CB (Split System: Heat Pump with Remote Outdoor Unit-Air-Source) | HMH72B341 |  |  | XAHD48FBCN1 | TP9C100C20MP13 | 33600 | 16.5 | 8.5 | 32400 | 23800 | 73.46% | 2.06 | 0 | 9 |  |  |  | No | R-410A | 2.8 | Residential & Commercial | No
211397469 | Central HP <5.4 tons | LUXAIRE | HRCU-A-CB (Split System: Heat Pump with Remote Outdoor Unit-Air-Source) | HMH72B341 |  |  | XAHC48FBCN1 | TMLV100C16MP12 | 33600 | 16.5 | 8.5 | 32400 | 23800 | 73.46% | 2.06 | 0 | 9 |  |  |  | No | R-410A | 2.8 | Residential & Commercial | No
211397639 | Central HP <5.4 tons | LUXAIRE | HRCU-A-CB (Split System: Heat Pump with Remote Outdoor Unit-Air-Source) | HMH72B341 |  |  | XAFD48FBCN1 | TMLV100C16MP12 | 34000 | 16.5 | 8.5 | 33000 | 24400 | 73.94% | 2.1 | 0 | 9 |  |  |  | No | R-410A | 2.8333 | Residential & Commercial | No
211397720 | Central HP <5.4 tons | LUXAIRE | HRCU-A-CB (Split System: Heat Pump with Remote Outdoor Unit-Air-Source) | HMH72B341 |  |  | XAFC48FXXN1+TXV | TMLV100C16MP12 | 34000 | 16.5 | 8.5 | 33200 | 24400 | 73.49% | 2.1 | 0 | 9 |  |  |  | No | R-410A | 2.8333 | Residential & Commercial | No
211227392 | Central HP <5.4 tons | HEIL | HRCU-A-CB (Split System: Heat Pump with Remote Outdoor Unit-Air-Source) | DLCURAH36ABK |  |  | EA*4X42L21A* | *80VSL0701716A* | 35200 | 16 | 8.1 | 38500 | 35000 | 90.91% | 1.86 | 0 | 9.5 |  |  |  | No | R-410A | 2.9333 | Residential & Commercial | No
211387700 | Central HP <5.4 tons | COLEMAN | HRCU-A-CB (Split System: Heat Pump with Remote Outdoor Unit-Air-Source) | HMH72B341 |  |  | XAHC36DBCN1 | TM9V080B12MP12 | 33200 | 17 | 8.1 | 33200 | 23400 | 70.48% | 2.02 | 0 | 9.5 |  |  |  | No | R-410A | 2.7667 | Residential & Commercial | No
211387800 | Central HP <5.4 tons | COLEMAN | HRCU-A-CB (Split System: Heat Pump with Remote Outdoor Unit-Air-Source) | HMH72B341 |  |  | XAFC36DXXN1+TXV | TM9V080B12MP12 | 34000 | 17 | 8.1 | 34000 | 24400 | 71.76% | 2.06 | 0 | 9.5 |  |  |  | No | R-410A | 2.8333 | Residential & Commercial | No
211386020 | Central HP <5.4 tons | COLEMAN | HRCU-A-CB (Split System: Heat Pump with Remote Outdoor Unit-Air-Source) | HMH72B341 |  |  | XAFC48FBCN1 | TMLE080B12MP11 | 33400 | 17 | 8.5 | 32400 | 23800 | 73.46% | 2.04 | 0 | 9 |  |  |  | No | R-410A | 2.7833 | Residential & Commercial | No
211386227 | Central HP <5.4 tons | COLEMAN | HRCU-A-CB (Split System: Heat Pump with Remote Outdoor Unit-Air-Source) | HMH72B341 |  |  | XAFD48FXXN1+TXV | TL9E080C16UH11 | 34000 | 16.5 | 8.5 | 32800 | 24200 | 73.78% | 2.08 | 0 | 9 |  |  |  | No | R-410A | 2.8333 | Residential & Commercial | No
212383452 | Central HP <5.4 tons | HEIL | HRCU-A-CB (Split System: Heat Pump with Remote Outdoor Unit-Air-Source) | DLCURAH36ABK |  |  | EA*4X42L21A* | OLV112A16A | 35400 | 15.2 | 8.1 | 39500 | 35200 | 89.11% | 1.88 | 0 | 9.5 |  |  |  | No | R-410A | 2.95 | Residential & Commercial | No
211395347 | Central HP <5.4 tons | LUXAIRE | HRCU-A-CB (Split System: Heat Pump with Remote Outdoor Unit-Air-Source) | HMH72B341 |  |  | XAFC48FBCN1 | TM9V080C16MP12 | 33400 | 16.5 | 8.5 | 32400 | 23600 | 72.84% | 2.06 | 0 | 9.5 |  |  |  | No | R-410A | 2.7833 | Residential & Commercial | No
211395765 | Central HP <5.4 tons | LUXAIRE | HRCU-A-CB (Split System: Heat Pump with Remote Outdoor Unit-Air-Source) | HMH72B341 |  |  | XAHC48FBCN1 | TM9V060B12MP12 | 32400 | 16 | 8.1 | 32000 | 23400 | 73.12% | 2 | 0 | 9 |  |  |  | No | R-410A | 2.7 | Residential & Commercial | No
211396068 | Central HP <5.4 tons | LUXAIRE | HRCU-A-CB (Split System: Heat Pump with Remote Outdoor Unit-Air-Source) | HMH72B341 |  |  | XAHD48FBCN1 | TM9E080C16MP12 | 33600 | 16.5 | 8.1 | 32800 | 24200 | 73.78% | 2.04 | 0 | 9 |  |  |  | No | R-410A | 2.8 | Residential & Commercial | No
211388066 | Central HP <5.4 tons | COLEMAN | HRCU-A-CB (Split System: Heat Pump with Remote Outdoor Unit-Air-Source) | HMH72B341 |  |  | XAHC36DBCN1 | TP9C060B12MP13 | 33200 | 17 | 8.1 | 33400 | 23800 | 71.26% | 2 | 0 | 9.5 |  |  |  | No | R-410A | 2.7667 | Residential & Commercial | No
211388409 | Central HP <5.4 tons | COLEMAN | HRCU-A-CB (Split System: Heat Pump with Remote Outdoor Unit-Air-Source) | HMH72B341 |  |  | XAFB30CXXN1+TXV | TP9C060B12MP13 | 32600 | 17 | 8.1 | 33600 | 23600 | 70.24% | 2.02 | 0 | 9.5 |  |  |  | No | R-410A | 2.7167 | Residential & Commercial | No
211386789 | Central HP <5.4 tons | COLEMAN | HRCU-A-CB (Split System: Heat Pump with Remote Outdoor Unit-Air-Source) | HMH72B341 |  |  | XAHC36DXXN1+TXV | TM9Y080C16MP11 | 33800 | 16.5 | 8.1 | 33600 | 24000 | 71.43% | 2.04 | 0 | 9.5 |  |  |  | No | R-410A | 2.8167 | Residential & Commercial | No
211387248 | Central HP <5.4 tons | COLEMAN | HRCU-A-CB (Split System: Heat Pump with Remote Outdoor Unit-Air-Source) | HMH72B341 |  |  | XAUB30CXXN1+TXV | TM9Y060B12MP11 | 32600 | 17.5 | 8.1 | 34000 | 23800 | 70% | 2 | 0 | 9.5 |  |  |  | No | R-410A | 2.7167 | Residential & Commercial | No
211397777 | Central HP <5.4 tons | LUXAIRE | HRCU-A-CB (Split System: Heat Pump with Remote Outdoor Unit-Air-Source) | HMH72B341 |  |  | XAFC48FBCN1 | TM8V100C16MP12 | 34000 | 16.5 | 8.5 | 33200 | 24400 | 73.49% | 2.1 | 0 | 9 |  |  |  | No | R-410A | 2.8333 | Residential & Commercial | No
211392411 | Central HP <5.4 tons | LUXAIRE | HRCU-A-CB (Split System: Heat Pump with Remote Outdoor Unit-Air-Source) | HMH72B341 |  |  | XAFB36DBCN1 | TM8E080B12MP11 | 34000 | 18 | 8.1 | 34000 | 24400 | 71.76% | 2.06 | 0 | 9.5 |  |  |  | No | R-410A | 2.8333 | Residential & Commercial | No
211392520 | Central HP <5.4 tons | LUXAIRE | HRCU-A-CB (Split System: Heat Pump with Remote Outdoor Unit-Air-Source) | HMH72B341 |  |  | XAHB36DXXN1+TXV | TM8E060A12MP11 | 33200 | 17 | 8.1 | 33200 | 23400 | 70.48% | 2 | 0 | 9.5 |  |  |  | No | R-410A | 2.7667 | Residential & Commercial | No
211387788 | Central HP <5.4 tons | COLEMAN | HRCU-A-CB (Split System: Heat Pump with Remote Outdoor Unit-Air-Source) | HMH72B341 |  |  | XAHB30CXXN1+TXV | TP9C080B12MP13 | 32000 | 16.5 | 8.1 | 33400 | 23400 | 70.06% | 1.98 | 0 | 9 |  |  |  | No | R-410A | 2.6667 | Residential & Commercial | No
211387997 | Central HP <5.4 tons | COLEMAN | HRCU-A-CB (Split System: Heat Pump with Remote Outdoor Unit-Air-Source) | HMH72B341 |  |  | XAUB30CXXN1+TXV | TM9V080B12MP12 | 32800 | 17 | 8.1 | 33600 | 23600 | 70.24% | 2.02 | 0 | 9.5 |  |  |  | No | R-410A | 2.7333 | Residential & Commercial | No
211388047 | Central HP <5.4 tons | COLEMAN | HRCU-A-CB (Split System: Heat Pump with Remote Outdoor Unit-Air-Source) | HMH72B341 |  |  | XAHC36DXXN1+TXV | CP9C060B12MP13 | 33200 | 17 | 8.1 | 33400 | 23800 | 71.26% | 2 | 0 | 9.5 |  |  |  | No | R-410A | 2.7667 | Residential & Commercial | No
211387583 | Central HP <5.4 tons | COLEMAN | HRCU-A-CB (Split System: Heat Pump with Remote Outdoor Unit-Air-Source) | HMH72B341 |  |  | XAHC36DBCN1 | TM9V080C16MP12 | 33400 | 17 | 8.1 | 33200 | 23400 | 70.48% | 2.04 | 0 | 9.5 |  |  |  | No | R-410A | 2.7833 | Residential & Commercial | No
211388151 | Central HP <5.4 tons | COLEMAN | HRCU-A-CB (Split System: Heat Pump with Remote Outdoor Unit-Air-Source) | HMH72B341 |  |  | XAHB36DBCN1 | TM9V060B12MP12 | 32800 | 17 | 8.1 | 33000 | 23400 | 70.91% | 1.98 | 0 | 9.5 |  |  |  | No | R-410A | 2.7333 | Residential & Commercial | No
211388233 | Central HP <5.4 tons | COLEMAN | HRCU-A-CB (Split System: Heat Pump with Remote Outdoor Unit-Air-Source) | HMH72B341 |  |  | XAFC36DBCN1 | TM9V060B12MP12 | 34000 | 17.5 | 8.1 | 34000 | 24200 | 71.18% | 2.06 | 0 | 9.5 |  |  |  | No | R-410A | 2.8333 | Residential & Commercial | No
211396891 | Central HP <5.4 tons | LUXAIRE | HRCU-A-CB (Split System: Heat Pump with Remote Outdoor Unit-Air-Source) | HMH72B341 |  |  | XAFC48FXXN1+TXV | TM8Y100C16MP11 | 34000 | 17.5 | 8.5 | 33200 | 24400 | 73.49% | 2.08 | 0 | 9 |  |  |  | No | R-410A | 2.8333 | Residential & Commercial | No
211396975 | Central HP <5.4 tons | LUXAIRE | HRCU-A-CB (Split System: Heat Pump with Remote Outdoor Unit-Air-Source) | HMH72B341 |  |  | XAHC48FXXN1+TXV | TM8Y080B12MP11 | 32600 | 17 | 8.1 | 31600 | 23000 | 72.78% | 2.02 | 0 | 9 |  |  |  | No | R-410A | 2.7167 | Residential & Commercial | No
211397059 | Central HP <5.4 tons | LUXAIRE | HRCU-A-CB (Split System: Heat Pump with Remote Outdoor Unit-Air-Source) | HMH72B341 |  |  | XAHC48FXXN1+TXV | TM8V100C20MP12 | 33800 | 16.5 | 8.5 | 32400 | 23800 | 73.46% | 2.06 | 0 | 9 |  |  |  | No | R-410A | 2.8167 | Residential & Commercial | No
211397089 | Central HP <5.4 tons | LUXAIRE | HRCU-A-CB (Split System: Heat Pump with Remote Outdoor Unit-Air-Source) | HMH72B341 |  |  | XAHC48FXXN1+TXV | TPLC100C20MP13 | 33800 | 16.5 | 8.5 | 32400 | 23800 | 73.46% | 2.06 | 0 | 9 |  |  |  | No | R-410A | 2.8167 | Residential & Commercial | No
211227863 | Central HP <5.4 tons | HEIL | HRCU-A-CB (Split System: Heat Pump with Remote Outdoor Unit-Air-Source) | DLCURAH36ABK |  |  | EA*4X42L24A* | *80VSL0702120A* | 35400 | 16 | 8.1 | 38500 | 35000 | 90.91% | 1.88 | 0 | 9.5 |  |  |  | No | R-410A | 2.95 | Residential & Commercial | No
216410926 | Central HP <5.4 tons | COLEMAN | HRCU-A-CB (Split System: Heat Pump with Remote Outdoor Unit-Air-Source) | HMH72B361 |  |  | XAHC36DBCN1 | Z9ET080C16SMPS1 | 34200 | 16.5 | 8.5 | 33800 | 24400 | 72.19% | 2.04 | 0 | 8.5 |  |  |  | No | R-410A | 2.85 | Residential & Commercial | No
211397516 | Central HP <5.4 tons | LUXAIRE | HRCU-A-CB (Split System: Heat Pump with Remote Outdoor Unit-Air-Source) | HMH72B341 |  |  | XAHC48FBCN1 | LPLC100C16MP13 | 33600 | 16.5 | 8.5 | 32400 | 23800 | 73.46% | 2.06 | 0 | 9 |  |  |  | No | R-410A | 2.8 | Residential & Commercial | No
211397552 | Central HP <5.4 tons | LUXAIRE | HRCU-A-CB (Split System: Heat Pump with Remote Outdoor Unit-Air-Source) | HMH72B341 |  |  | XAFD48FXXN1+TXV | TMLV100C16MP12 | 34000 | 16.5 | 8.5 | 33000 | 24400 | 73.94% | 2.1 | 0 | 9 |  |  |  | No | R-410A | 2.8333 | Residential & Commercial | No
211397582 | Central HP <5.4 tons | LUXAIRE | HRCU-A-CB (Split System: Heat Pump with Remote Outdoor Unit-Air-Source) | HMH72B341 |  |  | XAFD48FXXN1+TXV | TPLC100C16MP13 | 34000 | 16.5 | 8.5 | 33000 | 24400 | 73.94% | 2.1 | 0 | 9 |  |  |  | No | R-410A | 2.8333 | Residential & Commercial | No
211397927 | Central HP <5.4 tons | LUXAIRE | HRCU-A-CB (Split System: Heat Pump with Remote Outdoor Unit-Air-Source) | HMH72B341 |  |  | XAFC48FBCN1 | LPLC100C16MP13 | 34000 | 16.5 | 8.5 | 33200 | 24400 | 73.49% | 2.1 | 0 | 9 |  |  |  | No | R-410A | 2.8333 | Residential & Commercial | No
211386179 | Central HP <5.4 tons | COLEMAN | HRCU-A-CB (Split System: Heat Pump with Remote Outdoor Unit-Air-Source) | HMH72B341 |  |  | XAHD48FXXN1+TXV | TL9E080C16UH11 | 33200 | 16 | 8.1 | 32400 | 23600 | 72.84% | 2.04 | 0 | 9 |  |  |  | No | R-410A | 2.7667 | Residential & Commercial | No
211386293 | Central HP <5.4 tons | COLEMAN | HRCU-A-CB (Split System: Heat Pump with Remote Outdoor Unit-Air-Source) | HMH72B341 |  |  | XAHC48FXXN1+TXV | TL9E060B12UH11 | 32400 | 16.5 | 8.1 | 32000 | 23600 | 73.75% | 2 | 0 | 9 |  |  |  | No | R-410A | 2.7 | Residential & Commercial | No
211386861 | Central HP <5.4 tons | COLEMAN | HRCU-A-CB (Split System: Heat Pump with Remote Outdoor Unit-Air-Source) | HMH72B341 |  |  | XAFC30CXXN1+TXV | TM9Y080C16MP11 | 33200 | 18 | 8.1 | 33600 | 23600 | 70.24% | 2.04 | 0 | 9.5 |  |  |  | No | R-410A | 2.7667 | Residential & Commercial | No
211387029 | Central HP <5.4 tons | COLEMAN | HRCU-A-CB (Split System: Heat Pump with Remote Outdoor Unit-Air-Source) | HMH72B341 |  |  | XAUB36DXXN1+TXV | TM9Y080B12MP11 | 33600 | 17.5 | 8.5 | 33400 | 23600 | 70.66% | 2.04 | 0 | 9.5 |  |  |  | No | R-410A | 2.8 | Residential & Commercial | No
211387465 | Central HP <5.4 tons | COLEMAN | HRCU-A-CB (Split System: Heat Pump with Remote Outdoor Unit-Air-Source) | HMH72B341 |  |  | XAHC30CXXN1+TXV | TM9V100C16MP12 | 32400 | 17 | 8.1 | 32800 | 23000 | 70.12% | 2 | 0 | 9.5 |  |  |  | No | R-410A | 2.7 | Residential & Commercial | No
211388390 | Central HP <5.4 tons | COLEMAN | HRCU-A-CB (Split System: Heat Pump with Remote Outdoor Unit-Air-Source) | HMH72B341 |  |  | XAUB36DXXN1+TXV | CP9C060B12MP13 | 33800 | 17 | 8.5 | 33400 | 23800 | 71.26% | 2.04 | 0 | 9.5 |  |  |  | No | R-410A | 2.8167 | Residential & Commercial | No
211398161 | Central HP <5.4 tons | LUXAIRE | HRCU-A-CB (Split System: Heat Pump with Remote Outdoor Unit-Air-Source) | HMH72B341 |  |  | XAHC48FXXN1+TXV | TMLE120C16MP11 | 33000 | 17 | 8.5 | 31600 | 23200 | 73.42% | 2.04 | 0 | 9.5 |  |  |  | No | R-410A | 2.75 | Residential & Commercial | No
211393399 | Central HP <5.4 tons | LUXAIRE | HRCU-A-CB (Split System: Heat Pump with Remote Outdoor Unit-Air-Source) | HMH72B341 |  |  | XAHC36DXXN1+TXV | TL8E080C16UH11 | 34000 | 17 | 8.1 | 34000 | 24600 | 72.35% | 2.06 | 0 | 9 |  |  |  | No | R-410A | 2.8333 | Residential & Commercial | No
211393429 | Central HP <5.4 tons | LUXAIRE | HRCU-A-CB (Split System: Heat Pump with Remote Outdoor Unit-Air-Source) | HMH72B341 |  |  | XAHC30CXXN1+TXV | TL8E080C16UH11 | 32400 | 17 | 8.1 | 32800 | 23000 | 70.12% | 2 | 0 | 9.5 |  |  |  | No | R-410A | 2.7 | Residential & Commercial | No
211393974 | Central HP <5.4 tons | LUXAIRE | HRCU-A-CB (Split System: Heat Pump with Remote Outdoor Unit-Air-Source) | HMH72B341 |  |  | XAUC48FXXN1+TXV | TM9Y100C16MP11 | 33800 | 17.5 | 8.5 | 32800 | 24200 | 73.78% | 2.06 | 0 | 9 |  |  |  | No | R-410A | 2.8167 | Residential & Commercial | No
211394692 | Central HP <5.4 tons | LUXAIRE | HRCU-A-CB (Split System: Heat Pump with Remote Outdoor Unit-Air-Source) | HMH72B341 |  |  | XAHD48FXXN1+TXV | TM9V100C16MP12 | 33000 | 16 | 8.5 | 31800 | 23200 | 72.96% | 2.04 | 0 | 9 |  |  |  | No | R-410A | 2.75 | Residential & Commercial | No
211394844 | Central HP <5.4 tons | LUXAIRE | HRCU-A-CB (Split System: Heat Pump with Remote Outdoor Unit-Air-Source) | HMH72B341 |  |  | XAFD48FXXN1+TXV | TP9C100C16MP13 | 33800 | 16.5 | 8.5 | 32400 | 23600 | 72.84% | 2.08 | 0 | 9.5 |  |  |  | No | R-410A | 2.8167 | Residential & Commercial | No
211390648 | Central HP <5.4 tons | LUXAIRE | HRCU-A-CB (Split System: Heat Pump with Remote Outdoor Unit-Air-Source) | HMH72B341 |  |  | XAFC36DBCN1 | TPLC080B12MP13 | 33800 | 17 | 8.1 | 34000 | 24200 | 71.18% | 2.04 | 0 | 9.5 |  |  |  | No | R-410A | 2.8167 | Residential & Commercial | No
211388146 | Central HP <5.4 tons | COLEMAN | HRCU-A-CB (Split System: Heat Pump with Remote Outdoor Unit-Air-Source) | HMH72B341 |  |  | XAHB36DXXN1+TXV | CP9C060B12MP13 | 32800 | 17 | 8.1 | 33000 | 23400 | 70.91% | 1.98 | 0 | 9.5 |  |  |  | No | R-410A | 2.7333 | Residential & Commercial | No
211388229 | Central HP <5.4 tons | COLEMAN | HRCU-A-CB (Split System: Heat Pump with Remote Outdoor Unit-Air-Source) | HMH72B341 |  |  | XAFC36DXXN1+TXV | CP9C060B12MP13 | 34000 | 17.5 | 8.1 | 34000 | 24200 | 71.18% | 2.06 | 0 | 9.5 |  |  |  | No | R-410A | 2.8333 | Residential & Commercial | No
211387361 | Central HP <5.4 tons | COLEMAN | HRCU-A-CB (Split System: Heat Pump with Remote Outdoor Unit-Air-Source) | HMH72B341 |  |  | XAFC36DBCN1 | CP9C100C20MP13 | 34000 | 17.5 | 8.1 | 34000 | 24800 | 72.94% | 2.12 | 0 | 9.5 |  |  |  | No | R-410A | 2.8333 | Residential & Commercial | No
211386708 | Central HP <5.4 tons | COLEMAN | HRCU-A-CB (Split System: Heat Pump with Remote Outdoor Unit-Air-Source) | HMH72B341 |  |  | XAHC36DXXN1+TXV | TM9Y100C16MP11 | 33800 | 16.5 | 8.1 | 33600 | 24000 | 71.43% | 2.04 | 0 | 9.5 |  |  |  | No | R-410A | 2.8167 | Residential & Commercial | No
211387310 | Central HP <5.4 tons | COLEMAN | HRCU-A-CB (Split System: Heat Pump with Remote Outdoor Unit-Air-Source) | HMH72B341 |  |  | XAFC36DXXN1+TXV | TP9C100C20MP13 | 34000 | 17.5 | 8.1 | 34000 | 24800 | 72.94% | 2.12 | 0 | 9.5 |  |  |  | No | R-410A | 2.8333 | Residential & Commercial | No
211387562 | Central HP <5.4 tons | COLEMAN | HRCU-A-CB (Split System: Heat Pump with Remote Outdoor Unit-Air-Source) | HMH72B341 |  |  | XAHC36DXXN1+TXV | TM9V080C16MP12 | 33400 | 17 | 8.1 | 33200 | 23400 | 70.48% | 2.04 | 0 | 9.5 |  |  |  | No | R-410A | 2.7833 | Residential & Commercial | No
211394999 | Central HP <5.4 tons | LUXAIRE | HRCU-A-CB (Split System: Heat Pump with Remote Outdoor Unit-Air-Source) | HMH72B341 |  |  | XAHD48FXXN1+TXV | TM9V080C16MP12 | 32600 | 16 | 8.1 | 31800 | 23200 | 72.96% | 2.02 | 0 | 9 |  |  |  | No | R-410A | 2.7167 | Residential & Commercial | No
211396551 | Central HP <5.4 tons | LUXAIRE | HRCU-A-CB (Split System: Heat Pump with Remote Outdoor Unit-Air-Source) | HMH72B341 |  |  | XAHC48FBCN1 | TM8Y120C20MP11 | 33800 | 16.5 | 8.5 | 32400 | 23800 | 73.46% | 2.06 | 0 | 9 |  |  |  | No | R-410A | 2.8167 | Residential & Commercial | No
211397104 | Central HP <5.4 tons | LUXAIRE | HRCU-A-CB (Split System: Heat Pump with Remote Outdoor Unit-Air-Source) | HMH72B341 |  |  | XAHC48FXXN1+TXV | TPLC120C20MP13 | 33800 | 16.5 | 8.5 | 32400 | 23800 | 73.46% | 2.06 | 0 | 9 |  |  |  | No | R-410A | 2.8167 | Residential & Commercial | No
211397188 | Central HP <5.4 tons | LUXAIRE | HRCU-A-CB (Split System: Heat Pump with Remote Outdoor Unit-Air-Source) | HMH72B341 |  |  | XAHC48FBCN1 | LPLC100C20MP13 | 33800 | 16.5 | 8.5 | 32400 | 23800 | 73.46% | 2.06 | 0 | 9 |  |  |  | No | R-410A | 2.8167 | Residential & Commercial | No
211397436 | Central HP <5.4 tons | LUXAIRE | HRCU-A-CB (Split System: Heat Pump with Remote Outdoor Unit-Air-Source) | HMH72B341 |  |  | XAHC48FXXN1+TXV | LPLC080C16MP13 | 33600 | 16.5 | 8.5 | 32400 | 23800 | 73.46% | 2.06 | 0 | 9 |  |  |  | No | R-410A | 2.8 | Residential & Commercial | No
211397537 | Central HP <5.4 tons | LUXAIRE | HRCU-A-CB (Split System: Heat Pump with Remote Outdoor Unit-Air-Source) | HMH72B341 |  |  | XAFD48FXXN1+TXV | TM8V080C16MP12 | 34000 | 16.5 | 8.5 | 33000 | 24400 | 73.94% | 2.1 | 0 | 9 |  |  |  | No | R-410A | 2.8333 | Residential & Commercial | No
211397954 | Central HP <5.4 tons | LUXAIRE | HRCU-A-CB (Split System: Heat Pump with Remote Outdoor Unit-Air-Source) | HMH72B341 |  |  | XAHC48FXXN1+TXV | TPLC080B12MP13 | 32400 | 16 | 8.1 | 32000 | 23600 | 73.75% | 1.98 | 0 | 8.5 |  |  |  | No | R-410A | 2.7 | Residential & Commercial | No
211398138 | Central HP <5.4 tons | LUXAIRE | HRCU-A-CB (Split System: Heat Pump with Remote Outdoor Unit-Air-Source) | HMH72B341 |  |  | XAHD48FBCN1 | TMLE120C16MP11 | 33000 | 16.5 | 8.5 | 31800 | 23200 | 72.96% | 2.04 | 0 | 9.5 |  |  |  | No | R-410A | 2.75 | Residential & Commercial | No
211398207 | Central HP <5.4 tons | LUXAIRE | HRCU-A-CB (Split System: Heat Pump with Remote Outdoor Unit-Air-Source) | HMH72B341 |  |  | XAFD48FXXN1+TXV | TM8E120C16MP11 | 33600 | 17 | 8.5 | 32400 | 23600 | 72.84% | 2.08 | 0 | 9.5 |  |  |  | No | R-410A | 2.8 | Residential & Commercial | No
211398222 | Central HP <5.4 tons | LUXAIRE | HRCU-A-CB (Split System: Heat Pump with Remote Outdoor Unit-Air-Source) | HMH72B341 |  |  | XAFD48FXXN1+TXV | TMLE120C16MP11 | 33600 | 17 | 8.5 | 32400 | 23600 | 72.84% | 2.08 | 0 | 9.5 |  |  |  | No | R-410A | 2.8 | Residential & Commercial | No
211398891 | Central HP <5.4 tons | LUXAIRE | HRCU-A-CB (Split System: Heat Pump with Remote Outdoor Unit-Air-Source) | HMH72B341 |  |  | XAFD48FBCN1 | TMLE080C16MP11 | 33400 | 17 | 8.5 | 32200 | 23400 | 72.67% | 2.06 | 0 | 9.5 |  |  |  | No | R-410A | 2.7833 | Residential & Commercial | No
211394395 | Central HP <5.4 tons | LUXAIRE | HRCU-A-CB (Split System: Heat Pump with Remote Outdoor Unit-Air-Source) | HMH72B341 |  |  | XAHD48FXXN1+TXV | TM9V100C20MP12 | 33600 | 16.5 | 8.5 | 32400 | 23800 | 73.46% | 2.06 | 0 | 9 |  |  |  | No | R-410A | 2.8 | Residential & Commercial | No
211394665 | Central HP <5.4 tons | LUXAIRE | HRCU-A-CB (Split System: Heat Pump with Remote Outdoor Unit-Air-Source) | HMH72B341 |  |  | XAUC48FXXN1+TXV | TP9C100C20MP13 | 34000 | 16.5 | 8.5 | 33000 | 24200 | 73.33% | 2.1 | 0 | 9 |  |  |  | No | R-410A | 2.8333 | Residential & Commercial | No
211394362 | Central HP <5.4 tons | LUXAIRE | HRCU-A-CB (Split System: Heat Pump with Remote Outdoor Unit-Air-Source) | HMH72B341 |  |  | XAFD48FBCN1 | TM9V120D20MP12 | 34000 | 17 | 8.5 | 32400 | 23800 | 73.46% | 2.1 | 0 | 9.5 |  |  |  | No | R-410A | 2.8333 | Residential & Commercial | No
211394931 | Central HP <5.4 tons | LUXAIRE | HRCU-A-CB (Split System: Heat Pump with Remote Outdoor Unit-Air-Source) | HMH72B341 |  |  | XAFC48FBCN1 | TM9V100C16MP12 | 33800 | 16.5 | 8.5 | 32400 | 23800 | 73.46% | 2.08 | 0 | 9.5 |  |  |  | No | R-410A | 2.8167 | Residential & Commercial | No
211388997 | Central HP <5.4 tons | LUXAIRE | HRCU-A-CB (Split System: Heat Pump with Remote Outdoor Unit-Air-Source) | HMH72B341 |  |  | XAHB36DBCN1 | TM9E060B12MP12 | 33200 | 17 | 8.1 | 33200 | 23600 | 71.08% | 2 | 0 | 9.5 |  |  |  | No | R-410A | 2.7667 | Residential & Commercial | No
211390535 | Central HP <5.4 tons | LUXAIRE | HRCU-A-CB (Split System: Heat Pump with Remote Outdoor Unit-Air-Source) | HMH72B341 |  |  | XAHB36DBCN1 | TM8V080B12MP12 | 32800 | 16.5 | 8.1 | 33000 | 23400 | 70.91% | 1.98 | 0 | 9.5 |  |  |  | No | R-410A | 2.7333 | Residential & Commercial | No
211388080 | Central HP <5.4 tons | COLEMAN | HRCU-A-CB (Split System: Heat Pump with Remote Outdoor Unit-Air-Source) | HMH72B341 |  |  | XAHC36DBCN1 | CP9C060B12MP13 | 33200 | 17 | 8.1 | 33400 | 23800 | 71.26% | 2 | 0 | 9.5 |  |  |  | No | R-410A | 2.7667 | Residential & Commercial | No
211393109 | Central HP <5.4 tons | LUXAIRE | HRCU-A-CB (Split System: Heat Pump with Remote Outdoor Unit-Air-Source) | HMH72B341 |  |  | XAFC36DBCN1 | TL9E080C16UH11 | 34000 | 17.5 | 8.1 | 34000 | 24400 | 71.76% | 2.1 | 0 | 9.5 |  |  |  | No | R-410A | 2.8333 | Residential & Commercial | No
211392693 | Central HP <5.4 tons | LUXAIRE | HRCU-A-CB (Split System: Heat Pump with Remote Outdoor Unit-Air-Source) | HMH72B341 |  |  | XAFB30CXXN1+TXV | TM8E060A12MP11 | 32800 | 17.5 | 8.1 | 33400 | 23400 | 70.06% | 2.02 | 0 | 9.5 |  |  |  | No | R-410A | 2.7333 | Residential & Commercial | No
211393225 | Central HP <5.4 tons | LUXAIRE | HRCU-A-CB (Split System: Heat Pump with Remote Outdoor Unit-Air-Source) | HMH72B341 |  |  | XAFC30CXXN1+TXV | TL9E060B12UH11 | 32600 | 17.5 | 8.1 | 33600 | 23600 | 70.24% | 2 | 0 | 9.5 |  |  |  | No | R-410A | 2.7167 | Residential & Commercial | No
211393293 | Central HP <5.4 tons | LUXAIRE | HRCU-A-CB (Split System: Heat Pump with Remote Outdoor Unit-Air-Source) | HMH72B341 |  |  | XAUB30CXXN1+TXV | TL9E060B12UH11 | 32600 | 17.5 | 8.1 | 33600 | 23600 | 70.24% | 2 | 0 | 9.5 |  |  |  | No | R-410A | 2.7167 | Residential & Commercial | No
211393577 | Central HP <5.4 tons | LUXAIRE | HRCU-A-CB (Split System: Heat Pump with Remote Outdoor Unit-Air-Source) | HMH72B341 |  |  | XAFB30CXXN1+TXV | TL8E060A12UH11 | 32800 | 18 | 8.1 | 33400 | 23400 | 70.06% | 2.02 | 0 | 9.5 |  |  |  | No | R-410A | 2.7333 | Residential & Commercial | No
211388747 | Central HP <5.4 tons | LUXAIRE | HRCU-A-CB (Split System: Heat Pump with Remote Outdoor Unit-Air-Source) | HMH72B341 |  |  | XAHC36DXXN1+TXV | TM9E080B12MP12 | 33400 | 17 | 8.1 | 33200 | 23400 | 70.48% | 2.02 | 0 | 9.5 |  |  |  | No | R-410A | 2.7833 | Residential & Commercial | No
211227706 | Central HP <5.4 tons | HEIL | HRCU-A-CB (Split System: Heat Pump with Remote Outdoor Unit-Air-Source) | DLCURAH36ABK |  |  | EA*4X42L21A* | *96VTN1002120A* | 35800 | 15.5 | 8.1 | 39500 | 35200 | 89.11% | 1.9 | 0 | 9.5 |  |  |  | No | R-410A | 2.9833 | Residential & Commercial | No
211227724 | Central HP <5.4 tons | HEIL | HRCU-A-CB (Split System: Heat Pump with Remote Outdoor Unit-Air-Source) | DLCURAH36ABK |  |  | EA*4X42L21A* | OLV098A12* | 35000 | 15.2 | 8.1 | 38500 | 35200 | 91.43% | 1.86 | 0 | 9.5 |  |  |  | No | R-410A | 2.9167 | Residential & Commercial | No
213069200 | Central HP <5.4 tons | ACIQ | HRCU-A-CB (Split System: Heat Pump with Remote Outdoor Unit-Air-Source) | DLCURAH30ABK |  |  | EA*4X37L21A* | *80ESU0401712A* | 31000 | 15.2 | 8.1 | 33400 | 26000 | 77.84% | 1.86 | 0 | 9 |  |  |  | No | R-410A | 2.5833 | Residential & Commercial | No
212986558 | Central HP <5.4 tons | TEMPSTAR | HRCU-A-CB (Split System: Heat Pump with Remote Outdoor Unit-Air-Source) | DLCURAH24ABK |  |  | EA*4X30L17A* | *96MSN0401712A* | 23200 | 16 | 8.5 | 26400 | 24400 | 92.42% | 2 | 0 | 9.5 |  |  |  | No | R-410A | 1.9333 | Residential & Commercial | No
212383160 | Central HP <5.4 tons | HEIL | HRCU-A-CB (Split System: Heat Pump with Remote Outdoor Unit-Air-Source) | DLCURAH36ABK |  |  | EA*4X36L21A* | *95ESU1002122A* | 36200 | 15.2 | 8.1 | 40000 | 35400 | 88.5% | 1.86 | 0 | 9.5 |  |  |  | No | R-410A | 3.0167 | Residential & Commercial | No
213069238 | Central HP <5.4 tons | ACIQ | HRCU-A-CB (Split System: Heat Pump with Remote Outdoor Unit-Air-Source) | DLCURAH36ABK |  |  | EA*4X36L21A* | *80ESU1002120A* | 35200 | 16 | 8.1 | 38500 | 35200 | 91.43% | 1.82 | 0 | 9.5 |  |  |  | No | R-410A | 2.9333 | Residential & Commercial | No
211388814 | Central HP <5.4 tons | LUXAIRE | HRCU-A-CB (Split System: Heat Pump with Remote Outdoor Unit-Air-Source) | HMH72B341 |  |  | XAHB30CXXN1+TXV | TM9E080B12MP12 | 32000 | 16.5 | 8.1 | 32800 | 23000 | 70.12% | 1.98 | 0 | 9.5 |  |  |  | No | R-410A | 2.6667 | Residential & Commercial | No
211387191 | Central HP <5.4 tons | COLEMAN | HRCU-A-CB (Split System: Heat Pump with Remote Outdoor Unit-Air-Source) | HMH72B341 |  |  | XAFB36DXXN1+TXV | TM9Y060B12MP11 | 33600 | 16.5 | 8.5 | 33400 | 23600 | 70.66% | 2.04 | 0 | 9.5 |  |  |  | No | R-410A | 2.8 | Residential & Commercial | No
211387760 | Central HP <5.4 tons | COLEMAN | HRCU-A-CB (Split System: Heat Pump with Remote Outdoor Unit-Air-Source) | HMH72B341 |  |  | XAHB36DBCN1 | TM9V080B12MP12 | 33200 | 16.5 | 8.1 | 33400 | 23600 | 70.66% | 2 | 0 | 9.5 |  |  |  | No | R-410A | 2.7667 | Residential & Commercial | No
211387796 | Central HP <5.4 tons | COLEMAN | HRCU-A-CB (Split System: Heat Pump with Remote Outdoor Unit-Air-Source) | HMH72B341 |  |  | XAHB30CXXN1+TXV | CP9C080B12MP13 | 32000 | 16.5 | 8.1 | 33400 | 23400 | 70.06% | 1.98 | 0 | 9 |  |  |  | No | R-410A | 2.6667 | Residential & Commercial | No
211387809 | Central HP <5.4 tons | COLEMAN | HRCU-A-CB (Split System: Heat Pump with Remote Outdoor Unit-Air-Source) | HMH72B341 |  |  | XAFC36DXXN1+TXV | TP9C080B12MP13 | 34000 | 17 | 8.1 | 34000 | 24400 | 71.76% | 2.06 | 0 | 9.5 |  |  |  | No | R-410A | 2.8333 | Residential & Commercial | No
211386405 | Central HP <5.4 tons | COLEMAN | HRCU-A-CB (Split System: Heat Pump with Remote Outdoor Unit-Air-Source) | HMH72B341 |  |  | XAFD48FXXN1+TXV | TL8E100C20UH11 | 34000 | 16.5 | 8.5 | 32400 | 23800 | 73.46% | 2.1 | 0 | 9.5 |  |  |  | No | R-410A | 2.8333 | Residential & Commercial | No
211227401 | Central HP <5.4 tons | HEIL | HRCU-A-CB (Split System: Heat Pump with Remote Outdoor Unit-Air-Source) | DLCURAH36ABK |  |  | EA*4X42L21A* | *80VSL0702120A* | 35400 | 16 | 8.1 | 38500 | 35000 | 90.91% | 1.88 | 0 | 9.5 |  |  |  | No | R-410A | 2.95 | Residential & Commercial | No
213069240 | Central HP <5.4 tons | ACIQ | HRCU-A-CB (Split System: Heat Pump with Remote Outdoor Unit-Air-Source) | DLCURAH36ABK |  |  | EA*4X36L21A* | *92ESN1002122A* | 36400 | 15.2 | 8.1 | 40000 | 35400 | 88.5% | 1.86 | 0 | 9.5 |  |  |  | No | R-410A | 3.0333 | Residential & Commercial | No
215670196 | Central HP <5.4 tons | CARRIER | HRCU-A-CB (Split System: Heat Pump with Remote Outdoor Unit-Air-Source) | 27VNA036A*030* |  |  | CSAH*4812AM*+UI | 58TN*B090C17**16 | 34200 | 17 | 8.5 | 35400 | 25200 | 71.19% | 1.88 | 0 | 9.5 |  |  |  | No | R-454B | 2.85 | Residential & Commercial | No
211227567 | Central HP <5.4 tons | HEIL | HRCU-A-CB (Split System: Heat Pump with Remote Outdoor Unit-Air-Source) | DLCURAH36ABK |  |  | EA*4X42L21A* | *95ESN0601714A* | 35000 | 15.5 | 8.1 | 38500 | 35000 | 90.91% | 1.86 | 0 | 9.5 |  |  |  | No | R-410A | 2.9167 | Residential & Commercial | No
215670126 | Central HP <5.4 tons | CARRIER | HRCU-A-CB (Split System: Heat Pump with Remote Outdoor Unit-Air-Source) | 27VNA036A*030* |  |  | CSAH*4812AM*+UI | 58CU*A040C17**12 | 34200 | 17 | 8.5 | 35400 | 25200 | 71.19% | 1.88 | 0 | 9.5 |  |  |  | No | R-454B | 2.85 | Residential & Commercial | No
212987674 | Central HP <5.4 tons | TEMPSTAR | HRCU-A-CB (Split System: Heat Pump with Remote Outdoor Unit-Air-Source) | DLCURAH24AAK |  |  | EN(A,D)4X36L21** | *96MSN0802120A* | 23800 | 16 | 8.1 | 25000 | 34200 | 136.8% | 1.94 | 0 | 9.5 |  |  |  | No | R-410A | 1.9833 | Residential & Commercial | No
215670396 | Central HP <5.4 tons | CARRIER | HRCU-A-CB (Split System: Heat Pump with Remote Outdoor Unit-Air-Source) | 27VNA036A*030* |  |  | CSAH*6012AM*+UI | 58TN*B045C17**12 | 34200 | 16.5 | 8.5 | 35000 | 25200 | 72% | 1.78 | 0 | 9 |  |  |  | No | R-454B | 2.85 | Residential & Commercial | No
215670516 | Central HP <5.4 tons | CARRIER | HRCU-A-CB (Split System: Heat Pump with Remote Outdoor Unit-Air-Source) | 27VNA036A*030* |  |  | CSAH*6012AM*+UI | 59MN7C080C17**14 | 34400 | 16.5 | 8.5 | 34800 | 25000 | 71.84% | 1.78 | 0 | 9.5 |  |  |  | No | R-454B | 2.8667 | Residential & Commercial | No
215670156 | Central HP <5.4 tons | CARRIER | HRCU-A-CB (Split System: Heat Pump with Remote Outdoor Unit-Air-Source) | 27VNA036A*030* |  |  | CSAH*4812AM*+UI | 58TN*B045C17**12 | 33800 | 16.5 | 8.5 | 35600 | 25600 | 71.91% | 1.78 | 0 | 9 |  |  |  | No | R-454B | 2.8167 | Residential & Commercial | No
213080141 | Central HP <5.4 tons | DAY & NIGHT | HRCU-A-CB (Split System: Heat Pump with Remote Outdoor Unit-Air-Source) | DLCURAH36ABK |  |  | EA*4X36L21A* | *96MSN0802120A* | 35200 | 16 | 8.1 | 39000 | 35200 | 90.26% | 1.84 | 0 | 9.5 |  |  |  | No | R-410A | 2.9333 | Residential & Commercial | No
213080273 | Central HP <5.4 tons | DAY & NIGHT | HRCU-A-CB (Split System: Heat Pump with Remote Outdoor Unit-Air-Source) | DLCURAH36ABK |  |  | EA*4X36L21A* | *96MSN1002120A* | 35200 | 16 | 8.1 | 38500 | 35200 | 91.43% | 1.8 | 0 | 9.5 |  |  |  | No | R-410A | 2.9333 | Residential & Commercial | No
211388982 | Central HP <5.4 tons | LUXAIRE | HRCU-A-CB (Split System: Heat Pump with Remote Outdoor Unit-Air-Source) | HMH72B341 |  |  | XAHB36DXXN1+TXV | TM9E060B12MP12 | 33200 | 17 | 8.1 | 33200 | 23600 | 71.08% | 2 | 0 | 9.5 |  |  |  | No | R-410A | 2.7667 | Residential & Commercial | No
211389467 | Central HP <5.4 tons | LUXAIRE | HRCU-A-CB (Split System: Heat Pump with Remote Outdoor Unit-Air-Source) | HMH72B341 |  |  | XAHC36DBCN1 | TM8Y100C16MP11 | 34000 | 18 | 8.1 | 34000 | 24400 | 71.76% | 2.06 | 0 | 9.5 |  |  |  | No | R-410A | 2.8333 | Residential & Commercial | No
211389984 | Central HP <5.4 tons | LUXAIRE | HRCU-A-CB (Split System: Heat Pump with Remote Outdoor Unit-Air-Source) | HMH72B341 |  |  | XAHC36DXXN1+TXV | LPLC080C16MP13 | 34000 | 17 | 8.1 | 34000 | 24600 | 72.35% | 2.08 | 0 | 9.5 |  |  |  | No | R-410A | 2.8333 | Residential & Commercial | No
211390452 | Central HP <5.4 tons | LUXAIRE | HRCU-A-CB (Split System: Heat Pump with Remote Outdoor Unit-Air-Source) | HMH72B341 |  |  | XAHC36DBCN1 | TPLC080B12MP13 | 32800 | 16.5 | 8.1 | 32800 | 23200 | 70.73% | 1.98 | 0 | 9.5 |  |  |  | No | R-410A | 2.7333 | Residential & Commercial | No
213607818 | Central HP <5.4 tons | DAY & NIGHT | HRCU-A-CB (Split System: Heat Pump with Remote Outdoor Unit-Air-Source) | DLCURAH60ABK |  |  | FTMA4B60L0D* |  | 55000 | 15.2 | 8.1 | 52500 | 48000 | 91.43% | 1.84 | 0 | 8.5 |  |  |  | No | R-410A | 4.5833 | Residential & Commercial | No
211390666 | Central HP <5.4 tons | LUXAIRE | HRCU-A-CB (Split System: Heat Pump with Remote Outdoor Unit-Air-Source) | HMH72B341 |  |  | XAFC30CXXN1+TXV | TM8V080B12MP12 | 32400 | 17 | 8.1 | 34000 | 23800 | 70% | 2 | 0 | 9.5 |  |  |  | No | R-410A | 2.7 | Residential & Commercial | No
211257310 | Central HP <5.4 tons | MITS AIR | HRCU-A-CB (Split System: Heat Pump with Remote Outdoor Unit-Air-Source) | MOE30U-55HFN1-M |  |  | MVC-60HWFN1-M |  | 55000 | 15.3 | 9.4 | 59000 | 48500 | 82.2% | 1.91 | 9 | 8.8 |  |  |  | No | R-410A | 4.5833 | Residential & Commercial | No
211390966 | Central HP <5.4 tons | LUXAIRE | HRCU-A-CB (Split System: Heat Pump with Remote Outdoor Unit-Air-Source) | HMH72B341 |  |  | XAHB30CXXN1+TXV | TMLV060A12MP12 | 32000 | 17 | 8.1 | 32800 | 23000 | 70.12% | 1.98 | 0 | 9.5 |  |  |  | No | R-410A | 2.6667 | Residential & Commercial | No
211391116 | Central HP <5.4 tons | LUXAIRE | HRCU-A-CB (Split System: Heat Pump with Remote Outdoor Unit-Air-Source) | HMH72B341 |  |  | XAUB36DXXN1+TXV | TPLC060A12MP13 | 34000 | 17.5 | 8.1 | 34000 | 24200 | 71.18% | 2.06 | 0 | 9.5 |  |  |  | No | R-410A | 2.8333 | Residential & Commercial | No
211390470 | Central HP <5.4 tons | LUXAIRE | HRCU-A-CB (Split System: Heat Pump with Remote Outdoor Unit-Air-Source) | HMH72B341 |  |  | XAHC30CXXN1+TXV | TM8V080B12MP12 | 31800 | 16.5 | 8.1 | 33000 | 23200 | 70.3% | 1.96 | 0 | 9 |  |  |  | No | R-410A | 2.65 | Residential & Commercial | No
212988336 | Central HP <5.4 tons | HEIL | HRCU-A-CB (Split System: Heat Pump with Remote Outdoor Unit-Air-Source) | DLCURAH30ABK |  |  | EA*4X42L24A* | *96MSN1202422A* | 30000 | 15.2 | 8.1 | 34200 | 27600 | 80.7% | 1.8 | 0 | 9 |  |  |  | No | R-410A | 2.5 | Residential & Commercial | No
215670166 | Central HP <5.4 tons | CARRIER | HRCU-A-CB (Split System: Heat Pump with Remote Outdoor Unit-Air-Source) | 27VNA036A*030* |  |  | CSAH*4812AM*+UI | 58TN*B070C14**12 | 34000 | 16.5 | 8.5 | 35600 | 25400 | 71.35% | 1.76 | 0 | 9.5 |  |  |  | No | R-454B | 2.8333 | Residential & Commercial | No
215670186 | Central HP <5.4 tons | CARRIER | HRCU-A-CB (Split System: Heat Pump with Remote Outdoor Unit-Air-Source) | 27VNA036A*030* |  |  | CSAH*4812AM*+UI | 58TN*B070C21**20 | 34200 | 17 | 8.5 | 35400 | 25200 | 71.19% | 1.88 | 0 | 9.5 |  |  |  | No | R-454B | 2.85 | Residential & Commercial | No
215670236 | Central HP <5.4 tons | CARRIER | HRCU-A-CB (Split System: Heat Pump with Remote Outdoor Unit-Air-Source) | 27VNA036A*030* |  |  | CSAH*4812AM*+UI | 59CU5B060C17**16 | 34000 | 16.5 | 8.5 | 35600 | 25400 | 71.35% | 1.76 | 0 | 9.5 |  |  |  | No | R-454B | 2.8333 | Residential & Commercial | No
215670266 | Central HP <5.4 tons | CARRIER | HRCU-A-CB (Split System: Heat Pump with Remote Outdoor Unit-Air-Source) | 27VNA036A*030* |  |  | CSAH*4812AM*+UI | 59MN7C060C17**14 | 33800 | 16.5 | 8.5 | 35600 | 25400 | 71.35% | 1.78 | 0 | 9 |  |  |  | No | R-454B | 2.8167 | Residential & Commercial | No
215670286 | Central HP <5.4 tons | CARRIER | HRCU-A-CB (Split System: Heat Pump with Remote Outdoor Unit-Air-Source) | 27VNA036A*030* |  |  | CSAH*4812AM*+UI | 59MN7C080C17**14 | 34000 | 16.5 | 8.5 | 35600 | 25400 | 71.35% | 1.76 | 0 | 9 |  |  |  | No | R-454B | 2.8333 | Residential & Commercial | No
215670316 | Central HP <5.4 tons | CARRIER | HRCU-A-CB (Split System: Heat Pump with Remote Outdoor Unit-Air-Source) | 27VNA036A*030* |  |  | CSAH*4812AM*+UI | 59MN7C120C24**22 | 34200 | 17 | 8.5 | 35400 | 25200 | 71.19% | 1.88 | 0 | 9.5 |  |  |  | No | R-454B | 2.85 | Residential & Commercial | No
213080487 | Central HP <5.4 tons | HEIL | HRCU-A-CB (Split System: Heat Pump with Remote Outdoor Unit-Air-Source) | DLCURAH36ABK |  |  | EA*4X42L24A* | *96MSN1402422A* | 35200 | 16 | 8.1 | 38500 | 35000 | 90.91% | 1.88 | 0 | 9.5 |  |  |  | No | R-410A | 2.9333 | Residential & Commercial | No
213080555 | Central HP <5.4 tons | HEIL | HRCU-A-CB (Split System: Heat Pump with Remote Outdoor Unit-Air-Source) | DLCURAH36ABK |  |  | EA*4X42L21A* | *95MSU0401712A* | 35200 | 15.2 | 8.1 | 39000 | 35200 | 90.26% | 1.88 | 0 | 9.5 |  |  |  | No | R-410A | 2.9333 | Residential & Commercial | No
215670326 | Central HP <5.4 tons | CARRIER | HRCU-A-CB (Split System: Heat Pump with Remote Outdoor Unit-Air-Source) | 27VNA036A*030* |  |  | CSAH*4812AM*+UI | 59TN6C040C14**10 | 32600 | 15.5 | 8.5 | 36000 | 25600 | 71.11% | 1.78 | 0 | 9 |  |  |  | No | R-454B | 2.7167 | Residential & Commercial | No
212986137 | Central HP <5.4 tons | TEMPSTAR | HRCU-A-CB (Split System: Heat Pump with Remote Outdoor Unit-Air-Source) | DLCURAH24ABK |  |  | EA*4X24L14A* | *96MSN0401410A* | 23200 | 16 | 8.5 | 27000 | 26600 | 98.52% | 2.22 | 0 | 9.5 |  |  |  | No | R-410A | 1.9333 | Residential & Commercial | No
213077041 | Central HP <5.4 tons | HEIL | HRCU-A-CB (Split System: Heat Pump with Remote Outdoor Unit-Air-Source) | DLCURAH36ABK |  |  | EA*4X36L21A* | *96VSN0802120B* | 34800 | 16 | 8.1 | 38500 | 35200 | 91.43% | 1.82 | 0 | 9.5 |  |  |  | No | R-410A | 2.9 | Residential & Commercial | No
213076971 | Central HP <5.4 tons | HEIL | HRCU-A-CB (Split System: Heat Pump with Remote Outdoor Unit-Air-Source) | DLCURAH36ABK |  |  | EA*4X42L21A* | *96VSN0801716B* | 35000 | 15.5 | 8.1 | 38500 | 35200 | 91.43% | 1.86 | 0 | 9.5 |  |  |  | No | R-410A | 2.9167 | Residential & Commercial | No
211390550 | Central HP <5.4 tons | LUXAIRE | HRCU-A-CB (Split System: Heat Pump with Remote Outdoor Unit-Air-Source) | HMH72B341 |  |  | XAHB36DBCN1 | TPLC080B12MP13 | 32800 | 16.5 | 8.1 | 33000 | 23400 | 70.91% | 1.98 | 0 | 9.5 |  |  |  | No | R-410A | 2.7333 | Residential & Commercial | No
211390951 | Central HP <5.4 tons | LUXAIRE | HRCU-A-CB (Split System: Heat Pump with Remote Outdoor Unit-Air-Source) | HMH72B341 |  |  | XAHB30CXXN1+TXV | TM8V060A12MP12 | 32000 | 17 | 8.1 | 32800 | 23000 | 70.12% | 1.98 | 0 | 9.5 |  |  |  | No | R-410A | 2.6667 | Residential & Commercial | No
211391205 | Central HP <5.4 tons | LUXAIRE | HRCU-A-CB (Split System: Heat Pump with Remote Outdoor Unit-Air-Source) | HMH72B341 |  |  | XAUB30CXXN1+TXV | TPLC060A12MP13 | 32800 | 17.5 | 8.1 | 33400 | 23400 | 70.06% | 2.02 | 0 | 9.5 |  |  |  | No | R-410A | 2.7333 | Residential & Commercial | No
211391906 | Central HP <5.4 tons | LUXAIRE | HRCU-A-CB (Split System: Heat Pump with Remote Outdoor Unit-Air-Source) | HMH72B341 |  |  | XAFB30CXXN1+TXV | TM8E100B12MP11 | 32800 | 17.5 | 8.1 | 33400 | 23400 | 70.06% | 2.04 | 0 | 9.5 |  |  |  | No | R-410A | 2.7333 | Residential & Commercial | No
215669112 | Central HP <5.4 tons | CARRIER | HRCU-A-CB (Split System: Heat Pump with Remote Outdoor Unit-Air-Source) | 27VNA036A*030* |  |  | CAA**4821AM*+UI | 58CU*A100C21**20 | 33800 | 17.5 | 9 | 35000 | 25200 | 72% | 1.88 | 0 | 9.5 |  |  |  | No | R-454B | 2.8167 | Residential & Commercial | No
215669192 | Central HP <5.4 tons | CARRIER | HRCU-A-CB (Split System: Heat Pump with Remote Outdoor Unit-Air-Source) | 27VNA036A*030* |  |  | CAA**4821AM*+UI | 59CU5B080C21**20 | 33800 | 17.5 | 9 | 35000 | 25000 | 71.43% | 1.88 | 0 | 9.5 |  |  |  | No | R-454B | 2.8167 | Residential & Commercial | No
215669262 | Central HP <5.4 tons | CARRIER | HRCU-A-CB (Split System: Heat Pump with Remote Outdoor Unit-Air-Source) | 27VNA036A*030* |  |  | CAA**4821AM*+UI | 59TN6C060C17**14 | 33600 | 17.5 | 9 | 35200 | 25400 | 72.16% | 1.88 | 0 | 9.5 |  |  |  | No | R-454B | 2.8 | Residential & Commercial | No
211396564 | Central HP <5.4 tons | LUXAIRE | HRCU-A-CB (Split System: Heat Pump with Remote Outdoor Unit-Air-Source) | HMH72B341 |  |  | XAHC48FBCN1 | TM8Y100C20MP11 | 33800 | 16.5 | 8.5 | 32400 | 23800 | 73.46% | 2.06 | 0 | 9 |  |  |  | No | R-410A | 2.8167 | Residential & Commercial | No
211395385 | Central HP <5.4 tons | LUXAIRE | HRCU-A-CB (Split System: Heat Pump with Remote Outdoor Unit-Air-Source) | HMH72B341 |  |  | XAFC48FBCN1 | TP9C080C16MP13 | 33400 | 16.5 | 8.5 | 32400 | 23600 | 72.84% | 2.06 | 0 | 9.5 |  |  |  | No | R-410A | 2.7833 | Residential & Commercial | No
211712530 | Central HP <5.4 tons | HEIL | HRCU-A-CB (Split System: Heat Pump with Remote Outdoor Unit-Air-Source) | DLCURAH30ABK |  |  | EA*4X42L21A* | *92ESN0801716A* | 29600 | 15.2 | 8.1 | 33800 | 27400 | 81.07% | 1.78 | 0 | 9 |  |  |  | No | R-410A | 2.4667 | Residential & Commercial | No
211392322 | Central HP <5.4 tons | LUXAIRE | HRCU-A-CB (Split System: Heat Pump with Remote Outdoor Unit-Air-Source) | HMH72B341 |  |  | XAFC36DBCN1 | TM8E080B12MP11 | 34000 | 18 | 8.1 | 34000 | 24400 | 71.76% | 2.06 | 0 | 9.5 |  |  |  | No | R-410A | 2.8333 | Residential & Commercial | No
213077339 | Central HP <5.4 tons | HEIL | HRCU-A-CB (Split System: Heat Pump with Remote Outdoor Unit-Air-Source) | DLCURAH36ABK |  |  | EA*4X36L17A* | *96VTN0801716B* | 35200 | 15.2 | 8.1 | 39000 | 35400 | 90.77% | 1.82 | 0 | 9.5 |  |  |  | No | R-410A | 2.9333 | Residential & Commercial | No
211392559 | Central HP <5.4 tons | LUXAIRE | HRCU-A-CB (Split System: Heat Pump with Remote Outdoor Unit-Air-Source) | HMH72B341 |  |  | XAHB36DBCN1 | TMLE060A12MP11 | 33200 | 17 | 8.1 | 33200 | 23400 | 70.48% | 2 | 0 | 9.5 |  |  |  | No | R-410A | 2.7667 | Residential & Commercial | No
211392589 | Central HP <5.4 tons | LUXAIRE | HRCU-A-CB (Split System: Heat Pump with Remote Outdoor Unit-Air-Source) | HMH72B341 |  |  | XAHB30CXXN1+TXV | TMLE060A12MP11 | 32000 | 17 | 8.1 | 32800 | 23000 | 70.12% | 1.98 | 0 | 9.5 |  |  |  | No | R-410A | 2.6667 | Residential & Commercial | No
211387296 | Central HP <5.4 tons | COLEMAN | HRCU-A-CB (Split System: Heat Pump with Remote Outdoor Unit-Air-Source) | HMH72B341 |  |  | XAFC36DXXN1+TXV | TM9V100C20MP12 | 34000 | 17.5 | 8.1 | 34000 | 24800 | 72.94% | 2.12 | 0 | 9.5 |  |  |  | No | R-410A | 2.8333 | Residential & Commercial | No
211387696 | Central HP <5.4 tons | COLEMAN | HRCU-A-CB (Split System: Heat Pump with Remote Outdoor Unit-Air-Source) | HMH72B341 |  |  | XAHC36DXXN1+TXV | CP9C080B12MP13 | 33200 | 17 | 8.1 | 33200 | 23400 | 70.48% | 2.02 | 0 | 9.5 |  |  |  | No | R-410A | 2.7667 | Residential & Commercial | No
211398309 | Central HP <5.4 tons | LUXAIRE | HRCU-A-CB (Split System: Heat Pump with Remote Outdoor Unit-Air-Source) | HMH72B341 |  |  | XAUC48FXXN1+TXV | TM8E120C16MP11 | 33600 | 17 | 8.5 | 32400 | 23600 | 72.84% | 2.08 | 0 | 9.5 |  |  |  | No | R-410A | 2.8 | Residential & Commercial | No
211395853 | Central HP <5.4 tons | LUXAIRE | HRCU-A-CB (Split System: Heat Pump with Remote Outdoor Unit-Air-Source) | HMH72B341 |  |  | XAFC48FXXN1+TXV | LP9C060B12MP13 | 33000 | 16.5 | 8.1 | 32400 | 24000 | 74.07% | 2.04 | 0 | 9 |  |  |  | No | R-410A | 2.75 | Residential & Commercial | No
211396012 | Central HP <5.4 tons | LUXAIRE | HRCU-A-CB (Split System: Heat Pump with Remote Outdoor Unit-Air-Source) | HMH72B341 |  |  | XAFC48FXXN1+TXV | TM9E100C16MP12 | 33400 | 17 | 8.5 | 32400 | 23600 | 72.84% | 2.06 | 0 | 9.5 |  |  |  | No | R-410A | 2.7833 | Residential & Commercial | No
211389178 | Central HP <5.4 tons | LUXAIRE | HRCU-A-CB (Split System: Heat Pump with Remote Outdoor Unit-Air-Source) | HMH72B341 |  |  | XAFB36DXXN1+TXV | TM9E060A10MP12 | 33600 | 17.5 | 8.1 | 33800 | 23800 | 70.41% | 2.02 | 0 | 9.5 |  |  |  | No | R-410A | 2.8 | Residential & Commercial | No
215669272 | Central HP <5.4 tons | CARRIER | HRCU-A-CB (Split System: Heat Pump with Remote Outdoor Unit-Air-Source) | 27VNA036A*030* |  |  | CAA**4821AM*+UI | 59TN6C080C17**14 | 33600 | 18 | 9 | 35200 | 25200 | 71.59% | 1.88 | 0 | 9.5 |  |  |  | No | R-454B | 2.8 | Residential & Commercial | No
212383118 | Central HP <5.4 tons | HEIL | HRCU-A-CB (Split System: Heat Pump with Remote Outdoor Unit-Air-Source) | DLCURAH36ABK |  |  | EA*4X36L21A* | *96VSN0802120A* | 35400 | 16 | 8.1 | 39500 | 35200 | 89.11% | 1.82 | 0 | 9.5 |  |  |  | No | R-410A | 2.95 | Residential & Commercial | No
215670206 | Central HP <5.4 tons | CARRIER | HRCU-A-CB (Split System: Heat Pump with Remote Outdoor Unit-Air-Source) | 27VNA036A*030* |  |  | CSAH*4812AM*+UI | 58TN*B090C21**20 | 34200 | 17 | 8.5 | 35400 | 25200 | 71.19% | 1.9 | 0 | 9.5 |  |  |  | No | R-454B | 2.85 | Residential & Commercial | No
215670256 | Central HP <5.4 tons | CARRIER | HRCU-A-CB (Split System: Heat Pump with Remote Outdoor Unit-Air-Source) | 27VNA036A*030* |  |  | CSAH*4812AM*+UI | 59CU5B100C21**22 | 34200 | 16.5 | 8.5 | 35400 | 25200 | 71.19% | 1.9 | 0 | 9.5 |  |  |  | No | R-454B | 2.85 | Residential & Commercial | No
211388458 | Central HP <5.4 tons | LUXAIRE | HRCU-A-CB (Split System: Heat Pump with Remote Outdoor Unit-Air-Source) | HMH72B341 |  |  | XAHB36DXXN1+TXV | TM9V040A10MP12 | 32400 | 16.5 | 8.1 | 32600 | 23000 | 70.55% | 1.96 | 0 | 9.5 |  |  |  | No | R-410A | 2.7 | Residential & Commercial | No
211388544 | Central HP <5.4 tons | LUXAIRE | HRCU-A-CB (Split System: Heat Pump with Remote Outdoor Unit-Air-Source) | HMH72B341 |  |  | XAUB30CXXN1+TXV | TM9V040A10MP12 | 32000 | 16.5 | 8.1 | 33400 | 23400 | 70.06% | 2 | 0 | 9.5 |  |  |  | No | R-410A | 2.6667 | Residential & Commercial | No
211389246 | Central HP <5.4 tons | LUXAIRE | HRCU-A-CB (Split System: Heat Pump with Remote Outdoor Unit-Air-Source) | HMH72B341 |  |  | XAFB30CXXN1+TXV | TM9E040A10MP12 | 32200 | 17 | 8.1 | 33400 | 23400 | 70.06% | 1.98 | 0 | 9.5 |  |  |  | No | R-410A | 2.6833 | Residential & Commercial | No
216411136 | Central HP <5.4 tons | COLEMAN | HRCU-A-CB (Split System: Heat Pump with Remote Outdoor Unit-Air-Source) | HMH72B341 |  |  | XAFC36DBCN1 | Z9ET080C16SMPS1 | 34800 | 17.5 | 8.5 | 35000 | 24600 | 70.29% | 2.04 | 0 | 9.5 |  |  |  | No | R-410A | 2.9 | Residential & Commercial | No
211719711 | Central HP <5.4 tons | COLEMAN | HRCU-A-CB (Split System: Heat Pump with Remote Outdoor Unit-Air-Source) | HMH72B341 |  |  | XAFC36DXXN1+TXV | CPLC080B12MP13 | 33800 | 17 | 8.1 | 34000 | 24200 | 71.18% | 2.04 | 0 | 9.5 |  |  |  | No | R-410A | 2.8167 | Residential & Commercial | No
211719713 | Central HP <5.4 tons | COLEMAN | HRCU-A-CB (Split System: Heat Pump with Remote Outdoor Unit-Air-Source) | HMH72B341 |  |  | XAFB36DXXN1+TXV | CPLC080B12MP13 | 33600 | 17 | 8.1 | 33600 | 23600 | 70.24% | 2.02 | 0 | 9.5 |  |  |  | No | R-410A | 2.8 | Residential & Commercial | No
211398511 | Central HP <5.4 tons | LUXAIRE | HRCU-A-CB (Split System: Heat Pump with Remote Outdoor Unit-Air-Source) | HMH72B341 |  |  | XAFC48FXXN1+TXV | TM8E100C16MP11 | 33600 | 17 | 8.5 | 32400 | 23600 | 72.84% | 2.06 | 0 | 9.5 |  |  |  | No | R-410A | 2.8 | Residential & Commercial | No
211397859 | Central HP <5.4 tons | LUXAIRE | HRCU-A-CB (Split System: Heat Pump with Remote Outdoor Unit-Air-Source) | HMH72B341 |  |  | XAFC48FBCN1 | TPLC080C16MP13 | 34000 | 16.5 | 8.5 | 33200 | 24400 | 73.49% | 2.1 | 0 | 9 |  |  |  | No | R-410A | 2.8333 | Residential & Commercial | No
211398020 | Central HP <5.4 tons | LUXAIRE | HRCU-A-CB (Split System: Heat Pump with Remote Outdoor Unit-Air-Source) | HMH72B341 |  |  | XAFC48FXXN1+TXV | TPLC080B12MP13 | 33000 | 16 | 8.1 | 32600 | 24000 | 73.62% | 2.02 | 0 | 9 |  |  |  | No | R-410A | 2.75 | Residential & Commercial | No
211398068 | Central HP <5.4 tons | LUXAIRE | HRCU-A-CB (Split System: Heat Pump with Remote Outdoor Unit-Air-Source) | HMH72B341 |  |  | XAFC48FBCN1 | TPLC080B12MP13 | 33000 | 16 | 8.1 | 32600 | 24000 | 73.62% | 2.02 | 0 | 9 |  |  |  | No | R-410A | 2.75 | Residential & Commercial | No
211389426 | Central HP <5.4 tons | LUXAIRE | HRCU-A-CB (Split System: Heat Pump with Remote Outdoor Unit-Air-Source) | HMH72B341 |  |  | XAFC30CXXN1+TXV | TM8Y100C20MP11 | 33600 | 18 | 8.5 | 33600 | 23600 | 70.24% | 2.06 | 0 | 9.5 |  |  |  | No | R-410A | 2.8 | Residential & Commercial | No
211389989 | Central HP <5.4 tons | LUXAIRE | HRCU-A-CB (Split System: Heat Pump with Remote Outdoor Unit-Air-Source) | HMH72B341 |  |  | XAHC36DXXN1+TXV | LPLC100C16MP13 | 34000 | 17 | 8.1 | 34000 | 24600 | 72.35% | 2.08 | 0 | 9.5 |  |  |  | No | R-410A | 2.8333 | Residential & Commercial | No
211390037 | Central HP <5.4 tons | LUXAIRE | HRCU-A-CB (Split System: Heat Pump with Remote Outdoor Unit-Air-Source) | HMH72B341 |  |  | XAHC36DBCN1 | TPLC080C16MP13 | 34000 | 17 | 8.1 | 34000 | 24600 | 72.35% | 2.08 | 0 | 9.5 |  |  |  | No | R-410A | 2.8333 | Residential & Commercial | No
211390153 | Central HP <5.4 tons | LUXAIRE | HRCU-A-CB (Split System: Heat Pump with Remote Outdoor Unit-Air-Source) | HMH72B341 |  |  | XAHC30CXXN1+TXV | LPLC100C16MP13 | 32400 | 17 | 8.1 | 32400 | 22800 | 70.37% | 2 | 0 | 9.5 |  |  |  | No | R-410A | 2.7 | Residential & Commercial | No
211391690 | Central HP <5.4 tons | LUXAIRE | HRCU-A-CB (Split System: Heat Pump with Remote Outdoor Unit-Air-Source) | HMH72B341 |  |  | XAHB36DBCN1 | TM8E100B12MP11 | 33200 | 17.5 | 8.1 | 33000 | 23400 | 70.91% | 2.02 | 0 | 9.5 |  |  |  | No | R-410A | 2.7667 | Residential & Commercial | No
211388498 | Central HP <5.4 tons | LUXAIRE | HRCU-A-CB (Split System: Heat Pump with Remote Outdoor Unit-Air-Source) | HMH72B341 |  |  | XAFB36DXXN1+TXV | TM9V040A10MP12 | 33200 | 17 | 8.1 | 33200 | 23400 | 70.48% | 2 | 0 | 9.5 |  |  |  | No | R-410A | 2.7667 | Residential & Commercial | No
211398252 | Central HP <5.4 tons | LUXAIRE | HRCU-A-CB (Split System: Heat Pump with Remote Outdoor Unit-Air-Source) | HMH72B341 |  |  | XAFD48FBCN1 | TMLE120C16MP11 | 33600 | 17 | 8.5 | 32400 | 23600 | 72.84% | 2.08 | 0 | 9.5 |  |  |  | No | R-410A | 2.8 | Residential & Commercial | No
212984551 | Central HP <5.4 tons | TEMPSTAR | HRCU-A-CB (Split System: Heat Pump with Remote Outdoor Unit-Air-Source) | DLCURAH30ABK |  |  | END4X42L17** | *92MSN0801716A* | 30000 | 15.2 | 8.1 | 34000 | 27200 | 80% | 1.82 | 0 | 9 |  |  |  | No | R-410A | 2.5 | Residential & Commercial | No
212980923 | Central HP <5.4 tons | BRYANT HEATING AND COOLING SYSTEMS | HRCU-A-CB (Split System: Heat Pump with Remote Outdoor Unit-Air-Source) | 38MURAQ30AB3* |  |  | CAP**4221AL* | 8(0,1)*SB60110M21*** | 30400 | 15.2 | 8.1 | 34400 | 27400 | 79.65% | 1.82 | 0 | 9 |  |  |  | No | R-410A | 2.5333 | Residential & Commercial | No
211394878 | Central HP <5.4 tons | LUXAIRE | HRCU-A-CB (Split System: Heat Pump with Remote Outdoor Unit-Air-Source) | HMH72B341 |  |  | XAFD48FBCN1 | TP9C100C16MP13 | 33800 | 16.5 | 8.5 | 32400 | 23600 | 72.84% | 2.08 | 0 | 9.5 |  |  |  | No | R-410A | 2.8167 | Residential & Commercial | No
211395696 | Central HP <5.4 tons | LUXAIRE | HRCU-A-CB (Split System: Heat Pump with Remote Outdoor Unit-Air-Source) | HMH72B341 |  |  | XAFC48FBCN1 | LP9C080B12MP13 | 33400 | 16.5 | 8.5 | 32600 | 24000 | 73.62% | 2.06 | 0 | 9 |  |  |  | No | R-410A | 2.7833 | Residential & Commercial | No
211395996 | Central HP <5.4 tons | LUXAIRE | HRCU-A-CB (Split System: Heat Pump with Remote Outdoor Unit-Air-Source) | HMH72B341 |  |  | XAFD48FBCN1 | TM9E100C16MP12 | 33400 | 17 | 8.5 | 32400 | 23600 | 72.84% | 2.06 | 0 | 9.5 |  |  |  | No | R-410A | 2.7833 | Residential & Commercial | No
211386513 | Central HP <5.4 tons | COLEMAN | HRCU-A-CB (Split System: Heat Pump with Remote Outdoor Unit-Air-Source) | HMH72B341 |  |  | XAHC48FBCN1 | TL8E080C16UH11 | 33600 | 16.5 | 8.1 | 32600 | 24200 | 74.23% | 2.04 | 0 | 9 |  |  |  | No | R-410A | 2.8 | Residential & Commercial | No
211388360 | Central HP <5.4 tons | COLEMAN | HRCU-A-CB (Split System: Heat Pump with Remote Outdoor Unit-Air-Source) | HMH72B341 |  |  | XAFB36DBCN1 | TP9C060B12MP13 | 33800 | 17 | 8.5 | 33400 | 23800 | 71.26% | 2.04 | 0 | 9.5 |  |  |  | No | R-410A | 2.8167 | Residential & Commercial | No
211388224 | Central HP <5.4 tons | COLEMAN | HRCU-A-CB (Split System: Heat Pump with Remote Outdoor Unit-Air-Source) | HMH72B341 |  |  | XAFC36DXXN1+TXV | TP9C060B12MP13 | 34000 | 17.5 | 8.1 | 34000 | 24200 | 71.18% | 2.06 | 0 | 9.5 |  |  |  | No | R-410A | 2.8333 | Residential & Commercial | No
215670556 | Central HP <5.4 tons | CARRIER | HRCU-A-CB (Split System: Heat Pump with Remote Outdoor Unit-Air-Source) | 27VNA036A*030* |  |  | CSAH*6012AM*+UI | 59TN6C040C14**10 | 33000 | 15.5 | 8.5 | 35000 | 25200 | 72% | 1.78 | 0 | 9 |  |  |  | No | R-454B | 2.75 | Residential & Commercial | No
213077799 | Central HP <5.4 tons | HEIL | HRCU-A-CB (Split System: Heat Pump with Remote Outdoor Unit-Air-Source) | DLCURAH36ABK |  |  | EA*4X42L24A* | *96VTN1202422B* | 35200 | 16 | 8.1 | 38500 | 35000 | 90.91% | 1.88 | 0 | 9.5 |  |  |  | No | R-410A | 2.9333 | Residential & Commercial | No
213077919 | Central HP <5.4 tons | HEIL | HRCU-A-CB (Split System: Heat Pump with Remote Outdoor Unit-Air-Source) | DLCURAH36ABK |  |  | EA*4X36L17A* | *80MS(N,L)0701712A* | 35000 | 16 | 8.1 | 38500 | 35200 | 91.43% | 1.82 | 0 | 9.5 |  |  |  | No | R-410A | 2.9167 | Residential & Commercial | No
211390907 | Central HP <5.4 tons | LUXAIRE | HRCU-A-CB (Split System: Heat Pump with Remote Outdoor Unit-Air-Source) | HMH72B341 |  |  | XAHB36DBCN1 | TM8V060A12MP12 | 33400 | 16.5 | 8.1 | 33600 | 23800 | 70.83% | 2.02 | 0 | 9.5 |  |  |  | No | R-410A | 2.7833 | Residential & Commercial | No
211391041 | Central HP <5.4 tons | LUXAIRE | HRCU-A-CB (Split System: Heat Pump with Remote Outdoor Unit-Air-Source) | HMH72B341 |  |  | XAFB36DBCN1 | TM8V060A12MP12 | 34000 | 17.5 | 8.1 | 34000 | 24200 | 71.18% | 2.06 | 0 | 9.5 |  |  |  | No | R-410A | 2.8333 | Residential & Commercial | No
211393154 | Central HP <5.4 tons | LUXAIRE | HRCU-A-CB (Split System: Heat Pump with Remote Outdoor Unit-Air-Source) | HMH72B341 |  |  | XAHC36DBCN1 | TL9E060B12UH11 | 32800 | 17.5 | 8.1 | 32400 | 22800 | 70.37% | 1.98 | 0 | 9.5 |  |  |  | No | R-410A | 2.7333 | Residential & Commercial | No
211396623 | Central HP <5.4 tons | LUXAIRE | HRCU-A-CB (Split System: Heat Pump with Remote Outdoor Unit-Air-Source) | HMH72B341 |  |  | XAFD48FBCN1 | TM8Y100C20MP11 | 34000 | 16.5 | 8.5 | 34000 | 24200 | 71.18% | 2.1 | 0 | 9.5 |  |  |  | No | R-410A | 2.8333 | Residential & Commercial | No
211396748 | Central HP <5.4 tons | LUXAIRE | HRCU-A-CB (Split System: Heat Pump with Remote Outdoor Unit-Air-Source) | HMH72B341 |  |  | XAHD48FBCN1 | TM8Y100C16MP11 | 33600 | 17 | 8.1 | 32600 | 24000 | 73.62% | 2.04 | 0 | 9 |  |  |  | No | R-410A | 2.8 | Residential & Commercial | No
213080531 | Central HP <5.4 tons | HEIL | HRCU-A-CB (Split System: Heat Pump with Remote Outdoor Unit-Air-Source) | DLCURAH36ABK |  |  | EA*4X37L17A* | *95MSU0401712A* | 35600 | 15.2 | 8.1 | 38500 | 35200 | 91.43% | 1.98 | 0 | 9.5 |  |  |  | No | R-410A | 2.9667 | Residential & Commercial | No
213077930 | Central HP <5.4 tons | HEIL | HRCU-A-CB (Split System: Heat Pump with Remote Outdoor Unit-Air-Source) | DLCURAH36ABK |  |  | EA*4X36L21A* | *80MS(N,L)0701712A* | 34800 | 16 | 8.1 | 38500 | 35200 | 91.43% | 1.82 | 0 | 9.5 |  |  |  | No | R-410A | 2.9 | Residential & Commercial | No
213069236 | Central HP <5.4 tons | ACIQ | HRCU-A-CB (Split System: Heat Pump with Remote Outdoor Unit-Air-Source) | DLCURAH36ABK |  |  | EA*4X36L21A* | *80ES(N,L)1102120A* | 35200 | 16 | 8.1 | 38500 | 35200 | 91.43% | 1.82 | 0 | 9.5 |  |  |  | No | R-410A | 2.9333 | Residential & Commercial | No
213077342 | Central HP <5.4 tons | TEMPSTAR | HRCU-A-CB (Split System: Heat Pump with Remote Outdoor Unit-Air-Source) | DLCURAH36ABK |  |  | EA*4X36L17A* | *96VTN0801716B* | 35200 | 15.2 | 8.1 | 39000 | 35400 | 90.77% | 1.82 | 0 | 9.5 |  |  |  | No | R-410A | 2.9333 | Residential & Commercial | No
213079395 | Central HP <5.4 tons | TEMPSTAR | HRCU-A-CB (Split System: Heat Pump with Remote Outdoor Unit-Air-Source) | DLCURAH36ABK |  |  | EA*4X36L21A* | *92MSN0601714A* | 35000 | 16 | 8.1 | 38500 | 35200 | 91.43% | 1.82 | 0 | 9.5 |  |  |  | No | R-410A | 2.9167 | Residential & Commercial | No
213079646 | Central HP <5.4 tons | HEIL | HRCU-A-CB (Split System: Heat Pump with Remote Outdoor Unit-Air-Source) | DLCURAH36ABK |  |  | EA*4X36L21A* | *92MSN0802120A* | 35000 | 16.5 | 8.1 | 38500 | 35200 | 91.43% | 1.82 | 0 | 9.5 |  |  |  | No | R-410A | 2.9167 | Residential & Commercial | No
213080651 | Central HP <5.4 tons | HEIL | HRCU-A-CB (Split System: Heat Pump with Remote Outdoor Unit-Air-Source) | DLCURAH36ABK |  |  | EA*4X36L17A* | *95MSU0601716A* | 35200 | 15.5 | 8.1 | 39000 | 35200 | 90.26% | 1.84 | 0 | 9.5 |  |  |  | No | R-410A | 2.9333 | Residential & Commercial | No
213080013 | Central HP <5.4 tons | TEMPSTAR | HRCU-A-CB (Split System: Heat Pump with Remote Outdoor Unit-Air-Source) | DLCURAH36ABK |  |  | EA*4X36L21A* | *96MSN0801716A* | 35200 | 15.5 | 8.1 | 39000 | 35400 | 90.77% | 1.84 | 0 | 9.5 |  |  |  | No | R-410A | 2.9333 | Residential & Commercial | No
213080383 | Central HP <5.4 tons | TEMPSTAR | HRCU-A-CB (Split System: Heat Pump with Remote Outdoor Unit-Air-Source) | DLCURAH36ABK |  |  | EA*4X36L21A* | *96MSN1002122A* | 35000 | 16 | 8.1 | 38500 | 35200 | 91.43% | 1.82 | 0 | 9.5 |  |  |  | No | R-410A | 2.9167 | Residential & Commercial | No
211396816 | Central HP <5.4 tons | LUXAIRE | HRCU-A-CB (Split System: Heat Pump with Remote Outdoor Unit-Air-Source) | HMH72B341 |  |  | XAHC48FBCN1 | TM8Y080C16MP11 | 33600 | 17 | 8.1 | 32600 | 24000 | 73.62% | 2.04 | 0 | 9 |  |  |  | No | R-410A | 2.8 | Residential & Commercial | No
211396930 | Central HP <5.4 tons | LUXAIRE | HRCU-A-CB (Split System: Heat Pump with Remote Outdoor Unit-Air-Source) | HMH72B341 |  |  | XAUC48FXXN1+TXV | TM8Y100C16MP11 | 34000 | 17.5 | 8.5 | 33200 | 24400 | 73.49% | 2.08 | 0 | 9 |  |  |  | No | R-410A | 2.8333 | Residential & Commercial | No
211397014 | Central HP <5.4 tons | LUXAIRE | HRCU-A-CB (Split System: Heat Pump with Remote Outdoor Unit-Air-Source) | HMH72B341 |  |  | XAFC48FBCN1 | TM8Y080B12MP11 | 33200 | 17 | 8.5 | 32200 | 23600 | 73.29% | 2.04 | 0 | 9.5 |  |  |  | No | R-410A | 2.7667 | Residential & Commercial | No
211712542 | Central HP <5.4 tons | HEIL | HRCU-A-CB (Split System: Heat Pump with Remote Outdoor Unit-Air-Source) | DLCURAH30ABK |  |  | EA*4X42L21A* | *92ESN0802120A* | 30600 | 15.2 | 8.1 | 34200 | 27000 | 78.95% | 1.82 | 0 | 9 |  |  |  | No | R-410A | 2.55 | Residential & Commercial | No
213073443 | Central HP <5.4 tons | ACIQ | HRCU-A-CB (Split System: Heat Pump with Remote Outdoor Unit-Air-Source) | DLCURAH30ABK |  |  | EA*4X43L21A* | *80ESU0601716A | 31200 | 15.2 | 8.5 | 33400 | 26000 | 77.84% | 1.86 | 0 | 9 |  |  |  | No | R-410A | 2.6 | Residential & Commercial | No
211397391 | Central HP <5.4 tons | LUXAIRE | HRCU-A-CB (Split System: Heat Pump with Remote Outdoor Unit-Air-Source) | HMH72B341 |  |  | XAHC48FXXN1+TXV | TMLV100C16MP12 | 33600 | 16.5 | 8.5 | 32400 | 23800 | 73.46% | 2.06 | 0 | 9 |  |  |  | No | R-410A | 2.8 | Residential & Commercial | No
211394585 | Central HP <5.4 tons | LUXAIRE | HRCU-A-CB (Split System: Heat Pump with Remote Outdoor Unit-Air-Source) | HMH72B341 |  |  | XAFD48FBCN1 | LP9C100C20MP13 | 34000 | 16.5 | 8.5 | 33000 | 24200 | 73.33% | 2.1 | 0 | 9 |  |  |  | No | R-410A | 2.8333 | Residential & Commercial | No
211394356 | Central HP <5.4 tons | LUXAIRE | HRCU-A-CB (Split System: Heat Pump with Remote Outdoor Unit-Air-Source) | HMH72B341 |  |  | XAFD48FXXN1+TXV | LP9C120D20MP13 | 34000 | 17 | 8.5 | 32400 | 23800 | 73.46% | 2.1 | 0 | 9.5 |  |  |  | No | R-410A | 2.8333 | Residential & Commercial | No
211395880 | Central HP <5.4 tons | LUXAIRE | HRCU-A-CB (Split System: Heat Pump with Remote Outdoor Unit-Air-Source) | HMH72B341 |  |  | XAUC48FXXN1+TXV | TM9V060B12MP12 | 33000 | 16.5 | 8.1 | 32400 | 24000 | 74.07% | 2.04 | 0 | 9 |  |  |  | No | R-410A | 2.75 | Residential & Commercial | No
211395921 | Central HP <5.4 tons | LUXAIRE | HRCU-A-CB (Split System: Heat Pump with Remote Outdoor Unit-Air-Source) | HMH72B341 |  |  | XAUC48FXXN1+TXV | LP9C060B12MP13 | 33000 | 16.5 | 8.1 | 32400 | 24000 | 74.07% | 2.04 | 0 | 9 |  |  |  | No | R-410A | 2.75 | Residential & Commercial | No
211388799 | Central HP <5.4 tons | LUXAIRE | HRCU-A-CB (Split System: Heat Pump with Remote Outdoor Unit-Air-Source) | HMH72B341 |  |  | XAHB36DBCN1 | TM9E080B12MP12 | 33200 | 17 | 8.1 | 33200 | 23400 | 70.48% | 2 | 0 | 9.5 |  |  |  | No | R-410A | 2.7667 | Residential & Commercial | No
211389348 | Central HP <5.4 tons | LUXAIRE | HRCU-A-CB (Split System: Heat Pump with Remote Outdoor Unit-Air-Source) | HMH72B341 |  |  | XAHC30CXXN1+TXV | TM8Y100C20MP11 | 32800 | 17 | 8.1 | 32800 | 23000 | 70.12% | 2.02 | 0 | 9.5 |  |  |  | No | R-410A | 2.7333 | Residential & Commercial | No
211389634 | Central HP <5.4 tons | LUXAIRE | HRCU-A-CB (Split System: Heat Pump with Remote Outdoor Unit-Air-Source) | HMH72B341 |  |  | XAHC30CXXN1+TXV | TM8Y080B12MP11 | 32000 | 17.5 | 8.1 | 32400 | 22800 | 70.37% | 1.98 | 0 | 9.5 |  |  |  | No | R-410A | 2.6667 | Residential & Commercial | No
211389648 | Central HP <5.4 tons | LUXAIRE | HRCU-A-CB (Split System: Heat Pump with Remote Outdoor Unit-Air-Source) | HMH72B341 |  |  | XAHB36DXXN1+TXV | TM8Y080B12MP11 | 33000 | 17.5 | 8.1 | 32800 | 23000 | 70.12% | 2 | 0 | 9.5 |  |  |  | No | R-410A | 2.75 | Residential & Commercial | No
211390502 | Central HP <5.4 tons | LUXAIRE | HRCU-A-CB (Split System: Heat Pump with Remote Outdoor Unit-Air-Source) | HMH72B341 |  |  | XAHB36DXXN1+TXV | TM8V080B12MP12 | 32800 | 16.5 | 8.1 | 33000 | 23400 | 70.91% | 1.98 | 0 | 9.5 |  |  |  | No | R-410A | 2.7333 | Residential & Commercial | No
211390937 | Central HP <5.4 tons | LUXAIRE | HRCU-A-CB (Split System: Heat Pump with Remote Outdoor Unit-Air-Source) | HMH72B341 |  |  | XAHB36DBCN1 | TPLC060A12MP13 | 33400 | 16.5 | 8.1 | 33600 | 23800 | 70.83% | 2.02 | 0 | 9.5 |  |  |  | No | R-410A | 2.7833 | Residential & Commercial | No
212383236 | Central HP <5.4 tons | HEIL | HRCU-A-CB (Split System: Heat Pump with Remote Outdoor Unit-Air-Source) | DLCURAH36ABK |  |  | EA*4X36L21A* | *95ESN0802120A* | 35800 | 15.5 | 8.1 | 39500 | 35400 | 89.62% | 1.84 | 0 | 9.5 |  |  |  | No | R-410A | 2.9833 | Residential & Commercial | No
212383334 | Central HP <5.4 tons | HEIL | HRCU-A-CB (Split System: Heat Pump with Remote Outdoor Unit-Air-Source) | DLCURAH36ABK |  |  | EA*4X36L21A* | *92ESN0801716A* | 35200 | 16 | 8.1 | 39000 | 35200 | 90.26% | 1.82 | 0 | 9.5 |  |  |  | No | R-410A | 2.9333 | Residential & Commercial | No
213078040 | Central HP <5.4 tons | HEIL | HRCU-A-CB (Split System: Heat Pump with Remote Outdoor Unit-Air-Source) | DLCURAH36ABK |  |  | EA*4X36L17A* | *80MS(N,L)0701716A* | 35200 | 15.5 | 8.1 | 39000 | 35200 | 90.26% | 1.84 | 0 | 9.5 |  |  |  | No | R-410A | 2.9333 | Residential & Commercial | No
213073393 | Central HP <5.4 tons | ACIQ | HRCU-A-CB (Split System: Heat Pump with Remote Outdoor Unit-Air-Source) | DLCURAH30ABK |  |  | EA*4X42L24A* | *80ES(N,L)0702116A* | 29600 | 15.2 | 8.1 | 33800 | 27400 | 81.07% | 1.78 | 0 | 9 |  |  |  | No | R-410A | 2.4667 | Residential & Commercial | No
213073400 | Central HP <5.4 tons | ACIQ | HRCU-A-CB (Split System: Heat Pump with Remote Outdoor Unit-Air-Source) | DLCURAH30ABK |  |  | EA*4X42L24A* | *92ESN0802120A* | 30600 | 15.2 | 8.1 | 34200 | 26800 | 78.36% | 1.82 | 0 | 9 |  |  |  | No | R-410A | 2.55 | Residential & Commercial | No
211396287 | Central HP <5.4 tons | LUXAIRE | HRCU-A-CB (Split System: Heat Pump with Remote Outdoor Unit-Air-Source) | HMH72B341 |  |  | XAUC48FXXN1+TXV | TM9E080B12MP12 | 33200 | 16.5 | 8.5 | 32400 | 23800 | 73.46% | 2.04 | 0 | 9 |  |  |  | No | R-410A | 2.7667 | Residential & Commercial | No
211391593 | Central HP <5.4 tons | LUXAIRE | HRCU-A-CB (Split System: Heat Pump with Remote Outdoor Unit-Air-Source) | HMH72B341 |  |  | XAHC36DXXN1+TXV | TMLE100B12MP11 | 33400 | 17.5 | 8.1 | 33000 | 23400 | 70.91% | 2.02 | 0 | 9.5 |  |  |  | No | R-410A | 2.7833 | Residential & Commercial | No
212984968 | Central HP <5.4 tons | TEMPSTAR | HRCU-A-CB (Split System: Heat Pump with Remote Outdoor Unit-Air-Source) | DLCURAH30ABK |  |  | EA*4X36L21A* | *92MSN0802120A* | 30000 | 15.2 | 8.1 | 34400 | 26200 | 76.16% | 1.86 | 0 | 9 |  |  |  | No | R-410A | 2.5 | Residential & Commercial | No
211393690 | Central HP <5.4 tons | LUXAIRE | HRCU-A-CB (Split System: Heat Pump with Remote Outdoor Unit-Air-Source) | HMH72B341 |  |  | XAFA30DXXN1+TXV | TMLV060A12MP12 | 34000 | 17 | 8.1 | 34000 | 24200 | 71.18% | 2.04 | 0 | 9.5 |  |  |  | No | R-410A | 2.8333 | Residential & Commercial | No
211393824 | Central HP <5.4 tons | LUXAIRE | HRCU-A-CB (Split System: Heat Pump with Remote Outdoor Unit-Air-Source) | HMH72B341 |  |  | XAFD48FXXN1+TXV | TM9Y120D20MP11 | 34000 | 16.5 | 8.5 | 32400 | 23800 | 73.46% | 2.08 | 0 | 9.5 |  |  |  | No | R-410A | 2.8333 | Residential & Commercial | No
211388926 | Central HP <5.4 tons | LUXAIRE | HRCU-A-CB (Split System: Heat Pump with Remote Outdoor Unit-Air-Source) | HMH72B341 |  |  | XAUB30CXXN1+TXV | TM9E080B12MP12 | 32800 | 17.5 | 8.1 | 33600 | 23600 | 70.24% | 2.02 | 0 | 9.5 |  |  |  | No | R-410A | 2.7333 | Residential & Commercial | No
211388967 | Central HP <5.4 tons | LUXAIRE | HRCU-A-CB (Split System: Heat Pump with Remote Outdoor Unit-Air-Source) | HMH72B341 |  |  | XAHC30CXXN1+TXV | TM9E060B12MP12 | 32000 | 16.5 | 8.1 | 33000 | 23200 | 70.3% | 1.96 | 0 | 9 |  |  |  | No | R-410A | 2.6667 | Residential & Commercial | No
211389026 | Central HP <5.4 tons | LUXAIRE | HRCU-A-CB (Split System: Heat Pump with Remote Outdoor Unit-Air-Source) | HMH72B341 |  |  | XAFC36DXXN1+TXV | TM9E060B12MP12 | 34000 | 17.5 | 8.1 | 34000 | 24200 | 71.18% | 2.04 | 0 | 9.5 |  |  |  | No | R-410A | 2.8333 | Residential & Commercial | No
211389260 | Central HP <5.4 tons | LUXAIRE | HRCU-A-CB (Split System: Heat Pump with Remote Outdoor Unit-Air-Source) | HMH72B341 |  |  | XAUB30CXXN1+TXV | TM9E040A10MP12 | 32200 | 17 | 8.1 | 33400 | 23400 | 70.06% | 1.98 | 0 | 9.5 |  |  |  | No | R-410A | 2.6833 | Residential & Commercial | No
211389619 | Central HP <5.4 tons | LUXAIRE | HRCU-A-CB (Split System: Heat Pump with Remote Outdoor Unit-Air-Source) | HMH72B341 |  |  | XAHC36DBCN1 | TM8Y080B12MP11 | 33200 | 17.5 | 8.1 | 32800 | 23200 | 70.73% | 2.02 | 0 | 9.5 |  |  |  | No | R-410A | 2.7667 | Residential & Commercial | No
213078956 | Central HP <5.4 tons | HEIL | HRCU-A-CB (Split System: Heat Pump with Remote Outdoor Unit-Air-Source) | DLCURAH36ABK |  |  | EA*4X36L17A* | *80MSU0401712A* | 34800 | 15.5 | 8.5 | 39000 | 35200 | 90.26% | 1.8 | 0 | 9.5 |  |  |  | No | R-410A | 2.9 | Residential & Commercial | No
212985333 | Central HP <5.4 tons | TEMPSTAR | HRCU-A-CB (Split System: Heat Pump with Remote Outdoor Unit-Air-Source) | DLCURAH30ABK |  |  | EN(A,D,W)4X42L21** | *92MSN1002120A* | 30000 | 15.2 | 8.1 | 34400 | 27600 | 80.23% | 1.8 | 0 | 9 |  |  |  | No | R-410A | 2.5 | Residential & Commercial | No
213073352 | Central HP <5.4 tons | ACIQ | HRCU-A-CB (Split System: Heat Pump with Remote Outdoor Unit-Air-Source) | DLCURAH30ABK |  |  | EA*4X42L21A* | *80ESU0401712A* | 30400 | 15.2 | 8.1 | 34200 | 27000 | 78.95% | 1.8 | 0 | 9 |  |  |  | No | R-410A | 2.5333 | Residential & Commercial | No
213073379 | Central HP <5.4 tons | ACIQ | HRCU-A-CB (Split System: Heat Pump with Remote Outdoor Unit-Air-Source) | DLCURAH30ABK |  |  | EA*4X42L24A* | *96VTN1002122A* | 29600 | 15.2 | 8.1 | 33800 | 27200 | 80.47% | 1.78 | 0 | 9 |  |  |  | No | R-410A | 2.4667 | Residential & Commercial | No
213073413 | Central HP <5.4 tons | ACIQ | HRCU-A-CB (Split System: Heat Pump with Remote Outdoor Unit-Air-Source) | DLCURAH30ABK |  |  | EA*4X43L21A* | *96VTN1002122A* | 30600 | 15.2 | 8.1 | 33000 | 26000 | 78.79% | 1.84 | 0 | 9 |  |  |  | No | R-410A | 2.55 | Residential & Commercial | No
211389819 | Central HP <5.4 tons | LUXAIRE | HRCU-A-CB (Split System: Heat Pump with Remote Outdoor Unit-Air-Source) | HMH72B341 |  |  | XAHB36DBCN1 | TM8Y060A12MP11 | 32800 | 17.5 | 8.1 | 32600 | 23000 | 70.55% | 1.98 | 0 | 9.5 |  |  |  | No | R-410A | 2.7333 | Residential & Commercial | No
211389955 | Central HP <5.4 tons | LUXAIRE | HRCU-A-CB (Split System: Heat Pump with Remote Outdoor Unit-Air-Source) | HMH72B341 |  |  | XAHC36DXXN1+TXV | TPLC080C16MP13 | 34000 | 17 | 8.1 | 34000 | 24600 | 72.35% | 2.08 | 0 | 9.5 |  |  |  | No | R-410A | 2.8333 | Residential & Commercial | No
211390464 | Central HP <5.4 tons | LUXAIRE | HRCU-A-CB (Split System: Heat Pump with Remote Outdoor Unit-Air-Source) | HMH72B341 |  |  | XAHC36DBCN1 | LPLC080B12MP13 | 32800 | 16.5 | 8.1 | 32800 | 23200 | 70.73% | 1.98 | 0 | 9.5 |  |  |  | No | R-410A | 2.7333 | Residential & Commercial | No
211387835 | Central HP <5.4 tons | CHAMPION HEATING AND COOLING | HRCU-A-CB (Split System: Heat Pump with Remote Outdoor Unit-Air-Source) | HMH72B341 |  |  | XAFC36DBCN1 | TP9C080B12MP13 | 34000 | 17 | 8.1 | 34000 | 24400 | 71.76% | 2.06 | 0 | 9.5 |  |  |  | No | R-410A | 2.8333 | Residential & Commercial | No
211388255 | Central HP <5.4 tons | CHAMPION HEATING AND COOLING | HRCU-A-CB (Split System: Heat Pump with Remote Outdoor Unit-Air-Source) | HMH72B341 |  |  | XAFC36DBCN1 | TP9C060B12MP13 | 34000 | 17.5 | 8.1 | 34000 | 24200 | 71.18% | 2.06 | 0 | 9.5 |  |  |  | No | R-410A | 2.8333 | Residential & Commercial | No
211385932 | Central HP <5.4 tons | CHAMPION HEATING AND COOLING | HRCU-A-CB (Split System: Heat Pump with Remote Outdoor Unit-Air-Source) | HMH72B341 |  |  | XAHC48FXXN1+TXV | TMLE080B12MP11 | 32800 | 16.5 | 8.1 | 32400 | 23800 | 73.46% | 2 | 0 | 9 |  |  |  | No | R-410A | 2.7333 | Residential & Commercial | No
211385999 | Central HP <5.4 tons | CHAMPION HEATING AND COOLING | HRCU-A-CB (Split System: Heat Pump with Remote Outdoor Unit-Air-Source) | HMH72B341 |  |  | XAFC48FBCN1 | TM8E080B12MP11 | 33400 | 17 | 8.5 | 32400 | 23800 | 73.46% | 2.04 | 0 | 9 |  |  |  | No | R-410A | 2.7833 | Residential & Commercial | No
211386466 | Central HP <5.4 tons | CHAMPION HEATING AND COOLING | HRCU-A-CB (Split System: Heat Pump with Remote Outdoor Unit-Air-Source) | HMH72B341 |  |  | XAUC48FXXN1+TXV | TL8E100C20UH11 | 34000 | 16.5 | 8.5 | 32400 | 23800 | 73.46% | 2.1 | 0 | 9.5 |  |  |  | No | R-410A | 2.8333 | Residential & Commercial | No
211386648 | Central HP <5.4 tons | CHAMPION HEATING AND COOLING | HRCU-A-CB (Split System: Heat Pump with Remote Outdoor Unit-Air-Source) | HMH72B341 |  |  | XAUC48FXXN1+JMET12CS2N1+TXV |  | 34000 | 17.5 | 8.5 | 32600 | 23800 | 73.01% | 2.12 | 0 | 9.5 |  |  |  | No | R-410A | 2.8333 | Residential & Commercial | No
211386952 | Central HP <5.4 tons | CHAMPION HEATING AND COOLING | HRCU-A-CB (Split System: Heat Pump with Remote Outdoor Unit-Air-Source) | HMH72B341 |  |  | XAHB30CXXN1+TXV | TM9Y080B12MP11 | 32000 | 17 | 8.1 | 33400 | 23400 | 70.06% | 1.98 | 0 | 9 |  |  |  | No | R-410A | 2.6667 | Residential & Commercial | No
211386967 | Central HP <5.4 tons | CHAMPION HEATING AND COOLING | HRCU-A-CB (Split System: Heat Pump with Remote Outdoor Unit-Air-Source) | HMH72B341 |  |  | XAFC36DXXN1+TXV | TM9Y080B12MP11 | 34000 | 18 | 8.1 | 34000 | 24400 | 71.76% | 2.06 | 0 | 9.5 |  |  |  | No | R-410A | 2.8333 | Residential & Commercial | No
211387116 | Central HP <5.4 tons | CHAMPION HEATING AND COOLING | HRCU-A-CB (Split System: Heat Pump with Remote Outdoor Unit-Air-Source) | HMH72B341 |  |  | XAHB36DXXN1+TXV | TM9Y060B12MP11 | 33000 | 17 | 8.1 | 33200 | 23400 | 70.48% | 1.98 | 0 | 9.5 |  |  |  | No | R-410A | 2.75 | Residential & Commercial | No
212983130 | Central HP <5.4 tons | BRYANT HEATING AND COOLING SYSTEMS | HRCU-A-CB (Split System: Heat Pump with Remote Outdoor Unit-Air-Source) | 38MURAQ24AB3* |  |  | CAP**2417AL* | 912SE36040M17*** | 23200 | 15.5 | 8.5 | 27000 | 26600 | 98.52% | 2.24 | 0 | 9.5 |  |  |  | No | R-410A | 1.9333 | Residential & Commercial | No
211229019 | Central HP <5.4 tons | HEIL | HRCU-A-CB (Split System: Heat Pump with Remote Outdoor Unit-Air-Source) | DLCURAH36ABK |  |  | EA*4X48L21A* | *95ESN0601714A* | 35400 | 15.5 | 8.1 | 38500 | 34800 | 90.39% | 2.02 | 0 | 9.5 |  |  |  | No | R-410A | 2.95 | Residential & Commercial | No
213078088 | Central HP <5.4 tons | HEIL | HRCU-A-CB (Split System: Heat Pump with Remote Outdoor Unit-Air-Source) | DLCURAH36ABK |  |  | EA*4X42L21A* | *80MS(N,L)0701716A* | 35000 | 16 | 8.1 | 38500 | 35000 | 90.91% | 1.88 | 0 | 9.5 |  |  |  | No | R-410A | 2.9167 | Residential & Commercial | No
213079392 | Central HP <5.4 tons | HEIL | HRCU-A-CB (Split System: Heat Pump with Remote Outdoor Unit-Air-Source) | DLCURAH36ABK |  |  | EA*4X36L21A* | *92MSN0601714A* | 35000 | 16 | 8.1 | 38500 | 35200 | 91.43% | 1.82 | 0 | 9.5 |  |  |  | No | R-410A | 2.9167 | Residential & Commercial | No
213079736 | Central HP <5.4 tons | HEIL | HRCU-A-CB (Split System: Heat Pump with Remote Outdoor Unit-Air-Source) | DLCURAH36ABK |  |  | EA*4X36L21A* | *92MSN1002120A* | 35000 | 16.5 | 8.1 | 38500 | 35200 | 91.43% | 1.82 | 0 | 9.5 |  |  |  | No | R-410A | 2.9167 | Residential & Commercial | No
211398088 | Central HP <5.4 tons | LUXAIRE | HRCU-A-CB (Split System: Heat Pump with Remote Outdoor Unit-Air-Source) | HMH72B341 |  |  | XAFC48FBCN1 | LPLC080B12MP13 | 33000 | 16 | 8.1 | 32600 | 24000 | 73.62% | 2.02 | 0 | 9 |  |  |  | No | R-410A | 2.75 | Residential & Commercial | No
211398557 | Central HP <5.4 tons | LUXAIRE | HRCU-A-CB (Split System: Heat Pump with Remote Outdoor Unit-Air-Source) | HMH72B341 |  |  | XAUC48FXXN1+TXV | TM8E100C16MP11 | 33600 | 17 | 8.5 | 32400 | 23600 | 72.84% | 2.06 | 0 | 9.5 |  |  |  | No | R-410A | 2.8 | Residential & Commercial | No
211397987 | Central HP <5.4 tons | LUXAIRE | HRCU-A-CB (Split System: Heat Pump with Remote Outdoor Unit-Air-Source) | HMH72B341 |  |  | XAHC48FBCN1 | TPLC080B12MP13 | 32400 | 16 | 8.1 | 32000 | 23600 | 73.75% | 1.98 | 0 | 8.5 |  |  |  | No | R-410A | 2.7 | Residential & Commercial | No
211395968 | Central HP <5.4 tons | LUXAIRE | HRCU-A-CB (Split System: Heat Pump with Remote Outdoor Unit-Air-Source) | HMH72B341 |  |  | XAHC48FBCN1 | TM9E100C16MP12 | 32800 | 16.5 | 8.5 | 31800 | 23200 | 72.96% | 2.02 | 0 | 9 |  |  |  | No | R-410A | 2.7333 | Residential & Commercial | No
212982661 | Central HP <5.4 tons | BRYANT HEATING AND COOLING SYSTEMS | HRCU-A-CB (Split System: Heat Pump with Remote Outdoor Unit-Air-Source) | 38MURAQ30AB3* |  |  | CAP**4321AL* | 83*SB48060M17*** | 30800 | 15.2 | 8.5 | 33000 | 26200 | 79.39% | 1.86 | 0 | 9 |  |  |  | No | R-410A | 2.5667 | Residential & Commercial | No
213069228 | Central HP <5.4 tons | ACIQ | HRCU-A-CB (Split System: Heat Pump with Remote Outdoor Unit-Air-Source) | DLCURAH30ABK |  |  | FMA4X36**AL* |  | 31200 | 15.5 | 8.5 | 35400 | 26800 | 75.71% | 1.86 | 0 | 9 |  |  |  | No | R-410A | 2.6 | Residential & Commercial | No
213078955 | Central HP <5.4 tons | DAY & NIGHT | HRCU-A-CB (Split System: Heat Pump with Remote Outdoor Unit-Air-Source) | DLCURAH36ABK |  |  | EA*4X36L17A* | *80MSU0401712A* | 34800 | 15.5 | 8.5 | 39000 | 35200 | 90.26% | 1.8 | 0 | 9.5 |  |  |  | No | R-410A | 2.9 | Residential & Commercial | No
211396084 | Central HP <5.4 tons | LUXAIRE | HRCU-A-CB (Split System: Heat Pump with Remote Outdoor Unit-Air-Source) | HMH72B341 |  |  | XAHC48FXXN1+TXV | TM9E080C16MP12 | 33600 | 17 | 8.1 | 32800 | 24200 | 73.78% | 2.04 | 0 | 9 |  |  |  | No | R-410A | 2.8 | Residential & Commercial | No
211396400 | Central HP <5.4 tons | LUXAIRE | HRCU-A-CB (Split System: Heat Pump with Remote Outdoor Unit-Air-Source) | HMH72B341 |  |  | XAUC48FXXN1+TXV | TM9E060B12MP12 | 33200 | 16.5 | 8.1 | 32600 | 24000 | 73.62% | 2.02 | 0 | 9 |  |  |  | No | R-410A | 2.7667 | Residential & Commercial | No
211396534 | Central HP <5.4 tons | LUXAIRE | HRCU-A-CB (Split System: Heat Pump with Remote Outdoor Unit-Air-Source) | HMH72B341 |  |  | XAHC48FXXN1+TXV | TM8Y100C20MP11 | 33800 | 16.5 | 8.5 | 32400 | 23800 | 73.46% | 2.06 | 0 | 9 |  |  |  | No | R-410A | 2.8167 | Residential & Commercial | No
211396719 | Central HP <5.4 tons | LUXAIRE | HRCU-A-CB (Split System: Heat Pump with Remote Outdoor Unit-Air-Source) | HMH72B341 |  |  | XAHD48FXXN1+TXV | TM8Y100C16MP11 | 33600 | 17 | 8.1 | 32600 | 24000 | 73.62% | 2.04 | 0 | 9 |  |  |  | No | R-410A | 2.8 | Residential & Commercial | No
211396802 | Central HP <5.4 tons | LUXAIRE | HRCU-A-CB (Split System: Heat Pump with Remote Outdoor Unit-Air-Source) | HMH72B341 |  |  | XAHC48FBCN1 | TM8Y100C16MP11 | 33600 | 17 | 8.1 | 32600 | 24000 | 73.62% | 2.04 | 0 | 9 |  |  |  | No | R-410A | 2.8 | Residential & Commercial | No
211394680 | Central HP <5.4 tons | LUXAIRE | HRCU-A-CB (Split System: Heat Pump with Remote Outdoor Unit-Air-Source) | HMH72B341 |  |  | XAFC48FBCN1 | LP9C100C20MP13 | 34000 | 16.5 | 8.5 | 33000 | 24200 | 73.33% | 2.1 | 0 | 9 |  |  |  | No | R-410A | 2.8333 | Residential & Commercial | No
211394865 | Central HP <5.4 tons | LUXAIRE | HRCU-A-CB (Split System: Heat Pump with Remote Outdoor Unit-Air-Source) | HMH72B341 |  |  | XAFD48FBCN1 | TM9V100C16MP12 | 33800 | 16.5 | 8.5 | 32400 | 23600 | 72.84% | 2.08 | 0 | 9.5 |  |  |  | No | R-410A | 2.8167 | Residential & Commercial | No
211394898 | Central HP <5.4 tons | LUXAIRE | HRCU-A-CB (Split System: Heat Pump with Remote Outdoor Unit-Air-Source) | HMH72B341 |  |  | XAFC48FXXN1+TXV | TM9V100C16MP12 | 33800 | 16.5 | 8.5 | 32400 | 23800 | 73.46% | 2.08 | 0 | 9.5 |  |  |  | No | R-410A | 2.8167 | Residential & Commercial | No
211398526 | Central HP <5.4 tons | LUXAIRE | HRCU-A-CB (Split System: Heat Pump with Remote Outdoor Unit-Air-Source) | HMH72B341 |  |  | XAFC48FXXN1+TXV | TMLE100C16MP11 | 33600 | 17 | 8.5 | 32400 | 23600 | 72.84% | 2.06 | 0 | 9.5 |  |  |  | No | R-410A | 2.8 | Residential & Commercial | No
211398571 | Central HP <5.4 tons | LUXAIRE | HRCU-A-CB (Split System: Heat Pump with Remote Outdoor Unit-Air-Source) | HMH72B341 |  |  | XAFC48FBCN1 | TMLE100C16MP11 | 33600 | 17 | 8.5 | 32400 | 23600 | 72.84% | 2.06 | 0 | 9.5 |  |  |  | No | R-410A | 2.8 | Residential & Commercial | No
213080274 | Central HP <5.4 tons | HEIL | HRCU-A-CB (Split System: Heat Pump with Remote Outdoor Unit-Air-Source) | DLCURAH36ABK |  |  | EA*4X36L21A* | *96MSN1002120A* | 35200 | 16 | 8.1 | 38500 | 35200 | 91.43% | 1.8 | 0 | 9.5 |  |  |  | No | R-410A | 2.9333 | Residential & Commercial | No
211398653 | Central HP <5.4 tons | LUXAIRE | HRCU-A-CB (Split System: Heat Pump with Remote Outdoor Unit-Air-Source) | HMH72B341 |  |  | XAFC48FXXN1+TXV | TM8E100B12MP11 | 33400 | 17 | 8.5 | 32400 | 23800 | 73.46% | 2.06 | 0 | 9.5 |  |  |  | No | R-410A | 2.7833 | Residential & Commercial | No
211395280 | Central HP <5.4 tons | LUXAIRE | HRCU-A-CB (Split System: Heat Pump with Remote Outdoor Unit-Air-Source) | HMH72B341 |  |  | XAFD48FBCN1 | LP9C080C16MP13 | 33400 | 16.5 | 8.5 | 32400 | 23600 | 72.84% | 2.06 | 0 | 9.5 |  |  |  | No | R-410A | 2.7833 | Residential & Commercial | No
211395316 | Central HP <5.4 tons | LUXAIRE | HRCU-A-CB (Split System: Heat Pump with Remote Outdoor Unit-Air-Source) | HMH72B341 |  |  | XAFC48FXXN1+TXV | TP9C080C16MP13 | 33400 | 16.5 | 8.5 | 32400 | 23600 | 72.84% | 2.06 | 0 | 9.5 |  |  |  | No | R-410A | 2.7833 | Residential & Commercial | No
211395430 | Central HP <5.4 tons | LUXAIRE | HRCU-A-CB (Split System: Heat Pump with Remote Outdoor Unit-Air-Source) | HMH72B341 |  |  | XAFC48FBCN1 | LP9C080C16MP13 | 33400 | 16.5 | 8.5 | 32400 | 23600 | 72.84% | 2.06 | 0 | 9.5 |  |  |  | No | R-410A | 2.7833 | Residential & Commercial | No
213069247 | Central HP <5.4 tons | ACIQ | HRCU-A-CB (Split System: Heat Pump with Remote Outdoor Unit-Air-Source) | DLCURAH36ABK |  |  | EA*4X36L21A* | *96VTN1002120A* | 35600 | 15.5 | 8.1 | 39500 | 35200 | 89.11% | 1.84 | 0 | 9.5 |  |  |  | No | R-410A | 2.9667 | Residential & Commercial | No
213069315 | Central HP <5.4 tons | ACIQ | HRCU-A-CB (Split System: Heat Pump with Remote Outdoor Unit-Air-Source) | DLCURAH36ABK |  |  | EA*4X42L21A* | *80ES(N,L)0701712A* | 35600 | 15.2 | 8.1 | 39500 | 35200 | 89.11% | 1.88 | 0 | 9.5 |  |  |  | No | R-410A | 2.9667 | Residential & Commercial | No
213069340 | Central HP <5.4 tons | ACIQ | HRCU-A-CB (Split System: Heat Pump with Remote Outdoor Unit-Air-Source) | DLCURAH36ABK |  |  | EA*4X42L21A* | *96VSN0601714A* | 35000 | 15.2 | 8.1 | 38500 | 35200 | 91.43% | 1.86 | 0 | 9.5 |  |  |  | No | R-410A | 2.9167 | Residential & Commercial | No
211394328 | Central HP <5.4 tons | LUXAIRE | HRCU-A-CB (Split System: Heat Pump with Remote Outdoor Unit-Air-Source) | HMH72B341 |  |  | XAFD48FXXN1+TXV | TM9V120D20MP12 | 34000 | 17 | 8.5 | 32400 | 23800 | 73.46% | 2.1 | 0 | 9.5 |  |  |  | No | R-410A | 2.8333 | Residential & Commercial | No
211394461 | Central HP <5.4 tons | LUXAIRE | HRCU-A-CB (Split System: Heat Pump with Remote Outdoor Unit-Air-Source) | HMH72B341 |  |  | XAHC48FXXN1+TXV | TM9V100C20MP12 | 33200 | 17 | 8.5 | 32000 | 23400 | 73.12% | 2.04 | 0 | 9 |  |  |  | No | R-410A | 2.7667 | Residential & Commercial | No
211394830 | Central HP <5.4 tons | LUXAIRE | HRCU-A-CB (Split System: Heat Pump with Remote Outdoor Unit-Air-Source) | HMH72B341 |  |  | XAFD48FXXN1+TXV | TM9V100C16MP12 | 33800 | 16.5 | 8.5 | 32400 | 23600 | 72.84% | 2.08 | 0 | 9.5 |  |  |  | No | R-410A | 2.8167 | Residential & Commercial | No
211395717 | Central HP <5.4 tons | LUXAIRE | HRCU-A-CB (Split System: Heat Pump with Remote Outdoor Unit-Air-Source) | HMH72B341 |  |  | XAHC48FXXN1+TXV | TM9V060B12MP12 | 32400 | 16 | 8.1 | 32000 | 23400 | 73.12% | 2 | 0 | 9 |  |  |  | No | R-410A | 2.7 | Residential & Commercial | No
211393944 | Central HP <5.4 tons | LUXAIRE | HRCU-A-CB (Split System: Heat Pump with Remote Outdoor Unit-Air-Source) | HMH72B341 |  |  | XAFC48FXXN1+TXV | TM9Y100C16MP11 | 33800 | 17.5 | 8.5 | 32800 | 24200 | 73.78% | 2.06 | 0 | 9 |  |  |  | No | R-410A | 2.8167 | Residential & Commercial | No
211393959 | Central HP <5.4 tons | LUXAIRE | HRCU-A-CB (Split System: Heat Pump with Remote Outdoor Unit-Air-Source) | HMH72B341 |  |  | XAFC48FBCN1 | TM9Y100C16MP11 | 33800 | 17.5 | 8.5 | 32800 | 24200 | 73.78% | 2.06 | 0 | 9 |  |  |  | No | R-410A | 2.8167 | Residential & Commercial | No
211392574 | Central HP <5.4 tons | LUXAIRE | HRCU-A-CB (Split System: Heat Pump with Remote Outdoor Unit-Air-Source) | HMH72B341 |  |  | XAHB30CXXN1+TXV | TM8E060A12MP11 | 32000 | 17 | 8.1 | 32800 | 23000 | 70.12% | 1.98 | 0 | 9.5 |  |  |  | No | R-410A | 2.6667 | Residential & Commercial | No
211393060 | Central HP <5.4 tons | LUXAIRE | HRCU-A-CB (Split System: Heat Pump with Remote Outdoor Unit-Air-Source) | HMH72B341 |  |  | XAHC36DXXN1+TXV | TL9E080C16UH11 | 34000 | 17 | 8.1 | 33800 | 24000 | 71.01% | 2.06 | 0 | 9.5 |  |  |  | No | R-410A | 2.8333 | Residential & Commercial | No
211393094 | Central HP <5.4 tons | LUXAIRE | HRCU-A-CB (Split System: Heat Pump with Remote Outdoor Unit-Air-Source) | HMH72B341 |  |  | XAFC36DXXN1+TXV | TL9E080C16UH11 | 34000 | 17.5 | 8.1 | 34000 | 24400 | 71.76% | 2.1 | 0 | 9.5 |  |  |  | No | R-410A | 2.8333 | Residential & Commercial | No
211393675 | Central HP <5.4 tons | LUXAIRE | HRCU-A-CB (Split System: Heat Pump with Remote Outdoor Unit-Air-Source) | HMH72B341 |  |  | XAFA30DXXN1+TXV | TM8V060A12MP12 | 34000 | 17 | 8.1 | 34000 | 24200 | 71.18% | 2.04 | 0 | 9.5 |  |  |  | No | R-410A | 2.8333 | Residential & Commercial | No
211398785 | Central HP <5.4 tons | LUXAIRE | HRCU-A-CB (Split System: Heat Pump with Remote Outdoor Unit-Air-Source) | HMH72B341 |  |  | XAHD48FBCN1 | TMLE080C16MP11 | 32800 | 16.5 | 8.5 | 31600 | 23000 | 72.78% | 2.02 | 0 | 9.5 |  |  |  | No | R-410A | 2.7333 | Residential & Commercial | No
211398053 | Central HP <5.4 tons | LUXAIRE | HRCU-A-CB (Split System: Heat Pump with Remote Outdoor Unit-Air-Source) | HMH72B341 |  |  | XAUC48FXXN1+TXV | TM8V080B12MP12 | 33000 | 16 | 8.1 | 32600 | 24000 | 73.62% | 2.02 | 0 | 9 |  |  |  | No | R-410A | 2.75 | Residential & Commercial | No
211395175 | Central HP <5.4 tons | LUXAIRE | HRCU-A-CB (Split System: Heat Pump with Remote Outdoor Unit-Air-Source) | HMH72B341 |  |  | XAFD48FXXN1+TXV | TM9V080C16MP12 | 33400 | 16.5 | 8.5 | 32400 | 23600 | 72.84% | 2.06 | 0 | 9.5 |  |  |  | No | R-410A | 2.7833 | Residential & Commercial | No
211395927 | Central HP <5.4 tons | LUXAIRE | HRCU-A-CB (Split System: Heat Pump with Remote Outdoor Unit-Air-Source) | HMH72B341 |  |  | XAHD48FXXN1+TXV | TM9E100C16MP12 | 32800 | 16.5 | 8.5 | 31800 | 23200 | 72.96% | 2.02 | 0 | 9 |  |  |  | No | R-410A | 2.7333 | Residential & Commercial | No
213080010 | Central HP <5.4 tons | HEIL | HRCU-A-CB (Split System: Heat Pump with Remote Outdoor Unit-Air-Source) | DLCURAH36ABK |  |  | EA*4X36L21A* | *96MSN0801716A* | 35200 | 15.5 | 8.1 | 39000 | 35400 | 90.77% | 1.84 | 0 | 9.5 |  |  |  | No | R-410A | 2.9333 | Residential & Commercial | No
211396631 | Central HP <5.4 tons | LUXAIRE | HRCU-A-CB (Split System: Heat Pump with Remote Outdoor Unit-Air-Source) | HMH72B341 |  |  | XAFC48FXXN1+TXV | TM8Y120C20MP11 | 34000 | 16.5 | 8.5 | 33000 | 24200 | 73.33% | 2.1 | 0 | 9.5 |  |  |  | No | R-410A | 2.8333 | Residential & Commercial | No
211396763 | Central HP <5.4 tons | LUXAIRE | HRCU-A-CB (Split System: Heat Pump with Remote Outdoor Unit-Air-Source) | HMH72B341 |  |  | XAHD48FBCN1 | TM8Y080C16MP11 | 33600 | 17 | 8.1 | 32600 | 24000 | 73.62% | 2.04 | 0 | 9 |  |  |  | No | R-410A | 2.8 | Residential & Commercial | No
211396906 | Central HP <5.4 tons | LUXAIRE | HRCU-A-CB (Split System: Heat Pump with Remote Outdoor Unit-Air-Source) | HMH72B341 |  |  | XAFC48FXXN1+TXV | TM8Y080C16MP11 | 34000 | 17.5 | 8.5 | 33200 | 24400 | 73.49% | 2.08 | 0 | 9 |  |  |  | No | R-410A | 2.8333 | Residential & Commercial | No
211397438 | Central HP <5.4 tons | LUXAIRE | HRCU-A-CB (Split System: Heat Pump with Remote Outdoor Unit-Air-Source) | HMH72B341 |  |  | XAHC48FXXN1+TXV | LPLC100C16MP13 | 33600 | 16.5 | 8.5 | 32400 | 23800 | 73.46% | 2.06 | 0 | 9 |  |  |  | No | R-410A | 2.8 | Residential & Commercial | No
211397603 | Central HP <5.4 tons | LUXAIRE | HRCU-A-CB (Split System: Heat Pump with Remote Outdoor Unit-Air-Source) | HMH72B341 |  |  | XAFD48FXXN1+TXV | LPLC100C16MP13 | 34000 | 16.5 | 8.5 | 33000 | 24400 | 73.94% | 2.1 | 0 | 9 |  |  |  | No | R-410A | 2.8333 | Residential & Commercial | No
211397921 | Central HP <5.4 tons | LUXAIRE | HRCU-A-CB (Split System: Heat Pump with Remote Outdoor Unit-Air-Source) | HMH72B341 |  |  | XAUC48FXXN1+TXV | LPLC080C16MP13 | 34000 | 16.5 | 8.5 | 33200 | 24400 | 73.49% | 2.1 | 0 | 9 |  |  |  | No | R-410A | 2.8333 | Residential & Commercial | No
211398374 | Central HP <5.4 tons | LUXAIRE | HRCU-A-CB (Split System: Heat Pump with Remote Outdoor Unit-Air-Source) | HMH72B341 |  |  | XAHD48FBCN1 | TM8E100C16MP11 | 32800 | 16.5 | 8.5 | 31600 | 23200 | 73.42% | 2.02 | 0 | 9.5 |  |  |  | No | R-410A | 2.7333 | Residential & Commercial | No
211397972 | Central HP <5.4 tons | LUXAIRE | HRCU-A-CB (Split System: Heat Pump with Remote Outdoor Unit-Air-Source) | HMH72B341 |  |  | XAHC48FBCN1 | TM8V080B12MP12 | 32400 | 16 | 8.1 | 32000 | 23600 | 73.75% | 1.98 | 0 | 8.5 |  |  |  | No | R-410A | 2.7 | Residential & Commercial | No
211398005 | Central HP <5.4 tons | LUXAIRE | HRCU-A-CB (Split System: Heat Pump with Remote Outdoor Unit-Air-Source) | HMH72B341 |  |  | XAFC48FXXN1+TXV | TM8V080B12MP12 | 33000 | 16 | 8.1 | 32600 | 24000 | 73.62% | 2.02 | 0 | 9 |  |  |  | No | R-410A | 2.75 | Residential & Commercial | No
211397804 | Central HP <5.4 tons | LUXAIRE | HRCU-A-CB (Split System: Heat Pump with Remote Outdoor Unit-Air-Source) | HMH72B341 |  |  | XAFC48FBCN1 | TM8V080C16MP12 | 34000 | 16.5 | 8.5 | 33200 | 24400 | 73.49% | 2.1 | 0 | 9 |  |  |  | No | R-410A | 2.8333 | Residential & Commercial | No
211396334 | Central HP <5.4 tons | LUXAIRE | HRCU-A-CB (Split System: Heat Pump with Remote Outdoor Unit-Air-Source) | HMH72B341 |  |  | XAHC48FBCN1 | TM9E060B12MP12 | 32400 | 16 | 8.1 | 32000 | 23600 | 73.75% | 2 | 0 | 9 |  |  |  | No | R-410A | 2.7 | Residential & Commercial | No
211397155 | Central HP <5.4 tons | LUXAIRE | HRCU-A-CB (Split System: Heat Pump with Remote Outdoor Unit-Air-Source) | HMH72B341 |  |  | XAHC48FBCN1 | TMLV120C20MP12 | 33800 | 16.5 | 8.5 | 32400 | 23800 | 73.46% | 2.06 | 0 | 9 |  |  |  | No | R-410A | 2.8167 | Residential & Commercial | No
211396469 | Central HP <5.4 tons | LUXAIRE | HRCU-A-CB (Split System: Heat Pump with Remote Outdoor Unit-Air-Source) | HMH72B341 |  |  | XAHD48FBCN1 | TM8Y120C20MP11 | 33800 | 16.5 | 8.5 | 32400 | 23800 | 73.46% | 2.06 | 0 | 9 |  |  |  | No | R-410A | 2.8167 | Residential & Commercial | No
211397421 | Central HP <5.4 tons | LUXAIRE | HRCU-A-CB (Split System: Heat Pump with Remote Outdoor Unit-Air-Source) | HMH72B341 |  |  | XAHC48FXXN1+TXV | TPLC100C16MP13 | 33600 | 16.5 | 8.5 | 32400 | 23800 | 73.46% | 2.06 | 0 | 9 |  |  |  | No | R-410A | 2.8 | Residential & Commercial | No
211394079 | Central HP <5.4 tons | LUXAIRE | HRCU-A-CB (Split System: Heat Pump with Remote Outdoor Unit-Air-Source) | HMH72B341 |  |  | XAFC48FXXN1+TXV | TM9Y080C16MP11 | 33800 | 17.5 | 8.5 | 32800 | 24200 | 73.78% | 2.06 | 0 | 9 |  |  |  | No | R-410A | 2.8167 | Residential & Commercial | No
211394094 | Central HP <5.4 tons | LUXAIRE | HRCU-A-CB (Split System: Heat Pump with Remote Outdoor Unit-Air-Source) | HMH72B341 |  |  | XAFC48FBCN1 | TM9Y080C16MP11 | 33800 | 17.5 | 8.5 | 32800 | 24200 | 73.78% | 2.06 | 0 | 9 |  |  |  | No | R-410A | 2.8167 | Residential & Commercial | No
211394495 | Central HP <5.4 tons | LUXAIRE | HRCU-A-CB (Split System: Heat Pump with Remote Outdoor Unit-Air-Source) | HMH72B341 |  |  | XAHC48FBCN1 | TM9V100C20MP12 | 33200 | 17 | 8.5 | 32000 | 23400 | 73.12% | 2.04 | 0 | 9 |  |  |  | No | R-410A | 2.7667 | Residential & Commercial | No
211395500 | Central HP <5.4 tons | LUXAIRE | HRCU-A-CB (Split System: Heat Pump with Remote Outdoor Unit-Air-Source) | HMH72B341 |  |  | XAHC48FBCN1 | TM9V080B12MP12 | 32800 | 16 | 8.1 | 32200 | 23600 | 73.29% | 2.02 | 0 | 9 |  |  |  | No | R-410A | 2.7333 | Residential & Commercial | No
211395600 | Central HP <5.4 tons | LUXAIRE | HRCU-A-CB (Split System: Heat Pump with Remote Outdoor Unit-Air-Source) | HMH72B341 |  |  | XAFC48FXXN1+TXV | LP9C080B12MP13 | 33400 | 16.5 | 8.5 | 32600 | 24000 | 73.62% | 2.06 | 0 | 9 |  |  |  | No | R-410A | 2.7833 | Residential & Commercial | No
211395651 | Central HP <5.4 tons | LUXAIRE | HRCU-A-CB (Split System: Heat Pump with Remote Outdoor Unit-Air-Source) | HMH72B341 |  |  | XAFC48FBCN1 | TP9C080B12MP13 | 33400 | 16.5 | 8.5 | 32600 | 24000 | 73.62% | 2.06 | 0 | 9 |  |  |  | No | R-410A | 2.7833 | Residential & Commercial | No
211395631 | Central HP <5.4 tons | LUXAIRE | HRCU-A-CB (Split System: Heat Pump with Remote Outdoor Unit-Air-Source) | HMH72B341 |  |  | XAUC48FXXN1+TXV | TM9V080B12MP12 | 33400 | 16.5 | 8.5 | 32600 | 24000 | 73.62% | 2.06 | 0 | 9 |  |  |  | No | R-410A | 2.7833 | Residential & Commercial | No
211395982 | Central HP <5.4 tons | LUXAIRE | HRCU-A-CB (Split System: Heat Pump with Remote Outdoor Unit-Air-Source) | HMH72B341 |  |  | XAFD48FXXN1+TXV | TM9E100C16MP12 | 33400 | 17 | 8.5 | 32400 | 23600 | 72.84% | 2.06 | 0 | 9.5 |  |  |  | No | R-410A | 2.7833 | Residential & Commercial | No
211396201 | Central HP <5.4 tons | LUXAIRE | HRCU-A-CB (Split System: Heat Pump with Remote Outdoor Unit-Air-Source) | HMH72B341 |  |  | XAHC48FXXN1+TXV | TM9E080B12MP12 | 32600 | 16.5 | 8.1 | 31800 | 23400 | 73.58% | 2 | 0 | 9 |  |  |  | No | R-410A | 2.7167 | Residential & Commercial | No
211391086 | Central HP <5.4 tons | LUXAIRE | HRCU-A-CB (Split System: Heat Pump with Remote Outdoor Unit-Air-Source) | HMH72B341 |  |  | XAUB36DXXN1+TXV | TMLV060A12MP12 | 34000 | 17.5 | 8.1 | 34000 | 24200 | 71.18% | 2.06 | 0 | 9.5 |  |  |  | No | R-410A | 2.8333 | Residential & Commercial | No
211390634 | Central HP <5.4 tons | LUXAIRE | HRCU-A-CB (Split System: Heat Pump with Remote Outdoor Unit-Air-Source) | HMH72B341 |  |  | XAFC36DBCN1 | TM8V080B12MP12 | 33800 | 17 | 8.1 | 34000 | 24200 | 71.18% | 2.04 | 0 | 9.5 |  |  |  | No | R-410A | 2.8167 | Residential & Commercial | No
211390568 | Central HP <5.4 tons | LUXAIRE | HRCU-A-CB (Split System: Heat Pump with Remote Outdoor Unit-Air-Source) | HMH72B341 |  |  | XAHB30CXXN1+TXV | TM8V080B12MP12 | 31600 | 16.5 | 8.1 | 32800 | 23000 | 70.12% | 1.96 | 0 | 9 |  |  |  | No | R-410A | 2.6333 | Residential & Commercial | No
211390601 | Central HP <5.4 tons | LUXAIRE | HRCU-A-CB (Split System: Heat Pump with Remote Outdoor Unit-Air-Source) | HMH72B341 |  |  | XAFC36DXXN1+TXV | TM8V080B12MP12 | 33800 | 17 | 8.1 | 34000 | 24200 | 71.18% | 2.04 | 0 | 9.5 |  |  |  | No | R-410A | 2.8167 | Residential & Commercial | No
211390334 | Central HP <5.4 tons | LUXAIRE | HRCU-A-CB (Split System: Heat Pump with Remote Outdoor Unit-Air-Source) | HMH72B341 |  |  | XAFC30CXXN1+TXV | TM8V080C16MP12 | 33000 | 17.5 | 8.5 | 33000 | 23200 | 70.3% | 2.04 | 0 | 9.5 |  |  |  | No | R-410A | 2.75 | Residential & Commercial | No
211390419 | Central HP <5.4 tons | LUXAIRE | HRCU-A-CB (Split System: Heat Pump with Remote Outdoor Unit-Air-Source) | HMH72B341 |  |  | XAHC36DXXN1+TXV | TPLC080B12MP13 | 32800 | 16.5 | 8.1 | 32800 | 23200 | 70.73% | 1.98 | 0 | 9.5 |  |  |  | No | R-410A | 2.7333 | Residential & Commercial | No
211388829 | Central HP <5.4 tons | LUXAIRE | HRCU-A-CB (Split System: Heat Pump with Remote Outdoor Unit-Air-Source) | HMH72B341 |  |  | XAFC36DXXN1+TXV | TM9E080B12MP12 | 34000 | 17.5 | 8.1 | 34000 | 24400 | 71.76% | 2.06 | 0 | 9.5 |  |  |  | No | R-410A | 2.8333 | Residential & Commercial | No
211389333 | Central HP <5.4 tons | LUXAIRE | HRCU-A-CB (Split System: Heat Pump with Remote Outdoor Unit-Air-Source) | HMH72B341 |  |  | XAHC30CXXN1+TXV | TM8Y120C20MP11 | 32800 | 17 | 8.1 | 32800 | 23000 | 70.12% | 2.02 | 0 | 9.5 |  |  |  | No | R-410A | 2.7333 | Residential & Commercial | No
211388431 | Central HP <5.4 tons | LUXAIRE | HRCU-A-CB (Split System: Heat Pump with Remote Outdoor Unit-Air-Source) | HMH72B341 |  |  | XAUB30CXXN1+TXV | TM9V060B12MP12 | 32600 | 17 | 8.1 | 33600 | 23600 | 70.24% | 2.02 | 0 | 9.5 |  |  |  | No | R-410A | 2.7167 | Residential & Commercial | No
211393779 | Central HP <5.4 tons | LUXAIRE | HRCU-A-CB (Split System: Heat Pump with Remote Outdoor Unit-Air-Source) | HMH72B341 |  |  | XAFA30DXXN1+TXV | TL8E060A12UH11 | 33800 | 18 | 8.1 | 33800 | 23800 | 70.41% | 2.04 | 0 | 9.5 |  |  |  | No | R-410A | 2.8167 | Residential & Commercial | No
211391921 | Central HP <5.4 tons | LUXAIRE | HRCU-A-CB (Split System: Heat Pump with Remote Outdoor Unit-Air-Source) | HMH72B341 |  |  | XAFB30CXXN1+TXV | TMLE100B12MP11 | 32800 | 17.5 | 8.1 | 33400 | 23400 | 70.06% | 2.04 | 0 | 9.5 |  |  |  | No | R-410A | 2.7333 | Residential & Commercial | No
211392492 | Central HP <5.4 tons | LUXAIRE | HRCU-A-CB (Split System: Heat Pump with Remote Outdoor Unit-Air-Source) | HMH72B341 |  |  | XAUB30CXXN1+TXV | TM8E080B12MP11 | 32800 | 17.5 | 8.1 | 34000 | 23800 | 70% | 2.02 | 0 | 9.5 |  |  |  | No | R-410A | 2.7333 | Residential & Commercial | No
211397176 | Central HP <5.4 tons | LUXAIRE | HRCU-A-CB (Split System: Heat Pump with Remote Outdoor Unit-Air-Source) | HMH72B341 |  |  | XAHC48FBCN1 | TPLC120C20MP13 | 33800 | 16.5 | 8.5 | 32400 | 23800 | 73.46% | 2.06 | 0 | 9 |  |  |  | No | R-410A | 2.8167 | Residential & Commercial | No
211392135 | Central HP <5.4 tons | LUXAIRE | HRCU-A-CB (Split System: Heat Pump with Remote Outdoor Unit-Air-Source) | HMH72B341 |  |  | XAHC36DXXN1+TXV | TM8E080B12MP11 | 33400 | 17.5 | 8.1 | 33200 | 23400 | 70.48% | 2.02 | 0 | 9.5 |  |  |  | No | R-410A | 2.7833 | Residential & Commercial | No
211392194 | Central HP <5.4 tons | LUXAIRE | HRCU-A-CB (Split System: Heat Pump with Remote Outdoor Unit-Air-Source) | HMH72B341 |  |  | XAHC30CXXN1+TXV | TM8E080B12MP11 | 32200 | 17 | 8.1 | 33000 | 23200 | 70.3% | 1.98 | 0 | 9 |  |  |  | No | R-410A | 2.6833 | Residential & Commercial | No
211393346 | Central HP <5.4 tons | LUXAIRE | HRCU-A-CB (Split System: Heat Pump with Remote Outdoor Unit-Air-Source) | HMH72B341 |  |  | XAHC30CXXN1+TXV | TL8E100C20UH11 | 32600 | 17 | 8.1 | 32400 | 22800 | 70.37% | 2.02 | 0 | 9.5 |  |  |  | No | R-410A | 2.7167 | Residential & Commercial | No
213080046 | Central HP <5.4 tons | HEIL | HRCU-A-CB (Split System: Heat Pump with Remote Outdoor Unit-Air-Source) | DLCURAH36ABK |  |  | EA*4X42L21A* | *96MSN0801716A* | 35400 | 15.5 | 8.1 | 38500 | 35200 | 91.43% | 1.88 | 0 | 9.5 |  |  |  | No | R-410A | 2.95 | Residential & Commercial | No
211394034 | Central HP <5.4 tons | LUXAIRE | HRCU-A-CB (Split System: Heat Pump with Remote Outdoor Unit-Air-Source) | HMH72B341 |  |  | XAHC48FBCN1 | TM9Y080C16MP11 | 33200 | 17 | 8.1 | 32400 | 23600 | 72.84% | 2.02 | 0 | 9 |  |  |  | No | R-410A | 2.7667 | Residential & Commercial | No
211387486 | Central HP <5.4 tons | CHAMPION HEATING AND COOLING | HRCU-A-CB (Split System: Heat Pump with Remote Outdoor Unit-Air-Source) | HMH72B341 |  |  | XAHC30CXXN1+TXV | TP9C100C16MP13 | 32400 | 17 | 8.1 | 32800 | 23000 | 70.12% | 2 | 0 | 9.5 |  |  |  | No | R-410A | 2.7 | Residential & Commercial | No
211387753 | Central HP <5.4 tons | CHAMPION HEATING AND COOLING | HRCU-A-CB (Split System: Heat Pump with Remote Outdoor Unit-Air-Source) | HMH72B341 |  |  | XAHB36DXXN1+TXV | TP9C080B12MP13 | 33200 | 16.5 | 8.1 | 33400 | 23600 | 70.66% | 2 | 0 | 9.5 |  |  |  | No | R-410A | 2.7667 | Residential & Commercial | No
211388203 | Central HP <5.4 tons | CHAMPION HEATING AND COOLING | HRCU-A-CB (Split System: Heat Pump with Remote Outdoor Unit-Air-Source) | HMH72B341 |  |  | XAHB30CXXN1+TXV | TP9C060B12MP13 | 31600 | 16.5 | 8.1 | 32800 | 23000 | 70.12% | 1.96 | 0 | 9 |  |  |  | No | R-410A | 2.6333 | Residential & Commercial | No
213296801 | Central HP <5.4 tons | CHAMPION HEATING AND COOLING | HRCU-A-CB (Split System: Heat Pump with Remote Outdoor Unit-Air-Source) | HMH72B341 |  |  | XAUB30CXXN1+TXV | Z9ET080B12SMPS1 | 32600 | 18.5 | 8.1 | 33000 | 23400 | 70.91% | 2.02 | 0 | 9.5 |  |  |  | No | R-410A | 2.7167 | Residential & Commercial | No
213296851 | Central HP <5.4 tons | CHAMPION HEATING AND COOLING | HRCU-A-CB (Split System: Heat Pump with Remote Outdoor Unit-Air-Source) | HMH72B341 |  |  | XAHC30CXXN1+TXV | Z8ET080B12LMPS1 | 31800 | 18 | 8.1 | 32200 | 22600 | 70.19% | 2 | 0 | 9.5 |  |  |  | No | R-410A | 2.65 | Residential & Commercial | No
211393591 | Central HP <5.4 tons | LUXAIRE | HRCU-A-CB (Split System: Heat Pump with Remote Outdoor Unit-Air-Source) | HMH72B341 |  |  | XAUB30CXXN1+TXV | TL8E060A12UH11 | 32800 | 18 | 8.1 | 33400 | 23400 | 70.06% | 2.02 | 0 | 9.5 |  |  |  | No | R-410A | 2.7333 | Residential & Commercial | No
211394291 | Central HP <5.4 tons | LUXAIRE | HRCU-A-CB (Split System: Heat Pump with Remote Outdoor Unit-Air-Source) | HMH72B341 |  |  | XAHD48FXXN1+TXV | LP9C120D20MP13 | 33400 | 16.5 | 8.5 | 32000 | 23200 | 72.5% | 2.06 | 0 | 9.5 |  |  |  | No | R-410A | 2.7833 | Residential & Commercial | No
213073437 | Central HP <5.4 tons | ACIQ | HRCU-A-CB (Split System: Heat Pump with Remote Outdoor Unit-Air-Source) | DLCURAH30ABK |  |  | EA*4X43L21A* | *92ESN0601714A* | 30400 | 15.2 | 8.1 | 33000 | 26200 | 79.39% | 1.84 | 0 | 9 |  |  |  | No | R-410A | 2.5333 | Residential & Commercial | No
212977073 | Central HP <5.4 tons | DAY & NIGHT | HRCU-A-CB (Split System: Heat Pump with Remote Outdoor Unit-Air-Source) | DLCURAH30ABK |  |  | EN(A,D,W)4X42L21** | *96VTN1002122B* | 29800 | 15.2 | 8.1 | 34200 | 27800 | 81.29% | 1.8 | 0 | 9 |  |  |  | No | R-410A | 2.4833 | Residential & Commercial | No
212979731 | Central HP <5.4 tons | DAY & NIGHT | HRCU-A-CB (Split System: Heat Pump with Remote Outdoor Unit-Air-Source) | DLCURAH30ABK |  |  | EA*4X42L21A* | *80MS(N,L)0901714A* | 30000 | 15.2 | 8.1 | 34200 | 27600 | 80.7% | 1.8 | 0 | 9 |  |  |  | No | R-410A | 2.5 | Residential & Commercial | No
212982942 | Central HP <5.4 tons | DAY & NIGHT | HRCU-A-CB (Split System: Heat Pump with Remote Outdoor Unit-Air-Source) | DLCURAH30ABK |  |  | EA*4X37L21A* | *80MSU0802120A* | 30600 | 15.2 | 8.1 | 33400 | 26200 | 78.44% | 1.86 | 0 | 9 |  |  |  | No | R-410A | 2.55 | Residential & Commercial | No
213297101 | Central HP <5.4 tons | CHAMPION HEATING AND COOLING | HRCU-A-CB (Split System: Heat Pump with Remote Outdoor Unit-Air-Source) | HMH72B341 |  |  | XAFB30CXXN1+TXV | Z8ET080B12LMPS1 | 33000 | 18.5 | 8.1 | 33000 | 23400 | 70.91% | 2.04 | 0 | 9.5 |  |  |  | No | R-410A | 2.75 | Residential & Commercial | No
213297136 | Central HP <5.4 tons | CHAMPION HEATING AND COOLING | HRCU-A-CB (Split System: Heat Pump with Remote Outdoor Unit-Air-Source) | HMH72B341 |  |  | XAUC48FXXN1+TXV | Z8ES120C16LMPS1 | 34000 | 16.5 | 8.5 | 32800 | 23400 | 71.34% | 2.1 | 0 | 9.5 |  |  |  | No | R-410A | 2.8333 | Residential & Commercial | No
213297371 | Central HP <5.4 tons | CHAMPION HEATING AND COOLING | HRCU-A-CB (Split System: Heat Pump with Remote Outdoor Unit-Air-Source) | HMH72B341 |  |  | XAFB30CXXN1+TXV | Z8ES100B12LMPS1 | 32800 | 18 | 8.5 | 33000 | 23200 | 70.3% | 2.04 | 0 | 9.5 |  |  |  | No | R-410A | 2.7333 | Residential & Commercial | No
213297721 | Central HP <5.4 tons | CHAMPION HEATING AND COOLING | HRCU-A-CB (Split System: Heat Pump with Remote Outdoor Unit-Air-Source) | HMH72B341 |  |  | XAFC30CXXN1+TXV | Z9ES060B12SMPS1 | 32400 | 17 | 8.1 | 33000 | 23200 | 70.3% | 2.02 | 0 | 9.5 |  |  |  | No | R-410A | 2.7 | Residential & Commercial | No
213297016 | Central HP <5.4 tons | CHAMPION HEATING AND COOLING | HRCU-A-CB (Split System: Heat Pump with Remote Outdoor Unit-Air-Source) | HMH72B341 |  |  | XAFB36DXXN1+TXV | Z9ET080B12SMPS1 | 34000 | 18.5 | 8.1 | 33400 | 24200 | 72.46% | 2.08 | 0 | 9.5 |  |  |  | No | R-410A | 2.8333 | Residential & Commercial | No
212982613 | Central HP <5.4 tons | BRYANT HEATING AND COOLING SYSTEMS | HRCU-A-CB (Split System: Heat Pump with Remote Outdoor Unit-Air-Source) | 38MURAQ30AB3* |  |  | CAP**3621AL* | 83*SB48060M17*** | 29600 | 15.2 | 8.1 | 34000 | 27800 | 81.76% | 1.78 | 0 | 9 |  |  |  | No | R-410A | 2.4667 | Residential & Commercial | No
213297586 | Central HP <5.4 tons | CHAMPION HEATING AND COOLING | HRCU-A-CB (Split System: Heat Pump with Remote Outdoor Unit-Air-Source) | HMH72B341 |  |  | XAFB36DXXN1+TXV | Z8ES100B12LMPS1 | 34000 | 18 | 8.1 | 34000 | 24600 | 72.35% | 2.1 | 0 | 9.5 |  |  |  | No | R-410A | 2.8333 | Residential & Commercial | No
213297686 | Central HP <5.4 tons | CHAMPION HEATING AND COOLING | HRCU-A-CB (Split System: Heat Pump with Remote Outdoor Unit-Air-Source) | HMH72B341 |  |  | XAFC36DBCN1 | Z9ET100C16SMPS1 | 34800 | 18.5 | 8.5 | 34800 | 24400 | 70.11% | 2.06 | 0 | 9.5 |  |  |  | No | R-410A | 2.9 | Residential & Commercial | No
213297771 | Central HP <5.4 tons | CHAMPION HEATING AND COOLING | HRCU-A-CB (Split System: Heat Pump with Remote Outdoor Unit-Air-Source) | HMH72B341 |  |  | XAFC30CXXN1+TXV | Z8ES120C16SMPS1 | 33600 | 18 | 8.5 | 33000 | 23400 | 70.91% | 2.06 | 0 | 9.5 |  |  |  | No | R-410A | 2.8 | Residential & Commercial | No
213075285 | Central HP <5.4 tons | ACIQ | HRCU-A-CB (Split System: Heat Pump with Remote Outdoor Unit-Air-Source) | DLCURAH36ABK |  |  | EA*4X42L21A* | OLV112A16A | 35400 | 15.2 | 8.1 | 39500 | 35200 | 89.11% | 1.88 | 0 | 9.5 |  |  |  | No | R-410A | 2.95 | Residential & Commercial | No
213297821 | Central HP <5.4 tons | CHAMPION HEATING AND COOLING | HRCU-A-CB (Split System: Heat Pump with Remote Outdoor Unit-Air-Source) | HMH72B341 |  |  | XAFB30CXXN1+TXV | Z8ES080B12SMPS1 | 33000 | 18 | 8.5 | 33000 | 23400 | 70.91% | 2.04 | 0 | 9.5 |  |  |  | No | R-410A | 2.75 | Residential & Commercial | No
212983152 | Central HP <5.4 tons | BRYANT HEATING AND COOLING SYSTEMS | HRCU-A-CB (Split System: Heat Pump with Remote Outdoor Unit-Air-Source) | 38MURAQ24AB3* |  |  | CAP**3017AL* | 912SE36040M17*** | 23400 | 16 | 8.5 | 26400 | 24800 | 93.94% | 2.04 | 0 | 9.5 |  |  |  | No | R-410A | 1.95 | Residential & Commercial | No
215319124 | Central HP <5.4 tons | SMART COMFORT | HRCU-A-CB (Split System: Heat Pump with Remote Outdoor Unit-Air-Source) | D5CURAH60AAK |  |  | D5FUAAH60XAK |  | 54000 | 15.2 | 8.4 | 54000 | 38000 | 70.37% | 1.8 | 0 | 8.7 |  |  |  | No | R-454B | 4.5 | Residential & Commercial | No
211389130 | Central HP <5.4 tons | LUXAIRE | HRCU-A-CB (Split System: Heat Pump with Remote Outdoor Unit-Air-Source) | HMH72B341 |  |  | XAUB30CXXN1+TXV | TM9E060B12MP12 | 32600 | 17 | 8.1 | 33600 | 23600 | 70.24% | 2 | 0 | 9.5 |  |  |  | No | R-410A | 2.7167 | Residential & Commercial | No
211389482 | Central HP <5.4 tons | LUXAIRE | HRCU-A-CB (Split System: Heat Pump with Remote Outdoor Unit-Air-Source) | HMH72B341 |  |  | XAHC36DBCN1 | TM8Y080C16MP11 | 34000 | 18 | 8.1 | 34000 | 24400 | 71.76% | 2.06 | 0 | 9.5 |  |  |  | No | R-410A | 2.8333 | Residential & Commercial | No
212985285 | Central HP <5.4 tons | TEMPSTAR | HRCU-A-CB (Split System: Heat Pump with Remote Outdoor Unit-Air-Source) | DLCURAH30ABK |  |  | EA*4X42L21A* | *92MSN1002120A* | 30200 | 15.2 | 8.1 | 34200 | 27400 | 80.12% | 1.8 | 0 | 9 |  |  |  | No | R-410A | 2.5167 | Residential & Commercial | No
211389497 | Central HP <5.4 tons | LUXAIRE | HRCU-A-CB (Split System: Heat Pump with Remote Outdoor Unit-Air-Source) | HMH72B341 |  |  | XAHC30CXXN1+TXV | TM8Y100C16MP11 | 32600 | 18 | 8.1 | 33000 | 23200 | 70.3% | 2 | 0 | 9 |  |  |  | No | R-410A | 2.7167 | Residential & Commercial | No
211389833 | Central HP <5.4 tons | LUXAIRE | HRCU-A-CB (Split System: Heat Pump with Remote Outdoor Unit-Air-Source) | HMH72B341 |  |  | XAHB30CXXN1+TXV | TM8Y060A12MP11 | 31800 | 17 | 8.1 | 32600 | 23000 | 70.55% | 1.98 | 0 | 9.5 |  |  |  | No | R-410A | 2.65 | Residential & Commercial | No
210025749 | Central HP <5.4 tons | SMART COMFORT | HRCU-A-CB (Split System: Heat Pump with Remote Outdoor Unit-Air-Source) | DLCURAH60ABK |  |  | DLFUAAH60XAK |  | 55000 | 15.3 | 9.4 | 59000 | 48500 | 82.2% | 1.91 | 9 | 8.8 |  |  |  | No | R-410A | 4.5833 | Residential & Commercial | No
211390051 | Central HP <5.4 tons | LUXAIRE | HRCU-A-CB (Split System: Heat Pump with Remote Outdoor Unit-Air-Source) | HMH72B341 |  |  | XAHC36DBCN1 | TPLC100C16MP13 | 34000 | 17 | 8.1 | 34000 | 24600 | 72.35% | 2.08 | 0 | 9.5 |  |  |  | No | R-410A | 2.8333 | Residential & Commercial | No
211390134 | Central HP <5.4 tons | LUXAIRE | HRCU-A-CB (Split System: Heat Pump with Remote Outdoor Unit-Air-Source) | HMH72B341 |  |  | XAHC30CXXN1+TXV | TPLC100C16MP13 | 32400 | 17 | 8.1 | 32400 | 22800 | 70.37% | 2 | 0 | 9.5 |  |  |  | No | R-410A | 2.7 | Residential & Commercial | No
211378311 | Central HP <5.4 tons | YORK | HRCU-A-CB (Split System: Heat Pump with Remote Outdoor Unit-Air-Source) | HMH72B341 |  |  | XAFC30CXXN1+TXV | YPLC080B12MP13 | 32400 | 17 | 8.1 | 34000 | 23800 | 70% | 2 | 0 | 9.5 |  |  |  | No | R-410A | 2.7 | Residential & Commercial | No
211378344 | Central HP <5.4 tons | YORK | HRCU-A-CB (Split System: Heat Pump with Remote Outdoor Unit-Air-Source) | HMH72B341 |  |  | XAFB30CXXN1+TXV | TPLC080B12MP13 | 32400 | 17 | 8.1 | 33600 | 23600 | 70.24% | 2 | 0 | 9.5 |  |  |  | No | R-410A | 2.7 | Residential & Commercial | No
213078190 | Central HP <5.4 tons | COMFORTMAKER | HRCU-A-CB (Split System: Heat Pump with Remote Outdoor Unit-Air-Source) | DLCURAH36ABK |  |  | EA*4X42L21A* | *80MS(N,L)0702116A* | 35000 | 16.5 | 8.1 | 38500 | 35000 | 90.91% | 1.88 | 0 | 9.5 |  |  |  | No | R-410A | 2.9167 | Residential & Commercial | No
213078272 | Central HP <5.4 tons | COMFORTMAKER | HRCU-A-CB (Split System: Heat Pump with Remote Outdoor Unit-Air-Source) | DLCURAH36ABK |  |  | EA*4X36L21A* | *80MS(N,L)0901714A* | 35200 | 16 | 8.1 | 38500 | 35200 | 91.43% | 1.84 | 0 | 9.5 |  |  |  | No | R-410A | 2.9333 | Residential & Commercial | No
211379267 | Central HP <5.4 tons | YORK | HRCU-A-CB (Split System: Heat Pump with Remote Outdoor Unit-Air-Source) | HMH72B341 |  |  | XAHC48FXXN1+TXV | TM9V080C16MP12 | 32800 | 16.5 | 8.5 | 31800 | 23200 | 72.96% | 2.02 | 0 | 9 |  |  |  | No | R-410A | 2.7333 | Residential & Commercial | No
212988057 | Central HP <5.4 tons | TEMPSTAR | HRCU-A-CB (Split System: Heat Pump with Remote Outdoor Unit-Air-Source) | DLCURAH30ABK |  |  | EA*4X42L21A* | *96MSN1002120A* | 30200 | 15.2 | 8.5 | 34000 | 27400 | 80.59% | 1.8 | 0 | 9 |  |  |  | No | R-410A | 2.5167 | Residential & Commercial | No
212979737 | Central HP <5.4 tons | CARRIER | HRCU-A-CB (Split System: Heat Pump with Remote Outdoor Unit-Air-Source) | 38MURAQ30AB3* |  |  | CAP**4321AL* | 58S(B,C)*B090M17**14 | 30400 | 15.2 | 8.1 | 33000 | 26400 | 80% | 1.84 | 0 | 9 |  |  |  | No | R-410A | 2.5333 | Residential & Commercial | No
212980899 | Central HP <5.4 tons | BRYANT HEATING AND COOLING SYSTEMS | HRCU-A-CB (Split System: Heat Pump with Remote Outdoor Unit-Air-Source) | 38MURAQ30AB3* |  |  | CAP**3621AL* | 8(0,1)*SB60110M21*** | 30200 | 15.2 | 8.1 | 34400 | 27800 | 80.81% | 1.8 | 0 | 9 |  |  |  | No | R-410A | 2.5167 | Residential & Commercial | No
212982937 | Central HP <5.4 tons | BRYANT HEATING AND COOLING SYSTEMS | HRCU-A-CB (Split System: Heat Pump with Remote Outdoor Unit-Air-Source) | 38MURAQ30AB3* |  |  | CAP**3721AL* | 83*SB60080M21*** | 30600 | 15.2 | 8.1 | 33400 | 26200 | 78.44% | 1.86 | 0 | 9 |  |  |  | No | R-410A | 2.55 | Residential & Commercial | No
212978532 | Central HP <5.4 tons | CARRIER | HRCU-A-CB (Split System: Heat Pump with Remote Outdoor Unit-Air-Source) | 38MURAQ30AB3* |  |  | CAP**3721AL* | 58S(B,C)*B070M17**12 | 30400 | 15.2 | 8.1 | 33000 | 26400 | 80% | 1.84 | 0 | 9 |  |  |  | No | R-410A | 2.5333 | Residential & Commercial | No
212981319 | Central HP <5.4 tons | BRYANT HEATING AND COOLING SYSTEMS | HRCU-A-CB (Split System: Heat Pump with Remote Outdoor Unit-Air-Source) | 38MURAQ30AB3* |  |  | CAP**4224AL* | 8(0,1)*SB60155M24*** | 29800 | 15.2 | 8.1 | 34200 | 27600 | 80.7% | 1.8 | 0 | 9 |  |  |  | No | R-410A | 2.4833 | Residential & Commercial | No
215679445 | Central HP <5.4 tons | HEIL | HRCU-A-CB (Split System: Heat Pump with Remote Outdoor Unit-Air-Source) | H5H0V36*K*AAA* |  |  | EA*5X43M21A*+WALLCON | *97CTN0601716A* | 34200 | 17.5 | 9 | 35600 | 25400 | 71.35% | 1.88 | 0 | 9.5 |  |  |  | No | R-454B | 2.85 | Residential & Commercial | No
211240241 | Central HP <5.4 tons | HEIL | HRCU-A-CB (Split System: Heat Pump with Remote Outdoor Unit-Air-Source) | DLCURAH24ABK |  |  | EA*4X24L14A* | *96VSN0401410A* | 23400 | 15.5 | 8.5 | 26800 | 24800 | 92.54% | 2.04 | 0 | 9.5 |  |  |  | No | R-410A | 1.95 | Residential & Commercial | No
212982121 | Central HP <5.4 tons | BRYANT HEATING AND COOLING SYSTEMS | HRCU-A-CB (Split System: Heat Pump with Remote Outdoor Unit-Air-Source) | 38MURAQ30AB3* |  |  | CAP**3621AL* | 83*SB36040M17*** | 29800 | 15.2 | 8.5 | 33800 | 27800 | 82.25% | 1.76 | 0 | 9 |  |  |  | No | R-410A | 2.4833 | Residential & Commercial | No
212982625 | Central HP <5.4 tons | BRYANT HEATING AND COOLING SYSTEMS | HRCU-A-CB (Split System: Heat Pump with Remote Outdoor Unit-Air-Source) | 38MURAQ30AB3* |  |  | CAP**3721AL* | 83*SB48060M17*** | 30800 | 15.2 | 8.5 | 33000 | 26200 | 79.39% | 1.84 | 0 | 9 |  |  |  | No | R-410A | 2.5667 | Residential & Commercial | No
215677815 | Central HP <5.4 tons | HEIL | HRCU-A-CB (Split System: Heat Pump with Remote Outdoor Unit-Air-Source) | H5H0V60*K*AAA* |  |  | EA*5X60M24A*+WALLCON | *95CSU1002122B* | 55000 | 18.5 | 8.5 | 59000 | 41500 | 70.34% | 2.04 | 0 | 9 |  |  |  | No | R-454B | 4.5833 | Residential & Commercial | No
215677915 | Central HP <5.4 tons | HEIL | HRCU-A-CB (Split System: Heat Pump with Remote Outdoor Unit-Air-Source) | H5H0V60*K*AAA* |  |  | EA*5X61M24A*+WALLCON | *80CTL0702120B* | 55500 | 18.5 | 9 | 60000 | 42000 | 70% | 2 | 0 | 8.5 |  |  |  | No | R-454B | 4.625 | Residential & Commercial | No
215678165 | Central HP <5.4 tons | HEIL | HRCU-A-CB (Split System: Heat Pump with Remote Outdoor Unit-Air-Source) | H5H0V60*K*AAA* |  |  | ESH5X60M12A*+WALLCON | *96CTN1002122B* | 55500 | 17 | 8.5 | 60000 | 42000 | 70% | 1.9 | 0 | 8.5 |  |  |  | No | R-454B | 4.625 | Residential & Commercial | No
215681305 | Central HP <5.4 tons | HEIL | HRCU-A-CB (Split System: Heat Pump with Remote Outdoor Unit-Air-Source) | H5H0V48*K*AAA* |  |  | EA*5X48M21A*+WALLCON | *80CSU0401712B* | 44000 | 17.5 | 9 | 48500 | 34000 | 70.1% | 2.04 | 0 | 9.5 |  |  |  | No | R-454B | 3.6667 | Residential & Commercial | No
215681355 | Central HP <5.4 tons | HEIL | HRCU-A-CB (Split System: Heat Pump with Remote Outdoor Unit-Air-Source) | H5H0V48*K*AAA* |  |  | EA*5X48M21A*+WALLCON | *97CTN0802120A* | 44000 | 17.5 | 9 | 48500 | 34200 | 70.52% | 2.06 | 0 | 9.5 |  |  |  | No | R-454B | 3.6667 | Residential & Commercial | No
213073362 | Central HP <5.4 tons | ACIQ | HRCU-A-CB (Split System: Heat Pump with Remote Outdoor Unit-Air-Source) | DLCURAH30ABK |  |  | EA*4X42L21A* | *80ES(N,L)0702116A* | 29600 | 15.2 | 8.1 | 33600 | 27400 | 81.55% | 1.78 | 0 | 9 |  |  |  | No | R-410A | 2.4667 | Residential & Commercial | No
212982217 | Central HP <5.4 tons | BRYANT HEATING AND COOLING SYSTEMS | HRCU-A-CB (Split System: Heat Pump with Remote Outdoor Unit-Air-Source) | 38MURAQ30AB3* |  |  | CNPV*4217AL* | 83*SB36040M17*** | 29800 | 15.2 | 8.5 | 33600 | 27000 | 80.36% | 1.82 | 0 | 9 |  |  |  | No | R-410A | 2.4833 | Residential & Commercial | No
212982637 | Central HP <5.4 tons | BRYANT HEATING AND COOLING SYSTEMS | HRCU-A-CB (Split System: Heat Pump with Remote Outdoor Unit-Air-Source) | 38MURAQ30AB3* |  |  | CAP**4221AL* | 83*SB48060M17*** | 29800 | 15.2 | 8.1 | 33800 | 27400 | 81.07% | 1.8 | 0 | 9 |  |  |  | No | R-410A | 2.4833 | Residential & Commercial | No
215682115 | Central HP <5.4 tons | HEIL | HRCU-A-CB (Split System: Heat Pump with Remote Outdoor Unit-Air-Source) | H5H0V48*K*AAA* |  |  | EVD5X48M21A*+WALLCON | *80CSU0601716B* | 47000 | 18 | 9 | 50000 | 36400 | 72.8% | 2 | 0 | 9.5 |  |  |  | No | R-454B | 3.9167 | Residential & Commercial | No
212973188 | Central HP <5.4 tons | HEIL | HRCU-A-CB (Split System: Heat Pump with Remote Outdoor Unit-Air-Source) | DLCURAH24ABK |  |  | EA*4X24L17A* | *96VSN0401712B* | 23400 | 16 | 8.5 | 27000 | 26200 | 97.04% | 2.18 | 0 | 9.5 |  |  |  | No | R-410A | 1.95 | Residential & Commercial | No
212970412 | Central HP <5.4 tons | HEIL | HRCU-A-CB (Split System: Heat Pump with Remote Outdoor Unit-Air-Source) | DLCURAH36ABK |  |  | EA*4X42L21A* | *80VSL0701716B* | 35400 | 15.5 | 8.1 | 38500 | 35200 | 91.43% | 1.9 | 0 | 9.5 |  |  |  | No | R-410A | 2.95 | Residential & Commercial | No
214229283 | Central HP <5.4 tons | DAY & NIGHT | HRCU-A-CB (Split System: Heat Pump with Remote Outdoor Unit-Air-Source) | DLCURAH36ABK |  |  | EA*4X36L17A* | *80MSU0601716A* | 34800 | 16 | 8.1 | 38500 | 35200 | 91.43% | 1.82 | 0 | 9.5 |  |  |  | No | R-410A | 2.9 | Residential & Commercial | No
211388531 | Central HP <5.4 tons | LUXAIRE | HRCU-A-CB (Split System: Heat Pump with Remote Outdoor Unit-Air-Source) | HMH72B341 |  |  | XAFB30CXXN1+TXV | TM9V040A10MP12 | 32000 | 16.5 | 8.1 | 33400 | 23400 | 70.06% | 2 | 0 | 9.5 |  |  |  | No | R-410A | 2.6667 | Residential & Commercial | No
211226335 | Central HP <5.4 tons | TEMPSTAR | HRCU-A-CB (Split System: Heat Pump with Remote Outdoor Unit-Air-Source) | DLCURAH36ABK |  |  | EA*4X36L21A* | *92ESN0601714A* | 35200 | 16 | 8.1 | 38500 | 35200 | 91.43% | 1.82 | 0 | 9.5 |  |  |  | No | R-410A | 2.9333 | Residential & Commercial | No
211226418 | Central HP <5.4 tons | TEMPSTAR | HRCU-A-CB (Split System: Heat Pump with Remote Outdoor Unit-Air-Source) | DLCURAH36ABK |  |  | EA*4X36L21A* | *96VTN1002120A* | 35600 | 15.5 | 8.1 | 39500 | 35200 | 89.11% | 1.84 | 0 | 9.5 |  |  |  | No | R-410A | 2.9667 | Residential & Commercial | No
210025757 | Central HP <5.4 tons | BLUERIDGE | HRCU-A-CB (Split System: Heat Pump with Remote Outdoor Unit-Air-Source) | BMAH6016C |  |  | BMAH6016I |  | 55000 | 15.3 | 9.4 | 59000 | 48500 | 82.2% | 1.91 | 9 | 8.8 |  |  |  | No | R-410A | 4.5833 | Residential & Commercial | No
215681535 | Central HP <5.4 tons | HEIL | HRCU-A-CB (Split System: Heat Pump with Remote Outdoor Unit-Air-Source) | H5H0V48*K*AAA* |  |  | EA*5X61M24A*+WALLCON | *80CSU1002120B* | 46000 | 18 | 9 | 47500 | 33600 | 70.74% | 2.08 | 0 | 9.5 |  |  |  | No | R-454B | 3.8333 | Residential & Commercial | No
215677385 | Central HP <5.4 tons | HEIL | HRCU-A-CB (Split System: Heat Pump with Remote Outdoor Unit-Air-Source) | H5H0V60*K*AAA* |  |  | EVD5X60M21A*+WALLCON | *95CSU1002122B* | 57000 | 18 | 9 | 63500 | 44500 | 70.08% | 2.08 | 0 | 9 |  |  |  | No | R-454B | 4.75 | Residential & Commercial | No
211240786 | Central HP <5.4 tons | COMFORTMAKER | HRCU-A-CB (Split System: Heat Pump with Remote Outdoor Unit-Air-Source) | DLCURAH24ABK |  |  | EA*4X24L17A* | OLV098A12* | 23000 | 16 | 8.5 | 26400 | 26000 | 98.48% | 2.18 | 0 | 9.5 |  |  |  | No | R-410A | 1.9167 | Residential & Commercial | No
209852127 | Central HP <5.4 tons | SMART COMFORT | HRCU-A-CB (Split System: Heat Pump with Remote Outdoor Unit-Air-Source) | DLCURAH48ABK |  |  | DLFUAAH48XAK |  | 47000 | 15.6 | 9.4 | 50000 | 46000 | 92% | 1.9 | 8.5 | 8.2 |  |  |  | No | R-410A | 3.9167 | Residential & Commercial | No
215681735 | Central HP <5.4 tons | HEIL | HRCU-A-CB (Split System: Heat Pump with Remote Outdoor Unit-Air-Source) | H5H0V48*K*AAA* |  |  | ESH5X60M12A*+WALLCON | *97CTN1002122A* | 45500 | 16.5 | 8.5 | 48000 | 33800 | 70.42% | 2.08 | 0 | 9.5 |  |  |  | No | R-454B | 3.7917 | Residential & Commercial | No
215681475 | Central HP <5.4 tons | HEIL | HRCU-A-CB (Split System: Heat Pump with Remote Outdoor Unit-Air-Source) | H5H0V48*K*AAA* |  |  | EA*5X61M21A*+WALLCON | *80CSU1002120B* | 46000 | 17.5 | 9 | 47500 | 33600 | 70.74% | 2.06 | 0 | 9.5 |  |  |  | No | R-454B | 3.8333 | Residential & Commercial | No
211390485 | Central HP <5.4 tons | LUXAIRE | HRCU-A-CB (Split System: Heat Pump with Remote Outdoor Unit-Air-Source) | HMH72B341 |  |  | XAHC30CXXN1+TXV | TPLC080B12MP13 | 31800 | 16.5 | 8.1 | 33000 | 23200 | 70.3% | 1.96 | 0 | 9 |  |  |  | No | R-410A | 2.65 | Residential & Commercial | No
213297871 | Central HP <5.4 tons | CHAMPION HEATING AND COOLING | HRCU-A-CB (Split System: Heat Pump with Remote Outdoor Unit-Air-Source) | HMH72B341 |  |  | XAHC36DBCN1 | Z9ES100C20SMPS1 | 34000 | 17 | 8.1 | 33400 | 23600 | 70.66% | 2.06 | 0 | 9.5 |  |  |  | No | R-410A | 2.8333 | Residential & Commercial | No
213297886 | Central HP <5.4 tons | CHAMPION HEATING AND COOLING | HRCU-A-CB (Split System: Heat Pump with Remote Outdoor Unit-Air-Source) | HMH72B341 |  |  | XAFB30CXXN1+TXV | Z9ES080B12SMPS1 | 32600 | 17 | 8.1 | 33000 | 23200 | 70.3% | 2.02 | 0 | 9.5 |  |  |  | No | R-410A | 2.7167 | Residential & Commercial | No
215681785 | Central HP <5.4 tons | HEIL | HRCU-A-CB (Split System: Heat Pump with Remote Outdoor Unit-Air-Source) | H5H0V48*K*AAA* |  |  | EVM5X48M21A*+WALLCON | *80CSU1002120B* | 47000 | 18 | 9 | 50000 | 36400 | 72.8% | 2 | 0 | 9.5 |  |  |  | No | R-454B | 3.9167 | Residential & Commercial | No
215679355 | Central HP <5.4 tons | HEIL | HRCU-A-CB (Split System: Heat Pump with Remote Outdoor Unit-Air-Source) | H5H0V36*K*AAA* |  |  | EA*5X42M21A*+WALLCON | *80CSU0401712B* | 33200 | 17.5 | 8.5 | 35800 | 25600 | 71.51% | 1.86 | 0 | 9.5 |  |  |  | No | R-454B | 2.7667 | Residential & Commercial | No
215679505 | Central HP <5.4 tons | HEIL | HRCU-A-CB (Split System: Heat Pump with Remote Outdoor Unit-Air-Source) | H5H0V36*K*AAA* |  |  | EA*5X48M21A*+WALLCON | *80CSU0601716B* | 33800 | 18 | 9 | 35000 | 25000 | 71.43% | 1.9 | 0 | 9.5 |  |  |  | No | R-454B | 2.8167 | Residential & Commercial | No
215679785 | Central HP <5.4 tons | HEIL | HRCU-A-CB (Split System: Heat Pump with Remote Outdoor Unit-Air-Source) | H5H0V36*K*AAA* |  |  | ESH5X42M12A*+WALLCON | *96CTN0802120B* | 34000 | 16 | 8.5 | 35600 | 25200 | 70.79% | 1.76 | 0 | 9.5 |  |  |  | No | R-454B | 2.8333 | Residential & Commercial | No
215679865 | Central HP <5.4 tons | HEIL | HRCU-A-CB (Split System: Heat Pump with Remote Outdoor Unit-Air-Source) | H5H0V36*K*AAA* |  |  | ESH5X48M12A*+WALLCON | *96CTN0802120B* | 34200 | 16 | 8.5 | 35400 | 25200 | 71.19% | 1.88 | 0 | 9.5 |  |  |  | No | R-454B | 2.85 | Residential & Commercial | No
212979470 | Central HP <5.4 tons | TEMPSTAR | HRCU-A-CB (Split System: Heat Pump with Remote Outdoor Unit-Air-Source) | DLCURAH30ABK |  |  | EA*4X43L21A* | *80MS(N,L)0702116A* | 30400 | 15.2 | 8.1 | 33400 | 28400 | 85.03% | 1.76 | 0 | 9 |  |  |  | No | R-410A | 2.5333 | Residential & Commercial | No
212980220 | Central HP <5.4 tons | TEMPSTAR | HRCU-A-CB (Split System: Heat Pump with Remote Outdoor Unit-Air-Source) | DLCURAH30ABK |  |  | EA*4X42L24A* | *80MS(N,L)0902116A* | 29600 | 15.2 | 8.1 | 33800 | 27600 | 81.66% | 1.78 | 0 | 9 |  |  |  | No | R-410A | 2.4667 | Residential & Commercial | No
211378359 | Central HP <5.4 tons | YORK | HRCU-A-CB (Split System: Heat Pump with Remote Outdoor Unit-Air-Source) | HMH72B341 |  |  | XAHB36DXXN1+TXV | TM8V060A12MP12 | 33400 | 16.5 | 8.1 | 33600 | 23800 | 70.83% | 2.02 | 0 | 9.5 |  |  |  | No | R-410A | 2.7833 | Residential & Commercial | No
215677903 | Central HP <5.4 tons | CARRIER | HRCU-A-CB (Split System: Heat Pump with Remote Outdoor Unit-Air-Source) | 27VNA060A*030* |  |  | CAA**6124AM*+UI | 58CU*A100C21**20 | 56000 | 18 | 9 | 60000 | 42000 | 70% | 2 | 0 | 9 |  |  |  | No | R-454B | 4.6667 | Residential & Commercial | No
208101246 | Central HP <5.4 tons | BLUERIDGE | HRCU-A-CB (Split System: Heat Pump with Remote Outdoor Unit-Air-Source) | BMAH4816C |  |  | BMAH4816I |  | 47000 | 15.6 | 9.4 | 50000 | 46000 | 92% | 1.9 | 8.5 | 8.2 |  |  |  | No | R-410A | 3.9167 | Residential & Commercial | No
211226310 | Central HP <5.4 tons | HEIL | HRCU-A-CB (Split System: Heat Pump with Remote Outdoor Unit-Air-Source) | DLCURAH36ABK |  |  | EA*4X36L21A* | *80ESU1002120A* | 35200 | 16 | 8.1 | 38500 | 35200 | 91.43% | 1.82 | 0 | 9.5 |  |  |  | No | R-410A | 2.9333 | Residential & Commercial | No
215681385 | Central HP <5.4 tons | HEIL | HRCU-A-CB (Split System: Heat Pump with Remote Outdoor Unit-Air-Source) | H5H0V48*K*AAA* |  |  | EA*5X60M24A*+WALLCON | *80CSU0802120B* | 45500 | 18 | 9 | 47000 | 33400 | 71.06% | 2.06 | 0 | 9.5 |  |  |  | No | R-454B | 3.7917 | Residential & Commercial | No
211712946 | Central HP <5.4 tons | COMFORTMAKER | HRCU-A-CB (Split System: Heat Pump with Remote Outdoor Unit-Air-Source) | DLCURAH30ABK |  |  | EA*4X42L24A* | *80ESU0802120A | 29800 | 15.2 | 8.1 | 33800 | 27200 | 80.47% | 1.78 | 0 | 9 |  |  |  | No | R-410A | 2.4833 | Residential & Commercial | No
213353812 | Central HP <5.4 tons | DAY & NIGHT | HRCU-A-CB (Split System: Heat Pump with Remote Outdoor Unit-Air-Source) | DLCURAH30ABK |  |  | F5MA4*30L*B* |  | 30000 | 15.2 | 8.5 | 33600 | 27200 | 80.95% | 1.8 | 0 | 9 |  |  |  | No | R-410A | 2.5 | Residential & Commercial | No
212980529 | Central HP <5.4 tons | TEMPSTAR | HRCU-A-CB (Split System: Heat Pump with Remote Outdoor Unit-Air-Source) | DLCURAH30ABK |  |  | EA*4X42L21A* | *80MS(N,L)0902120A* | 30200 | 15.2 | 8.1 | 34400 | 27600 | 80.23% | 1.78 | 0 | 9 |  |  |  | No | R-410A | 2.5167 | Residential & Commercial | No
214229225 | Central HP <5.4 tons | AIRQUEST | HRCU-A-CB (Split System: Heat Pump with Remote Outdoor Unit-Air-Source) | DLCURAH30ABK |  |  | EA*4X36L17A* | *80MSU0601716A* | 29400 | 15.2 | 8.1 | 34000 | 27800 | 81.76% | 1.76 | 0 | 9 |  |  |  | No | R-410A | 2.45 | Residential & Commercial | No
215677245 | Central HP <5.4 tons | HEIL | HRCU-A-CB (Split System: Heat Pump with Remote Outdoor Unit-Air-Source) | H5H0V60*K*AAA* |  |  | EVM5X61M24A*+WALLCON | *95CSU0802120B* | 57500 | 18 | 9 | 64000 | 45000 | 70.31% | 2.08 | 0 | 9 |  |  |  | No | R-454B | 4.7917 | Residential & Commercial | No
211226313 | Central HP <5.4 tons | TEMPSTAR | HRCU-A-CB (Split System: Heat Pump with Remote Outdoor Unit-Air-Source) | DLCURAH36ABK |  |  | EA*4X36L21A* | *80ESU1002120A* | 35200 | 16 | 8.1 | 38500 | 35200 | 91.43% | 1.82 | 0 | 9.5 |  |  |  | No | R-410A | 2.9333 | Residential & Commercial | No
215682765 | Central HP <5.4 tons | HEIL | HRCU-A-CB (Split System: Heat Pump with Remote Outdoor Unit-Air-Source) | H5H0V60*K*AAA* |  |  | ESH5X60M12A*+WALLCON | *97CTN0802120A* | 55500 | 17 | 8.5 | 60000 | 42000 | 70% | 1.9 | 0 | 8.5 |  |  |  | No | R-454B | 4.625 | Residential & Commercial | No
215683065 | Central HP <5.4 tons | HEIL | HRCU-A-CB (Split System: Heat Pump with Remote Outdoor Unit-Air-Source) | H5H0V60*K*AAA* |  |  | EVD5X60M24A*+WALLCON | *80CSU0802120B* | 57000 | 18 | 9 | 62500 | 44000 | 70.4% | 2.1 | 0 | 9.5 |  |  |  | No | R-454B | 4.75 | Residential & Commercial | No
215683215 | Central HP <5.4 tons | HEIL | HRCU-A-CB (Split System: Heat Pump with Remote Outdoor Unit-Air-Source) | H5H0V60*K*AAA* |  |  | EVD5X61M24A*+WALLCON | *97CTN0802120A* | 57500 | 18.5 | 9 | 64000 | 45000 | 70.31% | 2.08 | 0 | 9 |  |  |  | No | R-454B | 4.7917 | Residential & Commercial | No
215674436 | Central HP <5.4 tons | HEIL | HRCU-A-CB (Split System: Heat Pump with Remote Outdoor Unit-Air-Source) | H5H0V48*K*AAA* |  |  | EA*5X61M21A*+WALLCON | *96CTN0801714B* | 45500 | 17.5 | 9 | 48000 | 33600 | 70% | 2.08 | 0 | 9.5 |  |  |  | No | R-454B | 3.7917 | Residential & Commercial | No
214229236 | Central HP <5.4 tons | AIRQUEST | HRCU-A-CB (Split System: Heat Pump with Remote Outdoor Unit-Air-Source) | DLCURAH30ABK |  |  | EA*4X37L17A* | *80MSU0601716A* | 30400 | 15.2 | 8.5 | 33400 | 26800 | 80.24% | 1.82 | 0 | 9 |  |  |  | No | R-410A | 2.5333 | Residential & Commercial | No
215677485 | Central HP <5.4 tons | HEIL | HRCU-A-CB (Split System: Heat Pump with Remote Outdoor Unit-Air-Source) | H5H0V60*K*AAA* |  |  | EVD5X60M24A*+WALLCON | *95CSU0802120B* | 56500 | 18 | 9 | 63500 | 44500 | 70.08% | 2.08 | 0 | 9 |  |  |  | No | R-454B | 4.7083 | Residential & Commercial | No
215677785 | Central HP <5.4 tons | HEIL | HRCU-A-CB (Split System: Heat Pump with Remote Outdoor Unit-Air-Source) | H5H0V60*K*AAA* |  |  | EA*5X60M24A*+WALLCON | *80CTL1102120B* | 55000 | 18.5 | 9 | 59000 | 41500 | 70.34% | 2.02 | 0 | 9 |  |  |  | No | R-454B | 4.5833 | Residential & Commercial | No
211226515 | Central HP <5.4 tons | TEMPSTAR | HRCU-A-CB (Split System: Heat Pump with Remote Outdoor Unit-Air-Source) | DLCURAH36ABK |  |  | EA*4X37L17A* | *80ES(N,L)0701712A* | 36000 | 15.2 | 8.1 | 38500 | 35000 | 90.91% | 2 | 0 | 9.5 |  |  |  | No | R-410A | 3 | Residential & Commercial | No
212984503 | Central HP <5.4 tons | TEMPSTAR | HRCU-A-CB (Split System: Heat Pump with Remote Outdoor Unit-Air-Source) | DLCURAH30ABK |  |  | EA*4X43L21A* | *92MSN0801716A* | 30400 | 15.5 | 8.1 | 33200 | 26400 | 79.52% | 1.84 | 0 | 9 |  |  |  | No | R-410A | 2.5333 | Residential & Commercial | No
212982949 | Central HP <5.4 tons | BRYANT HEATING AND COOLING SYSTEMS | HRCU-A-CB (Split System: Heat Pump with Remote Outdoor Unit-Air-Source) | 38MURAQ30AB3* |  |  | CAP**4221AL* | 83*SB60080M21*** | 29600 | 15.5 | 8.5 | 33600 | 27600 | 82.14% | 1.78 | 0 | 9 |  |  |  | No | R-410A | 2.4667 | Residential & Commercial | No
215666953 | Central HP <5.4 tons | DAY & NIGHT | HRCU-A-CB (Split System: Heat Pump with Remote Outdoor Unit-Air-Source) | C5H0V24*K*AAA* |  |  | EA*5X24M14A*+WALLCON | *96CTN0401410B* | 22400 | 15.5 | 8.5 | 24600 | 17300 | 70.33% | 1.82 | 0 | 9 |  |  |  | No | R-454B | 1.8667 | Residential & Commercial | No
215677835 | Central HP <5.4 tons | HEIL | HRCU-A-CB (Split System: Heat Pump with Remote Outdoor Unit-Air-Source) | H5H0V60*K*AAA* |  |  | EA*5X60M24A*+WALLCON | *97CMN0802120B* | 54500 | 18 | 8.5 | 59500 | 42000 | 70.59% | 1.9 | 0 | 8.5 |  |  |  | No | R-454B | 4.5417 | Residential & Commercial | No
215678135 | Central HP <5.4 tons | HEIL | HRCU-A-CB (Split System: Heat Pump with Remote Outdoor Unit-Air-Source) | H5H0V60*K*AAA* |  |  | ESH5X60M12A*+WALLCON | *97CMN0802120B* | 55500 | 17 | 8.5 | 60000 | 42000 | 70% | 1.9 | 0 | 8.5 |  |  |  | No | R-454B | 4.625 | Residential & Commercial | No
212980908 | Central HP <5.4 tons | TEMPSTAR | HRCU-A-CB (Split System: Heat Pump with Remote Outdoor Unit-Air-Source) | DLCURAH30ABK |  |  | EA*4X36L21A* | *80MS(N,L)1102120A* | 30200 | 15.2 | 8.1 | 34400 | 27800 | 80.81% | 1.8 | 0 | 9 |  |  |  | No | R-410A | 2.5167 | Residential & Commercial | No
212974141 | Central HP <5.4 tons | TEMPSTAR | HRCU-A-CB (Split System: Heat Pump with Remote Outdoor Unit-Air-Source) | DLCURAH30ABK |  |  | EA*4X37L21A* | *96VSN0802120B* | 30400 | 15.2 | 8.1 | 33400 | 27600 | 82.63% | 1.8 | 0 | 9 |  |  |  | No | R-410A | 2.5333 | Residential & Commercial | No
212979442 | Central HP <5.4 tons | BRYANT HEATING AND COOLING SYSTEMS | HRCU-A-CB (Split System: Heat Pump with Remote Outdoor Unit-Air-Source) | 38MURAQ30AB3* |  |  | CAP**4221AL* | 8(0,1)*SB48070M21*** | 29800 | 15.2 | 8.1 | 34200 | 27600 | 80.7% | 1.8 | 0 | 9 |  |  |  | No | R-410A | 2.4833 | Residential & Commercial | No
211226292 | Central HP <5.4 tons | TEMPSTAR | HRCU-A-CB (Split System: Heat Pump with Remote Outdoor Unit-Air-Source) | DLCURAH36ABK |  |  | EA*4X36L21A* | *80ES(N,L)1102120A* | 35200 | 16 | 8.1 | 38500 | 35200 | 91.43% | 1.82 | 0 | 9.5 |  |  |  | No | R-410A | 2.9333 | Residential & Commercial | No
212980944 | Central HP <5.4 tons | TEMPSTAR | HRCU-A-CB (Split System: Heat Pump with Remote Outdoor Unit-Air-Source) | DLCURAH30ABK |  |  | EA*4X42L24A* | *80MS(N,L)1102120A* | 30400 | 15.2 | 8.1 | 34400 | 27400 | 79.65% | 1.82 | 0 | 9 |  |  |  | No | R-410A | 2.5333 | Residential & Commercial | No
212981226 | Central HP <5.4 tons | TEMPSTAR | HRCU-A-CB (Split System: Heat Pump with Remote Outdoor Unit-Air-Source) | DLCURAH30ABK |  |  | EA*4X42L24A* | *80MS(N,L)1352420A* | 30200 | 15.2 | 8.1 | 34400 | 27400 | 79.65% | 1.8 | 0 | 9 |  |  |  | No | R-410A | 2.5167 | Residential & Commercial | No
212981327 | Central HP <5.4 tons | TEMPSTAR | HRCU-A-CB (Split System: Heat Pump with Remote Outdoor Unit-Air-Source) | DLCURAH30ABK |  |  | EA*4X42L24A* | *80MS(N,L)1552420A* | 29800 | 15.2 | 8.1 | 34200 | 28600 | 83.63% | 1.96 | 0 | 9 |  |  |  | No | R-410A | 2.4833 | Residential & Commercial | No
212982130 | Central HP <5.4 tons | TEMPSTAR | HRCU-A-CB (Split System: Heat Pump with Remote Outdoor Unit-Air-Source) | DLCURAH30ABK |  |  | EA*4X36L21A* | *80MSU0401712A* | 29800 | 15.2 | 8.5 | 33800 | 27800 | 82.25% | 1.76 | 0 | 9 |  |  |  | No | R-410A | 2.4833 | Residential & Commercial | No
212980198 | Central HP <5.4 tons | TEMPSTAR | HRCU-A-CB (Split System: Heat Pump with Remote Outdoor Unit-Air-Source) | DLCURAH30ABK |  |  | EA*4X37L21A* | *80MS(N,L)0902116A* | 30600 | 15.2 | 8.1 | 33200 | 26400 | 79.52% | 1.86 | 0 | 9 |  |  |  | No | R-410A | 2.55 | Residential & Commercial | No
212981117 | Central HP <5.4 tons | TEMPSTAR | HRCU-A-CB (Split System: Heat Pump with Remote Outdoor Unit-Air-Source) | DLCURAH30ABK |  |  | EA*4X42L24A* | *80MS(N,L)1102420A* | 30000 | 15.5 | 8.1 | 34200 | 28400 | 83.04% | 1.96 | 0 | 9 |  |  |  | No | R-410A | 2.5 | Residential & Commercial | No
212982154 | Central HP <5.4 tons | TEMPSTAR | HRCU-A-CB (Split System: Heat Pump with Remote Outdoor Unit-Air-Source) | DLCURAH30ABK |  |  | EA*4X37L21A* | *80MSU0401712A* | 30400 | 15.2 | 8.1 | 33400 | 26200 | 78.44% | 1.86 | 0 | 9 |  |  |  | No | R-410A | 2.5333 | Residential & Commercial | No
211377337 | Central HP <5.4 tons | YORK | HRCU-A-CB (Split System: Heat Pump with Remote Outdoor Unit-Air-Source) | HMH72B341 |  |  | XAHC36DXXN1+TXV | TM9Y100C16MP11 | 33800 | 16.5 | 8.1 | 33600 | 24000 | 71.43% | 2.04 | 0 | 9.5 |  |  |  | No | R-410A | 2.8167 | Residential & Commercial | No
211377360 | Central HP <5.4 tons | YORK | HRCU-A-CB (Split System: Heat Pump with Remote Outdoor Unit-Air-Source) | HMH72B341 |  |  | XAHC30CXXN1+TXV | TM9Y080C16MP11 | 32400 | 17.5 | 8.1 | 33000 | 23200 | 70.3% | 2 | 0 | 9.5 |  |  |  | No | R-410A | 2.7 | Residential & Commercial | No
211377369 | Central HP <5.4 tons | YORK | HRCU-A-CB (Split System: Heat Pump with Remote Outdoor Unit-Air-Source) | HMH72B341 |  |  | XAFC30CXXN1+TXV | TM9Y080C16MP11 | 33200 | 18 | 8.1 | 33600 | 23600 | 70.24% | 2.04 | 0 | 9.5 |  |  |  | No | R-410A | 2.7667 | Residential & Commercial | No
211377444 | Central HP <5.4 tons | YORK | HRCU-A-CB (Split System: Heat Pump with Remote Outdoor Unit-Air-Source) | HMH72B341 |  |  | XAUB30CXXN1+TXV | TM9Y060B12MP11 | 32600 | 17.5 | 8.1 | 34000 | 23800 | 70% | 2 | 0 | 9.5 |  |  |  | No | R-410A | 2.7167 | Residential & Commercial | No
211377605 | Central HP <5.4 tons | YORK | HRCU-A-CB (Split System: Heat Pump with Remote Outdoor Unit-Air-Source) | HMH72B341 |  |  | XAHB36DXXN1+TXV | TP9C080B12MP13 | 33200 | 16.5 | 8.1 | 33400 | 23600 | 70.66% | 2 | 0 | 9.5 |  |  |  | No | R-410A | 2.7667 | Residential & Commercial | No
211377646 | Central HP <5.4 tons | YORK | HRCU-A-CB (Split System: Heat Pump with Remote Outdoor Unit-Air-Source) | HMH72B341 |  |  | XAFC30CXXN1+TXV | TM9V080B12MP12 | 32800 | 17 | 8.1 | 33600 | 23600 | 70.24% | 2.02 | 0 | 9.5 |  |  |  | No | R-410A | 2.7333 | Residential & Commercial | No
211377719 | Central HP <5.4 tons | YORK | HRCU-A-CB (Split System: Heat Pump with Remote Outdoor Unit-Air-Source) | HMH72B341 |  |  | XAHC30CXXN1+TXV | YP9C060B12MP13 | 31800 | 16.5 | 8.1 | 33000 | 23200 | 70.3% | 1.96 | 0 | 9 |  |  |  | No | R-410A | 2.65 | Residential & Commercial | No
211377762 | Central HP <5.4 tons | YORK | HRCU-A-CB (Split System: Heat Pump with Remote Outdoor Unit-Air-Source) | HMH72B341 |  |  | XAFC30CXXN1+TXV | TP9C060B12MP13 | 32600 | 17 | 8.1 | 33600 | 23600 | 70.24% | 2.02 | 0 | 9.5 |  |  |  | No | R-410A | 2.7167 | Residential & Commercial | No
211377948 | Central HP <5.4 tons | YORK | HRCU-A-CB (Split System: Heat Pump with Remote Outdoor Unit-Air-Source) | HMH72B341 |  |  | XAHB36DXXN1+TXV | TM9E060A10MP12 | 32600 | 17 | 8.1 | 32400 | 22800 | 70.37% | 1.98 | 0 | 9.5 |  |  |  | No | R-410A | 2.7167 | Residential & Commercial | No
211378389 | Central HP <5.4 tons | YORK | HRCU-A-CB (Split System: Heat Pump with Remote Outdoor Unit-Air-Source) | HMH72B341 |  |  | XAHB30CXXN1+TXV | TPLC060A12MP13 | 32000 | 17 | 8.1 | 32800 | 23000 | 70.12% | 1.98 | 0 | 9.5 |  |  |  | No | R-410A | 2.6667 | Residential & Commercial | No
212970415 | Central HP <5.4 tons | TEMPSTAR | HRCU-A-CB (Split System: Heat Pump with Remote Outdoor Unit-Air-Source) | DLCURAH36ABK |  |  | EA*4X42L21A* | *80VSL0701716B* | 35400 | 15.5 | 8.1 | 38500 | 35000 | 90.91% | 2.06 | 0 | 9.5 |  |  |  | No | R-410A | 2.95 | Residential & Commercial | No
211226588 | Central HP <5.4 tons | TEMPSTAR | HRCU-A-CB (Split System: Heat Pump with Remote Outdoor Unit-Air-Source) | DLCURAH36ABK |  |  | EA*4X37L17A* | *80VTL0451412A* | 36000 | 15.2 | 8.1 | 38500 | 35000 | 90.91% | 2.02 | 0 | 9.5 |  |  |  | No | R-410A | 3 | Residential & Commercial | No
211378730 | Central HP <5.4 tons | YORK | HRCU-A-CB (Split System: Heat Pump with Remote Outdoor Unit-Air-Source) | HMH72B341 |  |  | XAHB36DBCN1 | TMLE060A12MP11 | 33200 | 17 | 8.1 | 33200 | 23400 | 70.48% | 2 | 0 | 9.5 |  |  |  | No | R-410A | 2.7667 | Residential & Commercial | No
211378757 | Central HP <5.4 tons | YORK | HRCU-A-CB (Split System: Heat Pump with Remote Outdoor Unit-Air-Source) | HMH72B341 |  |  | XAFB30CXXN1+TXV | TMLE060A12MP11 | 32800 | 17.5 | 8.1 | 33400 | 23400 | 70.06% | 2.02 | 0 | 9.5 |  |  |  | No | R-410A | 2.7333 | Residential & Commercial | No
211378875 | Central HP <5.4 tons | YORK | HRCU-A-CB (Split System: Heat Pump with Remote Outdoor Unit-Air-Source) | HMH72B341 |  |  | XAFB30CXXN1+TXV | TL9E060B12UH11 | 32600 | 17.5 | 8.1 | 33600 | 23600 | 70.24% | 2 | 0 | 9.5 |  |  |  | No | R-410A | 2.7167 | Residential & Commercial | No
211378884 | Central HP <5.4 tons | YORK | HRCU-A-CB (Split System: Heat Pump with Remote Outdoor Unit-Air-Source) | HMH72B341 |  |  | XAHC30CXXN1+TXV | TL8E100C20UH11 | 32600 | 17 | 8.1 | 32400 | 22800 | 70.37% | 2.02 | 0 | 9.5 |  |  |  | No | R-410A | 2.7167 | Residential & Commercial | No
211379116 | Central HP <5.4 tons | YORK | HRCU-A-CB (Split System: Heat Pump with Remote Outdoor Unit-Air-Source) | HMH72B341 |  |  | XAHC48FXXN1+TXV | TM9V100C20MP12 | 33200 | 17 | 8.5 | 32000 | 23400 | 73.12% | 2.04 | 0 | 9 |  |  |  | No | R-410A | 2.7667 | Residential & Commercial | No
211379191 | Central HP <5.4 tons | YORK | HRCU-A-CB (Split System: Heat Pump with Remote Outdoor Unit-Air-Source) | HMH72B341 |  |  | XAHC48FXXN1+TXV | TM9V100C16MP12 | 33000 | 16.5 | 8.5 | 31800 | 23200 | 72.96% | 2.04 | 0 | 9 |  |  |  | No | R-410A | 2.75 | Residential & Commercial | No
211379252 | Central HP <5.4 tons | YORK | HRCU-A-CB (Split System: Heat Pump with Remote Outdoor Unit-Air-Source) | HMH72B341 |  |  | XAHD48FXXN1+TXV | TP9C080C16MP13 | 32600 | 16 | 8.1 | 31800 | 23200 | 72.96% | 2.02 | 0 | 9 |  |  |  | No | R-410A | 2.7167 | Residential & Commercial | No
211379409 | Central HP <5.4 tons | YORK | HRCU-A-CB (Split System: Heat Pump with Remote Outdoor Unit-Air-Source) | HMH72B341 |  |  | XAUC48FXXN1+TXV | TP9C060B12MP13 | 33000 | 16.5 | 8.1 | 32400 | 24000 | 74.07% | 2.04 | 0 | 9 |  |  |  | No | R-410A | 2.75 | Residential & Commercial | No
211379443 | Central HP <5.4 tons | YORK | HRCU-A-CB (Split System: Heat Pump with Remote Outdoor Unit-Air-Source) | HMH72B341 |  |  | XAHD48FXXN1+TXV | TM9E080C16MP12 | 33600 | 16.5 | 8.1 | 32800 | 24200 | 73.78% | 2.04 | 0 | 9 |  |  |  | No | R-410A | 2.8 | Residential & Commercial | No
211379484 | Central HP <5.4 tons | YORK | HRCU-A-CB (Split System: Heat Pump with Remote Outdoor Unit-Air-Source) | HMH72B341 |  |  | XAHC48FXXN1+TXV | TM9E060B12MP12 | 32400 | 16 | 8.1 | 32000 | 23600 | 73.75% | 2 | 0 | 9 |  |  |  | No | R-410A | 2.7 | Residential & Commercial | No
211379534 | Central HP <5.4 tons | YORK | HRCU-A-CB (Split System: Heat Pump with Remote Outdoor Unit-Air-Source) | HMH72B341 |  |  | XAFC48FXXN1+TXV | TM8Y120C20MP11 | 34000 | 16.5 | 8.5 | 33000 | 24200 | 73.33% | 2.1 | 0 | 9.5 |  |  |  | No | R-410A | 2.8333 | Residential & Commercial | No
211379652 | Central HP <5.4 tons | YORK | HRCU-A-CB (Split System: Heat Pump with Remote Outdoor Unit-Air-Source) | HMH72B341 |  |  | XAHC48FBCN1 | YPLC100C20MP13 | 33800 | 16.5 | 8.5 | 32400 | 23800 | 73.46% | 2.06 | 0 | 9 |  |  |  | No | R-410A | 2.8167 | Residential & Commercial | No
211379661 | Central HP <5.4 tons | YORK | HRCU-A-CB (Split System: Heat Pump with Remote Outdoor Unit-Air-Source) | HMH72B341 |  |  | XAHD48FXXN1+TXV | TM8V080C16MP12 | 33600 | 16 | 8.5 | 32400 | 23800 | 73.46% | 2.06 | 0 | 9 |  |  |  | No | R-410A | 2.8 | Residential & Commercial | No
211379675 | Central HP <5.4 tons | YORK | HRCU-A-CB (Split System: Heat Pump with Remote Outdoor Unit-Air-Source) | HMH72B341 |  |  | XAHD48FXXN1+TXV | YPLC100C16MP13 | 33600 | 16 | 8.5 | 32400 | 23800 | 73.46% | 2.06 | 0 | 9 |  |  |  | No | R-410A | 2.8 | Residential & Commercial | No
211379686 | Central HP <5.4 tons | YORK | HRCU-A-CB (Split System: Heat Pump with Remote Outdoor Unit-Air-Source) | HMH72B341 |  |  | XAHD48FBCN1 | TPLC080C16MP13 | 33600 | 16 | 8.5 | 32400 | 23800 | 73.46% | 2.06 | 0 | 9 |  |  |  | No | R-410A | 2.8 | Residential & Commercial | No
211379736 | Central HP <5.4 tons | YORK | HRCU-A-CB (Split System: Heat Pump with Remote Outdoor Unit-Air-Source) | HMH72B341 |  |  | XAHC48FBCN1 | YPLC100C16MP13 | 33600 | 16.5 | 8.5 | 32400 | 23800 | 73.46% | 2.06 | 0 | 9 |  |  |  | No | R-410A | 2.8 | Residential & Commercial | No
211379745 | Central HP <5.4 tons | YORK | HRCU-A-CB (Split System: Heat Pump with Remote Outdoor Unit-Air-Source) | HMH72B341 |  |  | XAFD48FXXN1+TXV | TMLV100C16MP12 | 34000 | 16.5 | 8.5 | 33000 | 24400 | 73.94% | 2.1 | 0 | 9 |  |  |  | No | R-410A | 2.8333 | Residential & Commercial | No
211379811 | Central HP <5.4 tons | YORK | HRCU-A-CB (Split System: Heat Pump with Remote Outdoor Unit-Air-Source) | HMH72B341 |  |  | XAUC48FXXN1+TXV | TMLV100C16MP12 | 34000 | 16.5 | 8.5 | 33200 | 24400 | 73.49% | 2.1 | 0 | 9 |  |  |  | No | R-410A | 2.8333 | Residential & Commercial | No
211379850 | Central HP <5.4 tons | YORK | HRCU-A-CB (Split System: Heat Pump with Remote Outdoor Unit-Air-Source) | HMH72B341 |  |  | XAHC48FBCN1 | YPLC080B12MP13 | 32400 | 16 | 8.1 | 32000 | 23600 | 73.75% | 1.98 | 0 | 8.5 |  |  |  | No | R-410A | 2.7 | Residential & Commercial | No
211379877 | Central HP <5.4 tons | YORK | HRCU-A-CB (Split System: Heat Pump with Remote Outdoor Unit-Air-Source) | HMH72B341 |  |  | XAHD48FXXN1+TXV | TM8E120C16MP11 | 33000 | 16.5 | 8.5 | 31800 | 23200 | 72.96% | 2.04 | 0 | 9.5 |  |  |  | No | R-410A | 2.75 | Residential & Commercial | No
211379909 | Central HP <5.4 tons | YORK | HRCU-A-CB (Split System: Heat Pump with Remote Outdoor Unit-Air-Source) | HMH72B341 |  |  | XAFD48FBCN1 | TMLE120C16MP11 | 33600 | 17 | 8.5 | 32400 | 23600 | 72.84% | 2.08 | 0 | 9.5 |  |  |  | No | R-410A | 2.8 | Residential & Commercial | No
211379986 | Central HP <5.4 tons | YORK | HRCU-A-CB (Split System: Heat Pump with Remote Outdoor Unit-Air-Source) | HMH72B341 |  |  | XAHC48FBCN1 | TM8E100B12MP11 | 32600 | 17 | 8.1 | 31800 | 23200 | 72.96% | 2.02 | 0 | 9 |  |  |  | No | R-410A | 2.7167 | Residential & Commercial | No
211380068 | Central HP <5.4 tons | YORK | HRCU-A-CB (Split System: Heat Pump with Remote Outdoor Unit-Air-Source) | HMH72B341 |  |  | XAHC48FBCN1 | TM8E080B12MP11 | 32800 | 16.5 | 8.1 | 32400 | 23800 | 73.46% | 2 | 0 | 9 |  |  |  | No | R-410A | 2.7333 | Residential & Commercial | No
211380143 | Central HP <5.4 tons | YORK | HRCU-A-CB (Split System: Heat Pump with Remote Outdoor Unit-Air-Source) | HMH72B341 |  |  | XAHC48FXXN1+TXV | TL9E060B12UH11 | 32400 | 16.5 | 8.1 | 32000 | 23600 | 73.75% | 2 | 0 | 9 |  |  |  | No | R-410A | 2.7 | Residential & Commercial | No
211377435 | Central HP <5.4 tons | YORK | HRCU-A-CB (Split System: Heat Pump with Remote Outdoor Unit-Air-Source) | HMH72B341 |  |  | XAFB36DBCN1 | TM9Y060B12MP11 | 33600 | 16.5 | 8.5 | 33400 | 23600 | 70.66% | 2.04 | 0 | 9.5 |  |  |  | No | R-410A | 2.8 | Residential & Commercial | No
211377471 | Central HP <5.4 tons | YORK | HRCU-A-CB (Split System: Heat Pump with Remote Outdoor Unit-Air-Source) | HMH72B341 |  |  | XAFC36DBCN1 | YP9C100C20MP13 | 34000 | 17.5 | 8.1 | 34000 | 24800 | 72.94% | 2.12 | 0 | 9.5 |  |  |  | No | R-410A | 2.8333 | Residential & Commercial | No
211378414 | Central HP <5.4 tons | YORK | HRCU-A-CB (Split System: Heat Pump with Remote Outdoor Unit-Air-Source) | HMH72B341 |  |  | XAFB36DBCN1 | TMLV060A12MP12 | 34000 | 17.5 | 8.1 | 34000 | 24200 | 71.18% | 2.06 | 0 | 9.5 |  |  |  | No | R-410A | 2.8333 | Residential & Commercial | No
212982958 | Central HP <5.4 tons | TEMPSTAR | HRCU-A-CB (Split System: Heat Pump with Remote Outdoor Unit-Air-Source) | DLCURAH30ABK |  |  | EA*4X42L21A* | *80MSU0802120A* | 29600 | 15.5 | 8.5 | 33600 | 27600 | 82.14% | 1.78 | 0 | 9 |  |  |  | No | R-410A | 2.4667 | Residential & Commercial | No
211713348 | Central HP <5.4 tons | AIRQUEST | HRCU-A-CB (Split System: Heat Pump with Remote Outdoor Unit-Air-Source) | DLCURAH30ABK |  |  | EA*4X43L21A* | *92ESN0802120A* | 31200 | 15.2 | 8.5 | 33600 | 26000 | 77.38% | 1.88 | 0 | 9 |  |  |  | No | R-410A | 2.6 | Residential & Commercial | No
212980956 | Central HP <5.4 tons | TEMPSTAR | HRCU-A-CB (Split System: Heat Pump with Remote Outdoor Unit-Air-Source) | DLCURAH30ABK |  |  | EA*4X43L21A* | *80MS(N,L)1102120A* | 31000 | 15.2 | 8.5 | 33600 | 26200 | 77.98% | 1.88 | 0 | 9 |  |  |  | No | R-410A | 2.5833 | Residential & Commercial | No
211712330 | Central HP <5.4 tons | AIRQUEST | HRCU-A-CB (Split System: Heat Pump with Remote Outdoor Unit-Air-Source) | DLCURAH30ABK |  |  | EA*4X42L21A* | *80ESU0401712A* | 30400 | 15.2 | 8.1 | 34200 | 27000 | 78.95% | 1.8 | 0 | 9 |  |  |  | No | R-410A | 2.5333 | Residential & Commercial | No
213787634 | Central HP <5.4 tons | COMFORTMAKER | HRCU-A-CB (Split System: Heat Pump with Remote Outdoor Unit-Air-Source) | DLCURAH30ABK |  |  | FTMA4B48L0C* |  | 31600 | 15.75 | 9 | 32400 | 25800 | 79.63% | 1.88 | 0 | 9.5 |  |  |  | No | R-410A | 2.6333 | Residential & Commercial | No
213787632 | Central HP <5.4 tons | AIRQUEST | HRCU-A-CB (Split System: Heat Pump with Remote Outdoor Unit-Air-Source) | DLCURAH30ABK |  |  | FTMA4B48L0C* |  | 31600 | 15.75 | 9 | 32400 | 25800 | 79.63% | 1.88 | 0 | 9.5 |  |  |  | No | R-410A | 2.6333 | Residential & Commercial | No
211240293 | Central HP <5.4 tons | DAY & NIGHT | HRCU-A-CB (Split System: Heat Pump with Remote Outdoor Unit-Air-Source) | DLCURAH24ABK |  |  | EA*4X24L14A* | *96VTN0401410A* | 23400 | 15.5 | 8.5 | 26800 | 24800 | 92.54% | 2.04 | 0 | 9.5 |  |  |  | No | R-410A | 1.95 | Residential & Commercial | No
213076927 | Central HP <5.4 tons | AIRQUEST | HRCU-A-CB (Split System: Heat Pump with Remote Outdoor Unit-Air-Source) | DLCURAH36ABK |  |  | EA*4X36L17A* | *96VSN0801716B* | 35200 | 15.2 | 8.1 | 39000 | 35400 | 90.77% | 1.82 | 0 | 9.5 |  |  |  | No | R-410A | 2.9333 | Residential & Commercial | No
213076970 | Central HP <5.4 tons | DAY & NIGHT | HRCU-A-CB (Split System: Heat Pump with Remote Outdoor Unit-Air-Source) | DLCURAH36ABK |  |  | EA*4X42L21A* | *96VSN0801716B* | 35000 | 15.5 | 8.1 | 38500 | 35200 | 91.43% | 1.86 | 0 | 9.5 |  |  |  | No | R-410A | 2.9167 | Residential & Commercial | No
213077795 | Central HP <5.4 tons | AIRQUEST | HRCU-A-CB (Split System: Heat Pump with Remote Outdoor Unit-Air-Source) | DLCURAH36ABK |  |  | EA*4X42L24A* | *96VTN1202422B* | 35200 | 16 | 8.1 | 38500 | 35000 | 90.91% | 1.88 | 0 | 9.5 |  |  |  | No | R-410A | 2.9333 | Residential & Commercial | No
213077915 | Central HP <5.4 tons | AIRQUEST | HRCU-A-CB (Split System: Heat Pump with Remote Outdoor Unit-Air-Source) | DLCURAH36ABK |  |  | EA*4X36L17A* | *80MS(N,L)0701712A* | 35000 | 16 | 8.1 | 38500 | 35200 | 91.43% | 1.82 | 0 | 9.5 |  |  |  | No | R-410A | 2.9167 | Residential & Commercial | No
211378816 | Central HP <5.4 tons | YORK | HRCU-A-CB (Split System: Heat Pump with Remote Outdoor Unit-Air-Source) | HMH72B341 |  |  | XAHC36DBCN1 | TL9E100C20UH11 | 34000 | 16.5 | 8.1 | 34000 | 24600 | 72.35% | 2.08 | 0 | 9.5 |  |  |  | No | R-410A | 2.8333 | Residential & Commercial | No
211379000 | Central HP <5.4 tons | YORK | HRCU-A-CB (Split System: Heat Pump with Remote Outdoor Unit-Air-Source) | HMH72B341 |  |  | XAFD48FBCN1 | TM9Y100C16MP11 | 33400 | 17 | 8.5 | 32400 | 23600 | 72.84% | 2.06 | 0 | 9.5 |  |  |  | No | R-410A | 2.7833 | Residential & Commercial | No
211379157 | Central HP <5.4 tons | YORK | HRCU-A-CB (Split System: Heat Pump with Remote Outdoor Unit-Air-Source) | HMH72B341 |  |  | XAFC48FBCN1 | TM9V100C20MP12 | 34000 | 16.5 | 8.5 | 33000 | 24200 | 73.33% | 2.1 | 0 | 9 |  |  |  | No | R-410A | 2.8333 | Residential & Commercial | No
211379457 | Central HP <5.4 tons | YORK | HRCU-A-CB (Split System: Heat Pump with Remote Outdoor Unit-Air-Source) | HMH72B341 |  |  | XAFD48FBCN1 | TM9E080C16MP12 | 34000 | 17 | 8.1 | 33400 | 24600 | 73.65% | 2.08 | 0 | 9 |  |  |  | No | R-410A | 2.8333 | Residential & Commercial | No
211379759 | Central HP <5.4 tons | YORK | HRCU-A-CB (Split System: Heat Pump with Remote Outdoor Unit-Air-Source) | HMH72B341 |  |  | XAFD48FBCN1 | TM8V100C16MP12 | 34000 | 16.5 | 8.5 | 33000 | 24400 | 73.94% | 2.1 | 0 | 9 |  |  |  | No | R-410A | 2.8333 | Residential & Commercial | No
211379809 | Central HP <5.4 tons | YORK | HRCU-A-CB (Split System: Heat Pump with Remote Outdoor Unit-Air-Source) | HMH72B341 |  |  | XAFC48FBCN1 | TMLV100C16MP12 | 34000 | 16.5 | 8.5 | 33200 | 24400 | 73.49% | 2.1 | 0 | 9 |  |  |  | No | R-410A | 2.8333 | Residential & Commercial | No
211380152 | Central HP <5.4 tons | YORK | HRCU-A-CB (Split System: Heat Pump with Remote Outdoor Unit-Air-Source) | HMH72B341 |  |  | XAFC48FBCN1 | TL9E060B12UH11 | 33200 | 17 | 8.1 | 32600 | 24000 | 73.62% | 2.02 | 0 | 9 |  |  |  | No | R-410A | 2.7667 | Residential & Commercial | No
211378841 | Central HP <5.4 tons | YORK | HRCU-A-CB (Split System: Heat Pump with Remote Outdoor Unit-Air-Source) | HMH72B341 |  |  | XAFC36DBCN1 | TL9E080C16UH11 | 34000 | 17.5 | 8.1 | 34000 | 24400 | 71.76% | 2.1 | 0 | 9.5 |  |  |  | No | R-410A | 2.8333 | Residential & Commercial | No
211378914 | Central HP <5.4 tons | YORK | HRCU-A-CB (Split System: Heat Pump with Remote Outdoor Unit-Air-Source) | HMH72B341 |  |  | XAHB36DBCN1 | TL8E060A12UH11 | 33200 | 17.5 | 8.1 | 33000 | 23400 | 70.91% | 2 | 0 | 9.5 |  |  |  | No | R-410A | 2.7667 | Residential & Commercial | No
212970410 | Central HP <5.4 tons | COMFORTMAKER | HRCU-A-CB (Split System: Heat Pump with Remote Outdoor Unit-Air-Source) | DLCURAH36ABK |  |  | EA*4X42L21A* | *80VSL0701716B* | 35400 | 15.5 | 8.1 | 38500 | 35200 | 91.43% | 1.9 | 0 | 9.5 |  |  |  | No | R-410A | 2.95 | Residential & Commercial | No
213078390 | Central HP <5.4 tons | AIRQUEST | HRCU-A-CB (Split System: Heat Pump with Remote Outdoor Unit-Air-Source) | DLCURAH36ABK |  |  | EA*4X36L21A* | *80MS(N,L)0902116A* | 34800 | 16.5 | 8.1 | 38500 | 35200 | 91.43% | 1.82 | 0 | 9.5 |  |  |  | No | R-410A | 2.9 | Residential & Commercial | No
211379924 | Central HP <5.4 tons | YORK | HRCU-A-CB (Split System: Heat Pump with Remote Outdoor Unit-Air-Source) | HMH72B341 |  |  | XAFC48FBCN1 | TMLE120C16MP11 | 33600 | 17 | 8.5 | 32400 | 23600 | 72.84% | 2.08 | 0 | 9.5 |  |  |  | No | R-410A | 2.8 | Residential & Commercial | No
211380192 | Central HP <5.4 tons | YORK | HRCU-A-CB (Split System: Heat Pump with Remote Outdoor Unit-Air-Source) | HMH72B341 |  |  | XAHC48FBCN1 | TL8E080C16UH11 | 33600 | 16.5 | 8.1 | 32600 | 24200 | 74.23% | 2.04 | 0 | 9 |  |  |  | No | R-410A | 2.8 | Residential & Commercial | No
211378691 | Central HP <5.4 tons | YORK | HRCU-A-CB (Split System: Heat Pump with Remote Outdoor Unit-Air-Source) | HMH72B341 |  |  | XAFC30CXXN1+TXV | TMLE080B12MP11 | 32800 | 17.5 | 8.1 | 34000 | 23800 | 70% | 2.02 | 0 | 9.5 |  |  |  | No | R-410A | 2.7333 | Residential & Commercial | No
211379176 | Central HP <5.4 tons | YORK | HRCU-A-CB (Split System: Heat Pump with Remote Outdoor Unit-Air-Source) | HMH72B341 |  |  | XAHD48FXXN1+TXV | TP9C100C16MP13 | 33000 | 16 | 8.5 | 31800 | 23200 | 72.96% | 2.04 | 0 | 9 |  |  |  | No | R-410A | 2.75 | Residential & Commercial | No
211379074 | Central HP <5.4 tons | YORK | HRCU-A-CB (Split System: Heat Pump with Remote Outdoor Unit-Air-Source) | HMH72B341 |  |  | XAHD48FBCN1 | TP9C120D20MP13 | 33400 | 16.5 | 8.5 | 32000 | 23200 | 72.5% | 2.06 | 0 | 9.5 |  |  |  | No | R-410A | 2.7833 | Residential & Commercial | No
211379940 | Central HP <5.4 tons | YORK | HRCU-A-CB (Split System: Heat Pump with Remote Outdoor Unit-Air-Source) | HMH72B341 |  |  | XAHC48FXXN1+TXV | TM8E100C16MP11 | 33000 | 17 | 8.5 | 31800 | 23200 | 72.96% | 2.04 | 0 | 9.5 |  |  |  | No | R-410A | 2.75 | Residential & Commercial | No
211380091 | Central HP <5.4 tons | YORK | HRCU-A-CB (Split System: Heat Pump with Remote Outdoor Unit-Air-Source) | HMH72B341 |  |  | XAHD48FXXN1+TXV | TL9E100C20UH11 | 33400 | 15.5 | 8.5 | 32000 | 23400 | 73.12% | 2.04 | 0 | 9 |  |  |  | No | R-410A | 2.7833 | Residential & Commercial | No
211380155 | Central HP <5.4 tons | YORK | HRCU-A-CB (Split System: Heat Pump with Remote Outdoor Unit-Air-Source) | HMH72B341 |  |  | XAUC48FXXN1+TXV | TL9E060B12UH11 | 33200 | 17 | 8.1 | 32600 | 24000 | 73.62% | 2.02 | 0 | 9 |  |  |  | No | R-410A | 2.7667 | Residential & Commercial | No
211379151 | Central HP <5.4 tons | YORK | HRCU-A-CB (Split System: Heat Pump with Remote Outdoor Unit-Air-Source) | HMH72B341 |  |  | XAFC48FXXN1+TXV | TP9C100C20MP13 | 34000 | 16.5 | 8.5 | 33000 | 24200 | 73.33% | 2.1 | 0 | 9 |  |  |  | No | R-410A | 2.8333 | Residential & Commercial | No
211379185 | Central HP <5.4 tons | YORK | HRCU-A-CB (Split System: Heat Pump with Remote Outdoor Unit-Air-Source) | HMH72B341 |  |  | XAHD48FBCN1 | TP9C100C16MP13 | 33000 | 16 | 8.5 | 31800 | 23200 | 72.96% | 2.04 | 0 | 9 |  |  |  | No | R-410A | 2.75 | Residential & Commercial | No
211379324 | Central HP <5.4 tons | YORK | HRCU-A-CB (Split System: Heat Pump with Remote Outdoor Unit-Air-Source) | HMH72B341 |  |  | XAFC48FBCN1 | YP9C080C16MP13 | 33400 | 16.5 | 8.5 | 32400 | 23600 | 72.84% | 2.06 | 0 | 9.5 |  |  |  | No | R-410A | 2.7833 | Residential & Commercial | No
212970640 | Central HP <5.4 tons | COMFORTMAKER | HRCU-A-CB (Split System: Heat Pump with Remote Outdoor Unit-Air-Source) | DLCURAH36ABK |  |  | EA*4X36L21A* | *80VSL0902120B* | 35000 | 16 | 8.1 | 38500 | 35200 | 91.43% | 1.82 | 0 | 9.5 |  |  |  | No | R-410A | 2.9167 | Residential & Commercial | No
215677993 | Central HP <5.4 tons | CARRIER | HRCU-A-CB (Split System: Heat Pump with Remote Outdoor Unit-Air-Source) | 27VNA060A*030* |  |  | CAA**6124AM*+UI | 59MN7C100C21**22 | 56000 | 18.5 | 9 | 60000 | 42000 | 70% | 2.02 | 0 | 9 |  |  |  | No | R-454B | 4.6667 | Residential & Commercial | No
215677919 | Central HP <5.4 tons | DAY & NIGHT | HRCU-A-CB (Split System: Heat Pump with Remote Outdoor Unit-Air-Source) | C5H0V60*K*AAA* |  |  | EA*5X61M24A*+WALLCON | *80CTL0702120B* | 55500 | 18.5 | 9 | 60000 | 42000 | 70% | 2 | 0 | 8.5 |  |  |  | No | R-454B | 4.625 | Residential & Commercial | No
212970660 | Central HP <5.4 tons | COMFORTMAKER | HRCU-A-CB (Split System: Heat Pump with Remote Outdoor Unit-Air-Source) | DLCURAH36ABK |  |  | EA*4X42L21A* | *80VSL0902120B* | 35200 | 16 | 8.1 | 39000 | 35000 | 89.74% | 1.88 | 0 | 9.5 |  |  |  | No | R-410A | 2.9333 | Residential & Commercial | No
212972896 | Central HP <5.4 tons | COMFORTMAKER | HRCU-A-CB (Split System: Heat Pump with Remote Outdoor Unit-Air-Source) | DLCURAH24ABK |  |  | EA*4X24L14A* | *96VSN0401410B* | 23200 | 16 | 8.5 | 27000 | 26800 | 99.26% | 2.26 | 0 | 9.5 |  |  |  | No | R-410A | 1.9333 | Residential & Commercial | No
214280310 | Central HP <5.4 tons | AIRQUEST | HRCU-A-CB (Split System: Heat Pump with Remote Outdoor Unit-Air-Source) | DLCURAH36ABK |  |  | EA*4X48L21A* | *96MSN0601716A* | 35600 | 15.5 | 8.5 | 38000 | 34800 | 91.58% | 2.04 | 0 | 9.5 |  |  |  | No | R-410A | 2.9667 | Residential & Commercial | No
213296532 | Central HP <5.4 tons | YORK | HRCU-A-CB (Split System: Heat Pump with Remote Outdoor Unit-Air-Source) | HMH72B341 |  |  | XAFC36DXXN1+TXV | Y81E120C20LMPS1 | 34000 | 17.5 | 8.5 | 34000 | 24600 | 72.35% | 2.12 | 0 | 9.5 |  |  |  | No | R-410A | 2.8333 | Residential & Commercial | No
211377828 | Central HP <5.4 tons | YORK | HRCU-A-CB (Split System: Heat Pump with Remote Outdoor Unit-Air-Source) | HMH72B341 |  |  | XAUB36DXXN1+TXV | TM9V040A10MP12 | 33200 | 17 | 8.1 | 33200 | 23400 | 70.48% | 2 | 0 | 9.5 |  |  |  | No | R-410A | 2.7667 | Residential & Commercial | No
213296669 | Central HP <5.4 tons | YORK | HRCU-A-CB (Split System: Heat Pump with Remote Outdoor Unit-Air-Source) | HMH72B341 |  |  | XAHC36DXXN1+TXV | Y81E100C20LMPS1 | 34000 | 17 | 8.5 | 33400 | 23600 | 70.66% | 2.08 | 0 | 9.5 |  |  |  | No | R-410A | 2.8333 | Residential & Commercial | No
213296718 | Central HP <5.4 tons | YORK | HRCU-A-CB (Split System: Heat Pump with Remote Outdoor Unit-Air-Source) | HMH72B341 |  |  | XAFC30CXXN1+TXV | Y81E100B12SMPS1 | 33000 | 18 | 8.5 | 33000 | 23200 | 70.3% | 2.04 | 0 | 9.5 |  |  |  | No | R-410A | 2.75 | Residential & Commercial | No
213296749 | Central HP <5.4 tons | YORK | HRCU-A-CB (Split System: Heat Pump with Remote Outdoor Unit-Air-Source) | HMH72B341 |  |  | XAFD48FXXN1+TXV | Y81E120C16LMPS1 | 34000 | 16.5 | 8.5 | 32800 | 23400 | 71.34% | 2.1 | 0 | 9.5 |  |  |  | No | R-410A | 2.8333 | Residential & Commercial | No
211377905 | Central HP <5.4 tons | YORK | HRCU-A-CB (Split System: Heat Pump with Remote Outdoor Unit-Air-Source) | HMH72B341 |  |  | XAUB30CXXN1+TXV | TM9E080B12MP12 | 32800 | 17.5 | 8.1 | 33600 | 23600 | 70.24% | 2.02 | 0 | 9.5 |  |  |  | No | R-410A | 2.7333 | Residential & Commercial | No
211377914 | Central HP <5.4 tons | YORK | HRCU-A-CB (Split System: Heat Pump with Remote Outdoor Unit-Air-Source) | HMH72B341 |  |  | XAHC30CXXN1+TXV | TM9E060B12MP12 | 32000 | 16.5 | 8.1 | 33000 | 23200 | 70.3% | 1.96 | 0 | 9 |  |  |  | No | R-410A | 2.6667 | Residential & Commercial | No
211377923 | Central HP <5.4 tons | YORK | HRCU-A-CB (Split System: Heat Pump with Remote Outdoor Unit-Air-Source) | HMH72B341 |  |  | XAHB30CXXN1+TXV | TM9E060B12MP12 | 32000 | 16.5 | 8.1 | 33000 | 23200 | 70.3% | 1.96 | 0 | 9 |  |  |  | No | R-410A | 2.6667 | Residential & Commercial | No
211378221 | Central HP <5.4 tons | YORK | HRCU-A-CB (Split System: Heat Pump with Remote Outdoor Unit-Air-Source) | HMH72B341 |  |  | XAFC30CXXN1+TXV | TPLC080C16MP13 | 33000 | 17.5 | 8.5 | 33000 | 23200 | 70.3% | 2.04 | 0 | 9.5 |  |  |  | No | R-410A | 2.75 | Residential & Commercial | No
211378248 | Central HP <5.4 tons | YORK | HRCU-A-CB (Split System: Heat Pump with Remote Outdoor Unit-Air-Source) | HMH72B341 |  |  | XAHC36DBCN1 | YPLC080B12MP13 | 32800 | 16.5 | 8.1 | 32800 | 23200 | 70.73% | 1.98 | 0 | 9.5 |  |  |  | No | R-410A | 2.7333 | Residential & Commercial | No
211378257 | Central HP <5.4 tons | YORK | HRCU-A-CB (Split System: Heat Pump with Remote Outdoor Unit-Air-Source) | HMH72B341 |  |  | XAHC30CXXN1+TXV | YPLC080B12MP13 | 31800 | 16.5 | 8.1 | 33000 | 23200 | 70.3% | 1.96 | 0 | 9 |  |  |  | No | R-410A | 2.65 | Residential & Commercial | No
211378332 | Central HP <5.4 tons | YORK | HRCU-A-CB (Split System: Heat Pump with Remote Outdoor Unit-Air-Source) | HMH72B341 |  |  | XAUB36DXXN1+TXV | TPLC080B12MP13 | 33600 | 17 | 8.1 | 33600 | 23600 | 70.24% | 2.02 | 0 | 9.5 |  |  |  | No | R-410A | 2.8 | Residential & Commercial | No
211378471 | Central HP <5.4 tons | YORK | HRCU-A-CB (Split System: Heat Pump with Remote Outdoor Unit-Air-Source) | HMH72B341 |  |  | XAHC30CXXN1+TXV | TMLE120C16MP11 | 32400 | 17.5 | 8.1 | 32400 | 22800 | 70.37% | 2 | 0 | 9.5 |  |  |  | No | R-410A | 2.7 | Residential & Commercial | No
211377737 | Central HP <5.4 tons | YORK | HRCU-A-CB (Split System: Heat Pump with Remote Outdoor Unit-Air-Source) | HMH72B341 |  |  | XAHB36DBCN1 | YP9C060B12MP13 | 32800 | 17 | 8.1 | 33000 | 23400 | 70.91% | 1.98 | 0 | 9.5 |  |  |  | No | R-410A | 2.7333 | Residential & Commercial | No
211377771 | Central HP <5.4 tons | YORK | HRCU-A-CB (Split System: Heat Pump with Remote Outdoor Unit-Air-Source) | HMH72B341 |  |  | XAFB36DXXN1+TXV | TP9C060B12MP13 | 33800 | 17 | 8.5 | 33400 | 23800 | 71.26% | 2.04 | 0 | 9.5 |  |  |  | No | R-410A | 2.8167 | Residential & Commercial | No
211377789 | Central HP <5.4 tons | YORK | HRCU-A-CB (Split System: Heat Pump with Remote Outdoor Unit-Air-Source) | HMH72B341 |  |  | XAFB36DBCN1 | YP9C060B12MP13 | 33800 | 17 | 8.5 | 33400 | 23800 | 71.26% | 2.04 | 0 | 9.5 |  |  |  | No | R-410A | 2.8167 | Residential & Commercial | No
211378296 | Central HP <5.4 tons | YORK | HRCU-A-CB (Split System: Heat Pump with Remote Outdoor Unit-Air-Source) | HMH72B341 |  |  | XAFC36DBCN1 | TM8V080B12MP12 | 33800 | 17 | 8.1 | 34000 | 24200 | 71.18% | 2.04 | 0 | 9.5 |  |  |  | No | R-410A | 2.8167 | Residential & Commercial | No
211378323 | Central HP <5.4 tons | YORK | HRCU-A-CB (Split System: Heat Pump with Remote Outdoor Unit-Air-Source) | HMH72B341 |  |  | XAFB36DBCN1 | TM8V080B12MP12 | 33600 | 17 | 8.1 | 33600 | 23600 | 70.24% | 2.02 | 0 | 9.5 |  |  |  | No | R-410A | 2.8 | Residential & Commercial | No
211378832 | Central HP <5.4 tons | YORK | HRCU-A-CB (Split System: Heat Pump with Remote Outdoor Unit-Air-Source) | HMH72B341 |  |  | XAHC36DBCN1 | TL9E080C16UH11 | 34000 | 17 | 8.1 | 33800 | 24000 | 71.01% | 2.06 | 0 | 9.5 |  |  |  | No | R-410A | 2.8333 | Residential & Commercial | No
211378984 | Central HP <5.4 tons | YORK | HRCU-A-CB (Split System: Heat Pump with Remote Outdoor Unit-Air-Source) | HMH72B341 |  |  | XAFD48FBCN1 | TM9Y120D20MP11 | 34000 | 16.5 | 8.5 | 32400 | 23800 | 73.46% | 2.08 | 0 | 9.5 |  |  |  | No | R-410A | 2.8333 | Residential & Commercial | No
211379018 | Central HP <5.4 tons | YORK | HRCU-A-CB (Split System: Heat Pump with Remote Outdoor Unit-Air-Source) | HMH72B341 |  |  | XAHC48FBCN1 | TM9Y080C16MP11 | 33200 | 17 | 8.1 | 32400 | 23600 | 72.84% | 2.02 | 0 | 9 |  |  |  | No | R-410A | 2.7667 | Residential & Commercial | No
211378625 | Central HP <5.4 tons | YORK | HRCU-A-CB (Split System: Heat Pump with Remote Outdoor Unit-Air-Source) | HMH72B341 |  |  | XAHC30CXXN1+TXV | TMLE080C16MP11 | 32200 | 17.5 | 8.1 | 32400 | 22800 | 70.37% | 2 | 0 | 9.5 |  |  |  | No | R-410A | 2.6833 | Residential & Commercial | No
211378650 | Central HP <5.4 tons | YORK | HRCU-A-CB (Split System: Heat Pump with Remote Outdoor Unit-Air-Source) | HMH72B341 |  |  | XAHC36DBCN1 | TM8E080B12MP11 | 33400 | 17.5 | 8.1 | 33200 | 23400 | 70.48% | 2.02 | 0 | 9.5 |  |  |  | No | R-410A | 2.7833 | Residential & Commercial | No
211378723 | Central HP <5.4 tons | YORK | HRCU-A-CB (Split System: Heat Pump with Remote Outdoor Unit-Air-Source) | HMH72B341 |  |  | XAHB36DXXN1+TXV | TM8E060A12MP11 | 33200 | 17 | 8.1 | 33200 | 23400 | 70.48% | 2 | 0 | 9.5 |  |  |  | No | R-410A | 2.7667 | Residential & Commercial | No
211378766 | Central HP <5.4 tons | YORK | HRCU-A-CB (Split System: Heat Pump with Remote Outdoor Unit-Air-Source) | HMH72B341 |  |  | XAHB36DXXN1+TXV | TM8E040A12MP11 | 33200 | 17.5 | 8.1 | 33000 | 23200 | 70.3% | 2.02 | 0 | 9.5 |  |  |  | No | R-410A | 2.7667 | Residential & Commercial | No
211378975 | Central HP <5.4 tons | YORK | HRCU-A-CB (Split System: Heat Pump with Remote Outdoor Unit-Air-Source) | HMH72B341 |  |  | XAHD48FXXN1+TXV | TM9Y120D20MP11 | 33200 | 16.5 | 8.5 | 32000 | 23400 | 73.12% | 2.04 | 0 | 9 |  |  |  | No | R-410A | 2.7667 | Residential & Commercial | No
211379064 | Central HP <5.4 tons | YORK | HRCU-A-CB (Split System: Heat Pump with Remote Outdoor Unit-Air-Source) | HMH72B341 |  |  | XAHD48FXXN1+TXV | TM9V120D20MP12 | 33400 | 16.5 | 8.5 | 32000 | 23200 | 72.5% | 2.06 | 0 | 9.5 |  |  |  | No | R-410A | 2.7833 | Residential & Commercial | No
211379291 | Central HP <5.4 tons | YORK | HRCU-A-CB (Split System: Heat Pump with Remote Outdoor Unit-Air-Source) | HMH72B341 |  |  | XAFD48FXXN1+TXV | YP9C080C16MP13 | 33400 | 16.5 | 8.5 | 32400 | 23600 | 72.84% | 2.06 | 0 | 9.5 |  |  |  | No | R-410A | 2.7833 | Residential & Commercial | No
211379418 | Central HP <5.4 tons | YORK | HRCU-A-CB (Split System: Heat Pump with Remote Outdoor Unit-Air-Source) | HMH72B341 |  |  | XAHD48FXXN1+TXV | TM9E100C16MP12 | 32800 | 16.5 | 8.5 | 31800 | 23200 | 72.96% | 2.02 | 0 | 9 |  |  |  | No | R-410A | 2.7333 | Residential & Commercial | No
211379148 | Central HP <5.4 tons | YORK | HRCU-A-CB (Split System: Heat Pump with Remote Outdoor Unit-Air-Source) | HMH72B341 |  |  | XAFC48FXXN1+TXV | TM9V100C20MP12 | 34000 | 16.5 | 8.5 | 33000 | 24200 | 73.33% | 2.1 | 0 | 9 |  |  |  | No | R-410A | 2.8333 | Residential & Commercial | No
211379200 | Central HP <5.4 tons | YORK | HRCU-A-CB (Split System: Heat Pump with Remote Outdoor Unit-Air-Source) | HMH72B341 |  |  | XAHC48FBCN1 | TM9V100C16MP12 | 33000 | 16.5 | 8.5 | 31800 | 23200 | 72.96% | 2.04 | 0 | 9 |  |  |  | No | R-410A | 2.75 | Residential & Commercial | No
211379223 | Central HP <5.4 tons | YORK | HRCU-A-CB (Split System: Heat Pump with Remote Outdoor Unit-Air-Source) | HMH72B341 |  |  | XAFD48FBCN1 | YP9C100C16MP13 | 33800 | 16.5 | 8.5 | 32400 | 23600 | 72.84% | 2.08 | 0 | 9.5 |  |  |  | No | R-410A | 2.8167 | Residential & Commercial | No
211379282 | Central HP <5.4 tons | YORK | HRCU-A-CB (Split System: Heat Pump with Remote Outdoor Unit-Air-Source) | HMH72B341 |  |  | XAHC48FBCN1 | YP9C080C16MP13 | 32800 | 16.5 | 8.5 | 31800 | 23200 | 72.96% | 2.02 | 0 | 9 |  |  |  | No | R-410A | 2.7333 | Residential & Commercial | No
211379718 | Central HP <5.4 tons | YORK | HRCU-A-CB (Split System: Heat Pump with Remote Outdoor Unit-Air-Source) | HMH72B341 |  |  | XAHC48FBCN1 | TM8V100C16MP12 | 33600 | 16.5 | 8.5 | 32400 | 23800 | 73.46% | 2.06 | 0 | 9 |  |  |  | No | R-410A | 2.8 | Residential & Commercial | No
211379800 | Central HP <5.4 tons | YORK | HRCU-A-CB (Split System: Heat Pump with Remote Outdoor Unit-Air-Source) | HMH72B341 |  |  | XAFC48FBCN1 | TM8V100C16MP12 | 34000 | 16.5 | 8.5 | 33200 | 24400 | 73.49% | 2.1 | 0 | 9 |  |  |  | No | R-410A | 2.8333 | Residential & Commercial | No
211379516 | Central HP <5.4 tons | YORK | HRCU-A-CB (Split System: Heat Pump with Remote Outdoor Unit-Air-Source) | HMH72B341 |  |  | XAHC48FBCN1 | TM8Y120C20MP11 | 33800 | 16.5 | 8.5 | 32400 | 23800 | 73.46% | 2.06 | 0 | 9 |  |  |  | No | R-410A | 2.8167 | Residential & Commercial | No
211379550 | Central HP <5.4 tons | YORK | HRCU-A-CB (Split System: Heat Pump with Remote Outdoor Unit-Air-Source) | HMH72B341 |  |  | XAHD48FXXN1+TXV | TM8Y100C16MP11 | 33600 | 17 | 8.1 | 32600 | 24000 | 73.62% | 2.04 | 0 | 9 |  |  |  | No | R-410A | 2.8 | Residential & Commercial | No
211379618 | Central HP <5.4 tons | YORK | HRCU-A-CB (Split System: Heat Pump with Remote Outdoor Unit-Air-Source) | HMH72B341 |  |  | XAHC48FXXN1+TXV | TM8V120C20MP12 | 33800 | 16.5 | 8.5 | 32400 | 23800 | 73.46% | 2.06 | 0 | 9 |  |  |  | No | R-410A | 2.8167 | Residential & Commercial | No
211379627 | Central HP <5.4 tons | YORK | HRCU-A-CB (Split System: Heat Pump with Remote Outdoor Unit-Air-Source) | HMH72B341 |  |  | XAHC48FXXN1+TXV | TPLC100C20MP13 | 33800 | 16.5 | 8.5 | 32400 | 23800 | 73.46% | 2.06 | 0 | 9 |  |  |  | No | R-410A | 2.8167 | Residential & Commercial | No
211379636 | Central HP <5.4 tons | YORK | HRCU-A-CB (Split System: Heat Pump with Remote Outdoor Unit-Air-Source) | HMH72B341 |  |  | XAHC48FXXN1+TXV | YPLC120C20MP13 | 33800 | 16.5 | 8.5 | 32400 | 23800 | 73.46% | 2.06 | 0 | 9 |  |  |  | No | R-410A | 2.8167 | Residential & Commercial | No
211379709 | Central HP <5.4 tons | YORK | HRCU-A-CB (Split System: Heat Pump with Remote Outdoor Unit-Air-Source) | HMH72B341 |  |  | XAHC48FXXN1+TXV | TPLC100C16MP13 | 33600 | 16.5 | 8.5 | 32400 | 23800 | 73.46% | 2.06 | 0 | 9 |  |  |  | No | R-410A | 2.8 | Residential & Commercial | No
211379802 | Central HP <5.4 tons | YORK | HRCU-A-CB (Split System: Heat Pump with Remote Outdoor Unit-Air-Source) | HMH72B341 |  |  | XAUC48FXXN1+TXV | TM8V100C16MP12 | 34000 | 16.5 | 8.5 | 33200 | 24400 | 73.49% | 2.1 | 0 | 9 |  |  |  | No | R-410A | 2.8333 | Residential & Commercial | No
211379868 | Central HP <5.4 tons | YORK | HRCU-A-CB (Split System: Heat Pump with Remote Outdoor Unit-Air-Source) | HMH72B341 |  |  | XAUC48FXXN1+TXV | TPLC080B12MP13 | 33000 | 16 | 8.1 | 32600 | 24000 | 73.62% | 2.02 | 0 | 9 |  |  |  | No | R-410A | 2.75 | Residential & Commercial | No
211379995 | Central HP <5.4 tons | YORK | HRCU-A-CB (Split System: Heat Pump with Remote Outdoor Unit-Air-Source) | HMH72B341 |  |  | XAFC48FXXN1+TXV | TMLE100B12MP11 | 33400 | 17 | 8.5 | 32400 | 23800 | 73.46% | 2.06 | 0 | 9.5 |  |  |  | No | R-410A | 2.7833 | Residential & Commercial | No
211377539 | Central HP <5.4 tons | YORK | HRCU-A-CB (Split System: Heat Pump with Remote Outdoor Unit-Air-Source) | HMH72B341 |  |  | XAHC36DXXN1+TXV | TP9C080C16MP13 | 33400 | 17 | 8.1 | 33200 | 23400 | 70.48% | 2.04 | 0 | 9.5 |  |  |  | No | R-410A | 2.7833 | Residential & Commercial | No
211377357 | Central HP <5.4 tons | YORK | HRCU-A-CB (Split System: Heat Pump with Remote Outdoor Unit-Air-Source) | HMH72B341 |  |  | XAHC36DBCN1 | TM9Y080C16MP11 | 33800 | 16.5 | 8.1 | 33600 | 24000 | 71.43% | 2.04 | 0 | 9.5 |  |  |  | No | R-410A | 2.8167 | Residential & Commercial | No
211377491 | Central HP <5.4 tons | YORK | HRCU-A-CB (Split System: Heat Pump with Remote Outdoor Unit-Air-Source) | HMH72B341 |  |  | XAHC36DBCN1 | TM9V100C16MP12 | 33800 | 17 | 8.1 | 33400 | 23600 | 70.66% | 2.06 | 0 | 9.5 |  |  |  | No | R-410A | 2.8167 | Residential & Commercial | No
211377707 | Central HP <5.4 tons | YORK | HRCU-A-CB (Split System: Heat Pump with Remote Outdoor Unit-Air-Source) | HMH72B341 |  |  | XAHC36DBCN1 | TP9C060B12MP13 | 33200 | 17 | 8.1 | 33400 | 23800 | 71.26% | 2 | 0 | 9.5 |  |  |  | No | R-410A | 2.7667 | Residential & Commercial | No
211380025 | Central HP <5.4 tons | YORK | HRCU-A-CB (Split System: Heat Pump with Remote Outdoor Unit-Air-Source) | HMH72B341 |  |  | XAHC48FXXN1+TXV | TMLE080C16MP11 | 32800 | 16.5 | 8.5 | 31600 | 23000 | 72.78% | 2.04 | 0 | 9.5 |  |  |  | No | R-410A | 2.7333 | Residential & Commercial | No
211377453 | Central HP <5.4 tons | YORK | HRCU-A-CB (Split System: Heat Pump with Remote Outdoor Unit-Air-Source) | HMH72B341 |  |  | XAHC30CXXN1+TXV | YP9C100C20MP13 | 32800 | 17 | 8.1 | 33000 | 23200 | 70.3% | 2.02 | 0 | 9 |  |  |  | No | R-410A | 2.7333 | Residential & Commercial | No
211377578 | Central HP <5.4 tons | YORK | HRCU-A-CB (Split System: Heat Pump with Remote Outdoor Unit-Air-Source) | HMH72B341 |  |  | XAFC30CXXN1+TXV | YP9C080C16MP13 | 32800 | 17 | 8.1 | 33400 | 23400 | 70.06% | 2.04 | 0 | 9.5 |  |  |  | No | R-410A | 2.7333 | Residential & Commercial | No
211377580 | Central HP <5.4 tons | YORK | HRCU-A-CB (Split System: Heat Pump with Remote Outdoor Unit-Air-Source) | HMH72B341 |  |  | XAHC36DXXN1+TXV | TP9C080B12MP13 | 33200 | 17 | 8.1 | 33200 | 23400 | 70.48% | 2.02 | 0 | 9.5 |  |  |  | No | R-410A | 2.7667 | Residential & Commercial | No
211377731 | Central HP <5.4 tons | YORK | HRCU-A-CB (Split System: Heat Pump with Remote Outdoor Unit-Air-Source) | HMH72B341 |  |  | XAHB36DBCN1 | TM9V060B12MP12 | 32800 | 17 | 8.1 | 33000 | 23400 | 70.91% | 1.98 | 0 | 9.5 |  |  |  | No | R-410A | 2.7333 | Residential & Commercial | No
211377888 | Central HP <5.4 tons | YORK | HRCU-A-CB (Split System: Heat Pump with Remote Outdoor Unit-Air-Source) | HMH72B341 |  |  | XAFC36DBCN1 | TM9E080B12MP12 | 34000 | 17.5 | 8.1 | 34000 | 24400 | 71.76% | 2.06 | 0 | 9.5 |  |  |  | No | R-410A | 2.8333 | Residential & Commercial | No
214229430 | Central HP <5.4 tons | DAY & NIGHT | HRCU-A-CB (Split System: Heat Pump with Remote Outdoor Unit-Air-Source) | DLCURAH36ABK |  |  | EA*4X42L24A* | *80MSU1002120A* | 35200 | 16 | 8.5 | 38500 | 35000 | 90.91% | 1.88 | 0 | 9.5 |  |  |  | No | R-410A | 2.9333 | Residential & Commercial | No
213080803 | Central HP <5.4 tons | AIRQUEST | HRCU-A-CB (Split System: Heat Pump with Remote Outdoor Unit-Air-Source) | DLCURAH36ABK |  |  | EA*4X42L21A* | *95MSU0802120A* | 35200 | 16 | 8.1 | 38500 | 35000 | 90.91% | 1.88 | 0 | 9.5 |  |  |  | No | R-410A | 2.9333 | Residential & Commercial | No
211378315 | Central HP <5.4 tons | YORK | HRCU-A-CB (Split System: Heat Pump with Remote Outdoor Unit-Air-Source) | HMH72B341 |  |  | XAFB36DXXN1+TXV | TM8V080B12MP12 | 33600 | 17 | 8.1 | 33600 | 23600 | 70.24% | 2.02 | 0 | 9.5 |  |  |  | No | R-410A | 2.8 | Residential & Commercial | No
211377713 | Central HP <5.4 tons | YORK | HRCU-A-CB (Split System: Heat Pump with Remote Outdoor Unit-Air-Source) | HMH72B341 |  |  | XAHC30CXXN1+TXV | TM9V060B12MP12 | 31800 | 16.5 | 8.1 | 33000 | 23200 | 70.3% | 1.96 | 0 | 9 |  |  |  | No | R-410A | 2.65 | Residential & Commercial | No
211377813 | Central HP <5.4 tons | YORK | HRCU-A-CB (Split System: Heat Pump with Remote Outdoor Unit-Air-Source) | HMH72B341 |  |  | XAHB36DXXN1+TXV | TM9V040A10MP12 | 32400 | 16.5 | 8.1 | 32600 | 23000 | 70.55% | 1.96 | 0 | 9.5 |  |  |  | No | R-410A | 2.7 | Residential & Commercial | No
211378281 | Central HP <5.4 tons | YORK | HRCU-A-CB (Split System: Heat Pump with Remote Outdoor Unit-Air-Source) | HMH72B341 |  |  | XAHB30CXXN1+TXV | TPLC080B12MP13 | 31600 | 16.5 | 8.1 | 32800 | 23000 | 70.12% | 1.96 | 0 | 9 |  |  |  | No | R-410A | 2.6333 | Residential & Commercial | No
211378299 | Central HP <5.4 tons | YORK | HRCU-A-CB (Split System: Heat Pump with Remote Outdoor Unit-Air-Source) | HMH72B341 |  |  | XAFC36DBCN1 | TPLC080B12MP13 | 33800 | 17 | 8.1 | 34000 | 24200 | 71.18% | 2.04 | 0 | 9.5 |  |  |  | No | R-410A | 2.8167 | Residential & Commercial | No
211378347 | Central HP <5.4 tons | YORK | HRCU-A-CB (Split System: Heat Pump with Remote Outdoor Unit-Air-Source) | HMH72B341 |  |  | XAFB30CXXN1+TXV | YPLC080B12MP13 | 32400 | 17 | 8.1 | 33600 | 23600 | 70.24% | 2 | 0 | 9.5 |  |  |  | No | R-410A | 2.7 | Residential & Commercial | No
211378429 | Central HP <5.4 tons | YORK | HRCU-A-CB (Split System: Heat Pump with Remote Outdoor Unit-Air-Source) | HMH72B341 |  |  | XAUB36DXXN1+TXV | YPLC060A12MP13 | 34000 | 17.5 | 8.1 | 34000 | 24200 | 71.18% | 2.06 | 0 | 9.5 |  |  |  | No | R-410A | 2.8333 | Residential & Commercial | No
211377774 | Central HP <5.4 tons | YORK | HRCU-A-CB (Split System: Heat Pump with Remote Outdoor Unit-Air-Source) | HMH72B341 |  |  | XAFB36DXXN1+TXV | YP9C060B12MP13 | 33800 | 17 | 8.5 | 33400 | 23800 | 71.26% | 2.04 | 0 | 9.5 |  |  |  | No | R-410A | 2.8167 | Residential & Commercial | No
211377777 | Central HP <5.4 tons | YORK | HRCU-A-CB (Split System: Heat Pump with Remote Outdoor Unit-Air-Source) | HMH72B341 |  |  | XAFB36DBCN1 | TM9V060B12MP12 | 33800 | 17 | 8.5 | 33400 | 23800 | 71.26% | 2.04 | 0 | 9.5 |  |  |  | No | R-410A | 2.8167 | Residential & Commercial | No
211377960 | Central HP <5.4 tons | YORK | HRCU-A-CB (Split System: Heat Pump with Remote Outdoor Unit-Air-Source) | HMH72B341 |  |  | XAFB36DBCN1 | TM9E060A10MP12 | 33600 | 17.5 | 8.1 | 33800 | 23800 | 70.41% | 2.02 | 0 | 9.5 |  |  |  | No | R-410A | 2.8 | Residential & Commercial | No
211377441 | Central HP <5.4 tons | YORK | HRCU-A-CB (Split System: Heat Pump with Remote Outdoor Unit-Air-Source) | HMH72B341 |  |  | XAFB30CXXN1+TXV | TM9Y060B12MP11 | 32600 | 17.5 | 8.1 | 34000 | 23800 | 70% | 2 | 0 | 9.5 |  |  |  | No | R-410A | 2.7167 | Residential & Commercial | No
211378531 | Central HP <5.4 tons | YORK | HRCU-A-CB (Split System: Heat Pump with Remote Outdoor Unit-Air-Source) | HMH72B341 |  |  | XAHC36DXXN1+TXV | TMLE100B12MP11 | 33400 | 17.5 | 8.1 | 33000 | 23400 | 70.91% | 2.02 | 0 | 9.5 |  |  |  | No | R-410A | 2.7833 | Residential & Commercial | No
211378549 | Central HP <5.4 tons | YORK | HRCU-A-CB (Split System: Heat Pump with Remote Outdoor Unit-Air-Source) | HMH72B341 |  |  | XAHB36DXXN1+TXV | TMLE100B12MP11 | 33200 | 17.5 | 8.1 | 33000 | 23400 | 70.91% | 2.02 | 0 | 9.5 |  |  |  | No | R-410A | 2.7667 | Residential & Commercial | No
211377792 | Central HP <5.4 tons | YORK | HRCU-A-CB (Split System: Heat Pump with Remote Outdoor Unit-Air-Source) | HMH72B341 |  |  | XAUB36DXXN1+TXV | YP9C060B12MP13 | 33800 | 17 | 8.5 | 33400 | 23800 | 71.26% | 2.04 | 0 | 9.5 |  |  |  | No | R-410A | 2.8167 | Residential & Commercial | No
211377908 | Central HP <5.4 tons | YORK | HRCU-A-CB (Split System: Heat Pump with Remote Outdoor Unit-Air-Source) | HMH72B341 |  |  | XAHC36DXXN1+TXV | TM9E060B12MP12 | 33400 | 17 | 8.1 | 33400 | 23800 | 71.26% | 2 | 0 | 9.5 |  |  |  | No | R-410A | 2.7833 | Residential & Commercial | No
211378010 | Central HP <5.4 tons | YORK | HRCU-A-CB (Split System: Heat Pump with Remote Outdoor Unit-Air-Source) | HMH72B341 |  |  | XAFC30CXXN1+TXV | TM8Y100C20MP11 | 33600 | 18 | 8.5 | 33600 | 23600 | 70.24% | 2.06 | 0 | 9.5 |  |  |  | No | R-410A | 2.8 | Residential & Commercial | No
214229238 | Central HP <5.4 tons | COMFORTMAKER | HRCU-A-CB (Split System: Heat Pump with Remote Outdoor Unit-Air-Source) | DLCURAH30ABK |  |  | EA*4X37L17A* | *80MSU0601716A* | 30400 | 15.2 | 8.5 | 33400 | 26800 | 80.24% | 1.82 | 0 | 9 |  |  |  | No | R-410A | 2.5333 | Residential & Commercial | No
214229271 | Central HP <5.4 tons | COMFORTMAKER | HRCU-A-CB (Split System: Heat Pump with Remote Outdoor Unit-Air-Source) | DLCURAH30ABK |  |  | END4X42L17** | *80MSU0601716A* | 29800 | 15.2 | 8.1 | 34000 | 27000 | 79.41% | 1.82 | 0 | 9 |  |  |  | No | R-410A | 2.4833 | Residential & Commercial | No
211378606 | Central HP <5.4 tons | YORK | HRCU-A-CB (Split System: Heat Pump with Remote Outdoor Unit-Air-Source) | HMH72B341 |  |  | XAUB30CXXN1+TXV | TM8E100B12MP11 | 32800 | 17.5 | 8.1 | 33400 | 23400 | 70.06% | 2.04 | 0 | 9.5 |  |  |  | No | R-410A | 2.7333 | Residential & Commercial | No
211378622 | Central HP <5.4 tons | YORK | HRCU-A-CB (Split System: Heat Pump with Remote Outdoor Unit-Air-Source) | HMH72B341 |  |  | XAHC30CXXN1+TXV | TM8E080C16MP11 | 32200 | 17.5 | 8.1 | 32400 | 22800 | 70.37% | 2 | 0 | 9.5 |  |  |  | No | R-410A | 2.6833 | Residential & Commercial | No
211378656 | Central HP <5.4 tons | YORK | HRCU-A-CB (Split System: Heat Pump with Remote Outdoor Unit-Air-Source) | HMH72B341 |  |  | XAHC30CXXN1+TXV | TM8E080B12MP11 | 32200 | 17 | 8.1 | 33000 | 23200 | 70.3% | 1.98 | 0 | 9 |  |  |  | No | R-410A | 2.6833 | Residential & Commercial | No
211378697 | Central HP <5.4 tons | YORK | HRCU-A-CB (Split System: Heat Pump with Remote Outdoor Unit-Air-Source) | HMH72B341 |  |  | XAFB36DXXN1+TXV | TMLE080B12MP11 | 34000 | 18 | 8.1 | 34000 | 24400 | 71.76% | 2.06 | 0 | 9.5 |  |  |  | No | R-410A | 2.8333 | Residential & Commercial | No
211378127 | Central HP <5.4 tons | YORK | HRCU-A-CB (Split System: Heat Pump with Remote Outdoor Unit-Air-Source) | HMH72B341 |  |  | XAHC36DXXN1+TXV | YPLC080C16MP13 | 34000 | 17 | 8.1 | 34000 | 24600 | 72.35% | 2.08 | 0 | 9.5 |  |  |  | No | R-410A | 2.8333 | Residential & Commercial | No
211378227 | Central HP <5.4 tons | YORK | HRCU-A-CB (Split System: Heat Pump with Remote Outdoor Unit-Air-Source) | HMH72B341 |  |  | XAFC30CXXN1+TXV | YPLC080C16MP13 | 33000 | 17.5 | 8.5 | 33000 | 23200 | 70.3% | 2.04 | 0 | 9.5 |  |  |  | No | R-410A | 2.75 | Residential & Commercial | No
211378308 | Central HP <5.4 tons | YORK | HRCU-A-CB (Split System: Heat Pump with Remote Outdoor Unit-Air-Source) | HMH72B341 |  |  | XAFC30CXXN1+TXV | TPLC080B12MP13 | 32400 | 17 | 8.1 | 34000 | 23800 | 70% | 2 | 0 | 9.5 |  |  |  | No | R-410A | 2.7 | Residential & Commercial | No
211378326 | Central HP <5.4 tons | YORK | HRCU-A-CB (Split System: Heat Pump with Remote Outdoor Unit-Air-Source) | HMH72B341 |  |  | XAUB36DXXN1+TXV | TM8V080B12MP12 | 33600 | 17 | 8.1 | 33600 | 23600 | 70.24% | 2.02 | 0 | 9.5 |  |  |  | No | R-410A | 2.8 | Residential & Commercial | No
211378561 | Central HP <5.4 tons | YORK | HRCU-A-CB (Split System: Heat Pump with Remote Outdoor Unit-Air-Source) | HMH72B341 |  |  | XAHB30CXXN1+TXV | TMLE100B12MP11 | 32000 | 17 | 8.1 | 32800 | 23000 | 70.12% | 1.98 | 0 | 9.5 |  |  |  | No | R-410A | 2.6667 | Residential & Commercial | No
215677975 | Central HP <5.4 tons | HEIL | HRCU-A-CB (Split System: Heat Pump with Remote Outdoor Unit-Air-Source) | H5H0V60*K*AAA* |  |  | EA*5X61M24A*+WALLCON | *97CMN0602120B* | 55000 | 17.5 | 8.5 | 61000 | 43000 | 70.49% | 1.88 | 0 | 8 |  |  |  | No | R-454B | 4.5833 | Residential & Commercial | No
211378724 | Central HP <5.4 tons | YORK | HRCU-A-CB (Split System: Heat Pump with Remote Outdoor Unit-Air-Source) | HMH72B341 |  |  | XAHB36DXXN1+TXV | TMLE060A12MP11 | 33200 | 17 | 8.1 | 33200 | 23400 | 70.48% | 2 | 0 | 9.5 |  |  |  | No | R-410A | 2.7667 | Residential & Commercial | No
211378712 | Central HP <5.4 tons | YORK | HRCU-A-CB (Split System: Heat Pump with Remote Outdoor Unit-Air-Source) | HMH72B341 |  |  | XAFB30CXXN1+TXV | TM8E080B12MP11 | 32800 | 17.5 | 8.1 | 34000 | 23800 | 70% | 2.02 | 0 | 9.5 |  |  |  | No | R-410A | 2.7333 | Residential & Commercial | No
211378763 | Central HP <5.4 tons | YORK | HRCU-A-CB (Split System: Heat Pump with Remote Outdoor Unit-Air-Source) | HMH72B341 |  |  | XAUB30CXXN1+TXV | TMLE060A12MP11 | 32800 | 17.5 | 8.1 | 33400 | 23400 | 70.06% | 2.02 | 0 | 9.5 |  |  |  | No | R-410A | 2.7333 | Residential & Commercial | No
211378813 | Central HP <5.4 tons | YORK | HRCU-A-CB (Split System: Heat Pump with Remote Outdoor Unit-Air-Source) | HMH72B341 |  |  | XAHC36DXXN1+TXV | TL9E100C20UH11 | 34000 | 16.5 | 8.1 | 34000 | 24600 | 72.35% | 2.08 | 0 | 9.5 |  |  |  | No | R-410A | 2.8333 | Residential & Commercial | No
211378829 | Central HP <5.4 tons | YORK | HRCU-A-CB (Split System: Heat Pump with Remote Outdoor Unit-Air-Source) | HMH72B341 |  |  | XAHC36DXXN1+TXV | TL9E080C16UH11 | 34000 | 17 | 8.1 | 33800 | 24000 | 71.01% | 2.06 | 0 | 9.5 |  |  |  | No | R-410A | 2.8333 | Residential & Commercial | No
211378876 | Central HP <5.4 tons | YORK | HRCU-A-CB (Split System: Heat Pump with Remote Outdoor Unit-Air-Source) | HMH72B341 |  |  | XAUB30CXXN1+TXV | TL9E060B12UH11 | 32600 | 17.5 | 8.1 | 33600 | 23600 | 70.24% | 2 | 0 | 9.5 |  |  |  | No | R-410A | 2.7167 | Residential & Commercial | No
211379060 | Central HP <5.4 tons | YORK | HRCU-A-CB (Split System: Heat Pump with Remote Outdoor Unit-Air-Source) | HMH72B341 |  |  | XAUC48FXXN1+TXV | TM9Y060B12MP11 | 33200 | 16.5 | 8.1 | 32600 | 24000 | 73.62% | 2.02 | 0 | 9 |  |  |  | No | R-410A | 2.7667 | Residential & Commercial | No
211379080 | Central HP <5.4 tons | YORK | HRCU-A-CB (Split System: Heat Pump with Remote Outdoor Unit-Air-Source) | HMH72B341 |  |  | XAFD48FXXN1+TXV | TM9V120D20MP12 | 34000 | 17 | 8.5 | 32400 | 23800 | 73.46% | 2.1 | 0 | 9.5 |  |  |  | No | R-410A | 2.8333 | Residential & Commercial | No
211379194 | Central HP <5.4 tons | YORK | HRCU-A-CB (Split System: Heat Pump with Remote Outdoor Unit-Air-Source) | HMH72B341 |  |  | XAHC48FXXN1+TXV | TP9C100C16MP13 | 33000 | 16.5 | 8.5 | 31800 | 23200 | 72.96% | 2.04 | 0 | 9 |  |  |  | No | R-410A | 2.75 | Residential & Commercial | No
211379429 | Central HP <5.4 tons | YORK | HRCU-A-CB (Split System: Heat Pump with Remote Outdoor Unit-Air-Source) | HMH72B341 |  |  | XAFD48FXXN1+TXV | TM9E100C16MP12 | 33400 | 17 | 8.5 | 32400 | 23600 | 72.84% | 2.06 | 0 | 9.5 |  |  |  | No | R-410A | 2.7833 | Residential & Commercial | No
211379095 | Central HP <5.4 tons | YORK | HRCU-A-CB (Split System: Heat Pump with Remote Outdoor Unit-Air-Source) | HMH72B341 |  |  | XAFD48FBCN1 | YP9C120D20MP13 | 34000 | 17 | 8.5 | 32400 | 23800 | 73.46% | 2.1 | 0 | 9.5 |  |  |  | No | R-410A | 2.8333 | Residential & Commercial | No
211379128 | Central HP <5.4 tons | YORK | HRCU-A-CB (Split System: Heat Pump with Remote Outdoor Unit-Air-Source) | HMH72B341 |  |  | XAHC48FBCN1 | TP9C100C20MP13 | 33200 | 17 | 8.5 | 32000 | 23400 | 73.12% | 2.04 | 0 | 9 |  |  |  | No | R-410A | 2.7667 | Residential & Commercial | No
211377384 | Central HP <5.4 tons | YORK | HRCU-A-CB (Split System: Heat Pump with Remote Outdoor Unit-Air-Source) | HMH72B341 |  |  | XAHB36DBCN1 | TM9Y080B12MP11 | 33000 | 17 | 8.1 | 32800 | 23200 | 70.73% | 2 | 0 | 9.5 |  |  |  | No | R-410A | 2.75 | Residential & Commercial | No
211377768 | Central HP <5.4 tons | YORK | HRCU-A-CB (Split System: Heat Pump with Remote Outdoor Unit-Air-Source) | HMH72B341 |  |  | XAFB36DXXN1+TXV | TM9V060B12MP12 | 33800 | 17 | 8.5 | 33400 | 23800 | 71.26% | 2.04 | 0 | 9.5 |  |  |  | No | R-410A | 2.8167 | Residential & Commercial | No
211377331 | Central HP <5.4 tons | YORK | HRCU-A-CB (Split System: Heat Pump with Remote Outdoor Unit-Air-Source) | HMH72B341 |  |  | XAHC36DXXN1+TXV | TM9Y100C20MP11 | 34000 | 15.5 | 8.1 | 34000 | 24400 | 71.76% | 2.06 | 0 | 9.5 |  |  |  | No | R-410A | 2.8333 | Residential & Commercial | No
211377399 | Central HP <5.4 tons | YORK | HRCU-A-CB (Split System: Heat Pump with Remote Outdoor Unit-Air-Source) | HMH72B341 |  |  | XAFB30CXXN1+TXV | TM9Y080B12MP11 | 32800 | 17.5 | 8.1 | 34000 | 23800 | 70% | 2.02 | 0 | 9.5 |  |  |  | No | R-410A | 2.7333 | Residential & Commercial | No
211377801 | Central HP <5.4 tons | YORK | HRCU-A-CB (Split System: Heat Pump with Remote Outdoor Unit-Air-Source) | HMH72B341 |  |  | XAFB30CXXN1+TXV | YP9C060B12MP13 | 32600 | 17 | 8.1 | 33600 | 23600 | 70.24% | 2.02 | 0 | 9.5 |  |  |  | No | R-410A | 2.7167 | Residential & Commercial | No
211377834 | Central HP <5.4 tons | YORK | HRCU-A-CB (Split System: Heat Pump with Remote Outdoor Unit-Air-Source) | HMH72B341 |  |  | XAUB30CXXN1+TXV | TM9V040A10MP12 | 32000 | 16.5 | 8.1 | 33400 | 23400 | 70.06% | 2 | 0 | 9.5 |  |  |  | No | R-410A | 2.6667 | Residential & Commercial | No
211377984 | Central HP <5.4 tons | YORK | HRCU-A-CB (Split System: Heat Pump with Remote Outdoor Unit-Air-Source) | HMH72B341 |  |  | XAHC36DBCN1 | TM8Y120C20MP11 | 34000 | 17 | 8.1 | 33800 | 24200 | 71.6% | 2.08 | 0 | 9.5 |  |  |  | No | R-410A | 2.8333 | Residential & Commercial | No
211378052 | Central HP <5.4 tons | YORK | HRCU-A-CB (Split System: Heat Pump with Remote Outdoor Unit-Air-Source) | HMH72B341 |  |  | XAHC36DBCN1 | TM8Y080B12MP11 | 33200 | 17.5 | 8.1 | 32800 | 23200 | 70.73% | 2.02 | 0 | 9.5 |  |  |  | No | R-410A | 2.7667 | Residential & Commercial | No
211378233 | Central HP <5.4 tons | YORK | HRCU-A-CB (Split System: Heat Pump with Remote Outdoor Unit-Air-Source) | HMH72B341 |  |  | XAHC36DXXN1+TXV | TM8V080B12MP12 | 32800 | 16.5 | 8.1 | 32800 | 23200 | 70.73% | 1.98 | 0 | 9.5 |  |  |  | No | R-410A | 2.7333 | Residential & Commercial | No
211378317 | Central HP <5.4 tons | YORK | HRCU-A-CB (Split System: Heat Pump with Remote Outdoor Unit-Air-Source) | HMH72B341 |  |  | XAFB36DXXN1+TXV | TPLC080B12MP13 | 33600 | 17 | 8.1 | 33600 | 23600 | 70.24% | 2.02 | 0 | 9.5 |  |  |  | No | R-410A | 2.8 | Residential & Commercial | No
211378335 | Central HP <5.4 tons | YORK | HRCU-A-CB (Split System: Heat Pump with Remote Outdoor Unit-Air-Source) | HMH72B341 |  |  | XAFB36DBCN1 | YPLC080B12MP13 | 33600 | 17 | 8.1 | 33600 | 23600 | 70.24% | 2.02 | 0 | 9.5 |  |  |  | No | R-410A | 2.8 | Residential & Commercial | No
211378368 | Central HP <5.4 tons | YORK | HRCU-A-CB (Split System: Heat Pump with Remote Outdoor Unit-Air-Source) | HMH72B341 |  |  | XAHB36DXXN1+TXV | YPLC060A12MP13 | 33400 | 16.5 | 8.1 | 33600 | 23800 | 70.83% | 2.02 | 0 | 9.5 |  |  |  | No | R-410A | 2.7833 | Residential & Commercial | No
211378685 | Central HP <5.4 tons | YORK | HRCU-A-CB (Split System: Heat Pump with Remote Outdoor Unit-Air-Source) | HMH72B341 |  |  | XAFC36DBCN1 | TMLE080B12MP11 | 34000 | 18 | 8.1 | 34000 | 24400 | 71.76% | 2.06 | 0 | 9.5 |  |  |  | No | R-410A | 2.8333 | Residential & Commercial | No
211378721 | Central HP <5.4 tons | YORK | HRCU-A-CB (Split System: Heat Pump with Remote Outdoor Unit-Air-Source) | HMH72B341 |  |  | XAUB30CXXN1+TXV | TMLE080B12MP11 | 32800 | 17.5 | 8.1 | 34000 | 23800 | 70% | 2.02 | 0 | 9.5 |  |  |  | No | R-410A | 2.7333 | Residential & Commercial | No
211378852 | Central HP <5.4 tons | YORK | HRCU-A-CB (Split System: Heat Pump with Remote Outdoor Unit-Air-Source) | HMH72B341 |  |  | XAHC30CXXN1+TXV | TL9E060B12UH11 | 31800 | 17 | 8.1 | 32800 | 23200 | 70.73% | 1.96 | 0 | 9 |  |  |  | No | R-410A | 2.65 | Residential & Commercial | No
212979785 | Central HP <5.4 tons | CARRIER | HRCU-A-CB (Split System: Heat Pump with Remote Outdoor Unit-Air-Source) | 38MURAQ30AB3* |  |  | CNPV*4217AL* | 58S(B,C)*B090M17**14 | 30000 | 15.2 | 8.1 | 34000 | 27200 | 80% | 1.82 | 0 | 9 |  |  |  | No | R-410A | 2.5 | Residential & Commercial | No
215853868 | Central HP <5.4 tons | BLUERIDGE | HRCU-A-CB (Split System: Heat Pump with Remote Outdoor Unit-Air-Source) | BMSAHS6015C |  |  | BMS2AH60I |  | 54000 | 15.2 | 8.4 | 54000 | 38000 | 70.37% | 1.8 | 0 | 8.6 |  |  |  | No | R-454B | 4.5 | Residential & Commercial | No
212972463 | Central HP <5.4 tons | COMFORTMAKER | HRCU-A-CB (Split System: Heat Pump with Remote Outdoor Unit-Air-Source) | DLCURAH30ABK |  |  | EA*4X42L21A* | *80VTL1102122B* | 29800 | 15.2 | 8.1 | 34200 | 27600 | 80.7% | 1.8 | 0 | 9 |  |  |  | No | R-410A | 2.4833 | Residential & Commercial | No
211379163 | Central HP <5.4 tons | YORK | HRCU-A-CB (Split System: Heat Pump with Remote Outdoor Unit-Air-Source) | HMH72B341 |  |  | XAFC48FBCN1 | TP9C100C20MP13 | 34000 | 16.5 | 8.5 | 33000 | 24200 | 73.33% | 2.1 | 0 | 9 |  |  |  | No | R-410A | 2.8333 | Residential & Commercial | No
211379229 | Central HP <5.4 tons | YORK | HRCU-A-CB (Split System: Heat Pump with Remote Outdoor Unit-Air-Source) | HMH72B341 |  |  | XAFC48FXXN1+TXV | YP9C100C16MP13 | 33800 | 16.5 | 8.5 | 32400 | 23800 | 73.46% | 2.08 | 0 | 9.5 |  |  |  | No | R-410A | 2.8167 | Residential & Commercial | No
211379412 | Central HP <5.4 tons | YORK | HRCU-A-CB (Split System: Heat Pump with Remote Outdoor Unit-Air-Source) | HMH72B341 |  |  | XAFC48FBCN1 | YP9C060B12MP13 | 33000 | 16.5 | 8.1 | 32400 | 24000 | 74.07% | 2.04 | 0 | 9 |  |  |  | No | R-410A | 2.75 | Residential & Commercial | No
215679705 | Central HP <5.4 tons | HEIL | HRCU-A-CB (Split System: Heat Pump with Remote Outdoor Unit-Air-Source) | H5H0V36*K*AAA* |  |  | ESH5X36M12A*+WALLCON | *96CTN0802120B* | 33600 | 16 | 8.5 | 35800 | 25400 | 70.95% | 1.76 | 0 | 9.5 |  |  |  | No | R-454B | 2.8 | Residential & Commercial | No
215679755 | Central HP <5.4 tons | HEIL | HRCU-A-CB (Split System: Heat Pump with Remote Outdoor Unit-Air-Source) | H5H0V36*K*AAA* |  |  | ESH5X36M12A*+WALLCON | *97CTN0802120A* | 33600 | 16 | 8.5 | 35800 | 25400 | 70.95% | 1.76 | 0 | 9.5 |  |  |  | No | R-454B | 2.8 | Residential & Commercial | No
213296591 | Central HP <5.4 tons | YORK | HRCU-A-CB (Split System: Heat Pump with Remote Outdoor Unit-Air-Source) | HMH72B341 |  |  | XAHB30CXXN1+TXV | Y81E100B12LMPS1 | 32000 | 17 | 8.1 | 32200 | 22600 | 70.19% | 2 | 0 | 9.5 |  |  |  | No | R-410A | 2.6667 | Residential & Commercial | No
213296625 | Central HP <5.4 tons | YORK | HRCU-A-CB (Split System: Heat Pump with Remote Outdoor Unit-Air-Source) | HMH72B341 |  |  | XAHC30CXXN1+TXV | Y81E120C16SMPS1 | 32600 | 17 | 8.5 | 32000 | 22600 | 70.62% | 2.04 | 0 | 9.5 |  |  |  | No | R-410A | 2.7167 | Residential & Commercial | No
213296657 | Central HP <5.4 tons | YORK | HRCU-A-CB (Split System: Heat Pump with Remote Outdoor Unit-Air-Source) | HMH72B341 |  |  | XAFC30CXXN1+TXV | Y82E120C20LMPS1 | 33600 | 18.5 | 8.5 | 33000 | 23400 | 70.91% | 2.06 | 0 | 9.5 |  |  |  | No | R-410A | 2.8 | Residential & Commercial | No
213296694 | Central HP <5.4 tons | YORK | HRCU-A-CB (Split System: Heat Pump with Remote Outdoor Unit-Air-Source) | HMH72B341 |  |  | XAHB30CXXN1+JMVT12BC2N1+TXV |  | 32600 | 17.5 | 8.1 | 32400 | 22800 | 70.37% | 2.02 | 0 | 9.5 |  |  |  | No | R-410A | 2.7167 | Residential & Commercial | No
213296724 | Central HP <5.4 tons | YORK | HRCU-A-CB (Split System: Heat Pump with Remote Outdoor Unit-Air-Source) | HMH72B341 |  |  | XAFB30CXXN1+TXV | Y81E080B12SMPS1 | 33000 | 18 | 8.5 | 33000 | 23400 | 70.91% | 2.04 | 0 | 9.5 |  |  |  | No | R-410A | 2.75 | Residential & Commercial | No
212984984 | Central HP <5.4 tons | COMFORTMAKER | HRCU-A-CB (Split System: Heat Pump with Remote Outdoor Unit-Air-Source) | DLCURAH30ABK |  |  | EA*4X42L21A* | *92MSN0802120A* | 30000 | 15.2 | 8.1 | 34200 | 27600 | 80.7% | 1.8 | 0 | 9 |  |  |  | No | R-410A | 2.5 | Residential & Commercial | No
212977030 | Central HP <5.4 tons | AIRQUEST | HRCU-A-CB (Split System: Heat Pump with Remote Outdoor Unit-Air-Source) | DLCURAH30ABK |  |  | EA*4X42L21A* | *96VTN1002122B* | 30000 | 15.2 | 8.1 | 34200 | 27600 | 80.7% | 1.8 | 0 | 9 |  |  |  | No | R-410A | 2.5 | Residential & Commercial | No
215679825 | Central HP <5.4 tons | HEIL | HRCU-A-CB (Split System: Heat Pump with Remote Outdoor Unit-Air-Source) | H5H0V36*K*AAA* |  |  | ESH5X42M12A*+WALLCON | *97CTN0801716A* | 33800 | 16 | 8.5 | 35800 | 25400 | 70.95% | 1.76 | 0 | 9 |  |  |  | No | R-454B | 2.8167 | Residential & Commercial | No
212980231 | Central HP <5.4 tons | TEMPSTAR | HRCU-A-CB (Split System: Heat Pump with Remote Outdoor Unit-Air-Source) | DLCURAH30ABK |  |  | EA*4X43L21A* | *80MS(N,L)0902116A* | 30600 | 15.2 | 8.1 | 33400 | 26400 | 79.04% | 1.86 | 0 | 9 |  |  |  | No | R-410A | 2.55 | Residential & Commercial | No
212982226 | Central HP <5.4 tons | TEMPSTAR | HRCU-A-CB (Split System: Heat Pump with Remote Outdoor Unit-Air-Source) | DLCURAH30ABK |  |  | END4X42L17** | *80MSU0401712A* | 29800 | 15.2 | 8.5 | 33600 | 27000 | 80.36% | 1.82 | 0 | 9 |  |  |  | No | R-410A | 2.4833 | Residential & Commercial | No
213075880 | Central HP <5.4 tons | DAY & NIGHT | HRCU-A-CB (Split System: Heat Pump with Remote Outdoor Unit-Air-Source) | DLCURAH36ABK |  |  | EA*4X36L21A* | *95MSU1002120A* | 35200 | 16 | 8.1 | 38500 | 35200 | 91.43% | 1.84 | 0 | 9.5 |  |  |  | No | R-410A | 2.9333 | Residential & Commercial | No
212984443 | Central HP <5.4 tons | TEMPSTAR | HRCU-A-CB (Split System: Heat Pump with Remote Outdoor Unit-Air-Source) | DLCURAH30ABK |  |  | EA*4X36L17A* | *92MSN0801716A* | 29400 | 15.2 | 8.1 | 34000 | 28000 | 82.35% | 1.76 | 0 | 9 |  |  |  | No | R-410A | 2.45 | Residential & Commercial | No
212974166 | Central HP <5.4 tons | COMFORTMAKER | HRCU-A-CB (Split System: Heat Pump with Remote Outdoor Unit-Air-Source) | DLCURAH30ABK |  |  | EA*4X43L21A* | *96VSN0802120B* | 30600 | 15.2 | 8.1 | 33400 | 26400 | 79.04% | 1.86 | 0 | 9 |  |  |  | No | R-410A | 2.55 | Residential & Commercial | No
212974526 | Central HP <5.4 tons | COMFORTMAKER | HRCU-A-CB (Split System: Heat Pump with Remote Outdoor Unit-Air-Source) | DLCURAH30ABK |  |  | EA*4X42L24A* | *96VSN1202422B* | 30200 | 15.2 | 8.1 | 34400 | 27400 | 79.65% | 1.8 | 0 | 9 |  |  |  | No | R-410A | 2.5167 | Residential & Commercial | No
211378987 | Central HP <5.4 tons | YORK | HRCU-A-CB (Split System: Heat Pump with Remote Outdoor Unit-Air-Source) | HMH72B341 |  |  | XAHD48FXXN1+TXV | TM9Y100C16MP11 | 33200 | 15.5 | 8.1 | 32400 | 23600 | 72.84% | 2.02 | 0 | 9 |  |  |  | No | R-410A | 2.7667 | Residential & Commercial | No
211379119 | Central HP <5.4 tons | YORK | HRCU-A-CB (Split System: Heat Pump with Remote Outdoor Unit-Air-Source) | HMH72B341 |  |  | XAHC48FXXN1+TXV | TP9C100C20MP13 | 33200 | 17 | 8.5 | 32000 | 23400 | 73.12% | 2.04 | 0 | 9 |  |  |  | No | R-410A | 2.7667 | Residential & Commercial | No
211378269 | Central HP <5.4 tons | YORK | HRCU-A-CB (Split System: Heat Pump with Remote Outdoor Unit-Air-Source) | HMH72B341 |  |  | XAHB36DBCN1 | TM8V080B12MP12 | 32800 | 16.5 | 8.1 | 33000 | 23400 | 70.91% | 1.98 | 0 | 9.5 |  |  |  | No | R-410A | 2.7333 | Residential & Commercial | No
211378988 | Central HP <5.4 tons | YORK | HRCU-A-CB (Split System: Heat Pump with Remote Outdoor Unit-Air-Source) | HMH72B341 |  |  | XAHD48FBCN1 | TM9Y100C16MP11 | 33200 | 15.5 | 8.1 | 32400 | 23600 | 72.84% | 2.02 | 0 | 9 |  |  |  | No | R-410A | 2.7667 | Residential & Commercial | No
211379003 | Central HP <5.4 tons | YORK | HRCU-A-CB (Split System: Heat Pump with Remote Outdoor Unit-Air-Source) | HMH72B341 |  |  | XAFC48FXXN1+TXV | TM9Y100C16MP11 | 33800 | 17.5 | 8.5 | 32800 | 24200 | 73.78% | 2.06 | 0 | 9 |  |  |  | No | R-410A | 2.8167 | Residential & Commercial | No
211379054 | Central HP <5.4 tons | YORK | HRCU-A-CB (Split System: Heat Pump with Remote Outdoor Unit-Air-Source) | HMH72B341 |  |  | XAFC48FXXN1+TXV | TM9Y060B12MP11 | 33200 | 16.5 | 8.1 | 32600 | 24000 | 73.62% | 2.02 | 0 | 9 |  |  |  | No | R-410A | 2.7667 | Residential & Commercial | No
212980953 | Central HP <5.4 tons | HEIL | HRCU-A-CB (Split System: Heat Pump with Remote Outdoor Unit-Air-Source) | DLCURAH30ABK |  |  | EA*4X43L21A* | *80MS(N,L)1102120A* | 31000 | 15.2 | 8.5 | 33600 | 26200 | 77.98% | 1.88 | 0 | 9 |  |  |  | No | R-410A | 2.5833 | Residential & Commercial | No
212982655 | Central HP <5.4 tons | HEIL | HRCU-A-CB (Split System: Heat Pump with Remote Outdoor Unit-Air-Source) | DLCURAH30ABK |  |  | EA*4X42L24A* | *80MSU0601716A* | 30000 | 15.5 | 8.1 | 34200 | 27600 | 80.7% | 1.8 | 0 | 9 |  |  |  | No | R-410A | 2.5 | Residential & Commercial | No
211222535 | Central HP <5.4 tons | HEIL | HRCU-A-CB (Split System: Heat Pump with Remote Outdoor Unit-Air-Source) | DLCURAH30ABK |  |  | EA*4X37L21A* | *80ESU0601716A | 31200 | 15.2 | 8.5 | 33400 | 26000 | 77.84% | 1.86 | 0 | 9 |  |  |  | No | R-410A | 2.6 | Residential & Commercial | No
213078872 | Central HP <5.4 tons | HEIL | HRCU-A-CB (Split System: Heat Pump with Remote Outdoor Unit-Air-Source) | DLCURAH36ABK |  |  | EA*4X42L21A* | *80MSU1002120A* | 35200 | 16 | 8.5 | 38500 | 35000 | 90.91% | 1.88 | 0 | 9.5 |  |  |  | No | R-410A | 2.9333 | Residential & Commercial | No
215677505 | Central HP <5.4 tons | HEIL | HRCU-A-CB (Split System: Heat Pump with Remote Outdoor Unit-Air-Source) | H5H0V60*K*AAA* |  |  | EVD5X60M24A*+WALLCON | *97CMN0602120B* | 55500 | 17.5 | 8.5 | 64000 | 45500 | 71.09% | 1.94 | 0 | 8.5 |  |  |  | No | R-454B | 4.625 | Residential & Commercial | No
213080558 | Central HP <5.4 tons | TEMPSTAR | HRCU-A-CB (Split System: Heat Pump with Remote Outdoor Unit-Air-Source) | DLCURAH36ABK |  |  | EA*4X42L21A* | *95MSU0401712A* | 35200 | 15.2 | 8.1 | 39000 | 35200 | 90.26% | 1.88 | 0 | 9.5 |  |  |  | No | R-410A | 2.9333 | Residential & Commercial | No
215675175 | Central HP <5.4 tons | HEIL | HRCU-A-CB (Split System: Heat Pump with Remote Outdoor Unit-Air-Source) | H5H0V48*K*AAA* |  |  | ESH5X60M12A*+WALLCON | *80CTL0701716B* | 45000 | 16 | 8.5 | 48500 | 34200 | 70.52% | 1.94 | 0 | 9 |  |  |  | No | R-454B | 3.75 | Residential & Commercial | No
212976490 | Central HP <5.4 tons | COMFORTMAKER | HRCU-A-CB (Split System: Heat Pump with Remote Outdoor Unit-Air-Source) | DLCURAH30ABK |  |  | EA*4X43L21A* | *96VTN0802120B* | 30600 | 15.2 | 8.1 | 33400 | 26400 | 79.04% | 1.86 | 0 | 9 |  |  |  | No | R-410A | 2.55 | Residential & Commercial | No
211222131 | Central HP <5.4 tons | HEIL | HRCU-A-CB (Split System: Heat Pump with Remote Outdoor Unit-Air-Source) | DLCURAH30ABK |  |  | EA*4X36L21A* | *92ESN0801716A* | 29600 | 15.2 | 8.1 | 33800 | 27800 | 82.25% | 1.76 | 0 | 9 |  |  |  | No | R-410A | 2.4667 | Residential & Commercial | No
212973184 | Central HP <5.4 tons | AIRQUEST | HRCU-A-CB (Split System: Heat Pump with Remote Outdoor Unit-Air-Source) | DLCURAH24ABK |  |  | EA*4X24L17A* | *96VSN0401712B* | 23400 | 16 | 8.5 | 27000 | 26200 | 97.04% | 2.18 | 0 | 9.5 |  |  |  | No | R-410A | 1.95 | Residential & Commercial | No
212989544 | Central HP <5.4 tons | HEIL | HRCU-A-CB (Split System: Heat Pump with Remote Outdoor Unit-Air-Source) | DLCURAH30ABK |  |  | EA*4X42L21A* | *95MSU0802120A* | 30000 | 15.2 | 8.1 | 34200 | 27600 | 80.7% | 1.8 | 0 | 9 |  |  |  | No | R-410A | 2.5 | Residential & Commercial | No
215675245 | Central HP <5.4 tons | HEIL | HRCU-A-CB (Split System: Heat Pump with Remote Outdoor Unit-Air-Source) | H5H0V48*K*AAA* |  |  | ESH5X60M12A*+WALLCON | *95CSU0802120B* | 45500 | 16.5 | 8.5 | 48000 | 33800 | 70.42% | 2.06 | 0 | 9.5 |  |  |  | No | R-454B | 3.7917 | Residential & Commercial | No
212974930 | Central HP <5.4 tons | COMFORTMAKER | HRCU-A-CB (Split System: Heat Pump with Remote Outdoor Unit-Air-Source) | DLCURAH24ABK |  |  | EA*4X24L17A* | *96VTN0401410B* | 23000 | 16 | 8.5 | 27000 | 27000 | 100% | 2.28 | 0 | 9.5 |  |  |  | No | R-410A | 1.9167 | Residential & Commercial | No
213080142 | Central HP <5.4 tons | HEIL | HRCU-A-CB (Split System: Heat Pump with Remote Outdoor Unit-Air-Source) | DLCURAH36ABK |  |  | EA*4X36L21A* | *96MSN0802120A* | 35200 | 16 | 8.1 | 39000 | 35200 | 90.26% | 1.84 | 0 | 9.5 |  |  |  | No | R-410A | 2.9333 | Residential & Commercial | No
212975259 | Central HP <5.4 tons | COMFORTMAKER | HRCU-A-CB (Split System: Heat Pump with Remote Outdoor Unit-Air-Source) | DLCURAH24ABK |  |  | EA*4X24L17A* | *96VTN0401712B* | 23400 | 16 | 8.5 | 27000 | 26200 | 97.04% | 2.18 | 0 | 9.5 |  |  |  | No | R-410A | 1.95 | Residential & Commercial | No
215677315 | Central HP <5.4 tons | HEIL | HRCU-A-CB (Split System: Heat Pump with Remote Outdoor Unit-Air-Source) | H5H0V60*K*AAA* |  |  | EVD5X60M21A*+WALLCON | *80CSU0802120A* | 57000 | 18 | 9 | 63500 | 44500 | 70.08% | 2.08 | 0 | 9 |  |  |  | No | R-454B | 4.75 | Residential & Commercial | No
215677435 | Central HP <5.4 tons | HEIL | HRCU-A-CB (Split System: Heat Pump with Remote Outdoor Unit-Air-Source) | H5H0V60*K*AAA* |  |  | EVD5X60M24A*+WALLCON | *80CSU1002120A* | 56500 | 18 | 9 | 63000 | 44500 | 70.63% | 2.08 | 0 | 9 |  |  |  | No | R-454B | 4.7083 | Residential & Commercial | No
215677185 | Central HP <5.4 tons | HEIL | HRCU-A-CB (Split System: Heat Pump with Remote Outdoor Unit-Air-Source) | H5H0V60*K*AAA* |  |  | EVM5X60M24A*+WALLCON | *97CMN1202422B* | 56500 | 18.5 | 9 | 63000 | 44500 | 70.63% | 2.08 | 0 | 9 |  |  |  | No | R-454B | 4.7083 | Residential & Commercial | No
215677555 | Central HP <5.4 tons | HEIL | HRCU-A-CB (Split System: Heat Pump with Remote Outdoor Unit-Air-Source) | H5H0V60*K*AAA* |  |  | EVD5X60M24A*+WALLCON | *96CTN1202422B* | 56500 | 18.5 | 9 | 63000 | 44500 | 70.63% | 2.08 | 0 | 9 |  |  |  | No | R-454B | 4.7083 | Residential & Commercial | No
215676435 | Central HP <5.4 tons | HEIL | HRCU-A-CB (Split System: Heat Pump with Remote Outdoor Unit-Air-Source) | H5H0V48*K*AAA* |  |  | EVD5X60M21A*+WALLCON | *80CTL0451712B* | 47500 | 18 | 9 | 50000 | 37600 | 75.2% | 1.98 | 0 | 9.5 |  |  |  | No | R-454B | 3.9583 | Residential & Commercial | No
215676995 | Central HP <5.4 tons | HEIL | HRCU-A-CB (Split System: Heat Pump with Remote Outdoor Unit-Air-Source) | H5H0V60*K*AAA* |  |  | EVM5X60M21A*+WALLCON | *80CTL0702120B* | 56500 | 18 | 9 | 64000 | 45000 | 70.31% | 2.06 | 0 | 9 |  |  |  | No | R-454B | 4.7083 | Residential & Commercial | No
215677165 | Central HP <5.4 tons | HEIL | HRCU-A-CB (Split System: Heat Pump with Remote Outdoor Unit-Air-Source) | H5H0V60*K*AAA* |  |  | EVM5X60M24A*+WALLCON | *97CMN0602120B* | 55500 | 17.5 | 8.5 | 64000 | 45500 | 71.09% | 1.94 | 0 | 8.5 |  |  |  | No | R-454B | 4.625 | Residential & Commercial | No
212977052 | Central HP <5.4 tons | COMFORTMAKER | HRCU-A-CB (Split System: Heat Pump with Remote Outdoor Unit-Air-Source) | DLCURAH30ABK |  |  | EA*4X43L21A* | *96VTN1002122B* | 30400 | 15.2 | 8.1 | 33000 | 26400 | 80% | 1.84 | 0 | 9 |  |  |  | No | R-410A | 2.5333 | Residential & Commercial | No
212970638 | Central HP <5.4 tons | AIRQUEST | HRCU-A-CB (Split System: Heat Pump with Remote Outdoor Unit-Air-Source) | DLCURAH36ABK |  |  | EA*4X36L21A* | *80VSL0902120B* | 35000 | 16 | 8.1 | 38500 | 35200 | 91.43% | 1.82 | 0 | 9.5 |  |  |  | No | R-410A | 2.9167 | Residential & Commercial | No
215677365 | Central HP <5.4 tons | HEIL | HRCU-A-CB (Split System: Heat Pump with Remote Outdoor Unit-Air-Source) | H5H0V60*K*AAA* |  |  | EVD5X60M21A*+WALLCON | *80CTL1102120B* | 57000 | 18.5 | 9 | 63500 | 44500 | 70.08% | 2.08 | 0 | 9.5 |  |  |  | No | R-454B | 4.75 | Residential & Commercial | No
215677515 | Central HP <5.4 tons | HEIL | HRCU-A-CB (Split System: Heat Pump with Remote Outdoor Unit-Air-Source) | H5H0V60*K*AAA* |  |  | EVD5X60M24A*+WALLCON | *97CMN0802120B* | 56500 | 18 | 9 | 63500 | 44500 | 70.08% | 2.08 | 0 | 9 |  |  |  | No | R-454B | 4.7083 | Residential & Commercial | No
215677355 | Central HP <5.4 tons | HEIL | HRCU-A-CB (Split System: Heat Pump with Remote Outdoor Unit-Air-Source) | H5H0V60*K*AAA* |  |  | EVD5X60M21A*+WALLCON | *80CTL0902120B* | 57000 | 18.5 | 9 | 63500 | 44500 | 70.08% | 2.08 | 0 | 9.5 |  |  |  | No | R-454B | 4.75 | Residential & Commercial | No
215678105 | Central HP <5.4 tons | HEIL | HRCU-A-CB (Split System: Heat Pump with Remote Outdoor Unit-Air-Source) | H5H0V60*K*AAA* |  |  | ESH5X60M12A*+WALLCON | *95CSU0802120B* | 55500 | 16.5 | 8.5 | 60000 | 42000 | 70% | 1.9 | 0 | 8.5 |  |  |  | No | R-454B | 4.625 | Residential & Commercial | No
215677045 | Central HP <5.4 tons | HEIL | HRCU-A-CB (Split System: Heat Pump with Remote Outdoor Unit-Air-Source) | H5H0V60*K*AAA* |  |  | EVM5X60M21A*+WALLCON | *97CMN0602120B* | 55500 | 17.5 | 8.5 | 65000 | 46000 | 70.77% | 1.94 | 0 | 8.5 |  |  |  | No | R-454B | 4.625 | Residential & Commercial | No
215677195 | Central HP <5.4 tons | HEIL | HRCU-A-CB (Split System: Heat Pump with Remote Outdoor Unit-Air-Source) | H5H0V60*K*AAA* |  |  | EVM5X60M24A*+WALLCON | *96CTN1002122B* | 56500 | 18.5 | 9 | 63000 | 44500 | 70.63% | 2.08 | 0 | 9 |  |  |  | No | R-454B | 4.7083 | Residential & Commercial | No
215676705 | Central HP <5.4 tons | HEIL | HRCU-A-CB (Split System: Heat Pump with Remote Outdoor Unit-Air-Source) | H5H0V48*K*AAA* |  |  | EVD5X61M21A*+WALLCON | *80CTL0451712B* | 48000 | 18.5 | 9 | 50000 | 37600 | 75.2% | 1.98 | 0 | 9.5 |  |  |  | No | R-454B | 4 | Residential & Commercial | No
212975257 | Central HP <5.4 tons | AIRQUEST | HRCU-A-CB (Split System: Heat Pump with Remote Outdoor Unit-Air-Source) | DLCURAH24ABK |  |  | EA*4X24L17A* | *96VTN0401712B* | 23400 | 16 | 8.5 | 27000 | 26200 | 97.04% | 2.18 | 0 | 9.5 |  |  |  | No | R-410A | 1.95 | Residential & Commercial | No
215674126 | Central HP <5.4 tons | HEIL | HRCU-A-CB (Split System: Heat Pump with Remote Outdoor Unit-Air-Source) | H5H0V48*K*AAA* |  |  | EA*5X48M21A*+WALLCON | *97CMN1002122B* | 44000 | 17.5 | 9 | 48500 | 34000 | 70.1% | 2.04 | 0 | 9.5 |  |  |  | No | R-454B | 3.6667 | Residential & Commercial | No
215674326 | Central HP <5.4 tons | HEIL | HRCU-A-CB (Split System: Heat Pump with Remote Outdoor Unit-Air-Source) | H5H0V48*K*AAA* |  |  | EA*5X61M21A*+WALLCON | *80CTL0451712B* | 45500 | 17 | 9 | 48500 | 34600 | 71.34% | 2.06 | 0 | 9.5 |  |  |  | No | R-454B | 3.7917 | Residential & Commercial | No
212972894 | Central HP <5.4 tons | AIRQUEST | HRCU-A-CB (Split System: Heat Pump with Remote Outdoor Unit-Air-Source) | DLCURAH24ABK |  |  | EA*4X24L14A* | *96VSN0401410B* | 23200 | 16 | 8.5 | 27000 | 26800 | 99.26% | 2.26 | 0 | 9.5 |  |  |  | No | R-410A | 1.9333 | Residential & Commercial | No
212383298 | Central HP <5.4 tons | TEMPSTAR | HRCU-A-CB (Split System: Heat Pump with Remote Outdoor Unit-Air-Source) | DLCURAH36ABK |  |  | EA*4X36L21A* | *80ES(N,L)0901714A* | 35600 | 15.5 | 8.1 | 39500 | 35200 | 89.11% | 1.84 | 0 | 9.5 |  |  |  | No | R-410A | 2.9667 | Residential & Commercial | No
212977022 | Central HP <5.4 tons | COMFORTMAKER | HRCU-A-CB (Split System: Heat Pump with Remote Outdoor Unit-Air-Source) | DLCURAH30ABK |  |  | EA*4X37L21A* | *96VTN1002122B* | 30400 | 15.2 | 8.1 | 33400 | 26400 | 79.04% | 1.84 | 0 | 9 |  |  |  | No | R-410A | 2.5333 | Residential & Commercial | No
212977072 | Central HP <5.4 tons | COMFORTMAKER | HRCU-A-CB (Split System: Heat Pump with Remote Outdoor Unit-Air-Source) | DLCURAH30ABK |  |  | EN(A,D,W)4X42L21** | *96VTN1002122B* | 29800 | 15.2 | 8.1 | 34200 | 27800 | 81.29% | 1.8 | 0 | 9 |  |  |  | No | R-410A | 2.4833 | Residential & Commercial | No
212976744 | Central HP <5.4 tons | AIRQUEST | HRCU-A-CB (Split System: Heat Pump with Remote Outdoor Unit-Air-Source) | DLCURAH30ABK |  |  | EA*4X42L24A* | *96VTN1002120B* | 30200 | 15.2 | 8.1 | 34200 | 27400 | 80.12% | 1.8 | 0 | 9 |  |  |  | No | R-410A | 2.5167 | Residential & Commercial | No
211228746 | Central HP <5.4 tons | TEMPSTAR | HRCU-A-CB (Split System: Heat Pump with Remote Outdoor Unit-Air-Source) | DLCURAH36ABK |  |  | EA*4X48L21A* | *80ES(N,L)0451712A* | 35600 | 15.5 | 8.1 | 38500 | 34800 | 90.39% | 2.04 | 0 | 9.5 |  |  |  | No | R-410A | 2.9667 | Residential & Commercial | No
212984484 | Central HP <5.4 tons | AIRQUEST | HRCU-A-CB (Split System: Heat Pump with Remote Outdoor Unit-Air-Source) | DLCURAH30ABK |  |  | EA*4X42L21A* | *92MSN0801716A* | 29800 | 15.2 | 8.1 | 34000 | 27600 | 81.18% | 1.8 | 0 | 9 |  |  |  | No | R-410A | 2.4833 | Residential & Commercial | No
212989530 | Central HP <5.4 tons | COMFORTMAKER | HRCU-A-CB (Split System: Heat Pump with Remote Outdoor Unit-Air-Source) | DLCURAH30ABK |  |  | EA*4X37L21A* | *95MSU0802120A* | 30600 | 15.2 | 8.1 | 33400 | 26400 | 79.04% | 1.86 | 0 | 9 |  |  |  | No | R-410A | 2.55 | Residential & Commercial | No
212979466 | Central HP <5.4 tons | COMFORTMAKER | HRCU-A-CB (Split System: Heat Pump with Remote Outdoor Unit-Air-Source) | DLCURAH30ABK |  |  | EA*4X43L21A* | *80MS(N,L)0702116A* | 30400 | 15.2 | 8.1 | 33400 | 26400 | 79.04% | 1.84 | 0 | 9 |  |  |  | No | R-410A | 2.5333 | Residential & Commercial | No
212977040 | Central HP <5.4 tons | AIRQUEST | HRCU-A-CB (Split System: Heat Pump with Remote Outdoor Unit-Air-Source) | DLCURAH30ABK |  |  | EA*4X42L24A* | *96VTN1002122B* | 30000 | 15.2 | 8.1 | 34200 | 27600 | 80.7% | 1.8 | 0 | 9 |  |  |  | No | R-410A | 2.5 | Residential & Commercial | No
212980183 | Central HP <5.4 tons | COMFORTMAKER | HRCU-A-CB (Split System: Heat Pump with Remote Outdoor Unit-Air-Source) | DLCURAH30ABK |  |  | EA*4X36L21A* | *80MS(N,L)0902116A* | 29400 | 15.2 | 8.1 | 34000 | 28000 | 82.35% | 1.76 | 0 | 9 |  |  |  | No | R-410A | 2.45 | Residential & Commercial | No
212979057 | Central HP <5.4 tons | TEMPSTAR | HRCU-A-CB (Split System: Heat Pump with Remote Outdoor Unit-Air-Source) | DLCURAH30ABK |  |  | EA*4X43L21A* | *80MS(N,L)0701716A* | 30600 | 15.2 | 8.5 | 33600 | 26400 | 78.57% | 1.86 | 0 | 9 |  |  |  | No | R-410A | 2.55 | Residential & Commercial | No
212383337 | Central HP <5.4 tons | TEMPSTAR | HRCU-A-CB (Split System: Heat Pump with Remote Outdoor Unit-Air-Source) | DLCURAH36ABK |  |  | EA*4X36L21A* | *92ESN0801716A* | 35200 | 16 | 8.1 | 39000 | 35200 | 90.26% | 1.82 | 0 | 9.5 |  |  |  | No | R-410A | 2.9333 | Residential & Commercial | No
211227304 | Central HP <5.4 tons | TEMPSTAR | HRCU-A-CB (Split System: Heat Pump with Remote Outdoor Unit-Air-Source) | DLCURAH36ABK |  |  | EA*4X42L21A* | *80ES(N,L)0701712A* | 35600 | 15.2 | 8.1 | 39500 | 35200 | 89.11% | 1.88 | 0 | 9.5 |  |  |  | No | R-410A | 2.9667 | Residential & Commercial | No
215677345 | Central HP <5.4 tons | HEIL | HRCU-A-CB (Split System: Heat Pump with Remote Outdoor Unit-Air-Source) | H5H0V60*K*AAA* |  |  | EVD5X60M21A*+WALLCON | *80CTL0702120B* | 56500 | 18 | 9 | 64000 | 45000 | 70.31% | 2.06 | 0 | 9 |  |  |  | No | R-454B | 4.7083 | Residential & Commercial | No
215677395 | Central HP <5.4 tons | HEIL | HRCU-A-CB (Split System: Heat Pump with Remote Outdoor Unit-Air-Source) | H5H0V60*K*AAA* |  |  | EVD5X60M21A*+WALLCON | *97CMN0602120B* | 55500 | 17.5 | 8.5 | 64000 | 46000 | 71.88% | 1.94 | 0 | 8.5 |  |  |  | No | R-454B | 4.625 | Residential & Commercial | No
215676975 | Central HP <5.4 tons | HEIL | HRCU-A-CB (Split System: Heat Pump with Remote Outdoor Unit-Air-Source) | H5H0V60*K*AAA* |  |  | EVM5X60M21A*+WALLCON | *80CSU1002120A* | 56500 | 18 | 9 | 64000 | 45000 | 70.31% | 2.08 | 0 | 9 |  |  |  | No | R-454B | 4.7083 | Residential & Commercial | No
215677005 | Central HP <5.4 tons | HEIL | HRCU-A-CB (Split System: Heat Pump with Remote Outdoor Unit-Air-Source) | H5H0V60*K*AAA* |  |  | EVM5X60M21A*+WALLCON | *80CTL0902120B* | 57000 | 18.5 | 9 | 63500 | 44500 | 70.08% | 2.08 | 0 | 9.5 |  |  |  | No | R-454B | 4.75 | Residential & Commercial | No
215677025 | Central HP <5.4 tons | HEIL | HRCU-A-CB (Split System: Heat Pump with Remote Outdoor Unit-Air-Source) | H5H0V60*K*AAA* |  |  | EVM5X60M21A*+WALLCON | *95CSU0802120B* | 56500 | 18 | 9 | 64000 | 45000 | 70.31% | 2.06 | 0 | 9 |  |  |  | No | R-454B | 4.7083 | Residential & Commercial | No
215677075 | Central HP <5.4 tons | HEIL | HRCU-A-CB (Split System: Heat Pump with Remote Outdoor Unit-Air-Source) | H5H0V60*K*AAA* |  |  | EVM5X60M21A*+WALLCON | *96CTN1002122B* | 56500 | 18.5 | 9 | 64000 | 45000 | 70.31% | 2.08 | 0 | 9 |  |  |  | No | R-454B | 4.7083 | Residential & Commercial | No
215677375 | Central HP <5.4 tons | HEIL | HRCU-A-CB (Split System: Heat Pump with Remote Outdoor Unit-Air-Source) | H5H0V60*K*AAA* |  |  | EVD5X60M21A*+WALLCON | *95CSU0802120B* | 56500 | 18 | 9 | 64000 | 45000 | 70.31% | 2.08 | 0 | 9 |  |  |  | No | R-454B | 4.7083 | Residential & Commercial | No
215674981 | Central HP <5.4 tons | HEIL | HRCU-A-CB (Split System: Heat Pump with Remote Outdoor Unit-Air-Source) | H5H0V48*K*AAA* |  |  | ESH5X48M12A*+WALLCON | *97CMN0801714B* | 44500 | 16 | 8.5 | 49500 | 34800 | 70.3% | 1.92 | 0 | 9 |  |  |  | No | R-454B | 3.7083 | Residential & Commercial | No
213296541 | Central HP <5.4 tons | YORK | HRCU-A-CB (Split System: Heat Pump with Remote Outdoor Unit-Air-Source) | HMH72B341 |  |  | XAFC36DBCN1 | Y81E100C16SMPS1 | 34000 | 18 | 8.5 | 33400 | 24400 | 73.05% | 2.12 | 0 | 9.5 |  |  |  | No | R-410A | 2.8333 | Residential & Commercial | No
212383080 | Central HP <5.4 tons | TEMPSTAR | HRCU-A-CB (Split System: Heat Pump with Remote Outdoor Unit-Air-Source) | DLCURAH36ABK |  |  | EA*4X36L17A* | *80ESU0601716A | 35600 | 15.5 | 8.1 | 39500 | 35200 | 89.11% | 1.84 | 0 | 9.5 |  |  |  | No | R-410A | 2.9667 | Residential & Commercial | No
212383131 | Central HP <5.4 tons | TEMPSTAR | HRCU-A-CB (Split System: Heat Pump with Remote Outdoor Unit-Air-Source) | DLCURAH36ABK |  |  | EA*4X36L21A* | *96VSN1002120A* | 35200 | 16 | 8.1 | 39000 | 35200 | 90.26% | 1.82 | 0 | 9.5 |  |  |  | No | R-410A | 2.9333 | Residential & Commercial | No
211227292 | Central HP <5.4 tons | TEMPSTAR | HRCU-A-CB (Split System: Heat Pump with Remote Outdoor Unit-Air-Source) | DLCURAH36ABK |  |  | EA*4X42L21A* | *80ES(N,L)0451712A* | 35200 | 15.5 | 8.1 | 38500 | 35000 | 90.91% | 1.86 | 0 | 9.5 |  |  |  | No | R-410A | 2.9333 | Residential & Commercial | No
212976447 | Central HP <5.4 tons | COMFORTMAKER | HRCU-A-CB (Split System: Heat Pump with Remote Outdoor Unit-Air-Source) | DLCURAH30ABK |  |  | EA*4X37L21A* | *96VTN0802120B* | 30400 | 15.2 | 8.5 | 33400 | 26400 | 79.04% | 1.86 | 0 | 9 |  |  |  | No | R-410A | 2.5333 | Residential & Commercial | No
212976733 | Central HP <5.4 tons | COMFORTMAKER | HRCU-A-CB (Split System: Heat Pump with Remote Outdoor Unit-Air-Source) | DLCURAH30ABK |  |  | EA*4X42L21A* | *96VTN1002120B* | 30200 | 15.2 | 8.5 | 34200 | 27600 | 80.7% | 1.8 | 0 | 9 |  |  |  | No | R-410A | 2.5167 | Residential & Commercial | No
215675265 | Central HP <5.4 tons | HEIL | HRCU-A-CB (Split System: Heat Pump with Remote Outdoor Unit-Air-Source) | H5H0V48*K*AAA* |  |  | ESH5X60M12A*+WALLCON | *97CMN0602120B* | 45000 | 16 | 8.5 | 48500 | 34200 | 70.52% | 1.96 | 0 | 9 |  |  |  | No | R-454B | 3.75 | Residential & Commercial | No
215674006 | Central HP <5.4 tons | HEIL | HRCU-A-CB (Split System: Heat Pump with Remote Outdoor Unit-Air-Source) | H5H0V48*K*AAA* |  |  | EA*5X48M21A*+WALLCON | *80CSU1002120A* | 44000 | 17.5 | 9 | 48500 | 34200 | 70.52% | 2.06 | 0 | 9.5 |  |  |  | No | R-454B | 3.6667 | Residential & Commercial | No
215675295 | Central HP <5.4 tons | HEIL | HRCU-A-CB (Split System: Heat Pump with Remote Outdoor Unit-Air-Source) | H5H0V48*K*AAA* |  |  | ESH5X60M12A*+WALLCON | *97CMN1002122B* | 45500 | 16.5 | 8.5 | 48000 | 33800 | 70.42% | 2.08 | 0 | 9.5 |  |  |  | No | R-454B | 3.7917 | Residential & Commercial | No
212976445 | Central HP <5.4 tons | AIRQUEST | HRCU-A-CB (Split System: Heat Pump with Remote Outdoor Unit-Air-Source) | DLCURAH30ABK |  |  | EA*4X37L21A* | *96VTN0802120B* | 30400 | 15.2 | 8.5 | 33400 | 26400 | 79.04% | 1.86 | 0 | 9 |  |  |  | No | R-410A | 2.5333 | Residential & Commercial | No
212977070 | Central HP <5.4 tons | AIRQUEST | HRCU-A-CB (Split System: Heat Pump with Remote Outdoor Unit-Air-Source) | DLCURAH30ABK |  |  | EN(A,D,W)4X42L21** | *96VTN1002122B* | 29800 | 15.2 | 8.1 | 34200 | 27800 | 81.29% | 1.8 | 0 | 9 |  |  |  | No | R-410A | 2.4833 | Residential & Commercial | No
212978524 | Central HP <5.4 tons | AIRQUEST | HRCU-A-CB (Split System: Heat Pump with Remote Outdoor Unit-Air-Source) | DLCURAH30ABK |  |  | EA*4X37L17A* | *80MS(N,L)0701712A* | 30200 | 15.2 | 8.1 | 33800 | 27000 | 79.88% | 1.82 | 0 | 9 |  |  |  | No | R-410A | 2.5167 | Residential & Commercial | No
212980214 | Central HP <5.4 tons | AIRQUEST | HRCU-A-CB (Split System: Heat Pump with Remote Outdoor Unit-Air-Source) | DLCURAH30ABK |  |  | EA*4X42L24A* | *80MS(N,L)0902116A* | 29600 | 15.2 | 8.1 | 33800 | 27600 | 81.66% | 1.78 | 0 | 9 |  |  |  | No | R-410A | 2.4667 | Residential & Commercial | No
211227689 | Central HP <5.4 tons | TEMPSTAR | HRCU-A-CB (Split System: Heat Pump with Remote Outdoor Unit-Air-Source) | DLCURAH36ABK |  |  | EA*4X42L21A* | *96VTN0801716A* | 35200 | 15.5 | 8.1 | 38500 | 35000 | 90.91% | 1.86 | 0 | 9.5 |  |  |  | No | R-410A | 2.9333 | Residential & Commercial | No
215668572 | Central HP <5.4 tons | HEIL | HRCU-A-CB (Split System: Heat Pump with Remote Outdoor Unit-Air-Source) | H5H0V36*K*AAA* |  |  | EA*5X37M17A*+WALLCON | *80CTL0901716B* | 34000 | 17.5 | 9 | 35800 | 25400 | 70.95% | 1.88 | 0 | 9.5 |  |  |  | No | R-454B | 2.8333 | Residential & Commercial | No
215668620 | Central HP <5.4 tons | HEIL | HRCU-A-CB (Split System: Heat Pump with Remote Outdoor Unit-Air-Source) | H5H0V36*K*AAA* |  |  | EA*5X37M17A*+WALLCON | *96CTN0801714B* | 33800 | 17.5 | 9 | 35800 | 25600 | 71.51% | 1.88 | 0 | 9.5 |  |  |  | No | R-454B | 2.8167 | Residential & Commercial | No
215668740 | Central HP <5.4 tons | HEIL | HRCU-A-CB (Split System: Heat Pump with Remote Outdoor Unit-Air-Source) | H5H0V36*K*AAA* |  |  | EA*5X37M21A*+WALLCON | *97CMN0801714B* | 34200 | 17.5 | 9 | 35400 | 25400 | 71.75% | 1.88 | 0 | 9.5 |  |  |  | No | R-454B | 2.85 | Residential & Commercial | No
211241414 | Central HP <5.4 tons | COMFORTMAKER | HRCU-A-CB (Split System: Heat Pump with Remote Outdoor Unit-Air-Source) | DLCURAH24ABK |  |  | EA*4X30L17A* | *96VSN0401712A* | 23200 | 16 | 8.5 | 25800 | 24200 | 93.8% | 2 | 0 | 9.5 |  |  |  | No | R-410A | 1.9333 | Residential & Commercial | No
212972473 | Central HP <5.4 tons | AIRQUEST | HRCU-A-CB (Split System: Heat Pump with Remote Outdoor Unit-Air-Source) | DLCURAH30ABK |  |  | EA*4X42L24A* | *80VTL1102122B* | 29800 | 15.2 | 8.1 | 34200 | 27600 | 80.7% | 1.8 | 0 | 9 |  |  |  | No | R-410A | 2.4833 | Residential & Commercial | No
212976487 | Central HP <5.4 tons | AIRQUEST | HRCU-A-CB (Split System: Heat Pump with Remote Outdoor Unit-Air-Source) | DLCURAH30ABK |  |  | EA*4X43L21A* | *96VTN0802120B* | 30600 | 15.2 | 8.1 | 33400 | 26400 | 79.04% | 1.86 | 0 | 9 |  |  |  | No | R-410A | 2.55 | Residential & Commercial | No
212977010 | Central HP <5.4 tons | AIRQUEST | HRCU-A-CB (Split System: Heat Pump with Remote Outdoor Unit-Air-Source) | DLCURAH30ABK |  |  | EA*4X36L21A* | *96VTN1002122B* | 29800 | 15.2 | 8.1 | 34200 | 28000 | 81.87% | 1.78 | 0 | 9 |  |  |  | No | R-410A | 2.4833 | Residential & Commercial | No
211222129 | Central HP <5.4 tons | COMFORTMAKER | HRCU-A-CB (Split System: Heat Pump with Remote Outdoor Unit-Air-Source) | DLCURAH30ABK |  |  | EA*4X36L21A* | *92ESN0801716A* | 29600 | 15.2 | 8.1 | 33800 | 27800 | 82.25% | 1.76 | 0 | 9 |  |  |  | No | R-410A | 2.4667 | Residential & Commercial | No
211242501 | Central HP <5.4 tons | COMFORTMAKER | HRCU-A-CB (Split System: Heat Pump with Remote Outdoor Unit-Air-Source) | DLCURAH24ABK |  |  | EA*4X36L21A* | *95ESN0401712A* | 24200 | 15.2 | 8.5 | 26400 | 22600 | 85.61% | 1.84 | 0 | 9.5 |  |  |  | No | R-410A | 2.0167 | Residential & Commercial | No
215675325 | Central HP <5.4 tons | HEIL | HRCU-A-CB (Split System: Heat Pump with Remote Outdoor Unit-Air-Source) | H5H0V48*K*AAA* |  |  | ESH5X60M12A*+WALLCON | *96CTN1002122B* | 45500 | 16.5 | 8.5 | 48000 | 33800 | 70.42% | 2.08 | 0 | 9.5 |  |  |  | No | R-454B | 3.7917 | Residential & Commercial | No
215864753 | Central HP <5.4 tons | TRANE | HRCU-A-CB (Split System: Heat Pump with Remote Outdoor Unit-Air-Source) | 5TWV8X60A1 |  |  | 5TXCD010AS3 | S9V2D120D5PSC+LRP | 51000 | 18.1 | 8.5 | 53000 | 38500 | 72.64% | 1.9 | 0 | 9.8 |  |  |  | No | R-454B | 4.25 | Residential & Commercial | No
212972461 | Central HP <5.4 tons | AIRQUEST | HRCU-A-CB (Split System: Heat Pump with Remote Outdoor Unit-Air-Source) | DLCURAH30ABK |  |  | EA*4X42L21A* | *80VTL1102122B* | 29800 | 15.2 | 8.1 | 34200 | 27600 | 80.7% | 1.8 | 0 | 9 |  |  |  | No | R-410A | 2.4833 | Residential & Commercial | No
212979730 | Central HP <5.4 tons | COMFORTMAKER | HRCU-A-CB (Split System: Heat Pump with Remote Outdoor Unit-Air-Source) | DLCURAH30ABK |  |  | EA*4X42L21A* | *80MS(N,L)0901714A* | 30000 | 15.2 | 8.1 | 34200 | 27600 | 80.7% | 1.8 | 0 | 9 |  |  |  | No | R-410A | 2.5 | Residential & Commercial | No
215674026 | Central HP <5.4 tons | HEIL | HRCU-A-CB (Split System: Heat Pump with Remote Outdoor Unit-Air-Source) | H5H0V48*K*AAA* |  |  | EA*5X48M21A*+WALLCON | *80CTL0701716B* | 44000 | 17.5 | 9 | 49000 | 34400 | 70.2% | 2.04 | 0 | 9.5 |  |  |  | No | R-454B | 3.6667 | Residential & Commercial | No
215668700 | Central HP <5.4 tons | HEIL | HRCU-A-CB (Split System: Heat Pump with Remote Outdoor Unit-Air-Source) | H5H0V36*K*AAA* |  |  | EA*5X37M21A*+WALLCON | *95CSU0601716B* | 34200 | 17.5 | 9 | 35400 | 25200 | 71.19% | 1.88 | 0 | 9.5 |  |  |  | No | R-454B | 2.85 | Residential & Commercial | No
215676095 | Central HP <5.4 tons | HEIL | HRCU-A-CB (Split System: Heat Pump with Remote Outdoor Unit-Air-Source) | H5H0V48*K*AAA* |  |  | EVD5X48M21A*+WALLCON | *80CSU0601716A* | 47000 | 18 | 9 | 50000 | 36400 | 72.8% | 2 | 0 | 9.5 |  |  |  | No | R-454B | 3.9167 | Residential & Commercial | No
212978528 | Central HP <5.4 tons | HEIL | HRCU-A-CB (Split System: Heat Pump with Remote Outdoor Unit-Air-Source) | DLCURAH30ABK |  |  | EA*4X37L17A* | *80MS(N,L)0701712A* | 30200 | 15.2 | 8.1 | 33800 | 27000 | 79.88% | 1.82 | 0 | 9 |  |  |  | No | R-410A | 2.5167 | Residential & Commercial | No
215676135 | Central HP <5.4 tons | HEIL | HRCU-A-CB (Split System: Heat Pump with Remote Outdoor Unit-Air-Source) | H5H0V48*K*AAA* |  |  | EVD5X48M21A*+WALLCON | *95CSU0601716B* | 46500 | 17.5 | 9 | 50000 | 37000 | 74% | 1.98 | 0 | 9.5 |  |  |  | No | R-454B | 3.875 | Residential & Commercial | No
213296759 | Central HP <5.4 tons | YORK | HRCU-A-CB (Split System: Heat Pump with Remote Outdoor Unit-Air-Source) | HMH72B341 |  |  | XAHB36DBCN1 | Y81E100B12LMPS1 | 33400 | 17.5 | 8.1 | 32800 | 23200 | 70.73% | 2.02 | 0 | 9.5 |  |  |  | No | R-410A | 2.7833 | Residential & Commercial | No
213607822 | Central HP <5.4 tons | TEMPSTAR | HRCU-A-CB (Split System: Heat Pump with Remote Outdoor Unit-Air-Source) | DLCURAH60ABK |  |  | FTMA4B60L0D* |  | 55000 | 15.2 | 8.1 | 52500 | 48000 | 91.43% | 1.84 | 0 | 8.5 |  |  |  | No | R-410A | 4.5833 | Residential & Commercial | No
212989547 | Central HP <5.4 tons | TEMPSTAR | HRCU-A-CB (Split System: Heat Pump with Remote Outdoor Unit-Air-Source) | DLCURAH30ABK |  |  | EA*4X42L21A* | *95MSU0802120A* | 30000 | 15.2 | 8.1 | 34200 | 27600 | 80.7% | 1.8 | 0 | 9 |  |  |  | No | R-410A | 2.5 | Residential & Commercial | No
215677805 | Central HP <5.4 tons | HEIL | HRCU-A-CB (Split System: Heat Pump with Remote Outdoor Unit-Air-Source) | H5H0V60*K*AAA* |  |  | EA*5X60M24A*+WALLCON | *95CSU0802120B* | 54500 | 18 | 8.5 | 59500 | 42000 | 70.59% | 1.9 | 0 | 8.5 |  |  |  | No | R-454B | 4.5417 | Residential & Commercial | No
215676985 | Central HP <5.4 tons | HEIL | HRCU-A-CB (Split System: Heat Pump with Remote Outdoor Unit-Air-Source) | H5H0V60*K*AAA* |  |  | EVM5X60M21A*+WALLCON | *80CTL0701716B* | 55000 | 18 | 9 | 59500 | 43500 | 73.11% | 2.1 | 0 | 9.5 |  |  |  | No | R-454B | 4.5833 | Residential & Commercial | No
212383332 | Central HP <5.4 tons | COMFORTMAKER | HRCU-A-CB (Split System: Heat Pump with Remote Outdoor Unit-Air-Source) | DLCURAH36ABK |  |  | EA*4X36L21A* | *92ESN0801716A* | 35200 | 16 | 8.1 | 39000 | 35200 | 90.26% | 1.82 | 0 | 9.5 |  |  |  | No | R-410A | 2.9333 | Residential & Commercial | No
212383121 | Central HP <5.4 tons | TEMPSTAR | HRCU-A-CB (Split System: Heat Pump with Remote Outdoor Unit-Air-Source) | DLCURAH36ABK |  |  | EA*4X36L21A* | *96VSN0802120A* | 35400 | 16 | 8.1 | 39500 | 35200 | 89.11% | 1.82 | 0 | 9.5 |  |  |  | No | R-410A | 2.95 | Residential & Commercial | No
212383216 | Central HP <5.4 tons | TEMPSTAR | HRCU-A-CB (Split System: Heat Pump with Remote Outdoor Unit-Air-Source) | DLCURAH36ABK |  |  | EA*4X36L21A* | *95ESU1002120A* | 35400 | 16 | 8.1 | 39500 | 35200 | 89.11% | 1.82 | 0 | 9.5 |  |  |  | No | R-410A | 2.95 | Residential & Commercial | No
213076934 | Central HP <5.4 tons | TEMPSTAR | HRCU-A-CB (Split System: Heat Pump with Remote Outdoor Unit-Air-Source) | DLCURAH36ABK |  |  | EA*4X36L17A* | *96VSN0801716B* | 35200 | 15.2 | 8.1 | 39000 | 35200 | 90.26% | 1.82 | 0 | 9.5 |  |  |  | No | R-410A | 2.9333 | Residential & Commercial | No
211227283 | Central HP <5.4 tons | BRYANT HEATING AND COOLING SYSTEMS | HRCU-A-CB (Split System: Heat Pump with Remote Outdoor Unit-Air-Source) | 38MURAQ36AB3* |  |  | CAP**4221AL* | 8(0,1)*SA36045E17*** | 35200 | 15.5 | 8.1 | 38500 | 35000 | 90.91% | 1.86 | 0 | 9.5 |  |  |  | No | R-410A | 2.9333 | Residential & Commercial | No
215674146 | Central HP <5.4 tons | HEIL | HRCU-A-CB (Split System: Heat Pump with Remote Outdoor Unit-Air-Source) | H5H0V48*K*AAA* |  |  | EA*5X48M21A*+WALLCON | *96CTN1002122B* | 44000 | 17.5 | 9 | 48500 | 34000 | 70.1% | 2.04 | 0 | 9.5 |  |  |  | No | R-454B | 3.6667 | Residential & Commercial | No
212980524 | Central HP <5.4 tons | COMFORTMAKER | HRCU-A-CB (Split System: Heat Pump with Remote Outdoor Unit-Air-Source) | DLCURAH30ABK |  |  | EA*4X42L21A* | *80MS(N,L)0902120A* | 30200 | 15.2 | 8.1 | 34400 | 27400 | 79.65% | 1.8 | 0 | 9 |  |  |  | No | R-410A | 2.5167 | Residential & Commercial | No
215674076 | Central HP <5.4 tons | HEIL | HRCU-A-CB (Split System: Heat Pump with Remote Outdoor Unit-Air-Source) | H5H0V48*K*AAA* |  |  | EA*5X48M21A*+WALLCON | *95CSU0601716B* | 44000 | 17 | 9 | 49000 | 34600 | 70.61% | 2.04 | 0 | 9 |  |  |  | No | R-454B | 3.6667 | Residential & Commercial | No
212383012 | Central HP <5.4 tons | AIRQUEST | HRCU-A-CB (Split System: Heat Pump with Remote Outdoor Unit-Air-Source) | DLCURAH36ABK |  |  | EA*4X36L17A* | *92ESN0601412A* | 35400 | 15.2 | 8.1 | 39500 | 35400 | 89.62% | 1.82 | 0 | 9.5 |  |  |  | No | R-410A | 2.95 | Residential & Commercial | No
212383455 | Central HP <5.4 tons | TEMPSTAR | HRCU-A-CB (Split System: Heat Pump with Remote Outdoor Unit-Air-Source) | DLCURAH36ABK |  |  | EA*4X42L21A* | OLV112A16A | 35400 | 15.2 | 8.1 | 39500 | 35200 | 89.11% | 1.88 | 0 | 9.5 |  |  |  | No | R-410A | 2.95 | Residential & Commercial | No
212980192 | Central HP <5.4 tons | AIRQUEST | HRCU-A-CB (Split System: Heat Pump with Remote Outdoor Unit-Air-Source) | DLCURAH30ABK |  |  | EA*4X37L21A* | *80MS(N,L)0902116A* | 30600 | 15.2 | 8.1 | 33200 | 26400 | 79.52% | 1.86 | 0 | 9 |  |  |  | No | R-410A | 2.55 | Residential & Commercial | No
212980225 | Central HP <5.4 tons | AIRQUEST | HRCU-A-CB (Split System: Heat Pump with Remote Outdoor Unit-Air-Source) | DLCURAH30ABK |  |  | EA*4X43L21A* | *80MS(N,L)0902116A* | 30600 | 15.2 | 8.1 | 33400 | 26400 | 79.04% | 1.86 | 0 | 9 |  |  |  | No | R-410A | 2.55 | Residential & Commercial | No
213076036 | Central HP <5.4 tons | DAY & NIGHT | HRCU-A-CB (Split System: Heat Pump with Remote Outdoor Unit-Air-Source) | DLCURAH30ABK |  |  | EA*4X42L21A* | *95MSU1002120A* | 29800 | 15.2 | 8.1 | 38500 | 27600 | 71.69% | 1.78 | 0 | 9 |  |  |  | No | R-410A | 2.4833 | Residential & Commercial | No
212980194 | Central HP <5.4 tons | COMFORTMAKER | HRCU-A-CB (Split System: Heat Pump with Remote Outdoor Unit-Air-Source) | DLCURAH30ABK |  |  | EA*4X37L21A* | *80MS(N,L)0902116A* | 30600 | 15.2 | 8.1 | 33200 | 26400 | 79.52% | 1.86 | 0 | 9 |  |  |  | No | R-410A | 2.55 | Residential & Commercial | No
215668604 | Central HP <5.4 tons | HEIL | HRCU-A-CB (Split System: Heat Pump with Remote Outdoor Unit-Air-Source) | H5H0V36*K*AAA* |  |  | EA*5X37M17A*+WALLCON | *96CTN0401410B* | 32600 | 16 | 8.5 | 36200 | 25600 | 70.72% | 1.76 | 0 | 9.5 |  |  |  | No | R-454B | 2.7167 | Residential & Commercial | No
215675135 | Central HP <5.4 tons | HEIL | HRCU-A-CB (Split System: Heat Pump with Remote Outdoor Unit-Air-Source) | H5H0V48*K*AAA* |  |  | ESH5X60M12A*+WALLCON | *80CSU0802120A* | 45500 | 17 | 8.5 | 48000 | 33600 | 70% | 2.08 | 0 | 9.5 |  |  |  | No | R-454B | 3.7917 | Residential & Commercial | No
215675285 | Central HP <5.4 tons | HEIL | HRCU-A-CB (Split System: Heat Pump with Remote Outdoor Unit-Air-Source) | H5H0V48*K*AAA* |  |  | ESH5X60M12A*+WALLCON | *97CMN0802120B* | 45500 | 16.5 | 8.5 | 48000 | 33800 | 70.42% | 2.06 | 0 | 9.5 |  |  |  | No | R-454B | 3.7917 | Residential & Commercial | No
214280313 | Central HP <5.4 tons | DAY & NIGHT | HRCU-A-CB (Split System: Heat Pump with Remote Outdoor Unit-Air-Source) | DLCURAH36ABK |  |  | EA*4X48L21A* | *96MSN0601716A* | 35600 | 15.5 | 8.5 | 38000 | 34800 | 91.58% | 2.04 | 0 | 9.5 |  |  |  | No | R-410A | 2.9667 | Residential & Commercial | No
215677695 | Central HP <5.4 tons | HEIL | HRCU-A-CB (Split System: Heat Pump with Remote Outdoor Unit-Air-Source) | H5H0V60*K*AAA* |  |  | EVD5X61M24A*+WALLCON | *97CMN0802120B* | 57500 | 18.5 | 9 | 64000 | 45000 | 70.31% | 2.06 | 0 | 9 |  |  |  | No | R-454B | 4.7917 | Residential & Commercial | No
213080818 | Central HP <5.4 tons | DAY & NIGHT | HRCU-A-CB (Split System: Heat Pump with Remote Outdoor Unit-Air-Source) | DLCURAH36ABK |  |  | EA*4X42L24A* | *95MSU0802120A* | 35200 | 16 | 8.1 | 38500 | 35000 | 90.91% | 1.88 | 0 | 9.5 |  |  |  | No | R-410A | 2.9333 | Residential & Commercial | No
212383163 | Central HP <5.4 tons | TEMPSTAR | HRCU-A-CB (Split System: Heat Pump with Remote Outdoor Unit-Air-Source) | DLCURAH36ABK |  |  | EA*4X36L21A* | *95ESU1002122A* | 36200 | 15.2 | 8.1 | 40000 | 35400 | 88.5% | 1.86 | 0 | 9.5 |  |  |  | No | R-410A | 3.0167 | Residential & Commercial | No
215678005 | Central HP <5.4 tons | HEIL | HRCU-A-CB (Split System: Heat Pump with Remote Outdoor Unit-Air-Source) | H5H0V60*K*AAA* |  |  | EA*5X61M24A*+WALLCON | *97CMN1202422B* | 56000 | 18.5 | 9 | 60000 | 42000 | 70% | 2 | 0 | 9 |  |  |  | No | R-454B | 4.6667 | Residential & Commercial | No
215677055 | Central HP <5.4 tons | HEIL | HRCU-A-CB (Split System: Heat Pump with Remote Outdoor Unit-Air-Source) | H5H0V60*K*AAA* |  |  | EVM5X60M21A*+WALLCON | *97CMN0802120B* | 56500 | 18 | 9 | 64000 | 45000 | 70.31% | 2.06 | 0 | 9 |  |  |  | No | R-454B | 4.7083 | Residential & Commercial | No
211227637 | Central HP <5.4 tons | TEMPSTAR | HRCU-A-CB (Split System: Heat Pump with Remote Outdoor Unit-Air-Source) | DLCURAH36ABK |  |  | EA*4X42L21A* | *95ESU0601716A* | 35200 | 16 | 8.1 | 38500 | 35000 | 90.91% | 1.88 | 0 | 9.5 |  |  |  | No | R-410A | 2.9333 | Residential & Commercial | No
215675465 | Central HP <5.4 tons | HEIL | HRCU-A-CB (Split System: Heat Pump with Remote Outdoor Unit-Air-Source) | H5H0V48*K*AAA* |  |  | EVM5X48M21A*+WALLCON | *96CTN0801714B* | 46500 | 18 | 9 | 50000 | 35600 | 71.2% | 2 | 0 | 9.5 |  |  |  | No | R-454B | 3.875 | Residential & Commercial | No
212980203 | Central HP <5.4 tons | AIRQUEST | HRCU-A-CB (Split System: Heat Pump with Remote Outdoor Unit-Air-Source) | DLCURAH30ABK |  |  | EA*4X42L21A* | *80MS(N,L)0902116A* | 29600 | 15.2 | 8.1 | 33800 | 27600 | 81.66% | 1.78 | 0 | 9 |  |  |  | No | R-410A | 2.4667 | Residential & Commercial | No
215667344 | Central HP <5.4 tons | HEIL | HRCU-A-CB (Split System: Heat Pump with Remote Outdoor Unit-Air-Source) | H5H0V24*K*AAA* |  |  | EA*5X30M14A*+WALLCON | *96CTN0401410B* | 22600 | 15.5 | 8.5 | 24200 | 17100 | 70.66% | 1.84 | 0 | 9 |  |  |  | No | R-454B | 1.8833 | Residential & Commercial | No
215676965 | Central HP <5.4 tons | HEIL | HRCU-A-CB (Split System: Heat Pump with Remote Outdoor Unit-Air-Source) | H5H0V60*K*AAA* |  |  | EVM5X60M21A*+WALLCON | *80CSU0802120A* | 57000 | 18 | 9 | 63500 | 44500 | 70.08% | 2.08 | 0 | 9 |  |  |  | No | R-454B | 4.75 | Residential & Commercial | No
211226330 | Central HP <5.4 tons | COMFORTMAKER | HRCU-A-CB (Split System: Heat Pump with Remote Outdoor Unit-Air-Source) | DLCURAH36ABK |  |  | EA*4X36L21A* | *92ESN0601714A* | 35200 | 16 | 8.1 | 38500 | 35200 | 91.43% | 1.82 | 0 | 9.5 |  |  |  | No | R-410A | 2.9333 | Residential & Commercial | No
215668788 | Central HP <5.4 tons | HEIL | HRCU-A-CB (Split System: Heat Pump with Remote Outdoor Unit-Air-Source) | H5H0V36*K*AAA* |  |  | EA*5X42M21A*+WALLCON | *80CSU0401712A* | 33000 | 17.5 | 9 | 35800 | 25600 | 71.51% | 1.86 | 0 | 9.5 |  |  |  | No | R-454B | 2.75 | Residential & Commercial | No
211227709 | Central HP <5.4 tons | TEMPSTAR | HRCU-A-CB (Split System: Heat Pump with Remote Outdoor Unit-Air-Source) | DLCURAH36ABK |  |  | EA*4X42L21A* | *96VTN1002120A* | 35800 | 15.5 | 8.1 | 39500 | 35200 | 89.11% | 1.9 | 0 | 9.5 |  |  |  | No | R-410A | 2.9833 | Residential & Commercial | No
212383232 | Central HP <5.4 tons | AIRQUEST | HRCU-A-CB (Split System: Heat Pump with Remote Outdoor Unit-Air-Source) | DLCURAH36ABK |  |  | EA*4X36L21A* | *95ESN0802120A* | 35800 | 15.5 | 8.1 | 39500 | 35400 | 89.62% | 1.84 | 0 | 9.5 |  |  |  | No | R-410A | 2.9833 | Residential & Commercial | No
212980538 | Central HP <5.4 tons | KEEPRITE | HRCU-A-CB (Split System: Heat Pump with Remote Outdoor Unit-Air-Source) | DLCURAH30ABK |  |  | EA*4X42L24A* | *80MS(N,L)0902120A* | 29600 | 15.2 | 8.1 | 33800 | 27600 | 81.66% | 1.78 | 0 | 9 |  |  |  | No | R-410A | 2.4667 | Residential & Commercial | No
212980906 | Central HP <5.4 tons | KEEPRITE | HRCU-A-CB (Split System: Heat Pump with Remote Outdoor Unit-Air-Source) | DLCURAH30ABK |  |  | EA*4X36L21A* | *80MS(N,L)1102120A* | 30200 | 15.2 | 8.1 | 34400 | 27800 | 80.81% | 1.8 | 0 | 9 |  |  |  | No | R-410A | 2.5167 | Residential & Commercial | No
212979444 | Central HP <5.4 tons | AIRQUEST | HRCU-A-CB (Split System: Heat Pump with Remote Outdoor Unit-Air-Source) | DLCURAH30ABK |  |  | EA*4X42L21A* | *80MS(N,L)0702116A* | 29800 | 15.2 | 8.1 | 34200 | 27600 | 80.7% | 1.8 | 0 | 9 |  |  |  | No | R-410A | 2.4833 | Residential & Commercial | No
213787635 | Central HP <5.4 tons | DAY & NIGHT | HRCU-A-CB (Split System: Heat Pump with Remote Outdoor Unit-Air-Source) | DLCURAH30ABK |  |  | FTMA4B48L0C* |  | 31600 | 15.75 | 9 | 32400 | 25800 | 79.63% | 1.88 | 0 | 9.5 |  |  |  | No | R-410A | 2.6333 | Residential & Commercial | No
213076048 | Central HP <5.4 tons | DAY & NIGHT | HRCU-A-CB (Split System: Heat Pump with Remote Outdoor Unit-Air-Source) | DLCURAH30ABK |  |  | EA*4X42L24A* | *95MSU1002120A* | 29800 | 15.2 | 8.1 | 38000 | 27600 | 72.63% | 1.78 | 0 | 9 |  |  |  | No | R-410A | 2.4833 | Residential & Commercial | No
215675435 | Central HP <5.4 tons | HEIL | HRCU-A-CB (Split System: Heat Pump with Remote Outdoor Unit-Air-Source) | H5H0V48*K*AAA* |  |  | EVM5X48M21A*+WALLCON | *97CMN0602120B* | 46500 | 18 | 9 | 50000 | 37000 | 74% | 1.98 | 0 | 9.5 |  |  |  | No | R-454B | 3.875 | Residential & Commercial | No
213078817 | Central HP <5.4 tons | CARRIER | HRCU-A-CB (Split System: Heat Pump with Remote Outdoor Unit-Air-Source) | 38MURAQ36AB3* |  |  | CAP**3617AL* | 58SU*B040M17**12 | 34800 | 15.5 | 8.5 | 39000 | 35200 | 90.26% | 1.8 | 0 | 9.5 |  |  |  | No | R-410A | 2.9 | Residential & Commercial | No
213078865 | Central HP <5.4 tons | CARRIER | HRCU-A-CB (Split System: Heat Pump with Remote Outdoor Unit-Air-Source) | 38MURAQ36AB3* |  |  | CAP**4221AL* | 58SU*B040M17**12 | 35200 | 16 | 8.1 | 38500 | 35000 | 90.91% | 1.88 | 0 | 9.5 |  |  |  | No | R-410A | 2.9333 | Residential & Commercial | No
211226311 | Central HP <5.4 tons | KEEPRITE | HRCU-A-CB (Split System: Heat Pump with Remote Outdoor Unit-Air-Source) | DLCURAH36ABK |  |  | EA*4X36L21A* | *80ESU1002120A* | 35200 | 16 | 8.1 | 38500 | 35200 | 91.43% | 1.82 | 0 | 9.5 |  |  |  | No | R-410A | 2.9333 | Residential & Commercial | No
211377619 | Central HP <5.4 tons | YORK | HRCU-A-CB (Split System: Heat Pump with Remote Outdoor Unit-Air-Source) | HMH72B341 |  |  | XAHB30CXXN1+TXV | TM9V080B12MP12 | 32000 | 16.5 | 8.1 | 33400 | 23400 | 70.06% | 1.98 | 0 | 9 |  |  |  | No | R-410A | 2.6667 | Residential & Commercial | No
211377728 | Central HP <5.4 tons | YORK | HRCU-A-CB (Split System: Heat Pump with Remote Outdoor Unit-Air-Source) | HMH72B341 |  |  | XAHB36DXXN1+TXV | YP9C060B12MP13 | 32800 | 17 | 8.1 | 33000 | 23400 | 70.91% | 1.98 | 0 | 9.5 |  |  |  | No | R-410A | 2.7333 | Residential & Commercial | No
213080135 | Central HP <5.4 tons | CARRIER | HRCU-A-CB (Split System: Heat Pump with Remote Outdoor Unit-Air-Source) | 38MURAQ36AB3* |  |  | CAP**3621AL* | 59SC6A080M21**20 | 35200 | 16 | 8.1 | 39000 | 35200 | 90.26% | 1.84 | 0 | 9.5 |  |  |  | No | R-410A | 2.9333 | Residential & Commercial | No
212980704 | Central HP <5.4 tons | KEEPRITE | HRCU-A-CB (Split System: Heat Pump with Remote Outdoor Unit-Air-Source) | DLCURAH30ABK |  |  | EA*4X42L24A* | *80MS(N,L)0902420A* | 30200 | 15.2 | 8.1 | 34400 | 27400 | 79.65% | 1.8 | 0 | 9 |  |  |  | No | R-410A | 2.5167 | Residential & Commercial | No
212979745 | Central HP <5.4 tons | KEEPRITE | HRCU-A-CB (Split System: Heat Pump with Remote Outdoor Unit-Air-Source) | DLCURAH30ABK |  |  | EA*4X43L21A* | *80MS(N,L)0901714A* | 30400 | 15.2 | 8.1 | 33000 | 26400 | 80% | 1.84 | 0 | 9 |  |  |  | No | R-410A | 2.5333 | Residential & Commercial | No
212980949 | Central HP <5.4 tons | AIRQUEST | HRCU-A-CB (Split System: Heat Pump with Remote Outdoor Unit-Air-Source) | DLCURAH30ABK |  |  | EA*4X43L21A* | *80MS(N,L)1102120A* | 31000 | 15.2 | 8.5 | 33600 | 26200 | 77.98% | 1.88 | 0 | 9 |  |  |  | No | R-410A | 2.5833 | Residential & Commercial | No
212989555 | Central HP <5.4 tons | DAY & NIGHT | HRCU-A-CB (Split System: Heat Pump with Remote Outdoor Unit-Air-Source) | DLCURAH30ABK |  |  | EA*4X42L24A* | *95MSU0802120A* | 30000 | 15.2 | 8.1 | 34200 | 27600 | 80.7% | 1.8 | 0 | 9 |  |  |  | No | R-410A | 2.5 | Residential & Commercial | No
212970413 | Central HP <5.4 tons | KEEPRITE | HRCU-A-CB (Split System: Heat Pump with Remote Outdoor Unit-Air-Source) | DLCURAH36ABK |  |  | EA*4X42L21A* | *80VSL0701716B* | 35400 | 15.5 | 8.1 | 38500 | 35200 | 91.43% | 1.9 | 0 | 9.5 |  |  |  | No | R-410A | 2.95 | Residential & Commercial | No
211377819 | Central HP <5.4 tons | YORK | HRCU-A-CB (Split System: Heat Pump with Remote Outdoor Unit-Air-Source) | HMH72B341 |  |  | XAHB30CXXN1+TXV | TM9V040A10MP12 | 31400 | 16 | 8.1 | 32800 | 23000 | 70.12% | 1.96 | 0 | 9.5 |  |  |  | No | R-410A | 2.6167 | Residential & Commercial | No
213881904 | Central HP <5.4 tons | TCL | HRCU-A-CB (Split System: Heat Pump with Remote Outdoor Unit-Air-Source) | THH42HAI2NAF2U23 |  |  | A4AH5V42A1C3 + DF |  | 42000 | 15.2 | 8.1 | 42000 | 30000 | 71.43% | 1.75 | 0 | 8.5 |  |  |  | No | R-410A | 3.5 | Residential & Commercial | No
211226343 | Central HP <5.4 tons | KEEPRITE | HRCU-A-CB (Split System: Heat Pump with Remote Outdoor Unit-Air-Source) | DLCURAH36ABK |  |  | EA*4X36L21A* | *92ESN1002122A* | 36400 | 15.2 | 8.1 | 40000 | 35400 | 88.5% | 1.86 | 0 | 9.5 |  |  |  | No | R-410A | 3.0333 | Residential & Commercial | No
211226375 | Central HP <5.4 tons | KEEPRITE | HRCU-A-CB (Split System: Heat Pump with Remote Outdoor Unit-Air-Source) | DLCURAH36ABK |  |  | EA*4X36L21A* | *95ESN1002120A* | 35600 | 15.5 | 8.1 | 39500 | 35200 | 89.11% | 1.84 | 0 | 9.5 |  |  |  | No | R-410A | 2.9667 | Residential & Commercial | No
212510662 | Central HP <5.4 tons | TCL | HRCU-A-CB (Split System: Heat Pump with Remote Outdoor Unit-Air-Source) | THH18HAI2NAF2U23 |  |  | 4TXCB003DS3 | A801X040BM2SCA | 20000 | 15.2 | 8.5 | 20000 | 18000 | 90% | 1.85 | 0 | 9 |  |  |  | No | R-410A | 1.6667 | Residential & Commercial | No
211394258 | Central HP <5.4 tons | COLEMAN | HRCU-A-CB (Split System: Heat Pump with Remote Outdoor Unit-Air-Source) | HMH72B341 |  |  | XAHD48FXXN1+TXV | TM9V120D20MP12 | 33400 | 16.5 | 8.5 | 32000 | 23200 | 72.5% | 2.06 | 0 | 9.5 |  |  |  | No | R-410A | 2.7833 | Residential & Commercial | No
211388596 | Central HP <5.4 tons | COLEMAN | HRCU-A-CB (Split System: Heat Pump with Remote Outdoor Unit-Air-Source) | HMH72B341 |  |  | XAHC30CXXN1+TXV | TM9E100C16MP12 | 32200 | 17.5 | 8.1 | 32400 | 22800 | 70.37% | 2 | 0 | 9.5 |  |  |  | No | R-410A | 2.6833 | Residential & Commercial | No
211388979 | Central HP <5.4 tons | COLEMAN | HRCU-A-CB (Split System: Heat Pump with Remote Outdoor Unit-Air-Source) | HMH72B341 |  |  | XAHB36DXXN1+TXV | TM9E060B12MP12 | 33200 | 17 | 8.1 | 33200 | 23600 | 71.08% | 2 | 0 | 9.5 |  |  |  | No | R-410A | 2.7667 | Residential & Commercial | No
211389097 | Central HP <5.4 tons | COLEMAN | HRCU-A-CB (Split System: Heat Pump with Remote Outdoor Unit-Air-Source) | HMH72B341 |  |  | XAUB36DXXN1+TXV | TM9E060B12MP12 | 34000 | 17.5 | 8.1 | 34000 | 24200 | 71.18% | 2.04 | 0 | 9.5 |  |  |  | No | R-410A | 2.8333 | Residential & Commercial | No
211389967 | Central HP <5.4 tons | COLEMAN | HRCU-A-CB (Split System: Heat Pump with Remote Outdoor Unit-Air-Source) | HMH72B341 |  |  | XAHC36DXXN1+TXV | TPLC100C16MP13 | 34000 | 17 | 8.1 | 34000 | 24600 | 72.35% | 2.08 | 0 | 9.5 |  |  |  | No | R-410A | 2.8333 | Residential & Commercial | No
211390402 | Central HP <5.4 tons | COLEMAN | HRCU-A-CB (Split System: Heat Pump with Remote Outdoor Unit-Air-Source) | HMH72B341 |  |  | XAHC36DXXN1+TXV | TM8V080B12MP12 | 32800 | 16.5 | 8.1 | 32800 | 23200 | 70.73% | 1.98 | 0 | 9.5 |  |  |  | No | R-410A | 2.7333 | Residential & Commercial | No
211391053 | Central HP <5.4 tons | COLEMAN | HRCU-A-CB (Split System: Heat Pump with Remote Outdoor Unit-Air-Source) | HMH72B341 |  |  | XAUB36DXXN1+TXV | TM8V060A12MP12 | 34000 | 17.5 | 8.1 | 34000 | 24200 | 71.18% | 2.06 | 0 | 9.5 |  |  |  | No | R-410A | 2.8333 | Residential & Commercial | No
211391187 | Central HP <5.4 tons | COLEMAN | HRCU-A-CB (Split System: Heat Pump with Remote Outdoor Unit-Air-Source) | HMH72B341 |  |  | XAUB30CXXN1+TXV | TMLV060A12MP12 | 32800 | 17.5 | 8.1 | 33400 | 23400 | 70.06% | 2.02 | 0 | 9.5 |  |  |  | No | R-410A | 2.7333 | Residential & Commercial | No
211394683 | Central HP <5.4 tons | COLEMAN | HRCU-A-CB (Split System: Heat Pump with Remote Outdoor Unit-Air-Source) | HMH72B341 |  |  | XAUC48FXXN1+TXV | CP9C100C20MP13 | 34000 | 16.5 | 8.5 | 33000 | 24200 | 73.33% | 2.1 | 0 | 9 |  |  |  | No | R-410A | 2.8333 | Residential & Commercial | No
211394785 | Central HP <5.4 tons | COLEMAN | HRCU-A-CB (Split System: Heat Pump with Remote Outdoor Unit-Air-Source) | HMH72B341 |  |  | XAHC48FXXN1+TXV | CP9C100C16MP13 | 33000 | 16.5 | 8.5 | 31800 | 23200 | 72.96% | 2.04 | 0 | 9 |  |  |  | No | R-410A | 2.75 | Residential & Commercial | No
215400238 | Central HP <5.4 tons | TCL | HRCU-A-CB (Split System: Heat Pump with Remote Outdoor Unit-Air-Source) | THH18HAI2NAF2U23 |  |  | 4TXCB003DS3 | A801X040BM2SD | 20000 | 15.2 | 8.5 | 20000 | 18000 | 90% | 1.85 | 0 | 9 |  |  |  | No | R-410A | 1.6667 | Residential & Commercial | No
215670144 | Central HP <5.4 tons | KENMORE | HRCU-A-CB (Split System: Heat Pump with Remote Outdoor Unit-Air-Source) | (C,H,T)5H0V36*K*AAA* |  |  | ESH5X48M12A*+WALLCON | *80CSU0601716A* | 34000 | 17 | 8.5 | 35400 | 25200 | 71.19% | 1.88 | 0 | 9.5 |  |  |  | No | R-454B | 2.8333 | Residential & Commercial | No
215670444 | Central HP <5.4 tons | KENMORE | HRCU-A-CB (Split System: Heat Pump with Remote Outdoor Unit-Air-Source) | (C,H,T)5H0V36*K*AAA* |  |  | ESH5X60M12A*+WALLCON | *80CTL0901716B* | 34600 | 17 | 8.5 | 34600 | 24800 | 71.68% | 1.8 | 0 | 9.5 |  |  |  | No | R-454B | 2.8833 | Residential & Commercial | No
215670044 | Central HP <5.4 tons | KENMORE | HRCU-A-CB (Split System: Heat Pump with Remote Outdoor Unit-Air-Source) | (C,H,T)5H0V36*K*AAA* |  |  | ESH5X42M12A*+WALLCON | *95CSU1002122B* | 34000 | 16.5 | 8.5 | 35600 | 25200 | 70.79% | 1.78 | 0 | 9.5 |  |  |  | No | R-454B | 2.8333 | Residential & Commercial | No
215400246 | Central HP <5.4 tons | TCL | HRCU-A-CB (Split System: Heat Pump with Remote Outdoor Unit-Air-Source) | THH24HAI2NAF2U23 |  |  | 4TXCB003DS3 | A952V060BU4SB | 24000 | 15.2 | 8.5 | 24000 | 21000 | 87.5% | 1.85 | 0 | 9 |  |  |  | No | R-410A | 2 | Residential & Commercial | No
211226513 | Central HP <5.4 tons | KEEPRITE | HRCU-A-CB (Split System: Heat Pump with Remote Outdoor Unit-Air-Source) | DLCURAH36ABK |  |  | EA*4X37L17A* | *80ES(N,L)0701712A* | 36000 | 15.2 | 8.1 | 38500 | 35000 | 90.91% | 2 | 0 | 9.5 |  |  |  | No | R-410A | 3 | Residential & Commercial | No
211395362 | Central HP <5.4 tons | COLEMAN | HRCU-A-CB (Split System: Heat Pump with Remote Outdoor Unit-Air-Source) | HMH72B341 |  |  | XAUC48FXXN1+TXV | TM9V080C16MP12 | 33400 | 16.5 | 8.5 | 32400 | 23600 | 72.84% | 2.06 | 0 | 9.5 |  |  |  | No | R-410A | 2.7833 | Residential & Commercial | No
211396282 | Central HP <5.4 tons | COLEMAN | HRCU-A-CB (Split System: Heat Pump with Remote Outdoor Unit-Air-Source) | HMH72B341 |  |  | XAUC48FXXN1+TXV | TM9E080B12MP12 | 33200 | 16.5 | 8.5 | 32400 | 23800 | 73.46% | 2.04 | 0 | 9 |  |  |  | No | R-410A | 2.7667 | Residential & Commercial | No
211396730 | Central HP <5.4 tons | COLEMAN | HRCU-A-CB (Split System: Heat Pump with Remote Outdoor Unit-Air-Source) | HMH72B341 |  |  | XAHD48FXXN1+TXV | TM8Y080C16MP11 | 33600 | 17 | 8.1 | 32600 | 24000 | 73.62% | 2.04 | 0 | 9 |  |  |  | No | R-410A | 2.8 | Residential & Commercial | No
211396957 | Central HP <5.4 tons | COLEMAN | HRCU-A-CB (Split System: Heat Pump with Remote Outdoor Unit-Air-Source) | HMH72B341 |  |  | XAUC48FXXN1+TXV | TM8Y080C16MP11 | 34000 | 17.5 | 8.5 | 33200 | 24400 | 73.49% | 2.08 | 0 | 9 |  |  |  | No | R-410A | 2.8333 | Residential & Commercial | No
215670108 | Central HP <5.4 tons | KENMORE | HRCU-A-CB (Split System: Heat Pump with Remote Outdoor Unit-Air-Source) | (C,H,T)5H0V36*K*AAA* |  |  | ESH5X42M12A*+WALLCON | *96CTN0801714B* | 33800 | 16.5 | 8.5 | 35600 | 25400 | 71.35% | 1.78 | 0 | 9.5 |  |  |  | No | R-454B | 2.8167 | Residential & Commercial | No
215669876 | Central HP <5.4 tons | KENMORE | HRCU-A-CB (Split System: Heat Pump with Remote Outdoor Unit-Air-Source) | (C,H,T)5H0V36*K*AAA* |  |  | ESH5X36M12A*+WALLCON | *97CMN0801714B* | 33400 | 16 | 8.5 | 35800 | 25600 | 71.51% | 1.76 | 0 | 9 |  |  |  | No | R-454B | 2.7833 | Residential & Commercial | No
211397198 | Central HP <5.4 tons | COLEMAN | HRCU-A-CB (Split System: Heat Pump with Remote Outdoor Unit-Air-Source) | HMH72B341 |  |  | XAHD48FXXN1+TXV | TM8V100C16MP12 | 33600 | 16 | 8.5 | 32400 | 23800 | 73.46% | 2.06 | 0 | 9 |  |  |  | No | R-410A | 2.8 | Residential & Commercial | No
211397359 | Central HP <5.4 tons | COLEMAN | HRCU-A-CB (Split System: Heat Pump with Remote Outdoor Unit-Air-Source) | HMH72B341 |  |  | XAHD48FBCN1 | CPLC100C16MP13 | 33600 | 16 | 8.5 | 32400 | 23800 | 73.46% | 2.06 | 0 | 9 |  |  |  | No | R-410A | 2.8 | Residential & Commercial | No
211390934 | Central HP <5.4 tons | COLEMAN | HRCU-A-CB (Split System: Heat Pump with Remote Outdoor Unit-Air-Source) | HMH72B341 |  |  | XAHB36DBCN1 | TPLC060A12MP13 | 33400 | 16.5 | 8.1 | 33600 | 23800 | 70.83% | 2.02 | 0 | 9.5 |  |  |  | No | R-410A | 2.7833 | Residential & Commercial | No
211391157 | Central HP <5.4 tons | COLEMAN | HRCU-A-CB (Split System: Heat Pump with Remote Outdoor Unit-Air-Source) | HMH72B341 |  |  | XAFB30CXXN1+TXV | TPLC060A12MP13 | 32800 | 17.5 | 8.1 | 33400 | 23400 | 70.06% | 2.02 | 0 | 9.5 |  |  |  | No | R-410A | 2.7333 | Residential & Commercial | No
211392259 | Central HP <5.4 tons | COLEMAN | HRCU-A-CB (Split System: Heat Pump with Remote Outdoor Unit-Air-Source) | HMH72B341 |  |  | XAHB36DBCN1 | TMLE080B12MP11 | 33200 | 17 | 8.1 | 33200 | 23400 | 70.48% | 2 | 0 | 9.5 |  |  |  | No | R-410A | 2.7667 | Residential & Commercial | No
213076031 | Central HP <5.4 tons | BRYANT HEATING AND COOLING SYSTEMS | HRCU-A-CB (Split System: Heat Pump with Remote Outdoor Unit-Air-Source) | 38MURAQ30AB3* |  |  | CAP**4221AL* | 935SB60100M21*** | 29800 | 15.2 | 8.1 | 38500 | 27600 | 71.69% | 1.78 | 0 | 9 |  |  |  | No | R-410A | 2.4833 | Residential & Commercial | No
214280307 | Central HP <5.4 tons | BRYANT HEATING AND COOLING SYSTEMS | HRCU-A-CB (Split System: Heat Pump with Remote Outdoor Unit-Air-Source) | 38MURAQ36AB3* |  |  | CAP**4821AL* | 916SA48060M17*** | 35600 | 15.5 | 8.5 | 38000 | 34800 | 91.58% | 2.04 | 0 | 9.5 |  |  |  | No | R-410A | 2.9667 | Residential & Commercial | No
216411133 | Central HP <5.4 tons | FRASER-JOHNSTON | HRCU-A-CB (Split System: Heat Pump with Remote Outdoor Unit-Air-Source) | HMH72B341 |  |  | XAHC36DBCN1 | Z9ET080C16SMPS1 | 33800 | 17.5 | 8.5 | 34200 | 24000 | 70.18% | 2.04 | 0 | 9.5 |  |  |  | No | R-410A | 2.8167 | Residential & Commercial | No
211388685 | Central HP <5.4 tons | COLEMAN | HRCU-A-CB (Split System: Heat Pump with Remote Outdoor Unit-Air-Source) | HMH72B341 |  |  | XAHC30CXXN1+TXV | TM9E080C16MP12 | 32800 | 17.5 | 8.1 | 33400 | 23400 | 70.06% | 2 | 0 | 9 |  |  |  | No | R-410A | 2.7333 | Residential & Commercial | No
211388774 | Central HP <5.4 tons | COLEMAN | HRCU-A-CB (Split System: Heat Pump with Remote Outdoor Unit-Air-Source) | HMH72B341 |  |  | XAHC30CXXN1+TXV | TM9E080B12MP12 | 32000 | 17 | 8.1 | 33000 | 23200 | 70.3% | 1.98 | 0 | 9 |  |  |  | No | R-410A | 2.6667 | Residential & Commercial | No
211389142 | Central HP <5.4 tons | COLEMAN | HRCU-A-CB (Split System: Heat Pump with Remote Outdoor Unit-Air-Source) | HMH72B341 |  |  | XAHB36DXXN1+TXV | TM9E060A10MP12 | 32600 | 17 | 8.1 | 32400 | 22800 | 70.37% | 1.98 | 0 | 9.5 |  |  |  | No | R-410A | 2.7167 | Residential & Commercial | No
211391470 | Central HP <5.4 tons | COLEMAN | HRCU-A-CB (Split System: Heat Pump with Remote Outdoor Unit-Air-Source) | HMH72B341 |  |  | XAHC30CXXN1+TXV | TMLE100C16MP11 | 32200 | 16.5 | 8.1 | 32400 | 22800 | 70.37% | 2 | 0 | 9.5 |  |  |  | No | R-410A | 2.6833 | Residential & Commercial | No
211391620 | Central HP <5.4 tons | COLEMAN | HRCU-A-CB (Split System: Heat Pump with Remote Outdoor Unit-Air-Source) | HMH72B341 |  |  | XAHC36DBCN1 | TMLE100B12MP11 | 33400 | 17.5 | 8.1 | 33000 | 23400 | 70.91% | 2.02 | 0 | 9.5 |  |  |  | No | R-410A | 2.7833 | Residential & Commercial | No
211392586 | Central HP <5.4 tons | COLEMAN | HRCU-A-CB (Split System: Heat Pump with Remote Outdoor Unit-Air-Source) | HMH72B341 |  |  | XAHB30CXXN1+TXV | TMLE060A12MP11 | 32000 | 17 | 8.1 | 32800 | 23000 | 70.12% | 1.98 | 0 | 9.5 |  |  |  | No | R-410A | 2.6667 | Residential & Commercial | No
211392797 | Central HP <5.4 tons | COLEMAN | HRCU-A-CB (Split System: Heat Pump with Remote Outdoor Unit-Air-Source) | HMH72B341 |  |  | XAHB30CXXN1+TXV | TM8E040A12MP11 | 32000 | 17.5 | 8.1 | 31800 | 23000 | 72.33% | 1.98 | 0 | 9.5 |  |  |  | No | R-410A | 2.6667 | Residential & Commercial | No
211393806 | Central HP <5.4 tons | COLEMAN | HRCU-A-CB (Split System: Heat Pump with Remote Outdoor Unit-Air-Source) | HMH72B341 |  |  | XAHD48FBCN1 | TM9Y120D20MP11 | 33200 | 16.5 | 8.5 | 32000 | 23400 | 73.12% | 2.04 | 0 | 9 |  |  |  | No | R-410A | 2.7667 | Residential & Commercial | No
211391704 | Central HP <5.4 tons | COLEMAN | HRCU-A-CB (Split System: Heat Pump with Remote Outdoor Unit-Air-Source) | HMH72B341 |  |  | XAHB30CXXN1+TXV | TM8E100B12MP11 | 32000 | 17 | 8.1 | 32800 | 23000 | 70.12% | 1.98 | 0 | 9.5 |  |  |  | No | R-410A | 2.6667 | Residential & Commercial | No
211390019 | Central HP <5.4 tons | COLEMAN | HRCU-A-CB (Split System: Heat Pump with Remote Outdoor Unit-Air-Source) | HMH72B341 |  |  | XAHC36DBCN1 | TMLV100C16MP12 | 34000 | 17 | 8.1 | 34000 | 24600 | 72.35% | 2.08 | 0 | 9.5 |  |  |  | No | R-410A | 2.8333 | Residential & Commercial | No
211395646 | Central HP <5.4 tons | COLEMAN | HRCU-A-CB (Split System: Heat Pump with Remote Outdoor Unit-Air-Source) | HMH72B341 |  |  | XAFC48FBCN1 | TP9C080B12MP13 | 33400 | 16.5 | 8.5 | 32600 | 24000 | 73.62% | 2.06 | 0 | 9 |  |  |  | No | R-410A | 2.7833 | Residential & Commercial | No
211397534 | Central HP <5.4 tons | COLEMAN | HRCU-A-CB (Split System: Heat Pump with Remote Outdoor Unit-Air-Source) | HMH72B341 |  |  | XAFD48FXXN1+TXV | TM8V080C16MP12 | 34000 | 16.5 | 8.5 | 33000 | 24400 | 73.94% | 2.1 | 0 | 9 |  |  |  | No | R-410A | 2.8333 | Residential & Commercial | No
211397936 | Central HP <5.4 tons | COLEMAN | HRCU-A-CB (Split System: Heat Pump with Remote Outdoor Unit-Air-Source) | HMH72B341 |  |  | XAHC48FXXN1+TXV | TM8V080B12MP12 | 32400 | 16 | 8.1 | 32000 | 23600 | 73.75% | 1.98 | 0 | 8.5 |  |  |  | No | R-410A | 2.7 | Residential & Commercial | No
211398150 | Central HP <5.4 tons | COLEMAN | HRCU-A-CB (Split System: Heat Pump with Remote Outdoor Unit-Air-Source) | HMH72B341 |  |  | XAHC48FXXN1+TXV | TM8E120C16MP11 | 33000 | 17 | 8.5 | 31600 | 23200 | 73.42% | 2.04 | 0 | 9.5 |  |  |  | No | R-410A | 2.75 | Residential & Commercial | No
211398479 | Central HP <5.4 tons | COLEMAN | HRCU-A-CB (Split System: Heat Pump with Remote Outdoor Unit-Air-Source) | HMH72B341 |  |  | XAFD48FBCN1 | TM8E100C16MP11 | 33600 | 17 | 8.5 | 32400 | 23600 | 72.84% | 2.08 | 0 | 9.5 |  |  |  | No | R-410A | 2.8 | Residential & Commercial | No
212979451 | Central HP <5.4 tons | CARRIER | HRCU-A-CB (Split System: Heat Pump with Remote Outdoor Unit-Air-Source) | 38MURAQ30AB3* |  |  | CAP**4224AL* | 58S(B,C)*B070M21**16 | 29800 | 15.2 | 8.1 | 34200 | 27600 | 80.7% | 1.8 | 0 | 9 |  |  |  | No | R-410A | 2.4833 | Residential & Commercial | No
211394360 | Central HP <5.4 tons | COLEMAN | HRCU-A-CB (Split System: Heat Pump with Remote Outdoor Unit-Air-Source) | HMH72B341 |  |  | XAFD48FBCN1 | TM9V120D20MP12 | 34000 | 17 | 8.5 | 32400 | 23800 | 73.46% | 2.1 | 0 | 9.5 |  |  |  | No | R-410A | 2.8333 | Residential & Commercial | No
211394492 | Central HP <5.4 tons | COLEMAN | HRCU-A-CB (Split System: Heat Pump with Remote Outdoor Unit-Air-Source) | HMH72B341 |  |  | XAHC48FBCN1 | TM9V100C20MP12 | 33200 | 17 | 8.5 | 32000 | 23400 | 73.12% | 2.04 | 0 | 9 |  |  |  | No | R-410A | 2.7667 | Residential & Commercial | No
211395285 | Central HP <5.4 tons | COLEMAN | HRCU-A-CB (Split System: Heat Pump with Remote Outdoor Unit-Air-Source) | HMH72B341 |  |  | XAFC48FXXN1+TXV | TM9V080C16MP12 | 33400 | 16.5 | 8.5 | 32400 | 23600 | 72.84% | 2.06 | 0 | 9.5 |  |  |  | No | R-410A | 2.7833 | Residential & Commercial | No
211386672 | Central HP <5.4 tons | FRASER-JOHNSTON | HRCU-A-CB (Split System: Heat Pump with Remote Outdoor Unit-Air-Source) | HMH72B341 |  |  | JHETC42FBCS2N1 |  | 33800 | 17.5 | 8.5 | 32200 | 23400 | 72.67% | 2.08 | 0 | 9.5 |  |  |  | No | R-410A | 2.8167 | Residential & Commercial | No
212980535 | Central HP <5.4 tons | COMFORTMAKER | HRCU-A-CB (Split System: Heat Pump with Remote Outdoor Unit-Air-Source) | DLCURAH30ABK |  |  | EA*4X42L24A* | *80MS(N,L)0902120A* | 29600 | 15.2 | 8.1 | 33800 | 27600 | 81.66% | 1.78 | 0 | 9 |  |  |  | No | R-410A | 2.4667 | Residential & Commercial | No
211222765 | Central HP <5.4 tons | COMFORTMAKER | HRCU-A-CB (Split System: Heat Pump with Remote Outdoor Unit-Air-Source) | DLCURAH30ABK |  |  | FMA4X36**AL* |  | 31200 | 15.5 | 8.5 | 35400 | 26800 | 75.71% | 1.86 | 0 | 9 |  |  |  | No | R-410A | 2.6 | Residential & Commercial | No
212976728 | Central HP <5.4 tons | CARRIER | HRCU-A-CB (Split System: Heat Pump with Remote Outdoor Unit-Air-Source) | 38MURAQ30AB3* |  |  | CAP**4221AL* | GG96VTAB60100C** | 30200 | 15.2 | 8.5 | 34200 | 27600 | 80.7% | 1.8 | 0 | 9 |  |  |  | No | R-410A | 2.5167 | Residential & Commercial | No
211387197 | Central HP <5.4 tons | FRASER-JOHNSTON | HRCU-A-CB (Split System: Heat Pump with Remote Outdoor Unit-Air-Source) | HMH72B341 |  |  | XAFB36DXXN1+TXV | TM9Y060B12MP11 | 33600 | 16.5 | 8.5 | 33400 | 23600 | 70.66% | 2.04 | 0 | 9.5 |  |  |  | No | R-410A | 2.8 | Residential & Commercial | No
211386752 | Central HP <5.4 tons | FRASER-JOHNSTON | HRCU-A-CB (Split System: Heat Pump with Remote Outdoor Unit-Air-Source) | HMH72B341 |  |  | XAFC36DXXN1+TXV | TM9Y100C16MP11 | 34000 | 17 | 8.1 | 34000 | 24400 | 71.76% | 2.08 | 0 | 9.5 |  |  |  | No | R-410A | 2.8333 | Residential & Commercial | No
211387315 | Central HP <5.4 tons | FRASER-JOHNSTON | HRCU-A-CB (Split System: Heat Pump with Remote Outdoor Unit-Air-Source) | HMH72B341 |  |  | XAFC36DXXN1+TXV | TP9C100C20MP13 | 34000 | 17.5 | 8.1 | 34000 | 24800 | 72.94% | 2.12 | 0 | 9.5 |  |  |  | No | R-410A | 2.8333 | Residential & Commercial | No
211389494 | Central HP <5.4 tons | COLEMAN | HRCU-A-CB (Split System: Heat Pump with Remote Outdoor Unit-Air-Source) | HMH72B341 |  |  | XAHC30CXXN1+TXV | TM8Y100C16MP11 | 32600 | 18 | 8.1 | 33000 | 23200 | 70.3% | 2 | 0 | 9 |  |  |  | No | R-410A | 2.7167 | Residential & Commercial | No
211389660 | Central HP <5.4 tons | COLEMAN | HRCU-A-CB (Split System: Heat Pump with Remote Outdoor Unit-Air-Source) | HMH72B341 |  |  | XAHB36DBCN1 | TM8Y080B12MP11 | 33000 | 17.5 | 8.1 | 32800 | 23000 | 70.12% | 2 | 0 | 9.5 |  |  |  | No | R-410A | 2.75 | Residential & Commercial | No
211390048 | Central HP <5.4 tons | COLEMAN | HRCU-A-CB (Split System: Heat Pump with Remote Outdoor Unit-Air-Source) | HMH72B341 |  |  | XAHC36DBCN1 | TPLC100C16MP13 | 34000 | 17 | 8.1 | 34000 | 24600 | 72.35% | 2.08 | 0 | 9.5 |  |  |  | No | R-410A | 2.8333 | Residential & Commercial | No
215670224 | Central HP <5.4 tons | KENMORE | HRCU-A-CB (Split System: Heat Pump with Remote Outdoor Unit-Air-Source) | (C,H,T)5H0V36*K*AAA* |  |  | ESH5X48M12A*+WALLCON | *80CTL1102120B* | 34200 | 17 | 8.5 | 35400 | 25200 | 71.19% | 1.9 | 0 | 9.5 |  |  |  | No | R-454B | 2.85 | Residential & Commercial | No
215670244 | Central HP <5.4 tons | KENMORE | HRCU-A-CB (Split System: Heat Pump with Remote Outdoor Unit-Air-Source) | (C,H,T)5H0V36*K*AAA* |  |  | ESH5X48M12A*+WALLCON | *95CSU0601716B* | 34000 | 16.5 | 8.5 | 35600 | 25400 | 71.35% | 1.76 | 0 | 9.5 |  |  |  | No | R-454B | 2.8333 | Residential & Commercial | No
215669940 | Central HP <5.4 tons | KENMORE | HRCU-A-CB (Split System: Heat Pump with Remote Outdoor Unit-Air-Source) | (C,H,T)5H0V36*K*AAA* |  |  | ESH5X42M12A*+WALLCON | *80CSU0401712A* | 34000 | 16.5 | 8.5 | 35600 | 25400 | 71.35% | 1.76 | 0 | 9.5 |  |  |  | No | R-454B | 2.8333 | Residential & Commercial | No
211389271 | Central HP <5.4 tons | COLEMAN | HRCU-A-CB (Split System: Heat Pump with Remote Outdoor Unit-Air-Source) | HMH72B341 |  |  | XAHC36DXXN1+TXV | TM8Y120C20MP11 | 34000 | 17 | 8.1 | 33800 | 24200 | 71.6% | 2.08 | 0 | 9.5 |  |  |  | No | R-410A | 2.8333 | Residential & Commercial | No
211389953 | Central HP <5.4 tons | COLEMAN | HRCU-A-CB (Split System: Heat Pump with Remote Outdoor Unit-Air-Source) | HMH72B341 |  |  | XAHC36DXXN1+TXV | TPLC080C16MP13 | 34000 | 17 | 8.1 | 34000 | 24600 | 72.35% | 2.08 | 0 | 9.5 |  |  |  | No | R-410A | 2.8333 | Residential & Commercial | No
212977032 | Central HP <5.4 tons | COMFORTMAKER | HRCU-A-CB (Split System: Heat Pump with Remote Outdoor Unit-Air-Source) | DLCURAH30ABK |  |  | EA*4X42L21A* | *96VTN1002122B* | 30000 | 15.2 | 8.1 | 34200 | 27600 | 80.7% | 1.8 | 0 | 9 |  |  |  | No | R-410A | 2.5 | Residential & Commercial | No
212510678 | Central HP <5.4 tons | TCL | HRCU-A-CB (Split System: Heat Pump with Remote Outdoor Unit-Air-Source) | THH36HAI2NAF2U23 |  |  | 4TXCB006DS3 | A801X080BM4SCA | 30000 | 15.2 | 8.1 | 27000 | 19000 | 70.37% | 1.75 | 0 | 9.8 |  |  |  | No | R-410A | 2.5 | Residential & Commercial | No
215670314 | Central HP <5.4 tons | KENMORE | HRCU-A-CB (Split System: Heat Pump with Remote Outdoor Unit-Air-Source) | (C,H,T)5H0V36*K*AAA* |  |  | ESH5X48M12A*+WALLCON | *97CMN1002122B* | 34200 | 17 | 8.5 | 35400 | 25200 | 71.19% | 1.9 | 0 | 9.5 |  |  |  | No | R-454B | 2.85 | Residential & Commercial | No
215670164 | Central HP <5.4 tons | KENMORE | HRCU-A-CB (Split System: Heat Pump with Remote Outdoor Unit-Air-Source) | (C,H,T)5H0V36*K*AAA* |  |  | ESH5X48M12A*+WALLCON | *80CTL0451712B* | 33800 | 16.5 | 8.5 | 35600 | 25600 | 71.91% | 1.78 | 0 | 9 |  |  |  | No | R-454B | 2.8167 | Residential & Commercial | No
211387239 | Central HP <5.4 tons | FRASER-JOHNSTON | HRCU-A-CB (Split System: Heat Pump with Remote Outdoor Unit-Air-Source) | HMH72B341 |  |  | XAFB30CXXN1+TXV | TM9Y060B12MP11 | 32600 | 17.5 | 8.1 | 34000 | 23800 | 70% | 2 | 0 | 9.5 |  |  |  | No | R-410A | 2.7167 | Residential & Commercial | No
212578833 | Central HP <5.4 tons | TCL | HRCU-A-CB (Split System: Heat Pump with Remote Outdoor Unit-Air-Source) | THH36HAI2NAF2U23 |  |  | 4TXCB004DS3 | A801X060BM4SCA | 30000 | 15.2 | 8.1 | 25000 | 18000 | 72% | 1.75 | 0 | 9.5 |  |  |  | No | R-410A | 2.5 | Residential & Commercial | No
211387282 | Central HP <5.4 tons | FRASER-JOHNSTON | HRCU-A-CB (Split System: Heat Pump with Remote Outdoor Unit-Air-Source) | HMH72B341 |  |  | XAHC30CXXN1+TXV | TP9C100C20MP13 | 32800 | 17 | 8.1 | 33000 | 23200 | 70.3% | 2.02 | 0 | 9 |  |  |  | No | R-410A | 2.7333 | Residential & Commercial | No
211387723 | Central HP <5.4 tons | FRASER-JOHNSTON | HRCU-A-CB (Split System: Heat Pump with Remote Outdoor Unit-Air-Source) | HMH72B341 |  |  | XAHC30CXXN1+TXV | TM9V080B12MP12 | 32000 | 16.5 | 8.1 | 33000 | 23200 | 70.3% | 1.98 | 0 | 9 |  |  |  | No | R-410A | 2.6667 | Residential & Commercial | No
211388016 | Central HP <5.4 tons | FRASER-JOHNSTON | HRCU-A-CB (Split System: Heat Pump with Remote Outdoor Unit-Air-Source) | HMH72B341 |  |  | XAUB30CXXN1+TXV | TP9C080B12MP13 | 32800 | 17 | 8.1 | 33600 | 23600 | 70.24% | 2.02 | 0 | 9.5 |  |  |  | No | R-410A | 2.7333 | Residential & Commercial | No
216046819 | Central HP <5.4 tons | TCL | HRCU-A-CB (Split System: Heat Pump with Remote Outdoor Unit-Air-Source) | H48TDH18XAC |  |  | H48AHH18XAE |  | 47000 | 18 | 8.5 | 47000 | 33000 | 70.21% | 1.8 | 0 | 9 |  |  |  | No | R-454B | 3.9167 | Residential & Commercial | No
213880446 | Central HP <5.4 tons | TCL | HRCU-A-CB (Split System: Heat Pump with Remote Outdoor Unit-Air-Source) | THH24HAI2NAF2U23 |  |  | A4AH5V36A1C3 + DF |  | 24000 | 15.2 | 8.1 | 24000 | 17000 | 70.83% | 1.8 | 0 | 9 |  |  |  | No | R-410A | 2 | Residential & Commercial | No
212510664 | Central HP <5.4 tons | TCL | HRCU-A-CB (Split System: Heat Pump with Remote Outdoor Unit-Air-Source) | THH18HAI2NAF2U23 |  |  | 4TXCB003DS3 | A952V040BU3SAD | 20000 | 15.2 | 8.5 | 20000 | 18000 | 90% | 1.85 | 0 | 9 |  |  |  | No | R-410A | 1.6667 | Residential & Commercial | No
212976441 | Central HP <5.4 tons | CARRIER | HRCU-A-CB (Split System: Heat Pump with Remote Outdoor Unit-Air-Source) | 38MURAQ30AB3* |  |  | CAP**3721AL* | 59TP6C080V21**20 | 30400 | 15.2 | 8.5 | 33400 | 26400 | 79.04% | 1.86 | 0 | 9 |  |  |  | No | R-410A | 2.5333 | Residential & Commercial | No
212976740 | Central HP <5.4 tons | CARRIER | HRCU-A-CB (Split System: Heat Pump with Remote Outdoor Unit-Air-Source) | 38MURAQ30AB3* |  |  | CAP**4224AL* | 59TP6C100V21**20 | 30200 | 15.2 | 8.1 | 34200 | 27400 | 80.12% | 1.8 | 0 | 9 |  |  |  | No | R-410A | 2.5167 | Residential & Commercial | No
212578832 | Central HP <5.4 tons | TCL | HRCU-A-CB (Split System: Heat Pump with Remote Outdoor Unit-Air-Source) | THH30HAI2NAF2U23 |  |  | 4TXCB004DS3 | A801X060BM4SCA | 30000 | 15.2 | 8.1 | 25000 | 18000 | 72% | 1.75 | 0 | 9.5 |  |  |  | No | R-410A | 2.5 | Residential & Commercial | No
211398508 | Central HP <5.4 tons | COLEMAN | HRCU-A-CB (Split System: Heat Pump with Remote Outdoor Unit-Air-Source) | HMH72B341 |  |  | XAFC48FXXN1+TXV | TM8E100C16MP11 | 33600 | 17 | 8.5 | 32400 | 23600 | 72.84% | 2.06 | 0 | 9.5 |  |  |  | No | R-410A | 2.8 | Residential & Commercial | No
211397789 | Central HP <5.4 tons | COLEMAN | HRCU-A-CB (Split System: Heat Pump with Remote Outdoor Unit-Air-Source) | HMH72B341 |  |  | XAUC48FXXN1+TXV | TM8V100C16MP12 | 34000 | 16.5 | 8.5 | 33200 | 24400 | 73.49% | 2.1 | 0 | 9 |  |  |  | No | R-410A | 2.8333 | Residential & Commercial | No
211397871 | Central HP <5.4 tons | COLEMAN | HRCU-A-CB (Split System: Heat Pump with Remote Outdoor Unit-Air-Source) | HMH72B341 |  |  | XAUC48FXXN1+TXV | TPLC080C16MP13 | 34000 | 16.5 | 8.5 | 33200 | 24400 | 73.49% | 2.1 | 0 | 9 |  |  |  | No | R-410A | 2.8333 | Residential & Commercial | No
211398105 | Central HP <5.4 tons | COLEMAN | HRCU-A-CB (Split System: Heat Pump with Remote Outdoor Unit-Air-Source) | HMH72B341 |  |  | XAHD48FXXN1+TXV | TMLE120C16MP11 | 33000 | 16.5 | 8.5 | 31800 | 23200 | 72.96% | 2.04 | 0 | 9.5 |  |  |  | No | R-410A | 2.75 | Residential & Commercial | No
211398204 | Central HP <5.4 tons | COLEMAN | HRCU-A-CB (Split System: Heat Pump with Remote Outdoor Unit-Air-Source) | HMH72B341 |  |  | XAFD48FXXN1+TXV | TM8E120C16MP11 | 33600 | 17 | 8.5 | 32400 | 23600 | 72.84% | 2.08 | 0 | 9.5 |  |  |  | No | R-410A | 2.8 | Residential & Commercial | No
211398474 | Central HP <5.4 tons | COLEMAN | HRCU-A-CB (Split System: Heat Pump with Remote Outdoor Unit-Air-Source) | HMH72B341 |  |  | XAFD48FXXN1+TXV | TMLE100C16MP11 | 33600 | 17 | 8.5 | 32400 | 23600 | 72.84% | 2.08 | 0 | 9.5 |  |  |  | No | R-410A | 2.8 | Residential & Commercial | No
211397152 | Central HP <5.4 tons | COLEMAN | HRCU-A-CB (Split System: Heat Pump with Remote Outdoor Unit-Air-Source) | HMH72B341 |  |  | XAHC48FBCN1 | TMLV120C20MP12 | 33800 | 16.5 | 8.5 | 32400 | 23800 | 73.46% | 2.06 | 0 | 9 |  |  |  | No | R-410A | 2.8167 | Residential & Commercial | No
211395381 | Central HP <5.4 tons | COLEMAN | HRCU-A-CB (Split System: Heat Pump with Remote Outdoor Unit-Air-Source) | HMH72B341 |  |  | XAFC48FBCN1 | TP9C080C16MP13 | 33400 | 16.5 | 8.5 | 32400 | 23600 | 72.84% | 2.06 | 0 | 9.5 |  |  |  | No | R-410A | 2.7833 | Residential & Commercial | No
211395549 | Central HP <5.4 tons | COLEMAN | HRCU-A-CB (Split System: Heat Pump with Remote Outdoor Unit-Air-Source) | HMH72B341 |  |  | XAFC48FXXN1+TXV | TM9V080B12MP12 | 33400 | 16.5 | 8.5 | 32600 | 24000 | 73.62% | 2.06 | 0 | 9 |  |  |  | No | R-410A | 2.7833 | Residential & Commercial | No
211396051 | Central HP <5.4 tons | COLEMAN | HRCU-A-CB (Split System: Heat Pump with Remote Outdoor Unit-Air-Source) | HMH72B341 |  |  | XAHD48FXXN1+TXV | TM9E080C16MP12 | 33600 | 16.5 | 8.1 | 32800 | 24200 | 73.78% | 2.04 | 0 | 9 |  |  |  | No | R-410A | 2.8 | Residential & Commercial | No
211396533 | Central HP <5.4 tons | COLEMAN | HRCU-A-CB (Split System: Heat Pump with Remote Outdoor Unit-Air-Source) | HMH72B341 |  |  | XAHC48FXXN1+TXV | TM8Y100C20MP11 | 33800 | 16.5 | 8.5 | 32400 | 23800 | 73.46% | 2.06 | 0 | 9 |  |  |  | No | R-410A | 2.8167 | Residential & Commercial | No
211396620 | Central HP <5.4 tons | COLEMAN | HRCU-A-CB (Split System: Heat Pump with Remote Outdoor Unit-Air-Source) | HMH72B341 |  |  | XAFD48FBCN1 | TM8Y100C20MP11 | 34000 | 16.5 | 8.5 | 34000 | 24200 | 71.18% | 2.1 | 0 | 9.5 |  |  |  | No | R-410A | 2.8333 | Residential & Commercial | No
211396903 | Central HP <5.4 tons | COLEMAN | HRCU-A-CB (Split System: Heat Pump with Remote Outdoor Unit-Air-Source) | HMH72B341 |  |  | XAFC48FXXN1+TXV | TM8Y080C16MP11 | 34000 | 17.5 | 8.5 | 33200 | 24400 | 73.49% | 2.08 | 0 | 9 |  |  |  | No | R-410A | 2.8333 | Residential & Commercial | No
211397338 | Central HP <5.4 tons | COLEMAN | HRCU-A-CB (Split System: Heat Pump with Remote Outdoor Unit-Air-Source) | HMH72B341 |  |  | XAHD48FBCN1 | TPLC100C16MP13 | 33600 | 16 | 8.5 | 32400 | 23800 | 73.46% | 2.06 | 0 | 9 |  |  |  | No | R-410A | 2.8 | Residential & Commercial | No
216410908 | Central HP <5.4 tons | FRASER-JOHNSTON | HRCU-A-CB (Split System: Heat Pump with Remote Outdoor Unit-Air-Source) | HMH72B361 |  |  | XAHC36DBCN1 | Z9ET060B12SMPS1 | 34000 | 16.5 | 8.5 | 33800 | 23800 | 70.41% | 2 | 0 | 8.5 |  |  |  | No | R-410A | 2.8333 | Residential & Commercial | No
212510681 | Central HP <5.4 tons | TCL | HRCU-A-CB (Split System: Heat Pump with Remote Outdoor Unit-Air-Source) | THH36HAI2NAF2U23 |  |  | 4TXCB006DS3 | A952V060BU4SAD | 30000 | 15.2 | 8.1 | 27000 | 19000 | 70.37% | 1.75 | 0 | 9.8 |  |  |  | No | R-410A | 2.5 | Residential & Commercial | No
211227327 | Central HP <5.4 tons | TEMPSTAR | HRCU-A-CB (Split System: Heat Pump with Remote Outdoor Unit-Air-Source) | DLCURAH36ABK |  |  | EA*4X42L21A* | *80ES(N,L)0702116A* | 35200 | 16 | 8.1 | 38500 | 35000 | 90.91% | 1.88 | 0 | 9.5 |  |  |  | No | R-410A | 2.9333 | Residential & Commercial | No
211397403 | Central HP <5.4 tons | COLEMAN | HRCU-A-CB (Split System: Heat Pump with Remote Outdoor Unit-Air-Source) | HMH72B341 |  |  | XAHC48FXXN1+TXV | TPLC080C16MP13 | 33600 | 16.5 | 8.5 | 32400 | 23800 | 73.46% | 2.06 | 0 | 9 |  |  |  | No | R-410A | 2.8 | Residential & Commercial | No
211603987 | Central HP <5.4 tons | TCL | HRCU-A-CB (Split System: Heat Pump with Remote Outdoor Unit-Air-Source) | THH60HAI2NAF2U23 |  |  | THH60IAI2NAF2H23 |  | 54000 | 15.2 | 8.1 | 54000 | 38000 | 70.37% | 1.84 | 0 | 8.2 |  |  |  | No | R-410A | 4.5 | Residential & Commercial | No
214648647 | Central HP <5.4 tons | TCL | HRCU-A-CB (Split System: Heat Pump with Remote Outdoor Unit-Air-Source) | THH60HAI2NAF2U23 |  |  | A4AH5V60A1C3 + DF |  | 54000 | 15.2 | 8.1 | 54000 | 38000 | 70.37% | 1.85 | 0 | 8.2 |  |  |  | No | R-410A | 4.5 | Residential & Commercial | No
213880445 | Central HP <5.4 tons | TCL | HRCU-A-CB (Split System: Heat Pump with Remote Outdoor Unit-Air-Source) | THH18HAI2NAF2U23 |  |  | A4AH5V24A1B3 + DF |  | 18000 | 15.2 | 8.5 | 18000 | 16000 | 88.89% | 1.9 | 0 | 9.8 |  |  |  | No | R-410A | 1.5 | Residential & Commercial | No
211603984 | Central HP <5.4 tons | TCL | HRCU-A-CB (Split System: Heat Pump with Remote Outdoor Unit-Air-Source) | THH24HAI2NAF2U23 |  |  | THH24IAI2NAF2H23 |  | 24000 | 15.2 | 8.1 | 24000 | 18000 | 75% | 1.94 | 0 | 9.2 |  |  |  | No | R-410A | 2 | Residential & Commercial | No
212510668 | Central HP <5.4 tons | TCL | HRCU-A-CB (Split System: Heat Pump with Remote Outdoor Unit-Air-Source) | THH24HAI2NAF2U23 |  |  | 4TXCB003DS3 | A952V040BU3SAD | 24000 | 15.2 | 8.5 | 24000 | 21000 | 87.5% | 1.85 | 0 | 9 |  |  |  | No | R-410A | 2 | Residential & Commercial | No
211385956 | Central HP <5.4 tons | FRASER-JOHNSTON | HRCU-A-CB (Split System: Heat Pump with Remote Outdoor Unit-Air-Source) | HMH72B341 |  |  | XAHC48FBCN1 | TMLE080B12MP11 | 32800 | 16.5 | 8.1 | 32400 | 23800 | 73.46% | 2 | 0 | 9 |  |  |  | No | R-410A | 2.7333 | Residential & Commercial | No
211386171 | Central HP <5.4 tons | FRASER-JOHNSTON | HRCU-A-CB (Split System: Heat Pump with Remote Outdoor Unit-Air-Source) | HMH72B341 |  |  | XAUC48FXXN1+TXV | TL9E100C20UH11 | 34000 | 15.5 | 8.5 | 32400 | 23800 | 73.46% | 2.08 | 0 | 9.5 |  |  |  | No | R-410A | 2.8333 | Residential & Commercial | No
211386208 | Central HP <5.4 tons | FRASER-JOHNSTON | HRCU-A-CB (Split System: Heat Pump with Remote Outdoor Unit-Air-Source) | HMH72B341 |  |  | XAHC48FXXN1+TXV | TL9E080C16UH11 | 33200 | 16 | 8.5 | 32400 | 23600 | 72.84% | 2.04 | 0 | 9 |  |  |  | No | R-410A | 2.7667 | Residential & Commercial | No
215670384 | Central HP <5.4 tons | KENMORE | HRCU-A-CB (Split System: Heat Pump with Remote Outdoor Unit-Air-Source) | (C,H,T)5H0V36*K*AAA* |  |  | ESH5X60M12A*+WALLCON | *80CSU0401712A* | 34600 | 17 | 8.5 | 34600 | 24800 | 71.68% | 1.8 | 0 | 9.5 |  |  |  | No | R-454B | 2.8833 | Residential & Commercial | No
211603988 | Central HP <5.4 tons | TCL | HRCU-A-CB (Split System: Heat Pump with Remote Outdoor Unit-Air-Source) | THH18HAI2NAF2U23 |  |  | THH24IAI2NAF2H23 |  | 20000 | 15.2 | 8.5 | 20000 | 18000 | 90% | 1.9 | 0 | 9.8 |  |  |  | No | R-410A | 1.6667 | Residential & Commercial | No
212510677 | Central HP <5.4 tons | TCL | HRCU-A-CB (Split System: Heat Pump with Remote Outdoor Unit-Air-Source) | THH36HAI2NAF2U23 |  |  | 4TXCB004DS3 | A952V080BU4SAD | 30000 | 15.2 | 8.1 | 25000 | 18000 | 72% | 1.75 | 0 | 9.5 |  |  |  | No | R-410A | 2.5 | Residential & Commercial | No
212510666 | Central HP <5.4 tons | TCL | HRCU-A-CB (Split System: Heat Pump with Remote Outdoor Unit-Air-Source) | THH24HAI2NAF2U23 |  |  | 4TXCB003DS3 | A951X060BU4SAB | 24000 | 15.2 | 8.5 | 24000 | 21000 | 87.5% | 1.85 | 0 | 9 |  |  |  | No | R-410A | 2 | Residential & Commercial | No
212383296 | Central HP <5.4 tons | KEEPRITE | HRCU-A-CB (Split System: Heat Pump with Remote Outdoor Unit-Air-Source) | DLCURAH36ABK |  |  | EA*4X36L21A* | *80ES(N,L)0901714A* | 35600 | 15.5 | 8.1 | 39500 | 35200 | 89.11% | 1.84 | 0 | 9.5 |  |  |  | No | R-410A | 2.9667 | Residential & Commercial | No
211388157 | Central HP <5.4 tons | FRASER-JOHNSTON | HRCU-A-CB (Split System: Heat Pump with Remote Outdoor Unit-Air-Source) | HMH72B341 |  |  | XAHB36DBCN1 | TM9V060B12MP12 | 32800 | 17 | 8.1 | 33000 | 23400 | 70.91% | 1.98 | 0 | 9.5 |  |  |  | No | R-410A | 2.7333 | Residential & Commercial | No
211387751 | Central HP <5.4 tons | FRASER-JOHNSTON | HRCU-A-CB (Split System: Heat Pump with Remote Outdoor Unit-Air-Source) | HMH72B341 |  |  | XAHB36DXXN1+TXV | TP9C080B12MP13 | 33200 | 16.5 | 8.1 | 33400 | 23600 | 70.66% | 2 | 0 | 9.5 |  |  |  | No | R-410A | 2.7667 | Residential & Commercial | No
211388004 | Central HP <5.4 tons | FRASER-JOHNSTON | HRCU-A-CB (Split System: Heat Pump with Remote Outdoor Unit-Air-Source) | HMH72B341 |  |  | XAUB30CXXN1+TXV | TM9V080B12MP12 | 32800 | 17 | 8.1 | 33600 | 23600 | 70.24% | 2.02 | 0 | 9.5 |  |  |  | No | R-410A | 2.7333 | Residential & Commercial | No
211388137 | Central HP <5.4 tons | FRASER-JOHNSTON | HRCU-A-CB (Split System: Heat Pump with Remote Outdoor Unit-Air-Source) | HMH72B341 |  |  | XAHB36DXXN1+TXV | TP9C060B12MP13 | 32800 | 17 | 8.1 | 33000 | 23400 | 70.91% | 1.98 | 0 | 9.5 |  |  |  | No | R-410A | 2.7333 | Residential & Commercial | No
212510665 | Central HP <5.4 tons | TCL | HRCU-A-CB (Split System: Heat Pump with Remote Outdoor Unit-Air-Source) | THH24HAI2NAF2U23 |  |  | 4TXCB003DS3 | A801X060BM4SCA | 24000 | 15.2 | 8.5 | 24000 | 21000 | 87.5% | 1.85 | 0 | 9 |  |  |  | No | R-410A | 2 | Residential & Commercial | No
214779331 | Central HP <5.4 tons | TCL | HRCU-A-CB (Split System: Heat Pump with Remote Outdoor Unit-Air-Source) | THH24HAI2NAF2U23 |  |  | A4AH5V30A1B3 + DF |  | 24000 | 15.2 | 8.1 | 24000 | 17000 | 70.83% | 1.8 | 0 | 9 |  |  |  | No | R-410A | 2 | Residential & Commercial | No
211388272 | Central HP <5.4 tons | FRASER-JOHNSTON | HRCU-A-CB (Split System: Heat Pump with Remote Outdoor Unit-Air-Source) | HMH72B341 |  |  | XAFC30CXXN1+TXV | TM9V060B12MP12 | 32600 | 17 | 8.1 | 33600 | 23600 | 70.24% | 2.02 | 0 | 9.5 |  |  |  | No | R-410A | 2.7167 | Residential & Commercial | No
211387703 | Central HP <5.4 tons | FRASER-JOHNSTON | HRCU-A-CB (Split System: Heat Pump with Remote Outdoor Unit-Air-Source) | HMH72B341 |  |  | XAHC36DBCN1 | TM9V080B12MP12 | 33200 | 17 | 8.1 | 33200 | 23400 | 70.48% | 2.02 | 0 | 9.5 |  |  |  | No | R-410A | 2.7667 | Residential & Commercial | No
211387834 | Central HP <5.4 tons | FRASER-JOHNSTON | HRCU-A-CB (Split System: Heat Pump with Remote Outdoor Unit-Air-Source) | HMH72B341 |  |  | XAFC36DBCN1 | TP9C080B12MP13 | 34000 | 17 | 8.1 | 34000 | 24400 | 71.76% | 2.06 | 0 | 9.5 |  |  |  | No | R-410A | 2.8333 | Residential & Commercial | No
215400239 | Central HP <5.4 tons | TCL | HRCU-A-CB (Split System: Heat Pump with Remote Outdoor Unit-Air-Source) | THH24HAI2NAF2U23 |  |  | 4TXCB003DS3 | A801X060BM4SD | 24000 | 15.2 | 8.5 | 24000 | 21000 | 87.5% | 1.85 | 0 | 9 |  |  |  | No | R-410A | 2 | Residential & Commercial | No
213079424 | Central HP <5.4 tons | BRYANT HEATING AND COOLING SYSTEMS | HRCU-A-CB (Split System: Heat Pump with Remote Outdoor Unit-Air-Source) | 38MURAQ36AB3* |  |  | CAP**4221AL* | 912SE42060M17*** | 35200 | 16 | 8.1 | 38500 | 35200 | 91.43% | 1.88 | 0 | 9.5 |  |  |  | No | R-410A | 2.9333 | Residential & Commercial | No
212510667 | Central HP <5.4 tons | TCL | HRCU-A-CB (Split System: Heat Pump with Remote Outdoor Unit-Air-Source) | THH24HAI2NAF2U23 |  |  | 4TXCB003DS3 | A952V060BU4SAD | 24000 | 15.2 | 8.5 | 24000 | 21000 | 87.5% | 1.85 | 0 | 9 |  |  |  | No | R-410A | 2 | Residential & Commercial | No
212510669 | Central HP <5.4 tons | TCL | HRCU-A-CB (Split System: Heat Pump with Remote Outdoor Unit-Air-Source) | THH24HAI2NAF2U23 |  |  | 4TXCB003DS3 | A951X040BU3SAB | 24000 | 15.2 | 8.5 | 24000 | 21000 | 87.5% | 1.85 | 0 | 9 |  |  |  | No | R-410A | 2 | Residential & Commercial | No
211387336 | Central HP <5.4 tons | FRASER-JOHNSTON | HRCU-A-CB (Split System: Heat Pump with Remote Outdoor Unit-Air-Source) | HMH72B341 |  |  | XAFC36DBCN1 | TM9V100C20MP12 | 34000 | 17.5 | 8.1 | 34000 | 24800 | 72.94% | 2.12 | 0 | 9.5 |  |  |  | No | R-410A | 2.8333 | Residential & Commercial | No
211388057 | Central HP <5.4 tons | FRASER-JOHNSTON | HRCU-A-CB (Split System: Heat Pump with Remote Outdoor Unit-Air-Source) | HMH72B341 |  |  | XAHC36DBCN1 | TM9V060B12MP12 | 33200 | 17 | 8.1 | 33400 | 23800 | 71.26% | 2 | 0 | 9.5 |  |  |  | No | R-410A | 2.7667 | Residential & Commercial | No
211387182 | Central HP <5.4 tons | FRASER-JOHNSTON | HRCU-A-CB (Split System: Heat Pump with Remote Outdoor Unit-Air-Source) | HMH72B341 |  |  | XAFC30CXXN1+TXV | TM9Y060B12MP11 | 32600 | 17.5 | 8.1 | 34000 | 23800 | 70% | 2 | 0 | 9.5 |  |  |  | No | R-410A | 2.7167 | Residential & Commercial | No
211387353 | Central HP <5.4 tons | FRASER-JOHNSTON | HRCU-A-CB (Split System: Heat Pump with Remote Outdoor Unit-Air-Source) | HMH72B341 |  |  | XAFC36DBCN1 | TP9C100C20MP13 | 34000 | 17.5 | 8.1 | 34000 | 24800 | 72.94% | 2.12 | 0 | 9.5 |  |  |  | No | R-410A | 2.8333 | Residential & Commercial | No
211387451 | Central HP <5.4 tons | FRASER-JOHNSTON | HRCU-A-CB (Split System: Heat Pump with Remote Outdoor Unit-Air-Source) | HMH72B341 |  |  | XAHC36DBCN1 | TP9C100C16MP13 | 33800 | 17 | 8.1 | 33400 | 23600 | 70.66% | 2.06 | 0 | 9.5 |  |  |  | No | R-410A | 2.8167 | Residential & Commercial | No
211387586 | Central HP <5.4 tons | FRASER-JOHNSTON | HRCU-A-CB (Split System: Heat Pump with Remote Outdoor Unit-Air-Source) | HMH72B341 |  |  | XAHC36DBCN1 | TM9V080C16MP12 | 33400 | 17 | 8.1 | 33200 | 23400 | 70.48% | 2.04 | 0 | 9.5 |  |  |  | No | R-410A | 2.7833 | Residential & Commercial | No
211387483 | Central HP <5.4 tons | FRASER-JOHNSTON | HRCU-A-CB (Split System: Heat Pump with Remote Outdoor Unit-Air-Source) | HMH72B341 |  |  | XAHC30CXXN1+TXV | TP9C100C16MP13 | 32400 | 17 | 8.1 | 32800 | 23000 | 70.12% | 2 | 0 | 9.5 |  |  |  | No | R-410A | 2.7 | Residential & Commercial | No
211388252 | Central HP <5.4 tons | FRASER-JOHNSTON | HRCU-A-CB (Split System: Heat Pump with Remote Outdoor Unit-Air-Source) | HMH72B341 |  |  | XAFC36DBCN1 | TP9C060B12MP13 | 34000 | 17.5 | 8.1 | 34000 | 24200 | 71.18% | 2.06 | 0 | 9.5 |  |  |  | No | R-410A | 2.8333 | Residential & Commercial | No
211386397 | Central HP <5.4 tons | FRASER-JOHNSTON | HRCU-A-CB (Split System: Heat Pump with Remote Outdoor Unit-Air-Source) | HMH72B341 |  |  | XAHC48FBCN1 | TL8E100C20UH11 | 33400 | 16 | 8.5 | 32000 | 23200 | 72.5% | 2.06 | 0 | 9.5 |  |  |  | No | R-410A | 2.7833 | Residential & Commercial | No
211386449 | Central HP <5.4 tons | FRASER-JOHNSTON | HRCU-A-CB (Split System: Heat Pump with Remote Outdoor Unit-Air-Source) | HMH72B341 |  |  | XAFC48FBCN1 | TL8E100C20UH11 | 34000 | 16.5 | 8.5 | 32400 | 23800 | 73.46% | 2.1 | 0 | 9.5 |  |  |  | No | R-410A | 2.8333 | Residential & Commercial | No
214280281 | Central HP <5.4 tons | BRYANT HEATING AND COOLING SYSTEMS | HRCU-A-CB (Split System: Heat Pump with Remote Outdoor Unit-Air-Source) | 38MURAQ36AB3* |  |  | CAP**4221AL* | 916SA48060M17*** | 35200 | 15.5 | 8.5 | 38500 | 35200 | 91.43% | 1.88 | 0 | 9.5 |  |  |  | No | R-410A | 2.9333 | Residential & Commercial | No
211388352 | Central HP <5.4 tons | FRASER-JOHNSTON | HRCU-A-CB (Split System: Heat Pump with Remote Outdoor Unit-Air-Source) | HMH72B341 |  |  | XAUB36DXXN1+TXV | TM9V060B12MP12 | 33800 | 17 | 8.5 | 33400 | 23800 | 71.26% | 2.04 | 0 | 9.5 |  |  |  | No | R-410A | 2.8167 | Residential & Commercial | No
211388072 | Central HP <5.4 tons | FRASER-JOHNSTON | HRCU-A-CB (Split System: Heat Pump with Remote Outdoor Unit-Air-Source) | HMH72B341 |  |  | XAHC36DBCN1 | TP9C060B12MP13 | 33200 | 17 | 8.1 | 33400 | 23800 | 71.26% | 2 | 0 | 9.5 |  |  |  | No | R-410A | 2.7667 | Residential & Commercial | No
211388171 | Central HP <5.4 tons | FRASER-JOHNSTON | HRCU-A-CB (Split System: Heat Pump with Remote Outdoor Unit-Air-Source) | HMH72B341 |  |  | XAHB36DBCN1 | TP9C060B12MP13 | 32800 | 17 | 8.1 | 33000 | 23400 | 70.91% | 1.98 | 0 | 9.5 |  |  |  | No | R-410A | 2.7333 | Residential & Commercial | No
211387671 | Central HP <5.4 tons | FRASER-JOHNSTON | HRCU-A-CB (Split System: Heat Pump with Remote Outdoor Unit-Air-Source) | HMH72B341 |  |  | XAFC30CXXN1+TXV | TP9C080C16MP13 | 32800 | 17 | 8.1 | 33400 | 23400 | 70.06% | 2.04 | 0 | 9.5 |  |  |  | No | R-410A | 2.7333 | Residential & Commercial | No
211387791 | Central HP <5.4 tons | FRASER-JOHNSTON | HRCU-A-CB (Split System: Heat Pump with Remote Outdoor Unit-Air-Source) | HMH72B341 |  |  | XAHB30CXXN1+TXV | TP9C080B12MP13 | 32000 | 16.5 | 8.1 | 33400 | 23400 | 70.06% | 1.98 | 0 | 9 |  |  |  | No | R-410A | 2.6667 | Residential & Commercial | No
211387857 | Central HP <5.4 tons | FRASER-JOHNSTON | HRCU-A-CB (Split System: Heat Pump with Remote Outdoor Unit-Air-Source) | HMH72B341 |  |  | XAFC30CXXN1+TXV | TP9C080B12MP13 | 32800 | 17 | 8.1 | 33600 | 23600 | 70.24% | 2.02 | 0 | 9.5 |  |  |  | No | R-410A | 2.7333 | Residential & Commercial | No
211387984 | Central HP <5.4 tons | FRASER-JOHNSTON | HRCU-A-CB (Split System: Heat Pump with Remote Outdoor Unit-Air-Source) | HMH72B341 |  |  | XAFB30CXXN1+TXV | TP9C080B12MP13 | 32800 | 17 | 8.1 | 33600 | 23600 | 70.24% | 2.02 | 0 | 9.5 |  |  |  | No | R-410A | 2.7333 | Residential & Commercial | No
215670434 | Central HP <5.4 tons | KENMORE | HRCU-A-CB (Split System: Heat Pump with Remote Outdoor Unit-Air-Source) | (C,H,T)5H0V36*K*AAA* |  |  | ESH5X60M12A*+WALLCON | *80CTL0702120B* | 34600 | 17 | 8.5 | 34600 | 24800 | 71.68% | 1.8 | 0 | 9.5 |  |  |  | No | R-454B | 2.8833 | Residential & Commercial | No
215670184 | Central HP <5.4 tons | KENMORE | HRCU-A-CB (Split System: Heat Pump with Remote Outdoor Unit-Air-Source) | (C,H,T)5H0V36*K*AAA* |  |  | ESH5X48M12A*+WALLCON | *80CTL0701716B* | 34000 | 16.5 | 8.5 | 35600 | 25400 | 71.35% | 1.78 | 0 | 9.5 |  |  |  | No | R-454B | 2.8333 | Residential & Commercial | No
215670116 | Central HP <5.4 tons | KENMORE | HRCU-A-CB (Split System: Heat Pump with Remote Outdoor Unit-Air-Source) | (C,H,T)5H0V36*K*AAA* |  |  | ESH5X42M12A*+WALLCON | *96CTN1002122B* | 34000 | 16.5 | 8.5 | 35600 | 25200 | 70.79% | 1.78 | 0 | 9.5 |  |  |  | No | R-454B | 2.8333 | Residential & Commercial | No
215669900 | Central HP <5.4 tons | KENMORE | HRCU-A-CB (Split System: Heat Pump with Remote Outdoor Unit-Air-Source) | (C,H,T)5H0V36*K*AAA* |  |  | ESH5X36M12A*+WALLCON | *97CMN1202422B* | 33800 | 16.5 | 8.5 | 35800 | 25400 | 70.95% | 1.76 | 0 | 9.5 |  |  |  | No | R-454B | 2.8167 | Residential & Commercial | No
212978601 | Central HP <5.4 tons | AIRQUEST | HRCU-A-CB (Split System: Heat Pump with Remote Outdoor Unit-Air-Source) | DLCURAH30ABK |  |  | END4X42L17** | *80MS(N,L)0701712A* | 30000 | 15.2 | 8.1 | 34000 | 27200 | 80% | 1.82 | 0 | 9 |  |  |  | No | R-410A | 2.5 | Residential & Commercial | No
212977038 | Central HP <5.4 tons | CARRIER | HRCU-A-CB (Split System: Heat Pump with Remote Outdoor Unit-Air-Source) | 38MURAQ30AB3* |  |  | CAP**4224AL* | 59TP6C100V21**22 | 30000 | 15.2 | 8.1 | 34200 | 27600 | 80.7% | 1.8 | 0 | 9 |  |  |  | No | R-410A | 2.5 | Residential & Commercial | No
212979793 | Central HP <5.4 tons | KEEPRITE | HRCU-A-CB (Split System: Heat Pump with Remote Outdoor Unit-Air-Source) | DLCURAH30ABK |  |  | END4X42L17** | *80MS(N,L)0901714A* | 30000 | 15.2 | 8.1 | 34000 | 27200 | 80% | 1.82 | 0 | 9 |  |  |  | No | R-410A | 2.5 | Residential & Commercial | No
211222536 | Central HP <5.4 tons | KEEPRITE | HRCU-A-CB (Split System: Heat Pump with Remote Outdoor Unit-Air-Source) | DLCURAH30ABK |  |  | EA*4X37L21A* | *80ESU0601716A | 31200 | 15.2 | 8.5 | 33400 | 26000 | 77.84% | 1.86 | 0 | 9 |  |  |  | No | R-410A | 2.6 | Residential & Commercial | No
211387155 | Central HP <5.4 tons | FRASER-JOHNSTON | HRCU-A-CB (Split System: Heat Pump with Remote Outdoor Unit-Air-Source) | HMH72B341 |  |  | XAFC36DXXN1+TXV | TM9Y060B12MP11 | 34000 | 17.5 | 8.1 | 34000 | 24200 | 71.18% | 2.04 | 0 | 9.5 |  |  |  | No | R-410A | 2.8333 | Residential & Commercial | No
211388339 | Central HP <5.4 tons | FRASER-JOHNSTON | HRCU-A-CB (Split System: Heat Pump with Remote Outdoor Unit-Air-Source) | HMH72B341 |  |  | XAFB36DBCN1 | TM9V060B12MP12 | 33800 | 17 | 8.5 | 33400 | 23800 | 71.26% | 2.04 | 0 | 9.5 |  |  |  | No | R-410A | 2.8167 | Residential & Commercial | No
211386232 | Central HP <5.4 tons | FRASER-JOHNSTON | HRCU-A-CB (Split System: Heat Pump with Remote Outdoor Unit-Air-Source) | HMH72B341 |  |  | XAFD48FXXN1+TXV | TL9E080C16UH11 | 34000 | 16.5 | 8.5 | 32800 | 24200 | 73.78% | 2.08 | 0 | 9 |  |  |  | No | R-410A | 2.8333 | Residential & Commercial | No
211386533 | Central HP <5.4 tons | FRASER-JOHNSTON | HRCU-A-CB (Split System: Heat Pump with Remote Outdoor Unit-Air-Source) | HMH72B341 |  |  | XAFD48FXXN1+TXV | TL8E080C16UH11 | 34000 | 16.5 | 8.5 | 32600 | 24000 | 73.62% | 2.08 | 0 | 9.5 |  |  |  | No | R-410A | 2.8333 | Residential & Commercial | No
211386866 | Central HP <5.4 tons | FRASER-JOHNSTON | HRCU-A-CB (Split System: Heat Pump with Remote Outdoor Unit-Air-Source) | HMH72B341 |  |  | XAFC30CXXN1+TXV | TM9Y080C16MP11 | 33200 | 18 | 8.1 | 33600 | 23600 | 70.24% | 2.04 | 0 | 9.5 |  |  |  | No | R-410A | 2.7667 | Residential & Commercial | No
211388377 | Central HP <5.4 tons | FRASER-JOHNSTON | HRCU-A-CB (Split System: Heat Pump with Remote Outdoor Unit-Air-Source) | HMH72B341 |  |  | XAUB36DXXN1+TXV | TP9C060B12MP13 | 33800 | 17 | 8.5 | 33400 | 23800 | 71.26% | 2.04 | 0 | 9.5 |  |  |  | No | R-410A | 2.8167 | Residential & Commercial | No
211386142 | Central HP <5.4 tons | FRASER-JOHNSTON | HRCU-A-CB (Split System: Heat Pump with Remote Outdoor Unit-Air-Source) | HMH72B341 |  |  | XAFC48FXXN1+TXV | TL9E100C20UH11 | 34000 | 15.5 | 8.5 | 32400 | 23800 | 73.46% | 2.08 | 0 | 9.5 |  |  |  | No | R-410A | 2.8333 | Residential & Commercial | No
211386053 | Central HP <5.4 tons | FRASER-JOHNSTON | HRCU-A-CB (Split System: Heat Pump with Remote Outdoor Unit-Air-Source) | HMH72B341 |  |  | XAHD48FXXN1+TXV | TL9E100C20UH11 | 33400 | 15.5 | 8.5 | 32000 | 23400 | 73.12% | 2.04 | 0 | 9 |  |  |  | No | R-410A | 2.7833 | Residential & Commercial | No
211386580 | Central HP <5.4 tons | FRASER-JOHNSTON | HRCU-A-CB (Split System: Heat Pump with Remote Outdoor Unit-Air-Source) | HMH72B341 |  |  | XAUC48FXXN1+TXV | TL8E080C16UH11 | 34000 | 16.5 | 8.5 | 33400 | 24600 | 73.65% | 2.08 | 0 | 9 |  |  |  | No | R-410A | 2.8333 | Residential & Commercial | No
211386908 | Central HP <5.4 tons | FRASER-JOHNSTON | HRCU-A-CB (Split System: Heat Pump with Remote Outdoor Unit-Air-Source) | HMH72B341 |  |  | XAHC30CXXN1+TXV | TM9Y080B12MP11 | 32000 | 17 | 8.1 | 33400 | 23400 | 70.06% | 1.98 | 0 | 9 |  |  |  | No | R-410A | 2.6667 | Residential & Commercial | No
211222528 | Central HP <5.4 tons | KEEPRITE | HRCU-A-CB (Split System: Heat Pump with Remote Outdoor Unit-Air-Source) | DLCURAH30ABK |  |  | EA*4X37L21A* | *80ESU0401712A* | 31000 | 15.2 | 8.1 | 33400 | 26000 | 77.84% | 1.86 | 0 | 9 |  |  |  | No | R-410A | 2.5833 | Residential & Commercial | No
211222712 | Central HP <5.4 tons | KEEPRITE | HRCU-A-CB (Split System: Heat Pump with Remote Outdoor Unit-Air-Source) | DLCURAH30ABK |  |  | EA*4X37L21A* | *96VTN1002122A* | 30600 | 15.2 | 8.1 | 33000 | 26200 | 79.39% | 1.84 | 0 | 9 |  |  |  | No | R-410A | 2.55 | Residential & Commercial | No
212979469 | Central HP <5.4 tons | KEEPRITE | HRCU-A-CB (Split System: Heat Pump with Remote Outdoor Unit-Air-Source) | DLCURAH30ABK |  |  | EA*4X43L21A* | *80MS(N,L)0702116A* | 30400 | 15.2 | 8.1 | 33400 | 26400 | 79.04% | 1.84 | 0 | 9 |  |  |  | No | R-410A | 2.5333 | Residential & Commercial | No
211227411 | Central HP <5.4 tons | KEEPRITE | HRCU-A-CB (Split System: Heat Pump with Remote Outdoor Unit-Air-Source) | DLCURAH36ABK |  |  | EA*4X42L21A* | *80VSL0902120A* | 35000 | 16 | 8.1 | 38500 | 35000 | 90.91% | 1.86 | 0 | 9.5 |  |  |  | No | R-410A | 2.9167 | Residential & Commercial | No
212510673 | Central HP <5.4 tons | TCL | HRCU-A-CB (Split System: Heat Pump with Remote Outdoor Unit-Air-Source) | THH36HAI2NAF2U23 |  |  | 4TXCB004DS3 | A951X060BU4SAB | 30000 | 15.2 | 8.1 | 25000 | 18000 | 72% | 1.75 | 0 | 9.5 |  |  |  | No | R-410A | 2.5 | Residential & Commercial | No
215400244 | Central HP <5.4 tons | TCL | HRCU-A-CB (Split System: Heat Pump with Remote Outdoor Unit-Air-Source) | THH18HAI2NAF2U23 |  |  | 4TXCB003DS3 | A952V040BU3SB | 20000 | 15.2 | 8.5 | 20000 | 18000 | 90% | 1.85 | 0 | 9 |  |  |  | No | R-410A | 1.6667 | Residential & Commercial | No
211386621 | Central HP <5.4 tons | FRASER-JOHNSTON | HRCU-A-CB (Split System: Heat Pump with Remote Outdoor Unit-Air-Source) | HMH72B341 |  |  | XAFC48FXXN1+JMET12CS2N1+TXV |  | 34000 | 17.5 | 8.5 | 32600 | 23800 | 73.01% | 2.12 | 0 | 9.5 |  |  |  | No | R-410A | 2.8333 | Residential & Commercial | No
211386964 | Central HP <5.4 tons | FRASER-JOHNSTON | HRCU-A-CB (Split System: Heat Pump with Remote Outdoor Unit-Air-Source) | HMH72B341 |  |  | XAFC36DXXN1+TXV | TM9Y080B12MP11 | 34000 | 18 | 8.1 | 34000 | 24400 | 71.76% | 2.06 | 0 | 9.5 |  |  |  | No | R-410A | 2.8333 | Residential & Commercial | No
211387062 | Central HP <5.4 tons | FRASER-JOHNSTON | HRCU-A-CB (Split System: Heat Pump with Remote Outdoor Unit-Air-Source) | HMH72B341 |  |  | XAUB30CXXN1+TXV | TM9Y080B12MP11 | 32800 | 17.5 | 8.1 | 34000 | 23800 | 70% | 2.02 | 0 | 9.5 |  |  |  | No | R-410A | 2.7333 | Residential & Commercial | No
211386219 | Central HP <5.4 tons | FRASER-JOHNSTON | HRCU-A-CB (Split System: Heat Pump with Remote Outdoor Unit-Air-Source) | HMH72B341 |  |  | XAHC48FBCN1 | TL9E080C16UH11 | 33200 | 16 | 8.5 | 32400 | 23600 | 72.84% | 2.04 | 0 | 9 |  |  |  | No | R-410A | 2.7667 | Residential & Commercial | No
211398321 | Central HP <5.4 tons | COLEMAN | HRCU-A-CB (Split System: Heat Pump with Remote Outdoor Unit-Air-Source) | HMH72B341 |  |  | XAFC48FBCN1 | TMLE120C16MP11 | 33600 | 17 | 8.5 | 32400 | 23600 | 72.84% | 2.08 | 0 | 9.5 |  |  |  | No | R-410A | 2.8 | Residential & Commercial | No
215670134 | Central HP <5.4 tons | KENMORE | HRCU-A-CB (Split System: Heat Pump with Remote Outdoor Unit-Air-Source) | (C,H,T)5H0V36*K*AAA* |  |  | ESH5X48M12A*+WALLCON | *80CSU0401712A* | 34200 | 17 | 8.5 | 35400 | 25200 | 71.19% | 1.88 | 0 | 9.5 |  |  |  | No | R-454B | 2.85 | Residential & Commercial | No
215670424 | Central HP <5.4 tons | KENMORE | HRCU-A-CB (Split System: Heat Pump with Remote Outdoor Unit-Air-Source) | (C,H,T)5H0V36*K*AAA* |  |  | ESH5X60M12A*+WALLCON | *80CTL0701716B* | 34400 | 17 | 8.5 | 34800 | 25000 | 71.84% | 1.8 | 0 | 9.5 |  |  |  | No | R-454B | 2.8667 | Residential & Commercial | No
215669868 | Central HP <5.4 tons | KENMORE | HRCU-A-CB (Split System: Heat Pump with Remote Outdoor Unit-Air-Source) | (C,H,T)5H0V36*K*AAA* |  |  | ESH5X36M12A*+WALLCON | *97CMN0602120B* | 33600 | 16 | 8.5 | 35800 | 25600 | 71.51% | 1.76 | 0 | 9 |  |  |  | No | R-454B | 2.8 | Residential & Commercial | No
215669884 | Central HP <5.4 tons | KENMORE | HRCU-A-CB (Split System: Heat Pump with Remote Outdoor Unit-Air-Source) | (C,H,T)5H0V36*K*AAA* |  |  | ESH5X36M12A*+WALLCON | *97CMN0802120B* | 33800 | 16.5 | 8.5 | 35800 | 25400 | 70.95% | 1.76 | 0 | 9.5 |  |  |  | No | R-454B | 2.8167 | Residential & Commercial | No
211385843 | Central HP <5.4 tons | FRASER-JOHNSTON | HRCU-A-CB (Split System: Heat Pump with Remote Outdoor Unit-Air-Source) | HMH72B341 |  |  | XAFC48FXXN1+TXV | TMLE080C16MP11 | 33400 | 17 | 8.5 | 32200 | 23400 | 72.67% | 2.06 | 0 | 9.5 |  |  |  | No | R-410A | 2.7833 | Residential & Commercial | No
211385870 | Central HP <5.4 tons | FRASER-JOHNSTON | HRCU-A-CB (Split System: Heat Pump with Remote Outdoor Unit-Air-Source) | HMH72B341 |  |  | XAUC48FXXN1+TXV | TM8E080C16MP11 | 33400 | 17 | 8.5 | 32200 | 23400 | 72.67% | 2.06 | 0 | 9.5 |  |  |  | No | R-410A | 2.7833 | Residential & Commercial | No
211386504 | Central HP <5.4 tons | FRASER-JOHNSTON | HRCU-A-CB (Split System: Heat Pump with Remote Outdoor Unit-Air-Source) | HMH72B341 |  |  | XAHC48FXXN1+TXV | TL8E080C16UH11 | 33600 | 16.5 | 8.1 | 32600 | 24200 | 74.23% | 2.04 | 0 | 9 |  |  |  | No | R-410A | 2.8 | Residential & Commercial | No
211397086 | Central HP <5.4 tons | COLEMAN | HRCU-A-CB (Split System: Heat Pump with Remote Outdoor Unit-Air-Source) | HMH72B341 |  |  | XAHC48FXXN1+TXV | TPLC100C20MP13 | 33800 | 16.5 | 8.5 | 32400 | 23800 | 73.46% | 2.06 | 0 | 9 |  |  |  | No | R-410A | 2.8167 | Residential & Commercial | No
211397101 | Central HP <5.4 tons | COLEMAN | HRCU-A-CB (Split System: Heat Pump with Remote Outdoor Unit-Air-Source) | HMH72B341 |  |  | XAHC48FXXN1+TXV | TPLC120C20MP13 | 33800 | 16.5 | 8.5 | 32400 | 23800 | 73.46% | 2.06 | 0 | 9 |  |  |  | No | R-410A | 2.8167 | Residential & Commercial | No
211397353 | Central HP <5.4 tons | COLEMAN | HRCU-A-CB (Split System: Heat Pump with Remote Outdoor Unit-Air-Source) | HMH72B341 |  |  | XAHD48FBCN1 | CPLC080C16MP13 | 33600 | 16 | 8.5 | 32400 | 23800 | 73.46% | 2.06 | 0 | 9 |  |  |  | No | R-410A | 2.8 | Residential & Commercial | No
215669932 | Central HP <5.4 tons | KENMORE | HRCU-A-CB (Split System: Heat Pump with Remote Outdoor Unit-Air-Source) | (C,H,T)5H0V36*K*AAA* |  |  | ESH5X36M12A*+WALLCON | *96CTN1202422B* | 33800 | 16 | 8.5 | 35800 | 25400 | 70.95% | 1.76 | 0 | 9.5 |  |  |  | No | R-454B | 2.8167 | Residential & Commercial | No
215670052 | Central HP <5.4 tons | KENMORE | HRCU-A-CB (Split System: Heat Pump with Remote Outdoor Unit-Air-Source) | (C,H,T)5H0V36*K*AAA* |  |  | ESH5X42M12A*+WALLCON | *97CMN0601714B* | 33600 | 16 | 8.5 | 35800 | 25600 | 71.51% | 1.76 | 0 | 9 |  |  |  | No | R-454B | 2.8 | Residential & Commercial | No
215670294 | Central HP <5.4 tons | KENMORE | HRCU-A-CB (Split System: Heat Pump with Remote Outdoor Unit-Air-Source) | (C,H,T)5H0V36*K*AAA* |  |  | ESH5X48M12A*+WALLCON | *97CMN0801714B* | 34000 | 16.5 | 8.5 | 35600 | 25400 | 71.35% | 1.76 | 0 | 9 |  |  |  | No | R-454B | 2.8333 | Residential & Commercial | No
215670174 | Central HP <5.4 tons | KENMORE | HRCU-A-CB (Split System: Heat Pump with Remote Outdoor Unit-Air-Source) | (C,H,T)5H0V36*K*AAA* |  |  | ESH5X48M12A*+WALLCON | *80CTL0701412B* | 34000 | 16.5 | 8.5 | 35600 | 25400 | 71.35% | 1.76 | 0 | 9.5 |  |  |  | No | R-454B | 2.8333 | Residential & Commercial | No
215670076 | Central HP <5.4 tons | KENMORE | HRCU-A-CB (Split System: Heat Pump with Remote Outdoor Unit-Air-Source) | (C,H,T)5H0V36*K*AAA* |  |  | ESH5X42M12A*+WALLCON | *97CMN1002122B* | 34000 | 16.5 | 8.5 | 35600 | 25200 | 70.79% | 1.78 | 0 | 9.5 |  |  |  | No | R-454B | 2.8333 | Residential & Commercial | No
215670060 | Central HP <5.4 tons | KENMORE | HRCU-A-CB (Split System: Heat Pump with Remote Outdoor Unit-Air-Source) | (C,H,T)5H0V36*K*AAA* |  |  | ESH5X42M12A*+WALLCON | *97CMN0801714B* | 33800 | 16.5 | 8.5 | 35800 | 25400 | 70.95% | 1.78 | 0 | 9 |  |  |  | No | R-454B | 2.8167 | Residential & Commercial | No
215670574 | Central HP <5.4 tons | KENMORE | HRCU-A-CB (Split System: Heat Pump with Remote Outdoor Unit-Air-Source) | (C,H,T)5H0V36*K*AAA* |  |  | ESH5X60M12A*+WALLCON | *96CTN0601714B* | 34200 | 16.5 | 8.5 | 34800 | 25200 | 72.41% | 1.78 | 0 | 9.5 |  |  |  | No | R-454B | 2.85 | Residential & Commercial | No
212976483 | Central HP <5.4 tons | CARRIER | HRCU-A-CB (Split System: Heat Pump with Remote Outdoor Unit-Air-Source) | 38MURAQ30AB3* |  |  | CAP**4321AL* | 59TP6C080V21**20 | 30600 | 15.2 | 8.1 | 33400 | 26400 | 79.04% | 1.86 | 0 | 9 |  |  |  | No | R-410A | 2.55 | Residential & Commercial | No
215374900 | Central HP <5.4 tons | TCL | HRCU-A-CB (Split System: Heat Pump with Remote Outdoor Unit-Air-Source) | THH36HAI2NAF2U23 |  |  | 4TXCB004DS3 | A801X060BM4SD | 30000 | 15.2 | 8.1 | 25000 | 18000 | 72% | 1.75 | 0 | 9.5 |  |  |  | No | R-410A | 2.5 | Residential & Commercial | No
212510674 | Central HP <5.4 tons | TCL | HRCU-A-CB (Split System: Heat Pump with Remote Outdoor Unit-Air-Source) | THH36HAI2NAF2U23 |  |  | 4TXCB004DS3 | A952V060BU4SAD | 30000 | 15.2 | 8.1 | 25000 | 18000 | 72% | 1.75 | 0 | 9.5 |  |  |  | No | R-410A | 2.5 | Residential & Commercial | No
212578837 | Central HP <5.4 tons | TCL | HRCU-A-CB (Split System: Heat Pump with Remote Outdoor Unit-Air-Source) | THH60HAI2NAF2U23 |  |  | 4TXCD010DS3 | A951X120DD5SAB | 48000 | 15.2 | 8.1 | 45000 | 33400 | 74.22% | 1.75 | 0 | 9.5 |  |  |  | No | R-410A | 4 | Residential & Commercial | No
215670354 | Central HP <5.4 tons | KENMORE | HRCU-A-CB (Split System: Heat Pump with Remote Outdoor Unit-Air-Source) | (C,H,T)5H0V36*K*AAA* |  |  | ESH5X48M12A*+WALLCON | *96CTN0801714B* | 34000 | 16.5 | 8.5 | 35600 | 25400 | 71.35% | 1.78 | 0 | 9.5 |  |  |  | No | R-454B | 2.8333 | Residential & Commercial | No
215669812 | Central HP <5.4 tons | KENMORE | HRCU-A-CB (Split System: Heat Pump with Remote Outdoor Unit-Air-Source) | (C,H,T)5H0V36*K*AAA* |  |  | ESH5X36M12A*+WALLCON | *80CTL0902120B* | 33800 | 16.5 | 8.5 | 35600 | 25400 | 71.35% | 1.76 | 0 | 9.5 |  |  |  | No | R-454B | 2.8167 | Residential & Commercial | No
211603986 | Central HP <5.4 tons | TCL | HRCU-A-CB (Split System: Heat Pump with Remote Outdoor Unit-Air-Source) | THH48HAI2NAF2U23 |  |  | THH48IAI2NAF2H23 |  | 48000 | 15.2 | 8.1 | 48000 | 34000 | 70.83% | 1.75 | 0 | 8.2 |  |  |  | No | R-410A | 4 | Residential & Commercial | No
215374907 | Central HP <5.4 tons | TCL | HRCU-A-CB (Split System: Heat Pump with Remote Outdoor Unit-Air-Source) | THH36HAI2NAF2U23 |  |  | 4TXCB004DS3 | A952V080BU4SB | 30000 | 15.2 | 8.1 | 25000 | 18000 | 72% | 1.75 | 0 | 9.5 |  |  |  | No | R-410A | 2.5 | Residential & Commercial | No
215669916 | Central HP <5.4 tons | KENMORE | HRCU-A-CB (Split System: Heat Pump with Remote Outdoor Unit-Air-Source) | (C,H,T)5H0V36*K*AAA* |  |  | ESH5X36M12A*+WALLCON | *96CTN0601714B* | 33400 | 16 | 8.5 | 36000 | 25800 | 71.67% | 1.76 | 0 | 9 |  |  |  | No | R-454B | 2.7833 | Residential & Commercial | No
215670084 | Central HP <5.4 tons | KENMORE | HRCU-A-CB (Split System: Heat Pump with Remote Outdoor Unit-Air-Source) | (C,H,T)5H0V36*K*AAA* |  |  | ESH5X42M12A*+WALLCON | *97CMN1202422B* | 34000 | 16.5 | 8.5 | 35600 | 25200 | 70.79% | 1.78 | 0 | 9.5 |  |  |  | No | R-454B | 2.8333 | Residential & Commercial | No
212578836 | Central HP <5.4 tons | TCL | HRCU-A-CB (Split System: Heat Pump with Remote Outdoor Unit-Air-Source) | THH60HAI2NAF2U23 |  |  | 4TXCD010DS3 | A801X120DM5SCA | 47500 | 15.2 | 8.1 | 45000 | 33400 | 74.22% | 1.75 | 0 | 9.5 |  |  |  | No | R-410A | 3.9583 | Residential & Commercial | No
215400245 | Central HP <5.4 tons | TCL | HRCU-A-CB (Split System: Heat Pump with Remote Outdoor Unit-Air-Source) | THH24HAI2NAF2U23 |  |  | 4TXCB003DS3 | A952V040BU3SB | 24000 | 15.2 | 8.5 | 24000 | 21000 | 87.5% | 1.85 | 0 | 9 |  |  |  | No | R-410A | 2 | Residential & Commercial | No
215670344 | Central HP <5.4 tons | KENMORE | HRCU-A-CB (Split System: Heat Pump with Remote Outdoor Unit-Air-Source) | (C,H,T)5H0V36*K*AAA* |  |  | ESH5X48M12A*+WALLCON | *96CTN0601714B* | 33800 | 16 | 8.5 | 35600 | 25400 | 71.35% | 1.78 | 0 | 9 |  |  |  | No | R-454B | 2.8167 | Residential & Commercial | No
215670394 | Central HP <5.4 tons | KENMORE | HRCU-A-CB (Split System: Heat Pump with Remote Outdoor Unit-Air-Source) | (C,H,T)5H0V36*K*AAA* |  |  | ESH5X60M12A*+WALLCON | *80CSU0601716A* | 34600 | 17 | 8.5 | 34600 | 25000 | 72.25% | 1.8 | 0 | 9.5 |  |  |  | No | R-454B | 2.8833 | Residential & Commercial | No
215670020 | Central HP <5.4 tons | KENMORE | HRCU-A-CB (Split System: Heat Pump with Remote Outdoor Unit-Air-Source) | (C,H,T)5H0V36*K*AAA* |  |  | ESH5X42M12A*+WALLCON | *80CTL1352422B* | 34000 | 16.5 | 8.5 | 35600 | 25200 | 70.79% | 1.78 | 0 | 9.5 |  |  |  | No | R-454B | 2.8333 | Residential & Commercial | No
215669804 | Central HP <5.4 tons | KENMORE | HRCU-A-CB (Split System: Heat Pump with Remote Outdoor Unit-Air-Source) | (C,H,T)5H0V36*K*AAA* |  |  | ESH5X36M12A*+WALLCON | *80CTL0901716B* | 33600 | 16 | 8.5 | 35800 | 25400 | 70.95% | 1.76 | 0 | 9.5 |  |  |  | No | R-454B | 2.8 | Residential & Commercial | No
215670334 | Central HP <5.4 tons | KENMORE | HRCU-A-CB (Split System: Heat Pump with Remote Outdoor Unit-Air-Source) | (C,H,T)5H0V36*K*AAA* |  |  | ESH5X48M12A*+WALLCON | *96CTN0401410B* | 32600 | 15.5 | 8.5 | 36000 | 25600 | 71.11% | 1.78 | 0 | 9 |  |  |  | No | R-454B | 2.7167 | Residential & Commercial | No
215669230 | Central HP <5.4 tons | KENMORE | HRCU-A-CB (Split System: Heat Pump with Remote Outdoor Unit-Air-Source) | (C,H,T)5H0V36*K*AAA* |  |  | EA*5X48M21A*+WALLCON | *97CMN0602120B* | 33600 | 17.5 | 9 | 35200 | 25200 | 71.59% | 1.9 | 0 | 9.5 |  |  |  | No | R-454B | 2.8 | Residential & Commercial | No
211393411 | Central HP <5.4 tons | COLEMAN | HRCU-A-CB (Split System: Heat Pump with Remote Outdoor Unit-Air-Source) | HMH72B341 |  |  | XAHC36DBCN1 | TL8E080C16UH11 | 34000 | 17 | 8.1 | 34000 | 24600 | 72.35% | 2.06 | 0 | 9 |  |  |  | No | R-410A | 2.8333 | Residential & Commercial | No
211394076 | Central HP <5.4 tons | COLEMAN | HRCU-A-CB (Split System: Heat Pump with Remote Outdoor Unit-Air-Source) | HMH72B341 |  |  | XAFC48FXXN1+TXV | TM9Y080C16MP11 | 33800 | 17.5 | 8.5 | 32800 | 24200 | 73.78% | 2.06 | 0 | 9 |  |  |  | No | R-410A | 2.8167 | Residential & Commercial | No
211395113 | Central HP <5.4 tons | COLEMAN | HRCU-A-CB (Split System: Heat Pump with Remote Outdoor Unit-Air-Source) | HMH72B341 |  |  | XAHC48FBCN1 | TM9V080C16MP12 | 32800 | 16.5 | 8.5 | 31800 | 23200 | 72.96% | 2.02 | 0 | 9 |  |  |  | No | R-410A | 2.7333 | Residential & Commercial | No
211395514 | Central HP <5.4 tons | COLEMAN | HRCU-A-CB (Split System: Heat Pump with Remote Outdoor Unit-Air-Source) | HMH72B341 |  |  | XAHC48FBCN1 | TP9C080B12MP13 | 32800 | 16 | 8.1 | 32200 | 23600 | 73.29% | 2.02 | 0 | 9 |  |  |  | No | R-410A | 2.7333 | Residential & Commercial | No
211397137 | Central HP <5.4 tons | COLEMAN | HRCU-A-CB (Split System: Heat Pump with Remote Outdoor Unit-Air-Source) | HMH72B341 |  |  | XAHC48FBCN1 | TM8V100C20MP12 | 33800 | 16.5 | 8.5 | 32400 | 23800 | 73.46% | 2.06 | 0 | 9 |  |  |  | No | R-410A | 2.8167 | Residential & Commercial | No
211397437 | Central HP <5.4 tons | COLEMAN | HRCU-A-CB (Split System: Heat Pump with Remote Outdoor Unit-Air-Source) | HMH72B341 |  |  | XAHC48FXXN1+TXV | CPLC100C16MP13 | 33600 | 16.5 | 8.5 | 32400 | 23800 | 73.46% | 2.06 | 0 | 9 |  |  |  | No | R-410A | 2.8 | Residential & Commercial | No
211397519 | Central HP <5.4 tons | COLEMAN | HRCU-A-CB (Split System: Heat Pump with Remote Outdoor Unit-Air-Source) | HMH72B341 |  |  | XAFD48FXXN1+TXV | TM8V100C16MP12 | 34000 | 16.5 | 8.5 | 33000 | 24400 | 73.94% | 2.1 | 0 | 9 |  |  |  | No | R-410A | 2.8333 | Residential & Commercial | No
211397856 | Central HP <5.4 tons | COLEMAN | HRCU-A-CB (Split System: Heat Pump with Remote Outdoor Unit-Air-Source) | HMH72B341 |  |  | XAFC48FBCN1 | TPLC080C16MP13 | 34000 | 16.5 | 8.5 | 33200 | 24400 | 73.49% | 2.1 | 0 | 9 |  |  |  | No | R-410A | 2.8333 | Residential & Commercial | No
211397924 | Central HP <5.4 tons | COLEMAN | HRCU-A-CB (Split System: Heat Pump with Remote Outdoor Unit-Air-Source) | HMH72B341 |  |  | XAFC48FBCN1 | CPLC100C16MP13 | 34000 | 16.5 | 8.5 | 33200 | 24400 | 73.49% | 2.1 | 0 | 9 |  |  |  | No | R-410A | 2.8333 | Residential & Commercial | No
211398188 | Central HP <5.4 tons | COLEMAN | HRCU-A-CB (Split System: Heat Pump with Remote Outdoor Unit-Air-Source) | HMH72B341 |  |  | XAHC48FBCN1 | TMLE120C16MP11 | 33000 | 17 | 8.5 | 31600 | 23200 | 73.42% | 2.04 | 0 | 9.5 |  |  |  | No | R-410A | 2.75 | Residential & Commercial | No
211392334 | Central HP <5.4 tons | COLEMAN | HRCU-A-CB (Split System: Heat Pump with Remote Outdoor Unit-Air-Source) | HMH72B341 |  |  | XAFC36DBCN1 | TMLE080B12MP11 | 34000 | 18 | 8.1 | 34000 | 24400 | 71.76% | 2.06 | 0 | 9.5 |  |  |  | No | R-410A | 2.8333 | Residential & Commercial | No
211392545 | Central HP <5.4 tons | COLEMAN | HRCU-A-CB (Split System: Heat Pump with Remote Outdoor Unit-Air-Source) | HMH72B341 |  |  | XAHB36DBCN1 | TM8E060A12MP11 | 33200 | 17 | 8.1 | 33200 | 23400 | 70.48% | 2 | 0 | 9.5 |  |  |  | No | R-410A | 2.7667 | Residential & Commercial | No
211392697 | Central HP <5.4 tons | COLEMAN | HRCU-A-CB (Split System: Heat Pump with Remote Outdoor Unit-Air-Source) | HMH72B341 |  |  | XAFB30CXXN1+TXV | TMLE060A12MP11 | 32800 | 17.5 | 8.1 | 33400 | 23400 | 70.06% | 2.02 | 0 | 9.5 |  |  |  | No | R-410A | 2.7333 | Residential & Commercial | No
211392997 | Central HP <5.4 tons | COLEMAN | HRCU-A-CB (Split System: Heat Pump with Remote Outdoor Unit-Air-Source) | HMH72B341 |  |  | XAHC30CXXN1+TXV | TL9E100C20UH11 | 32600 | 16.5 | 8.1 | 32800 | 23000 | 70.12% | 2.02 | 0 | 9.5 |  |  |  | No | R-410A | 2.7167 | Residential & Commercial | No
215374908 | Central HP <5.4 tons | TCL | HRCU-A-CB (Split System: Heat Pump with Remote Outdoor Unit-Air-Source) | THH36HAI2NAF2U23 |  |  | 4TXCB006DS3 | A952V080BU4SB | 30000 | 15.2 | 8.1 | 27000 | 19000 | 70.37% | 1.75 | 0 | 9.8 |  |  |  | No | R-410A | 2.5 | Residential & Commercial | No
215374902 | Central HP <5.4 tons | TCL | HRCU-A-CB (Split System: Heat Pump with Remote Outdoor Unit-Air-Source) | THH36HAI2NAF2U23 |  |  | 4TXCB006DS3 | A801X080BM4SD | 30000 | 15.2 | 8.1 | 27000 | 19000 | 70.37% | 1.75 | 0 | 9.8 |  |  |  | No | R-410A | 2.5 | Residential & Commercial | No
215374901 | Central HP <5.4 tons | TCL | HRCU-A-CB (Split System: Heat Pump with Remote Outdoor Unit-Air-Source) | THH30HAI2NAF2U23 |  |  | 4TXCB004DS3 | A801X060BM4SD | 30000 | 15.2 | 8.1 | 25000 | 18000 | 72% | 1.75 | 0 | 9.5 |  |  |  | No | R-410A | 2.5 | Residential & Commercial | No
212980178 | Central HP <5.4 tons | CARRIER | HRCU-A-CB (Split System: Heat Pump with Remote Outdoor Unit-Air-Source) | 38MURAQ30AB3* |  |  | CAP**3621AL* | 58S(B,C)*B090M21**16 | 29400 | 15.2 | 8.1 | 34000 | 28000 | 82.35% | 1.76 | 0 | 9 |  |  |  | No | R-410A | 2.45 | Residential & Commercial | No
212978554 | Central HP <5.4 tons | CARRIER | HRCU-A-CB (Split System: Heat Pump with Remote Outdoor Unit-Air-Source) | 38MURAQ30AB3* |  |  | CAP**4321AL* | 58S(B,C)*B070M17**12 | 30600 | 15.2 | 8.1 | 33400 | 26400 | 79.04% | 1.86 | 0 | 9 |  |  |  | No | R-410A | 2.55 | Residential & Commercial | No
212980541 | Central HP <5.4 tons | CARRIER | HRCU-A-CB (Split System: Heat Pump with Remote Outdoor Unit-Air-Source) | 38MURAQ30AB3* |  |  | CAP**4321AL* | 58S(B,C)*B090M21**20 | 30800 | 15.2 | 8.5 | 33600 | 26400 | 78.57% | 1.86 | 0 | 9 |  |  |  | No | R-410A | 2.5667 | Residential & Commercial | No
212980910 | Central HP <5.4 tons | CARRIER | HRCU-A-CB (Split System: Heat Pump with Remote Outdoor Unit-Air-Source) | 38MURAQ30AB3* |  |  | CAP**3721AL* | 58S(B,C)*B110M21**20 | 30800 | 15.2 | 8.5 | 33400 | 26200 | 78.44% | 1.86 | 0 | 9 |  |  |  | No | R-410A | 2.5667 | Residential & Commercial | No
215669756 | Central HP <5.4 tons | KENMORE | HRCU-A-CB (Split System: Heat Pump with Remote Outdoor Unit-Air-Source) | (C,H,T)5H0V36*K*AAA* |  |  | ESH5X36M12A*+WALLCON | *80CSU0601716A* | 33600 | 16.5 | 8.5 | 35800 | 25600 | 71.51% | 1.76 | 0 | 9.5 |  |  |  | No | R-454B | 2.8 | Residential & Commercial | No
215669190 | Central HP <5.4 tons | KENMORE | HRCU-A-CB (Split System: Heat Pump with Remote Outdoor Unit-Air-Source) | (C,H,T)5H0V36*K*AAA* |  |  | EA*5X48M21A*+WALLCON | *95CSU0601716B* | 33600 | 17.5 | 9 | 35200 | 25200 | 71.59% | 1.88 | 0 | 9.5 |  |  |  | No | R-454B | 2.8 | Residential & Commercial | No
212510663 | Central HP <5.4 tons | TCL | HRCU-A-CB (Split System: Heat Pump with Remote Outdoor Unit-Air-Source) | THH18HAI2NAF2U23 |  |  | 4TXCB003DS3 | A951X040BU3SAB | 20000 | 15.2 | 8.5 | 20000 | 18000 | 90% | 1.85 | 0 | 9 |  |  |  | No | R-410A | 1.6667 | Residential & Commercial | No
215670100 | Central HP <5.4 tons | KENMORE | HRCU-A-CB (Split System: Heat Pump with Remote Outdoor Unit-Air-Source) | (C,H,T)5H0V36*K*AAA* |  |  | ESH5X42M12A*+WALLCON | *96CTN0601714B* | 33600 | 16.5 | 8.5 | 35800 | 25600 | 71.51% | 1.76 | 0 | 9 |  |  |  | No | R-454B | 2.8 | Residential & Commercial | No
215670284 | Central HP <5.4 tons | KENMORE | HRCU-A-CB (Split System: Heat Pump with Remote Outdoor Unit-Air-Source) | (C,H,T)5H0V36*K*AAA* |  |  | ESH5X48M12A*+WALLCON | *97CMN0602120B* | 34000 | 16.5 | 8.5 | 35600 | 25400 | 71.35% | 1.76 | 0 | 9.5 |  |  |  | No | R-454B | 2.8333 | Residential & Commercial | No
213076473 | Central HP <5.4 tons | TEMPSTAR | HRCU-A-CB (Split System: Heat Pump with Remote Outdoor Unit-Air-Source) | DLCURAH36ABK |  |  | EA*4X36L17A* | *80VTL0701716B* | 34800 | 15.5 | 8.1 | 38500 | 35200 | 91.43% | 1.82 | 0 | 9.5 |  |  |  | No | R-410A | 2.9 | Residential & Commercial | No
211386714 | Central HP <5.4 tons | FRASER-JOHNSTON | HRCU-A-CB (Split System: Heat Pump with Remote Outdoor Unit-Air-Source) | HMH72B341 |  |  | XAHC36DXXN1+TXV | TM9Y100C16MP11 | 33800 | 16.5 | 8.1 | 33600 | 24000 | 71.43% | 2.04 | 0 | 9.5 |  |  |  | No | R-410A | 2.8167 | Residential & Commercial | No
211387691 | Central HP <5.4 tons | FRASER-JOHNSTON | HRCU-A-CB (Split System: Heat Pump with Remote Outdoor Unit-Air-Source) | HMH72B341 |  |  | XAHC36DXXN1+TXV | TP9C080B12MP13 | 33200 | 17 | 8.1 | 33200 | 23400 | 70.48% | 2.02 | 0 | 9.5 |  |  |  | No | R-410A | 2.7667 | Residential & Commercial | No
211386271 | Central HP <5.4 tons | FRASER-JOHNSTON | HRCU-A-CB (Split System: Heat Pump with Remote Outdoor Unit-Air-Source) | HMH72B341 |  |  | XAFC48FBCN1 | TL9E080C16UH11 | 34000 | 16.5 | 8.5 | 32800 | 24200 | 73.78% | 2.08 | 0 | 9 |  |  |  | No | R-410A | 2.8333 | Residential & Commercial | No
211395798 | Central HP <5.4 tons | COLEMAN | HRCU-A-CB (Split System: Heat Pump with Remote Outdoor Unit-Air-Source) | HMH72B341 |  |  | XAHC48FBCN1 | CP9C060B12MP13 | 32400 | 16 | 8.1 | 32000 | 23400 | 73.12% | 2 | 0 | 9 |  |  |  | No | R-410A | 2.7 | Residential & Commercial | No
211393911 | Central HP <5.4 tons | COLEMAN | HRCU-A-CB (Split System: Heat Pump with Remote Outdoor Unit-Air-Source) | HMH72B341 |  |  | XAFD48FXXN1+TXV | TM9Y100C16MP11 | 33400 | 17 | 8.5 | 32400 | 23600 | 72.84% | 2.06 | 0 | 9.5 |  |  |  | No | R-410A | 2.7833 | Residential & Commercial | No
211394662 | Central HP <5.4 tons | COLEMAN | HRCU-A-CB (Split System: Heat Pump with Remote Outdoor Unit-Air-Source) | HMH72B341 |  |  | XAUC48FXXN1+TXV | TP9C100C20MP13 | 34000 | 16.5 | 8.5 | 33000 | 24200 | 73.33% | 2.1 | 0 | 9 |  |  |  | No | R-410A | 2.8333 | Residential & Commercial | No
211393896 | Central HP <5.4 tons | COLEMAN | HRCU-A-CB (Split System: Heat Pump with Remote Outdoor Unit-Air-Source) | HMH72B341 |  |  | XAHC48FBCN1 | TM9Y100C16MP11 | 33200 | 17 | 8.1 | 32400 | 23600 | 72.84% | 2.02 | 0 | 9 |  |  |  | No | R-410A | 2.7667 | Residential & Commercial | No
211394160 | Central HP <5.4 tons | COLEMAN | HRCU-A-CB (Split System: Heat Pump with Remote Outdoor Unit-Air-Source) | HMH72B341 |  |  | XAFC48FBCN1 | TM9Y080B12MP11 | 33400 | 17 | 8.1 | 32800 | 24200 | 73.78% | 2.04 | 0 | 9 |  |  |  | No | R-410A | 2.7833 | Residential & Commercial | No
211394862 | Central HP <5.4 tons | COLEMAN | HRCU-A-CB (Split System: Heat Pump with Remote Outdoor Unit-Air-Source) | HMH72B341 |  |  | XAFD48FBCN1 | TM9V100C16MP12 | 33800 | 16.5 | 8.5 | 32400 | 23600 | 72.84% | 2.08 | 0 | 9.5 |  |  |  | No | R-410A | 2.8167 | Residential & Commercial | No
211395030 | Central HP <5.4 tons | COLEMAN | HRCU-A-CB (Split System: Heat Pump with Remote Outdoor Unit-Air-Source) | HMH72B341 |  |  | XAHD48FBCN1 | TM9V080C16MP12 | 32600 | 16 | 8.1 | 31800 | 23200 | 72.96% | 2.02 | 0 | 9 |  |  |  | No | R-410A | 2.7167 | Residential & Commercial | No
211387812 | Central HP <5.4 tons | FRASER-JOHNSTON | HRCU-A-CB (Split System: Heat Pump with Remote Outdoor Unit-Air-Source) | HMH72B341 |  |  | XAFC36DXXN1+TXV | TP9C080B12MP13 | 34000 | 17 | 8.1 | 34000 | 24400 | 71.76% | 2.06 | 0 | 9.5 |  |  |  | No | R-410A | 2.8333 | Residential & Commercial | No
211386489 | Central HP <5.4 tons | FRASER-JOHNSTON | HRCU-A-CB (Split System: Heat Pump with Remote Outdoor Unit-Air-Source) | HMH72B341 |  |  | XAHD48FBCN1 | TL8E080C16UH11 | 33600 | 16 | 8.1 | 32600 | 24200 | 74.23% | 2.04 | 0 | 9 |  |  |  | No | R-410A | 2.8 | Residential & Commercial | No
211386557 | Central HP <5.4 tons | FRASER-JOHNSTON | HRCU-A-CB (Split System: Heat Pump with Remote Outdoor Unit-Air-Source) | HMH72B341 |  |  | XAFC48FXXN1+TXV | TL8E080C16UH11 | 34000 | 16.5 | 8.5 | 33400 | 24600 | 73.65% | 2.08 | 0 | 9 |  |  |  | No | R-410A | 2.8333 | Residential & Commercial | No
211387712 | Central HP <5.4 tons | FRASER-JOHNSTON | HRCU-A-CB (Split System: Heat Pump with Remote Outdoor Unit-Air-Source) | HMH72B341 |  |  | XAHC36DBCN1 | TP9C080B12MP13 | 33200 | 17 | 8.1 | 33200 | 23400 | 70.48% | 2.02 | 0 | 9.5 |  |  |  | No | R-410A | 2.7667 | Residential & Commercial | No
211222776 | Central HP <5.4 tons | KEEPRITE | HRCU-A-CB (Split System: Heat Pump with Remote Outdoor Unit-Air-Source) | DLCURAH30ABK |  |  | FVM4X36***L |  | 30400 | 15.2 | 8.1 | 34000 | 27400 | 80.59% | 1.78 | 0 | 9 |  |  |  | No | R-410A | 2.5333 | Residential & Commercial | No
211222608 | Central HP <5.4 tons | KEEPRITE | HRCU-A-CB (Split System: Heat Pump with Remote Outdoor Unit-Air-Source) | DLCURAH30ABK |  |  | EA*4X37L21A* | *92ESN0802120A* | 31200 | 15.2 | 8.5 | 33400 | 26000 | 77.84% | 1.88 | 0 | 9 |  |  |  | No | R-410A | 2.6 | Residential & Commercial | No
211397454 | Central HP <5.4 tons | COLEMAN | HRCU-A-CB (Split System: Heat Pump with Remote Outdoor Unit-Air-Source) | HMH72B341 |  |  | XAHC48FBCN1 | TM8V080C16MP12 | 33600 | 16.5 | 8.5 | 32400 | 23800 | 73.46% | 2.06 | 0 | 9 |  |  |  | No | R-410A | 2.8 | Residential & Commercial | No
211397606 | Central HP <5.4 tons | COLEMAN | HRCU-A-CB (Split System: Heat Pump with Remote Outdoor Unit-Air-Source) | HMH72B341 |  |  | XAFD48FBCN1 | TM8V100C16MP12 | 34000 | 16.5 | 8.5 | 33000 | 24400 | 73.94% | 2.1 | 0 | 9 |  |  |  | No | R-410A | 2.8333 | Residential & Commercial | No
211388528 | Central HP <5.4 tons | COLEMAN | HRCU-A-CB (Split System: Heat Pump with Remote Outdoor Unit-Air-Source) | HMH72B341 |  |  | XAFB30CXXN1+TXV | TM9V040A10MP12 | 32000 | 16.5 | 8.1 | 33400 | 23400 | 70.06% | 2 | 0 | 9.5 |  |  |  | No | R-410A | 2.6667 | Residential & Commercial | No
211389315 | Central HP <5.4 tons | COLEMAN | HRCU-A-CB (Split System: Heat Pump with Remote Outdoor Unit-Air-Source) | HMH72B341 |  |  | XAHC36DBCN1 | TM8Y100C20MP11 | 34000 | 17 | 8.1 | 33800 | 24200 | 71.6% | 2.08 | 0 | 9.5 |  |  |  | No | R-410A | 2.8333 | Residential & Commercial | No
211386337 | Central HP <5.4 tons | FRASER-JOHNSTON | HRCU-A-CB (Split System: Heat Pump with Remote Outdoor Unit-Air-Source) | HMH72B341 |  |  | XAFC48FBCN1 | TL9E060B12UH11 | 33200 | 17 | 8.1 | 32600 | 24000 | 73.62% | 2.02 | 0 | 9 |  |  |  | No | R-410A | 2.7667 | Residential & Commercial | No
211386978 | Central HP <5.4 tons | FRASER-JOHNSTON | HRCU-A-CB (Split System: Heat Pump with Remote Outdoor Unit-Air-Source) | HMH72B341 |  |  | XAFC36DBCN1 | TM9Y080B12MP11 | 34000 | 18 | 8.1 | 34000 | 24400 | 71.76% | 2.06 | 0 | 9.5 |  |  |  | No | R-410A | 2.8333 | Residential & Commercial | No
211387825 | Central HP <5.4 tons | FRASER-JOHNSTON | HRCU-A-CB (Split System: Heat Pump with Remote Outdoor Unit-Air-Source) | HMH72B341 |  |  | XAFC36DBCN1 | TM9V080B12MP12 | 34000 | 17 | 8.1 | 34000 | 24400 | 71.76% | 2.06 | 0 | 9.5 |  |  |  | No | R-410A | 2.8333 | Residential & Commercial | No
211388123 | Central HP <5.4 tons | FRASER-JOHNSTON | HRCU-A-CB (Split System: Heat Pump with Remote Outdoor Unit-Air-Source) | HMH72B341 |  |  | XAHB36DXXN1+TXV | TM9V060B12MP12 | 32800 | 17 | 8.1 | 33000 | 23400 | 70.91% | 1.98 | 0 | 9.5 |  |  |  | No | R-410A | 2.7333 | Residential & Commercial | No
215668820 | Central HP <5.4 tons | HEIL | HRCU-A-CB (Split System: Heat Pump with Remote Outdoor Unit-Air-Source) | H5H0V36*K*AAA* |  |  | EA*5X42M21A*+WALLCON | *80CTL0701716B* | 33000 | 17.5 | 9 | 36000 | 25800 | 71.67% | 1.86 | 0 | 9.5 |  |  |  | No | R-454B | 2.75 | Residential & Commercial | No
211386570 | Central HP <5.4 tons | FRASER-JOHNSTON | HRCU-A-CB (Split System: Heat Pump with Remote Outdoor Unit-Air-Source) | HMH72B341 |  |  | XAFC48FBCN1 | TL8E080C16UH11 | 34000 | 16.5 | 8.5 | 33400 | 24600 | 73.65% | 2.08 | 0 | 9 |  |  |  | No | R-410A | 2.8333 | Residential & Commercial | No
211386795 | Central HP <5.4 tons | FRASER-JOHNSTON | HRCU-A-CB (Split System: Heat Pump with Remote Outdoor Unit-Air-Source) | HMH72B341 |  |  | XAHC36DXXN1+TXV | TM9Y080C16MP11 | 33800 | 16.5 | 8.1 | 33600 | 24000 | 71.43% | 2.04 | 0 | 9.5 |  |  |  | No | R-410A | 2.8167 | Residential & Commercial | No
211387574 | Central HP <5.4 tons | FRASER-JOHNSTON | HRCU-A-CB (Split System: Heat Pump with Remote Outdoor Unit-Air-Source) | HMH72B341 |  |  | XAHC36DXXN1+TXV | TP9C080C16MP13 | 33400 | 17 | 8.1 | 33200 | 23400 | 70.48% | 2.04 | 0 | 9.5 |  |  |  | No | R-410A | 2.7833 | Residential & Commercial | No
211387613 | Central HP <5.4 tons | FRASER-JOHNSTON | HRCU-A-CB (Split System: Heat Pump with Remote Outdoor Unit-Air-Source) | HMH72B341 |  |  | XAHC30CXXN1+TXV | TP9C080C16MP13 | 32200 | 16.5 | 8.1 | 32800 | 23000 | 70.12% | 2 | 0 | 9.5 |  |  |  | No | R-410A | 2.6833 | Residential & Commercial | No
211386157 | Central HP <5.4 tons | FRASER-JOHNSTON | HRCU-A-CB (Split System: Heat Pump with Remote Outdoor Unit-Air-Source) | HMH72B341 |  |  | XAFC48FBCN1 | TL9E100C20UH11 | 34000 | 15.5 | 8.5 | 32400 | 23800 | 73.46% | 2.08 | 0 | 9.5 |  |  |  | No | R-410A | 2.8333 | Residential & Commercial | No
212979733 | Central HP <5.4 tons | KEEPRITE | HRCU-A-CB (Split System: Heat Pump with Remote Outdoor Unit-Air-Source) | DLCURAH30ABK |  |  | EA*4X42L21A* | *80MS(N,L)0901714A* | 30000 | 15.2 | 8.1 | 34200 | 27600 | 80.7% | 1.8 | 0 | 9 |  |  |  | No | R-410A | 2.5 | Residential & Commercial | No
212977008 | Central HP <5.4 tons | CARRIER | HRCU-A-CB (Split System: Heat Pump with Remote Outdoor Unit-Air-Source) | 38MURAQ30AB3* |  |  | CAP**3621AL* | 59TP6C100V21**22 | 29800 | 15.2 | 8.1 | 34200 | 28000 | 81.87% | 1.78 | 0 | 9 |  |  |  | No | R-410A | 2.4833 | Residential & Commercial | No
212979047 | Central HP <5.4 tons | CARRIER | HRCU-A-CB (Split System: Heat Pump with Remote Outdoor Unit-Air-Source) | 38MURAQ30AB3* |  |  | CAP**4321AL* | 58S(B,C)*B070M17**16 | 30600 | 15.2 | 8.5 | 33600 | 26400 | 78.57% | 1.86 | 0 | 9 |  |  |  | No | R-410A | 2.55 | Residential & Commercial | No
215670092 | Central HP <5.4 tons | KENMORE | HRCU-A-CB (Split System: Heat Pump with Remote Outdoor Unit-Air-Source) | (C,H,T)5H0V36*K*AAA* |  |  | ESH5X42M12A*+WALLCON | *96CTN0401410B* | 32600 | 15.2 | 8.5 | 36000 | 25600 | 71.11% | 1.76 | 0 | 9 |  |  |  | No | R-454B | 2.7167 | Residential & Commercial | No
212984445 | Central HP <5.4 tons | CARRIER | HRCU-A-CB (Split System: Heat Pump with Remote Outdoor Unit-Air-Source) | 38MURAQ30AB3* |  |  | CAP**3621AL* | 59SC2E080M17**16 | 29600 | 15.2 | 8.1 | 34000 | 28000 | 82.35% | 1.78 | 0 | 9 |  |  |  | No | R-410A | 2.4667 | Residential & Commercial | No
212980530 | Central HP <5.4 tons | CARRIER | HRCU-A-CB (Split System: Heat Pump with Remote Outdoor Unit-Air-Source) | 38MURAQ30AB3* |  |  | CAP**4224AL* | 58S(B,C)*B090M21**20 | 29600 | 15.2 | 8.1 | 33800 | 27600 | 81.66% | 1.78 | 0 | 9 |  |  |  | No | R-410A | 2.4667 | Residential & Commercial | No
215670124 | Central HP <5.4 tons | KENMORE | HRCU-A-CB (Split System: Heat Pump with Remote Outdoor Unit-Air-Source) | (C,H,T)5H0V36*K*AAA* |  |  | ESH5X42M12A*+WALLCON | *96CTN1202422B* | 34000 | 16.5 | 8.5 | 35600 | 25200 | 70.79% | 1.78 | 0 | 9.5 |  |  |  | No | R-454B | 2.8333 | Residential & Commercial | No
215669130 | Central HP <5.4 tons | KENMORE | HRCU-A-CB (Split System: Heat Pump with Remote Outdoor Unit-Air-Source) | (C,H,T)5H0V36*K*AAA* |  |  | EA*5X48M21A*+WALLCON | *80CTL0451712B* | 33400 | 17.5 | 9 | 35200 | 25400 | 72.16% | 1.88 | 0 | 9.5 |  |  |  | No | R-454B | 2.7833 | Residential & Commercial | No
215668962 | Central HP <5.4 tons | KENMORE | HRCU-A-CB (Split System: Heat Pump with Remote Outdoor Unit-Air-Source) | (C,H,T)5H0V36*K*AAA* |  |  | EA*5X43M21A*+WALLCON | *80CSU0601716A* | 34400 | 18 | 9 | 35400 | 25200 | 71.19% | 1.9 | 0 | 9.5 |  |  |  | No | R-454B | 2.8667 | Residential & Commercial | No
215669026 | Central HP <5.4 tons | KENMORE | HRCU-A-CB (Split System: Heat Pump with Remote Outdoor Unit-Air-Source) | (C,H,T)5H0V36*K*AAA* |  |  | EA*5X43M21A*+WALLCON | *95CSU0601716B* | 34400 | 17.5 | 9 | 35400 | 25200 | 71.19% | 1.88 | 0 | 9.5 |  |  |  | No | R-454B | 2.8667 | Residential & Commercial | No
211390580 | Central HP <5.4 tons | COLEMAN | HRCU-A-CB (Split System: Heat Pump with Remote Outdoor Unit-Air-Source) | HMH72B341 |  |  | XAHB30CXXN1+TXV | TPLC080B12MP13 | 31600 | 16.5 | 8.1 | 32800 | 23000 | 70.12% | 1.96 | 0 | 9 |  |  |  | No | R-410A | 2.6333 | Residential & Commercial | No
211391023 | Central HP <5.4 tons | COLEMAN | HRCU-A-CB (Split System: Heat Pump with Remote Outdoor Unit-Air-Source) | HMH72B341 |  |  | XAFB36DXXN1+TXV | TPLC060A12MP13 | 34000 | 17.5 | 8.1 | 34000 | 24200 | 71.18% | 2.06 | 0 | 9.5 |  |  |  | No | R-410A | 2.8333 | Residential & Commercial | No
211391098 | Central HP <5.4 tons | COLEMAN | HRCU-A-CB (Split System: Heat Pump with Remote Outdoor Unit-Air-Source) | HMH72B341 |  |  | XAFB36DBCN1 | TPLC060A12MP13 | 34000 | 17.5 | 8.1 | 34000 | 24200 | 71.18% | 2.06 | 0 | 9.5 |  |  |  | No | R-410A | 2.8333 | Residential & Commercial | No
211392229 | Central HP <5.4 tons | COLEMAN | HRCU-A-CB (Split System: Heat Pump with Remote Outdoor Unit-Air-Source) | HMH72B341 |  |  | XAHB36DXXN1+TXV | TMLE080B12MP11 | 33200 | 17 | 8.1 | 33200 | 23400 | 70.48% | 2 | 0 | 9.5 |  |  |  | No | R-410A | 2.7667 | Residential & Commercial | No
211386993 | Central HP <5.4 tons | FRASER-JOHNSTON | HRCU-A-CB (Split System: Heat Pump with Remote Outdoor Unit-Air-Source) | HMH72B341 |  |  | XAFC30CXXN1+TXV | TM9Y080B12MP11 | 32800 | 17.5 | 8.1 | 34000 | 23800 | 70% | 2.02 | 0 | 9.5 |  |  |  | No | R-410A | 2.7333 | Residential & Commercial | No
211387127 | Central HP <5.4 tons | FRASER-JOHNSTON | HRCU-A-CB (Split System: Heat Pump with Remote Outdoor Unit-Air-Source) | HMH72B341 |  |  | XAHB36DBCN1 | TM9Y060B12MP11 | 33000 | 17 | 8.1 | 33200 | 23400 | 70.48% | 1.98 | 0 | 9.5 |  |  |  | No | R-410A | 2.75 | Residential & Commercial | No
211387662 | Central HP <5.4 tons | FRASER-JOHNSTON | HRCU-A-CB (Split System: Heat Pump with Remote Outdoor Unit-Air-Source) | HMH72B341 |  |  | XAFC30CXXN1+TXV | TM9V080C16MP12 | 32800 | 17 | 8.1 | 33400 | 23400 | 70.06% | 2.04 | 0 | 9.5 |  |  |  | No | R-410A | 2.7333 | Residential & Commercial | No
211387743 | Central HP <5.4 tons | FRASER-JOHNSTON | HRCU-A-CB (Split System: Heat Pump with Remote Outdoor Unit-Air-Source) | HMH72B341 |  |  | XAHB36DXXN1+TXV | TM9V080B12MP12 | 33200 | 16.5 | 8.1 | 33400 | 23600 | 70.66% | 2 | 0 | 9.5 |  |  |  | No | R-410A | 2.7667 | Residential & Commercial | No
211388201 | Central HP <5.4 tons | FRASER-JOHNSTON | HRCU-A-CB (Split System: Heat Pump with Remote Outdoor Unit-Air-Source) | HMH72B341 |  |  | XAHB30CXXN1+TXV | TP9C060B12MP13 | 31600 | 16.5 | 8.1 | 32800 | 23000 | 70.12% | 1.96 | 0 | 9 |  |  |  | No | R-410A | 2.6333 | Residential & Commercial | No
211386811 | Central HP <5.4 tons | FRASER-JOHNSTON | HRCU-A-CB (Split System: Heat Pump with Remote Outdoor Unit-Air-Source) | HMH72B341 |  |  | XAHC36DBCN1 | TM9Y080C16MP11 | 33800 | 16.5 | 8.1 | 33600 | 24000 | 71.43% | 2.04 | 0 | 9.5 |  |  |  | No | R-410A | 2.8167 | Residential & Commercial | No
211386936 | Central HP <5.4 tons | FRASER-JOHNSTON | HRCU-A-CB (Split System: Heat Pump with Remote Outdoor Unit-Air-Source) | HMH72B341 |  |  | XAHB36DBCN1 | TM9Y080B12MP11 | 33000 | 17 | 8.1 | 32800 | 23200 | 70.73% | 2 | 0 | 9.5 |  |  |  | No | R-410A | 2.75 | Residential & Commercial | No
215669860 | Central HP <5.4 tons | KENMORE | HRCU-A-CB (Split System: Heat Pump with Remote Outdoor Unit-Air-Source) | (C,H,T)5H0V36*K*AAA* |  |  | ESH5X36M12A*+WALLCON | *97CMN0601714B* | 33400 | 16 | 8.1 | 36000 | 25800 | 71.67% | 1.8 | 0 | 9 |  |  |  | No | R-454B | 2.7833 | Residential & Commercial | No
215669892 | Central HP <5.4 tons | KENMORE | HRCU-A-CB (Split System: Heat Pump with Remote Outdoor Unit-Air-Source) | (C,H,T)5H0V36*K*AAA* |  |  | ESH5X36M12A*+WALLCON | *97CMN1002122B* | 33800 | 16.5 | 8.5 | 35800 | 25400 | 70.95% | 1.76 | 0 | 9.5 |  |  |  | No | R-454B | 2.8167 | Residential & Commercial | No
215669924 | Central HP <5.4 tons | KENMORE | HRCU-A-CB (Split System: Heat Pump with Remote Outdoor Unit-Air-Source) | (C,H,T)5H0V36*K*AAA* |  |  | ESH5X36M12A*+WALLCON | *96CTN1002122B* | 33800 | 16.5 | 8.5 | 35800 | 25400 | 70.95% | 1.76 | 0 | 9.5 |  |  |  | No | R-454B | 2.8167 | Residential & Commercial | No
211387020 | Central HP <5.4 tons | FRASER-JOHNSTON | HRCU-A-CB (Split System: Heat Pump with Remote Outdoor Unit-Air-Source) | HMH72B341 |  |  | XAFB36DBCN1 | TM9Y080B12MP11 | 33600 | 17.5 | 8.5 | 33400 | 23600 | 70.66% | 2.04 | 0 | 9.5 |  |  |  | No | R-410A | 2.8 | Residential & Commercial | No
211387471 | Central HP <5.4 tons | FRASER-JOHNSTON | HRCU-A-CB (Split System: Heat Pump with Remote Outdoor Unit-Air-Source) | HMH72B341 |  |  | XAHC30CXXN1+TXV | TM9V100C16MP12 | 32400 | 17 | 8.1 | 32800 | 23000 | 70.12% | 2 | 0 | 9.5 |  |  |  | No | R-410A | 2.7 | Residential & Commercial | No
211385903 | Central HP <5.4 tons | FRASER-JOHNSTON | HRCU-A-CB (Split System: Heat Pump with Remote Outdoor Unit-Air-Source) | HMH72B341 |  |  | XAUC48FXXN1+TXV | TMLE080C16MP11 | 33400 | 17 | 8.5 | 32200 | 23400 | 72.67% | 2.06 | 0 | 9.5 |  |  |  | No | R-410A | 2.7833 | Residential & Commercial | No
211398568 | Central HP <5.4 tons | COLEMAN | HRCU-A-CB (Split System: Heat Pump with Remote Outdoor Unit-Air-Source) | HMH72B341 |  |  | XAFC48FBCN1 | TMLE100C16MP11 | 33600 | 17 | 8.5 | 32400 | 23600 | 72.84% | 2.06 | 0 | 9.5 |  |  |  | No | R-410A | 2.8 | Residential & Commercial | No
211398768 | Central HP <5.4 tons | COLEMAN | HRCU-A-CB (Split System: Heat Pump with Remote Outdoor Unit-Air-Source) | HMH72B341 |  |  | XAHD48FBCN1 | TM8E080C16MP11 | 32800 | 16.5 | 8.5 | 31600 | 23000 | 72.78% | 2.02 | 0 | 9.5 |  |  |  | No | R-410A | 2.7333 | Residential & Commercial | No
211398795 | Central HP <5.4 tons | COLEMAN | HRCU-A-CB (Split System: Heat Pump with Remote Outdoor Unit-Air-Source) | HMH72B341 |  |  | XAHC48FXXN1+TXV | TM8E080C16MP11 | 32800 | 16.5 | 8.5 | 31600 | 23000 | 72.78% | 2.04 | 0 | 9.5 |  |  |  | No | R-410A | 2.7333 | Residential & Commercial | No
211398847 | Central HP <5.4 tons | COLEMAN | HRCU-A-CB (Split System: Heat Pump with Remote Outdoor Unit-Air-Source) | HMH72B341 |  |  | XAFD48FXXN1+TXV | TM8E080C16MP11 | 33400 | 17 | 8.5 | 32200 | 23400 | 72.67% | 2.06 | 0 | 9.5 |  |  |  | No | R-410A | 2.7833 | Residential & Commercial | No
211385917 | Central HP <5.4 tons | FRASER-JOHNSTON | HRCU-A-CB (Split System: Heat Pump with Remote Outdoor Unit-Air-Source) | HMH72B341 |  |  | XAHC48FXXN1+TXV | TM8E080B12MP11 | 32800 | 16.5 | 8.1 | 32400 | 23800 | 73.46% | 2 | 0 | 9 |  |  |  | No | R-410A | 2.7333 | Residential & Commercial | No
211387566 | Central HP <5.4 tons | FRASER-JOHNSTON | HRCU-A-CB (Split System: Heat Pump with Remote Outdoor Unit-Air-Source) | HMH72B341 |  |  | XAHC36DXXN1+TXV | TM9V080C16MP12 | 33400 | 17 | 8.1 | 33200 | 23400 | 70.48% | 2.04 | 0 | 9.5 |  |  |  | No | R-410A | 2.7833 | Residential & Commercial | No
211386421 | Central HP <5.4 tons | FRASER-JOHNSTON | HRCU-A-CB (Split System: Heat Pump with Remote Outdoor Unit-Air-Source) | HMH72B341 |  |  | XAFD48FBCN1 | TL8E100C20UH11 | 34000 | 16.5 | 8.5 | 32400 | 23800 | 73.46% | 2.1 | 0 | 9.5 |  |  |  | No | R-410A | 2.8333 | Residential & Commercial | No
211386921 | Central HP <5.4 tons | FRASER-JOHNSTON | HRCU-A-CB (Split System: Heat Pump with Remote Outdoor Unit-Air-Source) | HMH72B341 |  |  | XAHB36DXXN1+TXV | TM9Y080B12MP11 | 33000 | 17 | 8.1 | 32800 | 23200 | 70.73% | 2 | 0 | 9.5 |  |  |  | No | R-410A | 2.75 | Residential & Commercial | No
211388495 | Central HP <5.4 tons | COLEMAN | HRCU-A-CB (Split System: Heat Pump with Remote Outdoor Unit-Air-Source) | HMH72B341 |  |  | XAFB36DXXN1+TXV | TM9V040A10MP12 | 33200 | 17 | 8.1 | 33200 | 23400 | 70.48% | 2 | 0 | 9.5 |  |  |  | No | R-410A | 2.7667 | Residential & Commercial | No
211388798 | Central HP <5.4 tons | COLEMAN | HRCU-A-CB (Split System: Heat Pump with Remote Outdoor Unit-Air-Source) | HMH72B341 |  |  | XAHB36DBCN1 | TM9E080B12MP12 | 33200 | 17 | 8.1 | 33200 | 23400 | 70.48% | 2 | 0 | 9.5 |  |  |  | No | R-410A | 2.7667 | Residential & Commercial | No
211388994 | Central HP <5.4 tons | COLEMAN | HRCU-A-CB (Split System: Heat Pump with Remote Outdoor Unit-Air-Source) | HMH72B341 |  |  | XAHB36DBCN1 | TM9E060B12MP12 | 33200 | 17 | 8.1 | 33200 | 23600 | 71.08% | 2 | 0 | 9.5 |  |  |  | No | R-410A | 2.7667 | Residential & Commercial | No
211394031 | Central HP <5.4 tons | COLEMAN | HRCU-A-CB (Split System: Heat Pump with Remote Outdoor Unit-Air-Source) | HMH72B341 |  |  | XAHC48FBCN1 | TM9Y080C16MP11 | 33200 | 17 | 8.1 | 32400 | 23600 | 72.84% | 2.02 | 0 | 9 |  |  |  | No | R-410A | 2.7667 | Residential & Commercial | No
211394567 | Central HP <5.4 tons | COLEMAN | HRCU-A-CB (Split System: Heat Pump with Remote Outdoor Unit-Air-Source) | HMH72B341 |  |  | XAFD48FBCN1 | TP9C100C20MP13 | 34000 | 16.5 | 8.5 | 33000 | 24200 | 73.33% | 2.1 | 0 | 9 |  |  |  | No | R-410A | 2.8333 | Residential & Commercial | No
211385856 | Central HP <5.4 tons | FRASER-JOHNSTON | HRCU-A-CB (Split System: Heat Pump with Remote Outdoor Unit-Air-Source) | HMH72B341 |  |  | XAFC48FBCN1 | TM8E080C16MP11 | 33400 | 17 | 8.5 | 32200 | 23400 | 72.67% | 2.06 | 0 | 9.5 |  |  |  | No | R-410A | 2.7833 | Residential & Commercial | No
211389601 | Central HP <5.4 tons | COLEMAN | HRCU-A-CB (Split System: Heat Pump with Remote Outdoor Unit-Air-Source) | HMH72B341 |  |  | XAHC36DXXN1+TXV | TM8Y080B12MP11 | 33200 | 17.5 | 8.1 | 32800 | 23200 | 70.73% | 2.02 | 0 | 9.5 |  |  |  | No | R-410A | 2.7667 | Residential & Commercial | No
211389631 | Central HP <5.4 tons | COLEMAN | HRCU-A-CB (Split System: Heat Pump with Remote Outdoor Unit-Air-Source) | HMH72B341 |  |  | XAHC30CXXN1+TXV | TM8Y080B12MP11 | 32000 | 17.5 | 8.1 | 32400 | 22800 | 70.37% | 1.98 | 0 | 9.5 |  |  |  | No | R-410A | 2.6667 | Residential & Commercial | No
211389816 | Central HP <5.4 tons | COLEMAN | HRCU-A-CB (Split System: Heat Pump with Remote Outdoor Unit-Air-Source) | HMH72B341 |  |  | XAHB36DBCN1 | TM8Y060A12MP11 | 32800 | 17.5 | 8.1 | 32600 | 23000 | 70.55% | 1.98 | 0 | 9.5 |  |  |  | No | R-410A | 2.7333 | Residential & Commercial | No
215669280 | Central HP <5.4 tons | KENMORE | HRCU-A-CB (Split System: Heat Pump with Remote Outdoor Unit-Air-Source) | (C,H,T)5H0V36*K*AAA* |  |  | EA*5X48M21A*+WALLCON | *96CTN0801714B* | 33600 | 18 | 9 | 35200 | 25200 | 71.59% | 1.88 | 0 | 9.5 |  |  |  | No | R-454B | 2.8 | Residential & Commercial | No
215669200 | Central HP <5.4 tons | KENMORE | HRCU-A-CB (Split System: Heat Pump with Remote Outdoor Unit-Air-Source) | (C,H,T)5H0V36*K*AAA* |  |  | EA*5X48M21A*+WALLCON | *95CSU0802120B* | 33800 | 17.5 | 9 | 35000 | 25000 | 71.43% | 1.88 | 0 | 9.5 |  |  |  | No | R-454B | 2.8167 | Residential & Commercial | No
212978543 | Central HP <5.4 tons | CARRIER | HRCU-A-CB (Split System: Heat Pump with Remote Outdoor Unit-Air-Source) | 38MURAQ30AB3* |  |  | CAP**4221AL* | 58S(B,C)*B070M17**12 | 29800 | 15.2 | 8.1 | 34200 | 27600 | 80.7% | 1.8 | 0 | 9 |  |  |  | No | R-410A | 2.4833 | Residential & Commercial | No
211390117 | Central HP <5.4 tons | COLEMAN | HRCU-A-CB (Split System: Heat Pump with Remote Outdoor Unit-Air-Source) | HMH72B341 |  |  | XAHC30CXXN1+TXV | TPLC080C16MP13 | 32400 | 17 | 8.1 | 32400 | 22800 | 70.37% | 2 | 0 | 9.5 |  |  |  | No | R-410A | 2.7 | Residential & Commercial | No
211398861 | Central HP <5.4 tons | COLEMAN | HRCU-A-CB (Split System: Heat Pump with Remote Outdoor Unit-Air-Source) | HMH72B341 |  |  | XAFD48FXXN1+TXV | TMLE080C16MP11 | 33400 | 17 | 8.5 | 32200 | 23400 | 72.67% | 2.06 | 0 | 9.5 |  |  |  | No | R-410A | 2.7833 | Residential & Commercial | No
211397468 | Central HP <5.4 tons | COLEMAN | HRCU-A-CB (Split System: Heat Pump with Remote Outdoor Unit-Air-Source) | HMH72B341 |  |  | XAHC48FBCN1 | TMLV100C16MP12 | 33600 | 16.5 | 8.5 | 32400 | 23800 | 73.46% | 2.06 | 0 | 9 |  |  |  | No | R-410A | 2.8 | Residential & Commercial | No
211386068 | Central HP <5.4 tons | FRASER-JOHNSTON | HRCU-A-CB (Split System: Heat Pump with Remote Outdoor Unit-Air-Source) | HMH72B341 |  |  | XAHD48FBCN1 | TL9E100C20UH11 | 33400 | 15.5 | 8.5 | 32000 | 23400 | 73.12% | 2.04 | 0 | 9 |  |  |  | No | R-410A | 2.7833 | Residential & Commercial | No
211386545 | Central HP <5.4 tons | FRASER-JOHNSTON | HRCU-A-CB (Split System: Heat Pump with Remote Outdoor Unit-Air-Source) | HMH72B341 |  |  | XAFD48FBCN1 | TL8E080C16UH11 | 34000 | 16.5 | 8.5 | 32600 | 24000 | 73.62% | 2.08 | 0 | 9.5 |  |  |  | No | R-410A | 2.8333 | Residential & Commercial | No
211386041 | Central HP <5.4 tons | FRASER-JOHNSTON | HRCU-A-CB (Split System: Heat Pump with Remote Outdoor Unit-Air-Source) | HMH72B341 |  |  | XAUC48FXXN1+TXV | TMLE080B12MP11 | 33400 | 17 | 8.5 | 32400 | 23800 | 73.46% | 2.04 | 0 | 9 |  |  |  | No | R-410A | 2.7833 | Residential & Commercial | No
211386825 | Central HP <5.4 tons | FRASER-JOHNSTON | HRCU-A-CB (Split System: Heat Pump with Remote Outdoor Unit-Air-Source) | HMH72B341 |  |  | XAHC30CXXN1+TXV | TM9Y080C16MP11 | 32400 | 17.5 | 8.1 | 33000 | 23200 | 70.3% | 2 | 0 | 9.5 |  |  |  | No | R-410A | 2.7 | Residential & Commercial | No
211388029 | Central HP <5.4 tons | FRASER-JOHNSTON | HRCU-A-CB (Split System: Heat Pump with Remote Outdoor Unit-Air-Source) | HMH72B341 |  |  | XAHC36DXXN1+TXV | TM9V060B12MP12 | 33200 | 17 | 8.1 | 33400 | 23800 | 71.26% | 2 | 0 | 9.5 |  |  |  | No | R-410A | 2.7667 | Residential & Commercial | No
215669956 | Central HP <5.4 tons | KENMORE | HRCU-A-CB (Split System: Heat Pump with Remote Outdoor Unit-Air-Source) | (C,H,T)5H0V36*K*AAA* |  |  | ESH5X42M12A*+WALLCON | *80CSU1002120A* | 34000 | 16 | 8.5 | 35600 | 25400 | 71.35% | 1.78 | 0 | 9.5 |  |  |  | No | R-454B | 2.8333 | Residential & Commercial | No
215669988 | Central HP <5.4 tons | KENMORE | HRCU-A-CB (Split System: Heat Pump with Remote Outdoor Unit-Air-Source) | (C,H,T)5H0V36*K*AAA* |  |  | ESH5X42M12A*+WALLCON | *80CTL0702120B* | 34000 | 16.5 | 8.5 | 35600 | 25400 | 71.35% | 1.76 | 0 | 9.5 |  |  |  | No | R-454B | 2.8333 | Residential & Commercial | No
215669270 | Central HP <5.4 tons | KENMORE | HRCU-A-CB (Split System: Heat Pump with Remote Outdoor Unit-Air-Source) | (C,H,T)5H0V36*K*AAA* |  |  | EA*5X48M21A*+WALLCON | *96CTN0601714B* | 33600 | 17.5 | 9 | 35200 | 25400 | 72.16% | 1.88 | 0 | 9.5 |  |  |  | No | R-454B | 2.8 | Residential & Commercial | No
211386257 | Central HP <5.4 tons | FRASER-JOHNSTON | HRCU-A-CB (Split System: Heat Pump with Remote Outdoor Unit-Air-Source) | HMH72B341 |  |  | XAFC48FXXN1+TXV | TL9E080C16UH11 | 34000 | 16.5 | 8.5 | 32800 | 24200 | 73.78% | 2.08 | 0 | 9 |  |  |  | No | R-410A | 2.8333 | Residential & Commercial | No
211393881 | Central HP <5.4 tons | COLEMAN | HRCU-A-CB (Split System: Heat Pump with Remote Outdoor Unit-Air-Source) | HMH72B341 |  |  | XAHC48FXXN1+TXV | TM9Y100C16MP11 | 33200 | 17 | 8.1 | 32400 | 23600 | 72.84% | 2.02 | 0 | 9 |  |  |  | No | R-410A | 2.7667 | Residential & Commercial | No
211394458 | Central HP <5.4 tons | COLEMAN | HRCU-A-CB (Split System: Heat Pump with Remote Outdoor Unit-Air-Source) | HMH72B341 |  |  | XAHC48FXXN1+TXV | TM9V100C20MP12 | 33200 | 17 | 8.5 | 32000 | 23400 | 73.12% | 2.04 | 0 | 9 |  |  |  | No | R-410A | 2.7667 | Residential & Commercial | No
211395435 | Central HP <5.4 tons | COLEMAN | HRCU-A-CB (Split System: Heat Pump with Remote Outdoor Unit-Air-Source) | HMH72B341 |  |  | XAUC48FXXN1+TXV | CP9C080C16MP13 | 33400 | 16.5 | 8.5 | 32400 | 23600 | 72.84% | 2.06 | 0 | 9.5 |  |  |  | No | R-410A | 2.7833 | Residential & Commercial | No
211396487 | Central HP <5.4 tons | COLEMAN | HRCU-A-CB (Split System: Heat Pump with Remote Outdoor Unit-Air-Source) | HMH72B341 |  |  | XAHD48FBCN1 | TM8Y100C20MP11 | 33800 | 16.5 | 8.5 | 32400 | 23800 | 73.46% | 2.06 | 0 | 9 |  |  |  | No | R-410A | 2.8167 | Residential & Commercial | No
211390150 | Central HP <5.4 tons | COLEMAN | HRCU-A-CB (Split System: Heat Pump with Remote Outdoor Unit-Air-Source) | HMH72B341 |  |  | XAHC30CXXN1+TXV | CPLC100C16MP13 | 32400 | 17 | 8.1 | 32400 | 22800 | 70.37% | 2 | 0 | 9.5 |  |  |  | No | R-410A | 2.7 | Residential & Commercial | No
211390318 | Central HP <5.4 tons | COLEMAN | HRCU-A-CB (Split System: Heat Pump with Remote Outdoor Unit-Air-Source) | HMH72B341 |  |  | XAFC30CXXN1+TXV | TM8V100C16MP12 | 33000 | 17.5 | 8.5 | 33000 | 23200 | 70.3% | 2.04 | 0 | 9.5 |  |  |  | No | R-410A | 2.75 | Residential & Commercial | No
211391455 | Central HP <5.4 tons | COLEMAN | HRCU-A-CB (Split System: Heat Pump with Remote Outdoor Unit-Air-Source) | HMH72B341 |  |  | XAHC30CXXN1+TXV | TM8E100C16MP11 | 32200 | 16.5 | 8.1 | 32400 | 22800 | 70.37% | 2 | 0 | 9.5 |  |  |  | No | R-410A | 2.6833 | Residential & Commercial | No
211386325 | Central HP <5.4 tons | FRASER-JOHNSTON | HRCU-A-CB (Split System: Heat Pump with Remote Outdoor Unit-Air-Source) | HMH72B341 |  |  | XAFC48FXXN1+TXV | TL9E060B12UH11 | 33200 | 17 | 8.1 | 32600 | 24000 | 73.62% | 2.02 | 0 | 9 |  |  |  | No | R-410A | 2.7667 | Residential & Commercial | No
211386893 | Central HP <5.4 tons | FRASER-JOHNSTON | HRCU-A-CB (Split System: Heat Pump with Remote Outdoor Unit-Air-Source) | HMH72B341 |  |  | XAHC36DBCN1 | TM9Y080B12MP11 | 33400 | 17.5 | 8.1 | 33600 | 24000 | 71.43% | 2.02 | 0 | 9.5 |  |  |  | No | R-410A | 2.7833 | Residential & Commercial | No
211387007 | Central HP <5.4 tons | FRASER-JOHNSTON | HRCU-A-CB (Split System: Heat Pump with Remote Outdoor Unit-Air-Source) | HMH72B341 |  |  | XAFB36DXXN1+TXV | TM9Y080B12MP11 | 33600 | 17.5 | 8.5 | 33400 | 23600 | 70.66% | 2.04 | 0 | 9.5 |  |  |  | No | R-410A | 2.8 | Residential & Commercial | No
211387211 | Central HP <5.4 tons | FRASER-JOHNSTON | HRCU-A-CB (Split System: Heat Pump with Remote Outdoor Unit-Air-Source) | HMH72B341 |  |  | XAFB36DBCN1 | TM9Y060B12MP11 | 33600 | 16.5 | 8.5 | 33400 | 23600 | 70.66% | 2.04 | 0 | 9.5 |  |  |  | No | R-410A | 2.8 | Residential & Commercial | No
211387438 | Central HP <5.4 tons | FRASER-JOHNSTON | HRCU-A-CB (Split System: Heat Pump with Remote Outdoor Unit-Air-Source) | HMH72B341 |  |  | XAHC36DBCN1 | TM9V100C16MP12 | 33800 | 17 | 8.1 | 33400 | 23600 | 70.66% | 2.06 | 0 | 9.5 |  |  |  | No | R-410A | 2.8167 | Residential & Commercial | No
211387763 | Central HP <5.4 tons | FRASER-JOHNSTON | HRCU-A-CB (Split System: Heat Pump with Remote Outdoor Unit-Air-Source) | HMH72B341 |  |  | XAHB36DBCN1 | TM9V080B12MP12 | 33200 | 16.5 | 8.1 | 33400 | 23600 | 70.66% | 2 | 0 | 9.5 |  |  |  | No | R-410A | 2.7667 | Residential & Commercial | No
211385970 | Central HP <5.4 tons | FRASER-JOHNSTON | HRCU-A-CB (Split System: Heat Pump with Remote Outdoor Unit-Air-Source) | HMH72B341 |  |  | XAFC48FXXN1+TXV | TM8E080B12MP11 | 33400 | 17 | 8.5 | 32400 | 23800 | 73.46% | 2.04 | 0 | 9 |  |  |  | No | R-410A | 2.7833 | Residential & Commercial | No
211396873 | Central HP <5.4 tons | COLEMAN | HRCU-A-CB (Split System: Heat Pump with Remote Outdoor Unit-Air-Source) | HMH72B341 |  |  | XAFD48FBCN1 | TM8Y080C16MP11 | 34000 | 17.5 | 8.5 | 33200 | 24400 | 73.49% | 2.08 | 0 | 9 |  |  |  | No | R-410A | 2.8333 | Residential & Commercial | No
211397666 | Central HP <5.4 tons | COLEMAN | HRCU-A-CB (Split System: Heat Pump with Remote Outdoor Unit-Air-Source) | HMH72B341 |  |  | XAFD48FBCN1 | TPLC100C16MP13 | 34000 | 16.5 | 8.5 | 33000 | 24400 | 73.94% | 2.1 | 0 | 9 |  |  |  | No | R-410A | 2.8333 | Residential & Commercial | No
211397732 | Central HP <5.4 tons | COLEMAN | HRCU-A-CB (Split System: Heat Pump with Remote Outdoor Unit-Air-Source) | HMH72B341 |  |  | XAFC48FXXN1+TXV | TPLC080C16MP13 | 34000 | 16.5 | 8.5 | 33200 | 24400 | 73.49% | 2.1 | 0 | 9 |  |  |  | No | R-410A | 2.8333 | Residential & Commercial | No
211398445 | Central HP <5.4 tons | COLEMAN | HRCU-A-CB (Split System: Heat Pump with Remote Outdoor Unit-Air-Source) | HMH72B341 |  |  | XAHC48FBCN1 | TMLE100C16MP11 | 33000 | 17 | 8.5 | 31800 | 23200 | 72.96% | 2.04 | 0 | 9.5 |  |  |  | No | R-410A | 2.75 | Residential & Commercial | No
211386435 | Central HP <5.4 tons | FRASER-JOHNSTON | HRCU-A-CB (Split System: Heat Pump with Remote Outdoor Unit-Air-Source) | HMH72B341 |  |  | XAFC48FXXN1+TXV | TL8E100C20UH11 | 34000 | 16.5 | 8.5 | 32400 | 23800 | 73.46% | 2.1 | 0 | 9.5 |  |  |  | No | R-410A | 2.8333 | Residential & Commercial | No
211386519 | Central HP <5.4 tons | FRASER-JOHNSTON | HRCU-A-CB (Split System: Heat Pump with Remote Outdoor Unit-Air-Source) | HMH72B341 |  |  | XAHC48FBCN1 | TL8E080C16UH11 | 33600 | 16.5 | 8.1 | 32600 | 24200 | 74.23% | 2.04 | 0 | 9 |  |  |  | No | R-410A | 2.8 | Residential & Commercial | No
211387844 | Central HP <5.4 tons | FRASER-JOHNSTON | HRCU-A-CB (Split System: Heat Pump with Remote Outdoor Unit-Air-Source) | HMH72B341 |  |  | XAFC30CXXN1+TXV | TM9V080B12MP12 | 32800 | 17 | 8.1 | 33600 | 23600 | 70.24% | 2.02 | 0 | 9.5 |  |  |  | No | R-410A | 2.7333 | Residential & Commercial | No
215670214 | Central HP <5.4 tons | KENMORE | HRCU-A-CB (Split System: Heat Pump with Remote Outdoor Unit-Air-Source) | (C,H,T)5H0V36*K*AAA* |  |  | ESH5X48M12A*+WALLCON | *80CTL0902120B* | 34200 | 17 | 8.5 | 35400 | 25200 | 71.19% | 1.9 | 0 | 9.5 |  |  |  | No | R-454B | 2.85 | Residential & Commercial | No
213296809 | Central HP <5.4 tons | LUXAIRE | HRCU-A-CB (Split System: Heat Pump with Remote Outdoor Unit-Air-Source) | HMH72B341 |  |  | XAFC36DBCN1 | Z9ES100C16SMPS1 | 34000 | 16.5 | 8.1 | 33400 | 24000 | 71.86% | 2.08 | 0 | 9.5 |  |  |  | No | R-410A | 2.8333 | Residential & Commercial | No
213296844 | Central HP <5.4 tons | LUXAIRE | HRCU-A-CB (Split System: Heat Pump with Remote Outdoor Unit-Air-Source) | HMH72B341 |  |  | XAHC30CXXN1+TXV | Z8ET080C16LMPS1 | 32800 | 18.5 | 8.5 | 32000 | 22800 | 71.25% | 2.04 | 0 | 9.5 |  |  |  | No | R-410A | 2.7333 | Residential & Commercial | No
211392023 | Central HP <5.4 tons | COLEMAN | HRCU-A-CB (Split System: Heat Pump with Remote Outdoor Unit-Air-Source) | HMH72B341 |  |  | XAHC30CXXN1+TXV | TM8E080C16MP11 | 32200 | 17.5 | 8.1 | 32400 | 22800 | 70.37% | 2 | 0 | 9.5 |  |  |  | No | R-410A | 2.6833 | Residential & Commercial | No
211392038 | Central HP <5.4 tons | COLEMAN | HRCU-A-CB (Split System: Heat Pump with Remote Outdoor Unit-Air-Source) | HMH72B341 |  |  | XAHC30CXXN1+TXV | TMLE080C16MP11 | 32200 | 17.5 | 8.1 | 32400 | 22800 | 70.37% | 2 | 0 | 9.5 |  |  |  | No | R-410A | 2.6833 | Residential & Commercial | No
211392707 | Central HP <5.4 tons | COLEMAN | HRCU-A-CB (Split System: Heat Pump with Remote Outdoor Unit-Air-Source) | HMH72B341 |  |  | XAUB30CXXN1+TXV | TM8E060A12MP11 | 32800 | 17.5 | 8.1 | 33400 | 23400 | 70.06% | 2.02 | 0 | 9.5 |  |  |  | No | R-410A | 2.7333 | Residential & Commercial | No
211386011 | Central HP <5.4 tons | FRASER-JOHNSTON | HRCU-A-CB (Split System: Heat Pump with Remote Outdoor Unit-Air-Source) | HMH72B341 |  |  | XAUC48FXXN1+TXV | TM8E080B12MP11 | 33400 | 17 | 8.5 | 32400 | 23800 | 73.46% | 2.04 | 0 | 9 |  |  |  | No | R-410A | 2.7833 | Residential & Commercial | No
211386111 | Central HP <5.4 tons | FRASER-JOHNSTON | HRCU-A-CB (Split System: Heat Pump with Remote Outdoor Unit-Air-Source) | HMH72B341 |  |  | XAFD48FXXN1+TXV | TL9E100C20UH11 | 34000 | 16 | 8.5 | 32400 | 23800 | 73.46% | 2.08 | 0 | 9.5 |  |  |  | No | R-410A | 2.8333 | Residential & Commercial | No
215669844 | Central HP <5.4 tons | KENMORE | HRCU-A-CB (Split System: Heat Pump with Remote Outdoor Unit-Air-Source) | (C,H,T)5H0V36*K*AAA* |  |  | ESH5X36M12A*+WALLCON | *95CSU0802120B* | 33600 | 16 | 8.5 | 35800 | 25400 | 70.95% | 1.76 | 0 | 9.5 |  |  |  | No | R-454B | 2.8 | Residential & Commercial | No
215669764 | Central HP <5.4 tons | KENMORE | HRCU-A-CB (Split System: Heat Pump with Remote Outdoor Unit-Air-Source) | (C,H,T)5H0V36*K*AAA* |  |  | ESH5X36M12A*+WALLCON | *80CSU1002120A* | 33600 | 16 | 8.5 | 35800 | 25400 | 70.95% | 1.78 | 0 | 9.5 |  |  |  | No | R-454B | 2.8 | Residential & Commercial | No
215669780 | Central HP <5.4 tons | KENMORE | HRCU-A-CB (Split System: Heat Pump with Remote Outdoor Unit-Air-Source) | (C,H,T)5H0V36*K*AAA* |  |  | ESH5X36M12A*+WALLCON | *80CTL0701412B* | 33400 | 16.5 | 8.5 | 35800 | 25600 | 71.51% | 1.76 | 0 | 9 |  |  |  | No | R-454B | 2.7833 | Residential & Commercial | No
215669110 | Central HP <5.4 tons | KENMORE | HRCU-A-CB (Split System: Heat Pump with Remote Outdoor Unit-Air-Source) | (C,H,T)5H0V36*K*AAA* |  |  | EA*5X48M21A*+WALLCON | *80CSU0601716A* | 33800 | 18 | 9 | 35000 | 25200 | 72% | 1.88 | 0 | 9.5 |  |  |  | No | R-454B | 2.8167 | Residential & Commercial | No
215669240 | Central HP <5.4 tons | KENMORE | HRCU-A-CB (Split System: Heat Pump with Remote Outdoor Unit-Air-Source) | (C,H,T)5H0V36*K*AAA* |  |  | EA*5X48M21A*+WALLCON | *97CMN0801714B* | 33600 | 17.5 | 9 | 35200 | 25200 | 71.59% | 1.88 | 0 | 9.5 |  |  |  | No | R-454B | 2.8 | Residential & Commercial | No
211386361 | Central HP <5.4 tons | FRASER-JOHNSTON | HRCU-A-CB (Split System: Heat Pump with Remote Outdoor Unit-Air-Source) | HMH72B341 |  |  | XAHD48FXXN1+TXV | TL8E100C20UH11 | 33400 | 16 | 8.5 | 32000 | 23200 | 72.5% | 2.06 | 0 | 9.5 |  |  |  | No | R-410A | 2.7833 | Residential & Commercial | No
211386686 | Central HP <5.4 tons | FRASER-JOHNSTON | HRCU-A-CB (Split System: Heat Pump with Remote Outdoor Unit-Air-Source) | HMH72B341 |  |  | XAHC36DXXN1+TXV | TM9Y100C20MP11 | 34000 | 15.5 | 8.1 | 34000 | 24400 | 71.76% | 2.06 | 0 | 9.5 |  |  |  | No | R-410A | 2.8333 | Residential & Commercial | No
211387349 | Central HP <5.4 tons | LUXAIRE | HRCU-A-CB (Split System: Heat Pump with Remote Outdoor Unit-Air-Source) | HMH72B341 |  |  | XAFC36DBCN1 | TP9C100C20MP13 | 34000 | 17.5 | 8.1 | 34000 | 24800 | 72.94% | 2.12 | 0 | 9.5 |  |  |  | No | R-410A | 2.8333 | Residential & Commercial | No
211387406 | Central HP <5.4 tons | FRASER-JOHNSTON | HRCU-A-CB (Split System: Heat Pump with Remote Outdoor Unit-Air-Source) | HMH72B341 |  |  | XAHC36DXXN1+TXV | TM9V100C16MP12 | 33800 | 17 | 8.1 | 33400 | 23600 | 70.66% | 2.06 | 0 | 9.5 |  |  |  | No | R-410A | 2.8167 | Residential & Commercial | No
214779330 | Central HP <5.4 tons | TCL | HRCU-A-CB (Split System: Heat Pump with Remote Outdoor Unit-Air-Source) | THH36HAI2NAF2U23 |  |  | A4AH5V30A1B3 + DF |  | 28000 | 15.2 | 8.5 | 28000 | 21000 | 75% | 1.9 | 0 | 9.8 |  |  |  | No | R-410A | 2.3333 | Residential & Commercial | No
212510680 | Central HP <5.4 tons | TCL | HRCU-A-CB (Split System: Heat Pump with Remote Outdoor Unit-Air-Source) | THH36HAI2NAF2U23 |  |  | 4TXCB006DS3 | A952V080BU4SAD | 30000 | 15.2 | 8.1 | 27000 | 19000 | 70.37% | 1.75 | 0 | 9.8 |  |  |  | No | R-410A | 2.5 | Residential & Commercial | No
211387731 | Central HP <5.4 tons | FRASER-JOHNSTON | HRCU-A-CB (Split System: Heat Pump with Remote Outdoor Unit-Air-Source) | HMH72B341 |  |  | XAHC30CXXN1+TXV | TP9C080B12MP13 | 32000 | 16.5 | 8.1 | 33000 | 23200 | 70.3% | 1.98 | 0 | 9 |  |  |  | No | R-410A | 2.6667 | Residential & Commercial | No
211386285 | Central HP <5.4 tons | FRASER-JOHNSTON | HRCU-A-CB (Split System: Heat Pump with Remote Outdoor Unit-Air-Source) | HMH72B341 |  |  | XAUC48FXXN1+TXV | TL9E080C16UH11 | 34000 | 16.5 | 8.5 | 32800 | 24200 | 73.78% | 2.08 | 0 | 9 |  |  |  | No | R-410A | 2.8333 | Residential & Commercial | No
211386476 | Central HP <5.4 tons | FRASER-JOHNSTON | HRCU-A-CB (Split System: Heat Pump with Remote Outdoor Unit-Air-Source) | HMH72B341 |  |  | XAHD48FXXN1+TXV | TL8E080C16UH11 | 33600 | 16 | 8.1 | 32600 | 24200 | 74.23% | 2.04 | 0 | 9 |  |  |  | No | R-410A | 2.8 | Residential & Commercial | No
211386739 | Central HP <5.4 tons | FRASER-JOHNSTON | HRCU-A-CB (Split System: Heat Pump with Remote Outdoor Unit-Air-Source) | HMH72B341 |  |  | XAHC30CXXN1+TXV | TM9Y100C16MP11 | 32200 | 17.5 | 8.1 | 32400 | 22800 | 70.37% | 2 | 0 | 9.5 |  |  |  | No | R-410A | 2.6833 | Residential & Commercial | No
211387595 | Central HP <5.4 tons | FRASER-JOHNSTON | HRCU-A-CB (Split System: Heat Pump with Remote Outdoor Unit-Air-Source) | HMH72B341 |  |  | XAHC36DBCN1 | TP9C080C16MP13 | 33400 | 17 | 8.1 | 33200 | 23400 | 70.48% | 2.04 | 0 | 9.5 |  |  |  | No | R-410A | 2.7833 | Residential & Commercial | No
212382996 | Central HP <5.4 tons | CARRIER | HRCU-A-CB (Split System: Heat Pump with Remote Outdoor Unit-Air-Source) | 38MURAQ36AB3* |  |  | CAP**3617AL* | 58S(B,C)*A090E17**14 | 35600 | 15.5 | 8.1 | 39500 | 35200 | 89.11% | 1.84 | 0 | 9.5 |  |  |  | No | R-410A | 2.9667 | Residential & Commercial | No
212383229 | Central HP <5.4 tons | CARRIER | HRCU-A-CB (Split System: Heat Pump with Remote Outdoor Unit-Air-Source) | 38MURAQ36AB3* |  |  | CAP**3621AL* | 59SC5B080E21**20 | 35800 | 15.5 | 8.1 | 39500 | 35400 | 89.62% | 1.84 | 0 | 9.5 |  |  |  | No | R-410A | 2.9833 | Residential & Commercial | No
212383446 | Central HP <5.4 tons | CARRIER | HRCU-A-CB (Split System: Heat Pump with Remote Outdoor Unit-Air-Source) | 38MURAQ36AB3* |  |  | CAP**4221AL* | OVLAAB048112 | 35400 | 15.2 | 8.1 | 39500 | 35200 | 89.11% | 1.88 | 0 | 9.5 |  |  |  | No | R-410A | 2.95 | Residential & Commercial | No
212980898 | Central HP <5.4 tons | CARRIER | HRCU-A-CB (Split System: Heat Pump with Remote Outdoor Unit-Air-Source) | 38MURAQ30AB3* |  |  | CAP**3621AL* | 58S(B,C)*B110M21**20 | 30200 | 15.2 | 8.1 | 34400 | 27800 | 80.81% | 1.8 | 0 | 9 |  |  |  | No | R-410A | 2.5167 | Residential & Commercial | No
211387113 | Central HP <5.4 tons | FRASER-JOHNSTON | HRCU-A-CB (Split System: Heat Pump with Remote Outdoor Unit-Air-Source) | HMH72B341 |  |  | XAHB36DXXN1+TXV | TM9Y060B12MP11 | 33000 | 17 | 8.1 | 33200 | 23400 | 70.48% | 1.98 | 0 | 9.5 |  |  |  | No | R-410A | 2.75 | Residential & Commercial | No
211387140 | Central HP <5.4 tons | FRASER-JOHNSTON | HRCU-A-CB (Split System: Heat Pump with Remote Outdoor Unit-Air-Source) | HMH72B341 |  |  | XAHB30CXXN1+TXV | TM9Y060B12MP11 | 31800 | 17 | 8.1 | 33000 | 23200 | 70.3% | 1.96 | 0 | 9 |  |  |  | No | R-410A | 2.65 | Residential & Commercial | No
211387606 | Central HP <5.4 tons | FRASER-JOHNSTON | HRCU-A-CB (Split System: Heat Pump with Remote Outdoor Unit-Air-Source) | HMH72B341 |  |  | XAHC30CXXN1+TXV | TM9V080C16MP12 | 32200 | 16.5 | 8.1 | 32800 | 23000 | 70.12% | 2 | 0 | 9.5 |  |  |  | No | R-410A | 2.6833 | Residential & Commercial | No
211387683 | Central HP <5.4 tons | FRASER-JOHNSTON | HRCU-A-CB (Split System: Heat Pump with Remote Outdoor Unit-Air-Source) | HMH72B341 |  |  | XAHC36DXXN1+TXV | TM9V080B12MP12 | 33200 | 17 | 8.1 | 33200 | 23400 | 70.48% | 2.02 | 0 | 9.5 |  |  |  | No | R-410A | 2.7667 | Residential & Commercial | No
211385982 | Central HP <5.4 tons | FRASER-JOHNSTON | HRCU-A-CB (Split System: Heat Pump with Remote Outdoor Unit-Air-Source) | HMH72B341 |  |  | XAFC48FXXN1+TXV | TMLE080B12MP11 | 33400 | 17 | 8.5 | 32400 | 23800 | 73.46% | 2.04 | 0 | 9 |  |  |  | No | R-410A | 2.7833 | Residential & Commercial | No
211386299 | Central HP <5.4 tons | FRASER-JOHNSTON | HRCU-A-CB (Split System: Heat Pump with Remote Outdoor Unit-Air-Source) | HMH72B341 |  |  | XAHC48FXXN1+TXV | TL9E060B12UH11 | 32400 | 16.5 | 8.1 | 32000 | 23600 | 73.75% | 2 | 0 | 9 |  |  |  | No | R-410A | 2.7 | Residential & Commercial | No
211386097 | Central HP <5.4 tons | FRASER-JOHNSTON | HRCU-A-CB (Split System: Heat Pump with Remote Outdoor Unit-Air-Source) | HMH72B341 |  |  | XAHC48FBCN1 | TL9E100C20UH11 | 33400 | 15.5 | 8.5 | 32000 | 23400 | 73.12% | 2.04 | 0 | 9 |  |  |  | No | R-410A | 2.7833 | Residential & Commercial | No
213297569 | Central HP <5.4 tons | LUXAIRE | HRCU-A-CB (Split System: Heat Pump with Remote Outdoor Unit-Air-Source) | HMH72B341 |  |  | XAHC36DBCN1 | Z8ES100B12SMPS1 | 33400 | 17.5 | 8.1 | 32800 | 23200 | 70.73% | 2.02 | 0 | 9.5 |  |  |  | No | R-410A | 2.7833 | Residential & Commercial | No
215674152 | Central HP <5.4 tons | KENMORE | HRCU-A-CB (Split System: Heat Pump with Remote Outdoor Unit-Air-Source) | (C,H,T)5H0V48*K*AAA* |  |  | EA*5X48M21A*+WALLCON | *96CTN1002122B* | 44000 | 17.5 | 9 | 48500 | 34000 | 70.1% | 2.04 | 0 | 9.5 |  |  |  | No | R-454B | 3.6667 | Residential & Commercial | No
215674052 | Central HP <5.4 tons | KENMORE | HRCU-A-CB (Split System: Heat Pump with Remote Outdoor Unit-Air-Source) | (C,H,T)5H0V48*K*AAA* |  |  | EA*5X48M21A*+WALLCON | *80CTL0901716B* | 44000 | 17.5 | 9 | 48500 | 34200 | 70.52% | 2.06 | 0 | 9.5 |  |  |  | No | R-454B | 3.6667 | Residential & Commercial | No
215674102 | Central HP <5.4 tons | KENMORE | HRCU-A-CB (Split System: Heat Pump with Remote Outdoor Unit-Air-Source) | (C,H,T)5H0V48*K*AAA* |  |  | EA*5X48M21A*+WALLCON | *97CMN0602120B* | 44000 | 17 | 9 | 49000 | 34600 | 70.61% | 2.04 | 0 | 9.5 |  |  |  | No | R-454B | 3.6667 | Residential & Commercial | No
213297989 | Central HP <5.4 tons | LUXAIRE | HRCU-A-CB (Split System: Heat Pump with Remote Outdoor Unit-Air-Source) | HMH72B341 |  |  | XAHB36DBCN1 | Z8ES100B12SMPS1 | 33400 | 17.5 | 8.1 | 32800 | 23200 | 70.73% | 2.02 | 0 | 9.5 |  |  |  | No | R-410A | 2.7833 | Residential & Commercial | No
213297484 | Central HP <5.4 tons | LUXAIRE | HRCU-A-CB (Split System: Heat Pump with Remote Outdoor Unit-Air-Source) | HMH72B341 |  |  | XAFC30CXXN1+TXV | Z8ET120C20LMPS1 | 33600 | 18.5 | 8.5 | 33000 | 23400 | 70.91% | 2.06 | 0 | 9.5 |  |  |  | No | R-410A | 2.8 | Residential & Commercial | No
213297754 | Central HP <5.4 tons | LUXAIRE | HRCU-A-CB (Split System: Heat Pump with Remote Outdoor Unit-Air-Source) | HMH72B341 |  |  | XAHB30CXXN1+TXV | Z8ET080B12LMPS1 | 31800 | 18 | 8.1 | 32200 | 22600 | 70.19% | 2 | 0 | 9.5 |  |  |  | No | R-410A | 2.65 | Residential & Commercial | No
211386711 | Central HP <5.4 tons | LUXAIRE | HRCU-A-CB (Split System: Heat Pump with Remote Outdoor Unit-Air-Source) | HMH72B341 |  |  | XAHC36DXXN1+TXV | TM9Y100C16MP11 | 33800 | 16.5 | 8.1 | 33600 | 24000 | 71.43% | 2.04 | 0 | 9.5 |  |  |  | No | R-410A | 2.8167 | Residential & Commercial | No
211386736 | Central HP <5.4 tons | LUXAIRE | HRCU-A-CB (Split System: Heat Pump with Remote Outdoor Unit-Air-Source) | HMH72B341 |  |  | XAHC30CXXN1+TXV | TM9Y100C16MP11 | 32200 | 17.5 | 8.1 | 32400 | 22800 | 70.37% | 2 | 0 | 9.5 |  |  |  | No | R-410A | 2.6833 | Residential & Commercial | No
211387222 | Central HP <5.4 tons | LUXAIRE | HRCU-A-CB (Split System: Heat Pump with Remote Outdoor Unit-Air-Source) | HMH72B341 |  |  | XAUB36DXXN1+TXV | TM9Y060B12MP11 | 33600 | 16.5 | 8.5 | 33400 | 23600 | 70.66% | 2.04 | 0 | 9.5 |  |  |  | No | R-410A | 2.8 | Residential & Commercial | No
211387404 | Central HP <5.4 tons | LUXAIRE | HRCU-A-CB (Split System: Heat Pump with Remote Outdoor Unit-Air-Source) | HMH72B341 |  |  | XAHC36DXXN1+TXV | TM9V100C16MP12 | 33800 | 17 | 8.1 | 33400 | 23600 | 70.66% | 2.06 | 0 | 9.5 |  |  |  | No | R-410A | 2.8167 | Residential & Commercial | No
213297769 | Central HP <5.4 tons | LUXAIRE | HRCU-A-CB (Split System: Heat Pump with Remote Outdoor Unit-Air-Source) | HMH72B341 |  |  | XAFC30CXXN1+TXV | Z8ES120C16SMPS1 | 33600 | 18 | 8.5 | 33000 | 23400 | 70.91% | 2.06 | 0 | 9.5 |  |  |  | No | R-410A | 2.8 | Residential & Commercial | No
213296799 | Central HP <5.4 tons | LUXAIRE | HRCU-A-CB (Split System: Heat Pump with Remote Outdoor Unit-Air-Source) | HMH72B341 |  |  | XAUB30CXXN1+TXV | Z9ET080B12SMPS1 | 32600 | 18.5 | 8.1 | 33000 | 23400 | 70.91% | 2.02 | 0 | 9.5 |  |  |  | No | R-410A | 2.7167 | Residential & Commercial | No
211226290 | Central HP <5.4 tons | KEEPRITE | HRCU-A-CB (Split System: Heat Pump with Remote Outdoor Unit-Air-Source) | DLCURAH36ABK |  |  | EA*4X36L21A* | *80ES(N,L)1102120A* | 35200 | 16 | 8.1 | 38500 | 35200 | 91.43% | 1.82 | 0 | 9.5 |  |  |  | No | R-410A | 2.9333 | Residential & Commercial | No
211226416 | Central HP <5.4 tons | KEEPRITE | HRCU-A-CB (Split System: Heat Pump with Remote Outdoor Unit-Air-Source) | DLCURAH36ABK |  |  | EA*4X36L21A* | *96VTN1002120A* | 35600 | 15.5 | 8.1 | 39500 | 35200 | 89.11% | 1.84 | 0 | 9.5 |  |  |  | No | R-410A | 2.9667 | Residential & Commercial | No
211386950 | Central HP <5.4 tons | FRASER-JOHNSTON | HRCU-A-CB (Split System: Heat Pump with Remote Outdoor Unit-Air-Source) | HMH72B341 |  |  | XAHB30CXXN1+TXV | TM9Y080B12MP11 | 32000 | 17 | 8.1 | 33400 | 23400 | 70.06% | 1.98 | 0 | 9 |  |  |  | No | R-410A | 2.6667 | Residential & Commercial | No
211386765 | Central HP <5.4 tons | FRASER-JOHNSTON | HRCU-A-CB (Split System: Heat Pump with Remote Outdoor Unit-Air-Source) | HMH72B341 |  |  | XAFC36DBCN1 | TM9Y100C16MP11 | 34000 | 17 | 8.1 | 34000 | 24400 | 71.76% | 2.08 | 0 | 9.5 |  |  |  | No | R-410A | 2.8333 | Residential & Commercial | No
211395238 | Central HP <5.4 tons | FRASER-JOHNSTON | HRCU-A-CB (Split System: Heat Pump with Remote Outdoor Unit-Air-Source) | HMH72B341 |  |  | XAFD48FBCN1 | TM9V080C16MP12 | 33400 | 16.5 | 8.5 | 32400 | 23600 | 72.84% | 2.06 | 0 | 9.5 |  |  |  | No | R-410A | 2.7833 | Residential & Commercial | No
211389807 | Central HP <5.4 tons | FRASER-JOHNSTON | HRCU-A-CB (Split System: Heat Pump with Remote Outdoor Unit-Air-Source) | HMH72B341 |  |  | XAHB36DXXN1+TXV | TM8Y060A12MP11 | 32800 | 17.5 | 8.1 | 32600 | 23000 | 70.55% | 1.98 | 0 | 9.5 |  |  |  | No | R-410A | 2.7333 | Residential & Commercial | No
213297284 | Central HP <5.4 tons | LUXAIRE | HRCU-A-CB (Split System: Heat Pump with Remote Outdoor Unit-Air-Source) | HMH72B341 |  |  | XAUB30CXXN1+TXV | Z9ES060B12SMPS1 | 32400 | 17 | 8.1 | 33000 | 23200 | 70.3% | 2.02 | 0 | 9.5 |  |  |  | No | R-410A | 2.7 | Residential & Commercial | No
213296874 | Central HP <5.4 tons | LUXAIRE | HRCU-A-CB (Split System: Heat Pump with Remote Outdoor Unit-Air-Source) | HMH72B341 |  |  | XAFC36DXXN1+TXV | Z8ES120C16SMPS1 | 34000 | 18 | 8.5 | 33400 | 24400 | 73.05% | 2.12 | 0 | 9.5 |  |  |  | No | R-410A | 2.8333 | Residential & Commercial | No
213297259 | Central HP <5.4 tons | LUXAIRE | HRCU-A-CB (Split System: Heat Pump with Remote Outdoor Unit-Air-Source) | HMH72B341 |  |  | XAFC30CXXN1+TXV | Z9ES080C20SMPS1 | 33400 | 17.5 | 8.5 | 33000 | 23200 | 70.3% | 2.06 | 0 | 9.5 |  |  |  | No | R-410A | 2.7833 | Residential & Commercial | No
211389444 | Central HP <5.4 tons | FRASER-JOHNSTON | HRCU-A-CB (Split System: Heat Pump with Remote Outdoor Unit-Air-Source) | HMH72B341 |  |  | XAHC36DXXN1+TXV | TM8Y100C16MP11 | 34000 | 18 | 8.1 | 34000 | 24400 | 71.76% | 2.06 | 0 | 9.5 |  |  |  | No | R-410A | 2.8333 | Residential & Commercial | No
211389485 | Central HP <5.4 tons | FRASER-JOHNSTON | HRCU-A-CB (Split System: Heat Pump with Remote Outdoor Unit-Air-Source) | HMH72B341 |  |  | XAHC36DBCN1 | TM8Y080C16MP11 | 34000 | 18 | 8.1 | 34000 | 24400 | 71.76% | 2.06 | 0 | 9.5 |  |  |  | No | R-410A | 2.8333 | Residential & Commercial | No
215670482 | Central HP <5.4 tons | DAY & NIGHT | HRCU-A-CB (Split System: Heat Pump with Remote Outdoor Unit-Air-Source) | C5H0V36*K*AAA* |  |  | ESH5X60M12A*+WALLCON | *95CSU0601716B* | 34400 | 16.5 | 8.5 | 34800 | 25000 | 71.84% | 1.78 | 0 | 9.5 |  |  |  | No | R-454B | 2.8667 | Residential & Commercial | No
211388400 | Central HP <5.4 tons | FRASER-JOHNSTON | HRCU-A-CB (Split System: Heat Pump with Remote Outdoor Unit-Air-Source) | HMH72B341 |  |  | XAFB30CXXN1+TXV | TM9V060B12MP12 | 32600 | 17 | 8.1 | 33600 | 23600 | 70.24% | 2.02 | 0 | 9.5 |  |  |  | No | R-410A | 2.7167 | Residential & Commercial | No
211388366 | Central HP <5.4 tons | FRASER-JOHNSTON | HRCU-A-CB (Split System: Heat Pump with Remote Outdoor Unit-Air-Source) | HMH72B341 |  |  | XAFB36DBCN1 | TP9C060B12MP13 | 33800 | 17 | 8.5 | 33400 | 23800 | 71.26% | 2.04 | 0 | 9.5 |  |  |  | No | R-410A | 2.8167 | Residential & Commercial | No
211389059 | Central HP <5.4 tons | FRASER-JOHNSTON | HRCU-A-CB (Split System: Heat Pump with Remote Outdoor Unit-Air-Source) | HMH72B341 |  |  | XAFC30CXXN1+TXV | TM9E060B12MP12 | 32600 | 17 | 8.1 | 33600 | 23600 | 70.24% | 2 | 0 | 9.5 |  |  |  | No | R-410A | 2.7167 | Residential & Commercial | No
211389336 | Central HP <5.4 tons | FRASER-JOHNSTON | HRCU-A-CB (Split System: Heat Pump with Remote Outdoor Unit-Air-Source) | HMH72B341 |  |  | XAHC30CXXN1+TXV | TM8Y120C20MP11 | 32800 | 17 | 8.1 | 32800 | 23000 | 70.12% | 2.02 | 0 | 9.5 |  |  |  | No | R-410A | 2.7333 | Residential & Commercial | No
211389836 | Central HP <5.4 tons | FRASER-JOHNSTON | HRCU-A-CB (Split System: Heat Pump with Remote Outdoor Unit-Air-Source) | HMH72B341 |  |  | XAHB30CXXN1+TXV | TM8Y060A12MP11 | 31800 | 17 | 8.1 | 32600 | 23000 | 70.55% | 1.98 | 0 | 9.5 |  |  |  | No | R-410A | 2.65 | Residential & Commercial | No
211389929 | Central HP <5.4 tons | FRASER-JOHNSTON | HRCU-A-CB (Split System: Heat Pump with Remote Outdoor Unit-Air-Source) | HMH72B341 |  |  | XAHC36DXXN1+TXV | TM8V080C16MP12 | 34000 | 17 | 8.1 | 34000 | 24600 | 72.35% | 2.08 | 0 | 9.5 |  |  |  | No | R-410A | 2.8333 | Residential & Commercial | No
211389944 | Central HP <5.4 tons | FRASER-JOHNSTON | HRCU-A-CB (Split System: Heat Pump with Remote Outdoor Unit-Air-Source) | HMH72B341 |  |  | XAHC36DXXN1+TXV | TMLV100C16MP12 | 34000 | 17 | 8.1 | 34000 | 24600 | 72.35% | 2.08 | 0 | 9.5 |  |  |  | No | R-410A | 2.8333 | Residential & Commercial | No
215669108 | Central HP <5.4 tons | DAY & NIGHT | HRCU-A-CB (Split System: Heat Pump with Remote Outdoor Unit-Air-Source) | C5H0V36*K*AAA* |  |  | EA*5X48M21A*+WALLCON | *80CSU0601716A* | 33800 | 18 | 9 | 35000 | 25200 | 72% | 1.88 | 0 | 9.5 |  |  |  | No | R-454B | 2.8167 | Residential & Commercial | No
215374905 | Central HP <5.4 tons | TCL | HRCU-A-CB (Split System: Heat Pump with Remote Outdoor Unit-Air-Source) | THH36HAI2NAF2U23 |  |  | 4TXCB004DS3 | A952V060BU4SB | 30000 | 15.2 | 8.1 | 25000 | 18000 | 72% | 1.75 | 0 | 9.5 |  |  |  | No | R-410A | 2.5 | Residential & Commercial | No
215374906 | Central HP <5.4 tons | TCL | HRCU-A-CB (Split System: Heat Pump with Remote Outdoor Unit-Air-Source) | THH36HAI2NAF2U23 |  |  | 4TXCB006DS3 | A952V060BU4SB | 30000 | 15.2 | 8.1 | 27000 | 19000 | 70.37% | 1.75 | 0 | 9.8 |  |  |  | No | R-410A | 2.5 | Residential & Commercial | No
211389044 | Central HP <5.4 tons | FRASER-JOHNSTON | HRCU-A-CB (Split System: Heat Pump with Remote Outdoor Unit-Air-Source) | HMH72B341 |  |  | XAFC36DBCN1 | TM9E060B12MP12 | 34000 | 17.5 | 8.1 | 34000 | 24200 | 71.18% | 2.04 | 0 | 9.5 |  |  |  | No | R-410A | 2.8333 | Residential & Commercial | No
211388226 | Central HP <5.4 tons | FRASER-JOHNSTON | HRCU-A-CB (Split System: Heat Pump with Remote Outdoor Unit-Air-Source) | HMH72B341 |  |  | XAFC36DXXN1+TXV | TP9C060B12MP13 | 34000 | 17.5 | 8.1 | 34000 | 24200 | 71.18% | 2.06 | 0 | 9.5 |  |  |  | No | R-410A | 2.8333 | Residential & Commercial | No
211388415 | Central HP <5.4 tons | FRASER-JOHNSTON | HRCU-A-CB (Split System: Heat Pump with Remote Outdoor Unit-Air-Source) | HMH72B341 |  |  | XAFB30CXXN1+TXV | TP9C060B12MP13 | 32600 | 17 | 8.1 | 33600 | 23600 | 70.24% | 2.02 | 0 | 9.5 |  |  |  | No | R-410A | 2.7167 | Residential & Commercial | No
211387088 | Central HP <5.4 tons | FRASER-JOHNSTON | HRCU-A-CB (Split System: Heat Pump with Remote Outdoor Unit-Air-Source) | HMH72B341 |  |  | XAHC36DBCN1 | TM9Y060B12MP11 | 33200 | 17.5 | 8.1 | 33400 | 23600 | 70.66% | 2 | 0 | 9.5 |  |  |  | No | R-410A | 2.7667 | Residential & Commercial | No
212980922 | Central HP <5.4 tons | CARRIER | HRCU-A-CB (Split System: Heat Pump with Remote Outdoor Unit-Air-Source) | 38MURAQ30AB3* |  |  | CAP**4221AL* | 58S(B,C)*B110M21**20 | 30400 | 15.2 | 8.1 | 34400 | 27400 | 79.65% | 1.82 | 0 | 9 |  |  |  | No | R-410A | 2.5333 | Residential & Commercial | No
211386124 | Central HP <5.4 tons | FRASER-JOHNSTON | HRCU-A-CB (Split System: Heat Pump with Remote Outdoor Unit-Air-Source) | HMH72B341 |  |  | XAFD48FBCN1 | TL9E100C20UH11 | 34000 | 16 | 8.5 | 32400 | 23800 | 73.46% | 2.08 | 0 | 9.5 |  |  |  | No | R-410A | 2.8333 | Residential & Commercial | No
211386372 | Central HP <5.4 tons | FRASER-JOHNSTON | HRCU-A-CB (Split System: Heat Pump with Remote Outdoor Unit-Air-Source) | HMH72B341 |  |  | XAHD48FBCN1 | TL8E100C20UH11 | 33400 | 16 | 8.5 | 32000 | 23200 | 72.5% | 2.06 | 0 | 9.5 |  |  |  | No | R-410A | 2.7833 | Residential & Commercial | No
211398754 | Central HP <5.4 tons | COLEMAN | HRCU-A-CB (Split System: Heat Pump with Remote Outdoor Unit-Air-Source) | HMH72B341 |  |  | XAHD48FXXN1+TXV | TMLE080C16MP11 | 32800 | 16.5 | 8.5 | 31600 | 23000 | 72.78% | 2.02 | 0 | 9.5 |  |  |  | No | R-410A | 2.7333 | Residential & Commercial | No
211395571 | Central HP <5.4 tons | COLEMAN | HRCU-A-CB (Split System: Heat Pump with Remote Outdoor Unit-Air-Source) | HMH72B341 |  |  | XAFC48FXXN1+TXV | TP9C080B12MP13 | 33400 | 16.5 | 8.5 | 32600 | 24000 | 73.62% | 2.06 | 0 | 9 |  |  |  | No | R-410A | 2.7833 | Residential & Commercial | No
211395939 | Central HP <5.4 tons | COLEMAN | HRCU-A-CB (Split System: Heat Pump with Remote Outdoor Unit-Air-Source) | HMH72B341 |  |  | XAHD48FBCN1 | TM9E100C16MP12 | 32800 | 16.5 | 8.5 | 31800 | 23200 | 72.96% | 2.02 | 0 | 9 |  |  |  | No | R-410A | 2.7333 | Residential & Commercial | No
211393902 | Central HP <5.4 tons | FRASER-JOHNSTON | HRCU-A-CB (Split System: Heat Pump with Remote Outdoor Unit-Air-Source) | HMH72B341 |  |  | XAHC48FBCN1 | TM9Y100C16MP11 | 33200 | 17 | 8.1 | 32400 | 23600 | 72.84% | 2.02 | 0 | 9 |  |  |  | No | R-410A | 2.7667 | Residential & Commercial | No
211392818 | Central HP <5.4 tons | FRASER-JOHNSTON | HRCU-A-CB (Split System: Heat Pump with Remote Outdoor Unit-Air-Source) | HMH72B341 |  |  | XAHB30CXXN1+TXV | TMLE040A12MP11 | 32000 | 17.5 | 8.1 | 31800 | 23000 | 72.33% | 1.98 | 0 | 9.5 |  |  |  | No | R-410A | 2.6667 | Residential & Commercial | No
211389240 | Central HP <5.4 tons | FRASER-JOHNSTON | HRCU-A-CB (Split System: Heat Pump with Remote Outdoor Unit-Air-Source) | HMH72B341 |  |  | XAUB30CXXN1+TXV | TM9E060A10MP12 | 32400 | 17 | 8.1 | 33400 | 23600 | 70.66% | 2 | 0 | 9.5 |  |  |  | No | R-410A | 2.7 | Residential & Commercial | No
211390109 | Central HP <5.4 tons | FRASER-JOHNSTON | HRCU-A-CB (Split System: Heat Pump with Remote Outdoor Unit-Air-Source) | HMH72B341 |  |  | XAHC30CXXN1+TXV | TMLV100C16MP12 | 32400 | 17 | 8.1 | 32400 | 22800 | 70.37% | 2 | 0 | 9.5 |  |  |  | No | R-410A | 2.7 | Residential & Commercial | No
211391596 | Central HP <5.4 tons | FRASER-JOHNSTON | HRCU-A-CB (Split System: Heat Pump with Remote Outdoor Unit-Air-Source) | HMH72B341 |  |  | XAHC36DXXN1+TXV | TMLE100B12MP11 | 33400 | 17.5 | 8.1 | 33000 | 23400 | 70.91% | 2.02 | 0 | 9.5 |  |  |  | No | R-410A | 2.7833 | Residential & Commercial | No
211391611 | Central HP <5.4 tons | FRASER-JOHNSTON | HRCU-A-CB (Split System: Heat Pump with Remote Outdoor Unit-Air-Source) | HMH72B341 |  |  | XAHC36DBCN1 | TM8E100B12MP11 | 33400 | 17.5 | 8.1 | 33000 | 23400 | 70.91% | 2.02 | 0 | 9.5 |  |  |  | No | R-410A | 2.7833 | Residential & Commercial | No
211391663 | Central HP <5.4 tons | FRASER-JOHNSTON | HRCU-A-CB (Split System: Heat Pump with Remote Outdoor Unit-Air-Source) | HMH72B341 |  |  | XAHB36DXXN1+TXV | TM8E100B12MP11 | 33200 | 17.5 | 8.1 | 33000 | 23400 | 70.91% | 2.02 | 0 | 9.5 |  |  |  | No | R-410A | 2.7667 | Residential & Commercial | No
211391678 | Central HP <5.4 tons | FRASER-JOHNSTON | HRCU-A-CB (Split System: Heat Pump with Remote Outdoor Unit-Air-Source) | HMH72B341 |  |  | XAHB36DXXN1+TXV | TMLE100B12MP11 | 33200 | 17.5 | 8.1 | 33000 | 23400 | 70.91% | 2.02 | 0 | 9.5 |  |  |  | No | R-410A | 2.7667 | Residential & Commercial | No
213297794 | Central HP <5.4 tons | LUXAIRE | HRCU-A-CB (Split System: Heat Pump with Remote Outdoor Unit-Air-Source) | HMH72B341 |  |  | XAFC30CXXN1+TXV | Z8ES100B12LMPS1 | 33000 | 18 | 8.5 | 33000 | 23200 | 70.3% | 2.04 | 0 | 9.5 |  |  |  | No | R-410A | 2.75 | Residential & Commercial | No
211388959 | Central HP <5.4 tons | FRASER-JOHNSTON | HRCU-A-CB (Split System: Heat Pump with Remote Outdoor Unit-Air-Source) | HMH72B341 |  |  | XAHC36DBCN1 | TM9E060B12MP12 | 33400 | 17 | 8.1 | 33400 | 23800 | 71.26% | 2 | 0 | 9.5 |  |  |  | No | R-410A | 2.7833 | Residential & Commercial | No
211390011 | Central HP <5.4 tons | FRASER-JOHNSTON | HRCU-A-CB (Split System: Heat Pump with Remote Outdoor Unit-Air-Source) | HMH72B341 |  |  | XAHC36DBCN1 | TM8V080C16MP12 | 34000 | 17 | 8.1 | 34000 | 24600 | 72.35% | 2.08 | 0 | 9.5 |  |  |  | No | R-410A | 2.8333 | Residential & Commercial | No
211390440 | Central HP <5.4 tons | FRASER-JOHNSTON | HRCU-A-CB (Split System: Heat Pump with Remote Outdoor Unit-Air-Source) | HMH72B341 |  |  | XAHC36DBCN1 | TM8V080B12MP12 | 32800 | 16.5 | 8.1 | 32800 | 23200 | 70.73% | 1.98 | 0 | 9.5 |  |  |  | No | R-410A | 2.7333 | Residential & Commercial | No
211390999 | Central HP <5.4 tons | FRASER-JOHNSTON | HRCU-A-CB (Split System: Heat Pump with Remote Outdoor Unit-Air-Source) | HMH72B341 |  |  | XAFB36DXXN1+TXV | TM8V060A12MP12 | 34000 | 17.5 | 8.1 | 34000 | 24200 | 71.18% | 2.06 | 0 | 9.5 |  |  |  | No | R-410A | 2.8333 | Residential & Commercial | No
211386244 | Central HP <5.4 tons | FRASER-JOHNSTON | HRCU-A-CB (Split System: Heat Pump with Remote Outdoor Unit-Air-Source) | HMH72B341 |  |  | XAFD48FBCN1 | TL9E080C16UH11 | 34000 | 16.5 | 8.5 | 32800 | 24200 | 73.78% | 2.08 | 0 | 9 |  |  |  | No | R-410A | 2.8333 | Residential & Commercial | No
215670002 | Central HP <5.4 tons | DAY & NIGHT | HRCU-A-CB (Split System: Heat Pump with Remote Outdoor Unit-Air-Source) | C5H0V36*K*AAA* |  |  | ESH5X42M12A*+WALLCON | *80CTL0902120B* | 34000 | 16.5 | 8.5 | 35600 | 25200 | 70.79% | 1.78 | 0 | 9.5 |  |  |  | No | R-454B | 2.8333 | Residential & Commercial | No
215670152 | Central HP <5.4 tons | DAY & NIGHT | HRCU-A-CB (Split System: Heat Pump with Remote Outdoor Unit-Air-Source) | C5H0V36*K*AAA* |  |  | ESH5X48M12A*+WALLCON | *80CSU1002120A* | 34200 | 16.5 | 8.5 | 35400 | 25200 | 71.19% | 1.88 | 0 | 9.5 |  |  |  | No | R-454B | 2.85 | Residential & Commercial | No
215670342 | Central HP <5.4 tons | DAY & NIGHT | HRCU-A-CB (Split System: Heat Pump with Remote Outdoor Unit-Air-Source) | C5H0V36*K*AAA* |  |  | ESH5X48M12A*+WALLCON | *96CTN0601714B* | 33800 | 16 | 8.5 | 35600 | 25400 | 71.35% | 1.78 | 0 | 9 |  |  |  | No | R-454B | 2.8167 | Residential & Commercial | No
215670442 | Central HP <5.4 tons | DAY & NIGHT | HRCU-A-CB (Split System: Heat Pump with Remote Outdoor Unit-Air-Source) | C5H0V36*K*AAA* |  |  | ESH5X60M12A*+WALLCON | *80CTL0901716B* | 34600 | 17 | 8.5 | 34600 | 24800 | 71.68% | 1.8 | 0 | 9.5 |  |  |  | No | R-454B | 2.8833 | Residential & Commercial | No
211390895 | Central HP <5.4 tons | FRASER-JOHNSTON | HRCU-A-CB (Split System: Heat Pump with Remote Outdoor Unit-Air-Source) | HMH72B341 |  |  | XAHB36DXXN1+TXV | TPLC060A12MP13 | 33400 | 16.5 | 8.1 | 33600 | 23800 | 70.83% | 2.02 | 0 | 9.5 |  |  |  | No | R-410A | 2.7833 | Residential & Commercial | No
215669986 | Central HP <5.4 tons | DAY & NIGHT | HRCU-A-CB (Split System: Heat Pump with Remote Outdoor Unit-Air-Source) | C5H0V36*K*AAA* |  |  | ESH5X42M12A*+WALLCON | *80CTL0702120B* | 34000 | 16.5 | 8.5 | 35600 | 25400 | 71.35% | 1.76 | 0 | 9.5 |  |  |  | No | R-454B | 2.8333 | Residential & Commercial | No
215670090 | Central HP <5.4 tons | DAY & NIGHT | HRCU-A-CB (Split System: Heat Pump with Remote Outdoor Unit-Air-Source) | C5H0V36*K*AAA* |  |  | ESH5X42M12A*+WALLCON | *96CTN0401410B* | 32600 | 15.2 | 8.5 | 36000 | 25600 | 71.11% | 1.76 | 0 | 9 |  |  |  | No | R-454B | 2.7167 | Residential & Commercial | No
215670106 | Central HP <5.4 tons | DAY & NIGHT | HRCU-A-CB (Split System: Heat Pump with Remote Outdoor Unit-Air-Source) | C5H0V36*K*AAA* |  |  | ESH5X42M12A*+WALLCON | *96CTN0801714B* | 33800 | 16.5 | 8.5 | 35600 | 25400 | 71.35% | 1.78 | 0 | 9.5 |  |  |  | No | R-454B | 2.8167 | Residential & Commercial | No
215670372 | Central HP <5.4 tons | DAY & NIGHT | HRCU-A-CB (Split System: Heat Pump with Remote Outdoor Unit-Air-Source) | C5H0V36*K*AAA* |  |  | ESH5X48M12A*+WALLCON | *96CTN1202422B* | 34200 | 17 | 8.5 | 35400 | 25200 | 71.19% | 1.9 | 0 | 9.5 |  |  |  | No | R-454B | 2.85 | Residential & Commercial | No
215669874 | Central HP <5.4 tons | DAY & NIGHT | HRCU-A-CB (Split System: Heat Pump with Remote Outdoor Unit-Air-Source) | C5H0V36*K*AAA* |  |  | ESH5X36M12A*+WALLCON | *97CMN0801714B* | 33400 | 16 | 8.5 | 35800 | 25600 | 71.51% | 1.76 | 0 | 9 |  |  |  | No | R-454B | 2.7833 | Residential & Commercial | No
215669890 | Central HP <5.4 tons | DAY & NIGHT | HRCU-A-CB (Split System: Heat Pump with Remote Outdoor Unit-Air-Source) | C5H0V36*K*AAA* |  |  | ESH5X36M12A*+WALLCON | *97CMN1002122B* | 33800 | 16.5 | 8.5 | 35800 | 25400 | 70.95% | 1.76 | 0 | 9.5 |  |  |  | No | R-454B | 2.8167 | Residential & Commercial | No
215669994 | Central HP <5.4 tons | DAY & NIGHT | HRCU-A-CB (Split System: Heat Pump with Remote Outdoor Unit-Air-Source) | C5H0V36*K*AAA* |  |  | ESH5X42M12A*+WALLCON | *80CTL0901716B* | 34000 | 16.5 | 8.5 | 35600 | 25400 | 71.35% | 1.76 | 0 | 9.5 |  |  |  | No | R-454B | 2.8333 | Residential & Commercial | No
213881903 | Central HP <5.4 tons | TCL | HRCU-A-CB (Split System: Heat Pump with Remote Outdoor Unit-Air-Source) | THH30HAI2NAF2U23 |  |  | A4AH5V30A1B3 + DF |  | 28000 | 15.2 | 8.5 | 28000 | 21000 | 75% | 1.9 | 0 | 9.8 |  |  |  | No | R-410A | 2.3333 | Residential & Commercial | No
215669866 | Central HP <5.4 tons | DAY & NIGHT | HRCU-A-CB (Split System: Heat Pump with Remote Outdoor Unit-Air-Source) | C5H0V36*K*AAA* |  |  | ESH5X36M12A*+WALLCON | *97CMN0602120B* | 33600 | 16 | 8.5 | 35800 | 25600 | 71.51% | 1.76 | 0 | 9 |  |  |  | No | R-454B | 2.8 | Residential & Commercial | No
215669882 | Central HP <5.4 tons | DAY & NIGHT | HRCU-A-CB (Split System: Heat Pump with Remote Outdoor Unit-Air-Source) | C5H0V36*K*AAA* |  |  | ESH5X36M12A*+WALLCON | *97CMN0802120B* | 33800 | 16.5 | 8.5 | 35800 | 25400 | 70.95% | 1.76 | 0 | 9.5 |  |  |  | No | R-454B | 2.8167 | Residential & Commercial | No
215374903 | Central HP <5.4 tons | TCL | HRCU-A-CB (Split System: Heat Pump with Remote Outdoor Unit-Air-Source) | THH42HAI2NAF2U23 |  |  | 4TXCC009DS3 | A801X080CM5SD | 48000 | 15.2 | 8.1 | 45000 | 33400 | 74.22% | 1.75 | 0 | 9.5 |  |  |  | No | R-410A | 4 | Residential & Commercial | No
215670010 | Central HP <5.4 tons | DAY & NIGHT | HRCU-A-CB (Split System: Heat Pump with Remote Outdoor Unit-Air-Source) | C5H0V36*K*AAA* |  |  | ESH5X42M12A*+WALLCON | *80CTL1102120B* | 34000 | 16.5 | 8.5 | 35600 | 25200 | 70.79% | 1.78 | 0 | 9.5 |  |  |  | No | R-454B | 2.8333 | Residential & Commercial | No
215670026 | Central HP <5.4 tons | DAY & NIGHT | HRCU-A-CB (Split System: Heat Pump with Remote Outdoor Unit-Air-Source) | C5H0V36*K*AAA* |  |  | ESH5X42M12A*+WALLCON | *95CSU0601716B* | 33800 | 16 | 8.5 | 35600 | 25400 | 71.35% | 1.78 | 0 | 9 |  |  |  | No | R-454B | 2.8167 | Residential & Commercial | No
215670058 | Central HP <5.4 tons | DAY & NIGHT | HRCU-A-CB (Split System: Heat Pump with Remote Outdoor Unit-Air-Source) | C5H0V36*K*AAA* |  |  | ESH5X42M12A*+WALLCON | *97CMN0801714B* | 33800 | 16.5 | 8.5 | 35800 | 25400 | 70.95% | 1.78 | 0 | 9 |  |  |  | No | R-454B | 2.8167 | Residential & Commercial | No
211391461 | Central HP <5.4 tons | FRASER-JOHNSTON | HRCU-A-CB (Split System: Heat Pump with Remote Outdoor Unit-Air-Source) | HMH72B341 |  |  | XAHC30CXXN1+TXV | TM8E100C16MP11 | 32200 | 16.5 | 8.1 | 32400 | 22800 | 70.37% | 2 | 0 | 9.5 |  |  |  | No | R-410A | 2.6833 | Residential & Commercial | No
211391581 | Central HP <5.4 tons | FRASER-JOHNSTON | HRCU-A-CB (Split System: Heat Pump with Remote Outdoor Unit-Air-Source) | HMH72B341 |  |  | XAHC36DXXN1+TXV | TM8E100B12MP11 | 33400 | 17.5 | 8.1 | 33000 | 23400 | 70.91% | 2.02 | 0 | 9.5 |  |  |  | No | R-410A | 2.7833 | Residential & Commercial | No
211391648 | Central HP <5.4 tons | FRASER-JOHNSTON | HRCU-A-CB (Split System: Heat Pump with Remote Outdoor Unit-Air-Source) | HMH72B341 |  |  | XAHC30CXXN1+TXV | TMLE100B12MP11 | 32000 | 17.5 | 8.1 | 32600 | 23000 | 70.55% | 1.98 | 0 | 9.5 |  |  |  | No | R-410A | 2.6667 | Residential & Commercial | No
212510679 | Central HP <5.4 tons | TCL | HRCU-A-CB (Split System: Heat Pump with Remote Outdoor Unit-Air-Source) | THH36HAI2NAF2U23 |  |  | 4TXCB006DS3 | A951X080BU4SAB | 30000 | 15.2 | 8.1 | 27000 | 19000 | 70.37% | 1.75 | 0 | 9.8 |  |  |  | No | R-410A | 2.5 | Residential & Commercial | No
215670074 | Central HP <5.4 tons | DAY & NIGHT | HRCU-A-CB (Split System: Heat Pump with Remote Outdoor Unit-Air-Source) | C5H0V36*K*AAA* |  |  | ESH5X42M12A*+WALLCON | *97CMN1002122B* | 34000 | 16.5 | 8.5 | 35600 | 25200 | 70.79% | 1.78 | 0 | 9.5 |  |  |  | No | R-454B | 2.8333 | Residential & Commercial | No
211387004 | Central HP <5.4 tons | LUXAIRE | HRCU-A-CB (Split System: Heat Pump with Remote Outdoor Unit-Air-Source) | HMH72B341 |  |  | XAFB36DXXN1+TXV | TM9Y080B12MP11 | 33600 | 17.5 | 8.5 | 33400 | 23600 | 70.66% | 2.04 | 0 | 9.5 |  |  |  | No | R-410A | 2.8 | Residential & Commercial | No
211386579 | Central HP <5.4 tons | LUXAIRE | HRCU-A-CB (Split System: Heat Pump with Remote Outdoor Unit-Air-Source) | HMH72B341 |  |  | XAUC48FXXN1+TXV | TL8E080C16UH11 | 34000 | 16.5 | 8.5 | 33400 | 24600 | 73.65% | 2.08 | 0 | 9 |  |  |  | No | R-410A | 2.8333 | Residential & Commercial | No
211387399 | Central HP <5.4 tons | LUXAIRE | HRCU-A-CB (Split System: Heat Pump with Remote Outdoor Unit-Air-Source) | HMH72B341 |  |  | XAFC30CXXN1+TXV | LP9C100C20MP13 | 33400 | 17.5 | 8.1 | 33600 | 23600 | 70.24% | 2.06 | 0 | 9.5 |  |  |  | No | R-410A | 2.7833 | Residential & Commercial | No
211387431 | Central HP <5.4 tons | LUXAIRE | HRCU-A-CB (Split System: Heat Pump with Remote Outdoor Unit-Air-Source) | HMH72B341 |  |  | XAHC36DXXN1+TXV | LP9C100C16MP13 | 33800 | 17 | 8.1 | 33400 | 23600 | 70.66% | 2.06 | 0 | 9.5 |  |  |  | No | R-410A | 2.8167 | Residential & Commercial | No
211387572 | Central HP <5.4 tons | LUXAIRE | HRCU-A-CB (Split System: Heat Pump with Remote Outdoor Unit-Air-Source) | HMH72B341 |  |  | XAHC36DXXN1+TXV | TP9C080C16MP13 | 33400 | 17 | 8.1 | 33200 | 23400 | 70.48% | 2.04 | 0 | 9.5 |  |  |  | No | R-410A | 2.7833 | Residential & Commercial | No
212983961 | Central HP <5.4 tons | KEEPRITE | HRCU-A-CB (Split System: Heat Pump with Remote Outdoor Unit-Air-Source) | DLCURAH30ABK |  |  | EA*4X43L21A* | *92MSN0601714A* | 30400 | 15.2 | 8.1 | 33400 | 26400 | 79.04% | 1.84 | 0 | 9 |  |  |  | No | R-410A | 2.5333 | Residential & Commercial | No
212987755 | Central HP <5.4 tons | KEEPRITE | HRCU-A-CB (Split System: Heat Pump with Remote Outdoor Unit-Air-Source) | DLCURAH30ABK |  |  | EA*4X42L24A* | *96MSN0802120A* | 29800 | 15.2 | 8.1 | 34200 | 27600 | 80.7% | 1.8 | 0 | 9 |  |  |  | No | R-410A | 2.4833 | Residential & Commercial | No
211388392 | Central HP <5.4 tons | LUXAIRE | HRCU-A-CB (Split System: Heat Pump with Remote Outdoor Unit-Air-Source) | HMH72B341 |  |  | XAUB36DXXN1+TXV | LP9C060B12MP13 | 33800 | 17 | 8.5 | 33400 | 23800 | 71.26% | 2.04 | 0 | 9.5 |  |  |  | No | R-410A | 2.8167 | Residential & Commercial | No
211386254 | Central HP <5.4 tons | LUXAIRE | HRCU-A-CB (Split System: Heat Pump with Remote Outdoor Unit-Air-Source) | HMH72B341 |  |  | XAFC48FXXN1+TXV | TL9E080C16UH11 | 34000 | 16.5 | 8.5 | 32800 | 24200 | 73.78% | 2.08 | 0 | 9 |  |  |  | No | R-410A | 2.8333 | Residential & Commercial | No
211386268 | Central HP <5.4 tons | LUXAIRE | HRCU-A-CB (Split System: Heat Pump with Remote Outdoor Unit-Air-Source) | HMH72B341 |  |  | XAFC48FBCN1 | TL9E080C16UH11 | 34000 | 16.5 | 8.5 | 32800 | 24200 | 73.78% | 2.08 | 0 | 9 |  |  |  | No | R-410A | 2.8333 | Residential & Commercial | No
211386311 | Central HP <5.4 tons | LUXAIRE | HRCU-A-CB (Split System: Heat Pump with Remote Outdoor Unit-Air-Source) | HMH72B341 |  |  | XAHC48FBCN1 | TL9E060B12UH11 | 32400 | 16.5 | 8.1 | 32000 | 23600 | 73.75% | 2 | 0 | 9 |  |  |  | No | R-410A | 2.7 | Residential & Commercial | No
211385868 | Central HP <5.4 tons | LUXAIRE | HRCU-A-CB (Split System: Heat Pump with Remote Outdoor Unit-Air-Source) | HMH72B341 |  |  | XAUC48FXXN1+TXV | TM8E080C16MP11 | 33400 | 17 | 8.5 | 32200 | 23400 | 72.67% | 2.06 | 0 | 9.5 |  |  |  | No | R-410A | 2.7833 | Residential & Commercial | No
215670242 | Central HP <5.4 tons | DAY & NIGHT | HRCU-A-CB (Split System: Heat Pump with Remote Outdoor Unit-Air-Source) | C5H0V36*K*AAA* |  |  | ESH5X48M12A*+WALLCON | *95CSU0601716B* | 34000 | 16.5 | 8.5 | 35600 | 25400 | 71.35% | 1.76 | 0 | 9.5 |  |  |  | No | R-454B | 2.8333 | Residential & Commercial | No
215670562 | Central HP <5.4 tons | DAY & NIGHT | HRCU-A-CB (Split System: Heat Pump with Remote Outdoor Unit-Air-Source) | C5H0V36*K*AAA* |  |  | ESH5X60M12A*+WALLCON | *96CTN0401410B* | 33000 | 15.5 | 8.5 | 35000 | 25200 | 72% | 1.78 | 0 | 9 |  |  |  | No | R-454B | 2.75 | Residential & Commercial | No
215670034 | Central HP <5.4 tons | DAY & NIGHT | HRCU-A-CB (Split System: Heat Pump with Remote Outdoor Unit-Air-Source) | C5H0V36*K*AAA* |  |  | ESH5X42M12A*+WALLCON | *95CSU0802120B* | 34000 | 16 | 8.5 | 35600 | 25400 | 71.35% | 1.78 | 0 | 9.5 |  |  |  | No | R-454B | 2.8333 | Residential & Commercial | No
215670202 | Central HP <5.4 tons | DAY & NIGHT | HRCU-A-CB (Split System: Heat Pump with Remote Outdoor Unit-Air-Source) | C5H0V36*K*AAA* |  |  | ESH5X48M12A*+WALLCON | *80CTL0901716B* | 34200 | 17 | 8.5 | 35400 | 25200 | 71.19% | 1.88 | 0 | 9.5 |  |  |  | No | R-454B | 2.85 | Residential & Commercial | No
215670352 | Central HP <5.4 tons | DAY & NIGHT | HRCU-A-CB (Split System: Heat Pump with Remote Outdoor Unit-Air-Source) | C5H0V36*K*AAA* |  |  | ESH5X48M12A*+WALLCON | *96CTN0801714B* | 34000 | 16.5 | 8.5 | 35600 | 25400 | 71.35% | 1.78 | 0 | 9.5 |  |  |  | No | R-454B | 2.8333 | Residential & Commercial | No
213079089 | Central HP <5.4 tons | KEEPRITE | HRCU-A-CB (Split System: Heat Pump with Remote Outdoor Unit-Air-Source) | DLCURAH36ABK |  |  | EA*4X36L21A* | *80MSU0601716A* | 35000 | 16.5 | 8.1 | 38500 | 35000 | 90.91% | 1.8 | 0 | 9.5 |  |  |  | No | R-410A | 2.9167 | Residential & Commercial | No
215669850 | Central HP <5.4 tons | DAY & NIGHT | HRCU-A-CB (Split System: Heat Pump with Remote Outdoor Unit-Air-Source) | C5H0V36*K*AAA* |  |  | ESH5X36M12A*+WALLCON | *95CSU1002122B* | 33800 | 16.5 | 8.5 | 35800 | 25400 | 70.95% | 1.76 | 0 | 9.5 |  |  |  | No | R-454B | 2.8167 | Residential & Commercial | No
215670018 | Central HP <5.4 tons | DAY & NIGHT | HRCU-A-CB (Split System: Heat Pump with Remote Outdoor Unit-Air-Source) | C5H0V36*K*AAA* |  |  | ESH5X42M12A*+WALLCON | *80CTL1352422B* | 34000 | 16.5 | 8.5 | 35600 | 25200 | 70.79% | 1.78 | 0 | 9.5 |  |  |  | No | R-454B | 2.8333 | Residential & Commercial | No
213297264 | Central HP <5.4 tons | LUXAIRE | HRCU-A-CB (Split System: Heat Pump with Remote Outdoor Unit-Air-Source) | HMH72B341 |  |  | XAFB36DXXN1+TXV | Z9ES080B12SMPS1 | 34000 | 17 | 8.1 | 33400 | 23800 | 71.26% | 2.06 | 0 | 9.5 |  |  |  | No | R-410A | 2.8333 | Residential & Commercial | No
211386419 | Central HP <5.4 tons | LUXAIRE | HRCU-A-CB (Split System: Heat Pump with Remote Outdoor Unit-Air-Source) | HMH72B341 |  |  | XAFD48FBCN1 | TL8E100C20UH11 | 34000 | 16.5 | 8.5 | 32400 | 23800 | 73.46% | 2.1 | 0 | 9.5 |  |  |  | No | R-410A | 2.8333 | Residential & Commercial | No
211387701 | Central HP <5.4 tons | LUXAIRE | HRCU-A-CB (Split System: Heat Pump with Remote Outdoor Unit-Air-Source) | HMH72B341 |  |  | XAHC36DBCN1 | TM9V080B12MP12 | 33200 | 17 | 8.1 | 33200 | 23400 | 70.48% | 2.02 | 0 | 9.5 |  |  |  | No | R-410A | 2.7667 | Residential & Commercial | No
215670362 | Central HP <5.4 tons | DAY & NIGHT | HRCU-A-CB (Split System: Heat Pump with Remote Outdoor Unit-Air-Source) | C5H0V36*K*AAA* |  |  | ESH5X48M12A*+WALLCON | *96CTN1002122B* | 34200 | 17 | 8.5 | 35400 | 25200 | 71.19% | 1.9 | 0 | 9.5 |  |  |  | No | R-454B | 2.85 | Residential & Commercial | No
215670582 | Central HP <5.4 tons | DAY & NIGHT | HRCU-A-CB (Split System: Heat Pump with Remote Outdoor Unit-Air-Source) | C5H0V36*K*AAA* |  |  | ESH5X60M12A*+WALLCON | *96CTN0801714B* | 34400 | 17 | 8.5 | 34800 | 25000 | 71.84% | 1.78 | 0 | 9.5 |  |  |  | No | R-454B | 2.8667 | Residential & Commercial | No
211226333 | Central HP <5.4 tons | KEEPRITE | HRCU-A-CB (Split System: Heat Pump with Remote Outdoor Unit-Air-Source) | DLCURAH36ABK |  |  | EA*4X36L21A* | *92ESN0601714A* | 35200 | 16 | 8.1 | 38500 | 35200 | 91.43% | 1.82 | 0 | 9.5 |  |  |  | No | R-410A | 2.9333 | Residential & Commercial | No
211387770 | Central HP <5.4 tons | LUXAIRE | HRCU-A-CB (Split System: Heat Pump with Remote Outdoor Unit-Air-Source) | HMH72B341 |  |  | XAHB36DBCN1 | TP9C080B12MP13 | 33200 | 16.5 | 8.1 | 33400 | 23600 | 70.66% | 2 | 0 | 9.5 |  |  |  | No | R-410A | 2.7667 | Residential & Commercial | No
211392250 | Central HP <5.4 tons | FRASER-JOHNSTON | HRCU-A-CB (Split System: Heat Pump with Remote Outdoor Unit-Air-Source) | HMH72B341 |  |  | XAHB36DBCN1 | TM8E080B12MP11 | 33200 | 17 | 8.1 | 33200 | 23400 | 70.48% | 2 | 0 | 9.5 |  |  |  | No | R-410A | 2.7667 | Residential & Commercial | No
211392265 | Central HP <5.4 tons | FRASER-JOHNSTON | HRCU-A-CB (Split System: Heat Pump with Remote Outdoor Unit-Air-Source) | HMH72B341 |  |  | XAHB36DBCN1 | TMLE080B12MP11 | 33200 | 17 | 8.1 | 33200 | 23400 | 70.48% | 2 | 0 | 9.5 |  |  |  | No | R-410A | 2.7667 | Residential & Commercial | No
211386065 | Central HP <5.4 tons | LUXAIRE | HRCU-A-CB (Split System: Heat Pump with Remote Outdoor Unit-Air-Source) | HMH72B341 |  |  | XAHD48FBCN1 | TL9E100C20UH11 | 33400 | 15.5 | 8.5 | 32000 | 23400 | 73.12% | 2.04 | 0 | 9 |  |  |  | No | R-410A | 2.7833 | Residential & Commercial | No
213296839 | Central HP <5.4 tons | LUXAIRE | HRCU-A-CB (Split System: Heat Pump with Remote Outdoor Unit-Air-Source) | HMH72B341 |  |  | XAFC30CXXN1+TXV | Z8ET100C20LMPS1 | 33600 | 18.5 | 8.5 | 33000 | 23200 | 70.3% | 2.08 | 0 | 9.5 |  |  |  | No | R-410A | 2.8 | Residential & Commercial | No
213297464 | Central HP <5.4 tons | LUXAIRE | HRCU-A-CB (Split System: Heat Pump with Remote Outdoor Unit-Air-Source) | HMH72B341 |  |  | XAFC30CXXN1+TXV | Z9ES080B12SMPS1 | 32600 | 17 | 8.1 | 33000 | 23200 | 70.3% | 2.02 | 0 | 9.5 |  |  |  | No | R-410A | 2.7167 | Residential & Commercial | No
213297489 | Central HP <5.4 tons | LUXAIRE | HRCU-A-CB (Split System: Heat Pump with Remote Outdoor Unit-Air-Source) | HMH72B341 |  |  | XAHC30CXXN1+TXV | Z8ET100C16LMPS1 | 32400 | 17.5 | 8.5 | 32000 | 22800 | 71.25% | 2.02 | 0 | 9.5 |  |  |  | No | R-410A | 2.7 | Residential & Commercial | No
214229233 | Central HP <5.4 tons | BRYANT HEATING AND COOLING SYSTEMS | HRCU-A-CB (Split System: Heat Pump with Remote Outdoor Unit-Air-Source) | 38MURAQ30AB3* |  |  | CAP**3717AL* | 83*SB48060M17*** | 30400 | 15.2 | 8.5 | 33400 | 26800 | 80.24% | 1.82 | 0 | 9 |  |  |  | No | R-410A | 2.5333 | Residential & Commercial | No
213297734 | Central HP <5.4 tons | LUXAIRE | HRCU-A-CB (Split System: Heat Pump with Remote Outdoor Unit-Air-Source) | HMH72B341 |  |  | XAHC36DXXN1+TXV | Z8ET100C16LMPS1 | 34000 | 17.5 | 8.1 | 33400 | 23800 | 71.26% | 2.08 | 0 | 9.5 |  |  |  | No | R-410A | 2.8333 | Residential & Commercial | No
213297759 | Central HP <5.4 tons | LUXAIRE | HRCU-A-CB (Split System: Heat Pump with Remote Outdoor Unit-Air-Source) | HMH72B341 |  |  | XAFC30CXXN1+TXV | Z8ES120C20SMPS1 | 33000 | 17.5 | 8.5 | 33000 | 23400 | 70.91% | 2.04 | 0 | 9.5 |  |  |  | No | R-410A | 2.75 | Residential & Commercial | No
211385994 | Central HP <5.4 tons | LUXAIRE | HRCU-A-CB (Split System: Heat Pump with Remote Outdoor Unit-Air-Source) | HMH72B341 |  |  | XAFC48FBCN1 | TM8E080B12MP11 | 33400 | 17 | 8.5 | 32400 | 23800 | 73.46% | 2.04 | 0 | 9 |  |  |  | No | R-410A | 2.7833 | Residential & Commercial | No
211386296 | Central HP <5.4 tons | LUXAIRE | HRCU-A-CB (Split System: Heat Pump with Remote Outdoor Unit-Air-Source) | HMH72B341 |  |  | XAHC48FXXN1+TXV | TL9E060B12UH11 | 32400 | 16.5 | 8.1 | 32000 | 23600 | 73.75% | 2 | 0 | 9 |  |  |  | No | R-410A | 2.7 | Residential & Commercial | No
211388269 | Central HP <5.4 tons | LUXAIRE | HRCU-A-CB (Split System: Heat Pump with Remote Outdoor Unit-Air-Source) | HMH72B341 |  |  | XAFC30CXXN1+TXV | TM9V060B12MP12 | 32600 | 17 | 8.1 | 33600 | 23600 | 70.24% | 2.02 | 0 | 9.5 |  |  |  | No | R-410A | 2.7167 | Residential & Commercial | No
211387369 | Central HP <5.4 tons | LUXAIRE | HRCU-A-CB (Split System: Heat Pump with Remote Outdoor Unit-Air-Source) | HMH72B341 |  |  | XAFC30CXXN1+TXV | TM9V100C20MP12 | 33400 | 17.5 | 8.1 | 33600 | 23600 | 70.24% | 2.06 | 0 | 9.5 |  |  |  | No | R-410A | 2.7833 | Residential & Commercial | No
215668976 | Central HP <5.4 tons | DAY & NIGHT | HRCU-A-CB (Split System: Heat Pump with Remote Outdoor Unit-Air-Source) | C5H0V36*K*AAA* |  |  | EA*5X43M21A*+WALLCON | *80CTL0451712B* | 34000 | 17.5 | 9 | 35600 | 25400 | 71.35% | 1.86 | 0 | 9.5 |  |  |  | No | R-454B | 2.8333 | Residential & Commercial | No
215669278 | Central HP <5.4 tons | DAY & NIGHT | HRCU-A-CB (Split System: Heat Pump with Remote Outdoor Unit-Air-Source) | C5H0V36*K*AAA* |  |  | EA*5X48M21A*+WALLCON | *96CTN0801714B* | 33600 | 18 | 9 | 35200 | 25200 | 71.59% | 1.88 | 0 | 9.5 |  |  |  | No | R-454B | 2.8 | Residential & Commercial | No
211387604 | Central HP <5.4 tons | LUXAIRE | HRCU-A-CB (Split System: Heat Pump with Remote Outdoor Unit-Air-Source) | HMH72B341 |  |  | XAHC30CXXN1+TXV | TM9V080C16MP12 | 32200 | 16.5 | 8.1 | 32800 | 23000 | 70.12% | 2 | 0 | 9.5 |  |  |  | No | R-410A | 2.6833 | Residential & Commercial | No
211387721 | Central HP <5.4 tons | LUXAIRE | HRCU-A-CB (Split System: Heat Pump with Remote Outdoor Unit-Air-Source) | HMH72B341 |  |  | XAHC30CXXN1+TXV | TM9V080B12MP12 | 32000 | 16.5 | 8.1 | 33000 | 23200 | 70.3% | 1.98 | 0 | 9 |  |  |  | No | R-410A | 2.6667 | Residential & Commercial | No
211388001 | Central HP <5.4 tons | LUXAIRE | HRCU-A-CB (Split System: Heat Pump with Remote Outdoor Unit-Air-Source) | HMH72B341 |  |  | XAUB30CXXN1+TXV | TM9V080B12MP12 | 32800 | 17 | 8.1 | 33600 | 23600 | 70.24% | 2.02 | 0 | 9.5 |  |  |  | No | R-410A | 2.7333 | Residential & Commercial | No
211386181 | Central HP <5.4 tons | LUXAIRE | HRCU-A-CB (Split System: Heat Pump with Remote Outdoor Unit-Air-Source) | HMH72B341 |  |  | XAHD48FXXN1+TXV | TL9E080C16UH11 | 33200 | 16 | 8.1 | 32400 | 23600 | 72.84% | 2.04 | 0 | 9 |  |  |  | No | R-410A | 2.7667 | Residential & Commercial | No
211386501 | Central HP <5.4 tons | LUXAIRE | HRCU-A-CB (Split System: Heat Pump with Remote Outdoor Unit-Air-Source) | HMH72B341 |  |  | XAHC48FXXN1+TXV | TL8E080C16UH11 | 33600 | 16.5 | 8.1 | 32600 | 24200 | 74.23% | 2.04 | 0 | 9 |  |  |  | No | R-410A | 2.8 | Residential & Commercial | No
211385840 | Central HP <5.4 tons | LUXAIRE | HRCU-A-CB (Split System: Heat Pump with Remote Outdoor Unit-Air-Source) | HMH72B341 |  |  | XAFC48FXXN1+TXV | TMLE080C16MP11 | 33400 | 17 | 8.5 | 32200 | 23400 | 72.67% | 2.06 | 0 | 9.5 |  |  |  | No | R-410A | 2.7833 | Residential & Commercial | No
211385954 | Central HP <5.4 tons | LUXAIRE | HRCU-A-CB (Split System: Heat Pump with Remote Outdoor Unit-Air-Source) | HMH72B341 |  |  | XAHC48FBCN1 | TMLE080B12MP11 | 32800 | 16.5 | 8.1 | 32400 | 23800 | 73.46% | 2 | 0 | 9 |  |  |  | No | R-410A | 2.7333 | Residential & Commercial | No
211391068 | Central HP <5.4 tons | COLEMAN | HRCU-A-CB (Split System: Heat Pump with Remote Outdoor Unit-Air-Source) | HMH72B341 |  |  | XAFB36DBCN1 | TMLV060A12MP12 | 34000 | 17.5 | 8.1 | 34000 | 24200 | 71.18% | 2.06 | 0 | 9.5 |  |  |  | No | R-410A | 2.8333 | Residential & Commercial | No
211393091 | Central HP <5.4 tons | COLEMAN | HRCU-A-CB (Split System: Heat Pump with Remote Outdoor Unit-Air-Source) | HMH72B341 |  |  | XAFC36DXXN1+TXV | TL9E080C16UH11 | 34000 | 17.5 | 8.1 | 34000 | 24400 | 71.76% | 2.1 | 0 | 9.5 |  |  |  | No | R-410A | 2.8333 | Residential & Commercial | No
211386643 | Central HP <5.4 tons | LUXAIRE | HRCU-A-CB (Split System: Heat Pump with Remote Outdoor Unit-Air-Source) | HMH72B341 |  |  | XAUC48FXXN1+JMET12CS2N1+TXV |  | 34000 | 17.5 | 8.5 | 32600 | 23800 | 73.01% | 2.12 | 0 | 9.5 |  |  |  | No | R-410A | 2.8333 | Residential & Commercial | No
211386877 | Central HP <5.4 tons | LUXAIRE | HRCU-A-CB (Split System: Heat Pump with Remote Outdoor Unit-Air-Source) | HMH72B341 |  |  | XAHC36DXXN1+TXV | TM9Y080B12MP11 | 33400 | 17.5 | 8.1 | 33600 | 24000 | 71.43% | 2.02 | 0 | 9.5 |  |  |  | No | R-410A | 2.7833 | Residential & Commercial | No
211388212 | Central HP <5.4 tons | LUXAIRE | HRCU-A-CB (Split System: Heat Pump with Remote Outdoor Unit-Air-Source) | HMH72B341 |  |  | XAHB30CXXN1+TXV | LP9C060B12MP13 | 31600 | 16.5 | 8.1 | 32800 | 23000 | 70.12% | 1.96 | 0 | 9 |  |  |  | No | R-410A | 2.6333 | Residential & Commercial | No
211389351 | Central HP <5.4 tons | FRASER-JOHNSTON | HRCU-A-CB (Split System: Heat Pump with Remote Outdoor Unit-Air-Source) | HMH72B341 |  |  | XAHC30CXXN1+TXV | TM8Y100C20MP11 | 32800 | 17 | 8.1 | 32800 | 23000 | 70.12% | 2.02 | 0 | 9.5 |  |  |  | No | R-410A | 2.7333 | Residential & Commercial | No
211390925 | Central HP <5.4 tons | FRASER-JOHNSTON | HRCU-A-CB (Split System: Heat Pump with Remote Outdoor Unit-Air-Source) | HMH72B341 |  |  | XAHB36DBCN1 | TMLV060A12MP12 | 33400 | 16.5 | 8.1 | 33600 | 23800 | 70.83% | 2.02 | 0 | 9.5 |  |  |  | No | R-410A | 2.7833 | Residential & Commercial | No
211391014 | Central HP <5.4 tons | FRASER-JOHNSTON | HRCU-A-CB (Split System: Heat Pump with Remote Outdoor Unit-Air-Source) | HMH72B341 |  |  | XAFB36DXXN1+TXV | TMLV060A12MP12 | 34000 | 17.5 | 8.1 | 34000 | 24200 | 71.18% | 2.06 | 0 | 9.5 |  |  |  | No | R-410A | 2.8333 | Residential & Commercial | No
211391725 | Central HP <5.4 tons | FRASER-JOHNSTON | HRCU-A-CB (Split System: Heat Pump with Remote Outdoor Unit-Air-Source) | HMH72B341 |  |  | XAHB30CXXN1+TXV | TMLE100B12MP11 | 32000 | 17 | 8.1 | 32800 | 23000 | 70.12% | 1.98 | 0 | 9.5 |  |  |  | No | R-410A | 2.6667 | Residential & Commercial | No
211391909 | Central HP <5.4 tons | FRASER-JOHNSTON | HRCU-A-CB (Split System: Heat Pump with Remote Outdoor Unit-Air-Source) | HMH72B341 |  |  | XAFB30CXXN1+TXV | TM8E100B12MP11 | 32800 | 17.5 | 8.1 | 33400 | 23400 | 70.06% | 2.04 | 0 | 9.5 |  |  |  | No | R-410A | 2.7333 | Residential & Commercial | No
211390505 | Central HP <5.4 tons | FRASER-JOHNSTON | HRCU-A-CB (Split System: Heat Pump with Remote Outdoor Unit-Air-Source) | HMH72B341 |  |  | XAHB36DXXN1+TXV | TM8V080B12MP12 | 32800 | 16.5 | 8.1 | 33000 | 23400 | 70.91% | 1.98 | 0 | 9.5 |  |  |  | No | R-410A | 2.7333 | Residential & Commercial | No
211390866 | Central HP <5.4 tons | FRASER-JOHNSTON | HRCU-A-CB (Split System: Heat Pump with Remote Outdoor Unit-Air-Source) | HMH72B341 |  |  | XAHB36DXXN1+TXV | TM8V060A12MP12 | 33400 | 16.5 | 8.1 | 33600 | 23800 | 70.83% | 2.02 | 0 | 9.5 |  |  |  | No | R-410A | 2.7833 | Residential & Commercial | No
211390984 | Central HP <5.4 tons | FRASER-JOHNSTON | HRCU-A-CB (Split System: Heat Pump with Remote Outdoor Unit-Air-Source) | HMH72B341 |  |  | XAHB30CXXN1+TXV | TPLC060A12MP13 | 32000 | 17 | 8.1 | 32800 | 23000 | 70.12% | 1.98 | 0 | 9.5 |  |  |  | No | R-410A | 2.6667 | Residential & Commercial | No
211719786 | Central HP <5.4 tons | LUXAIRE | HRCU-A-CB (Split System: Heat Pump with Remote Outdoor Unit-Air-Source) | HMH72B341 |  |  | XAUB36DXXN1+TXV | LPLC060A12MP13 | 34000 | 17.5 | 8.1 | 34000 | 24200 | 71.18% | 2.06 | 0 | 9.5 |  |  |  | No | R-410A | 2.8333 | Residential & Commercial | No
211390381 | Central HP <5.4 tons | FRASER-JOHNSTON | HRCU-A-CB (Split System: Heat Pump with Remote Outdoor Unit-Air-Source) | HMH72B341 |  |  | XAFC30CXXN1+TXV | TPLC100C16MP13 | 33000 | 17.5 | 8.5 | 33000 | 23200 | 70.3% | 2.04 | 0 | 9.5 |  |  |  | No | R-410A | 2.75 | Residential & Commercial | No
211390488 | Central HP <5.4 tons | FRASER-JOHNSTON | HRCU-A-CB (Split System: Heat Pump with Remote Outdoor Unit-Air-Source) | HMH72B341 |  |  | XAHC30CXXN1+TXV | TPLC080B12MP13 | 31800 | 16.5 | 8.1 | 33000 | 23200 | 70.3% | 1.96 | 0 | 9 |  |  |  | No | R-410A | 2.65 | Residential & Commercial | No
211391149 | Central HP <5.4 tons | FRASER-JOHNSTON | HRCU-A-CB (Split System: Heat Pump with Remote Outdoor Unit-Air-Source) | HMH72B341 |  |  | XAFB30CXXN1+TXV | TMLV060A12MP12 | 32800 | 17.5 | 8.1 | 33400 | 23400 | 70.06% | 2.02 | 0 | 9.5 |  |  |  | No | R-410A | 2.7333 | Residential & Commercial | No
211387738 | Central HP <5.4 tons | LUXAIRE | HRCU-A-CB (Split System: Heat Pump with Remote Outdoor Unit-Air-Source) | HMH72B341 |  |  | XAHC30CXXN1+TXV | LP9C080B12MP13 | 32000 | 16.5 | 8.1 | 33000 | 23200 | 70.3% | 1.98 | 0 | 9 |  |  |  | No | R-410A | 2.6667 | Residential & Commercial | No
211387758 | Central HP <5.4 tons | LUXAIRE | HRCU-A-CB (Split System: Heat Pump with Remote Outdoor Unit-Air-Source) | HMH72B341 |  |  | XAHB36DXXN1+TXV | LP9C080B12MP13 | 33200 | 16.5 | 8.1 | 33400 | 23600 | 70.66% | 2 | 0 | 9.5 |  |  |  | No | R-410A | 2.7667 | Residential & Commercial | No
211387981 | Central HP <5.4 tons | LUXAIRE | HRCU-A-CB (Split System: Heat Pump with Remote Outdoor Unit-Air-Source) | HMH72B341 |  |  | XAFB30CXXN1+TXV | TP9C080B12MP13 | 32800 | 17 | 8.1 | 33600 | 23600 | 70.24% | 2.02 | 0 | 9.5 |  |  |  | No | R-410A | 2.7333 | Residential & Commercial | No
211388283 | Central HP <5.4 tons | LUXAIRE | HRCU-A-CB (Split System: Heat Pump with Remote Outdoor Unit-Air-Source) | HMH72B341 |  |  | XAFC30CXXN1+TXV | TP9C060B12MP13 | 32600 | 17 | 8.1 | 33600 | 23600 | 70.24% | 2.02 | 0 | 9.5 |  |  |  | No | R-410A | 2.7167 | Residential & Commercial | No
211387463 | Central HP <5.4 tons | LUXAIRE | HRCU-A-CB (Split System: Heat Pump with Remote Outdoor Unit-Air-Source) | HMH72B341 |  |  | XAHC36DBCN1 | LP9C100C16MP13 | 33800 | 17 | 8.1 | 33400 | 23600 | 70.66% | 2.06 | 0 | 9.5 |  |  |  | No | R-410A | 2.8167 | Residential & Commercial | No
211388412 | Central HP <5.4 tons | LUXAIRE | HRCU-A-CB (Split System: Heat Pump with Remote Outdoor Unit-Air-Source) | HMH72B341 |  |  | XAFB30CXXN1+TXV | TP9C060B12MP13 | 32600 | 17 | 8.1 | 33600 | 23600 | 70.24% | 2.02 | 0 | 9.5 |  |  |  | No | R-410A | 2.7167 | Residential & Commercial | No
211387761 | Central HP <5.4 tons | LUXAIRE | HRCU-A-CB (Split System: Heat Pump with Remote Outdoor Unit-Air-Source) | HMH72B341 |  |  | XAHB36DBCN1 | TM9V080B12MP12 | 33200 | 16.5 | 8.1 | 33400 | 23600 | 70.66% | 2 | 0 | 9.5 |  |  |  | No | R-410A | 2.7667 | Residential & Commercial | No
211386108 | Central HP <5.4 tons | LUXAIRE | HRCU-A-CB (Split System: Heat Pump with Remote Outdoor Unit-Air-Source) | HMH72B341 |  |  | XAFD48FXXN1+TXV | TL9E100C20UH11 | 34000 | 16 | 8.5 | 32400 | 23800 | 73.46% | 2.08 | 0 | 9.5 |  |  |  | No | R-410A | 2.8333 | Residential & Commercial | No
211388183 | Central HP <5.4 tons | LUXAIRE | HRCU-A-CB (Split System: Heat Pump with Remote Outdoor Unit-Air-Source) | HMH72B341 |  |  | XAHB36DBCN1 | LP9C060B12MP13 | 32800 | 17 | 8.1 | 33000 | 23400 | 70.91% | 1.98 | 0 | 9.5 |  |  |  | No | R-410A | 2.7333 | Residential & Commercial | No
211387690 | Central HP <5.4 tons | LUXAIRE | HRCU-A-CB (Split System: Heat Pump with Remote Outdoor Unit-Air-Source) | HMH72B341 |  |  | XAHC36DXXN1+TXV | TP9C080B12MP13 | 33200 | 17 | 8.1 | 33200 | 23400 | 70.48% | 2.02 | 0 | 9.5 |  |  |  | No | R-410A | 2.7667 | Residential & Commercial | No
211386568 | Central HP <5.4 tons | LUXAIRE | HRCU-A-CB (Split System: Heat Pump with Remote Outdoor Unit-Air-Source) | HMH72B341 |  |  | XAFC48FBCN1 | TL8E080C16UH11 | 34000 | 16.5 | 8.5 | 33400 | 24600 | 73.65% | 2.08 | 0 | 9 |  |  |  | No | R-410A | 2.8333 | Residential & Commercial | No
211395456 | Central HP <5.4 tons | FRASER-JOHNSTON | HRCU-A-CB (Split System: Heat Pump with Remote Outdoor Unit-Air-Source) | HMH72B341 |  |  | XAHC48FXXN1+TXV | TM9V080B12MP12 | 32800 | 16 | 8.1 | 32200 | 23600 | 73.29% | 2.02 | 0 | 9 |  |  |  | No | R-410A | 2.7333 | Residential & Commercial | No
211385830 | Central HP <5.4 tons | LUXAIRE | HRCU-A-CB (Split System: Heat Pump with Remote Outdoor Unit-Air-Source) | HMH72B341 |  |  | XAFC48FXXN1+TXV | TM8E080C16MP11 | 33400 | 17 | 8.5 | 32200 | 23400 | 72.67% | 2.06 | 0 | 9.5 |  |  |  | No | R-410A | 2.7833 | Residential & Commercial | No
211385915 | Central HP <5.4 tons | LUXAIRE | HRCU-A-CB (Split System: Heat Pump with Remote Outdoor Unit-Air-Source) | HMH72B341 |  |  | XAHC48FXXN1+TXV | TM8E080B12MP11 | 32800 | 16.5 | 8.1 | 32400 | 23800 | 73.46% | 2 | 0 | 9 |  |  |  | No | R-410A | 2.7333 | Residential & Commercial | No
211386683 | Central HP <5.4 tons | LUXAIRE | HRCU-A-CB (Split System: Heat Pump with Remote Outdoor Unit-Air-Source) | HMH72B341 |  |  | XAHC36DXXN1+TXV | TM9Y100C20MP11 | 34000 | 15.5 | 8.1 | 34000 | 24400 | 71.76% | 2.06 | 0 | 9.5 |  |  |  | No | R-410A | 2.8333 | Residential & Commercial | No
211386080 | Central HP <5.4 tons | LUXAIRE | HRCU-A-CB (Split System: Heat Pump with Remote Outdoor Unit-Air-Source) | HMH72B341 |  |  | XAHC48FXXN1+TXV | TL9E100C20UH11 | 33400 | 15.5 | 8.5 | 32000 | 23400 | 73.12% | 2.04 | 0 | 9 |  |  |  | No | R-410A | 2.7833 | Residential & Commercial | No
212977035 | Central HP <5.4 tons | KEEPRITE | HRCU-A-CB (Split System: Heat Pump with Remote Outdoor Unit-Air-Source) | DLCURAH30ABK |  |  | EA*4X42L21A* | *96VTN1002122B* | 30000 | 15.2 | 8.1 | 34200 | 27600 | 80.7% | 1.8 | 0 | 9 |  |  |  | No | R-410A | 2.5 | Residential & Commercial | No
215670252 | Central HP <5.4 tons | DAY & NIGHT | HRCU-A-CB (Split System: Heat Pump with Remote Outdoor Unit-Air-Source) | C5H0V36*K*AAA* |  |  | ESH5X48M12A*+WALLCON | *95CSU0802120B* | 34200 | 16.5 | 8.5 | 35400 | 25200 | 71.19% | 1.88 | 0 | 9.5 |  |  |  | No | R-454B | 2.85 | Residential & Commercial | No
215674220 | Central HP <5.4 tons | DAY & NIGHT | HRCU-A-CB (Split System: Heat Pump with Remote Outdoor Unit-Air-Source) | C5H0V48*K*AAA* |  |  | EA*5X60M24A*+WALLCON | *95CSU0802120B* | 45000 | 17.5 | 9 | 47500 | 33600 | 70.74% | 2.08 | 0 | 9.5 |  |  |  | No | R-454B | 3.75 | Residential & Commercial | No
211387333 | Central HP <5.4 tons | LUXAIRE | HRCU-A-CB (Split System: Heat Pump with Remote Outdoor Unit-Air-Source) | HMH72B341 |  |  | XAFC36DBCN1 | TM9V100C20MP12 | 34000 | 17.5 | 8.1 | 34000 | 24800 | 72.94% | 2.12 | 0 | 9.5 |  |  |  | No | R-410A | 2.8333 | Residential & Commercial | No
213297084 | Central HP <5.4 tons | LUXAIRE | HRCU-A-CB (Split System: Heat Pump with Remote Outdoor Unit-Air-Source) | HMH72B341 |  |  | XAHC36DBCN1 | Z8ET080C16LMPS1 | 34000 | 18.5 | 8.5 | 33400 | 24000 | 71.86% | 2.1 | 0 | 9.5 |  |  |  | No | R-410A | 2.8333 | Residential & Commercial | No
211391059 | Central HP <5.4 tons | FRASER-JOHNSTON | HRCU-A-CB (Split System: Heat Pump with Remote Outdoor Unit-Air-Source) | HMH72B341 |  |  | XAUB36DXXN1+TXV | TM8V060A12MP12 | 34000 | 17.5 | 8.1 | 34000 | 24200 | 71.18% | 2.06 | 0 | 9.5 |  |  |  | No | R-410A | 2.8333 | Residential & Commercial | No
211391134 | Central HP <5.4 tons | FRASER-JOHNSTON | HRCU-A-CB (Split System: Heat Pump with Remote Outdoor Unit-Air-Source) | HMH72B341 |  |  | XAFB30CXXN1+TXV | TM8V060A12MP12 | 32800 | 17.5 | 8.1 | 33400 | 23400 | 70.06% | 2.02 | 0 | 9.5 |  |  |  | No | R-410A | 2.7333 | Residential & Commercial | No
211392184 | Central HP <5.4 tons | FRASER-JOHNSTON | HRCU-A-CB (Split System: Heat Pump with Remote Outdoor Unit-Air-Source) | HMH72B341 |  |  | XAHC36DBCN1 | TMLE080B12MP11 | 33400 | 17.5 | 8.1 | 33200 | 23400 | 70.48% | 2.02 | 0 | 9.5 |  |  |  | No | R-410A | 2.7833 | Residential & Commercial | No
211392195 | Central HP <5.4 tons | FRASER-JOHNSTON | HRCU-A-CB (Split System: Heat Pump with Remote Outdoor Unit-Air-Source) | HMH72B341 |  |  | XAHC30CXXN1+TXV | TM8E080B12MP11 | 32200 | 17 | 8.1 | 33000 | 23200 | 70.3% | 1.98 | 0 | 9 |  |  |  | No | R-410A | 2.6833 | Residential & Commercial | No
214777078 | Central HP <5.4 tons | LUXAIRE | HRCU-A-CB (Split System: Heat Pump with Remote Outdoor Unit-Air-Source) | HMH72B361 |  |  | XAFC36DBCN1 | Z9ES080C16SMPS1 | 36000 | 17 | 8.5 | 36000 | 25200 | 70% | 2.06 | 0 | 8.5 |  |  |  | No | R-410A | 3 | Residential & Commercial | No
211397130 | Central HP <5.4 tons | FRASER-JOHNSTON | HRCU-A-CB (Split System: Heat Pump with Remote Outdoor Unit-Air-Source) | HMH72B341 |  |  | XAHC48FBCN1 | TM8V120C20MP12 | 33800 | 16.5 | 8.5 | 32400 | 23800 | 73.46% | 2.06 | 0 | 9 |  |  |  | No | R-410A | 2.8167 | Residential & Commercial | No
211397780 | Central HP <5.4 tons | FRASER-JOHNSTON | HRCU-A-CB (Split System: Heat Pump with Remote Outdoor Unit-Air-Source) | HMH72B341 |  |  | XAFC48FBCN1 | TM8V100C16MP12 | 34000 | 16.5 | 8.5 | 33200 | 24400 | 73.49% | 2.1 | 0 | 9 |  |  |  | No | R-410A | 2.8333 | Residential & Commercial | No
211396894 | Central HP <5.4 tons | FRASER-JOHNSTON | HRCU-A-CB (Split System: Heat Pump with Remote Outdoor Unit-Air-Source) | HMH72B341 |  |  | XAFC48FXXN1+TXV | TM8Y100C16MP11 | 34000 | 17.5 | 8.5 | 33200 | 24400 | 73.49% | 2.08 | 0 | 9 |  |  |  | No | R-410A | 2.8333 | Residential & Commercial | No
211392235 | Central HP <5.4 tons | FRASER-JOHNSTON | HRCU-A-CB (Split System: Heat Pump with Remote Outdoor Unit-Air-Source) | HMH72B341 |  |  | XAHB36DXXN1+TXV | TMLE080B12MP11 | 33200 | 17 | 8.1 | 33200 | 23400 | 70.48% | 2 | 0 | 9.5 |  |  |  | No | R-410A | 2.7667 | Residential & Commercial | No
212970367 | Central HP <5.4 tons | BRYANT HEATING AND COOLING SYSTEMS | HRCU-A-CB (Split System: Heat Pump with Remote Outdoor Unit-Air-Source) | 38MURAQ36AB3* |  |  | CAP**3617AL* | 82*SB48070V17*** | 35000 | 15.5 | 8.1 | 38500 | 35200 | 91.43% | 1.82 | 0 | 9.5 |  |  |  | No | R-410A | 2.9167 | Residential & Commercial | No
215674010 | Central HP <5.4 tons | DAY & NIGHT | HRCU-A-CB (Split System: Heat Pump with Remote Outdoor Unit-Air-Source) | C5H0V48*K*AAA* |  |  | EA*5X48M21A*+WALLCON | *80CSU1002120A* | 44000 | 17.5 | 9 | 48500 | 34200 | 70.52% | 2.06 | 0 | 9.5 |  |  |  | No | R-454B | 3.6667 | Residential & Commercial | No
211392312 | Central HP <5.4 tons | FRASER-JOHNSTON | HRCU-A-CB (Split System: Heat Pump with Remote Outdoor Unit-Air-Source) | HMH72B341 |  |  | XAFC36DXXN1+TXV | TMLE080B12MP11 | 34000 | 18 | 8.1 | 34000 | 24400 | 71.76% | 2.06 | 0 | 9.5 |  |  |  | No | R-410A | 2.8333 | Residential & Commercial | No
211392551 | Central HP <5.4 tons | FRASER-JOHNSTON | HRCU-A-CB (Split System: Heat Pump with Remote Outdoor Unit-Air-Source) | HMH72B341 |  |  | XAHB36DBCN1 | TM8E060A12MP11 | 33200 | 17 | 8.1 | 33200 | 23400 | 70.48% | 2 | 0 | 9.5 |  |  |  | No | R-410A | 2.7667 | Residential & Commercial | No
211392220 | Central HP <5.4 tons | FRASER-JOHNSTON | HRCU-A-CB (Split System: Heat Pump with Remote Outdoor Unit-Air-Source) | HMH72B341 |  |  | XAHB36DXXN1+TXV | TM8E080B12MP11 | 33200 | 17 | 8.1 | 33200 | 23400 | 70.48% | 2 | 0 | 9.5 |  |  |  | No | R-410A | 2.7667 | Residential & Commercial | No
211386008 | Central HP <5.4 tons | LUXAIRE | HRCU-A-CB (Split System: Heat Pump with Remote Outdoor Unit-Air-Source) | HMH72B341 |  |  | XAUC48FXXN1+TXV | TM8E080B12MP11 | 33400 | 17 | 8.5 | 32400 | 23800 | 73.46% | 2.04 | 0 | 9 |  |  |  | No | R-410A | 2.7833 | Residential & Commercial | No
213297894 | Central HP <5.4 tons | LUXAIRE | HRCU-A-CB (Split System: Heat Pump with Remote Outdoor Unit-Air-Source) | HMH72B341 |  |  | XAFB36DXXN1+TXV | Z9ES060A10SMPS1 | 33400 | 18.5 | 8.1 | 32800 | 23200 | 70.73% | 2.02 | 0 | 9.5 |  |  |  | No | R-410A | 2.7833 | Residential & Commercial | No
213297929 | Central HP <5.4 tons | LUXAIRE | HRCU-A-CB (Split System: Heat Pump with Remote Outdoor Unit-Air-Source) | HMH72B341 |  |  | XAFB36DBCN1 | Z8ET080B12LMPS1 | 34000 | 18.5 | 8.1 | 33400 | 24000 | 71.86% | 2.08 | 0 | 9.5 |  |  |  | No | R-410A | 2.8333 | Residential & Commercial | No
213297864 | Central HP <5.4 tons | LUXAIRE | HRCU-A-CB (Split System: Heat Pump with Remote Outdoor Unit-Air-Source) | HMH72B341 |  |  | XAHC36DXXN1+TXV | Z9ES100C20SMPS1 | 34000 | 17 | 8.1 | 33400 | 23600 | 70.66% | 2.06 | 0 | 9.5 |  |  |  | No | R-410A | 2.8333 | Residential & Commercial | No
213297944 | Central HP <5.4 tons | LUXAIRE | HRCU-A-CB (Split System: Heat Pump with Remote Outdoor Unit-Air-Source) | HMH72B341 |  |  | XAFD48FXXN1+TXV | Z8ES120C16LMPS1 | 34000 | 16.5 | 8.5 | 32800 | 23400 | 71.34% | 2.1 | 0 | 9.5 |  |  |  | No | R-410A | 2.8333 | Residential & Commercial | No
213297329 | Central HP <5.4 tons | LUXAIRE | HRCU-A-CB (Split System: Heat Pump with Remote Outdoor Unit-Air-Source) | HMH72B341 |  |  | XAHC30CXXN1+TXV | Z8ES120C16LMPS1 | 32600 | 17 | 8.5 | 32000 | 22600 | 70.62% | 2.04 | 0 | 9.5 |  |  |  | No | R-410A | 2.7167 | Residential & Commercial | No
213297544 | Central HP <5.4 tons | LUXAIRE | HRCU-A-CB (Split System: Heat Pump with Remote Outdoor Unit-Air-Source) | HMH72B341 |  |  | XAHC36DXXN1+TXV | Z8ES100C20LMPS1 | 34000 | 17 | 8.5 | 33400 | 23600 | 70.66% | 2.08 | 0 | 9.5 |  |  |  | No | R-410A | 2.8333 | Residential & Commercial | No
213297579 | Central HP <5.4 tons | LUXAIRE | HRCU-A-CB (Split System: Heat Pump with Remote Outdoor Unit-Air-Source) | HMH72B341 |  |  | XAFB36DXXN1+TXV | Z8ES100B12SMPS1 | 34000 | 18 | 8.1 | 34000 | 24600 | 72.35% | 2.1 | 0 | 9.5 |  |  |  | No | R-410A | 2.8333 | Residential & Commercial | No
213297694 | Central HP <5.4 tons | LUXAIRE | HRCU-A-CB (Split System: Heat Pump with Remote Outdoor Unit-Air-Source) | HMH72B341 |  |  | XAFC36DBCN1 | Z9ET060B12SMPS1 | 33800 | 17.5 | 8.5 | 33400 | 23400 | 70.06% | 2 | 0 | 9.5 |  |  |  | No | R-410A | 2.8167 | Residential & Commercial | No
213296859 | Central HP <5.4 tons | LUXAIRE | HRCU-A-CB (Split System: Heat Pump with Remote Outdoor Unit-Air-Source) | HMH72B341 |  |  | XAFC36DXXN1+TXV | Z8ES120C20LMPS1 | 34000 | 17.5 | 8.5 | 34000 | 24600 | 72.35% | 2.12 | 0 | 9.5 |  |  |  | No | R-410A | 2.8333 | Residential & Commercial | No
215669946 | Central HP <5.4 tons | DAY & NIGHT | HRCU-A-CB (Split System: Heat Pump with Remote Outdoor Unit-Air-Source) | C5H0V36*K*AAA* |  |  | ESH5X42M12A*+WALLCON | *80CSU0601716A* | 34000 | 16.5 | 8.5 | 35600 | 25400 | 71.35% | 1.78 | 0 | 9.5 |  |  |  | No | R-454B | 2.8333 | Residential & Commercial | No
212971433 | Central HP <5.4 tons | BRYANT HEATING AND COOLING SYSTEMS | HRCU-A-CB (Split System: Heat Pump with Remote Outdoor Unit-Air-Source) | 38MURAQ30AB3* |  |  | CNPV*4217AL* | 82*TB36045V14*** | 30000 | 15.2 | 8.1 | 34000 | 27200 | 80% | 1.82 | 0 | 9 |  |  |  | No | R-410A | 2.5 | Residential & Commercial | No
212985000 | Central HP <5.4 tons | BRYANT HEATING AND COOLING SYSTEMS | HRCU-A-CB (Split System: Heat Pump with Remote Outdoor Unit-Air-Source) | 38MURAQ30AB3* |  |  | CAP**4321AL* | 912SE60080M21*** | 30600 | 15.5 | 8.5 | 33400 | 26400 | 79.04% | 1.86 | 0 | 9 |  |  |  | No | R-410A | 2.55 | Residential & Commercial | No
215668960 | Central HP <5.4 tons | DAY & NIGHT | HRCU-A-CB (Split System: Heat Pump with Remote Outdoor Unit-Air-Source) | C5H0V36*K*AAA* |  |  | EA*5X43M21A*+WALLCON | *80CSU0601716A* | 34400 | 18 | 9 | 35400 | 25200 | 71.19% | 1.9 | 0 | 9.5 |  |  |  | No | R-454B | 2.8667 | Residential & Commercial | No
215669754 | Central HP <5.4 tons | DAY & NIGHT | HRCU-A-CB (Split System: Heat Pump with Remote Outdoor Unit-Air-Source) | C5H0V36*K*AAA* |  |  | ESH5X36M12A*+WALLCON | *80CSU0601716A* | 33600 | 16.5 | 8.5 | 35800 | 25600 | 71.51% | 1.76 | 0 | 9.5 |  |  |  | No | R-454B | 2.8 | Residential & Commercial | No
215669922 | Central HP <5.4 tons | DAY & NIGHT | HRCU-A-CB (Split System: Heat Pump with Remote Outdoor Unit-Air-Source) | C5H0V36*K*AAA* |  |  | ESH5X36M12A*+WALLCON | *96CTN1002122B* | 33800 | 16.5 | 8.5 | 35800 | 25400 | 70.95% | 1.76 | 0 | 9.5 |  |  |  | No | R-454B | 2.8167 | Residential & Commercial | No
215669938 | Central HP <5.4 tons | DAY & NIGHT | HRCU-A-CB (Split System: Heat Pump with Remote Outdoor Unit-Air-Source) | C5H0V36*K*AAA* |  |  | ESH5X42M12A*+WALLCON | *80CSU0401712A* | 34000 | 16.5 | 8.5 | 35600 | 25400 | 71.35% | 1.76 | 0 | 9.5 |  |  |  | No | R-454B | 2.8333 | Residential & Commercial | No
211393034 | Central HP <5.4 tons | FRASER-JOHNSTON | HRCU-A-CB (Split System: Heat Pump with Remote Outdoor Unit-Air-Source) | HMH72B341 |  |  | XAFC36DBCN1 | TL9E100C20UH11 | 34000 | 17 | 8.5 | 34000 | 25000 | 73.53% | 2.12 | 0 | 9.5 |  |  |  | No | R-410A | 2.8333 | Residential & Commercial | No
211392298 | Central HP <5.4 tons | FRASER-JOHNSTON | HRCU-A-CB (Split System: Heat Pump with Remote Outdoor Unit-Air-Source) | HMH72B341 |  |  | XAFC36DXXN1+TXV | TM8E080B12MP11 | 34000 | 18 | 8.1 | 34000 | 24400 | 71.76% | 2.06 | 0 | 9.5 |  |  |  | No | R-410A | 2.8333 | Residential & Commercial | No
211392480 | Central HP <5.4 tons | FRASER-JOHNSTON | HRCU-A-CB (Split System: Heat Pump with Remote Outdoor Unit-Air-Source) | HMH72B341 |  |  | XAFB30CXXN1+TXV | TMLE080B12MP11 | 32800 | 17.5 | 8.1 | 34000 | 23800 | 70% | 2.02 | 0 | 9.5 |  |  |  | No | R-410A | 2.7333 | Residential & Commercial | No
215669218 | Central HP <5.4 tons | DAY & NIGHT | HRCU-A-CB (Split System: Heat Pump with Remote Outdoor Unit-Air-Source) | C5H0V36*K*AAA* |  |  | EA*5X48M21A*+WALLCON | *97CMN0601714B* | 33400 | 17.5 | 9 | 35200 | 25400 | 72.16% | 1.88 | 0 | 9.5 |  |  |  | No | R-454B | 2.7833 | Residential & Commercial | No
212985252 | Central HP <5.4 tons | BRYANT HEATING AND COOLING SYSTEMS | HRCU-A-CB (Split System: Heat Pump with Remote Outdoor Unit-Air-Source) | 38MURAQ30AB3* |  |  | CAP**3621AL* | 912SE60100M21*** | 30000 | 15.2 | 8.1 | 34400 | 28000 | 81.4% | 1.78 | 0 | 9 |  |  |  | No | R-410A | 2.5 | Residential & Commercial | No
212979721 | Central HP <5.4 tons | KEEPRITE | HRCU-A-CB (Split System: Heat Pump with Remote Outdoor Unit-Air-Source) | DLCURAH30ABK |  |  | EA*4X37L21A* | *80MS(N,L)0901714A* | 30400 | 15.2 | 8.1 | 33200 | 26400 | 79.52% | 1.84 | 0 | 9 |  |  |  | No | R-410A | 2.5333 | Residential & Commercial | No
212974523 | Central HP <5.4 tons | BRYANT HEATING AND COOLING SYSTEMS | HRCU-A-CB (Split System: Heat Pump with Remote Outdoor Unit-Air-Source) | 38MURAQ30AB3* |  |  | CAP**4224AL* | 926SB66120V24*** | 30200 | 15.2 | 8.1 | 34400 | 27400 | 79.65% | 1.8 | 0 | 9 |  |  |  | No | R-410A | 2.5167 | Residential & Commercial | No
212977019 | Central HP <5.4 tons | BRYANT HEATING AND COOLING SYSTEMS | HRCU-A-CB (Split System: Heat Pump with Remote Outdoor Unit-Air-Source) | 38MURAQ30AB3* |  |  | CAP**3721AL* | 926TC66100V21*** | 30400 | 15.2 | 8.1 | 33400 | 26400 | 79.04% | 1.84 | 0 | 9 |  |  |  | No | R-410A | 2.5333 | Residential & Commercial | No
212974163 | Central HP <5.4 tons | BRYANT HEATING AND COOLING SYSTEMS | HRCU-A-CB (Split System: Heat Pump with Remote Outdoor Unit-Air-Source) | 38MURAQ30AB3* |  |  | CAP**4321AL* | 926SB60080V21*** | 30600 | 15.2 | 8.1 | 33400 | 26400 | 79.04% | 1.86 | 0 | 9 |  |  |  | No | R-410A | 2.55 | Residential & Commercial | No
215669188 | Central HP <5.4 tons | DAY & NIGHT | HRCU-A-CB (Split System: Heat Pump with Remote Outdoor Unit-Air-Source) | C5H0V36*K*AAA* |  |  | EA*5X48M21A*+WALLCON | *95CSU0601716B* | 33600 | 17.5 | 9 | 35200 | 25200 | 71.59% | 1.88 | 0 | 9.5 |  |  |  | No | R-454B | 2.8 | Residential & Commercial | No
215669810 | Central HP <5.4 tons | DAY & NIGHT | HRCU-A-CB (Split System: Heat Pump with Remote Outdoor Unit-Air-Source) | C5H0V36*K*AAA* |  |  | ESH5X36M12A*+WALLCON | *80CTL0902120B* | 33800 | 16.5 | 8.5 | 35600 | 25400 | 71.35% | 1.76 | 0 | 9.5 |  |  |  | No | R-454B | 2.8167 | Residential & Commercial | No
215669842 | Central HP <5.4 tons | DAY & NIGHT | HRCU-A-CB (Split System: Heat Pump with Remote Outdoor Unit-Air-Source) | C5H0V36*K*AAA* |  |  | ESH5X36M12A*+WALLCON | *95CSU0802120B* | 33600 | 16 | 8.5 | 35800 | 25400 | 70.95% | 1.76 | 0 | 9.5 |  |  |  | No | R-454B | 2.8 | Residential & Commercial | No
211393183 | Central HP <5.4 tons | FRASER-JOHNSTON | HRCU-A-CB (Split System: Heat Pump with Remote Outdoor Unit-Air-Source) | HMH72B341 |  |  | XAHB30CXXN1+TXV | TL9E060B12UH11 | 31600 | 16.5 | 8.1 | 32200 | 22800 | 70.81% | 1.96 | 0 | 9.5 |  |  |  | No | R-410A | 2.6333 | Residential & Commercial | No
211391924 | Central HP <5.4 tons | FRASER-JOHNSTON | HRCU-A-CB (Split System: Heat Pump with Remote Outdoor Unit-Air-Source) | HMH72B341 |  |  | XAFB30CXXN1+TXV | TMLE100B12MP11 | 32800 | 17.5 | 8.1 | 33400 | 23400 | 70.06% | 2.04 | 0 | 9.5 |  |  |  | No | R-410A | 2.7333 | Residential & Commercial | No
211391954 | Central HP <5.4 tons | FRASER-JOHNSTON | HRCU-A-CB (Split System: Heat Pump with Remote Outdoor Unit-Air-Source) | HMH72B341 |  |  | XAUB30CXXN1+TXV | TMLE100B12MP11 | 32800 | 17.5 | 8.1 | 33400 | 23400 | 70.06% | 2.04 | 0 | 9.5 |  |  |  | No | R-410A | 2.7333 | Residential & Commercial | No
211392694 | Central HP <5.4 tons | FRASER-JOHNSTON | HRCU-A-CB (Split System: Heat Pump with Remote Outdoor Unit-Air-Source) | HMH72B341 |  |  | XAFB30CXXN1+TXV | TM8E060A12MP11 | 32800 | 17.5 | 8.1 | 33400 | 23400 | 70.06% | 2.02 | 0 | 9.5 |  |  |  | No | R-410A | 2.7333 | Residential & Commercial | No
212976484 | Central HP <5.4 tons | BRYANT HEATING AND COOLING SYSTEMS | HRCU-A-CB (Split System: Heat Pump with Remote Outdoor Unit-Air-Source) | 38MURAQ30AB3* |  |  | CAP**4321AL* | 926TC60080V21*** | 30600 | 15.2 | 8.1 | 33400 | 26400 | 79.04% | 1.86 | 0 | 9 |  |  |  | No | R-410A | 2.55 | Residential & Commercial | No
212976729 | Central HP <5.4 tons | BRYANT HEATING AND COOLING SYSTEMS | HRCU-A-CB (Split System: Heat Pump with Remote Outdoor Unit-Air-Source) | 38MURAQ30AB3* |  |  | CAP**4221AL* | 926TC60100V21*** | 30200 | 15.2 | 8.5 | 34200 | 27600 | 80.7% | 1.8 | 0 | 9 |  |  |  | No | R-410A | 2.5167 | Residential & Commercial | No
212977029 | Central HP <5.4 tons | BRYANT HEATING AND COOLING SYSTEMS | HRCU-A-CB (Split System: Heat Pump with Remote Outdoor Unit-Air-Source) | 38MURAQ30AB3* |  |  | CAP**4221AL* | 926TC66100V21*** | 30000 | 15.2 | 8.1 | 34200 | 27600 | 80.7% | 1.8 | 0 | 9 |  |  |  | No | R-410A | 2.5 | Residential & Commercial | No
211394007 | Central HP <5.4 tons | FRASER-JOHNSTON | HRCU-A-CB (Split System: Heat Pump with Remote Outdoor Unit-Air-Source) | HMH72B341 |  |  | XAHD48FBCN1 | TM9Y080C16MP11 | 32800 | 17 | 8.1 | 31800 | 23200 | 72.96% | 2.02 | 0 | 9 |  |  |  | No | R-410A | 2.7333 | Residential & Commercial | No
211392284 | Central HP <5.4 tons | FRASER-JOHNSTON | HRCU-A-CB (Split System: Heat Pump with Remote Outdoor Unit-Air-Source) | HMH72B341 |  |  | XAHB30CXXN1+TXV | TMLE080B12MP11 | 32000 | 17 | 8.1 | 32800 | 23400 | 71.34% | 1.98 | 0 | 9 |  |  |  | No | R-410A | 2.6667 | Residential & Commercial | No
211392788 | Central HP <5.4 tons | FRASER-JOHNSTON | HRCU-A-CB (Split System: Heat Pump with Remote Outdoor Unit-Air-Source) | HMH72B341 |  |  | XAHB36DBCN1 | TMLE040A12MP11 | 33200 | 17.5 | 8.1 | 33000 | 23200 | 70.3% | 2.02 | 0 | 9.5 |  |  |  | No | R-410A | 2.7667 | Residential & Commercial | No
211393172 | Central HP <5.4 tons | FRASER-JOHNSTON | HRCU-A-CB (Split System: Heat Pump with Remote Outdoor Unit-Air-Source) | HMH72B341 |  |  | XAHC30CXXN1+TXV | TL9E060B12UH11 | 31800 | 17 | 8.1 | 32800 | 23200 | 70.73% | 1.96 | 0 | 9 |  |  |  | No | R-410A | 2.65 | Residential & Commercial | No
211719791 | Central HP <5.4 tons | COLEMAN | HRCU-A-CB (Split System: Heat Pump with Remote Outdoor Unit-Air-Source) | HMH72B341 |  |  | XAHC48FXXN1+TXV | CPLC080B12MP13 | 32400 | 16 | 8.1 | 32000 | 23600 | 73.75% | 1.98 | 0 | 8.5 |  |  |  | No | R-410A | 2.7 | Residential & Commercial | No
211719798 | Central HP <5.4 tons | COLEMAN | HRCU-A-CB (Split System: Heat Pump with Remote Outdoor Unit-Air-Source) | HMH72B341 |  |  | XAFB30CXXN1+TXV | CPLC060A12MP13 | 32800 | 17.5 | 8.1 | 33400 | 23400 | 70.06% | 2.02 | 0 | 9.5 |  |  |  | No | R-410A | 2.7333 | Residential & Commercial | No
211393947 | Central HP <5.4 tons | FRASER-JOHNSTON | HRCU-A-CB (Split System: Heat Pump with Remote Outdoor Unit-Air-Source) | HMH72B341 |  |  | XAFC48FXXN1+TXV | TM9Y100C16MP11 | 33800 | 17.5 | 8.5 | 32800 | 24200 | 73.78% | 2.06 | 0 | 9 |  |  |  | No | R-410A | 2.8167 | Residential & Commercial | No
211385900 | Central HP <5.4 tons | LUXAIRE | HRCU-A-CB (Split System: Heat Pump with Remote Outdoor Unit-Air-Source) | HMH72B341 |  |  | XAUC48FXXN1+TXV | TMLE080C16MP11 | 33400 | 17 | 8.5 | 32200 | 23400 | 72.67% | 2.06 | 0 | 9.5 |  |  |  | No | R-410A | 2.7833 | Residential & Commercial | No
211386461 | Central HP <5.4 tons | LUXAIRE | HRCU-A-CB (Split System: Heat Pump with Remote Outdoor Unit-Air-Source) | HMH72B341 |  |  | XAUC48FXXN1+TXV | TL8E100C20UH11 | 34000 | 16.5 | 8.5 | 32400 | 23800 | 73.46% | 2.1 | 0 | 9.5 |  |  |  | No | R-410A | 2.8333 | Residential & Commercial | No
211392439 | Central HP <5.4 tons | FRASER-JOHNSTON | HRCU-A-CB (Split System: Heat Pump with Remote Outdoor Unit-Air-Source) | HMH72B341 |  |  | XAFB36DBCN1 | TMLE080B12MP11 | 34000 | 18 | 8.1 | 34000 | 24400 | 71.76% | 2.06 | 0 | 9.5 |  |  |  | No | R-410A | 2.8333 | Residential & Commercial | No
211392773 | Central HP <5.4 tons | FRASER-JOHNSTON | HRCU-A-CB (Split System: Heat Pump with Remote Outdoor Unit-Air-Source) | HMH72B341 |  |  | XAHB36DBCN1 | TM8E040A12MP11 | 33200 | 17.5 | 8.1 | 33000 | 23200 | 70.3% | 2.02 | 0 | 9.5 |  |  |  | No | R-410A | 2.7667 | Residential & Commercial | No
215669128 | Central HP <5.4 tons | DAY & NIGHT | HRCU-A-CB (Split System: Heat Pump with Remote Outdoor Unit-Air-Source) | C5H0V36*K*AAA* |  |  | EA*5X48M21A*+WALLCON | *80CTL0451712B* | 33400 | 17.5 | 9 | 35200 | 25400 | 72.16% | 1.88 | 0 | 9.5 |  |  |  | No | R-454B | 2.7833 | Residential & Commercial | No
215670212 | Central HP <5.4 tons | DAY & NIGHT | HRCU-A-CB (Split System: Heat Pump with Remote Outdoor Unit-Air-Source) | C5H0V36*K*AAA* |  |  | ESH5X48M12A*+WALLCON | *80CTL0902120B* | 34200 | 17 | 8.5 | 35400 | 25200 | 71.19% | 1.9 | 0 | 9.5 |  |  |  | No | R-454B | 2.85 | Residential & Commercial | No
215670282 | Central HP <5.4 tons | DAY & NIGHT | HRCU-A-CB (Split System: Heat Pump with Remote Outdoor Unit-Air-Source) | C5H0V36*K*AAA* |  |  | ESH5X48M12A*+WALLCON | *97CMN0602120B* | 34000 | 16.5 | 8.5 | 35600 | 25400 | 71.35% | 1.76 | 0 | 9.5 |  |  |  | No | R-454B | 2.8333 | Residential & Commercial | No
211392973 | Central HP <5.4 tons | FRASER-JOHNSTON | HRCU-A-CB (Split System: Heat Pump with Remote Outdoor Unit-Air-Source) | HMH72B341 |  |  | XAHC36DXXN1+TXV | TL9E100C20UH11 | 34000 | 16.5 | 8.1 | 34000 | 24600 | 72.35% | 2.08 | 0 | 9.5 |  |  |  | No | R-410A | 2.8333 | Residential & Commercial | No
211394123 | Central HP <5.4 tons | FRASER-JOHNSTON | HRCU-A-CB (Split System: Heat Pump with Remote Outdoor Unit-Air-Source) | HMH72B341 |  |  | XAHC48FXXN1+TXV | TM9Y080B12MP11 | 32600 | 16.5 | 8.1 | 32400 | 23800 | 73.46% | 2 | 0 | 9 |  |  |  | No | R-410A | 2.7167 | Residential & Commercial | No
211394264 | Central HP <5.4 tons | FRASER-JOHNSTON | HRCU-A-CB (Split System: Heat Pump with Remote Outdoor Unit-Air-Source) | HMH72B341 |  |  | XAHD48FXXN1+TXV | TM9V120D20MP12 | 33400 | 16.5 | 8.5 | 32000 | 23200 | 72.5% | 2.06 | 0 | 9.5 |  |  |  | No | R-410A | 2.7833 | Residential & Commercial | No
211395259 | Central HP <5.4 tons | FRASER-JOHNSTON | HRCU-A-CB (Split System: Heat Pump with Remote Outdoor Unit-Air-Source) | HMH72B341 |  |  | XAFD48FBCN1 | TP9C080C16MP13 | 33400 | 16.5 | 8.5 | 32400 | 23600 | 72.84% | 2.06 | 0 | 9.5 |  |  |  | No | R-410A | 2.7833 | Residential & Commercial | No
211394376 | Central HP <5.4 tons | FRASER-JOHNSTON | HRCU-A-CB (Split System: Heat Pump with Remote Outdoor Unit-Air-Source) | HMH72B341 |  |  | XAFD48FBCN1 | TP9C120D20MP13 | 34000 | 17 | 8.5 | 32400 | 23800 | 73.46% | 2.1 | 0 | 9.5 |  |  |  | No | R-410A | 2.8333 | Residential & Commercial | No
211394558 | Central HP <5.4 tons | FRASER-JOHNSTON | HRCU-A-CB (Split System: Heat Pump with Remote Outdoor Unit-Air-Source) | HMH72B341 |  |  | XAFD48FBCN1 | TM9V100C20MP12 | 34000 | 16.5 | 8.5 | 33000 | 24200 | 73.33% | 2.1 | 0 | 9 |  |  |  | No | R-410A | 2.8333 | Residential & Commercial | No
211393708 | Central HP <5.4 tons | FRASER-JOHNSTON | HRCU-A-CB (Split System: Heat Pump with Remote Outdoor Unit-Air-Source) | HMH72B341 |  |  | XAFA30DXXN1+TXV | TPLC060A12MP13 | 34000 | 17 | 8.1 | 34000 | 24200 | 71.18% | 2.04 | 0 | 9.5 |  |  |  | No | R-410A | 2.8333 | Residential & Commercial | No
215669898 | Central HP <5.4 tons | DAY & NIGHT | HRCU-A-CB (Split System: Heat Pump with Remote Outdoor Unit-Air-Source) | C5H0V36*K*AAA* |  |  | ESH5X36M12A*+WALLCON | *97CMN1202422B* | 33800 | 16.5 | 8.5 | 35800 | 25400 | 70.95% | 1.76 | 0 | 9.5 |  |  |  | No | R-454B | 2.8167 | Residential & Commercial | No
215669048 | Central HP <5.4 tons | DAY & NIGHT | HRCU-A-CB (Split System: Heat Pump with Remote Outdoor Unit-Air-Source) | C5H0V36*K*AAA* |  |  | EA*5X43M21A*+WALLCON | *97CMN0601714B* | 34200 | 17.5 | 9 | 35600 | 25400 | 71.35% | 1.88 | 0 | 9.5 |  |  |  | No | R-454B | 2.85 | Residential & Commercial | No
211396721 | Central HP <5.4 tons | FRASER-JOHNSTON | HRCU-A-CB (Split System: Heat Pump with Remote Outdoor Unit-Air-Source) | HMH72B341 |  |  | XAHD48FXXN1+TXV | TM8Y100C16MP11 | 33600 | 17 | 8.1 | 32600 | 24000 | 73.62% | 2.04 | 0 | 9 |  |  |  | No | R-410A | 2.8 | Residential & Commercial | No
215669024 | Central HP <5.4 tons | DAY & NIGHT | HRCU-A-CB (Split System: Heat Pump with Remote Outdoor Unit-Air-Source) | C5H0V36*K*AAA* |  |  | EA*5X43M21A*+WALLCON | *95CSU0601716B* | 34400 | 17.5 | 9 | 35400 | 25200 | 71.19% | 1.88 | 0 | 9.5 |  |  |  | No | R-454B | 2.8667 | Residential & Commercial | No
215669238 | Central HP <5.4 tons | DAY & NIGHT | HRCU-A-CB (Split System: Heat Pump with Remote Outdoor Unit-Air-Source) | C5H0V36*K*AAA* |  |  | EA*5X48M21A*+WALLCON | *97CMN0801714B* | 33600 | 17.5 | 9 | 35200 | 25200 | 71.59% | 1.88 | 0 | 9.5 |  |  |  | No | R-454B | 2.8 | Residential & Commercial | No
215669826 | Central HP <5.4 tons | DAY & NIGHT | HRCU-A-CB (Split System: Heat Pump with Remote Outdoor Unit-Air-Source) | C5H0V36*K*AAA* |  |  | ESH5X36M12A*+WALLCON | *80CTL1352422B* | 33800 | 16 | 8.5 | 35600 | 25400 | 71.35% | 1.76 | 0 | 9.5 |  |  |  | No | R-454B | 2.8167 | Residential & Commercial | No
211394138 | Central HP <5.4 tons | FRASER-JOHNSTON | HRCU-A-CB (Split System: Heat Pump with Remote Outdoor Unit-Air-Source) | HMH72B341 |  |  | XAHC48FBCN1 | TM9Y080B12MP11 | 32600 | 16.5 | 8.1 | 32400 | 23800 | 73.46% | 2 | 0 | 9 |  |  |  | No | R-410A | 2.7167 | Residential & Commercial | No
211396428 | Central HP <5.4 tons | FRASER-JOHNSTON | HRCU-A-CB (Split System: Heat Pump with Remote Outdoor Unit-Air-Source) | HMH72B341 |  |  | XAHD48FXXN1+TXV | TM8Y120C20MP11 | 33800 | 16.5 | 8.5 | 32400 | 23800 | 73.46% | 2.06 | 0 | 9 |  |  |  | No | R-410A | 2.8167 | Residential & Commercial | No
211396766 | Central HP <5.4 tons | FRASER-JOHNSTON | HRCU-A-CB (Split System: Heat Pump with Remote Outdoor Unit-Air-Source) | HMH72B341 |  |  | XAHD48FBCN1 | TM8Y080C16MP11 | 33600 | 17 | 8.1 | 32600 | 24000 | 73.62% | 2.04 | 0 | 9 |  |  |  | No | R-410A | 2.8 | Residential & Commercial | No
211396796 | Central HP <5.4 tons | FRASER-JOHNSTON | HRCU-A-CB (Split System: Heat Pump with Remote Outdoor Unit-Air-Source) | HMH72B341 |  |  | XAHC48FXXN1+TXV | TM8Y080C16MP11 | 33600 | 17 | 8.1 | 32600 | 24000 | 73.62% | 2.04 | 0 | 9 |  |  |  | No | R-410A | 2.8 | Residential & Commercial | No
211394833 | Central HP <5.4 tons | FRASER-JOHNSTON | HRCU-A-CB (Split System: Heat Pump with Remote Outdoor Unit-Air-Source) | HMH72B341 |  |  | XAFD48FXXN1+TXV | TM9V100C16MP12 | 33800 | 16.5 | 8.5 | 32400 | 23600 | 72.84% | 2.08 | 0 | 9.5 |  |  |  | No | R-410A | 2.8167 | Residential & Commercial | No
211395719 | Central HP <5.4 tons | FRASER-JOHNSTON | HRCU-A-CB (Split System: Heat Pump with Remote Outdoor Unit-Air-Source) | HMH72B341 |  |  | XAHC48FXXN1+TXV | TM9V060B12MP12 | 32400 | 16 | 8.1 | 32000 | 23400 | 73.12% | 2 | 0 | 9 |  |  |  | No | R-410A | 2.7 | Residential & Commercial | No
211395895 | Central HP <5.4 tons | FRASER-JOHNSTON | HRCU-A-CB (Split System: Heat Pump with Remote Outdoor Unit-Air-Source) | HMH72B341 |  |  | XAFC48FBCN1 | TP9C060B12MP13 | 33000 | 16.5 | 8.1 | 32400 | 24000 | 74.07% | 2.04 | 0 | 9 |  |  |  | No | R-410A | 2.75 | Residential & Commercial | No
211396270 | Central HP <5.4 tons | FRASER-JOHNSTON | HRCU-A-CB (Split System: Heat Pump with Remote Outdoor Unit-Air-Source) | HMH72B341 |  |  | XAFC48FBCN1 | TM9E080B12MP12 | 33200 | 16.5 | 8.5 | 32400 | 23800 | 73.46% | 2.04 | 0 | 9 |  |  |  | No | R-410A | 2.7667 | Residential & Commercial | No
211397158 | Central HP <5.4 tons | FRASER-JOHNSTON | HRCU-A-CB (Split System: Heat Pump with Remote Outdoor Unit-Air-Source) | HMH72B341 |  |  | XAHC48FBCN1 | TMLV120C20MP12 | 33800 | 16.5 | 8.5 | 32400 | 23800 | 73.46% | 2.06 | 0 | 9 |  |  |  | No | R-410A | 2.8167 | Residential & Commercial | No
211397017 | Central HP <5.4 tons | FRASER-JOHNSTON | HRCU-A-CB (Split System: Heat Pump with Remote Outdoor Unit-Air-Source) | HMH72B341 |  |  | XAFC48FBCN1 | TM8Y080B12MP11 | 33200 | 17 | 8.5 | 32200 | 23600 | 73.29% | 2.04 | 0 | 9.5 |  |  |  | No | R-410A | 2.7667 | Residential & Commercial | No
215669858 | Central HP <5.4 tons | DAY & NIGHT | HRCU-A-CB (Split System: Heat Pump with Remote Outdoor Unit-Air-Source) | C5H0V36*K*AAA* |  |  | ESH5X36M12A*+WALLCON | *97CMN0601714B* | 33400 | 16 | 8.1 | 36000 | 25800 | 71.67% | 1.8 | 0 | 9 |  |  |  | No | R-454B | 2.7833 | Residential & Commercial | No
215670042 | Central HP <5.4 tons | DAY & NIGHT | HRCU-A-CB (Split System: Heat Pump with Remote Outdoor Unit-Air-Source) | C5H0V36*K*AAA* |  |  | ESH5X42M12A*+WALLCON | *95CSU1002122B* | 34000 | 16.5 | 8.5 | 35600 | 25200 | 70.79% | 1.78 | 0 | 9.5 |  |  |  | No | R-454B | 2.8333 | Residential & Commercial | No
215670192 | Central HP <5.4 tons | DAY & NIGHT | HRCU-A-CB (Split System: Heat Pump with Remote Outdoor Unit-Air-Source) | C5H0V36*K*AAA* |  |  | ESH5X48M12A*+WALLCON | *80CTL0702120B* | 34200 | 17 | 8.5 | 35400 | 25200 | 71.19% | 1.88 | 0 | 9.5 |  |  |  | No | R-454B | 2.85 | Residential & Commercial | No
212972471 | Central HP <5.4 tons | BRYANT HEATING AND COOLING SYSTEMS | HRCU-A-CB (Split System: Heat Pump with Remote Outdoor Unit-Air-Source) | 38MURAQ30AB3* |  |  | CAP**4224AL* | 82*TB66110V21*** | 29800 | 15.2 | 8.1 | 34200 | 27600 | 80.7% | 1.8 | 0 | 9 |  |  |  | No | R-410A | 2.4833 | Residential & Commercial | No
212972639 | Central HP <5.4 tons | BRYANT HEATING AND COOLING SYSTEMS | HRCU-A-CB (Split System: Heat Pump with Remote Outdoor Unit-Air-Source) | 38MURAQ30AB3* |  |  | CAP**4224AL* | 82*TB66135V24*** | 29800 | 15.2 | 8.1 | 34200 | 27600 | 80.7% | 1.78 | 0 | 9 |  |  |  | No | R-410A | 2.4833 | Residential & Commercial | No
211201017 | Central HP <5.4 tons | BRYANT HEATING AND COOLING SYSTEMS | HRCU-A-CB (Split System: Heat Pump with Remote Outdoor Unit-Air-Source) | 38MURAQ30AB3* |  |  | FX4DN(B,F)037L |  | 31000 | 15.2 | 8.1 | 33600 | 26400 | 78.57% | 1.82 | 0 | 9 |  |  |  | No | R-410A | 2.5833 | Residential & Commercial | No
211397573 | Central HP <5.4 tons | CHAMPION HEATING AND COOLING | HRCU-A-CB (Split System: Heat Pump with Remote Outdoor Unit-Air-Source) | HMH72B341 |  |  | XAFD48FXXN1+TXV | TPLC080C16MP13 | 34000 | 16.5 | 8.5 | 33000 | 24400 | 73.94% | 2.1 | 0 | 9 |  |  |  | No | R-410A | 2.8333 | Residential & Commercial | No
211398689 | Central HP <5.4 tons | CHAMPION HEATING AND COOLING | HRCU-A-CB (Split System: Heat Pump with Remote Outdoor Unit-Air-Source) | HMH72B341 |  |  | XAFC48FBCN1 | TM8E100B12MP11 | 33400 | 17 | 8.5 | 32400 | 23800 | 73.46% | 2.06 | 0 | 9.5 |  |  |  | No | R-410A | 2.7833 | Residential & Commercial | No
211398463 | Central HP <5.4 tons | LUXAIRE | HRCU-A-CB (Split System: Heat Pump with Remote Outdoor Unit-Air-Source) | HMH72B341 |  |  | XAFD48FXXN1+TXV | TM8E100C16MP11 | 33600 | 17 | 8.5 | 32400 | 23600 | 72.84% | 2.08 | 0 | 9.5 |  |  |  | No | R-410A | 2.8 | Residential & Commercial | No
211397471 | Central HP <5.4 tons | CHAMPION HEATING AND COOLING | HRCU-A-CB (Split System: Heat Pump with Remote Outdoor Unit-Air-Source) | HMH72B341 |  |  | XAHC48FBCN1 | TMLV100C16MP12 | 33600 | 16.5 | 8.5 | 32400 | 23800 | 73.46% | 2.06 | 0 | 9 |  |  |  | No | R-410A | 2.8 | Residential & Commercial | No
211396134 | Central HP <5.4 tons | CHAMPION HEATING AND COOLING | HRCU-A-CB (Split System: Heat Pump with Remote Outdoor Unit-Air-Source) | HMH72B341 |  |  | XAFD48FBCN1 | TM9E080C16MP12 | 34000 | 17 | 8.1 | 33400 | 24600 | 73.65% | 2.08 | 0 | 9 |  |  |  | No | R-410A | 2.8333 | Residential & Commercial | No
211395815 | Central HP <5.4 tons | CHAMPION HEATING AND COOLING | HRCU-A-CB (Split System: Heat Pump with Remote Outdoor Unit-Air-Source) | HMH72B341 |  |  | XAFC48FXXN1+TXV | TM9V060B12MP12 | 33000 | 16.5 | 8.1 | 32400 | 24000 | 74.07% | 2.04 | 0 | 9 |  |  |  | No | R-410A | 2.75 | Residential & Commercial | No
211396017 | Central HP <5.4 tons | CHAMPION HEATING AND COOLING | HRCU-A-CB (Split System: Heat Pump with Remote Outdoor Unit-Air-Source) | HMH72B341 |  |  | XAFC48FXXN1+TXV | TM9E100C16MP12 | 33400 | 17 | 8.5 | 32400 | 23600 | 72.84% | 2.06 | 0 | 9.5 |  |  |  | No | R-410A | 2.7833 | Residential & Commercial | No
211394413 | Central HP <5.4 tons | CHAMPION HEATING AND COOLING | HRCU-A-CB (Split System: Heat Pump with Remote Outdoor Unit-Air-Source) | HMH72B341 |  |  | XAHD48FXXN1+TXV | TP9C100C20MP13 | 33600 | 16.5 | 8.5 | 32400 | 23800 | 73.46% | 2.06 | 0 | 9 |  |  |  | No | R-410A | 2.8 | Residential & Commercial | No
211394779 | Central HP <5.4 tons | CHAMPION HEATING AND COOLING | HRCU-A-CB (Split System: Heat Pump with Remote Outdoor Unit-Air-Source) | HMH72B341 |  |  | XAHC48FXXN1+TXV | TP9C100C16MP13 | 33000 | 16.5 | 8.5 | 31800 | 23200 | 72.96% | 2.04 | 0 | 9 |  |  |  | No | R-410A | 2.75 | Residential & Commercial | No
211395079 | Central HP <5.4 tons | CHAMPION HEATING AND COOLING | HRCU-A-CB (Split System: Heat Pump with Remote Outdoor Unit-Air-Source) | HMH72B341 |  |  | XAHC48FXXN1+TXV | TM9V080C16MP12 | 32800 | 16.5 | 8.5 | 31800 | 23200 | 72.96% | 2.02 | 0 | 9 |  |  |  | No | R-410A | 2.7333 | Residential & Commercial | No
211396500 | Central HP <5.4 tons | CHAMPION HEATING AND COOLING | HRCU-A-CB (Split System: Heat Pump with Remote Outdoor Unit-Air-Source) | HMH72B341 |  |  | XAHD48FBCN1 | TM8Y100C20MP11 | 33800 | 16.5 | 8.5 | 32400 | 23800 | 73.46% | 2.06 | 0 | 9 |  |  |  | No | R-410A | 2.8167 | Residential & Commercial | No
215374904 | Central HP <5.4 tons | TCL | HRCU-A-CB (Split System: Heat Pump with Remote Outdoor Unit-Air-Source) | THH60HAI2NAF2U23 |  |  | 4TXCD010DS3 | A801X120DM5SD | 47500 | 15.2 | 8.1 | 45000 | 33400 | 74.22% | 1.75 | 0 | 9.5 |  |  |  | No | R-410A | 3.9583 | Residential & Commercial | No
211393310 | Central HP <5.4 tons | FRASER-JOHNSTON | HRCU-A-CB (Split System: Heat Pump with Remote Outdoor Unit-Air-Source) | HMH72B341 |  |  | XAHC36DXXN1+TXV | TL8E100C20UH11 | 34000 | 17 | 8.1 | 34000 | 24400 | 71.76% | 2.1 | 0 | 9.5 |  |  |  | No | R-410A | 2.8333 | Residential & Commercial | No
211393594 | Central HP <5.4 tons | FRASER-JOHNSTON | HRCU-A-CB (Split System: Heat Pump with Remote Outdoor Unit-Air-Source) | HMH72B341 |  |  | XAUB30CXXN1+TXV | TL8E060A12UH11 | 32800 | 18 | 8.1 | 33400 | 23400 | 70.06% | 2.02 | 0 | 9.5 |  |  |  | No | R-410A | 2.7333 | Residential & Commercial | No
211393827 | Central HP <5.4 tons | FRASER-JOHNSTON | HRCU-A-CB (Split System: Heat Pump with Remote Outdoor Unit-Air-Source) | HMH72B341 |  |  | XAFD48FXXN1+TXV | TM9Y120D20MP11 | 34000 | 16.5 | 8.5 | 32400 | 23800 | 73.46% | 2.08 | 0 | 9.5 |  |  |  | No | R-410A | 2.8333 | Residential & Commercial | No
211396637 | Central HP <5.4 tons | CHAMPION HEATING AND COOLING | HRCU-A-CB (Split System: Heat Pump with Remote Outdoor Unit-Air-Source) | HMH72B341 |  |  | XAFC48FXXN1+TXV | TM8Y120C20MP11 | 34000 | 16.5 | 8.5 | 33000 | 24200 | 73.33% | 2.1 | 0 | 9.5 |  |  |  | No | R-410A | 2.8333 | Residential & Commercial | No
211396668 | Central HP <5.4 tons | CHAMPION HEATING AND COOLING | HRCU-A-CB (Split System: Heat Pump with Remote Outdoor Unit-Air-Source) | HMH72B341 |  |  | XAFC48FBCN1 | TM8Y120C20MP11 | 34000 | 16.5 | 8.5 | 33000 | 24200 | 73.33% | 2.1 | 0 | 9.5 |  |  |  | No | R-410A | 2.8333 | Residential & Commercial | No
211396837 | Central HP <5.4 tons | CHAMPION HEATING AND COOLING | HRCU-A-CB (Split System: Heat Pump with Remote Outdoor Unit-Air-Source) | HMH72B341 |  |  | XAFD48FXXN1+TXV | TM8Y100C16MP11 | 34000 | 17.5 | 8.5 | 33200 | 24400 | 73.49% | 2.08 | 0 | 9 |  |  |  | No | R-410A | 2.8333 | Residential & Commercial | No
211396951 | Central HP <5.4 tons | CHAMPION HEATING AND COOLING | HRCU-A-CB (Split System: Heat Pump with Remote Outdoor Unit-Air-Source) | HMH72B341 |  |  | XAFC48FBCN1 | TM8Y080C16MP11 | 34000 | 17.5 | 8.5 | 33200 | 24400 | 73.49% | 2.08 | 0 | 9 |  |  |  | No | R-410A | 2.8333 | Residential & Commercial | No
211603991 | Central HP <5.4 tons | TCL | HRCU-A-CB (Split System: Heat Pump with Remote Outdoor Unit-Air-Source) | THH42HAI2NAF2U23 |  |  | THH48IAI2NAF2H23 |  | 42000 | 15.2 | 8.1 | 42000 | 34000 | 80.95% | 1.75 | 0 | 9 |  |  |  | No | R-410A | 3.5 | Residential & Commercial | No
211394594 | Central HP <5.4 tons | FRASER-JOHNSTON | HRCU-A-CB (Split System: Heat Pump with Remote Outdoor Unit-Air-Source) | HMH72B341 |  |  | XAFC48FXXN1+TXV | TM9V100C20MP12 | 34000 | 16.5 | 8.5 | 33000 | 24200 | 73.33% | 2.1 | 0 | 9 |  |  |  | No | R-410A | 2.8333 | Residential & Commercial | No
211395501 | Central HP <5.4 tons | FRASER-JOHNSTON | HRCU-A-CB (Split System: Heat Pump with Remote Outdoor Unit-Air-Source) | HMH72B341 |  |  | XAHC48FBCN1 | TM9V080B12MP12 | 32800 | 16 | 8.1 | 32200 | 23600 | 73.29% | 2.02 | 0 | 9 |  |  |  | No | R-410A | 2.7333 | Residential & Commercial | No
211395612 | Central HP <5.4 tons | FRASER-JOHNSTON | HRCU-A-CB (Split System: Heat Pump with Remote Outdoor Unit-Air-Source) | HMH72B341 |  |  | XAFC48FBCN1 | TM9V080B12MP12 | 33400 | 16.5 | 8.5 | 32600 | 24000 | 73.62% | 2.06 | 0 | 9 |  |  |  | No | R-410A | 2.7833 | Residential & Commercial | No
211396148 | Central HP <5.4 tons | FRASER-JOHNSTON | HRCU-A-CB (Split System: Heat Pump with Remote Outdoor Unit-Air-Source) | HMH72B341 |  |  | XAFC48FXXN1+TXV | TM9E080C16MP12 | 34000 | 17 | 8.1 | 33400 | 24600 | 73.65% | 2.08 | 0 | 9 |  |  |  | No | R-410A | 2.8333 | Residential & Commercial | No
211398350 | Central HP <5.4 tons | FRASER-JOHNSTON | HRCU-A-CB (Split System: Heat Pump with Remote Outdoor Unit-Air-Source) | HMH72B341 |  |  | XAHD48FXXN1+TXV | TM8E100C16MP11 | 32800 | 16.5 | 8.5 | 31600 | 23200 | 73.42% | 2.02 | 0 | 9.5 |  |  |  | No | R-410A | 2.7333 | Residential & Commercial | No
211397832 | Central HP <5.4 tons | FRASER-JOHNSTON | HRCU-A-CB (Split System: Heat Pump with Remote Outdoor Unit-Air-Source) | HMH72B341 |  |  | XAFC48FBCN1 | TMLV100C16MP12 | 34000 | 16.5 | 8.5 | 33200 | 24400 | 73.49% | 2.1 | 0 | 9 |  |  |  | No | R-410A | 2.8333 | Residential & Commercial | No
211398716 | Central HP <5.4 tons | FRASER-JOHNSTON | HRCU-A-CB (Split System: Heat Pump with Remote Outdoor Unit-Air-Source) | HMH72B341 |  |  | XAFC48FBCN1 | TMLE100B12MP11 | 33400 | 17 | 8.5 | 32400 | 23800 | 73.46% | 2.06 | 0 | 9.5 |  |  |  | No | R-410A | 2.7833 | Residential & Commercial | No
211398731 | Central HP <5.4 tons | FRASER-JOHNSTON | HRCU-A-CB (Split System: Heat Pump with Remote Outdoor Unit-Air-Source) | HMH72B341 |  |  | XAUC48FXXN1+TXV | TMLE100B12MP11 | 33400 | 17 | 8.5 | 32400 | 23800 | 73.46% | 2.06 | 0 | 9.5 |  |  |  | No | R-410A | 2.7833 | Residential & Commercial | No
211393494 | Central HP <5.4 tons | CHAMPION HEATING AND COOLING | HRCU-A-CB (Split System: Heat Pump with Remote Outdoor Unit-Air-Source) | HMH72B341 |  |  | XAHB36DXXN1+TXV | TL8E060A12UH11 | 33200 | 17.5 | 8.1 | 33000 | 23400 | 70.91% | 2 | 0 | 9.5 |  |  |  | No | R-410A | 2.7667 | Residential & Commercial | No
211394113 | Central HP <5.4 tons | CHAMPION HEATING AND COOLING | HRCU-A-CB (Split System: Heat Pump with Remote Outdoor Unit-Air-Source) | HMH72B341 |  |  | XAUC48FXXN1+TXV | TM9Y080C16MP11 | 33800 | 17.5 | 8.5 | 32800 | 24200 | 73.78% | 2.06 | 0 | 9 |  |  |  | No | R-410A | 2.8167 | Residential & Commercial | No
211393074 | Central HP <5.4 tons | CHAMPION HEATING AND COOLING | HRCU-A-CB (Split System: Heat Pump with Remote Outdoor Unit-Air-Source) | HMH72B341 |  |  | XAHC36DBCN1 | TL9E080C16UH11 | 34000 | 17 | 8.1 | 33800 | 24000 | 71.01% | 2.06 | 0 | 9.5 |  |  |  | No | R-410A | 2.8333 | Residential & Commercial | No
215670322 | Central HP <5.4 tons | DAY & NIGHT | HRCU-A-CB (Split System: Heat Pump with Remote Outdoor Unit-Air-Source) | C5H0V36*K*AAA* |  |  | ESH5X48M12A*+WALLCON | *97CMN1202422B* | 34200 | 17 | 8.5 | 35400 | 25200 | 71.19% | 1.88 | 0 | 9.5 |  |  |  | No | R-454B | 2.85 | Residential & Commercial | No
215669970 | Central HP <5.4 tons | DAY & NIGHT | HRCU-A-CB (Split System: Heat Pump with Remote Outdoor Unit-Air-Source) | C5H0V36*K*AAA* |  |  | ESH5X42M12A*+WALLCON | *80CTL0701412B* | 33800 | 16.5 | 8.5 | 35800 | 25400 | 70.95% | 1.78 | 0 | 9 |  |  |  | No | R-454B | 2.8167 | Residential & Commercial | No
211393845 | Central HP <5.4 tons | CHAMPION HEATING AND COOLING | HRCU-A-CB (Split System: Heat Pump with Remote Outdoor Unit-Air-Source) | HMH72B341 |  |  | XAFD48FBCN1 | TM9Y120D20MP11 | 34000 | 16.5 | 8.5 | 32400 | 23800 | 73.46% | 2.08 | 0 | 9.5 |  |  |  | No | R-410A | 2.8333 | Residential & Commercial | No
211394446 | Central HP <5.4 tons | CHAMPION HEATING AND COOLING | HRCU-A-CB (Split System: Heat Pump with Remote Outdoor Unit-Air-Source) | HMH72B341 |  |  | XAHD48FBCN1 | TP9C100C20MP13 | 33600 | 16.5 | 8.5 | 32400 | 23800 | 73.46% | 2.06 | 0 | 9 |  |  |  | No | R-410A | 2.8 | Residential & Commercial | No
211388463 | Central HP <5.4 tons | CHAMPION HEATING AND COOLING | HRCU-A-CB (Split System: Heat Pump with Remote Outdoor Unit-Air-Source) | HMH72B341 |  |  | XAHB36DXXN1+TXV | TM9V040A10MP12 | 32400 | 16.5 | 8.1 | 32600 | 23000 | 70.55% | 1.96 | 0 | 9.5 |  |  |  | No | R-410A | 2.7 | Residential & Commercial | No
211388865 | Central HP <5.4 tons | CHAMPION HEATING AND COOLING | HRCU-A-CB (Split System: Heat Pump with Remote Outdoor Unit-Air-Source) | HMH72B341 |  |  | XAFC30CXXN1+TXV | TM9E080B12MP12 | 32800 | 17.5 | 8.1 | 33400 | 23400 | 70.06% | 2.02 | 0 | 9.5 |  |  |  | No | R-410A | 2.7333 | Residential & Commercial | No
211397167 | Central HP <5.4 tons | FRASER-JOHNSTON | HRCU-A-CB (Split System: Heat Pump with Remote Outdoor Unit-Air-Source) | HMH72B341 |  |  | XAHC48FBCN1 | TPLC100C20MP13 | 33800 | 16.5 | 8.5 | 32400 | 23800 | 73.46% | 2.06 | 0 | 9 |  |  |  | No | R-410A | 2.8167 | Residential & Commercial | No
211397249 | Central HP <5.4 tons | FRASER-JOHNSTON | HRCU-A-CB (Split System: Heat Pump with Remote Outdoor Unit-Air-Source) | HMH72B341 |  |  | XAHD48FXXN1+TXV | TPLC080C16MP13 | 33600 | 16 | 8.5 | 32400 | 23800 | 73.46% | 2.06 | 0 | 9 |  |  |  | No | R-410A | 2.8 | Residential & Commercial | No
211397942 | Central HP <5.4 tons | FRASER-JOHNSTON | HRCU-A-CB (Split System: Heat Pump with Remote Outdoor Unit-Air-Source) | HMH72B341 |  |  | XAHC48FXXN1+TXV | TM8V080B12MP12 | 32400 | 16 | 8.1 | 32000 | 23600 | 73.75% | 1.98 | 0 | 8.5 |  |  |  | No | R-410A | 2.7 | Residential & Commercial | No
211398008 | Central HP <5.4 tons | FRASER-JOHNSTON | HRCU-A-CB (Split System: Heat Pump with Remote Outdoor Unit-Air-Source) | HMH72B341 |  |  | XAFC48FXXN1+TXV | TM8V080B12MP12 | 33000 | 16 | 8.1 | 32600 | 24000 | 73.62% | 2.02 | 0 | 9 |  |  |  | No | R-410A | 2.75 | Residential & Commercial | No
215674070 | Central HP <5.4 tons | DAY & NIGHT | HRCU-A-CB (Split System: Heat Pump with Remote Outdoor Unit-Air-Source) | C5H0V48*K*AAA* |  |  | EA*5X48M21A*+WALLCON | *80CTL1102120B* | 44500 | 18 | 9 | 48500 | 34000 | 70.1% | 2.06 | 0 | 9.5 |  |  |  | No | R-454B | 3.7083 | Residential & Commercial | No
211398488 | Central HP <5.4 tons | CHAMPION HEATING AND COOLING | HRCU-A-CB (Split System: Heat Pump with Remote Outdoor Unit-Air-Source) | HMH72B341 |  |  | XAFD48FBCN1 | TM8E100C16MP11 | 33600 | 17 | 8.5 | 32400 | 23600 | 72.84% | 2.08 | 0 | 9.5 |  |  |  | No | R-410A | 2.8 | Residential & Commercial | No
211398502 | Central HP <5.4 tons | CHAMPION HEATING AND COOLING | HRCU-A-CB (Split System: Heat Pump with Remote Outdoor Unit-Air-Source) | HMH72B341 |  |  | XAFD48FBCN1 | TMLE100C16MP11 | 33600 | 17 | 8.5 | 32400 | 23600 | 72.84% | 2.08 | 0 | 9.5 |  |  |  | No | R-410A | 2.8 | Residential & Commercial | No
211394267 | Central HP <5.4 tons | CHAMPION HEATING AND COOLING | HRCU-A-CB (Split System: Heat Pump with Remote Outdoor Unit-Air-Source) | HMH72B341 |  |  | XAHD48FXXN1+TXV | TM9V120D20MP12 | 33400 | 16.5 | 8.5 | 32000 | 23200 | 72.5% | 2.06 | 0 | 9.5 |  |  |  | No | R-410A | 2.7833 | Residential & Commercial | No
211392468 | Central HP <5.4 tons | CHAMPION HEATING AND COOLING | HRCU-A-CB (Split System: Heat Pump with Remote Outdoor Unit-Air-Source) | HMH72B341 |  |  | XAFB30CXXN1+TXV | TM8E080B12MP11 | 32800 | 17.5 | 8.1 | 34000 | 23800 | 70% | 2.02 | 0 | 9.5 |  |  |  | No | R-410A | 2.7333 | Residential & Commercial | No
211393977 | Central HP <5.4 tons | FRASER-JOHNSTON | HRCU-A-CB (Split System: Heat Pump with Remote Outdoor Unit-Air-Source) | HMH72B341 |  |  | XAUC48FXXN1+TXV | TM9Y100C16MP11 | 33800 | 17.5 | 8.5 | 32800 | 24200 | 73.78% | 2.06 | 0 | 9 |  |  |  | No | R-410A | 2.8167 | Residential & Commercial | No
211394428 | Central HP <5.4 tons | FRASER-JOHNSTON | HRCU-A-CB (Split System: Heat Pump with Remote Outdoor Unit-Air-Source) | HMH72B341 |  |  | XAHD48FBCN1 | TM9V100C20MP12 | 33600 | 16.5 | 8.5 | 32400 | 23800 | 73.46% | 2.06 | 0 | 9 |  |  |  | No | R-410A | 2.8 | Residential & Commercial | No
211394915 | Central HP <5.4 tons | FRASER-JOHNSTON | HRCU-A-CB (Split System: Heat Pump with Remote Outdoor Unit-Air-Source) | HMH72B341 |  |  | XAFC48FXXN1+TXV | TP9C100C16MP13 | 33800 | 16.5 | 8.5 | 32400 | 23800 | 73.46% | 2.08 | 0 | 9.5 |  |  |  | No | R-410A | 2.8167 | Residential & Commercial | No
211394695 | Central HP <5.4 tons | FRASER-JOHNSTON | HRCU-A-CB (Split System: Heat Pump with Remote Outdoor Unit-Air-Source) | HMH72B341 |  |  | XAHD48FXXN1+TXV | TM9V100C16MP12 | 33000 | 16 | 8.5 | 31800 | 23200 | 72.96% | 2.04 | 0 | 9 |  |  |  | No | R-410A | 2.75 | Residential & Commercial | No
212972483 | Central HP <5.4 tons | BRYANT HEATING AND COOLING SYSTEMS | HRCU-A-CB (Split System: Heat Pump with Remote Outdoor Unit-Air-Source) | 38MURAQ30AB3* |  |  | CAP**4321AL* | 82*TB66110V21*** | 30400 | 15.2 | 8.1 | 33400 | 26400 | 79.04% | 1.84 | 0 | 9 |  |  |  | No | R-410A | 2.5333 | Residential & Commercial | No
211397143 | Central HP <5.4 tons | FRASER-JOHNSTON | HRCU-A-CB (Split System: Heat Pump with Remote Outdoor Unit-Air-Source) | HMH72B341 |  |  | XAHC48FBCN1 | TM8V100C20MP12 | 33800 | 16.5 | 8.5 | 32400 | 23800 | 73.46% | 2.06 | 0 | 9 |  |  |  | No | R-410A | 2.8167 | Residential & Commercial | No
211397712 | Central HP <5.4 tons | FRASER-JOHNSTON | HRCU-A-CB (Split System: Heat Pump with Remote Outdoor Unit-Air-Source) | HMH72B341 |  |  | XAFC48FXXN1+TXV | TM8V080C16MP12 | 34000 | 16.5 | 8.5 | 33200 | 24400 | 73.49% | 2.1 | 0 | 9 |  |  |  | No | R-410A | 2.8333 | Residential & Commercial | No
215669268 | Central HP <5.4 tons | DAY & NIGHT | HRCU-A-CB (Split System: Heat Pump with Remote Outdoor Unit-Air-Source) | C5H0V36*K*AAA* |  |  | EA*5X48M21A*+WALLCON | *96CTN0601714B* | 33600 | 17.5 | 9 | 35200 | 25400 | 72.16% | 1.88 | 0 | 9.5 |  |  |  | No | R-454B | 2.8 | Residential & Commercial | No
215669962 | Central HP <5.4 tons | DAY & NIGHT | HRCU-A-CB (Split System: Heat Pump with Remote Outdoor Unit-Air-Source) | C5H0V36*K*AAA* |  |  | ESH5X42M12A*+WALLCON | *80CTL0451712B* | 33600 | 16 | 8.5 | 35800 | 25600 | 71.51% | 1.76 | 0 | 9 |  |  |  | No | R-454B | 2.8 | Residential & Commercial | No
215670162 | Central HP <5.4 tons | DAY & NIGHT | HRCU-A-CB (Split System: Heat Pump with Remote Outdoor Unit-Air-Source) | C5H0V36*K*AAA* |  |  | ESH5X48M12A*+WALLCON | *80CTL0451712B* | 33800 | 16.5 | 8.5 | 35600 | 25600 | 71.91% | 1.78 | 0 | 9 |  |  |  | No | R-454B | 2.8167 | Residential & Commercial | No
212978544 | Central HP <5.4 tons | BRYANT HEATING AND COOLING SYSTEMS | HRCU-A-CB (Split System: Heat Pump with Remote Outdoor Unit-Air-Source) | 38MURAQ30AB3* |  |  | CAP**4221AL* | 8(0,1)*SB36070M17*** | 29800 | 15.2 | 8.1 | 34200 | 27600 | 80.7% | 1.8 | 0 | 9 |  |  |  | No | R-410A | 2.4833 | Residential & Commercial | No
215674002 | Central HP <5.4 tons | KENMORE | HRCU-A-CB (Split System: Heat Pump with Remote Outdoor Unit-Air-Source) | (C,H,T)5H0V48*K*AAA* |  |  | EA*5X48M21A*+WALLCON | *80CSU0802120A* | 44500 | 18 | 9 | 48500 | 34000 | 70.1% | 2.06 | 0 | 9.5 |  |  |  | No | R-454B | 3.7083 | Residential & Commercial | No
211603992 | Central HP <5.4 tons | TCL | HRCU-A-CB (Split System: Heat Pump with Remote Outdoor Unit-Air-Source) | THH60HAI2NAF2U23 |  |  | THH48IAI2NAF2H23 |  | 48000 | 15.2 | 8.1 | 48000 | 34000 | 70.83% | 1.75 | 0 | 8.6 |  |  |  | No | R-410A | 4 | Residential & Commercial | No
213297050 | Central HP <5.4 tons | FRASER-JOHNSTON | HRCU-A-CB (Split System: Heat Pump with Remote Outdoor Unit-Air-Source) | HMH72B341 |  |  | XAHC36DXXN1+TXV | Z9ES060B12SMPS1 | 33000 | 16.5 | 8.1 | 32200 | 22800 | 70.81% | 2 | 0 | 9.5 |  |  |  | No | R-410A | 2.75 | Residential & Commercial | No
213297070 | Central HP <5.4 tons | FRASER-JOHNSTON | HRCU-A-CB (Split System: Heat Pump with Remote Outdoor Unit-Air-Source) | HMH72B341 |  |  | XAFC36DXXN1+TXV | Z8ET100C20LMPS1 | 34000 | 18.5 | 8.5 | 33400 | 24200 | 72.46% | 2.14 | 0 | 9.5 |  |  |  | No | R-410A | 2.8333 | Residential & Commercial | No
213297015 | Central HP <5.4 tons | FRASER-JOHNSTON | HRCU-A-CB (Split System: Heat Pump with Remote Outdoor Unit-Air-Source) | HMH72B341 |  |  | XAFB36DXXN1+TXV | Z9ET080B12SMPS1 | 34000 | 18.5 | 8.1 | 33400 | 24200 | 72.46% | 2.08 | 0 | 9.5 |  |  |  | No | R-410A | 2.8333 | Residential & Commercial | No
213297590 | Central HP <5.4 tons | FRASER-JOHNSTON | HRCU-A-CB (Split System: Heat Pump with Remote Outdoor Unit-Air-Source) | HMH72B341 |  |  | XAFB36DBCN1 | Z8ES100B12SMPS1 | 34000 | 18 | 8.1 | 34000 | 24600 | 72.35% | 2.1 | 0 | 9.5 |  |  |  | No | R-410A | 2.8333 | Residential & Commercial | No
215668978 | Central HP <5.4 tons | KENMORE | HRCU-A-CB (Split System: Heat Pump with Remote Outdoor Unit-Air-Source) | (C,H,T)5H0V36*K*AAA* |  |  | EA*5X43M21A*+WALLCON | *80CTL0451712B* | 34000 | 17.5 | 9 | 35600 | 25400 | 71.35% | 1.86 | 0 | 9.5 |  |  |  | No | R-454B | 2.8333 | Residential & Commercial | No
213607810 | Central HP <5.4 tons | CARRIER | HRCU-A-CB (Split System: Heat Pump with Remote Outdoor Unit-Air-Source) | 38MURAQ60AB3* |  |  | FG4ANBD60L* |  | 55000 | 15.2 | 8.1 | 52500 | 48000 | 91.43% | 1.84 | 0 | 8.5 |  |  |  | No | R-410A | 4.5833 | Residential & Commercial | No
213076463 | Central HP <5.4 tons | CARRIER | HRCU-A-CB (Split System: Heat Pump with Remote Outdoor Unit-Air-Source) | 38MURAQ36AB3* |  |  | CAP**3617AL* | 58TP*B070V17**16 | 34800 | 15.5 | 8.1 | 38500 | 35200 | 91.43% | 1.82 | 0 | 9.5 |  |  |  | No | R-410A | 2.9 | Residential & Commercial | No
213076965 | Central HP <5.4 tons | CARRIER | HRCU-A-CB (Split System: Heat Pump with Remote Outdoor Unit-Air-Source) | 38MURAQ36AB3* |  |  | CAP**4221AL* | 59SP6B080V17**16 | 35000 | 15.5 | 8.1 | 38500 | 35200 | 91.43% | 1.86 | 0 | 9.5 |  |  |  | No | R-410A | 2.9167 | Residential & Commercial | No
213297500 | Central HP <5.4 tons | FRASER-JOHNSTON | HRCU-A-CB (Split System: Heat Pump with Remote Outdoor Unit-Air-Source) | HMH72B341 |  |  | XAFC48FBCN1 | Z8ET080C16LMPS1 | 33600 | 17.5 | 8.5 | 32800 | 23200 | 70.73% | 2.08 | 0 | 9.5 |  |  |  | No | R-410A | 2.8 | Residential & Commercial | No
213297530 | Central HP <5.4 tons | FRASER-JOHNSTON | HRCU-A-CB (Split System: Heat Pump with Remote Outdoor Unit-Air-Source) | HMH72B341 |  |  | XAHC36DBCN1 | Z8ES120C16SMPS1 | 34000 | 17.5 | 8.1 | 33400 | 24000 | 71.86% | 2.08 | 0 | 9.5 |  |  |  | No | R-410A | 2.8333 | Residential & Commercial | No
213297575 | Central HP <5.4 tons | FRASER-JOHNSTON | HRCU-A-CB (Split System: Heat Pump with Remote Outdoor Unit-Air-Source) | HMH72B341 |  |  | XAHC36DBCN1 | Z8ES100B12LMPS1 | 33400 | 17.5 | 8.1 | 32800 | 23200 | 70.73% | 2.02 | 0 | 9.5 |  |  |  | No | R-410A | 2.7833 | Residential & Commercial | No
213297030 | Central HP <5.4 tons | FRASER-JOHNSTON | HRCU-A-CB (Split System: Heat Pump with Remote Outdoor Unit-Air-Source) | HMH72B341 |  |  | XAFC36DXXN1+TXV | Z9ES100C20SMPS1 | 34000 | 17.5 | 8.5 | 33400 | 24000 | 71.86% | 2.1 | 0 | 9.5 |  |  |  | No | R-410A | 2.8333 | Residential & Commercial | No
213297155 | Central HP <5.4 tons | FRASER-JOHNSTON | HRCU-A-CB (Split System: Heat Pump with Remote Outdoor Unit-Air-Source) | HMH72B341 |  |  | XAHB30CXXN1+TXV | Z8ES100B12LMPS1 | 32000 | 17 | 8.1 | 32200 | 22600 | 70.19% | 2 | 0 | 9.5 |  |  |  | No | R-410A | 2.6667 | Residential & Commercial | No
213297280 | Central HP <5.4 tons | FRASER-JOHNSTON | HRCU-A-CB (Split System: Heat Pump with Remote Outdoor Unit-Air-Source) | HMH72B341 |  |  | XAFB30CXXN1+TXV | Z9ES060B12SMPS1 | 32400 | 17 | 8.1 | 33000 | 23200 | 70.3% | 2.02 | 0 | 9.5 |  |  |  | No | R-410A | 2.7 | Residential & Commercial | No
213297330 | Central HP <5.4 tons | FRASER-JOHNSTON | HRCU-A-CB (Split System: Heat Pump with Remote Outdoor Unit-Air-Source) | HMH72B341 |  |  | XAHC30CXXN1+TXV | Z8ES120C16LMPS1 | 32600 | 17 | 8.5 | 32000 | 22600 | 70.62% | 2.04 | 0 | 9.5 |  |  |  | No | R-410A | 2.7167 | Residential & Commercial | No
213297355 | Central HP <5.4 tons | FRASER-JOHNSTON | HRCU-A-CB (Split System: Heat Pump with Remote Outdoor Unit-Air-Source) | HMH72B341 |  |  | XAHC30CXXN1+TXV | Z8ES100B12SMPS1 | 32000 | 17.5 | 8.1 | 32200 | 22600 | 70.19% | 2 | 0 | 9.5 |  |  |  | No | R-410A | 2.6667 | Residential & Commercial | No
211389417 | Central HP <5.4 tons | CHAMPION HEATING AND COOLING | HRCU-A-CB (Split System: Heat Pump with Remote Outdoor Unit-Air-Source) | HMH72B341 |  |  | XAFC30CXXN1+TXV | TM8Y120C20MP11 | 33600 | 18 | 8.5 | 33600 | 23600 | 70.24% | 2.06 | 0 | 9.5 |  |  |  | No | R-410A | 2.8 | Residential & Commercial | No
213297450 | Central HP <5.4 tons | FRASER-JOHNSTON | HRCU-A-CB (Split System: Heat Pump with Remote Outdoor Unit-Air-Source) | HMH72B341 |  |  | XAUB36DXXN1+TXV | Z9ET060B12SMPS1 | 34000 | 18.5 | 8.1 | 33400 | 24000 | 71.86% | 2.06 | 0 | 9.5 |  |  |  | No | R-410A | 2.8333 | Residential & Commercial | No
213297480 | Central HP <5.4 tons | FRASER-JOHNSTON | HRCU-A-CB (Split System: Heat Pump with Remote Outdoor Unit-Air-Source) | HMH72B341 |  |  | XAUB36DXXN1+TXV | Z9ES060B12SMPS1 | 34000 | 17 | 8.1 | 33400 | 23800 | 71.26% | 2.04 | 0 | 9.5 |  |  |  | No | R-410A | 2.8333 | Residential & Commercial | No
213297825 | Central HP <5.4 tons | FRASER-JOHNSTON | HRCU-A-CB (Split System: Heat Pump with Remote Outdoor Unit-Air-Source) | HMH72B341 |  |  | XAFB30CXXN1+TXV | Z8ES080B12LMPS1 | 33000 | 18 | 8.5 | 33000 | 23400 | 70.91% | 2.04 | 0 | 9.5 |  |  |  | No | R-410A | 2.75 | Residential & Commercial | No
211393022 | Central HP <5.4 tons | CHAMPION HEATING AND COOLING | HRCU-A-CB (Split System: Heat Pump with Remote Outdoor Unit-Air-Source) | HMH72B341 |  |  | XAFC36DXXN1+TXV | TL9E100C20UH11 | 34000 | 17 | 8.5 | 34000 | 25000 | 73.53% | 2.12 | 0 | 9.5 |  |  |  | No | R-410A | 2.8333 | Residential & Commercial | No
211390491 | Central HP <5.4 tons | CHAMPION HEATING AND COOLING | HRCU-A-CB (Split System: Heat Pump with Remote Outdoor Unit-Air-Source) | HMH72B341 |  |  | XAHC30CXXN1+TXV | TPLC080B12MP13 | 31800 | 16.5 | 8.1 | 33000 | 23200 | 70.3% | 1.96 | 0 | 9 |  |  |  | No | R-410A | 2.65 | Residential & Commercial | No
215670432 | Central HP <5.4 tons | DAY & NIGHT | HRCU-A-CB (Split System: Heat Pump with Remote Outdoor Unit-Air-Source) | C5H0V36*K*AAA* |  |  | ESH5X60M12A*+WALLCON | *80CTL0702120B* | 34600 | 17 | 8.5 | 34600 | 24800 | 71.68% | 1.8 | 0 | 9.5 |  |  |  | No | R-454B | 2.8833 | Residential & Commercial | No
215670114 | Central HP <5.4 tons | DAY & NIGHT | HRCU-A-CB (Split System: Heat Pump with Remote Outdoor Unit-Air-Source) | C5H0V36*K*AAA* |  |  | ESH5X42M12A*+WALLCON | *96CTN1002122B* | 34000 | 16.5 | 8.5 | 35600 | 25200 | 70.79% | 1.78 | 0 | 9.5 |  |  |  | No | R-454B | 2.8333 | Residential & Commercial | No
213296820 | Central HP <5.4 tons | FRASER-JOHNSTON | HRCU-A-CB (Split System: Heat Pump with Remote Outdoor Unit-Air-Source) | HMH72B341 |  |  | XAFC36DXXN1+TXV | Z9ES060B12SMPS1 | 34000 | 17.5 | 8.1 | 33400 | 24000 | 71.86% | 2.06 | 0 | 9.5 |  |  |  | No | R-410A | 2.8333 | Residential & Commercial | No
213296840 | Central HP <5.4 tons | FRASER-JOHNSTON | HRCU-A-CB (Split System: Heat Pump with Remote Outdoor Unit-Air-Source) | HMH72B341 |  |  | XAFC30CXXN1+TXV | Z8ET100C20LMPS1 | 33600 | 18.5 | 8.5 | 33000 | 23200 | 70.3% | 2.08 | 0 | 9.5 |  |  |  | No | R-410A | 2.8 | Residential & Commercial | No
213297140 | Central HP <5.4 tons | FRASER-JOHNSTON | HRCU-A-CB (Split System: Heat Pump with Remote Outdoor Unit-Air-Source) | HMH72B341 |  |  | XAHC30CXXN1+TXV | Z8ES100C16SMPS1 | 32400 | 17.5 | 8.1 | 32000 | 22800 | 71.25% | 2.02 | 0 | 9.5 |  |  |  | No | R-410A | 2.7 | Residential & Commercial | No
213297165 | Central HP <5.4 tons | FRASER-JOHNSTON | HRCU-A-CB (Split System: Heat Pump with Remote Outdoor Unit-Air-Source) | HMH72B341 |  |  | XAHC30CXXN1+TXV | Z8ES080C20LMPS1 | 32800 | 17.5 | 8.5 | 32000 | 22800 | 71.25% | 2.02 | 0 | 9.5 |  |  |  | No | R-410A | 2.7333 | Residential & Commercial | No
213297340 | Central HP <5.4 tons | FRASER-JOHNSTON | HRCU-A-CB (Split System: Heat Pump with Remote Outdoor Unit-Air-Source) | HMH72B341 |  |  | XAFC36DXXN1+TXV | Z8ES100C20LMPS1 | 34000 | 17.5 | 8.5 | 33400 | 24200 | 72.46% | 2.14 | 0 | 9.5 |  |  |  | No | R-410A | 2.8333 | Residential & Commercial | No
213297540 | Central HP <5.4 tons | FRASER-JOHNSTON | HRCU-A-CB (Split System: Heat Pump with Remote Outdoor Unit-Air-Source) | HMH72B341 |  |  | XAHC36DXXN1+TXV | Z8ES100C20SMPS1 | 34000 | 17 | 8.5 | 33400 | 23600 | 70.66% | 2.08 | 0 | 9.5 |  |  |  | No | R-410A | 2.8333 | Residential & Commercial | No
213297865 | Central HP <5.4 tons | FRASER-JOHNSTON | HRCU-A-CB (Split System: Heat Pump with Remote Outdoor Unit-Air-Source) | HMH72B341 |  |  | XAHC36DXXN1+TXV | Z9ES100C20SMPS1 | 34000 | 17 | 8.1 | 33400 | 23600 | 70.66% | 2.06 | 0 | 9.5 |  |  |  | No | R-410A | 2.8333 | Residential & Commercial | No
213297915 | Central HP <5.4 tons | FRASER-JOHNSTON | HRCU-A-CB (Split System: Heat Pump with Remote Outdoor Unit-Air-Source) | HMH72B341 |  |  | XAFC30CXXN1+TXV | Z8ET100C16LMPS1 | 33400 | 18 | 8.5 | 33000 | 23400 | 70.91% | 2.06 | 0 | 9.5 |  |  |  | No | R-410A | 2.7833 | Residential & Commercial | No
213296890 | Central HP <5.4 tons | FRASER-JOHNSTON | HRCU-A-CB (Split System: Heat Pump with Remote Outdoor Unit-Air-Source) | HMH72B341 |  |  | XAFC36DBCN1 | Z8ES120C16LMPS1 | 34000 | 18 | 8.5 | 33400 | 24400 | 73.05% | 2.12 | 0 | 9.5 |  |  |  | No | R-410A | 2.8333 | Residential & Commercial | No
211398866 | Central HP <5.4 tons | FRASER-JOHNSTON | HRCU-A-CB (Split System: Heat Pump with Remote Outdoor Unit-Air-Source) | HMH72B341 |  |  | XAFD48FXXN1+TXV | TMLE080C16MP11 | 33400 | 17 | 8.5 | 32200 | 23400 | 72.67% | 2.06 | 0 | 9.5 |  |  |  | No | R-410A | 2.7833 | Residential & Commercial | No
213296870 | Central HP <5.4 tons | FRASER-JOHNSTON | HRCU-A-CB (Split System: Heat Pump with Remote Outdoor Unit-Air-Source) | HMH72B341 |  |  | XAFC36DBCN1 | Z8ES120C20LMPS1 | 34000 | 17.5 | 8.5 | 34000 | 24600 | 72.35% | 2.12 | 0 | 9.5 |  |  |  | No | R-410A | 2.8333 | Residential & Commercial | No
213297115 | Central HP <5.4 tons | FRASER-JOHNSTON | HRCU-A-CB (Split System: Heat Pump with Remote Outdoor Unit-Air-Source) | HMH72B341 |  |  | XAFC48FXXN1+TXV | Z8ES120C16LMPS1 | 34000 | 16.5 | 8.5 | 32800 | 23400 | 71.34% | 2.1 | 0 | 9.5 |  |  |  | No | R-410A | 2.8333 | Residential & Commercial | No
213296920 | Central HP <5.4 tons | FRASER-JOHNSTON | HRCU-A-CB (Split System: Heat Pump with Remote Outdoor Unit-Air-Source) | HMH72B341 |  |  | XAFC36DXXN1+TXV | Z8ES100B12LMPS1 | 34000 | 18.5 | 8.1 | 34000 | 24600 | 72.35% | 2.12 | 0 | 9.5 |  |  |  | No | R-410A | 2.8333 | Residential & Commercial | No
213297565 | Central HP <5.4 tons | FRASER-JOHNSTON | HRCU-A-CB (Split System: Heat Pump with Remote Outdoor Unit-Air-Source) | HMH72B341 |  |  | XAHC36DXXN1+TXV | Z8ES100B12LMPS1 | 33400 | 17.5 | 8.1 | 32800 | 23200 | 70.73% | 2.02 | 0 | 9.5 |  |  |  | No | R-410A | 2.7833 | Residential & Commercial | No
213297935 | Central HP <5.4 tons | FRASER-JOHNSTON | HRCU-A-CB (Split System: Heat Pump with Remote Outdoor Unit-Air-Source) | HMH72B341 |  |  | XAUB36DXXN1+TXV | Z8ET080B12LMPS1 | 34000 | 18.5 | 8.1 | 33400 | 24000 | 71.86% | 2.08 | 0 | 9.5 |  |  |  | No | R-410A | 2.8333 | Residential & Commercial | No
213297940 | Central HP <5.4 tons | FRASER-JOHNSTON | HRCU-A-CB (Split System: Heat Pump with Remote Outdoor Unit-Air-Source) | HMH72B341 |  |  | XAFD48FXXN1+TXV | Z8ES120C16SMPS1 | 34000 | 16.5 | 8.5 | 32800 | 23400 | 71.34% | 2.1 | 0 | 9.5 |  |  |  | No | R-410A | 2.8333 | Residential & Commercial | No
213297265 | Central HP <5.4 tons | FRASER-JOHNSTON | HRCU-A-CB (Split System: Heat Pump with Remote Outdoor Unit-Air-Source) | HMH72B341 |  |  | XAFB36DXXN1+TXV | Z9ES080B12SMPS1 | 34000 | 17 | 8.1 | 33400 | 23800 | 71.26% | 2.06 | 0 | 9.5 |  |  |  | No | R-410A | 2.8333 | Residential & Commercial | No
213297315 | Central HP <5.4 tons | FRASER-JOHNSTON | HRCU-A-CB (Split System: Heat Pump with Remote Outdoor Unit-Air-Source) | HMH72B341 |  |  | XAFC36DBCN1 | Z8ET080C16LMPS1 | 34000 | 18.5 | 8.5 | 33400 | 24200 | 72.46% | 2.14 | 0 | 9.5 |  |  |  | No | R-410A | 2.8333 | Residential & Commercial | No
213296855 | Central HP <5.4 tons | FRASER-JOHNSTON | HRCU-A-CB (Split System: Heat Pump with Remote Outdoor Unit-Air-Source) | HMH72B341 |  |  | XAFC36DXXN1+TXV | Z8ES120C20SMPS1 | 34000 | 17.5 | 8.5 | 34000 | 24600 | 72.35% | 2.12 | 0 | 9.5 |  |  |  | No | R-410A | 2.8333 | Residential & Commercial | No
213296880 | Central HP <5.4 tons | FRASER-JOHNSTON | HRCU-A-CB (Split System: Heat Pump with Remote Outdoor Unit-Air-Source) | HMH72B341 |  |  | XAFC36DXXN1+TXV | Z8ES120C16LMPS1 | 34000 | 18 | 8.5 | 33400 | 24400 | 73.05% | 2.12 | 0 | 9.5 |  |  |  | No | R-410A | 2.8333 | Residential & Commercial | No
213297085 | Central HP <5.4 tons | FRASER-JOHNSTON | HRCU-A-CB (Split System: Heat Pump with Remote Outdoor Unit-Air-Source) | HMH72B341 |  |  | XAHC36DBCN1 | Z8ET080C16LMPS1 | 34000 | 18.5 | 8.5 | 33400 | 24000 | 71.86% | 2.1 | 0 | 9.5 |  |  |  | No | R-410A | 2.8333 | Residential & Commercial | No
213297250 | Central HP <5.4 tons | FRASER-JOHNSTON | HRCU-A-CB (Split System: Heat Pump with Remote Outdoor Unit-Air-Source) | HMH72B341 |  |  | XAFB36DBCN1 | Z9ET040A10SMPS1 | 33400 | 17.5 | 8.5 | 33000 | 23200 | 70.3% | 1.98 | 0 | 9.5 |  |  |  | No | R-410A | 2.7833 | Residential & Commercial | No
212578838 | Central HP <5.4 tons | TCL | HRCU-A-CB (Split System: Heat Pump with Remote Outdoor Unit-Air-Source) | THH60HAI2NAF2U23 |  |  | 4TXCC009DS3 | A801X080CM5SCA | 48000 | 15.2 | 8.1 | 45000 | 33400 | 74.22% | 1.75 | 0 | 9.5 |  |  |  | No | R-410A | 4 | Residential & Commercial | No
213297990 | Central HP <5.4 tons | FRASER-JOHNSTON | HRCU-A-CB (Split System: Heat Pump with Remote Outdoor Unit-Air-Source) | HMH72B341 |  |  | XAHB36DBCN1 | Z8ES100B12SMPS1 | 33400 | 17.5 | 8.1 | 32800 | 23200 | 70.73% | 2.02 | 0 | 9.5 |  |  |  | No | R-410A | 2.7833 | Residential & Commercial | No
213297830 | Central HP <5.4 tons | FRASER-JOHNSTON | HRCU-A-CB (Split System: Heat Pump with Remote Outdoor Unit-Air-Source) | HMH72B341 |  |  | XAUB30CXXN1+TXV | Z8ES080B12SMPS1 | 33000 | 18 | 8.5 | 33000 | 23400 | 70.91% | 2.04 | 0 | 9.5 |  |  |  | No | R-410A | 2.75 | Residential & Commercial | No
213297945 | Central HP <5.4 tons | FRASER-JOHNSTON | HRCU-A-CB (Split System: Heat Pump with Remote Outdoor Unit-Air-Source) | HMH72B341 |  |  | XAFD48FXXN1+TXV | Z8ES120C16LMPS1 | 34000 | 16.5 | 8.5 | 32800 | 23400 | 71.34% | 2.1 | 0 | 9.5 |  |  |  | No | R-410A | 2.8333 | Residential & Commercial | No
213297695 | Central HP <5.4 tons | FRASER-JOHNSTON | HRCU-A-CB (Split System: Heat Pump with Remote Outdoor Unit-Air-Source) | HMH72B341 |  |  | XAFC36DBCN1 | Z9ET060B12SMPS1 | 33800 | 17.5 | 8.5 | 33400 | 23400 | 70.06% | 2 | 0 | 9.5 |  |  |  | No | R-410A | 2.8167 | Residential & Commercial | No
213296850 | Central HP <5.4 tons | FRASER-JOHNSTON | HRCU-A-CB (Split System: Heat Pump with Remote Outdoor Unit-Air-Source) | HMH72B341 |  |  | XAHC30CXXN1+TXV | Z8ET080B12LMPS1 | 31800 | 18 | 8.1 | 32200 | 22600 | 70.19% | 2 | 0 | 9.5 |  |  |  | No | R-410A | 2.65 | Residential & Commercial | No
213296900 | Central HP <5.4 tons | FRASER-JOHNSTON | HRCU-A-CB (Split System: Heat Pump with Remote Outdoor Unit-Air-Source) | HMH72B341 |  |  | XAFC36DXXN1+TXV | Z8ES100C16LMPS1 | 34000 | 18 | 8.5 | 33400 | 24400 | 73.05% | 2.12 | 0 | 9.5 |  |  |  | No | R-410A | 2.8333 | Residential & Commercial | No
213297100 | Central HP <5.4 tons | FRASER-JOHNSTON | HRCU-A-CB (Split System: Heat Pump with Remote Outdoor Unit-Air-Source) | HMH72B341 |  |  | XAFB30CXXN1+TXV | Z8ET080B12LMPS1 | 33000 | 18.5 | 8.1 | 33000 | 23400 | 70.91% | 2.04 | 0 | 9.5 |  |  |  | No | R-410A | 2.75 | Residential & Commercial | No
213297385 | Central HP <5.4 tons | FRASER-JOHNSTON | HRCU-A-CB (Split System: Heat Pump with Remote Outdoor Unit-Air-Source) | HMH72B341 |  |  | XAHC30CXXN1+TXV | Z8ES080C16SMPS1 | 32800 | 17.5 | 8.5 | 32000 | 22800 | 71.25% | 2.04 | 0 | 9.5 |  |  |  | No | R-410A | 2.7333 | Residential & Commercial | No
213297130 | Central HP <5.4 tons | FRASER-JOHNSTON | HRCU-A-CB (Split System: Heat Pump with Remote Outdoor Unit-Air-Source) | HMH72B341 |  |  | XAFC48FBCN1 | Z8ES120C16LMPS1 | 34000 | 16.5 | 8.5 | 32800 | 23400 | 71.34% | 2.1 | 0 | 9.5 |  |  |  | No | R-410A | 2.8333 | Residential & Commercial | No
213297555 | Central HP <5.4 tons | FRASER-JOHNSTON | HRCU-A-CB (Split System: Heat Pump with Remote Outdoor Unit-Air-Source) | HMH72B341 |  |  | XAHC36DBCN1 | Z8ES100C20LMPS1 | 34000 | 17 | 8.5 | 33400 | 23600 | 70.66% | 2.08 | 0 | 9.5 |  |  |  | No | R-410A | 2.8333 | Residential & Commercial | No
213297300 | Central HP <5.4 tons | FRASER-JOHNSTON | HRCU-A-CB (Split System: Heat Pump with Remote Outdoor Unit-Air-Source) | HMH72B341 |  |  | XAFC36DXXN1+TXV | Z8ET100C16LMPS1 | 34000 | 18 | 8.5 | 33400 | 24200 | 72.46% | 2.12 | 0 | 9.5 |  |  |  | No | R-410A | 2.8333 | Residential & Commercial | No
213297750 | Central HP <5.4 tons | FRASER-JOHNSTON | HRCU-A-CB (Split System: Heat Pump with Remote Outdoor Unit-Air-Source) | HMH72B341 |  |  | XAFD48FBCN1 | Z8ET080C16LMPS1 | 33600 | 17.5 | 8.5 | 32800 | 23200 | 70.73% | 2.08 | 0 | 9.5 |  |  |  | No | R-410A | 2.8 | Residential & Commercial | No
213297485 | Central HP <5.4 tons | FRASER-JOHNSTON | HRCU-A-CB (Split System: Heat Pump with Remote Outdoor Unit-Air-Source) | HMH72B341 |  |  | XAFC30CXXN1+TXV | Z8ET120C20LMPS1 | 33600 | 18.5 | 8.5 | 33000 | 23400 | 70.91% | 2.06 | 0 | 9.5 |  |  |  | No | R-410A | 2.8 | Residential & Commercial | No
213297955 | Central HP <5.4 tons | FRASER-JOHNSTON | HRCU-A-CB (Split System: Heat Pump with Remote Outdoor Unit-Air-Source) | HMH72B341 |  |  | XAFD48FBCN1 | Z8ES120C16LMPS1 | 34000 | 16.5 | 8.5 | 32800 | 23400 | 71.34% | 2.1 | 0 | 9.5 |  |  |  | No | R-410A | 2.8333 | Residential & Commercial | No
213297470 | Central HP <5.4 tons | FRASER-JOHNSTON | HRCU-A-CB (Split System: Heat Pump with Remote Outdoor Unit-Air-Source) | HMH72B341 |  |  | XAFB36DXXN1+TXV | Z9ES060B12SMPS1 | 34000 | 17 | 8.1 | 33400 | 23800 | 71.26% | 2.04 | 0 | 9.5 |  |  |  | No | R-410A | 2.8333 | Residential & Commercial | No
213297535 | Central HP <5.4 tons | FRASER-JOHNSTON | HRCU-A-CB (Split System: Heat Pump with Remote Outdoor Unit-Air-Source) | HMH72B341 |  |  | XAHC36DBCN1 | Z8ES120C16LMPS1 | 34000 | 17.5 | 8.1 | 33400 | 24000 | 71.86% | 2.08 | 0 | 9.5 |  |  |  | No | R-410A | 2.8333 | Residential & Commercial | No
213297585 | Central HP <5.4 tons | FRASER-JOHNSTON | HRCU-A-CB (Split System: Heat Pump with Remote Outdoor Unit-Air-Source) | HMH72B341 |  |  | XAFB36DXXN1+TXV | Z8ES100B12LMPS1 | 34000 | 18 | 8.1 | 34000 | 24600 | 72.35% | 2.1 | 0 | 9.5 |  |  |  | No | R-410A | 2.8333 | Residential & Commercial | No
213297150 | Central HP <5.4 tons | FRASER-JOHNSTON | HRCU-A-CB (Split System: Heat Pump with Remote Outdoor Unit-Air-Source) | HMH72B341 |  |  | XAHB30CXXN1+TXV | Z8ES100B12SMPS1 | 32000 | 17 | 8.1 | 32200 | 22600 | 70.19% | 2 | 0 | 9.5 |  |  |  | No | R-410A | 2.6667 | Residential & Commercial | No
213297335 | Central HP <5.4 tons | FRASER-JOHNSTON | HRCU-A-CB (Split System: Heat Pump with Remote Outdoor Unit-Air-Source) | HMH72B341 |  |  | XAFC36DXXN1+TXV | Z8ES100C20SMPS1 | 34000 | 17.5 | 8.5 | 33400 | 24200 | 72.46% | 2.14 | 0 | 9.5 |  |  |  | No | R-410A | 2.8333 | Residential & Commercial | No
213297720 | Central HP <5.4 tons | FRASER-JOHNSTON | HRCU-A-CB (Split System: Heat Pump with Remote Outdoor Unit-Air-Source) | HMH72B341 |  |  | XAFC30CXXN1+TXV | Z9ES060B12SMPS1 | 32400 | 17 | 8.1 | 33000 | 23200 | 70.3% | 2.02 | 0 | 9.5 |  |  |  | No | R-410A | 2.7 | Residential & Commercial | No
213296815 | Central HP <5.4 tons | FRASER-JOHNSTON | HRCU-A-CB (Split System: Heat Pump with Remote Outdoor Unit-Air-Source) | HMH72B341 |  |  | XAHC30CXXN1+TXV | Z9ES080B12SMPS1 | 31800 | 16.5 | 8.1 | 32200 | 22600 | 70.19% | 1.98 | 0 | 9.5 |  |  |  | No | R-410A | 2.65 | Residential & Commercial | No
213297290 | Central HP <5.4 tons | FRASER-JOHNSTON | HRCU-A-CB (Split System: Heat Pump with Remote Outdoor Unit-Air-Source) | HMH72B341 |  |  | XAHC36DXXN1+TXV | Z8ET100C20LMPS1 | 34000 | 18.5 | 8.5 | 33400 | 23600 | 70.66% | 2.08 | 0 | 9.5 |  |  |  | No | R-410A | 2.8333 | Residential & Commercial | No
213297975 | Central HP <5.4 tons | FRASER-JOHNSTON | HRCU-A-CB (Split System: Heat Pump with Remote Outdoor Unit-Air-Source) | HMH72B341 |  |  | XAHC36DBCN1 | Z8ES100C16LMPS1 | 34000 | 17.5 | 8.1 | 33400 | 24000 | 71.86% | 2.08 | 0 | 9.5 |  |  |  | No | R-410A | 2.8333 | Residential & Commercial | No
213297350 | Central HP <5.4 tons | FRASER-JOHNSTON | HRCU-A-CB (Split System: Heat Pump with Remote Outdoor Unit-Air-Source) | HMH72B341 |  |  | XAFC36DBCN1 | Z8ES100C20LMPS1 | 34000 | 17.5 | 8.5 | 33400 | 24200 | 72.46% | 2.14 | 0 | 9.5 |  |  |  | No | R-410A | 2.8333 | Residential & Commercial | No
213296905 | Central HP <5.4 tons | FRASER-JOHNSTON | HRCU-A-CB (Split System: Heat Pump with Remote Outdoor Unit-Air-Source) | HMH72B341 |  |  | XAFC36DBCN1 | Z8ES100C16SMPS1 | 34000 | 18 | 8.5 | 33400 | 24400 | 73.05% | 2.12 | 0 | 9.5 |  |  |  | No | R-410A | 2.8333 | Residential & Commercial | No
213297895 | Central HP <5.4 tons | FRASER-JOHNSTON | HRCU-A-CB (Split System: Heat Pump with Remote Outdoor Unit-Air-Source) | HMH72B341 |  |  | XAFB36DXXN1+TXV | Z9ES060A10SMPS1 | 33400 | 18.5 | 8.1 | 32800 | 23200 | 70.73% | 2.02 | 0 | 9.5 |  |  |  | No | R-410A | 2.7833 | Residential & Commercial | No
211396248 | Central HP <5.4 tons | FRASER-JOHNSTON | HRCU-A-CB (Split System: Heat Pump with Remote Outdoor Unit-Air-Source) | HMH72B341 |  |  | XAFC48FXXN1+TXV | TM9E080B12MP12 | 33200 | 16.5 | 8.5 | 32400 | 23800 | 73.46% | 2.04 | 0 | 9 |  |  |  | No | R-410A | 2.7667 | Residential & Commercial | No
211396357 | Central HP <5.4 tons | FRASER-JOHNSTON | HRCU-A-CB (Split System: Heat Pump with Remote Outdoor Unit-Air-Source) | HMH72B341 |  |  | XAFC48FXXN1+TXV | TM9E060B12MP12 | 33200 | 16.5 | 8.1 | 32600 | 24000 | 73.62% | 2.02 | 0 | 9 |  |  |  | No | R-410A | 2.7667 | Residential & Commercial | No
213296865 | Central HP <5.4 tons | FRASER-JOHNSTON | HRCU-A-CB (Split System: Heat Pump with Remote Outdoor Unit-Air-Source) | HMH72B341 |  |  | XAFC36DBCN1 | Z8ES120C20SMPS1 | 34000 | 17.5 | 8.5 | 34000 | 24600 | 72.35% | 2.12 | 0 | 9.5 |  |  |  | No | R-410A | 2.8333 | Residential & Commercial | No
213297440 | Central HP <5.4 tons | FRASER-JOHNSTON | HRCU-A-CB (Split System: Heat Pump with Remote Outdoor Unit-Air-Source) | HMH72B341 |  |  | XAFB36DXXN1+TXV | Z9ET060B12SMPS1 | 34000 | 18.5 | 8.1 | 33400 | 24000 | 71.86% | 2.06 | 0 | 9.5 |  |  |  | No | R-410A | 2.8333 | Residential & Commercial | No
213297765 | Central HP <5.4 tons | FRASER-JOHNSTON | HRCU-A-CB (Split System: Heat Pump with Remote Outdoor Unit-Air-Source) | HMH72B341 |  |  | XAFC30CXXN1+TXV | Z8ES120C20LMPS1 | 33000 | 17.5 | 8.5 | 33000 | 23400 | 70.91% | 2.04 | 0 | 9.5 |  |  |  | No | R-410A | 2.75 | Residential & Commercial | No
213297790 | Central HP <5.4 tons | FRASER-JOHNSTON | HRCU-A-CB (Split System: Heat Pump with Remote Outdoor Unit-Air-Source) | HMH72B341 |  |  | XAFC30CXXN1+TXV | Z8ES100B12SMPS1 | 33000 | 18 | 8.5 | 33000 | 23200 | 70.3% | 2.04 | 0 | 9.5 |  |  |  | No | R-410A | 2.75 | Residential & Commercial | No
213297930 | Central HP <5.4 tons | FRASER-JOHNSTON | HRCU-A-CB (Split System: Heat Pump with Remote Outdoor Unit-Air-Source) | HMH72B341 |  |  | XAFB36DBCN1 | Z8ET080B12LMPS1 | 34000 | 18.5 | 8.1 | 33400 | 24000 | 71.86% | 2.08 | 0 | 9.5 |  |  |  | No | R-410A | 2.8333 | Residential & Commercial | No
213296810 | Central HP <5.4 tons | FRASER-JOHNSTON | HRCU-A-CB (Split System: Heat Pump with Remote Outdoor Unit-Air-Source) | HMH72B341 |  |  | XAFC36DBCN1 | Z9ES100C16SMPS1 | 34000 | 16.5 | 8.1 | 33400 | 24000 | 71.86% | 2.08 | 0 | 9.5 |  |  |  | No | R-410A | 2.8333 | Residential & Commercial | No
213297125 | Central HP <5.4 tons | FRASER-JOHNSTON | HRCU-A-CB (Split System: Heat Pump with Remote Outdoor Unit-Air-Source) | HMH72B341 |  |  | XAUC48FXXN1+TXV | Z8ES120C16SMPS1 | 34000 | 16.5 | 8.5 | 32800 | 23400 | 71.34% | 2.1 | 0 | 9.5 |  |  |  | No | R-410A | 2.8333 | Residential & Commercial | No
213297710 | Central HP <5.4 tons | FRASER-JOHNSTON | HRCU-A-CB (Split System: Heat Pump with Remote Outdoor Unit-Air-Source) | HMH72B341 |  |  | XAFC36DXXN1+TXV | Z9ES080B12SMPS1 | 34000 | 17.5 | 8.1 | 33400 | 23800 | 71.26% | 2.06 | 0 | 9.5 |  |  |  | No | R-410A | 2.8333 | Residential & Commercial | No
213298015 | Central HP <5.4 tons | FRASER-JOHNSTON | HRCU-A-CB (Split System: Heat Pump with Remote Outdoor Unit-Air-Source) | HMH72B341 |  |  | XAHC36DBCN1 | Z8ES080C20LMPS1 | 34000 | 17.5 | 8.1 | 33400 | 23600 | 70.66% | 2.08 | 0 | 9.5 |  |  |  | No | R-410A | 2.8333 | Residential & Commercial | No
213296795 | Central HP <5.4 tons | FRASER-JOHNSTON | HRCU-A-CB (Split System: Heat Pump with Remote Outdoor Unit-Air-Source) | HMH72B341 |  |  | XAFB30CXXN1+TXV | Z9ET080B12SMPS1 | 32600 | 18.5 | 8.1 | 33000 | 23400 | 70.91% | 2.02 | 0 | 9.5 |  |  |  | No | R-410A | 2.7167 | Residential & Commercial | No
213296895 | Central HP <5.4 tons | FRASER-JOHNSTON | HRCU-A-CB (Split System: Heat Pump with Remote Outdoor Unit-Air-Source) | HMH72B341 |  |  | XAFC36DXXN1+TXV | Z8ES100C16SMPS1 | 34000 | 18 | 8.5 | 33400 | 24400 | 73.05% | 2.12 | 0 | 9.5 |  |  |  | No | R-410A | 2.8333 | Residential & Commercial | No
213296915 | Central HP <5.4 tons | FRASER-JOHNSTON | HRCU-A-CB (Split System: Heat Pump with Remote Outdoor Unit-Air-Source) | HMH72B341 |  |  | XAFC36DXXN1+TXV | Z8ES100B12SMPS1 | 34000 | 18.5 | 8.1 | 34000 | 24600 | 72.35% | 2.12 | 0 | 9.5 |  |  |  | No | R-410A | 2.8333 | Residential & Commercial | No
215669120 | Central HP <5.4 tons | KENMORE | HRCU-A-CB (Split System: Heat Pump with Remote Outdoor Unit-Air-Source) | (C,H,T)5H0V36*K*AAA* |  |  | EA*5X48M21A*+WALLCON | *80CSU1002120A* | 33800 | 17.5 | 9 | 35000 | 25200 | 72% | 1.88 | 0 | 9.5 |  |  |  | No | R-454B | 2.8167 | Residential & Commercial | No
213296805 | Central HP <5.4 tons | FRASER-JOHNSTON | HRCU-A-CB (Split System: Heat Pump with Remote Outdoor Unit-Air-Source) | HMH72B341 |  |  | XAFC36DXXN1+TXV | Z9ES100C16SMPS1 | 34000 | 16.5 | 8.1 | 33400 | 24000 | 71.86% | 2.08 | 0 | 9.5 |  |  |  | No | R-410A | 2.8333 | Residential & Commercial | No
213297105 | Central HP <5.4 tons | FRASER-JOHNSTON | HRCU-A-CB (Split System: Heat Pump with Remote Outdoor Unit-Air-Source) | HMH72B341 |  |  | XAUB30CXXN1+TXV | Z8ET080B12LMPS1 | 33000 | 18.5 | 8.1 | 33000 | 23400 | 70.91% | 2.04 | 0 | 9.5 |  |  |  | No | R-410A | 2.75 | Residential & Commercial | No
213297760 | Central HP <5.4 tons | FRASER-JOHNSTON | HRCU-A-CB (Split System: Heat Pump with Remote Outdoor Unit-Air-Source) | HMH72B341 |  |  | XAFC30CXXN1+TXV | Z8ES120C20SMPS1 | 33000 | 17.5 | 8.5 | 33000 | 23400 | 70.91% | 2.04 | 0 | 9.5 |  |  |  | No | R-410A | 2.75 | Residential & Commercial | No
213297780 | Central HP <5.4 tons | FRASER-JOHNSTON | HRCU-A-CB (Split System: Heat Pump with Remote Outdoor Unit-Air-Source) | HMH72B341 |  |  | XAFC30CXXN1+TXV | Z8ES100C16SMPS1 | 33600 | 18 | 8.5 | 33000 | 23400 | 70.91% | 2.06 | 0 | 9.5 |  |  |  | No | R-410A | 2.8 | Residential & Commercial | No
213297795 | Central HP <5.4 tons | FRASER-JOHNSTON | HRCU-A-CB (Split System: Heat Pump with Remote Outdoor Unit-Air-Source) | HMH72B341 |  |  | XAFC30CXXN1+TXV | Z8ES100B12LMPS1 | 33000 | 18 | 8.5 | 33000 | 23200 | 70.3% | 2.04 | 0 | 9.5 |  |  |  | No | R-410A | 2.75 | Residential & Commercial | No
213297065 | Central HP <5.4 tons | FRASER-JOHNSTON | HRCU-A-CB (Split System: Heat Pump with Remote Outdoor Unit-Air-Source) | HMH72B341 |  |  | XAUB30CXXN1+TXV | Z9ES060A10SMPS1 | 32400 | 18.5 | 8.1 | 33000 | 23200 | 70.3% | 2.02 | 0 | 9.5 |  |  |  | No | R-410A | 2.7 | Residential & Commercial | No
211227730 | Central HP <5.4 tons | ARCOAIRE | HRCU-A-CB (Split System: Heat Pump with Remote Outdoor Unit-Air-Source) | DLCURAH36ABK |  |  | EA*4X42L21A* | OMV098J12* | 35000 | 15.2 | 8.1 | 38500 | 35200 | 91.43% | 1.86 | 0 | 9.5 |  |  |  | No | R-410A | 2.9167 | Residential & Commercial | No
213297365 | Central HP <5.4 tons | FRASER-JOHNSTON | HRCU-A-CB (Split System: Heat Pump with Remote Outdoor Unit-Air-Source) | HMH72B341 |  |  | XAFB30CXXN1+TXV | Z8ES100B12SMPS1 | 32800 | 18 | 8.5 | 33000 | 23200 | 70.3% | 2.04 | 0 | 9.5 |  |  |  | No | R-410A | 2.7333 | Residential & Commercial | No
213297390 | Central HP <5.4 tons | FRASER-JOHNSTON | HRCU-A-CB (Split System: Heat Pump with Remote Outdoor Unit-Air-Source) | HMH72B341 |  |  | XAHC30CXXN1+TXV | Z8ES080C16LMPS1 | 32800 | 17.5 | 8.5 | 32000 | 22800 | 71.25% | 2.04 | 0 | 9.5 |  |  |  | No | R-410A | 2.7333 | Residential & Commercial | No
213297490 | Central HP <5.4 tons | FRASER-JOHNSTON | HRCU-A-CB (Split System: Heat Pump with Remote Outdoor Unit-Air-Source) | HMH72B341 |  |  | XAHC30CXXN1+TXV | Z8ET100C16LMPS1 | 32400 | 17.5 | 8.5 | 32000 | 22800 | 71.25% | 2.02 | 0 | 9.5 |  |  |  | No | R-410A | 2.7 | Residential & Commercial | No
213297375 | Central HP <5.4 tons | FRASER-JOHNSTON | HRCU-A-CB (Split System: Heat Pump with Remote Outdoor Unit-Air-Source) | HMH72B341 |  |  | XAUB30CXXN1+TXV | Z8ES100B12SMPS1 | 32800 | 18 | 8.5 | 33000 | 23200 | 70.3% | 2.04 | 0 | 9.5 |  |  |  | No | R-410A | 2.7333 | Residential & Commercial | No
213297380 | Central HP <5.4 tons | FRASER-JOHNSTON | HRCU-A-CB (Split System: Heat Pump with Remote Outdoor Unit-Air-Source) | HMH72B341 |  |  | XAUB30CXXN1+TXV | Z8ES100B12LMPS1 | 32800 | 18 | 8.5 | 33000 | 23200 | 70.3% | 2.04 | 0 | 9.5 |  |  |  | No | R-410A | 2.7333 | Residential & Commercial | No
213297455 | Central HP <5.4 tons | FRASER-JOHNSTON | HRCU-A-CB (Split System: Heat Pump with Remote Outdoor Unit-Air-Source) | HMH72B341 |  |  | XAFC36DXXN1+TXV | Z9ES080C20SMPS1 | 34000 | 17.5 | 8.5 | 33400 | 24000 | 71.86% | 2.1 | 0 | 9.5 |  |  |  | No | R-410A | 2.8333 | Residential & Commercial | No
213076034 | Central HP <5.4 tons | ARCOAIRE | HRCU-A-CB (Split System: Heat Pump with Remote Outdoor Unit-Air-Source) | DLCURAH30ABK |  |  | EA*4X42L21A* | *95MSU1002120A* | 29800 | 15.2 | 8.1 | 38500 | 27600 | 71.69% | 1.78 | 0 | 9 |  |  |  | No | R-410A | 2.4833 | Residential & Commercial | No
215678057 | Central HP <5.4 tons | ARCOAIRE | HRCU-A-CB (Split System: Heat Pump with Remote Outdoor Unit-Air-Source) | H5H0V60*K*AAA* |  |  | ESH5X60M12A*+WALLCON | *80CTL0701716B* | 54000 | 16.5 | 8.5 | 59000 | 41500 | 70.34% | 1.9 | 0 | 9 |  |  |  | No | R-454B | 4.5 | Residential & Commercial | No
215677537 | Central HP <5.4 tons | ARCOAIRE | HRCU-A-CB (Split System: Heat Pump with Remote Outdoor Unit-Air-Source) | H5H0V60*K*AAA* |  |  | EVD5X60M24A*+WALLCON | *97CMN1202422B* | 56500 | 18.5 | 9 | 63000 | 44500 | 70.63% | 2.08 | 0 | 9 |  |  |  | No | R-454B | 4.7083 | Residential & Commercial | No
215677057 | Central HP <5.4 tons | ARCOAIRE | HRCU-A-CB (Split System: Heat Pump with Remote Outdoor Unit-Air-Source) | H5H0V60*K*AAA* |  |  | EVM5X60M21A*+WALLCON | *97CMN0802120B* | 56500 | 18 | 9 | 64000 | 45000 | 70.31% | 2.06 | 0 | 9 |  |  |  | No | R-454B | 4.7083 | Residential & Commercial | No
215677107 | Central HP <5.4 tons | ARCOAIRE | HRCU-A-CB (Split System: Heat Pump with Remote Outdoor Unit-Air-Source) | H5H0V60*K*AAA* |  |  | EVM5X60M24A*+WALLCON | *80CTL0702120B* | 56000 | 18 | 9 | 63500 | 45000 | 70.87% | 2.06 | 0 | 9 |  |  |  | No | R-454B | 4.6667 | Residential & Commercial | No
215677777 | Central HP <5.4 tons | ARCOAIRE | HRCU-A-CB (Split System: Heat Pump with Remote Outdoor Unit-Air-Source) | H5H0V60*K*AAA* |  |  | EA*5X60M24A*+WALLCON | *80CTL0902120B* | 55000 | 18.5 | 9 | 59000 | 41500 | 70.34% | 2.04 | 0 | 9 |  |  |  | No | R-454B | 4.5833 | Residential & Commercial | No
212974135 | Central HP <5.4 tons | ARCOAIRE | HRCU-A-CB (Split System: Heat Pump with Remote Outdoor Unit-Air-Source) | DLCURAH30ABK |  |  | EA*4X37L21A* | *96VSN0802120B* | 30400 | 15.2 | 8.1 | 33400 | 26400 | 79.04% | 1.86 | 0 | 9 |  |  |  | No | R-410A | 2.5333 | Residential & Commercial | No
213297525 | Central HP <5.4 tons | FRASER-JOHNSTON | HRCU-A-CB (Split System: Heat Pump with Remote Outdoor Unit-Air-Source) | HMH72B341 |  |  | XAHC36DXXN1+TXV | Z8ES120C16LMPS1 | 34000 | 17.5 | 8.1 | 33400 | 24000 | 71.86% | 2.08 | 0 | 9.5 |  |  |  | No | R-410A | 2.8333 | Residential & Commercial | No
213297120 | Central HP <5.4 tons | FRASER-JOHNSTON | HRCU-A-CB (Split System: Heat Pump with Remote Outdoor Unit-Air-Source) | HMH72B341 |  |  | XAFC48FBCN1 | Z8ES120C16SMPS1 | 34000 | 16.5 | 8.5 | 32800 | 23400 | 71.34% | 2.1 | 0 | 9.5 |  |  |  | No | R-410A | 2.8333 | Residential & Commercial | No
213297110 | Central HP <5.4 tons | FRASER-JOHNSTON | HRCU-A-CB (Split System: Heat Pump with Remote Outdoor Unit-Air-Source) | HMH72B341 |  |  | XAFC48FXXN1+TXV | Z8ES120C16SMPS1 | 34000 | 16.5 | 8.5 | 32800 | 23400 | 71.34% | 2.1 | 0 | 9.5 |  |  |  | No | R-410A | 2.8333 | Residential & Commercial | No
215677697 | Central HP <5.4 tons | ARCOAIRE | HRCU-A-CB (Split System: Heat Pump with Remote Outdoor Unit-Air-Source) | H5H0V60*K*AAA* |  |  | EVD5X61M24A*+WALLCON | *97CMN0802120B* | 57500 | 18.5 | 9 | 64000 | 45000 | 70.31% | 2.06 | 0 | 9 |  |  |  | No | R-454B | 4.7917 | Residential & Commercial | No
215677397 | Central HP <5.4 tons | ARCOAIRE | HRCU-A-CB (Split System: Heat Pump with Remote Outdoor Unit-Air-Source) | H5H0V60*K*AAA* |  |  | EVD5X60M21A*+WALLCON | *97CMN0602120B* | 55500 | 17.5 | 8.5 | 64000 | 46000 | 71.88% | 1.94 | 0 | 8.5 |  |  |  | No | R-454B | 4.625 | Residential & Commercial | No
215677357 | Central HP <5.4 tons | ARCOAIRE | HRCU-A-CB (Split System: Heat Pump with Remote Outdoor Unit-Air-Source) | H5H0V60*K*AAA* |  |  | EVD5X60M21A*+WALLCON | *80CTL0902120B* | 57000 | 18.5 | 9 | 63500 | 44500 | 70.08% | 2.08 | 0 | 9.5 |  |  |  | No | R-454B | 4.75 | Residential & Commercial | No
215677507 | Central HP <5.4 tons | ARCOAIRE | HRCU-A-CB (Split System: Heat Pump with Remote Outdoor Unit-Air-Source) | H5H0V60*K*AAA* |  |  | EVD5X60M24A*+WALLCON | *97CMN0602120B* | 55500 | 17.5 | 8.5 | 64000 | 45500 | 71.09% | 1.94 | 0 | 8.5 |  |  |  | No | R-454B | 4.625 | Residential & Commercial | No
215677007 | Central HP <5.4 tons | ARCOAIRE | HRCU-A-CB (Split System: Heat Pump with Remote Outdoor Unit-Air-Source) | H5H0V60*K*AAA* |  |  | EVM5X60M21A*+WALLCON | *80CTL0902120B* | 57000 | 18.5 | 9 | 63500 | 44500 | 70.08% | 2.08 | 0 | 9.5 |  |  |  | No | R-454B | 4.75 | Residential & Commercial | No
213297345 | Central HP <5.4 tons | FRASER-JOHNSTON | HRCU-A-CB (Split System: Heat Pump with Remote Outdoor Unit-Air-Source) | HMH72B341 |  |  | XAFC36DBCN1 | Z8ES100C20SMPS1 | 34000 | 17.5 | 8.5 | 33400 | 24200 | 72.46% | 2.14 | 0 | 9.5 |  |  |  | No | R-410A | 2.8333 | Residential & Commercial | No
213297995 | Central HP <5.4 tons | FRASER-JOHNSTON | HRCU-A-CB (Split System: Heat Pump with Remote Outdoor Unit-Air-Source) | HMH72B341 |  |  | XAHB36DBCN1 | Z8ES100B12LMPS1 | 33400 | 17.5 | 8.1 | 32800 | 23200 | 70.73% | 2.02 | 0 | 9.5 |  |  |  | No | R-410A | 2.7833 | Residential & Commercial | No
213297685 | Central HP <5.4 tons | FRASER-JOHNSTON | HRCU-A-CB (Split System: Heat Pump with Remote Outdoor Unit-Air-Source) | HMH72B341 |  |  | XAFC36DBCN1 | Z9ET100C16SMPS1 | 34800 | 18.5 | 8.5 | 34800 | 24400 | 70.11% | 2.06 | 0 | 9.5 |  |  |  | No | R-410A | 2.9 | Residential & Commercial | No
213297035 | Central HP <5.4 tons | FRASER-JOHNSTON | HRCU-A-CB (Split System: Heat Pump with Remote Outdoor Unit-Air-Source) | HMH72B341 |  |  | XAFC36DBCN1 | Z9ES100C20SMPS1 | 34000 | 17.5 | 8.5 | 33400 | 24000 | 71.86% | 2.1 | 0 | 9.5 |  |  |  | No | R-410A | 2.8333 | Residential & Commercial | No
213297700 | Central HP <5.4 tons | FRASER-JOHNSTON | HRCU-A-CB (Split System: Heat Pump with Remote Outdoor Unit-Air-Source) | HMH72B341 |  |  | XAHC36DXXN1+TXV | Z9ES080C20SMPS1 | 34000 | 17 | 8.1 | 33400 | 23600 | 70.66% | 2.06 | 0 | 9.5 |  |  |  | No | R-410A | 2.8333 | Residential & Commercial | No
215668542 | Central HP <5.4 tons | ARCOAIRE | HRCU-A-CB (Split System: Heat Pump with Remote Outdoor Unit-Air-Source) | H5H0V36*K*AAA* |  |  | EA*5X37M17A*+WALLCON | *80CSU0601716A* | 33800 | 17.5 | 9 | 35800 | 25600 | 71.51% | 1.88 | 0 | 9.5 |  |  |  | No | R-454B | 2.8167 | Residential & Commercial | No
215668558 | Central HP <5.4 tons | ARCOAIRE | HRCU-A-CB (Split System: Heat Pump with Remote Outdoor Unit-Air-Source) | H5H0V36*K*AAA* |  |  | EA*5X37M17A*+WALLCON | *80CTL0701412B* | 33800 | 17.5 | 9 | 35800 | 25600 | 71.51% | 1.86 | 0 | 9.5 |  |  |  | No | R-454B | 2.8167 | Residential & Commercial | No
215668742 | Central HP <5.4 tons | ARCOAIRE | HRCU-A-CB (Split System: Heat Pump with Remote Outdoor Unit-Air-Source) | H5H0V36*K*AAA* |  |  | EA*5X37M21A*+WALLCON | *97CMN0801714B* | 34200 | 17.5 | 9 | 35400 | 25400 | 71.75% | 1.88 | 0 | 9.5 |  |  |  | No | R-454B | 2.85 | Residential & Commercial | No
215677767 | Central HP <5.4 tons | ARCOAIRE | HRCU-A-CB (Split System: Heat Pump with Remote Outdoor Unit-Air-Source) | H5H0V60*K*AAA* |  |  | EA*5X60M24A*+WALLCON | *80CTL0702120B* | 54500 | 18 | 8.5 | 59500 | 42000 | 70.59% | 1.88 | 0 | 8.5 |  |  |  | No | R-454B | 4.5417 | Residential & Commercial | No
213297725 | Central HP <5.4 tons | FRASER-JOHNSTON | HRCU-A-CB (Split System: Heat Pump with Remote Outdoor Unit-Air-Source) | HMH72B341 |  |  | XAFC36DXXN1+TXV | Z8ET120C20LMPS1 | 34000 | 18.5 | 8.5 | 33400 | 24200 | 72.46% | 2.12 | 0 | 9.5 |  |  |  | No | R-410A | 2.8333 | Residential & Commercial | No
213297060 | Central HP <5.4 tons | FRASER-JOHNSTON | HRCU-A-CB (Split System: Heat Pump with Remote Outdoor Unit-Air-Source) | HMH72B341 |  |  | XAFB30CXXN1+TXV | Z9ES060A10SMPS1 | 32400 | 18.5 | 8.1 | 33000 | 23200 | 70.3% | 2.02 | 0 | 9.5 |  |  |  | No | R-410A | 2.7 | Residential & Commercial | No
213297160 | Central HP <5.4 tons | FRASER-JOHNSTON | HRCU-A-CB (Split System: Heat Pump with Remote Outdoor Unit-Air-Source) | HMH72B341 |  |  | XAHC30CXXN1+TXV | Z8ES080C20SMPS1 | 32800 | 17.5 | 8.5 | 32000 | 22800 | 71.25% | 2.02 | 0 | 9.5 |  |  |  | No | R-410A | 2.7333 | Residential & Commercial | No
211394847 | Central HP <5.4 tons | FRASER-JOHNSTON | HRCU-A-CB (Split System: Heat Pump with Remote Outdoor Unit-Air-Source) | HMH72B341 |  |  | XAFD48FXXN1+TXV | TP9C100C16MP13 | 33800 | 16.5 | 8.5 | 32400 | 23600 | 72.84% | 2.08 | 0 | 9.5 |  |  |  | No | R-410A | 2.8167 | Residential & Commercial | No
215678157 | Central HP <5.4 tons | ARCOAIRE | HRCU-A-CB (Split System: Heat Pump with Remote Outdoor Unit-Air-Source) | H5H0V60*K*AAA* |  |  | ESH5X60M12A*+WALLCON | *97CMN1202422B* | 55500 | 17 | 8.5 | 60000 | 42000 | 70% | 1.9 | 0 | 8.5 |  |  |  | No | R-454B | 4.625 | Residential & Commercial | No
215677887 | Central HP <5.4 tons | ARCOAIRE | HRCU-A-CB (Split System: Heat Pump with Remote Outdoor Unit-Air-Source) | H5H0V60*K*AAA* |  |  | EA*5X61M21A*+WALLCON | *80CTL0701716B* | 54500 | 18 | 8.5 | 58500 | 41500 | 70.94% | 1.92 | 0 | 9 |  |  |  | No | R-454B | 4.5417 | Residential & Commercial | No
215674108 | Central HP <5.4 tons | ARCOAIRE | HRCU-A-CB (Split System: Heat Pump with Remote Outdoor Unit-Air-Source) | H5H0V48*K*AAA* |  |  | EA*5X48M21A*+WALLCON | *97CMN0801714B* | 44000 | 17 | 9 | 49000 | 34600 | 70.61% | 2.04 | 0 | 9 |  |  |  | No | R-454B | 3.6667 | Residential & Commercial | No
213297285 | Central HP <5.4 tons | FRASER-JOHNSTON | HRCU-A-CB (Split System: Heat Pump with Remote Outdoor Unit-Air-Source) | HMH72B341 |  |  | XAUB30CXXN1+TXV | Z9ES060B12SMPS1 | 32400 | 17 | 8.1 | 33000 | 23200 | 70.3% | 2.02 | 0 | 9.5 |  |  |  | No | R-410A | 2.7 | Residential & Commercial | No
213297605 | Central HP <5.4 tons | FRASER-JOHNSTON | HRCU-A-CB (Split System: Heat Pump with Remote Outdoor Unit-Air-Source) | HMH72B341 |  |  | XAUB36DXXN1+TXV | Z8ES100B12LMPS1 | 34000 | 18 | 8.1 | 34000 | 24600 | 72.35% | 2.1 | 0 | 9.5 |  |  |  | No | R-410A | 2.8333 | Residential & Commercial | No
213297920 | Central HP <5.4 tons | FRASER-JOHNSTON | HRCU-A-CB (Split System: Heat Pump with Remote Outdoor Unit-Air-Source) | HMH72B341 |  |  | XAFC30CXXN1+TXV | Z8ET080C16LMPS1 | 33600 | 18.5 | 8.5 | 33000 | 23200 | 70.3% | 2.08 | 0 | 9.5 |  |  |  | No | R-410A | 2.8 | Residential & Commercial | No
213298005 | Central HP <5.4 tons | FRASER-JOHNSTON | HRCU-A-CB (Split System: Heat Pump with Remote Outdoor Unit-Air-Source) | HMH72B341 |  |  | XAHC36DXXN1+TXV | Z8ES080C20LMPS1 | 34000 | 17.5 | 8.1 | 33400 | 23600 | 70.66% | 2.08 | 0 | 9.5 |  |  |  | No | R-410A | 2.8333 | Residential & Commercial | No
215677907 | Central HP <5.4 tons | ARCOAIRE | HRCU-A-CB (Split System: Heat Pump with Remote Outdoor Unit-Air-Source) | H5H0V60*K*AAA* |  |  | EA*5X61M24A*+WALLCON | *80CSU1002120A* | 56000 | 18 | 9 | 60000 | 42000 | 70% | 2 | 0 | 9 |  |  |  | No | R-454B | 4.6667 | Residential & Commercial | No
215677957 | Central HP <5.4 tons | ARCOAIRE | HRCU-A-CB (Split System: Heat Pump with Remote Outdoor Unit-Air-Source) | H5H0V60*K*AAA* |  |  | EA*5X61M24A*+WALLCON | *95CSU0802120B* | 56000 | 18 | 8.5 | 60000 | 42000 | 70% | 2.02 | 0 | 8.5 |  |  |  | No | R-454B | 4.6667 | Residential & Commercial | No
215677987 | Central HP <5.4 tons | ARCOAIRE | HRCU-A-CB (Split System: Heat Pump with Remote Outdoor Unit-Air-Source) | H5H0V60*K*AAA* |  |  | EA*5X61M24A*+WALLCON | *97CMN0802120B* | 56000 | 18.5 | 9 | 60000 | 42000 | 70% | 2.02 | 0 | 9 |  |  |  | No | R-454B | 4.6667 | Residential & Commercial | No
215677487 | Central HP <5.4 tons | ARCOAIRE | HRCU-A-CB (Split System: Heat Pump with Remote Outdoor Unit-Air-Source) | H5H0V60*K*AAA* |  |  | EVD5X60M24A*+WALLCON | *95CSU0802120B* | 56500 | 18 | 9 | 63500 | 44500 | 70.08% | 2.08 | 0 | 9 |  |  |  | No | R-454B | 4.7083 | Residential & Commercial | No
215677747 | Central HP <5.4 tons | ARCOAIRE | HRCU-A-CB (Split System: Heat Pump with Remote Outdoor Unit-Air-Source) | H5H0V60*K*AAA* |  |  | EA*5X60M24A*+WALLCON | *80CSU0802120A* | 55000 | 18.5 | 8.5 | 59000 | 41500 | 70.34% | 2.02 | 0 | 9 |  |  |  | No | R-454B | 4.5833 | Residential & Commercial | No
215677797 | Central HP <5.4 tons | ARCOAIRE | HRCU-A-CB (Split System: Heat Pump with Remote Outdoor Unit-Air-Source) | H5H0V60*K*AAA* |  |  | EA*5X60M24A*+WALLCON | *80CTL1352422B* | 55500 | 18.5 | 9 | 59000 | 41500 | 70.34% | 2.02 | 0 | 9 |  |  |  | No | R-454B | 4.625 | Residential & Commercial | No
215677547 | Central HP <5.4 tons | ARCOAIRE | HRCU-A-CB (Split System: Heat Pump with Remote Outdoor Unit-Air-Source) | H5H0V60*K*AAA* |  |  | EVD5X60M24A*+WALLCON | *96CTN1002122B* | 56500 | 18.5 | 9 | 63000 | 44500 | 70.63% | 2.08 | 0 | 9 |  |  |  | No | R-454B | 4.7083 | Residential & Commercial | No
215676977 | Central HP <5.4 tons | ARCOAIRE | HRCU-A-CB (Split System: Heat Pump with Remote Outdoor Unit-Air-Source) | H5H0V60*K*AAA* |  |  | EVM5X60M21A*+WALLCON | *80CSU1002120A* | 56500 | 18 | 9 | 64000 | 45000 | 70.31% | 2.08 | 0 | 9 |  |  |  | No | R-454B | 4.7083 | Residential & Commercial | No
215677167 | Central HP <5.4 tons | ARCOAIRE | HRCU-A-CB (Split System: Heat Pump with Remote Outdoor Unit-Air-Source) | H5H0V60*K*AAA* |  |  | EVM5X60M24A*+WALLCON | *97CMN0602120B* | 55500 | 17.5 | 8.5 | 64000 | 45500 | 71.09% | 1.94 | 0 | 8.5 |  |  |  | No | R-454B | 4.625 | Residential & Commercial | No
215677097 | Central HP <5.4 tons | ARCOAIRE | HRCU-A-CB (Split System: Heat Pump with Remote Outdoor Unit-Air-Source) | H5H0V60*K*AAA* |  |  | EVM5X60M24A*+WALLCON | *80CSU1002120A* | 56500 | 18 | 9 | 63000 | 44500 | 70.63% | 2.08 | 0 | 9 |  |  |  | No | R-454B | 4.7083 | Residential & Commercial | No
215675297 | Central HP <5.4 tons | ARCOAIRE | HRCU-A-CB (Split System: Heat Pump with Remote Outdoor Unit-Air-Source) | H5H0V48*K*AAA* |  |  | ESH5X60M12A*+WALLCON | *97CMN1002122B* | 45500 | 16.5 | 8.5 | 48000 | 33800 | 70.42% | 2.08 | 0 | 9.5 |  |  |  | No | R-454B | 3.7917 | Residential & Commercial | No
215675467 | Central HP <5.4 tons | ARCOAIRE | HRCU-A-CB (Split System: Heat Pump with Remote Outdoor Unit-Air-Source) | H5H0V48*K*AAA* |  |  | EVM5X48M21A*+WALLCON | *96CTN0801714B* | 46500 | 18 | 9 | 50000 | 35600 | 71.2% | 2 | 0 | 9.5 |  |  |  | No | R-454B | 3.875 | Residential & Commercial | No
213078486 | Central HP <5.4 tons | CARRIER | HRCU-A-CB (Split System: Heat Pump with Remote Outdoor Unit-Air-Source) | 38MURAQ36AB3* |  |  | CAP**3621AL* | 58S(B,C)*B090M21**20 | 35200 | 16.5 | 8.1 | 38500 | 35200 | 91.43% | 1.84 | 0 | 9.5 |  |  |  | No | R-410A | 2.9333 | Residential & Commercial | No
213079389 | Central HP <5.4 tons | ARCOAIRE | HRCU-A-CB (Split System: Heat Pump with Remote Outdoor Unit-Air-Source) | DLCURAH36ABK |  |  | EA*4X36L21A* | *92MSN0601714A* | 35000 | 16 | 8.1 | 38500 | 35200 | 91.43% | 1.82 | 0 | 9.5 |  |  |  | No | R-410A | 2.9167 | Residential & Commercial | No
213078869 | Central HP <5.4 tons | ARCOAIRE | HRCU-A-CB (Split System: Heat Pump with Remote Outdoor Unit-Air-Source) | DLCURAH36ABK |  |  | EA*4X42L21A* | *80MSU1002120A* | 35200 | 16 | 8.5 | 38500 | 35000 | 90.91% | 1.88 | 0 | 9.5 |  |  |  | No | R-410A | 2.9333 | Residential & Commercial | No
215676117 | Central HP <5.4 tons | ARCOAIRE | HRCU-A-CB (Split System: Heat Pump with Remote Outdoor Unit-Air-Source) | H5H0V48*K*AAA* |  |  | EVD5X48M21A*+WALLCON | *80CTL0701716B* | 46500 | 18 | 9 | 50000 | 36800 | 73.6% | 1.98 | 0 | 9.5 |  |  |  | No | R-454B | 3.875 | Residential & Commercial | No
212982640 | Central HP <5.4 tons | ARCOAIRE | HRCU-A-CB (Split System: Heat Pump with Remote Outdoor Unit-Air-Source) | DLCURAH30ABK |  |  | EA*4X42L21A* | *80MSU0601716A* | 29800 | 15.2 | 8.1 | 33800 | 27400 | 81.07% | 1.8 | 0 | 9 |  |  |  | No | R-410A | 2.4833 | Residential & Commercial | No
212982976 | Central HP <5.4 tons | ARCOAIRE | HRCU-A-CB (Split System: Heat Pump with Remote Outdoor Unit-Air-Source) | DLCURAH30ABK |  |  | EA*4X43L21A* | *80MSU0802120A* | 30600 | 15.5 | 8.5 | 33400 | 26200 | 78.44% | 1.88 | 0 | 9 |  |  |  | No | R-410A | 2.55 | Residential & Commercial | No
212982220 | Central HP <5.4 tons | ARCOAIRE | HRCU-A-CB (Split System: Heat Pump with Remote Outdoor Unit-Air-Source) | DLCURAH30ABK |  |  | END4X42L17** | *80MSU0401712A* | 29800 | 15.2 | 8.5 | 33600 | 27000 | 80.36% | 1.82 | 0 | 9 |  |  |  | No | R-410A | 2.4833 | Residential & Commercial | No
212980950 | Central HP <5.4 tons | ARCOAIRE | HRCU-A-CB (Split System: Heat Pump with Remote Outdoor Unit-Air-Source) | DLCURAH30ABK |  |  | EA*4X43L21A* | *80MS(N,L)1102120A* | 31000 | 15.2 | 8.5 | 33600 | 26200 | 77.98% | 1.88 | 0 | 9 |  |  |  | No | R-410A | 2.5833 | Residential & Commercial | No
213080139 | Central HP <5.4 tons | ARCOAIRE | HRCU-A-CB (Split System: Heat Pump with Remote Outdoor Unit-Air-Source) | DLCURAH36ABK |  |  | EA*4X36L21A* | *96MSN0802120A* | 35200 | 16 | 8.1 | 39000 | 35200 | 90.26% | 1.84 | 0 | 9.5 |  |  |  | No | R-410A | 2.9333 | Residential & Commercial | No
215677337 | Central HP <5.4 tons | ARCOAIRE | HRCU-A-CB (Split System: Heat Pump with Remote Outdoor Unit-Air-Source) | H5H0V60*K*AAA* |  |  | EVD5X60M21A*+WALLCON | *80CTL0701716B* | 55000 | 18 | 9 | 59500 | 43500 | 73.11% | 2.1 | 0 | 9.5 |  |  |  | No | R-454B | 4.5833 | Residential & Commercial | No
215677147 | Central HP <5.4 tons | ARCOAIRE | HRCU-A-CB (Split System: Heat Pump with Remote Outdoor Unit-Air-Source) | H5H0V60*K*AAA* |  |  | EVM5X60M24A*+WALLCON | *95CSU0802120B* | 56500 | 18 | 9 | 63500 | 44500 | 70.08% | 2.08 | 0 | 9 |  |  |  | No | R-454B | 4.7083 | Residential & Commercial | No
215674120 | Central HP <5.4 tons | DAY & NIGHT | HRCU-A-CB (Split System: Heat Pump with Remote Outdoor Unit-Air-Source) | C5H0V48*K*AAA* |  |  | EA*5X48M21A*+WALLCON | *97CMN0802120B* | 44000 | 17.5 | 9 | 48500 | 34200 | 70.52% | 2.06 | 0 | 9.5 |  |  |  | No | R-454B | 3.6667 | Residential & Commercial | No
215674078 | Central HP <5.4 tons | ARCOAIRE | HRCU-A-CB (Split System: Heat Pump with Remote Outdoor Unit-Air-Source) | H5H0V48*K*AAA* |  |  | EA*5X48M21A*+WALLCON | *95CSU0601716B* | 44000 | 17 | 9 | 49000 | 34600 | 70.61% | 2.04 | 0 | 9 |  |  |  | No | R-454B | 3.6667 | Residential & Commercial | No
215674128 | Central HP <5.4 tons | ARCOAIRE | HRCU-A-CB (Split System: Heat Pump with Remote Outdoor Unit-Air-Source) | H5H0V48*K*AAA* |  |  | EA*5X48M21A*+WALLCON | *97CMN1002122B* | 44000 | 17.5 | 9 | 48500 | 34000 | 70.1% | 2.04 | 0 | 9.5 |  |  |  | No | R-454B | 3.6667 | Residential & Commercial | No
212940797 | Central HP <5.4 tons | CENTURY | HRCU-A-CB (Split System: Heat Pump with Remote Outdoor Unit-Air-Source) | A-VCD60SA-1 |  |  | B-VCD60SA-1 |  | 55000 | 15.3 | 9.4 | 59000 | 48500 | 82.2% | 1.91 | 9 | 8.8 |  |  |  | No | R-410A | 4.5833 | Residential & Commercial | No
215678007 | Central HP <5.4 tons | ARCOAIRE | HRCU-A-CB (Split System: Heat Pump with Remote Outdoor Unit-Air-Source) | H5H0V60*K*AAA* |  |  | EA*5X61M24A*+WALLCON | *97CMN1202422B* | 56000 | 18.5 | 9 | 60000 | 42000 | 70% | 2 | 0 | 9 |  |  |  | No | R-454B | 4.6667 | Residential & Commercial | No
215674388 | Central HP <5.4 tons | ARCOAIRE | HRCU-A-CB (Split System: Heat Pump with Remote Outdoor Unit-Air-Source) | H5H0V48*K*AAA* |  |  | EA*5X61M21A*+WALLCON | *95CSU0601716B* | 45500 | 17.5 | 9 | 48000 | 34200 | 71.25% | 2.06 | 0 | 9.5 |  |  |  | No | R-454B | 3.7917 | Residential & Commercial | No
213297580 | Central HP <5.4 tons | FRASER-JOHNSTON | HRCU-A-CB (Split System: Heat Pump with Remote Outdoor Unit-Air-Source) | HMH72B341 |  |  | XAFB36DXXN1+TXV | Z8ES100B12SMPS1 | 34000 | 18 | 8.1 | 34000 | 24600 | 72.35% | 2.1 | 0 | 9.5 |  |  |  | No | R-410A | 2.8333 | Residential & Commercial | No
213297600 | Central HP <5.4 tons | FRASER-JOHNSTON | HRCU-A-CB (Split System: Heat Pump with Remote Outdoor Unit-Air-Source) | HMH72B341 |  |  | XAFB36DBCN1 | Z8ES100B12LMPS1 | 34000 | 18 | 8.1 | 34000 | 24600 | 72.35% | 2.1 | 0 | 9.5 |  |  |  | No | R-410A | 2.8333 | Residential & Commercial | No
213297960 | Central HP <5.4 tons | FRASER-JOHNSTON | HRCU-A-CB (Split System: Heat Pump with Remote Outdoor Unit-Air-Source) | HMH72B341 |  |  | XAHC36DXXN1+TXV | Z8ES100C16SMPS1 | 34000 | 17.5 | 8.1 | 33400 | 24000 | 71.86% | 2.08 | 0 | 9.5 |  |  |  | No | R-410A | 2.8333 | Residential & Commercial | No
213298010 | Central HP <5.4 tons | FRASER-JOHNSTON | HRCU-A-CB (Split System: Heat Pump with Remote Outdoor Unit-Air-Source) | HMH72B341 |  |  | XAHC36DBCN1 | Z8ES080C20SMPS1 | 34000 | 17.5 | 8.1 | 33400 | 23600 | 70.66% | 2.08 | 0 | 9.5 |  |  |  | No | R-410A | 2.8333 | Residential & Commercial | No
215681671 | Central HP <5.4 tons | KENMORE | HRCU-A-CB (Split System: Heat Pump with Remote Outdoor Unit-Air-Source) | (C,H,T)5H0V48*K*AAA* |  |  | ESH5X60M12A*+WALLCON | *96CTN0802120B* | 45500 | 16.5 | 8.5 | 48000 | 33800 | 70.42% | 2.06 | 0 | 9.5 |  |  |  | No | R-454B | 3.7917 | Residential & Commercial | No
215212607 | Central HP <5.4 tons | HISENSE | HRCU-A-C (Split System: Heat Pump with Remote Outdoor Unit with No Indoor Fan --Air Source) | AUWR-48U3SP2 |  |  | AUH-48XX3SXX4 |  | 44500 | 15.8 | 8.3 | 44000 | 33000 | 75% | 1.91 | 0 | 9.5 |  |  |  | No | R-410A | 3.7083 | Residential & Commercial | No
211756645 | Central HP <5.4 tons | LPS Legacy | HRCU-A-CB (Split System: Heat Pump with Remote Outdoor Unit-Air-Source) | DLCURAH48ABK |  |  | DLFUAAH48XAK |  | 47000 | 15.6 | 9.4 | 50000 | 46000 | 92% | 1.9 | 8.5 | 8.2 |  |  |  | No | R-410A | 3.9167 | Residential & Commercial | No
215675181 | Central HP <5.4 tons | KENMORE | HRCU-A-CB (Split System: Heat Pump with Remote Outdoor Unit-Air-Source) | (C,H,T)5H0V48*K*AAA* |  |  | ESH5X60M12A*+WALLCON | *80CTL0701716B* | 45000 | 16 | 8.5 | 48500 | 34200 | 70.52% | 1.94 | 0 | 9 |  |  |  | No | R-454B | 3.75 | Residential & Commercial | No
215681631 | Central HP <5.4 tons | KENMORE | HRCU-A-CB (Split System: Heat Pump with Remote Outdoor Unit-Air-Source) | (C,H,T)5H0V48*K*AAA* |  |  | ESH5X48M12A*+WALLCON | *97CTN0801716A* | 44500 | 16 | 8.5 | 49500 | 34800 | 70.3% | 1.92 | 0 | 9 |  |  |  | No | R-454B | 3.7083 | Residential & Commercial | No
215668958 | Central HP <5.4 tons | ARCOAIRE | HRCU-A-CB (Split System: Heat Pump with Remote Outdoor Unit-Air-Source) | H5H0V36*K*AAA* |  |  | EA*5X43M21A*+WALLCON | *80CSU0601716A* | 34400 | 18 | 9 | 35400 | 25200 | 71.19% | 1.9 | 0 | 9.5 |  |  |  | No | R-454B | 2.8667 | Residential & Commercial | No
215669800 | Central HP <5.4 tons | ARCOAIRE | HRCU-A-CB (Split System: Heat Pump with Remote Outdoor Unit-Air-Source) | H5H0V36*K*AAA* |  |  | ESH5X36M12A*+WALLCON | *80CTL0901716B* | 33600 | 16 | 8.5 | 35800 | 25400 | 70.95% | 1.76 | 0 | 9.5 |  |  |  | No | R-454B | 2.8 | Residential & Commercial | No
215319180 | Central HP <5.4 tons | LPS Legacy | HRCU-A-CB (Split System: Heat Pump with Remote Outdoor Unit-Air-Source) | D5CURAH60AAK |  |  | D5FUAAH60XAK |  | 54000 | 15.2 | 8.4 | 54000 | 38000 | 70.37% | 1.8 | 0 | 8.7 |  |  |  | No | R-454B | 4.5 | Residential & Commercial | No
215675217 | Central HP <5.4 tons | ARCOAIRE | HRCU-A-CB (Split System: Heat Pump with Remote Outdoor Unit-Air-Source) | H5H0V48*K*AAA* |  |  | ESH5X60M12A*+WALLCON | *80CTL1102120B* | 45500 | 16.5 | 8.5 | 48000 | 33600 | 70% | 2.06 | 0 | 9.5 |  |  |  | No | R-454B | 3.7917 | Residential & Commercial | No
215675267 | Central HP <5.4 tons | ARCOAIRE | HRCU-A-CB (Split System: Heat Pump with Remote Outdoor Unit-Air-Source) | H5H0V48*K*AAA* |  |  | ESH5X60M12A*+WALLCON | *97CMN0602120B* | 45000 | 16 | 8.5 | 48500 | 34200 | 70.52% | 1.96 | 0 | 9 |  |  |  | No | R-454B | 3.75 | Residential & Commercial | No
215675137 | Central HP <5.4 tons | ARCOAIRE | HRCU-A-CB (Split System: Heat Pump with Remote Outdoor Unit-Air-Source) | H5H0V48*K*AAA* |  |  | ESH5X60M12A*+WALLCON | *80CSU0802120A* | 45500 | 17 | 8.5 | 48000 | 33600 | 70% | 2.08 | 0 | 9.5 |  |  |  | No | R-454B | 3.7917 | Residential & Commercial | No
215674238 | Central HP <5.4 tons | ARCOAIRE | HRCU-A-CB (Split System: Heat Pump with Remote Outdoor Unit-Air-Source) | H5H0V48*K*AAA* |  |  | EA*5X60M24A*+WALLCON | *97CMN0602120B* | 45000 | 17.5 | 9 | 47500 | 34000 | 71.58% | 2.06 | 0 | 9.5 |  |  |  | No | R-454B | 3.75 | Residential & Commercial | No
215669912 | Central HP <5.4 tons | ARCOAIRE | HRCU-A-CB (Split System: Heat Pump with Remote Outdoor Unit-Air-Source) | H5H0V36*K*AAA* |  |  | ESH5X36M12A*+WALLCON | *96CTN0601714B* | 33400 | 16 | 8.5 | 36000 | 25800 | 71.67% | 1.76 | 0 | 9 |  |  |  | No | R-454B | 2.7833 | Residential & Commercial | No
215670180 | Central HP <5.4 tons | ARCOAIRE | HRCU-A-CB (Split System: Heat Pump with Remote Outdoor Unit-Air-Source) | H5H0V36*K*AAA* |  |  | ESH5X48M12A*+WALLCON | *80CTL0701716B* | 34000 | 16.5 | 8.5 | 35600 | 25400 | 71.35% | 1.78 | 0 | 9.5 |  |  |  | No | R-454B | 2.8333 | Residential & Commercial | No
215669976 | Central HP <5.4 tons | ARCOAIRE | HRCU-A-CB (Split System: Heat Pump with Remote Outdoor Unit-Air-Source) | H5H0V36*K*AAA* |  |  | ESH5X42M12A*+WALLCON | *80CTL0701716B* | 33800 | 16.5 | 8.5 | 35600 | 25400 | 71.35% | 1.78 | 0 | 9.5 |  |  |  | No | R-454B | 2.8167 | Residential & Commercial | No
215674218 | Central HP <5.4 tons | ARCOAIRE | HRCU-A-CB (Split System: Heat Pump with Remote Outdoor Unit-Air-Source) | H5H0V48*K*AAA* |  |  | EA*5X60M24A*+WALLCON | *95CSU0802120B* | 45000 | 17.5 | 9 | 47500 | 33600 | 70.74% | 2.08 | 0 | 9.5 |  |  |  | No | R-454B | 3.75 | Residential & Commercial | No
215674298 | Central HP <5.4 tons | ARCOAIRE | HRCU-A-CB (Split System: Heat Pump with Remote Outdoor Unit-Air-Source) | H5H0V48*K*AAA* |  |  | EA*5X61M21A*+WALLCON | *80CSU0601716A* | 46000 | 18 | 9 | 48000 | 33800 | 70.42% | 2.08 | 0 | 9.5 |  |  |  | No | R-454B | 3.8333 | Residential & Commercial | No
215674048 | Central HP <5.4 tons | ARCOAIRE | HRCU-A-CB (Split System: Heat Pump with Remote Outdoor Unit-Air-Source) | H5H0V48*K*AAA* |  |  | EA*5X48M21A*+WALLCON | *80CTL0901716B* | 44000 | 17.5 | 9 | 48500 | 34200 | 70.52% | 2.06 | 0 | 9.5 |  |  |  | No | R-454B | 3.6667 | Residential & Commercial | No
215674098 | Central HP <5.4 tons | ARCOAIRE | HRCU-A-CB (Split System: Heat Pump with Remote Outdoor Unit-Air-Source) | H5H0V48*K*AAA* |  |  | EA*5X48M21A*+WALLCON | *97CMN0602120B* | 44000 | 17 | 9 | 49000 | 34600 | 70.61% | 2.04 | 0 | 9.5 |  |  |  | No | R-454B | 3.6667 | Residential & Commercial | No
215670290 | Central HP <5.4 tons | ARCOAIRE | HRCU-A-CB (Split System: Heat Pump with Remote Outdoor Unit-Air-Source) | H5H0V36*K*AAA* |  |  | ESH5X48M12A*+WALLCON | *97CMN0801714B* | 34000 | 16.5 | 8.5 | 35600 | 25400 | 71.35% | 1.76 | 0 | 9 |  |  |  | No | R-454B | 2.8333 | Residential & Commercial | No
215669936 | Central HP <5.4 tons | ARCOAIRE | HRCU-A-CB (Split System: Heat Pump with Remote Outdoor Unit-Air-Source) | H5H0V36*K*AAA* |  |  | ESH5X42M12A*+WALLCON | *80CSU0401712A* | 34000 | 16.5 | 8.5 | 35600 | 25400 | 71.35% | 1.76 | 0 | 9.5 |  |  |  | No | R-454B | 2.8333 | Residential & Commercial | No
215670072 | Central HP <5.4 tons | ARCOAIRE | HRCU-A-CB (Split System: Heat Pump with Remote Outdoor Unit-Air-Source) | H5H0V36*K*AAA* |  |  | ESH5X42M12A*+WALLCON | *97CMN1002122B* | 34000 | 16.5 | 8.5 | 35600 | 25200 | 70.79% | 1.78 | 0 | 9.5 |  |  |  | No | R-454B | 2.8333 | Residential & Commercial | No
215669116 | Central HP <5.4 tons | ARCOAIRE | HRCU-A-CB (Split System: Heat Pump with Remote Outdoor Unit-Air-Source) | H5H0V36*K*AAA* |  |  | EA*5X48M21A*+WALLCON | *80CSU1002120A* | 33800 | 17.5 | 9 | 35000 | 25200 | 72% | 1.88 | 0 | 9.5 |  |  |  | No | R-454B | 2.8167 | Residential & Commercial | No
212940801 | Central HP <5.4 tons | CENTURY | HRCU-A-CB (Split System: Heat Pump with Remote Outdoor Unit-Air-Source) | A-VCD48SA-1 |  |  | B-VCD48SA-1 |  | 47000 | 15.6 | 9.4 | 50000 | 46000 | 92% | 1.9 | 8.5 | 8.2 |  |  |  | No | R-410A | 3.9167 | Residential & Commercial | No
215675147 | Central HP <5.4 tons | ARCOAIRE | HRCU-A-CB (Split System: Heat Pump with Remote Outdoor Unit-Air-Source) | H5H0V48*K*AAA* |  |  | ESH5X60M12A*+WALLCON | *80CSU1002120A* | 45500 | 16.5 | 8.5 | 48000 | 33800 | 70.42% | 2.06 | 0 | 9.5 |  |  |  | No | R-454B | 3.7917 | Residential & Commercial | No
215670370 | Central HP <5.4 tons | ARCOAIRE | HRCU-A-CB (Split System: Heat Pump with Remote Outdoor Unit-Air-Source) | H5H0V36*K*AAA* |  |  | ESH5X48M12A*+WALLCON | *96CTN1202422B* | 34200 | 17 | 8.5 | 35400 | 25200 | 71.19% | 1.9 | 0 | 9.5 |  |  |  | No | R-454B | 2.85 | Residential & Commercial | No
215670104 | Central HP <5.4 tons | ARCOAIRE | HRCU-A-CB (Split System: Heat Pump with Remote Outdoor Unit-Air-Source) | H5H0V36*K*AAA* |  |  | ESH5X42M12A*+WALLCON | *96CTN0801714B* | 33800 | 16.5 | 8.5 | 35600 | 25400 | 71.35% | 1.78 | 0 | 9.5 |  |  |  | No | R-454B | 2.8167 | Residential & Commercial | No
215670170 | Central HP <5.4 tons | ARCOAIRE | HRCU-A-CB (Split System: Heat Pump with Remote Outdoor Unit-Air-Source) | H5H0V36*K*AAA* |  |  | ESH5X48M12A*+WALLCON | *80CTL0701412B* | 34000 | 16.5 | 8.5 | 35600 | 25400 | 71.35% | 1.76 | 0 | 9.5 |  |  |  | No | R-454B | 2.8333 | Residential & Commercial | No
212988039 | Central HP <5.4 tons | ARCOAIRE | HRCU-A-CB (Split System: Heat Pump with Remote Outdoor Unit-Air-Source) | DLCURAH30ABK |  |  | EA*4X37L21A* | *96MSN1002120A* | 30800 | 15.2 | 8.5 | 33200 | 26200 | 78.92% | 1.84 | 0 | 9 |  |  |  | No | R-410A | 2.5667 | Residential & Commercial | No
212985616 | Central HP <5.4 tons | ARCOAIRE | HRCU-A-CB (Split System: Heat Pump with Remote Outdoor Unit-Air-Source) | DLCURAH30ABK |  |  | EA*4X42L24A* | *92MSN1202420A* | 30000 | 15.2 | 8.1 | 34200 | 27600 | 80.7% | 1.8 | 0 | 9 |  |  |  | No | R-410A | 2.5 | Residential & Commercial | No
215669054 | Central HP <5.4 tons | ARCOAIRE | HRCU-A-CB (Split System: Heat Pump with Remote Outdoor Unit-Air-Source) | H5H0V36*K*AAA* |  |  | EA*5X43M21A*+WALLCON | *97CMN0801714B* | 34200 | 18 | 9 | 35400 | 25400 | 71.75% | 1.88 | 0 | 9.5 |  |  |  | No | R-454B | 2.85 | Residential & Commercial | No
215669880 | Central HP <5.4 tons | ARCOAIRE | HRCU-A-CB (Split System: Heat Pump with Remote Outdoor Unit-Air-Source) | H5H0V36*K*AAA* |  |  | ESH5X36M12A*+WALLCON | *97CMN0802120B* | 33800 | 16.5 | 8.5 | 35800 | 25400 | 70.95% | 1.76 | 0 | 9.5 |  |  |  | No | R-454B | 2.8167 | Residential & Commercial | No
215675257 | Central HP <5.4 tons | ARCOAIRE | HRCU-A-CB (Split System: Heat Pump with Remote Outdoor Unit-Air-Source) | H5H0V48*K*AAA* |  |  | ESH5X60M12A*+WALLCON | *95CSU1002122B* | 45500 | 16.5 | 8.5 | 48000 | 33600 | 70% | 2.06 | 0 | 9.5 |  |  |  | No | R-454B | 3.7917 | Residential & Commercial | No
215866627 | Central HP <5.4 tons | KADEN | HRCU-A-CB (Split System: Heat Pump with Remote Outdoor Unit-Air-Source) | KOB-UUX60HP-2AAMA |  |  | KIB-UUX60AH-2AAMA |  | 54000 | 15.2 | 8.4 | 54000 | 38000 | 70.37% | 1.8 | 0 | 8.6 |  |  |  | No | R-454B | 4.5 | Residential & Commercial | No
215681681 | Central HP <5.4 tons | KENMORE | HRCU-A-CB (Split System: Heat Pump with Remote Outdoor Unit-Air-Source) | (C,H,T)5H0V48*K*AAA* |  |  | ESH5X60M12A*+WALLCON | *80CSU0401712B* | 45500 | 16.5 | 8.5 | 48000 | 33800 | 70.42% | 2.08 | 0 | 9.5 |  |  |  | No | R-454B | 3.7917 | Residential & Commercial | No
215670048 | Central HP <5.4 tons | ARCOAIRE | HRCU-A-CB (Split System: Heat Pump with Remote Outdoor Unit-Air-Source) | H5H0V36*K*AAA* |  |  | ESH5X42M12A*+WALLCON | *97CMN0601714B* | 33600 | 16 | 8.5 | 35800 | 25600 | 71.51% | 1.76 | 0 | 9 |  |  |  | No | R-454B | 2.8 | Residential & Commercial | No
213297515 | Central HP <5.4 tons | FRASER-JOHNSTON | HRCU-A-CB (Split System: Heat Pump with Remote Outdoor Unit-Air-Source) | HMH72B341 |  |  | XAFC36DBCN1 | Z8ET080B12LMPS1 | 34000 | 18.5 | 8.1 | 33400 | 24000 | 71.86% | 2.08 | 0 | 9.5 |  |  |  | No | R-410A | 2.8333 | Residential & Commercial | No
215674028 | Central HP <5.4 tons | ARCOAIRE | HRCU-A-CB (Split System: Heat Pump with Remote Outdoor Unit-Air-Source) | H5H0V48*K*AAA* |  |  | EA*5X48M21A*+WALLCON | *80CTL0701716B* | 44000 | 17.5 | 9 | 49000 | 34400 | 70.2% | 2.04 | 0 | 9.5 |  |  |  | No | R-454B | 3.6667 | Residential & Commercial | No
215674408 | Central HP <5.4 tons | ARCOAIRE | HRCU-A-CB (Split System: Heat Pump with Remote Outdoor Unit-Air-Source) | H5H0V48*K*AAA* |  |  | EA*5X61M21A*+WALLCON | *97CMN0602120B* | 45500 | 17.5 | 9 | 48000 | 34200 | 71.25% | 2.06 | 0 | 9.5 |  |  |  | No | R-454B | 3.7917 | Residential & Commercial | No
215675121 | Central HP <5.4 tons | ARCOAIRE | HRCU-A-CB (Split System: Heat Pump with Remote Outdoor Unit-Air-Source) | H5H0V48*K*AAA* |  |  | ESH5X60M12A*+WALLCON | *80CSU0601716A* | 45500 | 16.5 | 8.5 | 48000 | 33800 | 70.42% | 2.06 | 0 | 9.5 |  |  |  | No | R-454B | 3.7917 | Residential & Commercial | No
215670350 | Central HP <5.4 tons | ARCOAIRE | HRCU-A-CB (Split System: Heat Pump with Remote Outdoor Unit-Air-Source) | H5H0V36*K*AAA* |  |  | ESH5X48M12A*+WALLCON | *96CTN0801714B* | 34000 | 16.5 | 8.5 | 35600 | 25400 | 71.35% | 1.78 | 0 | 9.5 |  |  |  | No | R-454B | 2.8333 | Residential & Commercial | No
215668870 | Central HP <5.4 tons | ARCOAIRE | HRCU-A-CB (Split System: Heat Pump with Remote Outdoor Unit-Air-Source) | H5H0V36*K*AAA* |  |  | EA*5X42M21A*+WALLCON | *95CSU0802120B* | 33200 | 17.5 | 8.5 | 35800 | 25600 | 71.51% | 1.86 | 0 | 9.5 |  |  |  | No | R-454B | 2.7667 | Residential & Commercial | No
215668734 | Central HP <5.4 tons | ARCOAIRE | HRCU-A-CB (Split System: Heat Pump with Remote Outdoor Unit-Air-Source) | H5H0V36*K*AAA* |  |  | EA*5X37M21A*+WALLCON | *97CMN0602120B* | 34200 | 17.5 | 9 | 35400 | 25400 | 71.75% | 1.88 | 0 | 9.5 |  |  |  | No | R-454B | 2.85 | Residential & Commercial | No
215669744 | Central HP <5.4 tons | ARCOAIRE | HRCU-A-CB (Split System: Heat Pump with Remote Outdoor Unit-Air-Source) | H5H0V36*K*AAA* |  |  | ESH5X36M12A*+WALLCON | *80CSU0401712A* | 33600 | 16.5 | 8.5 | 35800 | 25400 | 70.95% | 1.76 | 0 | 9.5 |  |  |  | No | R-454B | 2.8 | Residential & Commercial | No
215669896 | Central HP <5.4 tons | ARCOAIRE | HRCU-A-CB (Split System: Heat Pump with Remote Outdoor Unit-Air-Source) | H5H0V36*K*AAA* |  |  | ESH5X36M12A*+WALLCON | *97CMN1202422B* | 33800 | 16.5 | 8.5 | 35800 | 25400 | 70.95% | 1.76 | 0 | 9.5 |  |  |  | No | R-454B | 2.8167 | Residential & Commercial | No
215668790 | Central HP <5.4 tons | ARCOAIRE | HRCU-A-CB (Split System: Heat Pump with Remote Outdoor Unit-Air-Source) | H5H0V36*K*AAA* |  |  | EA*5X42M21A*+WALLCON | *80CSU0401712A* | 33000 | 17.5 | 9 | 35800 | 25600 | 71.51% | 1.86 | 0 | 9.5 |  |  |  | No | R-454B | 2.75 | Residential & Commercial | No
215668590 | Central HP <5.4 tons | ARCOAIRE | HRCU-A-CB (Split System: Heat Pump with Remote Outdoor Unit-Air-Source) | H5H0V36*K*AAA* |  |  | EA*5X37M17A*+WALLCON | *97CMN0601714B* | 33600 | 17 | 9 | 36000 | 25800 | 71.67% | 1.86 | 0 | 9.5 |  |  |  | No | R-454B | 2.8 | Residential & Commercial | No
215674963 | Central HP <5.4 tons | ARCOAIRE | HRCU-A-CB (Split System: Heat Pump with Remote Outdoor Unit-Air-Source) | H5H0V48*K*AAA* |  |  | ESH5X48M12A*+WALLCON | *97CMN0602120B* | 44500 | 16 | 8.5 | 49500 | 34800 | 70.3% | 1.92 | 0 | 9 |  |  |  | No | R-454B | 3.7083 | Residential & Commercial | No
215675247 | Central HP <5.4 tons | ARCOAIRE | HRCU-A-CB (Split System: Heat Pump with Remote Outdoor Unit-Air-Source) | H5H0V48*K*AAA* |  |  | ESH5X60M12A*+WALLCON | *95CSU0802120B* | 45500 | 16.5 | 8.5 | 48000 | 33800 | 70.42% | 2.06 | 0 | 9.5 |  |  |  | No | R-454B | 3.7917 | Residential & Commercial | No
215675197 | Central HP <5.4 tons | ARCOAIRE | HRCU-A-CB (Split System: Heat Pump with Remote Outdoor Unit-Air-Source) | H5H0V48*K*AAA* |  |  | ESH5X60M12A*+WALLCON | *80CTL0901716B* | 45500 | 16.5 | 8.5 | 48000 | 34000 | 70.83% | 2.06 | 0 | 9.5 |  |  |  | No | R-454B | 3.7917 | Residential & Commercial | No
215675227 | Central HP <5.4 tons | ARCOAIRE | HRCU-A-CB (Split System: Heat Pump with Remote Outdoor Unit-Air-Source) | H5H0V48*K*AAA* |  |  | ESH5X60M12A*+WALLCON | *80CTL1352422B* | 45500 | 16.5 | 8.5 | 48000 | 33600 | 70% | 2.06 | 0 | 9.5 |  |  |  | No | R-454B | 3.7917 | Residential & Commercial | No
215675277 | Central HP <5.4 tons | ARCOAIRE | HRCU-A-CB (Split System: Heat Pump with Remote Outdoor Unit-Air-Source) | H5H0V48*K*AAA* |  |  | ESH5X60M12A*+WALLCON | *97CMN0801714B* | 45000 | 16 | 8.5 | 48500 | 34200 | 70.52% | 1.94 | 0 | 9 |  |  |  | No | R-454B | 3.75 | Residential & Commercial | No
215674741 | Central HP <5.4 tons | ARCOAIRE | HRCU-A-CB (Split System: Heat Pump with Remote Outdoor Unit-Air-Source) | H5H0V48*K*AAA* |  |  | ESH5X48M12A*+WALLCON | *80CTL0451712B* | 44000 | 15.5 | 8.5 | 50000 | 35200 | 70.4% | 1.92 | 0 | 9 |  |  |  | No | R-454B | 3.6667 | Residential & Commercial | No
215668622 | Central HP <5.4 tons | ARCOAIRE | HRCU-A-CB (Split System: Heat Pump with Remote Outdoor Unit-Air-Source) | H5H0V36*K*AAA* |  |  | EA*5X37M17A*+WALLCON | *96CTN0801714B* | 33800 | 17.5 | 9 | 35800 | 25600 | 71.51% | 1.88 | 0 | 9.5 |  |  |  | No | R-454B | 2.8167 | Residential & Commercial | No
215668766 | Central HP <5.4 tons | ARCOAIRE | HRCU-A-CB (Split System: Heat Pump with Remote Outdoor Unit-Air-Source) | H5H0V36*K*AAA* |  |  | EA*5X37M21A*+WALLCON | *96CTN0601714B* | 34200 | 17.5 | 9 | 35400 | 25400 | 71.75% | 1.88 | 0 | 9.5 |  |  |  | No | R-454B | 2.85 | Residential & Commercial | No
215667790 | Central HP <5.4 tons | ARCOAIRE | HRCU-A-CB (Split System: Heat Pump with Remote Outdoor Unit-Air-Source) | H5H0V24*K*AAA* |  |  | EA*5X37M17A*+WALLCON | *96CTN0401410B* | 23400 | 16 | 9 | 24000 | 16900 | 70.42% | 1.98 | 0 | 9.5 |  |  |  | No | R-454B | 1.95 | Residential & Commercial | No
215668646 | Central HP <5.4 tons | ARCOAIRE | HRCU-A-CB (Split System: Heat Pump with Remote Outdoor Unit-Air-Source) | H5H0V36*K*AAA* |  |  | EA*5X37M21A*+WALLCON | *80CSU1002120A* | 34400 | 17.5 | 9 | 35400 | 25200 | 71.19% | 1.9 | 0 | 9.5 |  |  |  | No | R-454B | 2.8667 | Residential & Commercial | No
214773318 | Central HP <5.4 tons | HISENSE | HRCU-A-CB (Split System: Heat Pump with Remote Outdoor Unit-Air-Source) | AUWR-48U3SP2 |  |  | AUH-48UX3SXX4 |  | 44000 | 17 | 8.7 | 44000 | 33000 | 75% | 1.95 | 0 | 9.89 |  |  |  | No | R-410A | 3.6667 | Residential & Commercial | No
215667114 | Central HP <5.4 tons | ARCOAIRE | HRCU-A-CB (Split System: Heat Pump with Remote Outdoor Unit-Air-Source) | H5H0V24*K*AAA* |  |  | EA*5X24M17A*+WALLCON | *96CTN0401410B* | 22400 | 15.5 | 8.5 | 24400 | 17200 | 70.49% | 1.82 | 0 | 9 |  |  |  | No | R-454B | 1.8667 | Residential & Commercial | No
215674038 | Central HP <5.4 tons | ARCOAIRE | HRCU-A-CB (Split System: Heat Pump with Remote Outdoor Unit-Air-Source) | H5H0V48*K*AAA* |  |  | EA*5X48M21A*+WALLCON | *80CTL0702120B* | 44000 | 17.5 | 9 | 48500 | 34200 | 70.52% | 2.06 | 0 | 9.5 |  |  |  | No | R-454B | 3.6667 | Residential & Commercial | No
215674438 | Central HP <5.4 tons | ARCOAIRE | HRCU-A-CB (Split System: Heat Pump with Remote Outdoor Unit-Air-Source) | H5H0V48*K*AAA* |  |  | EA*5X61M21A*+WALLCON | *96CTN0801714B* | 45500 | 17.5 | 9 | 48000 | 33600 | 70% | 2.08 | 0 | 9.5 |  |  |  | No | R-454B | 3.7917 | Residential & Commercial | No
215674338 | Central HP <5.4 tons | ARCOAIRE | HRCU-A-CB (Split System: Heat Pump with Remote Outdoor Unit-Air-Source) | H5H0V48*K*AAA* |  |  | EA*5X61M21A*+WALLCON | *80CTL0701716B* | 45500 | 17.5 | 9 | 48000 | 34000 | 70.83% | 2.06 | 0 | 9.5 |  |  |  | No | R-454B | 3.7917 | Residential & Commercial | No
215667509 | Central HP <5.4 tons | ARCOAIRE | HRCU-A-CB (Split System: Heat Pump with Remote Outdoor Unit-Air-Source) | H5H0V24*K*AAA* |  |  | EA*5X30M17A*+WALLCON | *96CTN0401410B* | 22600 | 15.5 | 8.5 | 24400 | 17100 | 70.08% | 1.84 | 0 | 9 |  |  |  | No | R-454B | 1.8833 | Residential & Commercial | No
213607809 | Central HP <5.4 tons | CARRIER | HRCU-A-CB (Split System: Heat Pump with Remote Outdoor Unit-Air-Source) | 38MURAQ60AB3* |  |  | FT4BNBD60L* |  | 55000 | 15.2 | 8.1 | 52500 | 48000 | 91.43% | 1.84 | 0 | 8.5 |  |  |  | No | R-410A | 4.5833 | Residential & Commercial | No
215668654 | Central HP <5.4 tons | ARCOAIRE | HRCU-A-CB (Split System: Heat Pump with Remote Outdoor Unit-Air-Source) | H5H0V36*K*AAA* |  |  | EA*5X37M21A*+WALLCON | *80CTL0451712B* | 34000 | 17.5 | 9 | 35600 | 25400 | 71.35% | 1.86 | 0 | 9.5 |  |  |  | No | R-454B | 2.8333 | Residential & Commercial | No
212984993 | Central HP <5.4 tons | ARCOAIRE | HRCU-A-CB (Split System: Heat Pump with Remote Outdoor Unit-Air-Source) | DLCURAH30ABK |  |  | EA*4X42L24A* | *92MSN0802120A* | 30200 | 15.2 | 8.1 | 34200 | 27400 | 80.12% | 1.8 | 0 | 9 |  |  |  | No | R-410A | 2.5167 | Residential & Commercial | No
212983957 | Central HP <5.4 tons | ARCOAIRE | HRCU-A-CB (Split System: Heat Pump with Remote Outdoor Unit-Air-Source) | DLCURAH30ABK |  |  | EA*4X43L21A* | *92MSN0601714A* | 30400 | 15.2 | 8.1 | 33400 | 26400 | 79.04% | 1.84 | 0 | 9 |  |  |  | No | R-410A | 2.5333 | Residential & Commercial | No
211594474 | Central HP <5.4 tons | Ecoer | HRCU-A-CB (Split System: Heat Pump with Remote Outdoor Unit-Air-Source) | ESCA16H-60 |  |  | EAHAEC-60 |  | 55000 | 15.3 | 9.4 | 59000 | 48500 | 82.2% | 1.91 | 9 | 8.8 |  |  |  | No | R-410A | 4.5833 | Residential & Commercial | No
215674008 | Central HP <5.4 tons | ARCOAIRE | HRCU-A-CB (Split System: Heat Pump with Remote Outdoor Unit-Air-Source) | H5H0V48*K*AAA* |  |  | EA*5X48M21A*+WALLCON | *80CSU1002120A* | 44000 | 17.5 | 9 | 48500 | 34200 | 70.52% | 2.06 | 0 | 9.5 |  |  |  | No | R-454B | 3.6667 | Residential & Commercial | No
215674058 | Central HP <5.4 tons | ARCOAIRE | HRCU-A-CB (Split System: Heat Pump with Remote Outdoor Unit-Air-Source) | H5H0V48*K*AAA* |  |  | EA*5X48M21A*+WALLCON | *80CTL0902120B* | 44500 | 18 | 9 | 48500 | 34000 | 70.1% | 2.06 | 0 | 9.5 |  |  |  | No | R-454B | 3.7083 | Residential & Commercial | No
215670480 | Central HP <5.4 tons | ARCOAIRE | HRCU-A-CB (Split System: Heat Pump with Remote Outdoor Unit-Air-Source) | H5H0V36*K*AAA* |  |  | ESH5X60M12A*+WALLCON | *95CSU0601716B* | 34400 | 16.5 | 8.5 | 34800 | 25000 | 71.84% | 1.78 | 0 | 9.5 |  |  |  | No | R-454B | 2.8667 | Residential & Commercial | No
215670330 | Central HP <5.4 tons | ARCOAIRE | HRCU-A-CB (Split System: Heat Pump with Remote Outdoor Unit-Air-Source) | H5H0V36*K*AAA* |  |  | ESH5X48M12A*+WALLCON | *96CTN0401410B* | 32600 | 15.5 | 8.5 | 36000 | 25600 | 71.11% | 1.78 | 0 | 9 |  |  |  | No | R-454B | 2.7167 | Residential & Commercial | No
215670430 | Central HP <5.4 tons | ARCOAIRE | HRCU-A-CB (Split System: Heat Pump with Remote Outdoor Unit-Air-Source) | H5H0V36*K*AAA* |  |  | ESH5X60M12A*+WALLCON | *80CTL0702120B* | 34600 | 17 | 8.5 | 34600 | 24800 | 71.68% | 1.8 | 0 | 9.5 |  |  |  | No | R-454B | 2.8833 | Residential & Commercial | No
215670064 | Central HP <5.4 tons | ARCOAIRE | HRCU-A-CB (Split System: Heat Pump with Remote Outdoor Unit-Air-Source) | H5H0V36*K*AAA* |  |  | ESH5X42M12A*+WALLCON | *97CMN0802120B* | 34000 | 16.5 | 8.5 | 35600 | 25200 | 70.79% | 1.78 | 0 | 9.5 |  |  |  | No | R-454B | 2.8333 | Residential & Commercial | No
215670080 | Central HP <5.4 tons | ARCOAIRE | HRCU-A-CB (Split System: Heat Pump with Remote Outdoor Unit-Air-Source) | H5H0V36*K*AAA* |  |  | ESH5X42M12A*+WALLCON | *97CMN1202422B* | 34000 | 16.5 | 8.5 | 35600 | 25200 | 70.79% | 1.78 | 0 | 9.5 |  |  |  | No | R-454B | 2.8333 | Residential & Commercial | No
215670112 | Central HP <5.4 tons | ARCOAIRE | HRCU-A-CB (Split System: Heat Pump with Remote Outdoor Unit-Air-Source) | H5H0V36*K*AAA* |  |  | ESH5X42M12A*+WALLCON | *96CTN1002122B* | 34000 | 16.5 | 8.5 | 35600 | 25200 | 70.79% | 1.78 | 0 | 9.5 |  |  |  | No | R-454B | 2.8333 | Residential & Commercial | No
212383017 | Central HP <5.4 tons | KEEPRITE | HRCU-A-CB (Split System: Heat Pump with Remote Outdoor Unit-Air-Source) | DLCURAH36ABK |  |  | EA*4X36L17A* | *92ESN0601412A* | 35400 | 15.2 | 8.1 | 39500 | 35400 | 89.62% | 1.82 | 0 | 9.5 |  |  |  | No | R-410A | 2.95 | Residential & Commercial | No
212383335 | Central HP <5.4 tons | KEEPRITE | HRCU-A-CB (Split System: Heat Pump with Remote Outdoor Unit-Air-Source) | DLCURAH36ABK |  |  | EA*4X36L21A* | *92ESN0801716A* | 35200 | 16 | 8.1 | 39000 | 35200 | 90.26% | 1.82 | 0 | 9.5 |  |  |  | No | R-410A | 2.9333 | Residential & Commercial | No
213077960 | Central HP <5.4 tons | ARCOAIRE | HRCU-A-CB (Split System: Heat Pump with Remote Outdoor Unit-Air-Source) | DLCURAH36ABK |  |  | EA*4X42L21A* | *80MS(N,L)0701712A* | 35000 | 16 | 8.1 | 38500 | 35000 | 90.91% | 1.88 | 0 | 9.5 |  |  |  | No | R-410A | 2.9167 | Residential & Commercial | No
211226412 | Central HP <5.4 tons | ARCOAIRE | HRCU-A-CB (Split System: Heat Pump with Remote Outdoor Unit-Air-Source) | DLCURAH36ABK |  |  | EA*4X36L21A* | *96VTN1002120A* | 35600 | 15.5 | 8.1 | 39500 | 35200 | 89.11% | 1.84 | 0 | 9.5 |  |  |  | No | R-410A | 2.9667 | Residential & Commercial | No
213080576 | Central HP <5.4 tons | ARCOAIRE | HRCU-A-CB (Split System: Heat Pump with Remote Outdoor Unit-Air-Source) | DLCURAH36ABK |  |  | EA*4X48L21A* | *95MSU0401712A* | 35600 | 15.2 | 8.1 | 38000 | 34800 | 91.58% | 2.02 | 0 | 9.5 |  |  |  | No | R-410A | 2.9667 | Residential & Commercial | No
216372805 | Central HP <5.4 tons | MIRAGE | HRCU-A-CB (Split System: Heat Pump with Remote Outdoor Unit-Air-Source) | OVADH601B |  |  | IVADH601B |  | 54000 | 15.2 | 8.4 | 54000 | 38000 | 70.37% | 1.8 | 0 | 8.6 |  |  |  | No | R-454B | 4.5 | Residential & Commercial | No
211756651 | Central HP <5.4 tons | LPS Legacy | HRCU-A-CB (Split System: Heat Pump with Remote Outdoor Unit-Air-Source) | DLCURAH60ABK |  |  | DLFUAAH60XAK |  | 55000 | 15.3 | 9.4 | 59000 | 48500 | 82.2% | 1.91 | 9 | 8.8 |  |  |  | No | R-410A | 4.5833 | Residential & Commercial | No
215669819 | Central HP <5.4 tons | KEEPRITE | HRCU-A-CB (Split System: Heat Pump with Remote Outdoor Unit-Air-Source) | C5H0V36*K*AAA* |  |  | ESH5X36M12A*+WALLCON | *80CTL1102120B* | 33800 | 16 | 8.5 | 35600 | 25400 | 71.35% | 1.76 | 0 | 9.5 |  |  |  | No | R-454B | 2.8167 | Residential & Commercial | No
215670273 | Central HP <5.4 tons | KEEPRITE | HRCU-A-CB (Split System: Heat Pump with Remote Outdoor Unit-Air-Source) | C5H0V36*K*AAA* |  |  | ESH5X48M12A*+WALLCON | *97CMN0601714B* | 33800 | 16.5 | 8.5 | 35600 | 25400 | 71.35% | 1.78 | 0 | 9 |  |  |  | No | R-454B | 2.8167 | Residential & Commercial | No
215670230 | Central HP <5.4 tons | ARCOAIRE | HRCU-A-CB (Split System: Heat Pump with Remote Outdoor Unit-Air-Source) | H5H0V36*K*AAA* |  |  | ESH5X48M12A*+WALLCON | *80CTL1352422B* | 34200 | 17 | 8.5 | 35400 | 25200 | 71.19% | 1.9 | 0 | 9.5 |  |  |  | No | R-454B | 2.85 | Residential & Commercial | No
215674051 | Central HP <5.4 tons | KEEPRITE | HRCU-A-CB (Split System: Heat Pump with Remote Outdoor Unit-Air-Source) | C5H0V48*K*AAA* |  |  | EA*5X48M21A*+WALLCON | *80CTL0901716B* | 44000 | 17.5 | 9 | 48500 | 34200 | 70.52% | 2.06 | 0 | 9.5 |  |  |  | No | R-454B | 3.6667 | Residential & Commercial | No
215674081 | Central HP <5.4 tons | KEEPRITE | HRCU-A-CB (Split System: Heat Pump with Remote Outdoor Unit-Air-Source) | C5H0V48*K*AAA* |  |  | EA*5X48M21A*+WALLCON | *95CSU0601716B* | 44000 | 17 | 9 | 49000 | 34600 | 70.61% | 2.04 | 0 | 9 |  |  |  | No | R-454B | 3.6667 | Residential & Commercial | No
215669803 | Central HP <5.4 tons | KEEPRITE | HRCU-A-CB (Split System: Heat Pump with Remote Outdoor Unit-Air-Source) | C5H0V36*K*AAA* |  |  | ESH5X36M12A*+WALLCON | *80CTL0901716B* | 33600 | 16 | 8.5 | 35800 | 25400 | 70.95% | 1.76 | 0 | 9.5 |  |  |  | No | R-454B | 2.8 | Residential & Commercial | No
212985267 | Central HP <5.4 tons | ARCOAIRE | HRCU-A-CB (Split System: Heat Pump with Remote Outdoor Unit-Air-Source) | DLCURAH30ABK |  |  | EA*4X37L21A* | *92MSN1002120A* | 30600 | 15.2 | 8.5 | 33400 | 26400 | 79.04% | 1.86 | 0 | 9 |  |  |  | No | R-410A | 2.55 | Residential & Commercial | No
212985303 | Central HP <5.4 tons | ARCOAIRE | HRCU-A-CB (Split System: Heat Pump with Remote Outdoor Unit-Air-Source) | DLCURAH30ABK |  |  | EA*4X43L21A* | *92MSN1002120A* | 30600 | 16 | 8.5 | 35000 | 26800 | 76.57% | 1.86 | 0 | 9 |  |  |  | No | R-410A | 2.55 | Residential & Commercial | No
212972905 | Central HP <5.4 tons | ARCOAIRE | HRCU-A-CB (Split System: Heat Pump with Remote Outdoor Unit-Air-Source) | DLCURAH24ABK |  |  | EA*4X24L17A* | *96VSN0401410B* | 23200 | 16 | 8.5 | 27000 | 26600 | 98.52% | 2.24 | 0 | 9.5 |  |  |  | No | R-410A | 1.9333 | Residential & Commercial | No
212980902 | Central HP <5.4 tons | ARCOAIRE | HRCU-A-CB (Split System: Heat Pump with Remote Outdoor Unit-Air-Source) | DLCURAH30ABK |  |  | EA*4X36L21A* | *80MS(N,L)1102120A* | 30200 | 15.2 | 8.1 | 34400 | 27800 | 80.81% | 1.8 | 0 | 9 |  |  |  | No | R-410A | 2.5167 | Residential & Commercial | No
211398482 | Central HP <5.4 tons | LUXAIRE | HRCU-A-CB (Split System: Heat Pump with Remote Outdoor Unit-Air-Source) | HMH72B341 |  |  | XAFD48FBCN1 | TM8E100C16MP11 | 33600 | 17 | 8.5 | 32400 | 23600 | 72.84% | 2.08 | 0 | 9.5 |  |  |  | No | R-410A | 2.8 | Residential & Commercial | No
211398698 | Central HP <5.4 tons | LUXAIRE | HRCU-A-CB (Split System: Heat Pump with Remote Outdoor Unit-Air-Source) | HMH72B341 |  |  | XAUC48FXXN1+TXV | TM8E100B12MP11 | 33400 | 17 | 8.5 | 32400 | 23800 | 73.46% | 2.06 | 0 | 9.5 |  |  |  | No | R-410A | 2.7833 | Residential & Commercial | No
215674331 | Central HP <5.4 tons | KEEPRITE | HRCU-A-CB (Split System: Heat Pump with Remote Outdoor Unit-Air-Source) | C5H0V48*K*AAA* |  |  | EA*5X61M21A*+WALLCON | *80CTL0451712B* | 45500 | 17 | 9 | 48500 | 34600 | 71.34% | 2.06 | 0 | 9.5 |  |  |  | No | R-454B | 3.7917 | Residential & Commercial | No
215683041 | Central HP <5.4 tons | KENMORE | HRCU-A-CB (Split System: Heat Pump with Remote Outdoor Unit-Air-Source) | (C,H,T)5H0V60*K*AAA* |  |  | EVD5X60M21A*+WALLCON | *97CTN0802120A* | 56500 | 18 | 9 | 64000 | 45000 | 70.31% | 2.08 | 0 | 9 |  |  |  | No | R-454B | 4.7083 | Residential & Commercial | No
215674101 | Central HP <5.4 tons | KEEPRITE | HRCU-A-CB (Split System: Heat Pump with Remote Outdoor Unit-Air-Source) | C5H0V48*K*AAA* |  |  | EA*5X48M21A*+WALLCON | *97CMN0602120B* | 44000 | 17 | 9 | 49000 | 34600 | 70.61% | 2.04 | 0 | 9.5 |  |  |  | No | R-454B | 3.6667 | Residential & Commercial | No
215668726 | Central HP <5.4 tons | ARCOAIRE | HRCU-A-CB (Split System: Heat Pump with Remote Outdoor Unit-Air-Source) | H5H0V36*K*AAA* |  |  | EA*5X37M21A*+WALLCON | *97CMN0601714B* | 34200 | 17.5 | 9 | 35600 | 25400 | 71.35% | 1.88 | 0 | 9.5 |  |  |  | No | R-454B | 2.85 | Residential & Commercial | No
212976446 | Central HP <5.4 tons | ARCOAIRE | HRCU-A-CB (Split System: Heat Pump with Remote Outdoor Unit-Air-Source) | DLCURAH30ABK |  |  | EA*4X37L21A* | *96VTN0802120B* | 30400 | 15.2 | 8.5 | 33400 | 26400 | 79.04% | 1.86 | 0 | 9 |  |  |  | No | R-410A | 2.5333 | Residential & Commercial | No
212978602 | Central HP <5.4 tons | ARCOAIRE | HRCU-A-CB (Split System: Heat Pump with Remote Outdoor Unit-Air-Source) | DLCURAH30ABK |  |  | END4X42L17** | *80MS(N,L)0701712A* | 30000 | 15.2 | 8.1 | 34000 | 27200 | 80% | 1.82 | 0 | 9 |  |  |  | No | R-410A | 2.5 | Residential & Commercial | No
212978070 | Central HP <5.4 tons | ARCOAIRE | HRCU-A-CB (Split System: Heat Pump with Remote Outdoor Unit-Air-Source) | DLCURAH30ABK |  |  | END4X42L17** | *80MS(N,L)0701412A* | 29800 | 15.2 | 8.1 | 34000 | 27200 | 80% | 1.82 | 0 | 9 |  |  |  | No | R-410A | 2.4833 | Residential & Commercial | No
213080648 | Central HP <5.4 tons | ARCOAIRE | HRCU-A-CB (Split System: Heat Pump with Remote Outdoor Unit-Air-Source) | DLCURAH36ABK |  |  | EA*4X36L17A* | *95MSU0601716A* | 35200 | 15.5 | 8.1 | 39000 | 35200 | 90.26% | 1.84 | 0 | 9.5 |  |  |  | No | R-410A | 2.9333 | Residential & Commercial | No
212973185 | Central HP <5.4 tons | ARCOAIRE | HRCU-A-CB (Split System: Heat Pump with Remote Outdoor Unit-Air-Source) | DLCURAH24ABK |  |  | EA*4X24L17A* | *96VSN0401712B* | 23400 | 16 | 8.5 | 27000 | 26200 | 97.04% | 2.18 | 0 | 9.5 |  |  |  | No | R-410A | 1.95 | Residential & Commercial | No
214229226 | Central HP <5.4 tons | ARCOAIRE | HRCU-A-CB (Split System: Heat Pump with Remote Outdoor Unit-Air-Source) | DLCURAH30ABK |  |  | EA*4X36L17A* | *80MSU0601716A* | 29400 | 15.2 | 8.1 | 34000 | 27800 | 81.76% | 1.76 | 0 | 9 |  |  |  | No | R-410A | 2.45 | Residential & Commercial | No
212978525 | Central HP <5.4 tons | ARCOAIRE | HRCU-A-CB (Split System: Heat Pump with Remote Outdoor Unit-Air-Source) | DLCURAH30ABK |  |  | EA*4X37L17A* | *80MS(N,L)0701712A* | 30200 | 15.2 | 8.1 | 33800 | 27000 | 79.88% | 1.82 | 0 | 9 |  |  |  | No | R-410A | 2.5167 | Residential & Commercial | No
215679881 | Central HP <5.4 tons | KENMORE | HRCU-A-CB (Split System: Heat Pump with Remote Outdoor Unit-Air-Source) | (C,H,T)5H0V36*K*AAA* |  |  | ESH5X48M12A*+WALLCON | *80CSU0401712B* | 34200 | 17 | 8.5 | 35400 | 25200 | 71.19% | 1.9 | 0 | 9.5 |  |  |  | No | R-454B | 2.85 | Residential & Commercial | No
215679931 | Central HP <5.4 tons | KENMORE | HRCU-A-CB (Split System: Heat Pump with Remote Outdoor Unit-Air-Source) | (C,H,T)5H0V36*K*AAA* |  |  | ESH5X48M12A*+WALLCON | *97CTN1202422A* | 34200 | 17 | 8.5 | 35400 | 25200 | 71.19% | 1.9 | 0 | 9.5 |  |  |  | No | R-454B | 2.85 | Residential & Commercial | No
215668705 | Central HP <5.4 tons | KEEPRITE | HRCU-A-CB (Split System: Heat Pump with Remote Outdoor Unit-Air-Source) | C5H0V36*K*AAA* |  |  | EA*5X37M21A*+WALLCON | *95CSU0601716B* | 34200 | 17.5 | 9 | 35400 | 25200 | 71.19% | 1.88 | 0 | 9.5 |  |  |  | No | R-454B | 2.85 | Residential & Commercial | No
215668657 | Central HP <5.4 tons | KEEPRITE | HRCU-A-CB (Split System: Heat Pump with Remote Outdoor Unit-Air-Source) | C5H0V36*K*AAA* |  |  | EA*5X37M21A*+WALLCON | *80CTL0451712B* | 34000 | 17.5 | 9 | 35600 | 25400 | 71.35% | 1.86 | 0 | 9.5 |  |  |  | No | R-454B | 2.8333 | Residential & Commercial | No
215679981 | Central HP <5.4 tons | KENMORE | HRCU-A-CB (Split System: Heat Pump with Remote Outdoor Unit-Air-Source) | (C,H,T)5H0V36*K*AAA* |  |  | ESH5X60M12A*+WALLCON | *97CTN0801716A* | 34400 | 16 | 8.5 | 34800 | 25000 | 71.84% | 1.78 | 0 | 9.5 |  |  |  | No | R-454B | 2.8667 | Residential & Commercial | No
212986575 | Central HP <5.4 tons | ARCOAIRE | HRCU-A-CB (Split System: Heat Pump with Remote Outdoor Unit-Air-Source) | DLCURAH24ABK |  |  | EA*4X36L21A* | *96MSN0401712A* | 23400 | 16 | 8.5 | 26200 | 24200 | 92.37% | 2 | 0 | 9.5 |  |  |  | No | R-410A | 1.95 | Residential & Commercial | No
215682991 | Central HP <5.4 tons | KENMORE | HRCU-A-CB (Split System: Heat Pump with Remote Outdoor Unit-Air-Source) | (C,H,T)5H0V60*K*AAA* |  |  | EVD5X60M21A*+WALLCON | *96CTN0802120B* | 56500 | 18 | 9 | 64000 | 45000 | 70.31% | 2.08 | 0 | 9 |  |  |  | No | R-454B | 4.7083 | Residential & Commercial | No
215678000 | Central HP <5.4 tons | KEEPRITE | HRCU-A-CB (Split System: Heat Pump with Remote Outdoor Unit-Air-Source) | C5H0V60*K*AAA* |  |  | EA*5X61M24A*+WALLCON | *97CMN1002122B* | 56000 | 18.5 | 9 | 60000 | 42000 | 70% | 2.02 | 0 | 9 |  |  |  | No | R-454B | 4.6667 | Residential & Commercial | No
215678020 | Central HP <5.4 tons | KEEPRITE | HRCU-A-CB (Split System: Heat Pump with Remote Outdoor Unit-Air-Source) | C5H0V60*K*AAA* |  |  | EA*5X61M24A*+WALLCON | *96CTN1002122B* | 56000 | 18.5 | 9 | 60000 | 42000 | 70% | 2.02 | 0 | 9 |  |  |  | No | R-454B | 4.6667 | Residential & Commercial | No
215678050 | Central HP <5.4 tons | KEEPRITE | HRCU-A-CB (Split System: Heat Pump with Remote Outdoor Unit-Air-Source) | C5H0V60*K*AAA* |  |  | ESH5X60M12A*+WALLCON | *80CSU1002120A* | 55500 | 17 | 8.5 | 60000 | 42000 | 70% | 1.9 | 0 | 8.5 |  |  |  | No | R-454B | 4.625 | Residential & Commercial | No
215678110 | Central HP <5.4 tons | KEEPRITE | HRCU-A-CB (Split System: Heat Pump with Remote Outdoor Unit-Air-Source) | C5H0V60*K*AAA* |  |  | ESH5X60M12A*+WALLCON | *95CSU0802120B* | 55500 | 16.5 | 8.5 | 60000 | 42000 | 70% | 1.9 | 0 | 8.5 |  |  |  | No | R-454B | 4.625 | Residential & Commercial | No
215668617 | Central HP <5.4 tons | KEEPRITE | HRCU-A-CB (Split System: Heat Pump with Remote Outdoor Unit-Air-Source) | C5H0V36*K*AAA* |  |  | EA*5X37M17A*+WALLCON | *96CTN0601714B* | 33800 | 17.5 | 9 | 35800 | 25600 | 71.51% | 1.86 | 0 | 9.5 |  |  |  | No | R-454B | 2.8167 | Residential & Commercial | No
215681371 | Central HP <5.4 tons | KENMORE | HRCU-A-CB (Split System: Heat Pump with Remote Outdoor Unit-Air-Source) | (C,H,T)5H0V48*K*AAA* |  |  | EA*5X48M21A*+WALLCON | *97CTN1002122A* | 44000 | 18 | 9 | 48500 | 34000 | 70.1% | 2.04 | 0 | 9.5 |  |  |  | No | R-454B | 3.6667 | Residential & Commercial | No
215681401 | Central HP <5.4 tons | KENMORE | HRCU-A-CB (Split System: Heat Pump with Remote Outdoor Unit-Air-Source) | (C,H,T)5H0V48*K*AAA* |  |  | EA*5X60M24A*+WALLCON | *80CSU1002120B* | 45000 | 17.5 | 9 | 47500 | 33600 | 70.74% | 2.06 | 0 | 9.5 |  |  |  | No | R-454B | 3.75 | Residential & Commercial | No
215681451 | Central HP <5.4 tons | KENMORE | HRCU-A-CB (Split System: Heat Pump with Remote Outdoor Unit-Air-Source) | (C,H,T)5H0V48*K*AAA* |  |  | EA*5X61M21A*+WALLCON | *80CSU0401712B* | 46000 | 18 | 9 | 47500 | 33600 | 70.74% | 2.06 | 0 | 9.5 |  |  |  | No | R-454B | 3.8333 | Residential & Commercial | No
215677320 | Central HP <5.4 tons | KEEPRITE | HRCU-A-CB (Split System: Heat Pump with Remote Outdoor Unit-Air-Source) | C5H0V60*K*AAA* |  |  | EVD5X60M21A*+WALLCON | *80CSU0802120A* | 57000 | 18 | 9 | 63500 | 44500 | 70.08% | 2.08 | 0 | 9 |  |  |  | No | R-454B | 4.75 | Residential & Commercial | No
212986527 | Central HP <5.4 tons | ARCOAIRE | HRCU-A-CB (Split System: Heat Pump with Remote Outdoor Unit-Air-Source) | DLCURAH24ABK |  |  | EA*4X24L17A* | *96MSN0401712A* | 23000 | 15.5 | 8.5 | 27000 | 27200 | 100.7% | 2.3 | 0 | 9.5 |  |  |  | No | R-410A | 1.9167 | Residential & Commercial | No
215681730 | Central HP <5.4 tons | KEEPRITE | HRCU-A-CB (Split System: Heat Pump with Remote Outdoor Unit-Air-Source) | C5H0V48*K*AAA* |  |  | ESH5X60M12A*+WALLCON | *97CTN0802120A* | 45500 | 16.5 | 8.5 | 48000 | 33800 | 70.42% | 2.06 | 0 | 9.5 |  |  |  | No | R-454B | 3.7917 | Residential & Commercial | No
215677391 | Central HP <5.4 tons | KENMORE | HRCU-A-CB (Split System: Heat Pump with Remote Outdoor Unit-Air-Source) | (C,H,T)5H0V60*K*AAA* |  |  | EVD5X60M21A*+WALLCON | *95CSU1002122B* | 57000 | 18 | 9 | 63500 | 44500 | 70.08% | 2.08 | 0 | 9 |  |  |  | No | R-454B | 4.75 | Residential & Commercial | No
215677541 | Central HP <5.4 tons | KENMORE | HRCU-A-CB (Split System: Heat Pump with Remote Outdoor Unit-Air-Source) | (C,H,T)5H0V60*K*AAA* |  |  | EVD5X60M24A*+WALLCON | *97CMN1202422B* | 56500 | 18.5 | 9 | 63000 | 44500 | 70.63% | 2.08 | 0 | 9 |  |  |  | No | R-454B | 4.7083 | Residential & Commercial | No
215676991 | Central HP <5.4 tons | KENMORE | HRCU-A-CB (Split System: Heat Pump with Remote Outdoor Unit-Air-Source) | (C,H,T)5H0V60*K*AAA* |  |  | EVM5X60M21A*+WALLCON | *80CTL0701716B* | 55000 | 18 | 9 | 59500 | 43500 | 73.11% | 2.1 | 0 | 9.5 |  |  |  | No | R-454B | 4.5833 | Residential & Commercial | No
212987763 | Central HP <5.4 tons | ARCOAIRE | HRCU-A-CB (Split System: Heat Pump with Remote Outdoor Unit-Air-Source) | DLCURAH30ABK |  |  | EA*4X43L21A* | *96MSN0802120A* | 30200 | 15.2 | 8.1 | 33400 | 26400 | 79.04% | 1.84 | 0 | 9 |  |  |  | No | R-410A | 2.5167 | Residential & Commercial | No
212985255 | Central HP <5.4 tons | ARCOAIRE | HRCU-A-CB (Split System: Heat Pump with Remote Outdoor Unit-Air-Source) | DLCURAH30ABK |  |  | EA*4X36L21A* | *92MSN1002120A* | 30000 | 15.2 | 8.1 | 34400 | 28000 | 81.4% | 1.78 | 0 | 9 |  |  |  | No | R-410A | 2.5 | Residential & Commercial | No
212984983 | Central HP <5.4 tons | ARCOAIRE | HRCU-A-CB (Split System: Heat Pump with Remote Outdoor Unit-Air-Source) | DLCURAH30ABK |  |  | EA*4X42L21A* | *92MSN0802120A* | 30000 | 15.2 | 8.1 | 34200 | 27600 | 80.7% | 1.8 | 0 | 9 |  |  |  | No | R-410A | 2.5 | Residential & Commercial | No
212976745 | Central HP <5.4 tons | ARCOAIRE | HRCU-A-CB (Split System: Heat Pump with Remote Outdoor Unit-Air-Source) | DLCURAH30ABK |  |  | EA*4X42L24A* | *96VTN1002120B* | 30200 | 15.2 | 8.1 | 34200 | 27400 | 80.12% | 1.8 | 0 | 9 |  |  |  | No | R-410A | 2.5167 | Residential & Commercial | No
215675700 | Central HP <5.4 tons | KEEPRITE | HRCU-A-CB (Split System: Heat Pump with Remote Outdoor Unit-Air-Source) | C5H0V48*K*AAA* |  |  | EVM5X60M21A*+WALLCON | *80CTL0451712B* | 47500 | 18 | 9 | 50000 | 37600 | 75.2% | 1.98 | 0 | 9.5 |  |  |  | No | R-454B | 3.9583 | Residential & Commercial | No
215676440 | Central HP <5.4 tons | KEEPRITE | HRCU-A-CB (Split System: Heat Pump with Remote Outdoor Unit-Air-Source) | C5H0V48*K*AAA* |  |  | EVD5X60M21A*+WALLCON | *80CTL0451712B* | 47500 | 18 | 9 | 50000 | 37600 | 75.2% | 1.98 | 0 | 9.5 |  |  |  | No | R-454B | 3.9583 | Residential & Commercial | No
215668618 | Central HP <5.4 tons | KENMORE | HRCU-A-CB (Split System: Heat Pump with Remote Outdoor Unit-Air-Source) | (C,H,T)5H0V36*K*AAA* |  |  | EA*5X37M17A*+WALLCON | *96CTN0601714B* | 33800 | 17.5 | 9 | 35800 | 25600 | 71.51% | 1.86 | 0 | 9.5 |  |  |  | No | R-454B | 2.8167 | Residential & Commercial | No
215675300 | Central HP <5.4 tons | KEEPRITE | HRCU-A-CB (Split System: Heat Pump with Remote Outdoor Unit-Air-Source) | C5H0V48*K*AAA* |  |  | ESH5X60M12A*+WALLCON | *97CMN1002122B* | 45500 | 16.5 | 8.5 | 48000 | 33800 | 70.42% | 2.08 | 0 | 9.5 |  |  |  | No | R-454B | 3.7917 | Residential & Commercial | No
215677960 | Central HP <5.4 tons | KEEPRITE | HRCU-A-CB (Split System: Heat Pump with Remote Outdoor Unit-Air-Source) | C5H0V60*K*AAA* |  |  | EA*5X61M24A*+WALLCON | *95CSU0802120B* | 56000 | 18 | 8.5 | 60000 | 42000 | 70% | 2.02 | 0 | 8.5 |  |  |  | No | R-454B | 4.6667 | Residential & Commercial | No
215677810 | Central HP <5.4 tons | KEEPRITE | HRCU-A-CB (Split System: Heat Pump with Remote Outdoor Unit-Air-Source) | C5H0V60*K*AAA* |  |  | EA*5X60M24A*+WALLCON | *95CSU0802120B* | 54500 | 18 | 8.5 | 59500 | 42000 | 70.59% | 1.9 | 0 | 8.5 |  |  |  | No | R-454B | 4.5417 | Residential & Commercial | No
215668650 | Central HP <5.4 tons | KENMORE | HRCU-A-CB (Split System: Heat Pump with Remote Outdoor Unit-Air-Source) | (C,H,T)5H0V36*K*AAA* |  |  | EA*5X37M21A*+WALLCON | *80CSU1002120A* | 34400 | 17.5 | 9 | 35400 | 25200 | 71.19% | 1.9 | 0 | 9.5 |  |  |  | No | R-454B | 2.8667 | Residential & Commercial | No
215675330 | Central HP <5.4 tons | KEEPRITE | HRCU-A-CB (Split System: Heat Pump with Remote Outdoor Unit-Air-Source) | C5H0V48*K*AAA* |  |  | ESH5X60M12A*+WALLCON | *96CTN1002122B* | 45500 | 16.5 | 8.5 | 48000 | 33800 | 70.42% | 2.08 | 0 | 9.5 |  |  |  | No | R-454B | 3.7917 | Residential & Commercial | No
213077927 | Central HP <5.4 tons | ARCOAIRE | HRCU-A-CB (Split System: Heat Pump with Remote Outdoor Unit-Air-Source) | DLCURAH36ABK |  |  | EA*4X36L21A* | *80MS(N,L)0701712A* | 34800 | 16 | 8.1 | 38500 | 35200 | 91.43% | 1.82 | 0 | 9.5 |  |  |  | No | R-410A | 2.9 | Residential & Commercial | No
215675220 | Central HP <5.4 tons | KEEPRITE | HRCU-A-CB (Split System: Heat Pump with Remote Outdoor Unit-Air-Source) | C5H0V48*K*AAA* |  |  | ESH5X60M12A*+WALLCON | *80CTL1102120B* | 45500 | 16.5 | 8.5 | 48000 | 33600 | 70% | 2.06 | 0 | 9.5 |  |  |  | No | R-454B | 3.7917 | Residential & Commercial | No
215679970 | Central HP <5.4 tons | KEEPRITE | HRCU-A-CB (Split System: Heat Pump with Remote Outdoor Unit-Air-Source) | C5H0V36*K*AAA* |  |  | ESH5X60M12A*+WALLCON | *97CTN0601716A* | 34200 | 16 | 8.5 | 34800 | 25200 | 72.41% | 1.8 | 0 | 9 |  |  |  | No | R-454B | 2.85 | Residential & Commercial | No
215679820 | Central HP <5.4 tons | KEEPRITE | HRCU-A-CB (Split System: Heat Pump with Remote Outdoor Unit-Air-Source) | C5H0V36*K*AAA* |  |  | ESH5X42M12A*+WALLCON | *97CTN0601716A* | 33600 | 16 | 8.5 | 35800 | 25600 | 71.51% | 1.76 | 0 | 9 |  |  |  | No | R-454B | 2.8 | Residential & Commercial | No
215679870 | Central HP <5.4 tons | KEEPRITE | HRCU-A-CB (Split System: Heat Pump with Remote Outdoor Unit-Air-Source) | C5H0V36*K*AAA* |  |  | ESH5X48M12A*+WALLCON | *96CTN0802120B* | 34200 | 16 | 8.5 | 35400 | 25200 | 71.19% | 1.88 | 0 | 9.5 |  |  |  | No | R-454B | 2.85 | Residential & Commercial | No
215676990 | Central HP <5.4 tons | KEEPRITE | HRCU-A-CB (Split System: Heat Pump with Remote Outdoor Unit-Air-Source) | C5H0V60*K*AAA* |  |  | EVM5X60M21A*+WALLCON | *80CTL0701716B* | 55000 | 18 | 9 | 59500 | 43500 | 73.11% | 2.1 | 0 | 9.5 |  |  |  | No | R-454B | 4.5833 | Residential & Commercial | No
215679370 | Central HP <5.4 tons | KEEPRITE | HRCU-A-CB (Split System: Heat Pump with Remote Outdoor Unit-Air-Source) | C5H0V36*K*AAA* |  |  | EA*5X42M21A*+WALLCON | *80CSU0601716B* | 33200 | 17.5 | 8.5 | 35800 | 25600 | 71.51% | 1.84 | 0 | 9.5 |  |  |  | No | R-454B | 2.7667 | Residential & Commercial | No
215675240 | Central HP <5.4 tons | KEEPRITE | HRCU-A-CB (Split System: Heat Pump with Remote Outdoor Unit-Air-Source) | C5H0V48*K*AAA* |  |  | ESH5X60M12A*+WALLCON | *95CSU0601716B* | 45000 | 16 | 8.5 | 48500 | 34200 | 70.52% | 1.94 | 0 | 9 |  |  |  | No | R-454B | 3.75 | Residential & Commercial | No
215668806 | Central HP <5.4 tons | ARCOAIRE | HRCU-A-CB (Split System: Heat Pump with Remote Outdoor Unit-Air-Source) | H5H0V36*K*AAA* |  |  | EA*5X42M21A*+WALLCON | *80CSU1002120A* | 33000 | 17.5 | 8.5 | 35800 | 25600 | 71.51% | 1.86 | 0 | 9.5 |  |  |  | No | R-454B | 2.75 | Residential & Commercial | No
215681340 | Central HP <5.4 tons | KEEPRITE | HRCU-A-CB (Split System: Heat Pump with Remote Outdoor Unit-Air-Source) | C5H0V48*K*AAA* |  |  | EA*5X48M21A*+WALLCON | *80CSU1002120B* | 44000 | 17 | 9 | 48500 | 34000 | 70.1% | 2.04 | 0 | 9.5 |  |  |  | No | R-454B | 3.6667 | Residential & Commercial | No
215675420 | Central HP <5.4 tons | KEEPRITE | HRCU-A-CB (Split System: Heat Pump with Remote Outdoor Unit-Air-Source) | C5H0V48*K*AAA* |  |  | EVM5X48M21A*+WALLCON | *95CSU0802120B* | 47000 | 18 | 9 | 50000 | 36600 | 73.2% | 1.98 | 0 | 9.5 |  |  |  | No | R-454B | 3.9167 | Residential & Commercial | No
215679460 | Central HP <5.4 tons | KEEPRITE | HRCU-A-CB (Split System: Heat Pump with Remote Outdoor Unit-Air-Source) | C5H0V36*K*AAA* |  |  | EA*5X43M21A*+WALLCON | *97CTN0801716A* | 34200 | 17.5 | 9 | 35400 | 25400 | 71.75% | 1.88 | 0 | 9.5 |  |  |  | No | R-454B | 2.85 | Residential & Commercial | No
215668737 | Central HP <5.4 tons | KEEPRITE | HRCU-A-CB (Split System: Heat Pump with Remote Outdoor Unit-Air-Source) | C5H0V36*K*AAA* |  |  | EA*5X37M21A*+WALLCON | *97CMN0602120B* | 34200 | 17.5 | 9 | 35400 | 25400 | 71.75% | 1.88 | 0 | 9.5 |  |  |  | No | R-454B | 2.85 | Residential & Commercial | No
215668537 | Central HP <5.4 tons | KEEPRITE | HRCU-A-CB (Split System: Heat Pump with Remote Outdoor Unit-Air-Source) | C5H0V36*K*AAA* |  |  | EA*5X37M17A*+WALLCON | *80CSU0401712A* | 34000 | 17.5 | 9 | 35600 | 25400 | 71.35% | 1.88 | 0 | 9 |  |  |  | No | R-454B | 2.8333 | Residential & Commercial | No
215679840 | Central HP <5.4 tons | KEEPRITE | HRCU-A-CB (Split System: Heat Pump with Remote Outdoor Unit-Air-Source) | C5H0V36*K*AAA* |  |  | ESH5X42M12A*+WALLCON | *97CTN0802120A* | 34000 | 16 | 8.5 | 35600 | 25200 | 70.79% | 1.76 | 0 | 9.5 |  |  |  | No | R-454B | 2.8333 | Residential & Commercial | No
215677100 | Central HP <5.4 tons | KEEPRITE | HRCU-A-CB (Split System: Heat Pump with Remote Outdoor Unit-Air-Source) | C5H0V60*K*AAA* |  |  | EVM5X60M24A*+WALLCON | *80CSU1002120A* | 56500 | 18 | 9 | 63000 | 44500 | 70.63% | 2.08 | 0 | 9 |  |  |  | No | R-454B | 4.7083 | Residential & Commercial | No
215670524 | Central HP <5.4 tons | KENMORE | HRCU-A-CB (Split System: Heat Pump with Remote Outdoor Unit-Air-Source) | (C,H,T)5H0V36*K*AAA* |  |  | ESH5X60M12A*+WALLCON | *97CMN0801714B* | 34400 | 16.5 | 8.5 | 34800 | 25000 | 71.84% | 1.78 | 0 | 9.5 |  |  |  | No | R-454B | 2.8667 | Residential & Commercial | No
215670504 | Central HP <5.4 tons | KENMORE | HRCU-A-CB (Split System: Heat Pump with Remote Outdoor Unit-Air-Source) | (C,H,T)5H0V36*K*AAA* |  |  | ESH5X60M12A*+WALLCON | *97CMN0601714B* | 34200 | 16.5 | 8.5 | 34800 | 25200 | 72.41% | 1.8 | 0 | 9.5 |  |  |  | No | R-454B | 2.85 | Residential & Commercial | No
215670324 | Central HP <5.4 tons | KENMORE | HRCU-A-CB (Split System: Heat Pump with Remote Outdoor Unit-Air-Source) | (C,H,T)5H0V36*K*AAA* |  |  | ESH5X48M12A*+WALLCON | *97CMN1202422B* | 34200 | 17 | 8.5 | 35400 | 25200 | 71.19% | 1.88 | 0 | 9.5 |  |  |  | No | R-454B | 2.85 | Residential & Commercial | No
215670004 | Central HP <5.4 tons | KENMORE | HRCU-A-CB (Split System: Heat Pump with Remote Outdoor Unit-Air-Source) | (C,H,T)5H0V36*K*AAA* |  |  | ESH5X42M12A*+WALLCON | *80CTL0902120B* | 34000 | 16.5 | 8.5 | 35600 | 25200 | 70.79% | 1.78 | 0 | 9.5 |  |  |  | No | R-454B | 2.8333 | Residential & Commercial | No
215675470 | Central HP <5.4 tons | KEEPRITE | HRCU-A-CB (Split System: Heat Pump with Remote Outdoor Unit-Air-Source) | C5H0V48*K*AAA* |  |  | EVM5X48M21A*+WALLCON | *96CTN0801714B* | 46500 | 18 | 9 | 50000 | 35600 | 71.2% | 2 | 0 | 9.5 |  |  |  | No | R-454B | 3.875 | Residential & Commercial | No
215674970 | Central HP <5.4 tons | KEEPRITE | HRCU-A-CB (Split System: Heat Pump with Remote Outdoor Unit-Air-Source) | C5H0V48*K*AAA* |  |  | ESH5X48M12A*+WALLCON | *97CMN0602120B* | 44500 | 16 | 8.5 | 49500 | 34800 | 70.3% | 1.92 | 0 | 9 |  |  |  | No | R-454B | 3.7083 | Residential & Commercial | No
215668638 | Central HP <5.4 tons | ARCOAIRE | HRCU-A-CB (Split System: Heat Pump with Remote Outdoor Unit-Air-Source) | H5H0V36*K*AAA* |  |  | EA*5X37M21A*+WALLCON | *80CSU0601716A* | 34400 | 18 | 9 | 35400 | 25200 | 71.19% | 1.9 | 0 | 9.5 |  |  |  | No | R-454B | 2.8667 | Residential & Commercial | No
216046820 | Central HP <5.4 tons | TCL | HRCU-A-CB (Split System: Heat Pump with Remote Outdoor Unit-Air-Source) | THH48TEI2NAI0H24 |  |  | THH48IEI2NAI0H24 |  | 47000 | 18 | 8.5 | 47000 | 33000 | 70.21% | 1.8 | 0 | 9 |  |  |  | No | R-454B | 3.9167 | Residential & Commercial | No
213078953 | Central HP <5.4 tons | ARCOAIRE | HRCU-A-CB (Split System: Heat Pump with Remote Outdoor Unit-Air-Source) | DLCURAH36ABK |  |  | EA*4X36L17A* | *80MSU0401712A* | 34800 | 15.5 | 8.5 | 39000 | 35200 | 90.26% | 1.8 | 0 | 9.5 |  |  |  | No | R-410A | 2.9 | Residential & Commercial | No
215679200 | Central HP <5.4 tons | KEEPRITE | HRCU-A-CB (Split System: Heat Pump with Remote Outdoor Unit-Air-Source) | C5H0V36*K*AAA* |  |  | EA*5X36M17A*+WALLCON | *80CSU0401712B* | 32800 | 17 | 8.5 | 36000 | 25800 | 71.67% | 1.76 | 0 | 9.5 |  |  |  | No | R-454B | 2.7333 | Residential & Commercial | No
215682200 | Central HP <5.4 tons | KEEPRITE | HRCU-A-CB (Split System: Heat Pump with Remote Outdoor Unit-Air-Source) | C5H0V48*K*AAA* |  |  | EVD5X48M24A*+WALLCON | *80CSU1002120B* | 47000 | 18 | 9 | 50000 | 36400 | 72.8% | 2 | 0 | 9.5 |  |  |  | No | R-454B | 3.9167 | Residential & Commercial | No
215675230 | Central HP <5.4 tons | KEEPRITE | HRCU-A-CB (Split System: Heat Pump with Remote Outdoor Unit-Air-Source) | C5H0V48*K*AAA* |  |  | ESH5X60M12A*+WALLCON | *80CTL1352422B* | 45500 | 16.5 | 8.5 | 48000 | 33600 | 70% | 2.06 | 0 | 9.5 |  |  |  | No | R-454B | 3.7917 | Residential & Commercial | No
215675250 | Central HP <5.4 tons | KEEPRITE | HRCU-A-CB (Split System: Heat Pump with Remote Outdoor Unit-Air-Source) | C5H0V48*K*AAA* |  |  | ESH5X60M12A*+WALLCON | *95CSU0802120B* | 45500 | 16.5 | 8.5 | 48000 | 33800 | 70.42% | 2.06 | 0 | 9.5 |  |  |  | No | R-454B | 3.7917 | Residential & Commercial | No
213080552 | Central HP <5.4 tons | ARCOAIRE | HRCU-A-CB (Split System: Heat Pump with Remote Outdoor Unit-Air-Source) | DLCURAH36ABK |  |  | EA*4X42L21A* | *95MSU0401712A* | 35200 | 15.2 | 8.1 | 39000 | 35200 | 90.26% | 1.88 | 0 | 9.5 |  |  |  | No | R-410A | 2.9333 | Residential & Commercial | No
215681400 | Central HP <5.4 tons | KEEPRITE | HRCU-A-CB (Split System: Heat Pump with Remote Outdoor Unit-Air-Source) | C5H0V48*K*AAA* |  |  | EA*5X60M24A*+WALLCON | *80CSU1002120B* | 45000 | 17.5 | 9 | 47500 | 33600 | 70.74% | 2.06 | 0 | 9.5 |  |  |  | No | R-454B | 3.75 | Residential & Commercial | No
215679310 | Central HP <5.4 tons | KEEPRITE | HRCU-A-CB (Split System: Heat Pump with Remote Outdoor Unit-Air-Source) | C5H0V36*K*AAA* |  |  | EA*5X37M21A*+WALLCON | *97CTN0601716A* | 34200 | 17.5 | 9 | 35600 | 25400 | 71.35% | 1.88 | 0 | 9.5 |  |  |  | No | R-454B | 2.85 | Residential & Commercial | No
215679360 | Central HP <5.4 tons | KEEPRITE | HRCU-A-CB (Split System: Heat Pump with Remote Outdoor Unit-Air-Source) | C5H0V36*K*AAA* |  |  | EA*5X42M21A*+WALLCON | *80CSU0401712B* | 33200 | 17.5 | 8.5 | 35800 | 25600 | 71.51% | 1.86 | 0 | 9.5 |  |  |  | No | R-454B | 2.7667 | Residential & Commercial | No
215677040 | Central HP <5.4 tons | KEEPRITE | HRCU-A-CB (Split System: Heat Pump with Remote Outdoor Unit-Air-Source) | C5H0V60*K*AAA* |  |  | EVM5X60M21A*+WALLCON | *95CSU1002122B* | 57000 | 18 | 9 | 63500 | 44500 | 70.08% | 2.08 | 0 | 9 |  |  |  | No | R-454B | 4.75 | Residential & Commercial | No
215681770 | Central HP <5.4 tons | KEEPRITE | HRCU-A-CB (Split System: Heat Pump with Remote Outdoor Unit-Air-Source) | C5H0V48*K*AAA* |  |  | EVM5X48M21A*+WALLCON | *80CSU0601716B* | 47000 | 18 | 9 | 50000 | 36400 | 72.8% | 2 | 0 | 9.5 |  |  |  | No | R-454B | 3.9167 | Residential & Commercial | No
215681700 | Central HP <5.4 tons | KEEPRITE | HRCU-A-CB (Split System: Heat Pump with Remote Outdoor Unit-Air-Source) | C5H0V48*K*AAA* |  |  | ESH5X60M12A*+WALLCON | *80CSU0802120B* | 45500 | 17 | 8.5 | 48000 | 33600 | 70% | 2.06 | 0 | 9.5 |  |  |  | No | R-454B | 3.7917 | Residential & Commercial | No
215681750 | Central HP <5.4 tons | KEEPRITE | HRCU-A-CB (Split System: Heat Pump with Remote Outdoor Unit-Air-Source) | C5H0V48*K*AAA* |  |  | ESH5X60M12A*+WALLCON | *97CTN1202422A* | 45500 | 16.5 | 8.5 | 48000 | 33800 | 70.42% | 2.08 | 0 | 9.5 |  |  |  | No | R-454B | 3.7917 | Residential & Commercial | No
215670036 | Central HP <5.4 tons | KENMORE | HRCU-A-CB (Split System: Heat Pump with Remote Outdoor Unit-Air-Source) | (C,H,T)5H0V36*K*AAA* |  |  | ESH5X42M12A*+WALLCON | *95CSU0802120B* | 34000 | 16 | 8.5 | 35600 | 25400 | 71.35% | 1.78 | 0 | 9.5 |  |  |  | No | R-454B | 2.8333 | Residential & Commercial | No
215669220 | Central HP <5.4 tons | KENMORE | HRCU-A-CB (Split System: Heat Pump with Remote Outdoor Unit-Air-Source) | (C,H,T)5H0V36*K*AAA* |  |  | EA*5X48M21A*+WALLCON | *97CMN0601714B* | 33400 | 17.5 | 9 | 35200 | 25400 | 72.16% | 1.88 | 0 | 9.5 |  |  |  | No | R-454B | 2.7833 | Residential & Commercial | No
215679900 | Central HP <5.4 tons | KEEPRITE | HRCU-A-CB (Split System: Heat Pump with Remote Outdoor Unit-Air-Source) | C5H0V36*K*AAA* |  |  | ESH5X48M12A*+WALLCON | *97CTN0601716A* | 33800 | 16 | 8.5 | 35600 | 25600 | 71.91% | 1.78 | 0 | 9 |  |  |  | No | R-454B | 2.8167 | Residential & Commercial | No
215679830 | Central HP <5.4 tons | KEEPRITE | HRCU-A-CB (Split System: Heat Pump with Remote Outdoor Unit-Air-Source) | C5H0V36*K*AAA* |  |  | ESH5X42M12A*+WALLCON | *97CTN0801716A* | 33800 | 16 | 8.5 | 35800 | 25400 | 70.95% | 1.76 | 0 | 9 |  |  |  | No | R-454B | 2.8167 | Residential & Commercial | No
215677920 | Central HP <5.4 tons | KEEPRITE | HRCU-A-CB (Split System: Heat Pump with Remote Outdoor Unit-Air-Source) | C5H0V60*K*AAA* |  |  | EA*5X61M24A*+WALLCON | *80CTL0702120B* | 55500 | 18.5 | 9 | 60000 | 42000 | 70% | 2 | 0 | 8.5 |  |  |  | No | R-454B | 4.625 | Residential & Commercial | No
215677520 | Central HP <5.4 tons | KEEPRITE | HRCU-A-CB (Split System: Heat Pump with Remote Outdoor Unit-Air-Source) | C5H0V60*K*AAA* |  |  | EVD5X60M24A*+WALLCON | *97CMN0802120B* | 56500 | 18 | 9 | 63500 | 44500 | 70.08% | 2.08 | 0 | 9 |  |  |  | No | R-454B | 4.7083 | Residential & Commercial | No
215681771 | Central HP <5.4 tons | KENMORE | HRCU-A-CB (Split System: Heat Pump with Remote Outdoor Unit-Air-Source) | (C,H,T)5H0V48*K*AAA* |  |  | EVM5X48M21A*+WALLCON | *80CSU0601716B* | 47000 | 18 | 9 | 50000 | 36400 | 72.8% | 2 | 0 | 9.5 |  |  |  | No | R-454B | 3.9167 | Residential & Commercial | No
215679720 | Central HP <5.4 tons | KEEPRITE | HRCU-A-CB (Split System: Heat Pump with Remote Outdoor Unit-Air-Source) | C5H0V36*K*AAA* |  |  | ESH5X36M12A*+WALLCON | *80CSU0401712B* | 33800 | 16 | 8.5 | 35600 | 25400 | 71.35% | 1.78 | 0 | 9.5 |  |  |  | No | R-454B | 2.8167 | Residential & Commercial | No
215679750 | Central HP <5.4 tons | KEEPRITE | HRCU-A-CB (Split System: Heat Pump with Remote Outdoor Unit-Air-Source) | C5H0V36*K*AAA* |  |  | ESH5X36M12A*+WALLCON | *97CTN0801716A* | 33400 | 16 | 8.5 | 36000 | 25600 | 71.11% | 1.76 | 0 | 9 |  |  |  | No | R-454B | 2.7833 | Residential & Commercial | No
213079840 | Central HP <5.4 tons | ARCOAIRE | HRCU-A-CB (Split System: Heat Pump with Remote Outdoor Unit-Air-Source) | DLCURAH36ABK |  |  | EA*4X36L21A* | *92MSN1002122A* | 35200 | 16 | 8.1 | 38500 | 35200 | 91.43% | 1.84 | 0 | 9.5 |  |  |  | No | R-410A | 2.9333 | Residential & Commercial | No
213077336 | Central HP <5.4 tons | ARCOAIRE | HRCU-A-CB (Split System: Heat Pump with Remote Outdoor Unit-Air-Source) | DLCURAH36ABK |  |  | EA*4X36L17A* | *96VTN0801716B* | 35200 | 15.2 | 8.1 | 39000 | 35400 | 90.77% | 1.82 | 0 | 9.5 |  |  |  | No | R-410A | 2.9333 | Residential & Commercial | No
212972462 | Central HP <5.4 tons | ARCOAIRE | HRCU-A-CB (Split System: Heat Pump with Remote Outdoor Unit-Air-Source) | DLCURAH30ABK |  |  | EA*4X42L21A* | *80VTL1102122B* | 29800 | 15.2 | 8.1 | 34200 | 27600 | 80.7% | 1.8 | 0 | 9 |  |  |  | No | R-410A | 2.4833 | Residential & Commercial | No
211229203 | Central HP <5.4 tons | ARCOAIRE | HRCU-A-CB (Split System: Heat Pump with Remote Outdoor Unit-Air-Source) | DLCURAH36ABK |  |  | EA*4X48L21A* | OLV112A16A | 35800 | 15.5 | 8.5 | 38500 | 34800 | 90.39% | 2.04 | 0 | 9.5 |  |  |  | No | R-410A | 2.9833 | Residential & Commercial | No
211228667 | Central HP <5.4 tons | ARCOAIRE | HRCU-A-CB (Split System: Heat Pump with Remote Outdoor Unit-Air-Source) | DLCURAH36ABK |  |  | EA*4X43L21A* | OLV098A12* | 36200 | 15.2 | 8.5 | 38500 | 35000 | 90.91% | 2.06 | 0 | 9.5 |  |  |  | No | R-410A | 3.0167 | Residential & Commercial | No
215679930 | Central HP <5.4 tons | KEEPRITE | HRCU-A-CB (Split System: Heat Pump with Remote Outdoor Unit-Air-Source) | C5H0V36*K*AAA* |  |  | ESH5X48M12A*+WALLCON | *97CTN1202422A* | 34200 | 17 | 8.5 | 35400 | 25200 | 71.19% | 1.9 | 0 | 9.5 |  |  |  | No | R-454B | 2.85 | Residential & Commercial | No
215667282 | Central HP <5.4 tons | KEEPRITE | HRCU-A-CB (Split System: Heat Pump with Remote Outdoor Unit-Air-Source) | C5H0V24*K*AAA* |  |  | EA*5X25M17A*+WALLCON | *96CTN0401410B* | 23400 | 16 | 9 | 24000 | 16800 | 70% | 1.98 | 0 | 9.5 |  |  |  | No | R-454B | 1.95 | Residential & Commercial | No
215667705 | Central HP <5.4 tons | KEEPRITE | HRCU-A-CB (Split System: Heat Pump with Remote Outdoor Unit-Air-Source) | C5H0V24*K*AAA* |  |  | EA*5X36M17A*+WALLCON | *96CTN0401410B* | 22600 | 16 | 8.5 | 24200 | 17000 | 70.25% | 1.84 | 0 | 9.5 |  |  |  | No | R-454B | 1.8833 | Residential & Commercial | No
215682140 | Central HP <5.4 tons | KEEPRITE | HRCU-A-CB (Split System: Heat Pump with Remote Outdoor Unit-Air-Source) | C5H0V48*K*AAA* |  |  | EVD5X48M21A*+WALLCON | *80CSU1002120B* | 47000 | 18 | 9 | 50000 | 36400 | 72.8% | 2.02 | 0 | 9.5 |  |  |  | No | R-454B | 3.9167 | Residential & Commercial | No
215675160 | Central HP <5.4 tons | KEEPRITE | HRCU-A-CB (Split System: Heat Pump with Remote Outdoor Unit-Air-Source) | C5H0V48*K*AAA* |  |  | ESH5X60M12A*+WALLCON | *80CTL0451712B* | 45000 | 15.5 | 8.5 | 48500 | 34600 | 71.34% | 1.94 | 0 | 9 |  |  |  | No | R-454B | 3.75 | Residential & Commercial | No
215675310 | Central HP <5.4 tons | KEEPRITE | HRCU-A-CB (Split System: Heat Pump with Remote Outdoor Unit-Air-Source) | C5H0V48*K*AAA* |  |  | ESH5X60M12A*+WALLCON | *97CMN1202422B* | 45500 | 16.5 | 8.5 | 48000 | 33800 | 70.42% | 2.08 | 0 | 9.5 |  |  |  | No | R-454B | 3.7917 | Residential & Commercial | No
215683070 | Central HP <5.4 tons | KEEPRITE | HRCU-A-CB (Split System: Heat Pump with Remote Outdoor Unit-Air-Source) | C5H0V60*K*AAA* |  |  | EVD5X60M24A*+WALLCON | *80CSU0802120B* | 57000 | 18 | 9 | 62500 | 44000 | 70.4% | 2.1 | 0 | 9.5 |  |  |  | No | R-454B | 4.75 | Residential & Commercial | No
215683120 | Central HP <5.4 tons | KEEPRITE | HRCU-A-CB (Split System: Heat Pump with Remote Outdoor Unit-Air-Source) | C5H0V60*K*AAA* |  |  | EVD5X61M21A*+WALLCON | *96CTN0802120B* | 57000 | 18.5 | 9 | 64000 | 45000 | 70.31% | 2.08 | 0 | 9 |  |  |  | No | R-454B | 4.75 | Residential & Commercial | No
215683220 | Central HP <5.4 tons | KEEPRITE | HRCU-A-CB (Split System: Heat Pump with Remote Outdoor Unit-Air-Source) | C5H0V60*K*AAA* |  |  | EVD5X61M24A*+WALLCON | *97CTN0802120A* | 57500 | 18.5 | 9 | 64000 | 45000 | 70.31% | 2.08 | 0 | 9 |  |  |  | No | R-454B | 4.7917 | Residential & Commercial | No
215678150 | Central HP <5.4 tons | KEEPRITE | HRCU-A-CB (Split System: Heat Pump with Remote Outdoor Unit-Air-Source) | C5H0V60*K*AAA* |  |  | ESH5X60M12A*+WALLCON | *97CMN1002122B* | 55500 | 17 | 8.5 | 60000 | 42000 | 70% | 1.9 | 0 | 8.5 |  |  |  | No | R-454B | 4.625 | Residential & Commercial | No
215677800 | Central HP <5.4 tons | KEEPRITE | HRCU-A-CB (Split System: Heat Pump with Remote Outdoor Unit-Air-Source) | C5H0V60*K*AAA* |  |  | EA*5X60M24A*+WALLCON | *80CTL1352422B* | 55500 | 18.5 | 9 | 59000 | 41500 | 70.34% | 2.02 | 0 | 9 |  |  |  | No | R-454B | 4.625 | Residential & Commercial | No
212974929 | Central HP <5.4 tons | ARCOAIRE | HRCU-A-CB (Split System: Heat Pump with Remote Outdoor Unit-Air-Source) | DLCURAH24ABK |  |  | EA*4X24L17A* | *96VTN0401410B* | 23000 | 16 | 8.5 | 27000 | 27000 | 100% | 2.28 | 0 | 9.5 |  |  |  | No | R-410A | 1.9167 | Residential & Commercial | No
213079085 | Central HP <5.4 tons | ARCOAIRE | HRCU-A-CB (Split System: Heat Pump with Remote Outdoor Unit-Air-Source) | DLCURAH36ABK |  |  | EA*4X36L21A* | *80MSU0601716A* | 35000 | 16.5 | 8.1 | 38500 | 35000 | 90.91% | 1.8 | 0 | 9.5 |  |  |  | No | R-410A | 2.9167 | Residential & Commercial | No
213080271 | Central HP <5.4 tons | ARCOAIRE | HRCU-A-CB (Split System: Heat Pump with Remote Outdoor Unit-Air-Source) | DLCURAH36ABK |  |  | EA*4X36L21A* | *96MSN1002120A* | 35200 | 16 | 8.1 | 38500 | 35200 | 91.43% | 1.8 | 0 | 9.5 |  |  |  | No | R-410A | 2.9333 | Residential & Commercial | No
215668609 | Central HP <5.4 tons | KEEPRITE | HRCU-A-CB (Split System: Heat Pump with Remote Outdoor Unit-Air-Source) | C5H0V36*K*AAA* |  |  | EA*5X37M17A*+WALLCON | *96CTN0401410B* | 32600 | 16 | 8.5 | 36200 | 25600 | 70.72% | 1.76 | 0 | 9.5 |  |  |  | No | R-454B | 2.7167 | Residential & Commercial | No
215668641 | Central HP <5.4 tons | KEEPRITE | HRCU-A-CB (Split System: Heat Pump with Remote Outdoor Unit-Air-Source) | C5H0V36*K*AAA* |  |  | EA*5X37M21A*+WALLCON | *80CSU0601716A* | 34400 | 18 | 9 | 35400 | 25200 | 71.19% | 1.9 | 0 | 9.5 |  |  |  | No | R-454B | 2.8667 | Residential & Commercial | No
215679770 | Central HP <5.4 tons | KEEPRITE | HRCU-A-CB (Split System: Heat Pump with Remote Outdoor Unit-Air-Source) | C5H0V36*K*AAA* |  |  | ESH5X36M12A*+WALLCON | *97CTN1002122A* | 33800 | 16 | 8.5 | 35800 | 25400 | 70.95% | 1.76 | 0 | 9.5 |  |  |  | No | R-454B | 2.8167 | Residential & Commercial | No
215679450 | Central HP <5.4 tons | KEEPRITE | HRCU-A-CB (Split System: Heat Pump with Remote Outdoor Unit-Air-Source) | C5H0V36*K*AAA* |  |  | EA*5X43M21A*+WALLCON | *97CTN0601716A* | 34200 | 17.5 | 9 | 35600 | 25400 | 71.35% | 1.88 | 0 | 9.5 |  |  |  | No | R-454B | 2.85 | Residential & Commercial | No
215681710 | Central HP <5.4 tons | KEEPRITE | HRCU-A-CB (Split System: Heat Pump with Remote Outdoor Unit-Air-Source) | C5H0V48*K*AAA* |  |  | ESH5X60M12A*+WALLCON | *80CSU1002120B* | 45500 | 16.5 | 8.5 | 48000 | 33800 | 70.42% | 2.08 | 0 | 9.5 |  |  |  | No | R-454B | 3.7917 | Residential & Commercial | No
215681630 | Central HP <5.4 tons | KEEPRITE | HRCU-A-CB (Split System: Heat Pump with Remote Outdoor Unit-Air-Source) | C5H0V48*K*AAA* |  |  | ESH5X48M12A*+WALLCON | *97CTN0801716A* | 44500 | 16 | 8.5 | 49500 | 34800 | 70.3% | 1.92 | 0 | 9 |  |  |  | No | R-454B | 3.7083 | Residential & Commercial | No
215681460 | Central HP <5.4 tons | KEEPRITE | HRCU-A-CB (Split System: Heat Pump with Remote Outdoor Unit-Air-Source) | C5H0V48*K*AAA* |  |  | EA*5X61M21A*+WALLCON | *80CSU0601716B* | 46000 | 17.5 | 9 | 48000 | 33800 | 70.42% | 2.08 | 0 | 9.5 |  |  |  | No | R-454B | 3.8333 | Residential & Commercial | No
215674570 | Central HP <5.4 tons | KEEPRITE | HRCU-A-CB (Split System: Heat Pump with Remote Outdoor Unit-Air-Source) | C5H0V48*K*AAA* |  |  | EA*5X61M24A*+WALLCON | *97CMN0602120B* | 45500 | 17.5 | 9 | 48000 | 34200 | 71.25% | 2.06 | 0 | 9.5 |  |  |  | No | R-454B | 3.7917 | Residential & Commercial | No
215677700 | Central HP <5.4 tons | KEEPRITE | HRCU-A-CB (Split System: Heat Pump with Remote Outdoor Unit-Air-Source) | C5H0V60*K*AAA* |  |  | EVD5X61M24A*+WALLCON | *97CMN0802120B* | 57500 | 18.5 | 9 | 64000 | 45000 | 70.31% | 2.06 | 0 | 9 |  |  |  | No | R-454B | 4.7917 | Residential & Commercial | No
215677250 | Central HP <5.4 tons | KEEPRITE | HRCU-A-CB (Split System: Heat Pump with Remote Outdoor Unit-Air-Source) | C5H0V60*K*AAA* |  |  | EVM5X61M24A*+WALLCON | *95CSU0802120B* | 57500 | 18 | 9 | 64000 | 45000 | 70.31% | 2.08 | 0 | 9 |  |  |  | No | R-454B | 4.7917 | Residential & Commercial | No
215677000 | Central HP <5.4 tons | KEEPRITE | HRCU-A-CB (Split System: Heat Pump with Remote Outdoor Unit-Air-Source) | C5H0V60*K*AAA* |  |  | EVM5X60M21A*+WALLCON | *80CTL0702120B* | 56500 | 18 | 9 | 64000 | 45000 | 70.31% | 2.06 | 0 | 9 |  |  |  | No | R-454B | 4.7083 | Residential & Commercial | No
215677030 | Central HP <5.4 tons | KEEPRITE | HRCU-A-CB (Split System: Heat Pump with Remote Outdoor Unit-Air-Source) | C5H0V60*K*AAA* |  |  | EVM5X60M21A*+WALLCON | *95CSU0802120B* | 56500 | 18 | 9 | 64000 | 45000 | 70.31% | 2.06 | 0 | 9 |  |  |  | No | R-454B | 4.7083 | Residential & Commercial | No
215677910 | Central HP <5.4 tons | KEEPRITE | HRCU-A-CB (Split System: Heat Pump with Remote Outdoor Unit-Air-Source) | C5H0V60*K*AAA* |  |  | EA*5X61M24A*+WALLCON | *80CSU1002120A* | 56000 | 18 | 9 | 60000 | 42000 | 70% | 2 | 0 | 9 |  |  |  | No | R-454B | 4.6667 | Residential & Commercial | No
215683000 | Central HP <5.4 tons | KEEPRITE | HRCU-A-CB (Split System: Heat Pump with Remote Outdoor Unit-Air-Source) | C5H0V60*K*AAA* |  |  | EVD5X60M21A*+WALLCON | *80CSU0401712B* | 56000 | 18 | 8.5 | 60500 | 43500 | 71.9% | 2.12 | 0 | 9.5 |  |  |  | No | R-454B | 4.6667 | Residential & Commercial | No
215682850 | Central HP <5.4 tons | KEEPRITE | HRCU-A-CB (Split System: Heat Pump with Remote Outdoor Unit-Air-Source) | C5H0V60*K*AAA* |  |  | EVM5X60M21A*+WALLCON | *97CTN0802120A* | 56500 | 18 | 9 | 64000 | 45000 | 70.31% | 2.06 | 0 | 9 |  |  |  | No | R-454B | 4.7083 | Residential & Commercial | No
212972486 | Central HP <5.4 tons | ARCOAIRE | HRCU-A-CB (Split System: Heat Pump with Remote Outdoor Unit-Air-Source) | DLCURAH30ABK |  |  | EA*4X43L21A* | *80VTL1102122B* | 30400 | 15.2 | 8.1 | 33400 | 26400 | 79.04% | 1.84 | 0 | 9 |  |  |  | No | R-410A | 2.5333 | Residential & Commercial | No
212974525 | Central HP <5.4 tons | ARCOAIRE | HRCU-A-CB (Split System: Heat Pump with Remote Outdoor Unit-Air-Source) | DLCURAH30ABK |  |  | EA*4X42L24A* | *96VSN1202422B* | 30200 | 15.2 | 8.1 | 34400 | 27400 | 79.65% | 1.8 | 0 | 9 |  |  |  | No | R-410A | 2.5167 | Residential & Commercial | No
215679980 | Central HP <5.4 tons | KEEPRITE | HRCU-A-CB (Split System: Heat Pump with Remote Outdoor Unit-Air-Source) | C5H0V36*K*AAA* |  |  | ESH5X60M12A*+WALLCON | *97CTN0801716A* | 34400 | 16 | 8.5 | 34800 | 25000 | 71.84% | 1.78 | 0 | 9.5 |  |  |  | No | R-454B | 2.8667 | Residential & Commercial | No
215679800 | Central HP <5.4 tons | KEEPRITE | HRCU-A-CB (Split System: Heat Pump with Remote Outdoor Unit-Air-Source) | C5H0V36*K*AAA* |  |  | ESH5X42M12A*+WALLCON | *80CSU0401712B* | 34000 | 16.5 | 8.5 | 35600 | 25200 | 70.79% | 1.78 | 0 | 9.5 |  |  |  | No | R-454B | 2.8333 | Residential & Commercial | No
215679810 | Central HP <5.4 tons | KEEPRITE | HRCU-A-CB (Split System: Heat Pump with Remote Outdoor Unit-Air-Source) | C5H0V36*K*AAA* |  |  | ESH5X42M12A*+WALLCON | *80CSU0601716B* | 34000 | 16.5 | 8.5 | 35600 | 25200 | 70.79% | 1.78 | 0 | 9.5 |  |  |  | No | R-454B | 2.8333 | Residential & Commercial | No
214229428 | Central HP <5.4 tons | ARCOAIRE | HRCU-A-CB (Split System: Heat Pump with Remote Outdoor Unit-Air-Source) | DLCURAH36ABK |  |  | EA*4X42L24A* | *80MSU1002120A* | 35200 | 16 | 8.5 | 38500 | 35000 | 90.91% | 1.88 | 0 | 9.5 |  |  |  | No | R-410A | 2.9333 | Residential & Commercial | No
214229237 | Central HP <5.4 tons | ARCOAIRE | HRCU-A-CB (Split System: Heat Pump with Remote Outdoor Unit-Air-Source) | DLCURAH30ABK |  |  | EA*4X37L17A* | *80MSU0601716A* | 30400 | 15.2 | 8.5 | 33400 | 26800 | 80.24% | 1.82 | 0 | 9 |  |  |  | No | R-410A | 2.5333 | Residential & Commercial | No
215677990 | Central HP <5.4 tons | KEEPRITE | HRCU-A-CB (Split System: Heat Pump with Remote Outdoor Unit-Air-Source) | C5H0V60*K*AAA* |  |  | EA*5X61M24A*+WALLCON | *97CMN0802120B* | 56000 | 18.5 | 9 | 60000 | 42000 | 70% | 2.02 | 0 | 9 |  |  |  | No | R-454B | 4.6667 | Residential & Commercial | No
215677840 | Central HP <5.4 tons | KEEPRITE | HRCU-A-CB (Split System: Heat Pump with Remote Outdoor Unit-Air-Source) | C5H0V60*K*AAA* |  |  | EA*5X60M24A*+WALLCON | *97CMN0802120B* | 54500 | 18 | 8.5 | 59500 | 42000 | 70.59% | 1.9 | 0 | 8.5 |  |  |  | No | R-454B | 4.5417 | Residential & Commercial | No
215677620 | Central HP <5.4 tons | KEEPRITE | HRCU-A-CB (Split System: Heat Pump with Remote Outdoor Unit-Air-Source) | C5H0V60*K*AAA* |  |  | EVD5X61M21A*+WALLCON | *97CMN0602120B* | 56000 | 17.5 | 9 | 65000 | 46000 | 70.77% | 2.06 | 0 | 8.5 |  |  |  | No | R-454B | 4.6667 | Residential & Commercial | No
215681690 | Central HP <5.4 tons | KEEPRITE | HRCU-A-CB (Split System: Heat Pump with Remote Outdoor Unit-Air-Source) | C5H0V48*K*AAA* |  |  | ESH5X60M12A*+WALLCON | *80CSU0601716B* | 45500 | 17 | 8.5 | 48000 | 33800 | 70.42% | 2.08 | 0 | 9.5 |  |  |  | No | R-454B | 3.7917 | Residential & Commercial | No
213078037 | Central HP <5.4 tons | ARCOAIRE | HRCU-A-CB (Split System: Heat Pump with Remote Outdoor Unit-Air-Source) | DLCURAH36ABK |  |  | EA*4X36L17A* | *80MS(N,L)0701716A* | 35200 | 15.5 | 8.1 | 39000 | 35200 | 90.26% | 1.84 | 0 | 9.5 |  |  |  | No | R-410A | 2.9333 | Residential & Commercial | No
215677010 | Central HP <5.4 tons | KEEPRITE | HRCU-A-CB (Split System: Heat Pump with Remote Outdoor Unit-Air-Source) | C5H0V60*K*AAA* |  |  | EVM5X60M21A*+WALLCON | *80CTL0902120B* | 57000 | 18.5 | 9 | 63500 | 44500 | 70.08% | 2.08 | 0 | 9.5 |  |  |  | No | R-454B | 4.75 | Residential & Commercial | No
215677550 | Central HP <5.4 tons | KEEPRITE | HRCU-A-CB (Split System: Heat Pump with Remote Outdoor Unit-Air-Source) | C5H0V60*K*AAA* |  |  | EVD5X60M24A*+WALLCON | *96CTN1002122B* | 56500 | 18.5 | 9 | 63000 | 44500 | 70.63% | 2.08 | 0 | 9 |  |  |  | No | R-454B | 4.7083 | Residential & Commercial | No
213079995 | Central HP <5.4 tons | ARCOAIRE | HRCU-A-CB (Split System: Heat Pump with Remote Outdoor Unit-Air-Source) | DLCURAH36ABK |  |  | EA*4X36L17A* | *96MSN0801716A* | 35000 | 15.2 | 8.1 | 39000 | 35400 | 90.77% | 1.82 | 0 | 9.5 |  |  |  | No | R-410A | 2.9167 | Residential & Commercial | No
213080043 | Central HP <5.4 tons | ARCOAIRE | HRCU-A-CB (Split System: Heat Pump with Remote Outdoor Unit-Air-Source) | DLCURAH36ABK |  |  | EA*4X42L21A* | *96MSN0801716A* | 35400 | 15.5 | 8.1 | 38500 | 35200 | 91.43% | 1.88 | 0 | 9.5 |  |  |  | No | R-410A | 2.95 | Residential & Commercial | No
211241742 | Central HP <5.4 tons | ARCOAIRE | HRCU-A-CB (Split System: Heat Pump with Remote Outdoor Unit-Air-Source) | DLCURAH24ABK |  |  | EA*4X30L17A* | *92ESN0401410A* | 24000 | 15.2 | 8.5 | 26600 | 23000 | 86.47% | 1.86 | 0 | 9.5 |  |  |  | No | R-410A | 2 | Residential & Commercial | No
215677170 | Central HP <5.4 tons | KEEPRITE | HRCU-A-CB (Split System: Heat Pump with Remote Outdoor Unit-Air-Source) | C5H0V60*K*AAA* |  |  | EVM5X60M24A*+WALLCON | *97CMN0602120B* | 55500 | 17.5 | 8.5 | 64000 | 45500 | 71.09% | 1.94 | 0 | 8.5 |  |  |  | No | R-454B | 4.625 | Residential & Commercial | No
215676970 | Central HP <5.4 tons | KEEPRITE | HRCU-A-CB (Split System: Heat Pump with Remote Outdoor Unit-Air-Source) | C5H0V60*K*AAA* |  |  | EVM5X60M21A*+WALLCON | *80CSU0802120A* | 57000 | 18 | 9 | 63500 | 44500 | 70.08% | 2.08 | 0 | 9 |  |  |  | No | R-454B | 4.75 | Residential & Commercial | No
215682770 | Central HP <5.4 tons | KEEPRITE | HRCU-A-CB (Split System: Heat Pump with Remote Outdoor Unit-Air-Source) | C5H0V60*K*AAA* |  |  | ESH5X60M12A*+WALLCON | *97CTN0802120A* | 55500 | 17 | 8.5 | 60000 | 42000 | 70% | 1.9 | 0 | 8.5 |  |  |  | No | R-454B | 4.625 | Residential & Commercial | No
213079643 | Central HP <5.4 tons | ARCOAIRE | HRCU-A-CB (Split System: Heat Pump with Remote Outdoor Unit-Air-Source) | DLCURAH36ABK |  |  | EA*4X36L21A* | *92MSN0802120A* | 35000 | 16.5 | 8.1 | 38500 | 35200 | 91.43% | 1.82 | 0 | 9.5 |  |  |  | No | R-410A | 2.9167 | Residential & Commercial | No
213078085 | Central HP <5.4 tons | ARCOAIRE | HRCU-A-CB (Split System: Heat Pump with Remote Outdoor Unit-Air-Source) | DLCURAH36ABK |  |  | EA*4X42L21A* | *80MS(N,L)0701716A* | 35000 | 16 | 8.1 | 38500 | 35000 | 90.91% | 1.88 | 0 | 9.5 |  |  |  | No | R-410A | 2.9167 | Residential & Commercial | No
215682880 | Central HP <5.4 tons | KEEPRITE | HRCU-A-CB (Split System: Heat Pump with Remote Outdoor Unit-Air-Source) | C5H0V60*K*AAA* |  |  | EVM5X60M24A*+WALLCON | *80CSU0802120B* | 57000 | 18 | 9 | 62500 | 44000 | 70.4% | 2.1 | 0 | 9.5 |  |  |  | No | R-454B | 4.75 | Residential & Commercial | No
215677580 | Central HP <5.4 tons | KEEPRITE | HRCU-A-CB (Split System: Heat Pump with Remote Outdoor Unit-Air-Source) | C5H0V60*K*AAA* |  |  | EVD5X61M21A*+WALLCON | *80CTL0701716B* | 55500 | 18 | 9 | 60500 | 43500 | 71.9% | 2.1 | 0 | 9.5 |  |  |  | No | R-454B | 4.625 | Residential & Commercial | No
213078169 | Central HP <5.4 tons | ARCOAIRE | HRCU-A-CB (Split System: Heat Pump with Remote Outdoor Unit-Air-Source) | DLCURAH36ABK |  |  | EA*4X36L21A* | *80MS(N,L)0702116A* | 34800 | 16 | 8.1 | 38500 | 35200 | 91.43% | 1.82 | 0 | 9.5 |  |  |  | No | R-410A | 2.9 | Residential & Commercial | No
213079511 | Central HP <5.4 tons | ARCOAIRE | HRCU-A-CB (Split System: Heat Pump with Remote Outdoor Unit-Air-Source) | DLCURAH36ABK |  |  | EA*4X36L17A* | *92MSN0801716A* | 35000 | 16 | 8.1 | 38500 | 35200 | 91.43% | 1.82 | 0 | 9.5 |  |  |  | No | R-410A | 2.9167 | Residential & Commercial | No
213078189 | Central HP <5.4 tons | ARCOAIRE | HRCU-A-CB (Split System: Heat Pump with Remote Outdoor Unit-Air-Source) | DLCURAH36ABK |  |  | EA*4X42L21A* | *80MS(N,L)0702116A* | 35000 | 16.5 | 8.1 | 38500 | 35000 | 90.91% | 1.88 | 0 | 9.5 |  |  |  | No | R-410A | 2.9167 | Residential & Commercial | No
215682591 | Central HP <5.4 tons | KENMORE | HRCU-A-CB (Split System: Heat Pump with Remote Outdoor Unit-Air-Source) | (C,H,T)5H0V60*K*AAA* |  |  | EA*5X60M24A*+WALLCON | *80CSU0802120B* | 55500 | 18.5 | 8.5 | 58500 | 41000 | 70.09% | 2.04 | 0 | 9 |  |  |  | No | R-454B | 4.625 | Residential & Commercial | No
215682721 | Central HP <5.4 tons | KENMORE | HRCU-A-CB (Split System: Heat Pump with Remote Outdoor Unit-Air-Source) | (C,H,T)5H0V60*K*AAA* |  |  | ESH5X60M12A*+WALLCON | *96CTN0802120B* | 55500 | 17 | 8.5 | 60000 | 42000 | 70% | 1.9 | 0 | 8.5 |  |  |  | No | R-454B | 4.625 | Residential & Commercial | No
215682741 | Central HP <5.4 tons | KENMORE | HRCU-A-CB (Split System: Heat Pump with Remote Outdoor Unit-Air-Source) | (C,H,T)5H0V60*K*AAA* |  |  | ESH5X60M12A*+WALLCON | *80CSU0601716B* | 54500 | 17 | 8.5 | 58500 | 41000 | 70.09% | 1.92 | 0 | 9 |  |  |  | No | R-454B | 4.5417 | Residential & Commercial | No
215682771 | Central HP <5.4 tons | KENMORE | HRCU-A-CB (Split System: Heat Pump with Remote Outdoor Unit-Air-Source) | (C,H,T)5H0V60*K*AAA* |  |  | ESH5X60M12A*+WALLCON | *97CTN0802120A* | 55500 | 17 | 8.5 | 60000 | 42000 | 70% | 1.9 | 0 | 8.5 |  |  |  | No | R-454B | 4.625 | Residential & Commercial | No
215683091 | Central HP <5.4 tons | KENMORE | HRCU-A-CB (Split System: Heat Pump with Remote Outdoor Unit-Air-Source) | (C,H,T)5H0V60*K*AAA* |  |  | EVD5X60M24A*+WALLCON | *97CTN0802120A* | 56500 | 18 | 9 | 63500 | 44500 | 70.08% | 2.08 | 0 | 9 |  |  |  | No | R-454B | 4.7083 | Residential & Commercial | No
215683141 | Central HP <5.4 tons | KENMORE | HRCU-A-CB (Split System: Heat Pump with Remote Outdoor Unit-Air-Source) | (C,H,T)5H0V60*K*AAA* |  |  | EVD5X61M21A*+WALLCON | *80CSU0601716B* | 56500 | 18 | 9 | 61000 | 43500 | 71.31% | 2.1 | 0 | 9.5 |  |  |  | No | R-454B | 4.7083 | Residential & Commercial | No
213078271 | Central HP <5.4 tons | ARCOAIRE | HRCU-A-CB (Split System: Heat Pump with Remote Outdoor Unit-Air-Source) | DLCURAH36ABK |  |  | EA*4X36L21A* | *80MS(N,L)0901714A* | 35200 | 16 | 8.1 | 38500 | 35200 | 91.43% | 1.84 | 0 | 9.5 |  |  |  | No | R-410A | 2.9333 | Residential & Commercial | No
215682960 | Central HP <5.4 tons | KEEPRITE | HRCU-A-CB (Split System: Heat Pump with Remote Outdoor Unit-Air-Source) | C5H0V60*K*AAA* |  |  | EVM5X61M24A*+WALLCON | *97CTN0802120A* | 57500 | 18.5 | 9 | 64000 | 45000 | 70.31% | 2.08 | 0 | 9 |  |  |  | No | R-454B | 4.7917 | Residential & Commercial | No
215679760 | Central HP <5.4 tons | KEEPRITE | HRCU-A-CB (Split System: Heat Pump with Remote Outdoor Unit-Air-Source) | C5H0V36*K*AAA* |  |  | ESH5X36M12A*+WALLCON | *97CTN0802120A* | 33600 | 16 | 8.5 | 35800 | 25400 | 70.95% | 1.76 | 0 | 9.5 |  |  |  | No | R-454B | 2.8 | Residential & Commercial | No
214229270 | Central HP <5.4 tons | ARCOAIRE | HRCU-A-CB (Split System: Heat Pump with Remote Outdoor Unit-Air-Source) | DLCURAH30ABK |  |  | END4X42L17** | *80MSU0601716A* | 29800 | 15.2 | 8.1 | 34000 | 27000 | 79.41% | 1.82 | 0 | 9 |  |  |  | No | R-410A | 2.4833 | Residential & Commercial | No
213787633 | Central HP <5.4 tons | ARCOAIRE | HRCU-A-CB (Split System: Heat Pump with Remote Outdoor Unit-Air-Source) | DLCURAH30ABK |  |  | FTMA4B48L0C* |  | 31600 | 15.75 | 9 | 32400 | 25800 | 79.63% | 1.88 | 0 | 9.5 |  |  |  | No | R-410A | 2.6333 | Residential & Commercial | No
215679831 | Central HP <5.4 tons | KENMORE | HRCU-A-CB (Split System: Heat Pump with Remote Outdoor Unit-Air-Source) | (C,H,T)5H0V36*K*AAA* |  |  | ESH5X42M12A*+WALLCON | *97CTN0801716A* | 33800 | 16 | 8.5 | 35800 | 25400 | 70.95% | 1.76 | 0 | 9 |  |  |  | No | R-454B | 2.8167 | Residential & Commercial | No
213080484 | Central HP <5.4 tons | ARCOAIRE | HRCU-A-CB (Split System: Heat Pump with Remote Outdoor Unit-Air-Source) | DLCURAH36ABK |  |  | EA*4X42L24A* | *96MSN1402422A* | 35200 | 16 | 8.1 | 38500 | 35000 | 90.91% | 1.88 | 0 | 9.5 |  |  |  | No | R-410A | 2.9333 | Residential & Commercial | No
213078259 | Central HP <5.4 tons | ARCOAIRE | HRCU-A-CB (Split System: Heat Pump with Remote Outdoor Unit-Air-Source) | DLCURAH36ABK |  |  | EA*4X36L17A* | *80MS(N,L)0901714A* | 35000 | 16 | 8.1 | 38500 | 35200 | 91.43% | 1.82 | 0 | 9.5 |  |  |  | No | R-410A | 2.9167 | Residential & Commercial | No
215682910 | Central HP <5.4 tons | KEEPRITE | HRCU-A-CB (Split System: Heat Pump with Remote Outdoor Unit-Air-Source) | C5H0V60*K*AAA* |  |  | EVM5X60M24A*+WALLCON | *97CTN1002122A* | 56500 | 18.5 | 9 | 63000 | 44500 | 70.63% | 2.08 | 0 | 9 |  |  |  | No | R-454B | 4.7083 | Residential & Commercial | No
215677510 | Central HP <5.4 tons | KEEPRITE | HRCU-A-CB (Split System: Heat Pump with Remote Outdoor Unit-Air-Source) | C5H0V60*K*AAA* |  |  | EVD5X60M24A*+WALLCON | *97CMN0602120B* | 55500 | 17.5 | 8.5 | 64000 | 45500 | 71.09% | 1.94 | 0 | 8.5 |  |  |  | No | R-454B | 4.625 | Residential & Commercial | No
215677540 | Central HP <5.4 tons | KEEPRITE | HRCU-A-CB (Split System: Heat Pump with Remote Outdoor Unit-Air-Source) | C5H0V60*K*AAA* |  |  | EVD5X60M24A*+WALLCON | *97CMN1202422B* | 56500 | 18.5 | 9 | 63000 | 44500 | 70.63% | 2.08 | 0 | 9 |  |  |  | No | R-454B | 4.7083 | Residential & Commercial | No
215678161 | Central HP <5.4 tons | KENMORE | HRCU-A-CB (Split System: Heat Pump with Remote Outdoor Unit-Air-Source) | (C,H,T)5H0V60*K*AAA* |  |  | ESH5X60M12A*+WALLCON | *97CMN1202422B* | 55500 | 17 | 8.5 | 60000 | 42000 | 70% | 1.9 | 0 | 8.5 |  |  |  | No | R-454B | 4.625 | Residential & Commercial | No
215677961 | Central HP <5.4 tons | KENMORE | HRCU-A-CB (Split System: Heat Pump with Remote Outdoor Unit-Air-Source) | (C,H,T)5H0V60*K*AAA* |  |  | EA*5X61M24A*+WALLCON | *95CSU0802120B* | 56000 | 18 | 8.5 | 60000 | 42000 | 70% | 2.02 | 0 | 8.5 |  |  |  | No | R-454B | 4.6667 | Residential & Commercial | No
213080528 | Central HP <5.4 tons | ARCOAIRE | HRCU-A-CB (Split System: Heat Pump with Remote Outdoor Unit-Air-Source) | DLCURAH36ABK |  |  | EA*4X37L17A* | *95MSU0401712A* | 35600 | 15.2 | 8.1 | 38500 | 35200 | 91.43% | 1.98 | 0 | 9.5 |  |  |  | No | R-410A | 2.9667 | Residential & Commercial | No
213080780 | Central HP <5.4 tons | ARCOAIRE | HRCU-A-CB (Split System: Heat Pump with Remote Outdoor Unit-Air-Source) | DLCURAH36ABK |  |  | EA*4X36L21A* | *95MSU0802120A* | 35000 | 16 | 8.1 | 38500 | 35200 | 91.43% | 1.82 | 0 | 9.5 |  |  |  | No | R-410A | 2.9167 | Residential & Commercial | No
213080378 | Central HP <5.4 tons | ARCOAIRE | HRCU-A-CB (Split System: Heat Pump with Remote Outdoor Unit-Air-Source) | DLCURAH36ABK |  |  | EA*4X36L21A* | *96MSN1002122A* | 35000 | 16 | 8.1 | 38500 | 35200 | 91.43% | 1.82 | 0 | 9.5 |  |  |  | No | R-410A | 2.9167 | Residential & Commercial | No
215668729 | Central HP <5.4 tons | KEEPRITE | HRCU-A-CB (Split System: Heat Pump with Remote Outdoor Unit-Air-Source) | C5H0V36*K*AAA* |  |  | EA*5X37M21A*+WALLCON | *97CMN0601714B* | 34200 | 17.5 | 9 | 35600 | 25400 | 71.35% | 1.88 | 0 | 9.5 |  |  |  | No | R-454B | 2.85 | Residential & Commercial | No
215668545 | Central HP <5.4 tons | KEEPRITE | HRCU-A-CB (Split System: Heat Pump with Remote Outdoor Unit-Air-Source) | C5H0V36*K*AAA* |  |  | EA*5X37M17A*+WALLCON | *80CSU0601716A* | 33800 | 17.5 | 9 | 35800 | 25600 | 71.51% | 1.88 | 0 | 9.5 |  |  |  | No | R-454B | 2.8167 | Residential & Commercial | No
212970409 | Central HP <5.4 tons | ARCOAIRE | HRCU-A-CB (Split System: Heat Pump with Remote Outdoor Unit-Air-Source) | DLCURAH36ABK |  |  | EA*4X42L21A* | *80VSL0701716B* | 35400 | 15.5 | 8.1 | 38500 | 35200 | 91.43% | 1.9 | 0 | 9.5 |  |  |  | No | R-410A | 2.95 | Residential & Commercial | No
215667355 | Central HP <5.4 tons | KEEPRITE | HRCU-A-CB (Split System: Heat Pump with Remote Outdoor Unit-Air-Source) | C5H0V24*K*AAA* |  |  | EA*5X30M14A*+WALLCON | *96CTN0401410B* | 22600 | 15.5 | 8.5 | 24200 | 17100 | 70.66% | 1.84 | 0 | 9 |  |  |  | No | R-454B | 1.8833 | Residential & Commercial | No
215679520 | Central HP <5.4 tons | KEEPRITE | HRCU-A-CB (Split System: Heat Pump with Remote Outdoor Unit-Air-Source) | C5H0V36*K*AAA* |  |  | EA*5X48M21A*+WALLCON | *97CTN0601716A* | 33400 | 17.5 | 9 | 35200 | 25400 | 72.16% | 1.88 | 0 | 9.5 |  |  |  | No | R-454B | 2.7833 | Residential & Commercial | No
215670583 | Central HP <5.4 tons | KEEPRITE | HRCU-A-CB (Split System: Heat Pump with Remote Outdoor Unit-Air-Source) | C5H0V36*K*AAA* |  |  | ESH5X60M12A*+WALLCON | *96CTN0801714B* | 34400 | 17 | 8.5 | 34800 | 25000 | 71.84% | 1.78 | 0 | 9.5 |  |  |  | No | R-454B | 2.8667 | Residential & Commercial | No
212436230 | Central HP <5.4 tons | BOREAL | HRCU-A-C (Split System: Heat Pump with Remote Outdoor Unit with No Indoor Fan --Air Source) | ENVBR36HPJ1OA |  |  | ENVBR36C |  | 32000 | 15.2 | 8.5 | 34000 | 24000 | 70.59% | 1.8 | 0 | 9.5 |  |  |  | No | R-410A | 2.6667 | Residential & Commercial | No
215667793 | Central HP <5.4 tons | KEEPRITE | HRCU-A-CB (Split System: Heat Pump with Remote Outdoor Unit-Air-Source) | C5H0V24*K*AAA* |  |  | EA*5X37M17A*+WALLCON | *96CTN0401410B* | 23400 | 16 | 9 | 24000 | 16900 | 70.42% | 1.98 | 0 | 9.5 |  |  |  | No | R-454B | 1.95 | Residential & Commercial | No
215670563 | Central HP <5.4 tons | KEEPRITE | HRCU-A-CB (Split System: Heat Pump with Remote Outdoor Unit-Air-Source) | C5H0V36*K*AAA* |  |  | ESH5X60M12A*+WALLCON | *96CTN0401410B* | 33000 | 15.5 | 8.5 | 35000 | 25200 | 72% | 1.78 | 0 | 9 |  |  |  | No | R-454B | 2.75 | Residential & Commercial | No
215670413 | Central HP <5.4 tons | KEEPRITE | HRCU-A-CB (Split System: Heat Pump with Remote Outdoor Unit-Air-Source) | C5H0V36*K*AAA* |  |  | ESH5X60M12A*+WALLCON | *80CTL0701412B* | 34400 | 16.5 | 8.5 | 34800 | 25000 | 71.84% | 1.78 | 0 | 9.5 |  |  |  | No | R-454B | 2.8667 | Residential & Commercial | No
215681790 | Central HP <5.4 tons | KEEPRITE | HRCU-A-CB (Split System: Heat Pump with Remote Outdoor Unit-Air-Source) | C5H0V48*K*AAA* |  |  | EVM5X48M21A*+WALLCON | *80CSU1002120B* | 47000 | 18 | 9 | 50000 | 36400 | 72.8% | 2 | 0 | 9.5 |  |  |  | No | R-454B | 3.9167 | Residential & Commercial | No
215681360 | Central HP <5.4 tons | KEEPRITE | HRCU-A-CB (Split System: Heat Pump with Remote Outdoor Unit-Air-Source) | C5H0V48*K*AAA* |  |  | EA*5X48M21A*+WALLCON | *97CTN0802120A* | 44000 | 17.5 | 9 | 48500 | 34200 | 70.52% | 2.06 | 0 | 9.5 |  |  |  | No | R-454B | 3.6667 | Residential & Commercial | No
213297910 | Central HP <5.4 tons | FRASER-JOHNSTON | HRCU-A-CB (Split System: Heat Pump with Remote Outdoor Unit-Air-Source) | HMH72B341 |  |  | XAHC30CXXN1+TXV | Z8ET100C20LMPS1 | 32800 | 18.5 | 8.5 | 32000 | 22800 | 71.25% | 2.04 | 0 | 9.5 |  |  |  | No | R-410A | 2.7333 | Residential & Commercial | No
213297985 | Central HP <5.4 tons | FRASER-JOHNSTON | HRCU-A-CB (Split System: Heat Pump with Remote Outdoor Unit-Air-Source) | HMH72B341 |  |  | XAHB36DXXN1+TXV | Z8ES100B12LMPS1 | 33400 | 17.5 | 8.1 | 32800 | 23200 | 70.73% | 2.02 | 0 | 9.5 |  |  |  | No | R-410A | 2.7833 | Residential & Commercial | No
213297965 | Central HP <5.4 tons | FRASER-JOHNSTON | HRCU-A-CB (Split System: Heat Pump with Remote Outdoor Unit-Air-Source) | HMH72B341 |  |  | XAHC36DXXN1+TXV | Z8ES100C16LMPS1 | 34000 | 17.5 | 8.1 | 33400 | 24000 | 71.86% | 2.08 | 0 | 9.5 |  |  |  | No | R-410A | 2.8333 | Residential & Commercial | No
215681351 | Central HP <5.4 tons | KENMORE | HRCU-A-CB (Split System: Heat Pump with Remote Outdoor Unit-Air-Source) | (C,H,T)5H0V48*K*AAA* |  |  | EA*5X48M21A*+WALLCON | *97CTN0801716A* | 44000 | 17 | 9 | 49000 | 34600 | 70.61% | 2.04 | 0 | 9 |  |  |  | No | R-454B | 3.6667 | Residential & Commercial | No
215748025 | Central HP <5.4 tons | Connect M | HRCU-A-CB (Split System: Heat Pump with Remote Outdoor Unit-Air-Source) | CNTM16DHP48AA |  |  | CNTM16DAH48AA |  | 47000 | 15.6 | 9.4 | 50000 | 46000 | 92% | 1.9 | 8.5 | 8.2 |  |  |  | No | R-410A | 3.9167 | Residential & Commercial | No
215677441 | Central HP <5.4 tons | KENMORE | HRCU-A-CB (Split System: Heat Pump with Remote Outdoor Unit-Air-Source) | (C,H,T)5H0V60*K*AAA* |  |  | EVD5X60M24A*+WALLCON | *80CSU1002120A* | 56500 | 18 | 9 | 63000 | 44500 | 70.63% | 2.08 | 0 | 9 |  |  |  | No | R-454B | 4.7083 | Residential & Commercial | No
215677191 | Central HP <5.4 tons | KENMORE | HRCU-A-CB (Split System: Heat Pump with Remote Outdoor Unit-Air-Source) | (C,H,T)5H0V60*K*AAA* |  |  | EVM5X60M24A*+WALLCON | *97CMN1202422B* | 56500 | 18.5 | 9 | 63000 | 44500 | 70.63% | 2.08 | 0 | 9 |  |  |  | No | R-454B | 4.7083 | Residential & Commercial | No
215677041 | Central HP <5.4 tons | KENMORE | HRCU-A-CB (Split System: Heat Pump with Remote Outdoor Unit-Air-Source) | (C,H,T)5H0V60*K*AAA* |  |  | EVM5X60M21A*+WALLCON | *95CSU1002122B* | 57000 | 18 | 9 | 63500 | 44500 | 70.08% | 2.08 | 0 | 9 |  |  |  | No | R-454B | 4.75 | Residential & Commercial | No
215676121 | Central HP <5.4 tons | KENMORE | HRCU-A-CB (Split System: Heat Pump with Remote Outdoor Unit-Air-Source) | (C,H,T)5H0V48*K*AAA* |  |  | EVD5X48M21A*+WALLCON | *80CTL0701716B* | 46500 | 18 | 9 | 50000 | 36800 | 73.6% | 1.98 | 0 | 9.5 |  |  |  | No | R-454B | 3.875 | Residential & Commercial | No
215675301 | Central HP <5.4 tons | KENMORE | HRCU-A-CB (Split System: Heat Pump with Remote Outdoor Unit-Air-Source) | (C,H,T)5H0V48*K*AAA* |  |  | ESH5X60M12A*+WALLCON | *97CMN1002122B* | 45500 | 16.5 | 8.5 | 48000 | 33800 | 70.42% | 2.08 | 0 | 9.5 |  |  |  | No | R-454B | 3.7917 | Residential & Commercial | No
215679530 | Central HP <5.4 tons | KEEPRITE | HRCU-A-CB (Split System: Heat Pump with Remote Outdoor Unit-Air-Source) | C5H0V36*K*AAA* |  |  | EA*5X48M21A*+WALLCON | *97CTN0801716A* | 33600 | 17.5 | 9 | 35200 | 25200 | 71.59% | 1.88 | 0 | 9.5 |  |  |  | No | R-454B | 2.8 | Residential & Commercial | No
215679730 | Central HP <5.4 tons | KEEPRITE | HRCU-A-CB (Split System: Heat Pump with Remote Outdoor Unit-Air-Source) | C5H0V36*K*AAA* |  |  | ESH5X36M12A*+WALLCON | *80CSU0601716B* | 33800 | 16.5 | 8.5 | 35600 | 25400 | 71.35% | 1.76 | 0 | 9.5 |  |  |  | No | R-454B | 2.8167 | Residential & Commercial | No
215674441 | Central HP <5.4 tons | KEEPRITE | HRCU-A-CB (Split System: Heat Pump with Remote Outdoor Unit-Air-Source) | C5H0V48*K*AAA* |  |  | EA*5X61M21A*+WALLCON | *96CTN0801714B* | 45500 | 17.5 | 9 | 48000 | 33600 | 70% | 2.08 | 0 | 9.5 |  |  |  | No | R-454B | 3.7917 | Residential & Commercial | No
215674221 | Central HP <5.4 tons | KEEPRITE | HRCU-A-CB (Split System: Heat Pump with Remote Outdoor Unit-Air-Source) | C5H0V48*K*AAA* |  |  | EA*5X60M24A*+WALLCON | *95CSU0802120B* | 45000 | 17.5 | 9 | 47500 | 33600 | 70.74% | 2.08 | 0 | 9.5 |  |  |  | No | R-454B | 3.75 | Residential & Commercial | No
215675150 | Central HP <5.4 tons | KEEPRITE | HRCU-A-CB (Split System: Heat Pump with Remote Outdoor Unit-Air-Source) | C5H0V48*K*AAA* |  |  | ESH5X60M12A*+WALLCON | *80CSU1002120A* | 45500 | 16.5 | 8.5 | 48000 | 33800 | 70.42% | 2.06 | 0 | 9.5 |  |  |  | No | R-454B | 3.7917 | Residential & Commercial | No
215670027 | Central HP <5.4 tons | KEEPRITE | HRCU-A-CB (Split System: Heat Pump with Remote Outdoor Unit-Air-Source) | C5H0V36*K*AAA* |  |  | ESH5X42M12A*+WALLCON | *95CSU0601716B* | 33800 | 16 | 8.5 | 35600 | 25400 | 71.35% | 1.78 | 0 | 9 |  |  |  | No | R-454B | 2.8167 | Residential & Commercial | No
215670043 | Central HP <5.4 tons | KEEPRITE | HRCU-A-CB (Split System: Heat Pump with Remote Outdoor Unit-Air-Source) | C5H0V36*K*AAA* |  |  | ESH5X42M12A*+WALLCON | *95CSU1002122B* | 34000 | 16.5 | 8.5 | 35600 | 25200 | 70.79% | 1.78 | 0 | 9.5 |  |  |  | No | R-454B | 2.8333 | Residential & Commercial | No
211712331 | Central HP <5.4 tons | ARCOAIRE | HRCU-A-CB (Split System: Heat Pump with Remote Outdoor Unit-Air-Source) | DLCURAH30ABK |  |  | EA*4X42L21A* | *80ESU0401712A* | 30400 | 15.2 | 8.1 | 34200 | 27000 | 78.95% | 1.8 | 0 | 9 |  |  |  | No | R-410A | 2.5333 | Residential & Commercial | No
215669931 | Central HP <5.4 tons | KEEPRITE | HRCU-A-CB (Split System: Heat Pump with Remote Outdoor Unit-Air-Source) | C5H0V36*K*AAA* |  |  | ESH5X36M12A*+WALLCON | *96CTN1202422B* | 33800 | 16 | 8.5 | 35800 | 25400 | 70.95% | 1.76 | 0 | 9.5 |  |  |  | No | R-454B | 2.8167 | Residential & Commercial | No
215668825 | Central HP <5.4 tons | KEEPRITE | HRCU-A-CB (Split System: Heat Pump with Remote Outdoor Unit-Air-Source) | C5H0V36*K*AAA* |  |  | EA*5X42M21A*+WALLCON | *80CTL0701716B* | 33000 | 17.5 | 9 | 36000 | 25800 | 71.67% | 1.86 | 0 | 9.5 |  |  |  | No | R-454B | 2.75 | Residential & Commercial | No
215668802 | Central HP <5.4 tons | KENMORE | HRCU-A-CB (Split System: Heat Pump with Remote Outdoor Unit-Air-Source) | (C,H,T)5H0V36*K*AAA* |  |  | EA*5X42M21A*+WALLCON | *80CSU0601716A* | 33000 | 17.5 | 8.5 | 35800 | 25600 | 71.51% | 1.86 | 0 | 9.5 |  |  |  | No | R-454B | 2.75 | Residential & Commercial | No
211240525 | Central HP <5.4 tons | ARCOAIRE | HRCU-A-CB (Split System: Heat Pump with Remote Outdoor Unit-Air-Source) | DLCURAH24ABK |  |  | EA*4X24L17A* | *96VTN0401712A* | 23000 | 15.5 | 8.5 | 26400 | 26000 | 98.48% | 2.18 | 0 | 9.5 |  |  |  | No | R-410A | 1.9167 | Residential & Commercial | No
215679791 | Central HP <5.4 tons | KENMORE | HRCU-A-CB (Split System: Heat Pump with Remote Outdoor Unit-Air-Source) | (C,H,T)5H0V36*K*AAA* |  |  | ESH5X42M12A*+WALLCON | *96CTN0802120B* | 34000 | 16 | 8.5 | 35600 | 25200 | 70.79% | 1.76 | 0 | 9.5 |  |  |  | No | R-454B | 2.8333 | Residential & Commercial | No
215679841 | Central HP <5.4 tons | KENMORE | HRCU-A-CB (Split System: Heat Pump with Remote Outdoor Unit-Air-Source) | (C,H,T)5H0V36*K*AAA* |  |  | ESH5X42M12A*+WALLCON | *97CTN0802120A* | 34000 | 16 | 8.5 | 35600 | 25200 | 70.79% | 1.76 | 0 | 9.5 |  |  |  | No | R-454B | 2.8333 | Residential & Commercial | No
215682781 | Central HP <5.4 tons | KENMORE | HRCU-A-CB (Split System: Heat Pump with Remote Outdoor Unit-Air-Source) | (C,H,T)5H0V60*K*AAA* |  |  | ESH5X60M12A*+WALLCON | *97CTN1002122A* | 55500 | 17 | 8.5 | 60000 | 42000 | 70% | 1.9 | 0 | 9 |  |  |  | No | R-454B | 4.625 | Residential & Commercial | No
215682631 | Central HP <5.4 tons | KENMORE | HRCU-A-CB (Split System: Heat Pump with Remote Outdoor Unit-Air-Source) | (C,H,T)5H0V60*K*AAA* |  |  | EA*5X60M24A*+WALLCON | *97CTN1202422A* | 55000 | 18.5 | 9 | 59000 | 41500 | 70.34% | 2.02 | 0 | 9 |  |  |  | No | R-454B | 4.5833 | Residential & Commercial | No
215678051 | Central HP <5.4 tons | KENMORE | HRCU-A-CB (Split System: Heat Pump with Remote Outdoor Unit-Air-Source) | (C,H,T)5H0V60*K*AAA* |  |  | ESH5X60M12A*+WALLCON | *80CSU1002120A* | 55500 | 17 | 8.5 | 60000 | 42000 | 70% | 1.9 | 0 | 8.5 |  |  |  | No | R-454B | 4.625 | Residential & Commercial | No
215683071 | Central HP <5.4 tons | KENMORE | HRCU-A-CB (Split System: Heat Pump with Remote Outdoor Unit-Air-Source) | (C,H,T)5H0V60*K*AAA* |  |  | EVD5X60M24A*+WALLCON | *80CSU0802120B* | 57000 | 18 | 9 | 62500 | 44000 | 70.4% | 2.1 | 0 | 9.5 |  |  |  | No | R-454B | 4.75 | Residential & Commercial | No
213076511 | Central HP <5.4 tons | ARCOAIRE | HRCU-A-CB (Split System: Heat Pump with Remote Outdoor Unit-Air-Source) | DLCURAH36ABK |  |  | EA*4X42L21A* | *80VTL0701716B* | 35000 | 16 | 8.1 | 38500 | 35000 | 90.91% | 1.86 | 0 | 9.5 |  |  |  | No | R-410A | 2.9167 | Residential & Commercial | No
215669100 | Central HP <5.4 tons | KENMORE | HRCU-A-CB (Split System: Heat Pump with Remote Outdoor Unit-Air-Source) | (C,H,T)5H0V36*K*AAA* |  |  | EA*5X48M21A*+WALLCON | *80CSU0401712A* | 33800 | 18 | 9 | 35000 | 25000 | 71.43% | 1.88 | 0 | 9.5 |  |  |  | No | R-454B | 2.8167 | Residential & Commercial | No
215681461 | Central HP <5.4 tons | KENMORE | HRCU-A-CB (Split System: Heat Pump with Remote Outdoor Unit-Air-Source) | (C,H,T)5H0V48*K*AAA* |  |  | EA*5X61M21A*+WALLCON | *80CSU0601716B* | 46000 | 17.5 | 9 | 48000 | 33800 | 70.42% | 2.08 | 0 | 9.5 |  |  |  | No | R-454B | 3.8333 | Residential & Commercial | No
215670313 | Central HP <5.4 tons | KEEPRITE | HRCU-A-CB (Split System: Heat Pump with Remote Outdoor Unit-Air-Source) | C5H0V36*K*AAA* |  |  | ESH5X48M12A*+WALLCON | *97CMN1002122B* | 34200 | 17 | 8.5 | 35400 | 25200 | 71.19% | 1.9 | 0 | 9.5 |  |  |  | No | R-454B | 2.85 | Residential & Commercial | No
215669763 | Central HP <5.4 tons | KEEPRITE | HRCU-A-CB (Split System: Heat Pump with Remote Outdoor Unit-Air-Source) | C5H0V36*K*AAA* |  |  | ESH5X36M12A*+WALLCON | *80CSU1002120A* | 33600 | 16 | 8.5 | 35800 | 25400 | 70.95% | 1.78 | 0 | 9.5 |  |  |  | No | R-454B | 2.8 | Residential & Commercial | No
215669025 | Central HP <5.4 tons | KEEPRITE | HRCU-A-CB (Split System: Heat Pump with Remote Outdoor Unit-Air-Source) | C5H0V36*K*AAA* |  |  | EA*5X43M21A*+WALLCON | *95CSU0601716B* | 34400 | 17.5 | 9 | 35400 | 25200 | 71.19% | 1.88 | 0 | 9.5 |  |  |  | No | R-454B | 2.8667 | Residential & Commercial | No
215679850 | Central HP <5.4 tons | KEEPRITE | HRCU-A-CB (Split System: Heat Pump with Remote Outdoor Unit-Air-Source) | C5H0V36*K*AAA* |  |  | ESH5X42M12A*+WALLCON | *97CTN1002122A* | 34000 | 16.5 | 8.5 | 35600 | 25200 | 70.79% | 1.78 | 0 | 9.5 |  |  |  | No | R-454B | 2.8333 | Residential & Commercial | No
215681320 | Central HP <5.4 tons | KEEPRITE | HRCU-A-CB (Split System: Heat Pump with Remote Outdoor Unit-Air-Source) | C5H0V48*K*AAA* |  |  | EA*5X48M21A*+WALLCON | *80CSU0601716B* | 44000 | 17 | 9 | 48500 | 34200 | 70.52% | 2.04 | 0 | 9.5 |  |  |  | No | R-454B | 3.6667 | Residential & Commercial | No
215674031 | Central HP <5.4 tons | KEEPRITE | HRCU-A-CB (Split System: Heat Pump with Remote Outdoor Unit-Air-Source) | C5H0V48*K*AAA* |  |  | EA*5X48M21A*+WALLCON | *80CTL0701716B* | 44000 | 17.5 | 9 | 49000 | 34400 | 70.2% | 2.04 | 0 | 9.5 |  |  |  | No | R-454B | 3.6667 | Residential & Commercial | No
215679711 | Central HP <5.4 tons | KENMORE | HRCU-A-CB (Split System: Heat Pump with Remote Outdoor Unit-Air-Source) | (C,H,T)5H0V36*K*AAA* |  |  | ESH5X36M12A*+WALLCON | *96CTN0802120B* | 33600 | 16 | 8.5 | 35800 | 25400 | 70.95% | 1.76 | 0 | 9.5 |  |  |  | No | R-454B | 2.8 | Residential & Commercial | No
215679911 | Central HP <5.4 tons | KENMORE | HRCU-A-CB (Split System: Heat Pump with Remote Outdoor Unit-Air-Source) | (C,H,T)5H0V36*K*AAA* |  |  | ESH5X48M12A*+WALLCON | *97CTN0802120A* | 34200 | 16 | 8.5 | 35400 | 25200 | 71.19% | 1.88 | 0 | 9.5 |  |  |  | No | R-454B | 2.85 | Residential & Commercial | No
215670193 | Central HP <5.4 tons | KEEPRITE | HRCU-A-CB (Split System: Heat Pump with Remote Outdoor Unit-Air-Source) | C5H0V36*K*AAA* |  |  | ESH5X48M12A*+WALLCON | *80CTL0702120B* | 34200 | 17 | 8.5 | 35400 | 25200 | 71.19% | 1.88 | 0 | 9.5 |  |  |  | No | R-454B | 2.85 | Residential & Commercial | No
215670393 | Central HP <5.4 tons | KEEPRITE | HRCU-A-CB (Split System: Heat Pump with Remote Outdoor Unit-Air-Source) | C5H0V36*K*AAA* |  |  | ESH5X60M12A*+WALLCON | *80CSU0601716A* | 34600 | 17 | 8.5 | 34600 | 25000 | 72.25% | 1.8 | 0 | 9.5 |  |  |  | No | R-454B | 2.8833 | Residential & Commercial | No
215670075 | Central HP <5.4 tons | KEEPRITE | HRCU-A-CB (Split System: Heat Pump with Remote Outdoor Unit-Air-Source) | C5H0V36*K*AAA* |  |  | ESH5X42M12A*+WALLCON | *97CMN1002122B* | 34000 | 16.5 | 8.5 | 35600 | 25200 | 70.79% | 1.78 | 0 | 9.5 |  |  |  | No | R-454B | 2.8333 | Residential & Commercial | No
215670107 | Central HP <5.4 tons | KEEPRITE | HRCU-A-CB (Split System: Heat Pump with Remote Outdoor Unit-Air-Source) | C5H0V36*K*AAA* |  |  | ESH5X42M12A*+WALLCON | *96CTN0801714B* | 33800 | 16.5 | 8.5 | 35600 | 25400 | 71.35% | 1.78 | 0 | 9.5 |  |  |  | No | R-454B | 2.8167 | Residential & Commercial | No
215670373 | Central HP <5.4 tons | KEEPRITE | HRCU-A-CB (Split System: Heat Pump with Remote Outdoor Unit-Air-Source) | C5H0V36*K*AAA* |  |  | ESH5X48M12A*+WALLCON | *96CTN1202422B* | 34200 | 17 | 8.5 | 35400 | 25200 | 71.19% | 1.9 | 0 | 9.5 |  |  |  | No | R-454B | 2.85 | Residential & Commercial | No
215670433 | Central HP <5.4 tons | KEEPRITE | HRCU-A-CB (Split System: Heat Pump with Remote Outdoor Unit-Air-Source) | C5H0V36*K*AAA* |  |  | ESH5X60M12A*+WALLCON | *80CTL0702120B* | 34600 | 17 | 8.5 | 34600 | 24800 | 71.68% | 1.8 | 0 | 9.5 |  |  |  | No | R-454B | 2.8833 | Residential & Commercial | No
215678151 | Central HP <5.4 tons | KENMORE | HRCU-A-CB (Split System: Heat Pump with Remote Outdoor Unit-Air-Source) | (C,H,T)5H0V60*K*AAA* |  |  | ESH5X60M12A*+WALLCON | *97CMN1002122B* | 55500 | 17 | 8.5 | 60000 | 42000 | 70% | 1.9 | 0 | 8.5 |  |  |  | No | R-454B | 4.625 | Residential & Commercial | No
215677801 | Central HP <5.4 tons | KENMORE | HRCU-A-CB (Split System: Heat Pump with Remote Outdoor Unit-Air-Source) | (C,H,T)5H0V60*K*AAA* |  |  | EA*5X60M24A*+WALLCON | *80CTL1352422B* | 55500 | 18.5 | 9 | 59000 | 41500 | 70.34% | 2.02 | 0 | 9 |  |  |  | No | R-454B | 4.625 | Residential & Commercial | No
215683121 | Central HP <5.4 tons | KENMORE | HRCU-A-CB (Split System: Heat Pump with Remote Outdoor Unit-Air-Source) | (C,H,T)5H0V60*K*AAA* |  |  | EVD5X61M21A*+WALLCON | *96CTN0802120B* | 57000 | 18.5 | 9 | 64000 | 45000 | 70.31% | 2.08 | 0 | 9 |  |  |  | No | R-454B | 4.75 | Residential & Commercial | No
215682701 | Central HP <5.4 tons | KENMORE | HRCU-A-CB (Split System: Heat Pump with Remote Outdoor Unit-Air-Source) | (C,H,T)5H0V60*K*AAA* |  |  | EA*5X61M24A*+WALLCON | *97CTN1002122A* | 56000 | 18.5 | 9 | 60000 | 42000 | 70% | 2.02 | 0 | 9 |  |  |  | No | R-454B | 4.6667 | Residential & Commercial | No
215676161 | Central HP <5.4 tons | KENMORE | HRCU-A-CB (Split System: Heat Pump with Remote Outdoor Unit-Air-Source) | (C,H,T)5H0V48*K*AAA* |  |  | EVD5X48M21A*+WALLCON | *96CTN0801714B* | 46500 | 18 | 9 | 50000 | 35600 | 71.2% | 2 | 0 | 9.5 |  |  |  | No | R-454B | 3.875 | Residential & Commercial | No
215675361 | Central HP <5.4 tons | KENMORE | HRCU-A-CB (Split System: Heat Pump with Remote Outdoor Unit-Air-Source) | (C,H,T)5H0V48*K*AAA* |  |  | EVM5X48M21A*+WALLCON | *80CSU0601716A* | 47000 | 18 | 9 | 50000 | 36400 | 72.8% | 1.98 | 0 | 9.5 |  |  |  | No | R-454B | 3.9167 | Residential & Commercial | No
215678141 | Central HP <5.4 tons | KENMORE | HRCU-A-CB (Split System: Heat Pump with Remote Outdoor Unit-Air-Source) | (C,H,T)5H0V60*K*AAA* |  |  | ESH5X60M12A*+WALLCON | *97CMN0802120B* | 55500 | 17 | 8.5 | 60000 | 42000 | 70% | 1.9 | 0 | 8.5 |  |  |  | No | R-454B | 4.625 | Residential & Commercial | No
215748026 | Central HP <5.4 tons | Connect M | HRCU-A-CB (Split System: Heat Pump with Remote Outdoor Unit-Air-Source) | CNTM16DHP60AA |  |  | CNTM16DAH60AA |  | 55000 | 15.3 | 9.4 | 59000 | 48500 | 82.2% | 1.91 | 9 | 8.8 |  |  |  | No | R-410A | 4.5833 | Residential & Commercial | No
213078391 | Central HP <5.4 tons | ARCOAIRE | HRCU-A-CB (Split System: Heat Pump with Remote Outdoor Unit-Air-Source) | DLCURAH36ABK |  |  | EA*4X36L21A* | *80MS(N,L)0902116A* | 34800 | 16.5 | 8.1 | 38500 | 35200 | 91.43% | 1.82 | 0 | 9.5 |  |  |  | No | R-410A | 2.9 | Residential & Commercial | No
215670283 | Central HP <5.4 tons | KEEPRITE | HRCU-A-CB (Split System: Heat Pump with Remote Outdoor Unit-Air-Source) | C5H0V36*K*AAA* |  |  | ESH5X48M12A*+WALLCON | *97CMN0602120B* | 34000 | 16.5 | 8.5 | 35600 | 25400 | 71.35% | 1.76 | 0 | 9.5 |  |  |  | No | R-454B | 2.8333 | Residential & Commercial | No
215670303 | Central HP <5.4 tons | KEEPRITE | HRCU-A-CB (Split System: Heat Pump with Remote Outdoor Unit-Air-Source) | C5H0V36*K*AAA* |  |  | ESH5X48M12A*+WALLCON | *97CMN0802120B* | 34200 | 16.5 | 8.5 | 35400 | 25200 | 71.19% | 1.88 | 0 | 9.5 |  |  |  | No | R-454B | 2.85 | Residential & Commercial | No
215669755 | Central HP <5.4 tons | KEEPRITE | HRCU-A-CB (Split System: Heat Pump with Remote Outdoor Unit-Air-Source) | C5H0V36*K*AAA* |  |  | ESH5X36M12A*+WALLCON | *80CSU0601716A* | 33600 | 16.5 | 8.5 | 35800 | 25600 | 71.51% | 1.76 | 0 | 9.5 |  |  |  | No | R-454B | 2.8 | Residential & Commercial | No
215670067 | Central HP <5.4 tons | KEEPRITE | HRCU-A-CB (Split System: Heat Pump with Remote Outdoor Unit-Air-Source) | C5H0V36*K*AAA* |  |  | ESH5X42M12A*+WALLCON | *97CMN0802120B* | 34000 | 16.5 | 8.5 | 35600 | 25200 | 70.79% | 1.78 | 0 | 9.5 |  |  |  | No | R-454B | 2.8333 | Residential & Commercial | No
215681731 | Central HP <5.4 tons | KENMORE | HRCU-A-CB (Split System: Heat Pump with Remote Outdoor Unit-Air-Source) | (C,H,T)5H0V48*K*AAA* |  |  | ESH5X60M12A*+WALLCON | *97CTN0802120A* | 45500 | 16.5 | 8.5 | 48000 | 33800 | 70.42% | 2.06 | 0 | 9.5 |  |  |  | No | R-454B | 3.7917 | Residential & Commercial | No
213297310 | Central HP <5.4 tons | FRASER-JOHNSTON | HRCU-A-CB (Split System: Heat Pump with Remote Outdoor Unit-Air-Source) | HMH72B341 |  |  | XAFC36DXXN1+TXV | Z8ET080C16LMPS1 | 34000 | 18.5 | 8.5 | 33400 | 24200 | 72.46% | 2.14 | 0 | 9.5 |  |  |  | No | R-410A | 2.8333 | Residential & Commercial | No
213297925 | Central HP <5.4 tons | FRASER-JOHNSTON | HRCU-A-CB (Split System: Heat Pump with Remote Outdoor Unit-Air-Source) | HMH72B341 |  |  | XAFB36DXXN1+TXV | Z8ET080B12LMPS1 | 34000 | 18.5 | 8.1 | 33400 | 24000 | 71.86% | 2.08 | 0 | 9.5 |  |  |  | No | R-410A | 2.8333 | Residential & Commercial | No
213297835 | Central HP <5.4 tons | FRASER-JOHNSTON | HRCU-A-CB (Split System: Heat Pump with Remote Outdoor Unit-Air-Source) | HMH72B341 |  |  | XAUB30CXXN1+TXV | Z8ES080B12LMPS1 | 33000 | 18 | 8.5 | 33000 | 23400 | 70.91% | 2.04 | 0 | 9.5 |  |  |  | No | R-410A | 2.75 | Residential & Commercial | No
213297905 | Central HP <5.4 tons | FRASER-JOHNSTON | HRCU-A-CB (Split System: Heat Pump with Remote Outdoor Unit-Air-Source) | HMH72B341 |  |  | XAUB36DXXN1+TXV | Z9ES060A10SMPS1 | 33400 | 18.5 | 8.1 | 32800 | 23200 | 70.73% | 2.02 | 0 | 9.5 |  |  |  | No | R-410A | 2.7833 | Residential & Commercial | No
215682141 | Central HP <5.4 tons | KENMORE | HRCU-A-CB (Split System: Heat Pump with Remote Outdoor Unit-Air-Source) | (C,H,T)5H0V48*K*AAA* |  |  | EVD5X48M21A*+WALLCON | *80CSU1002120B* | 47000 | 18 | 9 | 50000 | 36400 | 72.8% | 2.02 | 0 | 9.5 |  |  |  | No | R-454B | 3.9167 | Residential & Commercial | No
215681321 | Central HP <5.4 tons | KENMORE | HRCU-A-CB (Split System: Heat Pump with Remote Outdoor Unit-Air-Source) | (C,H,T)5H0V48*K*AAA* |  |  | EA*5X48M21A*+WALLCON | *80CSU0601716B* | 44000 | 17 | 9 | 48500 | 34200 | 70.52% | 2.04 | 0 | 9.5 |  |  |  | No | R-454B | 3.6667 | Residential & Commercial | No
211227739 | Central HP <5.4 tons | ARCOAIRE | HRCU-A-CB (Split System: Heat Pump with Remote Outdoor Unit-Air-Source) | DLCURAH36ABK |  |  | EA*4X42L21A* | OMV112K14A | 35200 | 15.5 | 8.1 | 38500 | 35200 | 91.43% | 1.86 | 0 | 9.5 |  |  |  | No | R-410A | 2.9333 | Residential & Commercial | No
215681600 | Central HP <5.4 tons | KEEPRITE | HRCU-A-CB (Split System: Heat Pump with Remote Outdoor Unit-Air-Source) | C5H0V48*K*AAA* |  |  | ESH5X48M12A*+WALLCON | *80CSU0601716B* | 45000 | 16 | 8.5 | 49000 | 34400 | 70.2% | 2.04 | 0 | 9 |  |  |  | No | R-454B | 3.75 | Residential & Commercial | No
215681300 | Central HP <5.4 tons | KEEPRITE | HRCU-A-CB (Split System: Heat Pump with Remote Outdoor Unit-Air-Source) | C5H0V48*K*AAA* |  |  | EA*5X48M21A*+WALLCON | *96CTN0802120B* | 44000 | 17.5 | 9 | 48500 | 34200 | 70.52% | 2.06 | 0 | 9.5 |  |  |  | No | R-454B | 3.6667 | Residential & Commercial | No
215681450 | Central HP <5.4 tons | KEEPRITE | HRCU-A-CB (Split System: Heat Pump with Remote Outdoor Unit-Air-Source) | C5H0V48*K*AAA* |  |  | EA*5X61M21A*+WALLCON | *80CSU0401712B* | 46000 | 18 | 9 | 47500 | 33600 | 70.74% | 2.06 | 0 | 9.5 |  |  |  | No | R-454B | 3.8333 | Residential & Commercial | No
215669033 | Central HP <5.4 tons | KEEPRITE | HRCU-A-CB (Split System: Heat Pump with Remote Outdoor Unit-Air-Source) | C5H0V36*K*AAA* |  |  | EA*5X43M21A*+WALLCON | *95CSU0802120B* | 34400 | 17.5 | 9 | 35400 | 25200 | 71.19% | 1.88 | 0 | 9.5 |  |  |  | No | R-454B | 2.8667 | Residential & Commercial | No
215668561 | Central HP <5.4 tons | KEEPRITE | HRCU-A-CB (Split System: Heat Pump with Remote Outdoor Unit-Air-Source) | C5H0V36*K*AAA* |  |  | EA*5X37M17A*+WALLCON | *80CTL0701412B* | 33800 | 17.5 | 9 | 35800 | 25600 | 71.51% | 1.86 | 0 | 9.5 |  |  |  | No | R-454B | 2.8167 | Residential & Commercial | No
215668799 | Central HP <5.4 tons | COMFORTMAKER | HRCU-A-CB (Split System: Heat Pump with Remote Outdoor Unit-Air-Source) | C5H0V36*K*AAA* |  |  | EA*5X42M21A*+WALLCON | *80CSU0601716A* | 33000 | 17.5 | 8.5 | 35800 | 25600 | 71.51% | 1.86 | 0 | 9.5 |  |  |  | No | R-454B | 2.75 | Residential & Commercial | No
215669057 | Central HP <5.4 tons | KEEPRITE | HRCU-A-CB (Split System: Heat Pump with Remote Outdoor Unit-Air-Source) | C5H0V36*K*AAA* |  |  | EA*5X43M21A*+WALLCON | *97CMN0801714B* | 34200 | 18 | 9 | 35400 | 25400 | 71.75% | 1.88 | 0 | 9.5 |  |  |  | No | R-454B | 2.85 | Residential & Commercial | No
215669239 | Central HP <5.4 tons | KEEPRITE | HRCU-A-CB (Split System: Heat Pump with Remote Outdoor Unit-Air-Source) | C5H0V36*K*AAA* |  |  | EA*5X48M21A*+WALLCON | *97CMN0801714B* | 33600 | 17.5 | 9 | 35200 | 25200 | 71.59% | 1.88 | 0 | 9.5 |  |  |  | No | R-454B | 2.8 | Residential & Commercial | No
215674121 | Central HP <5.4 tons | KEEPRITE | HRCU-A-CB (Split System: Heat Pump with Remote Outdoor Unit-Air-Source) | C5H0V48*K*AAA* |  |  | EA*5X48M21A*+WALLCON | *97CMN0802120B* | 44000 | 17.5 | 9 | 48500 | 34200 | 70.52% | 2.06 | 0 | 9.5 |  |  |  | No | R-454B | 3.6667 | Residential & Commercial | No
215674990 | Central HP <5.4 tons | KEEPRITE | HRCU-A-CB (Split System: Heat Pump with Remote Outdoor Unit-Air-Source) | C5H0V48*K*AAA* |  |  | ESH5X48M12A*+WALLCON | *97CMN0801714B* | 44500 | 16 | 8.5 | 49500 | 34800 | 70.3% | 1.92 | 0 | 9 |  |  |  | No | R-454B | 3.7083 | Residential & Commercial | No
215675140 | Central HP <5.4 tons | KEEPRITE | HRCU-A-CB (Split System: Heat Pump with Remote Outdoor Unit-Air-Source) | C5H0V48*K*AAA* |  |  | ESH5X60M12A*+WALLCON | *80CSU0802120A* | 45500 | 17 | 8.5 | 48000 | 33600 | 70% | 2.08 | 0 | 9.5 |  |  |  | No | R-454B | 3.7917 | Residential & Commercial | No
215681740 | Central HP <5.4 tons | KEEPRITE | HRCU-A-CB (Split System: Heat Pump with Remote Outdoor Unit-Air-Source) | C5H0V48*K*AAA* |  |  | ESH5X60M12A*+WALLCON | *97CTN1002122A* | 45500 | 16.5 | 8.5 | 48000 | 33800 | 70.42% | 2.08 | 0 | 9.5 |  |  |  | No | R-454B | 3.7917 | Residential & Commercial | No
215681308 | Central HP <5.4 tons | COMFORTMAKER | HRCU-A-CB (Split System: Heat Pump with Remote Outdoor Unit-Air-Source) | C5H0V48*K*AAA* |  |  | EA*5X48M21A*+WALLCON | *80CSU0401712B* | 44000 | 17.5 | 9 | 48500 | 34000 | 70.1% | 2.04 | 0 | 9.5 |  |  |  | No | R-454B | 3.6667 | Residential & Commercial | No
215669189 | Central HP <5.4 tons | KEEPRITE | HRCU-A-CB (Split System: Heat Pump with Remote Outdoor Unit-Air-Source) | C5H0V36*K*AAA* |  |  | EA*5X48M21A*+WALLCON | *95CSU0601716B* | 33600 | 17.5 | 9 | 35200 | 25200 | 71.59% | 1.88 | 0 | 9.5 |  |  |  | No | R-454B | 2.8 | Residential & Commercial | No
212985279 | Central HP <5.4 tons | ARCOAIRE | HRCU-A-CB (Split System: Heat Pump with Remote Outdoor Unit-Air-Source) | DLCURAH30ABK |  |  | EA*4X42L21A* | *92MSN1002120A* | 30200 | 15.2 | 8.1 | 34200 | 27400 | 80.12% | 1.8 | 0 | 9 |  |  |  | No | R-410A | 2.5167 | Residential & Commercial | No
212987751 | Central HP <5.4 tons | ARCOAIRE | HRCU-A-CB (Split System: Heat Pump with Remote Outdoor Unit-Air-Source) | DLCURAH30ABK |  |  | EA*4X42L24A* | *96MSN0802120A* | 29800 | 15.2 | 8.1 | 34200 | 27600 | 80.7% | 1.8 | 0 | 9 |  |  |  | No | R-410A | 2.4833 | Residential & Commercial | No
213077038 | Central HP <5.4 tons | ARCOAIRE | HRCU-A-CB (Split System: Heat Pump with Remote Outdoor Unit-Air-Source) | DLCURAH36ABK |  |  | EA*4X36L21A* | *96VSN0802120B* | 34800 | 16 | 8.1 | 38500 | 35200 | 91.43% | 1.82 | 0 | 9.5 |  |  |  | No | R-410A | 2.9 | Residential & Commercial | No
215682111 | Central HP <5.4 tons | KENMORE | HRCU-A-CB (Split System: Heat Pump with Remote Outdoor Unit-Air-Source) | (C,H,T)5H0V48*K*AAA* |  |  | EVD5X48M21A*+WALLCON | *80CSU0401712B* | 47000 | 18 | 9 | 50000 | 36400 | 72.8% | 2.02 | 0 | 9.5 |  |  |  | No | R-454B | 3.9167 | Residential & Commercial | No
215669995 | Central HP <5.4 tons | KEEPRITE | HRCU-A-CB (Split System: Heat Pump with Remote Outdoor Unit-Air-Source) | C5H0V36*K*AAA* |  |  | ESH5X42M12A*+WALLCON | *80CTL0901716B* | 34000 | 16.5 | 8.5 | 35600 | 25400 | 71.35% | 1.76 | 0 | 9.5 |  |  |  | No | R-454B | 2.8333 | Residential & Commercial | No
215679238 | Central HP <5.4 tons | COMFORTMAKER | HRCU-A-CB (Split System: Heat Pump with Remote Outdoor Unit-Air-Source) | C5H0V36*K*AAA* |  |  | EA*5X37M17A*+WALLCON | *80CSU0401712B* | 34200 | 17 | 9 | 35600 | 25400 | 71.35% | 1.88 | 0 | 9.5 |  |  |  | No | R-454B | 2.85 | Residential & Commercial | No
215682931 | Central HP <5.4 tons | KENMORE | HRCU-A-CB (Split System: Heat Pump with Remote Outdoor Unit-Air-Source) | (C,H,T)5H0V60*K*AAA* |  |  | EVM5X61M24A*+WALLCON | *96CTN0802120B* | 57500 | 18.5 | 9 | 64000 | 45000 | 70.31% | 2.08 | 0 | 9 |  |  |  | No | R-454B | 4.7917 | Residential & Commercial | No
215683131 | Central HP <5.4 tons | KENMORE | HRCU-A-CB (Split System: Heat Pump with Remote Outdoor Unit-Air-Source) | (C,H,T)5H0V60*K*AAA* |  |  | EVD5X61M21A*+WALLCON | *80CSU0401712B* | 56500 | 18 | 9 | 61500 | 43500 | 70.73% | 2.12 | 0 | 9.5 |  |  |  | No | R-454B | 4.7083 | Residential & Commercial | No
212436232 | Central HP <5.4 tons | BOREAL | HRCU-A-C (Split System: Heat Pump with Remote Outdoor Unit with No Indoor Fan --Air Source) | ENVBR60HPJ1OA |  |  | ENVBR60C |  | 50500 | 15.2 | 8.5 | 53000 | 37200 | 70.19% | 1.8 | 0 | 9.5 |  |  |  | No | R-410A | 4.2083 | Residential & Commercial | No
211377408 | Central HP <5.4 tons | YORK | HRCU-A-CB (Split System: Heat Pump with Remote Outdoor Unit-Air-Source) | HMH72B341 |  |  | XAHC36DBCN1 | TM9Y060B12MP11 | 33200 | 17.5 | 8.1 | 33400 | 23600 | 70.66% | 2 | 0 | 9.5 |  |  |  | No | R-410A | 2.7667 | Residential & Commercial | No
211377426 | Central HP <5.4 tons | YORK | HRCU-A-CB (Split System: Heat Pump with Remote Outdoor Unit-Air-Source) | HMH72B341 |  |  | XAFC36DBCN1 | TM9Y060B12MP11 | 34000 | 17.5 | 8.1 | 34000 | 24200 | 71.18% | 2.04 | 0 | 9.5 |  |  |  | No | R-410A | 2.8333 | Residential & Commercial | No
212925597 | Central HP <5.4 tons | TEMP SHIFT | HRCU-A-CB (Split System: Heat Pump with Remote Outdoor Unit-Air-Source) | TSMOE30U55HFN1M |  |  | TSMVC60HWFN1M |  | 55000 | 15.3 | 9.4 | 59000 | 48500 | 82.2% | 1.91 | 9 | 8.8 |  |  |  | No | R-410A | 4.5833 | Residential & Commercial | No
212986548 | Central HP <5.4 tons | BRYANT HEATING AND COOLING SYSTEMS | HRCU-A-CB (Split System: Heat Pump with Remote Outdoor Unit-Air-Source) | 38MURAQ24AB3* |  |  | CAP**3017AL* | 916SA36040M17*** | 23200 | 16 | 8.5 | 26400 | 25000 | 94.7% | 2.08 | 0 | 9.5 |  |  |  | No | R-410A | 1.9333 | Residential & Commercial | No
212986572 | Central HP <5.4 tons | BRYANT HEATING AND COOLING SYSTEMS | HRCU-A-CB (Split System: Heat Pump with Remote Outdoor Unit-Air-Source) | 38MURAQ24AB3* |  |  | CAP**3621AL* | 916SA36040M17*** | 23400 | 16 | 8.5 | 26200 | 24200 | 92.37% | 2 | 0 | 9.5 |  |  |  | No | R-410A | 1.95 | Residential & Commercial | No
215679748 | Central HP <5.4 tons | COMFORTMAKER | HRCU-A-CB (Split System: Heat Pump with Remote Outdoor Unit-Air-Source) | C5H0V36*K*AAA* |  |  | ESH5X36M12A*+WALLCON | *97CTN0801716A* | 33400 | 16 | 8.5 | 36000 | 25600 | 71.11% | 1.76 | 0 | 9 |  |  |  | No | R-454B | 2.7833 | Residential & Commercial | No
215679798 | Central HP <5.4 tons | COMFORTMAKER | HRCU-A-CB (Split System: Heat Pump with Remote Outdoor Unit-Air-Source) | C5H0V36*K*AAA* |  |  | ESH5X42M12A*+WALLCON | *80CSU0401712B* | 34000 | 16.5 | 8.5 | 35600 | 25200 | 70.79% | 1.78 | 0 | 9.5 |  |  |  | No | R-454B | 2.8333 | Residential & Commercial | No
215670115 | Central HP <5.4 tons | KEEPRITE | HRCU-A-CB (Split System: Heat Pump with Remote Outdoor Unit-Air-Source) | C5H0V36*K*AAA* |  |  | ESH5X42M12A*+WALLCON | *96CTN1002122B* | 34000 | 16.5 | 8.5 | 35600 | 25200 | 70.79% | 1.78 | 0 | 9.5 |  |  |  | No | R-454B | 2.8333 | Residential & Commercial | No
215670213 | Central HP <5.4 tons | KEEPRITE | HRCU-A-CB (Split System: Heat Pump with Remote Outdoor Unit-Air-Source) | C5H0V36*K*AAA* |  |  | ESH5X48M12A*+WALLCON | *80CTL0902120B* | 34200 | 17 | 8.5 | 35400 | 25200 | 71.19% | 1.9 | 0 | 9.5 |  |  |  | No | R-454B | 2.85 | Residential & Commercial | No
215668961 | Central HP <5.4 tons | KEEPRITE | HRCU-A-CB (Split System: Heat Pump with Remote Outdoor Unit-Air-Source) | C5H0V36*K*AAA* |  |  | EA*5X43M21A*+WALLCON | *80CSU0601716A* | 34400 | 18 | 9 | 35400 | 25200 | 71.19% | 1.9 | 0 | 9.5 |  |  |  | No | R-454B | 2.8667 | Residential & Commercial | No
215667010 | Central HP <5.4 tons | KEEPRITE | HRCU-A-CB (Split System: Heat Pump with Remote Outdoor Unit-Air-Source) | C5H0V24*K*AAA* |  |  | EA*5X24M17A*+WALLCON | *80CTL0451712B* | 22600 | 16.5 | 9 | 24200 | 17000 | 70.25% | 1.94 | 0 | 9.5 |  |  |  | No | R-454B | 1.8833 | Residential & Commercial | No
215679260 | Central HP <5.4 tons | KEEPRITE | HRCU-A-CB (Split System: Heat Pump with Remote Outdoor Unit-Air-Source) | C5H0V36*K*AAA* |  |  | EA*5X37M17A*+WALLCON | *97CTN0601716A* | 33600 | 17 | 9 | 36000 | 25800 | 71.67% | 1.88 | 0 | 9 |  |  |  | No | R-454B | 2.8 | Residential & Commercial | No
212986128 | Central HP <5.4 tons | BRYANT HEATING AND COOLING SYSTEMS | HRCU-A-CB (Split System: Heat Pump with Remote Outdoor Unit-Air-Source) | 38MURAQ24AB3* |  |  | CAP**2414AL* | 916SA30040M14*** | 23200 | 16 | 8.5 | 27000 | 26600 | 98.52% | 2.22 | 0 | 9.5 |  |  |  | No | R-410A | 1.9333 | Residential & Commercial | No
215669199 | Central HP <5.4 tons | KEEPRITE | HRCU-A-CB (Split System: Heat Pump with Remote Outdoor Unit-Air-Source) | C5H0V36*K*AAA* |  |  | EA*5X48M21A*+WALLCON | *95CSU0802120B* | 33800 | 17.5 | 9 | 35000 | 25000 | 71.43% | 1.88 | 0 | 9.5 |  |  |  | No | R-454B | 2.8167 | Residential & Commercial | No
212983930 | Central HP <5.4 tons | BRYANT HEATING AND COOLING SYSTEMS | HRCU-A-CB (Split System: Heat Pump with Remote Outdoor Unit-Air-Source) | 38MURAQ30AB3* |  |  | CAP**3721AL* | 912SE42060M17*** | 30200 | 15.2 | 8.1 | 33400 | 26400 | 79.04% | 1.84 | 0 | 9 |  |  |  | No | R-410A | 2.5167 | Residential & Commercial | No
212984434 | Central HP <5.4 tons | BRYANT HEATING AND COOLING SYSTEMS | HRCU-A-CB (Split System: Heat Pump with Remote Outdoor Unit-Air-Source) | 38MURAQ30AB3* |  |  | CAP**3617AL* | 912SE48080M17*** | 29400 | 15.2 | 8.1 | 34000 | 28000 | 82.35% | 1.76 | 0 | 9 |  |  |  | No | R-410A | 2.45 | Residential & Commercial | No
213353810 | Central HP <5.4 tons | ARCOAIRE | HRCU-A-CB (Split System: Heat Pump with Remote Outdoor Unit-Air-Source) | DLCURAH30ABK |  |  | F5MA4*30L*B* |  | 30000 | 15.2 | 8.5 | 33600 | 27200 | 80.95% | 1.8 | 0 | 9 |  |  |  | No | R-410A | 2.5 | Residential & Commercial | No
212987760 | Central HP <5.4 tons | BRYANT HEATING AND COOLING SYSTEMS | HRCU-A-CB (Split System: Heat Pump with Remote Outdoor Unit-Air-Source) | 38MURAQ30AB3* |  |  | CAP**4321AL* | 916SA60080M21*** | 30200 | 15.2 | 8.1 | 33400 | 26400 | 79.04% | 1.84 | 0 | 9 |  |  |  | No | R-410A | 2.5167 | Residential & Commercial | No
212988060 | Central HP <5.4 tons | BRYANT HEATING AND COOLING SYSTEMS | HRCU-A-CB (Split System: Heat Pump with Remote Outdoor Unit-Air-Source) | 38MURAQ30AB3* |  |  | CAP**4224AL* | 916SA60100M21*** | 30000 | 15.2 | 8.5 | 34000 | 27200 | 80% | 1.8 | 0 | 9 |  |  |  | No | R-410A | 2.5 | Residential & Commercial | No
211377640 | Central HP <5.4 tons | YORK | HRCU-A-CB (Split System: Heat Pump with Remote Outdoor Unit-Air-Source) | HMH72B341 |  |  | XAFC36DBCN1 | TP9C080B12MP13 | 34000 | 17 | 8.1 | 34000 | 24400 | 71.76% | 2.06 | 0 | 9.5 |  |  |  | No | R-410A | 2.8333 | Residential & Commercial | No
211377372 | Central HP <5.4 tons | YORK | HRCU-A-CB (Split System: Heat Pump with Remote Outdoor Unit-Air-Source) | HMH72B341 |  |  | XAHC36DXXN1+TXV | TM9Y080B12MP11 | 33400 | 17.5 | 8.1 | 33600 | 24000 | 71.43% | 2.02 | 0 | 9.5 |  |  |  | No | R-410A | 2.7833 | Residential & Commercial | No
211377625 | Central HP <5.4 tons | YORK | HRCU-A-CB (Split System: Heat Pump with Remote Outdoor Unit-Air-Source) | HMH72B341 |  |  | XAHB30CXXN1+TXV | YP9C080B12MP13 | 32000 | 16.5 | 8.1 | 33400 | 23400 | 70.06% | 1.98 | 0 | 9 |  |  |  | No | R-410A | 2.6667 | Residential & Commercial | No
211377757 | Central HP <5.4 tons | YORK | HRCU-A-CB (Split System: Heat Pump with Remote Outdoor Unit-Air-Source) | HMH72B341 |  |  | XAFC36DBCN1 | YP9C060B12MP13 | 34000 | 17.5 | 8.1 | 34000 | 24200 | 71.18% | 2.06 | 0 | 9.5 |  |  |  | No | R-410A | 2.8333 | Residential & Commercial | No
211377760 | Central HP <5.4 tons | YORK | HRCU-A-CB (Split System: Heat Pump with Remote Outdoor Unit-Air-Source) | HMH72B341 |  |  | XAFC30CXXN1+TXV | TM9V060B12MP12 | 32600 | 17 | 8.1 | 33600 | 23600 | 70.24% | 2.02 | 0 | 9.5 |  |  |  | No | R-410A | 2.7167 | Residential & Commercial | No
211377810 | Central HP <5.4 tons | YORK | HRCU-A-CB (Split System: Heat Pump with Remote Outdoor Unit-Air-Source) | HMH72B341 |  |  | XAUB30CXXN1+TXV | YP9C060B12MP13 | 32600 | 17 | 8.1 | 33600 | 23600 | 70.24% | 2.02 | 0 | 9.5 |  |  |  | No | R-410A | 2.7167 | Residential & Commercial | No
212925596 | Central HP <5.4 tons | TEMP SHIFT | HRCU-A-CB (Split System: Heat Pump with Remote Outdoor Unit-Air-Source) | TSMOE30U48HFN1M[X1] |  |  | TSMVC48HWFN1M |  | 47000 | 15.6 | 9.4 | 50000 | 46000 | 92% | 1.9 | 8.5 | 8.2 |  |  |  | No | R-410A | 3.9167 | Residential & Commercial | No
215681490 | Central HP <5.4 tons | KEEPRITE | HRCU-A-CB (Split System: Heat Pump with Remote Outdoor Unit-Air-Source) | C5H0V48*K*AAA* |  |  | EA*5X61M21A*+WALLCON | *97CTN0801716A* | 45500 | 17.5 | 9 | 48000 | 34200 | 71.25% | 2.06 | 0 | 9.5 |  |  |  | No | R-454B | 3.7917 | Residential & Commercial | No
211377858 | Central HP <5.4 tons | YORK | HRCU-A-CB (Split System: Heat Pump with Remote Outdoor Unit-Air-Source) | HMH72B341 |  |  | XAHC36DXXN1+TXV | TM9E080C16MP12 | 34000 | 17.5 | 8.1 | 34000 | 24400 | 71.76% | 2.06 | 0 | 9.5 |  |  |  | No | R-410A | 2.8333 | Residential & Commercial | No
213077793 | Central HP <5.4 tons | BRYANT HEATING AND COOLING SYSTEMS | HRCU-A-CB (Split System: Heat Pump with Remote Outdoor Unit-Air-Source) | 38MURAQ36AB3* |  |  | CAP**4224AL* | 926TC66120V24*** | 35200 | 16 | 8.1 | 38500 | 35000 | 90.91% | 1.88 | 0 | 9.5 |  |  |  | No | R-410A | 2.9333 | Residential & Commercial | No
214280314 | Central HP <5.4 tons | KEEPRITE | HRCU-A-CB (Split System: Heat Pump with Remote Outdoor Unit-Air-Source) | DLCURAH36ABK |  |  | EA*4X48L21A* | *96MSN0601716A* | 35600 | 15.5 | 8.5 | 38000 | 34800 | 91.58% | 2.04 | 0 | 9.5 |  |  |  | No | R-410A | 2.9667 | Residential & Commercial | No
215682841 | Central HP <5.4 tons | KENMORE | HRCU-A-CB (Split System: Heat Pump with Remote Outdoor Unit-Air-Source) | (C,H,T)5H0V60*K*AAA* |  |  | EVM5X60M21A*+WALLCON | *80CSU1002120B* | 57000 | 18 | 9 | 63500 | 44500 | 70.08% | 2.08 | 0 | 9 |  |  |  | No | R-454B | 4.75 | Residential & Commercial | No
215681688 | Central HP <5.4 tons | COMFORTMAKER | HRCU-A-CB (Split System: Heat Pump with Remote Outdoor Unit-Air-Source) | C5H0V48*K*AAA* |  |  | ESH5X60M12A*+WALLCON | *80CSU0601716B* | 45500 | 17 | 8.5 | 48000 | 33800 | 70.42% | 2.08 | 0 | 9.5 |  |  |  | No | R-454B | 3.7917 | Residential & Commercial | No
215681718 | Central HP <5.4 tons | COMFORTMAKER | HRCU-A-CB (Split System: Heat Pump with Remote Outdoor Unit-Air-Source) | C5H0V48*K*AAA* |  |  | ESH5X60M12A*+WALLCON | *97CTN0801716A* | 45000 | 16 | 8.5 | 48500 | 34200 | 70.52% | 1.94 | 0 | 9 |  |  |  | No | R-454B | 3.75 | Residential & Commercial | No
212989538 | Central HP <5.4 tons | BRYANT HEATING AND COOLING SYSTEMS | HRCU-A-CB (Split System: Heat Pump with Remote Outdoor Unit-Air-Source) | 38MURAQ30AB3* |  |  | CAP**4221AL* | 935SB60080M21*** | 30000 | 15.2 | 8.1 | 34200 | 27600 | 80.7% | 1.8 | 0 | 9 |  |  |  | No | R-410A | 2.5 | Residential & Commercial | No
212985300 | Central HP <5.4 tons | BRYANT HEATING AND COOLING SYSTEMS | HRCU-A-CB (Split System: Heat Pump with Remote Outdoor Unit-Air-Source) | 38MURAQ30AB3* |  |  | CAP**4321AL* | 912SE60100M21*** | 30600 | 16 | 8.5 | 35000 | 26800 | 76.57% | 1.86 | 0 | 9 |  |  |  | No | R-410A | 2.55 | Residential & Commercial | No
212977031 | Central HP <5.4 tons | ARCOAIRE | HRCU-A-CB (Split System: Heat Pump with Remote Outdoor Unit-Air-Source) | DLCURAH30ABK |  |  | EA*4X42L21A* | *96VTN1002122B* | 30000 | 15.2 | 8.1 | 34200 | 27600 | 80.7% | 1.8 | 0 | 9 |  |  |  | No | R-410A | 2.5 | Residential & Commercial | No
215669097 | Central HP <5.4 tons | COMFORTMAKER | HRCU-A-CB (Split System: Heat Pump with Remote Outdoor Unit-Air-Source) | C5H0V36*K*AAA* |  |  | EA*5X48M21A*+WALLCON | *80CSU0401712A* | 33800 | 18 | 9 | 35000 | 25000 | 71.43% | 1.88 | 0 | 9.5 |  |  |  | No | R-454B | 2.8167 | Residential & Commercial | No
215669197 | Central HP <5.4 tons | COMFORTMAKER | HRCU-A-CB (Split System: Heat Pump with Remote Outdoor Unit-Air-Source) | C5H0V36*K*AAA* |  |  | EA*5X48M21A*+WALLCON | *95CSU0802120B* | 33800 | 17.5 | 9 | 35000 | 25000 | 71.43% | 1.88 | 0 | 9.5 |  |  |  | No | R-454B | 2.8167 | Residential & Commercial | No
212988063 | Central HP <5.4 tons | ARCOAIRE | HRCU-A-CB (Split System: Heat Pump with Remote Outdoor Unit-Air-Source) | DLCURAH30ABK |  |  | EA*4X42L24A* | *96MSN1002120A* | 30000 | 15.2 | 8.5 | 34000 | 27200 | 80% | 1.8 | 0 | 9 |  |  |  | No | R-410A | 2.5 | Residential & Commercial | No
215669023 | Central HP <5.4 tons | COMFORTMAKER | HRCU-A-CB (Split System: Heat Pump with Remote Outdoor Unit-Air-Source) | C5H0V36*K*AAA* |  |  | EA*5X43M21A*+WALLCON | *95CSU0601716B* | 34400 | 17.5 | 9 | 35400 | 25200 | 71.19% | 1.88 | 0 | 9.5 |  |  |  | No | R-454B | 2.8667 | Residential & Commercial | No
215669753 | Central HP <5.4 tons | COMFORTMAKER | HRCU-A-CB (Split System: Heat Pump with Remote Outdoor Unit-Air-Source) | C5H0V36*K*AAA* |  |  | ESH5X36M12A*+WALLCON | *80CSU0601716A* | 33600 | 16.5 | 8.5 | 35800 | 25600 | 71.51% | 1.76 | 0 | 9.5 |  |  |  | No | R-454B | 2.8 | Residential & Commercial | No
215669889 | Central HP <5.4 tons | COMFORTMAKER | HRCU-A-CB (Split System: Heat Pump with Remote Outdoor Unit-Air-Source) | C5H0V36*K*AAA* |  |  | ESH5X36M12A*+WALLCON | *97CMN1002122B* | 33800 | 16.5 | 8.5 | 35800 | 25400 | 70.95% | 1.76 | 0 | 9.5 |  |  |  | No | R-454B | 2.8167 | Residential & Commercial | No
215669905 | Central HP <5.4 tons | COMFORTMAKER | HRCU-A-CB (Split System: Heat Pump with Remote Outdoor Unit-Air-Source) | C5H0V36*K*AAA* |  |  | ESH5X36M12A*+WALLCON | *96CTN0401410B* | 32200 | 15.2 | 8.5 | 36200 | 25800 | 71.27% | 1.76 | 0 | 9 |  |  |  | No | R-454B | 2.6833 | Residential & Commercial | No
215669921 | Central HP <5.4 tons | COMFORTMAKER | HRCU-A-CB (Split System: Heat Pump with Remote Outdoor Unit-Air-Source) | C5H0V36*K*AAA* |  |  | ESH5X36M12A*+WALLCON | *96CTN1002122B* | 33800 | 16.5 | 8.5 | 35800 | 25400 | 70.95% | 1.76 | 0 | 9.5 |  |  |  | No | R-454B | 2.8167 | Residential & Commercial | No
215669953 | Central HP <5.4 tons | COMFORTMAKER | HRCU-A-CB (Split System: Heat Pump with Remote Outdoor Unit-Air-Source) | C5H0V36*K*AAA* |  |  | ESH5X42M12A*+WALLCON | *80CSU1002120A* | 34000 | 16 | 8.5 | 35600 | 25400 | 71.35% | 1.78 | 0 | 9.5 |  |  |  | No | R-454B | 2.8333 | Residential & Commercial | No
215669969 | Central HP <5.4 tons | COMFORTMAKER | HRCU-A-CB (Split System: Heat Pump with Remote Outdoor Unit-Air-Source) | C5H0V36*K*AAA* |  |  | ESH5X42M12A*+WALLCON | *80CTL0701412B* | 33800 | 16.5 | 8.5 | 35800 | 25400 | 70.95% | 1.78 | 0 | 9 |  |  |  | No | R-454B | 2.8167 | Residential & Commercial | No
215670073 | Central HP <5.4 tons | COMFORTMAKER | HRCU-A-CB (Split System: Heat Pump with Remote Outdoor Unit-Air-Source) | C5H0V36*K*AAA* |  |  | ESH5X42M12A*+WALLCON | *97CMN1002122B* | 34000 | 16.5 | 8.5 | 35600 | 25200 | 70.79% | 1.78 | 0 | 9.5 |  |  |  | No | R-454B | 2.8333 | Residential & Commercial | No
215670171 | Central HP <5.4 tons | COMFORTMAKER | HRCU-A-CB (Split System: Heat Pump with Remote Outdoor Unit-Air-Source) | C5H0V36*K*AAA* |  |  | ESH5X48M12A*+WALLCON | *80CTL0701412B* | 34000 | 16.5 | 8.5 | 35600 | 25400 | 71.35% | 1.76 | 0 | 9.5 |  |  |  | No | R-454B | 2.8333 | Residential & Commercial | No
215669117 | Central HP <5.4 tons | COMFORTMAKER | HRCU-A-CB (Split System: Heat Pump with Remote Outdoor Unit-Air-Source) | C5H0V36*K*AAA* |  |  | EA*5X48M21A*+WALLCON | *80CSU1002120A* | 33800 | 17.5 | 9 | 35000 | 25200 | 72% | 1.88 | 0 | 9.5 |  |  |  | No | R-454B | 2.8167 | Residential & Commercial | No
215669217 | Central HP <5.4 tons | COMFORTMAKER | HRCU-A-CB (Split System: Heat Pump with Remote Outdoor Unit-Air-Source) | C5H0V36*K*AAA* |  |  | EA*5X48M21A*+WALLCON | *97CMN0601714B* | 33400 | 17.5 | 9 | 35200 | 25400 | 72.16% | 1.88 | 0 | 9.5 |  |  |  | No | R-454B | 2.7833 | Residential & Commercial | No
215668602 | Central HP <5.4 tons | KENMORE | HRCU-A-CB (Split System: Heat Pump with Remote Outdoor Unit-Air-Source) | (C,H,T)5H0V36*K*AAA* |  |  | EA*5X37M17A*+WALLCON | *97CMN0801714B* | 33800 | 17.5 | 9 | 35800 | 25600 | 71.51% | 1.86 | 0 | 9.5 |  |  |  | No | R-454B | 2.8167 | Residential & Commercial | No
215669801 | Central HP <5.4 tons | COMFORTMAKER | HRCU-A-CB (Split System: Heat Pump with Remote Outdoor Unit-Air-Source) | C5H0V36*K*AAA* |  |  | ESH5X36M12A*+WALLCON | *80CTL0901716B* | 33600 | 16 | 8.5 | 35800 | 25400 | 70.95% | 1.76 | 0 | 9.5 |  |  |  | No | R-454B | 2.8 | Residential & Commercial | No
215669237 | Central HP <5.4 tons | COMFORTMAKER | HRCU-A-CB (Split System: Heat Pump with Remote Outdoor Unit-Air-Source) | C5H0V36*K*AAA* |  |  | EA*5X48M21A*+WALLCON | *97CMN0801714B* | 33600 | 17.5 | 9 | 35200 | 25200 | 71.59% | 1.88 | 0 | 9.5 |  |  |  | No | R-454B | 2.8 | Residential & Commercial | No
215670280 | Central HP <5.4 tons | ARCOAIRE | HRCU-A-CB (Split System: Heat Pump with Remote Outdoor Unit-Air-Source) | H5H0V36*K*AAA* |  |  | ESH5X48M12A*+WALLCON | *97CMN0602120B* | 34000 | 16.5 | 8.5 | 35600 | 25400 | 71.35% | 1.76 | 0 | 9.5 |  |  |  | No | R-454B | 2.8333 | Residential & Commercial | No
215669825 | Central HP <5.4 tons | COMFORTMAKER | HRCU-A-CB (Split System: Heat Pump with Remote Outdoor Unit-Air-Source) | C5H0V36*K*AAA* |  |  | ESH5X36M12A*+WALLCON | *80CTL1352422B* | 33800 | 16 | 8.5 | 35600 | 25400 | 71.35% | 1.76 | 0 | 9.5 |  |  |  | No | R-454B | 2.8167 | Residential & Commercial | No
215669977 | Central HP <5.4 tons | COMFORTMAKER | HRCU-A-CB (Split System: Heat Pump with Remote Outdoor Unit-Air-Source) | C5H0V36*K*AAA* |  |  | ESH5X42M12A*+WALLCON | *80CTL0701716B* | 33800 | 16.5 | 8.5 | 35600 | 25400 | 71.35% | 1.78 | 0 | 9.5 |  |  |  | No | R-454B | 2.8167 | Residential & Commercial | No
215670371 | Central HP <5.4 tons | COMFORTMAKER | HRCU-A-CB (Split System: Heat Pump with Remote Outdoor Unit-Air-Source) | C5H0V36*K*AAA* |  |  | ESH5X48M12A*+WALLCON | *96CTN1202422B* | 34200 | 17 | 8.5 | 35400 | 25200 | 71.19% | 1.9 | 0 | 9.5 |  |  |  | No | R-454B | 2.85 | Residential & Commercial | No
215670441 | Central HP <5.4 tons | COMFORTMAKER | HRCU-A-CB (Split System: Heat Pump with Remote Outdoor Unit-Air-Source) | C5H0V36*K*AAA* |  |  | ESH5X60M12A*+WALLCON | *80CTL0901716B* | 34600 | 17 | 8.5 | 34600 | 24800 | 71.68% | 1.8 | 0 | 9.5 |  |  |  | No | R-454B | 2.8833 | Residential & Commercial | No
211712945 | Central HP <5.4 tons | ARCOAIRE | HRCU-A-CB (Split System: Heat Pump with Remote Outdoor Unit-Air-Source) | DLCURAH30ABK |  |  | EA*4X42L24A* | *80ESU0802120A | 29800 | 15.2 | 8.1 | 33800 | 27200 | 80.47% | 1.78 | 0 | 9 |  |  |  | No | R-410A | 2.4833 | Residential & Commercial | No
211377890 | Central HP <5.4 tons | YORK | HRCU-A-CB (Split System: Heat Pump with Remote Outdoor Unit-Air-Source) | HMH72B341 |  |  | XAFC30CXXN1+TXV | TM9E080B12MP12 | 32800 | 17.5 | 8.1 | 33400 | 23400 | 70.06% | 2.02 | 0 | 9.5 |  |  |  | No | R-410A | 2.7333 | Residential & Commercial | No
215669055 | Central HP <5.4 tons | COMFORTMAKER | HRCU-A-CB (Split System: Heat Pump with Remote Outdoor Unit-Air-Source) | C5H0V36*K*AAA* |  |  | EA*5X43M21A*+WALLCON | *97CMN0801714B* | 34200 | 18 | 9 | 35400 | 25400 | 71.75% | 1.88 | 0 | 9.5 |  |  |  | No | R-454B | 2.85 | Residential & Commercial | No
215669107 | Central HP <5.4 tons | COMFORTMAKER | HRCU-A-CB (Split System: Heat Pump with Remote Outdoor Unit-Air-Source) | C5H0V36*K*AAA* |  |  | EA*5X48M21A*+WALLCON | *80CSU0601716A* | 33800 | 18 | 9 | 35000 | 25200 | 72% | 1.88 | 0 | 9.5 |  |  |  | No | R-454B | 2.8167 | Residential & Commercial | No
213297950 | Central HP <5.4 tons | FRASER-JOHNSTON | HRCU-A-CB (Split System: Heat Pump with Remote Outdoor Unit-Air-Source) | HMH72B341 |  |  | XAFD48FBCN1 | Z8ES120C16SMPS1 | 34000 | 16.5 | 8.5 | 32800 | 23400 | 71.34% | 2.1 | 0 | 9.5 |  |  |  | No | R-410A | 2.8333 | Residential & Commercial | No
211227386 | Central HP <5.4 tons | TEMPSTAR | HRCU-A-CB (Split System: Heat Pump with Remote Outdoor Unit-Air-Source) | DLCURAH36ABK |  |  | EA*4X42L21A* | *80VSL0451716A* | 35200 | 15.5 | 8.1 | 38500 | 35200 | 91.43% | 1.88 | 0 | 9.5 |  |  |  | No | R-410A | 2.9333 | Residential & Commercial | No
211227404 | Central HP <5.4 tons | TEMPSTAR | HRCU-A-CB (Split System: Heat Pump with Remote Outdoor Unit-Air-Source) | DLCURAH36ABK |  |  | EA*4X42L21A* | *80VSL0702120A* | 35400 | 16 | 8.1 | 38500 | 35000 | 90.91% | 1.88 | 0 | 9.5 |  |  |  | No | R-410A | 2.95 | Residential & Commercial | No
211227570 | Central HP <5.4 tons | TEMPSTAR | HRCU-A-CB (Split System: Heat Pump with Remote Outdoor Unit-Air-Source) | DLCURAH36ABK |  |  | EA*4X42L21A* | *95ESN0601714A* | 35000 | 15.5 | 8.1 | 38500 | 35000 | 90.91% | 1.86 | 0 | 9.5 |  |  |  | No | R-410A | 2.9167 | Residential & Commercial | No
215669457 | Central HP <5.4 tons | COMFORTMAKER | HRCU-A-CB (Split System: Heat Pump with Remote Outdoor Unit-Air-Source) | C5H0V36*K*AAA* |  |  | EA*5X61M21A*+WALLCON | *80CTL0451712B* | 34400 | 17.5 | 9 | 34600 | 25200 | 72.83% | 1.9 | 0 | 9.5 |  |  |  | No | R-454B | 2.8667 | Residential & Commercial | No
215670041 | Central HP <5.4 tons | COMFORTMAKER | HRCU-A-CB (Split System: Heat Pump with Remote Outdoor Unit-Air-Source) | C5H0V36*K*AAA* |  |  | ESH5X42M12A*+WALLCON | *95CSU1002122B* | 34000 | 16.5 | 8.5 | 35600 | 25200 | 70.79% | 1.78 | 0 | 9.5 |  |  |  | No | R-454B | 2.8333 | Residential & Commercial | No
215670291 | Central HP <5.4 tons | COMFORTMAKER | HRCU-A-CB (Split System: Heat Pump with Remote Outdoor Unit-Air-Source) | C5H0V36*K*AAA* |  |  | ESH5X48M12A*+WALLCON | *97CMN0801714B* | 34000 | 16.5 | 8.5 | 35600 | 25400 | 71.35% | 1.76 | 0 | 9 |  |  |  | No | R-454B | 2.8333 | Residential & Commercial | No
215670341 | Central HP <5.4 tons | COMFORTMAKER | HRCU-A-CB (Split System: Heat Pump with Remote Outdoor Unit-Air-Source) | C5H0V36*K*AAA* |  |  | ESH5X48M12A*+WALLCON | *96CTN0601714B* | 33800 | 16 | 8.5 | 35600 | 25400 | 71.35% | 1.78 | 0 | 9 |  |  |  | No | R-454B | 2.8167 | Residential & Commercial | No
215670511 | Central HP <5.4 tons | COMFORTMAKER | HRCU-A-CB (Split System: Heat Pump with Remote Outdoor Unit-Air-Source) | C5H0V36*K*AAA* |  |  | ESH5X60M12A*+WALLCON | *97CMN0602120B* | 34400 | 16 | 8.5 | 34800 | 25000 | 71.84% | 1.78 | 0 | 9.5 |  |  |  | No | R-454B | 2.8667 | Residential & Commercial | No
215669961 | Central HP <5.4 tons | COMFORTMAKER | HRCU-A-CB (Split System: Heat Pump with Remote Outdoor Unit-Air-Source) | C5H0V36*K*AAA* |  |  | ESH5X42M12A*+WALLCON | *80CTL0451712B* | 33600 | 16 | 8.5 | 35800 | 25600 | 71.51% | 1.76 | 0 | 9 |  |  |  | No | R-454B | 2.8 | Residential & Commercial | No
215670181 | Central HP <5.4 tons | COMFORTMAKER | HRCU-A-CB (Split System: Heat Pump with Remote Outdoor Unit-Air-Source) | C5H0V36*K*AAA* |  |  | ESH5X48M12A*+WALLCON | *80CTL0701716B* | 34000 | 16.5 | 8.5 | 35600 | 25400 | 71.35% | 1.78 | 0 | 9.5 |  |  |  | No | R-454B | 2.8333 | Residential & Commercial | No
213077916 | Central HP <5.4 tons | ARCOAIRE | HRCU-A-CB (Split System: Heat Pump with Remote Outdoor Unit-Air-Source) | DLCURAH36ABK |  |  | EA*4X36L17A* | *80MS(N,L)0701712A* | 35000 | 16 | 8.1 | 38500 | 35200 | 91.43% | 1.82 | 0 | 9.5 |  |  |  | No | R-410A | 2.9167 | Residential & Commercial | No
215670121 | Central HP <5.4 tons | COMFORTMAKER | HRCU-A-CB (Split System: Heat Pump with Remote Outdoor Unit-Air-Source) | C5H0V36*K*AAA* |  |  | ESH5X42M12A*+WALLCON | *96CTN1202422B* | 34000 | 16.5 | 8.5 | 35600 | 25200 | 70.79% | 1.78 | 0 | 9.5 |  |  |  | No | R-454B | 2.8333 | Residential & Commercial | No
215670001 | Central HP <5.4 tons | COMFORTMAKER | HRCU-A-CB (Split System: Heat Pump with Remote Outdoor Unit-Air-Source) | C5H0V36*K*AAA* |  |  | ESH5X42M12A*+WALLCON | *80CTL0902120B* | 34000 | 16.5 | 8.5 | 35600 | 25200 | 70.79% | 1.78 | 0 | 9.5 |  |  |  | No | R-454B | 2.8333 | Residential & Commercial | No
215670033 | Central HP <5.4 tons | COMFORTMAKER | HRCU-A-CB (Split System: Heat Pump with Remote Outdoor Unit-Air-Source) | C5H0V36*K*AAA* |  |  | ESH5X42M12A*+WALLCON | *95CSU0802120B* | 34000 | 16 | 8.5 | 35600 | 25400 | 71.35% | 1.78 | 0 | 9.5 |  |  |  | No | R-454B | 2.8333 | Residential & Commercial | No
215670301 | Central HP <5.4 tons | COMFORTMAKER | HRCU-A-CB (Split System: Heat Pump with Remote Outdoor Unit-Air-Source) | C5H0V36*K*AAA* |  |  | ESH5X48M12A*+WALLCON | *97CMN0802120B* | 34200 | 16.5 | 8.5 | 35400 | 25200 | 71.19% | 1.88 | 0 | 9.5 |  |  |  | No | R-454B | 2.85 | Residential & Commercial | No
212986140 | Central HP <5.4 tons | BRYANT HEATING AND COOLING SYSTEMS | HRCU-A-CB (Split System: Heat Pump with Remote Outdoor Unit-Air-Source) | 38MURAQ24AB3* |  |  | CAP**2417AL* | 916SA30040M14*** | 23200 | 16 | 8.5 | 27000 | 26400 | 97.78% | 2.2 | 0 | 9.5 |  |  |  | No | R-410A | 1.9333 | Residential & Commercial | No
215681738 | Central HP <5.4 tons | COMFORTMAKER | HRCU-A-CB (Split System: Heat Pump with Remote Outdoor Unit-Air-Source) | C5H0V48*K*AAA* |  |  | ESH5X60M12A*+WALLCON | *97CTN1002122A* | 45500 | 16.5 | 8.5 | 48000 | 33800 | 70.42% | 2.08 | 0 | 9.5 |  |  |  | No | R-454B | 3.7917 | Residential & Commercial | No
215681768 | Central HP <5.4 tons | COMFORTMAKER | HRCU-A-CB (Split System: Heat Pump with Remote Outdoor Unit-Air-Source) | C5H0V48*K*AAA* |  |  | EVM5X48M21A*+WALLCON | *80CSU0601716B* | 47000 | 18 | 9 | 50000 | 36400 | 72.8% | 2 | 0 | 9.5 |  |  |  | No | R-454B | 3.9167 | Residential & Commercial | No
212383076 | Central HP <5.4 tons | DAY & NIGHT | HRCU-A-CB (Split System: Heat Pump with Remote Outdoor Unit-Air-Source) | DLCURAH36ABK |  |  | EA*4X36L17A* | *80ESU0601716A | 35600 | 15.5 | 8.1 | 39500 | 35200 | 89.11% | 1.84 | 0 | 9.5 |  |  |  | No | R-410A | 2.9667 | Residential & Commercial | No
212383451 | Central HP <5.4 tons | DAY & NIGHT | HRCU-A-CB (Split System: Heat Pump with Remote Outdoor Unit-Air-Source) | DLCURAH36ABK |  |  | EA*4X42L21A* | OLV112A16A | 35400 | 15.2 | 8.1 | 39500 | 35200 | 89.11% | 1.88 | 0 | 9.5 |  |  |  | No | R-410A | 2.95 | Residential & Commercial | No
212970369 | Central HP <5.4 tons | ARCOAIRE | HRCU-A-CB (Split System: Heat Pump with Remote Outdoor Unit-Air-Source) | DLCURAH36ABK |  |  | EA*4X36L17A* | *80VSL0701716B* | 35000 | 15.5 | 8.1 | 38500 | 35200 | 91.43% | 1.82 | 0 | 9.5 |  |  |  | No | R-410A | 2.9167 | Residential & Commercial | No
215681540 | Central HP <5.4 tons | KEEPRITE | HRCU-A-CB (Split System: Heat Pump with Remote Outdoor Unit-Air-Source) | C5H0V48*K*AAA* |  |  | EA*5X61M24A*+WALLCON | *80CSU1002120B* | 46000 | 18 | 9 | 47500 | 33600 | 70.74% | 2.08 | 0 | 9.5 |  |  |  | No | R-454B | 3.8333 | Residential & Commercial | No
215677750 | Central HP <5.4 tons | KEEPRITE | HRCU-A-CB (Split System: Heat Pump with Remote Outdoor Unit-Air-Source) | C5H0V60*K*AAA* |  |  | EA*5X60M24A*+WALLCON | *80CSU0802120A* | 55000 | 18.5 | 8.5 | 59000 | 41500 | 70.34% | 2.02 | 0 | 9 |  |  |  | No | R-454B | 4.5833 | Residential & Commercial | No
215682811 | Central HP <5.4 tons | KENMORE | HRCU-A-CB (Split System: Heat Pump with Remote Outdoor Unit-Air-Source) | (C,H,T)5H0V60*K*AAA* |  |  | EVM5X60M21A*+WALLCON | *80CSU0401712B* | 56000 | 18 | 8.5 | 60500 | 43500 | 71.9% | 2.12 | 0 | 9.5 |  |  |  | No | R-454B | 4.6667 | Residential & Commercial | No
215670351 | Central HP <5.4 tons | COMFORTMAKER | HRCU-A-CB (Split System: Heat Pump with Remote Outdoor Unit-Air-Source) | C5H0V36*K*AAA* |  |  | ESH5X48M12A*+WALLCON | *96CTN0801714B* | 34000 | 16.5 | 8.5 | 35600 | 25400 | 71.35% | 1.78 | 0 | 9.5 |  |  |  | No | R-454B | 2.8333 | Residential & Commercial | No
215669857 | Central HP <5.4 tons | COMFORTMAKER | HRCU-A-CB (Split System: Heat Pump with Remote Outdoor Unit-Air-Source) | C5H0V36*K*AAA* |  |  | ESH5X36M12A*+WALLCON | *97CMN0601714B* | 33400 | 16 | 8.1 | 36000 | 25800 | 71.67% | 1.8 | 0 | 9 |  |  |  | No | R-454B | 2.7833 | Residential & Commercial | No
215670141 | Central HP <5.4 tons | COMFORTMAKER | HRCU-A-CB (Split System: Heat Pump with Remote Outdoor Unit-Air-Source) | C5H0V36*K*AAA* |  |  | ESH5X48M12A*+WALLCON | *80CSU0601716A* | 34000 | 17 | 8.5 | 35400 | 25200 | 71.19% | 1.88 | 0 | 9.5 |  |  |  | No | R-454B | 2.8333 | Residential & Commercial | No
215679790 | Central HP <5.4 tons | KEEPRITE | HRCU-A-CB (Split System: Heat Pump with Remote Outdoor Unit-Air-Source) | C5H0V36*K*AAA* |  |  | ESH5X42M12A*+WALLCON | *96CTN0802120B* | 34000 | 16 | 8.5 | 35600 | 25200 | 70.79% | 1.76 | 0 | 9.5 |  |  |  | No | R-454B | 2.8333 | Residential & Commercial | No
215670161 | Central HP <5.4 tons | COMFORTMAKER | HRCU-A-CB (Split System: Heat Pump with Remote Outdoor Unit-Air-Source) | C5H0V36*K*AAA* |  |  | ESH5X48M12A*+WALLCON | *80CTL0451712B* | 33800 | 16.5 | 8.5 | 35600 | 25600 | 71.91% | 1.78 | 0 | 9 |  |  |  | No | R-454B | 2.8167 | Residential & Commercial | No
215670411 | Central HP <5.4 tons | COMFORTMAKER | HRCU-A-CB (Split System: Heat Pump with Remote Outdoor Unit-Air-Source) | C5H0V36*K*AAA* |  |  | ESH5X60M12A*+WALLCON | *80CTL0701412B* | 34400 | 16.5 | 8.5 | 34800 | 25000 | 71.84% | 1.78 | 0 | 9.5 |  |  |  | No | R-454B | 2.8667 | Residential & Commercial | No
215669841 | Central HP <5.4 tons | COMFORTMAKER | HRCU-A-CB (Split System: Heat Pump with Remote Outdoor Unit-Air-Source) | C5H0V36*K*AAA* |  |  | ESH5X36M12A*+WALLCON | *95CSU0802120B* | 33600 | 16 | 8.5 | 35800 | 25400 | 70.95% | 1.76 | 0 | 9.5 |  |  |  | No | R-454B | 2.8 | Residential & Commercial | No
215670009 | Central HP <5.4 tons | COMFORTMAKER | HRCU-A-CB (Split System: Heat Pump with Remote Outdoor Unit-Air-Source) | C5H0V36*K*AAA* |  |  | ESH5X42M12A*+WALLCON | *80CTL1102120B* | 34000 | 16.5 | 8.5 | 35600 | 25200 | 70.79% | 1.78 | 0 | 9.5 |  |  |  | No | R-454B | 2.8333 | Residential & Commercial | No
215670057 | Central HP <5.4 tons | COMFORTMAKER | HRCU-A-CB (Split System: Heat Pump with Remote Outdoor Unit-Air-Source) | C5H0V36*K*AAA* |  |  | ESH5X42M12A*+WALLCON | *97CMN0801714B* | 33800 | 16.5 | 8.5 | 35800 | 25400 | 70.95% | 1.78 | 0 | 9 |  |  |  | No | R-454B | 2.8167 | Residential & Commercial | No
215670401 | Central HP <5.4 tons | COMFORTMAKER | HRCU-A-CB (Split System: Heat Pump with Remote Outdoor Unit-Air-Source) | C5H0V36*K*AAA* |  |  | ESH5X60M12A*+WALLCON | *80CTL0451712B* | 34200 | 16.5 | 8.5 | 35000 | 25200 | 72% | 1.78 | 0 | 9 |  |  |  | No | R-454B | 2.85 | Residential & Commercial | No
211222740 | Central HP <5.4 tons | ARCOAIRE | HRCU-A-CB (Split System: Heat Pump with Remote Outdoor Unit-Air-Source) | DLCURAH30ABK |  |  | FM(C,U)4Z30**AL* |  | 30400 | 15.5 | 8.5 | 35000 | 27400 | 78.29% | 1.82 | 0 | 9 |  |  |  | No | R-410A | 2.5333 | Residential & Commercial | No
211714355 | Central HP <5.4 tons | ARCOAIRE | HRCU-A-CB (Split System: Heat Pump with Remote Outdoor Unit-Air-Source) | DLCURAH30ABK |  |  | EN(A,D,W)4X42L21** | *96VTN1002122A* | 30000 | 15.2 | 8.1 | 34000 | 27200 | 80% | 1.8 | 0 | 9 |  |  |  | No | R-410A | 2.5 | Residential & Commercial | No
211712934 | Central HP <5.4 tons | ARCOAIRE | HRCU-A-CB (Split System: Heat Pump with Remote Outdoor Unit-Air-Source) | DLCURAH30ABK |  |  | EA*4X42L24A* | *80ES(N,L)1552420A* | 29800 | 15.2 | 8.1 | 33800 | 27200 | 80.47% | 1.78 | 0 | 9 |  |  |  | No | R-410A | 2.4833 | Residential & Commercial | No
215670321 | Central HP <5.4 tons | COMFORTMAKER | HRCU-A-CB (Split System: Heat Pump with Remote Outdoor Unit-Air-Source) | C5H0V36*K*AAA* |  |  | ESH5X48M12A*+WALLCON | *97CMN1202422B* | 34200 | 17 | 8.5 | 35400 | 25200 | 71.19% | 1.88 | 0 | 9.5 |  |  |  | No | R-454B | 2.85 | Residential & Commercial | No
212383122 | Central HP <5.4 tons | CARRIER | HRCU-A-CB (Split System: Heat Pump with Remote Outdoor Unit-Air-Source) | 38MURAQ36AB3* |  |  | CAP**3621AL* | 59SP6A100V21**20 | 35200 | 16 | 8.1 | 39000 | 35200 | 90.26% | 1.82 | 0 | 9.5 |  |  |  | No | R-410A | 2.9333 | Residential & Commercial | No
215670191 | Central HP <5.4 tons | COMFORTMAKER | HRCU-A-CB (Split System: Heat Pump with Remote Outdoor Unit-Air-Source) | C5H0V36*K*AAA* |  |  | ESH5X48M12A*+WALLCON | *80CTL0702120B* | 34200 | 17 | 8.5 | 35400 | 25200 | 71.19% | 1.88 | 0 | 9.5 |  |  |  | No | R-454B | 2.85 | Residential & Commercial | No
215670261 | Central HP <5.4 tons | COMFORTMAKER | HRCU-A-CB (Split System: Heat Pump with Remote Outdoor Unit-Air-Source) | C5H0V36*K*AAA* |  |  | ESH5X48M12A*+WALLCON | *95CSU1002122B* | 34200 | 16.5 | 8.5 | 35400 | 25200 | 71.19% | 1.9 | 0 | 9.5 |  |  |  | No | R-454B | 2.85 | Residential & Commercial | No
215670361 | Central HP <5.4 tons | COMFORTMAKER | HRCU-A-CB (Split System: Heat Pump with Remote Outdoor Unit-Air-Source) | C5H0V36*K*AAA* |  |  | ESH5X48M12A*+WALLCON | *96CTN1002122B* | 34200 | 17 | 8.5 | 35400 | 25200 | 71.19% | 1.9 | 0 | 9.5 |  |  |  | No | R-454B | 2.85 | Residential & Commercial | No
215670391 | Central HP <5.4 tons | COMFORTMAKER | HRCU-A-CB (Split System: Heat Pump with Remote Outdoor Unit-Air-Source) | C5H0V36*K*AAA* |  |  | ESH5X60M12A*+WALLCON | *80CSU0601716A* | 34600 | 17 | 8.5 | 34600 | 25000 | 72.25% | 1.8 | 0 | 9.5 |  |  |  | No | R-454B | 2.8833 | Residential & Commercial | No
215669031 | Central HP <5.4 tons | COMFORTMAKER | HRCU-A-CB (Split System: Heat Pump with Remote Outdoor Unit-Air-Source) | C5H0V36*K*AAA* |  |  | EA*5X43M21A*+WALLCON | *95CSU0802120B* | 34400 | 17.5 | 9 | 35400 | 25200 | 71.19% | 1.88 | 0 | 9.5 |  |  |  | No | R-454B | 2.8667 | Residential & Commercial | No
215669745 | Central HP <5.4 tons | COMFORTMAKER | HRCU-A-CB (Split System: Heat Pump with Remote Outdoor Unit-Air-Source) | C5H0V36*K*AAA* |  |  | ESH5X36M12A*+WALLCON | *80CSU0401712A* | 33600 | 16.5 | 8.5 | 35800 | 25400 | 70.95% | 1.76 | 0 | 9.5 |  |  |  | No | R-454B | 2.8 | Residential & Commercial | No
215669897 | Central HP <5.4 tons | COMFORTMAKER | HRCU-A-CB (Split System: Heat Pump with Remote Outdoor Unit-Air-Source) | C5H0V36*K*AAA* |  |  | ESH5X36M12A*+WALLCON | *97CMN1202422B* | 33800 | 16.5 | 8.5 | 35800 | 25400 | 70.95% | 1.76 | 0 | 9.5 |  |  |  | No | R-454B | 2.8167 | Residential & Commercial | No
215669929 | Central HP <5.4 tons | COMFORTMAKER | HRCU-A-CB (Split System: Heat Pump with Remote Outdoor Unit-Air-Source) | C5H0V36*K*AAA* |  |  | ESH5X36M12A*+WALLCON | *96CTN1202422B* | 33800 | 16 | 8.5 | 35800 | 25400 | 70.95% | 1.76 | 0 | 9.5 |  |  |  | No | R-454B | 2.8167 | Residential & Commercial | No
215670581 | Central HP <5.4 tons | COMFORTMAKER | HRCU-A-CB (Split System: Heat Pump with Remote Outdoor Unit-Air-Source) | C5H0V36*K*AAA* |  |  | ESH5X60M12A*+WALLCON | *96CTN0801714B* | 34400 | 17 | 8.5 | 34800 | 25000 | 71.84% | 1.78 | 0 | 9.5 |  |  |  | No | R-454B | 2.8667 | Residential & Commercial | No
215669047 | Central HP <5.4 tons | COMFORTMAKER | HRCU-A-CB (Split System: Heat Pump with Remote Outdoor Unit-Air-Source) | C5H0V36*K*AAA* |  |  | EA*5X43M21A*+WALLCON | *97CMN0601714B* | 34200 | 17.5 | 9 | 35600 | 25400 | 71.35% | 1.88 | 0 | 9.5 |  |  |  | No | R-454B | 2.85 | Residential & Commercial | No
215669849 | Central HP <5.4 tons | COMFORTMAKER | HRCU-A-CB (Split System: Heat Pump with Remote Outdoor Unit-Air-Source) | C5H0V36*K*AAA* |  |  | ESH5X36M12A*+WALLCON | *95CSU1002122B* | 33800 | 16.5 | 8.5 | 35800 | 25400 | 70.95% | 1.76 | 0 | 9.5 |  |  |  | No | R-454B | 2.8167 | Residential & Commercial | No
215677821 | Central HP <5.4 tons | KENMORE | HRCU-A-CB (Split System: Heat Pump with Remote Outdoor Unit-Air-Source) | (C,H,T)5H0V60*K*AAA* |  |  | EA*5X60M24A*+WALLCON | *95CSU1002122B* | 55000 | 18.5 | 8.5 | 59000 | 41500 | 70.34% | 2.04 | 0 | 9 |  |  |  | No | R-454B | 4.5833 | Residential & Commercial | No
215674029 | Central HP <5.4 tons | COMFORTMAKER | HRCU-A-CB (Split System: Heat Pump with Remote Outdoor Unit-Air-Source) | C5H0V48*K*AAA* |  |  | EA*5X48M21A*+WALLCON | *80CTL0701716B* | 44000 | 17.5 | 9 | 49000 | 34400 | 70.2% | 2.04 | 0 | 9.5 |  |  |  | No | R-454B | 3.6667 | Residential & Commercial | No
215670017 | Central HP <5.4 tons | COMFORTMAKER | HRCU-A-CB (Split System: Heat Pump with Remote Outdoor Unit-Air-Source) | C5H0V36*K*AAA* |  |  | ESH5X42M12A*+WALLCON | *80CTL1352422B* | 34000 | 16.5 | 8.5 | 35600 | 25200 | 70.79% | 1.78 | 0 | 9.5 |  |  |  | No | R-454B | 2.8333 | Residential & Commercial | No
215670201 | Central HP <5.4 tons | COMFORTMAKER | HRCU-A-CB (Split System: Heat Pump with Remote Outdoor Unit-Air-Source) | C5H0V36*K*AAA* |  |  | ESH5X48M12A*+WALLCON | *80CTL0901716B* | 34200 | 17 | 8.5 | 35400 | 25200 | 71.19% | 1.88 | 0 | 9.5 |  |  |  | No | R-454B | 2.85 | Residential & Commercial | No
211713201 | Central HP <5.4 tons | ARCOAIRE | HRCU-A-CB (Split System: Heat Pump with Remote Outdoor Unit-Air-Source) | DLCURAH30ABK |  |  | EA*4X43L21A* | *96VTN0802120A* | 30400 | 15.2 | 8.1 | 33000 | 26200 | 79.39% | 1.84 | 0 | 9 |  |  |  | No | R-410A | 2.5333 | Residential & Commercial | No
212984973 | Central HP <5.4 tons | ARCOAIRE | HRCU-A-CB (Split System: Heat Pump with Remote Outdoor Unit-Air-Source) | DLCURAH30ABK |  |  | EA*4X37L21A* | *92MSN0802120A* | 30600 | 15.2 | 8.1 | 33200 | 26200 | 78.92% | 1.86 | 0 | 9 |  |  |  | No | R-410A | 2.55 | Residential & Commercial | No
215669785 | Central HP <5.4 tons | COMFORTMAKER | HRCU-A-CB (Split System: Heat Pump with Remote Outdoor Unit-Air-Source) | C5H0V36*K*AAA* |  |  | ESH5X36M12A*+WALLCON | *80CTL0701716B* | 33600 | 16.5 | 8.5 | 35800 | 25600 | 71.51% | 1.78 | 0 | 9 |  |  |  | No | R-454B | 2.8 | Residential & Commercial | No
215669865 | Central HP <5.4 tons | COMFORTMAKER | HRCU-A-CB (Split System: Heat Pump with Remote Outdoor Unit-Air-Source) | C5H0V36*K*AAA* |  |  | ESH5X36M12A*+WALLCON | *97CMN0602120B* | 33600 | 16 | 8.5 | 35800 | 25600 | 71.51% | 1.76 | 0 | 9 |  |  |  | No | R-454B | 2.8 | Residential & Commercial | No
215670151 | Central HP <5.4 tons | COMFORTMAKER | HRCU-A-CB (Split System: Heat Pump with Remote Outdoor Unit-Air-Source) | C5H0V36*K*AAA* |  |  | ESH5X48M12A*+WALLCON | *80CSU1002120A* | 34200 | 16.5 | 8.5 | 35400 | 25200 | 71.19% | 1.88 | 0 | 9.5 |  |  |  | No | R-454B | 2.85 | Residential & Commercial | No
215670501 | Central HP <5.4 tons | COMFORTMAKER | HRCU-A-CB (Split System: Heat Pump with Remote Outdoor Unit-Air-Source) | C5H0V36*K*AAA* |  |  | ESH5X60M12A*+WALLCON | *97CMN0601714B* | 34200 | 16.5 | 8.5 | 34800 | 25200 | 72.41% | 1.8 | 0 | 9.5 |  |  |  | No | R-454B | 2.85 | Residential & Commercial | No
213353816 | Central HP <5.4 tons | TEMPSTAR | HRCU-A-CB (Split System: Heat Pump with Remote Outdoor Unit-Air-Source) | DLCURAH30ABK |  |  | F5MA4*30L*B* |  | 30000 | 15.2 | 8.5 | 33600 | 27200 | 80.95% | 1.8 | 0 | 9 |  |  |  | No | R-410A | 2.5 | Residential & Commercial | No
211712533 | Central HP <5.4 tons | TEMPSTAR | HRCU-A-CB (Split System: Heat Pump with Remote Outdoor Unit-Air-Source) | DLCURAH30ABK |  |  | EA*4X42L21A* | *92ESN0801716A* | 29600 | 15.2 | 8.1 | 33800 | 27400 | 81.07% | 1.78 | 0 | 9 |  |  |  | No | R-410A | 2.4667 | Residential & Commercial | No
215675161 | Central HP <5.4 tons | KENMORE | HRCU-A-CB (Split System: Heat Pump with Remote Outdoor Unit-Air-Source) | (C,H,T)5H0V48*K*AAA* |  |  | ESH5X60M12A*+WALLCON | *80CTL0451712B* | 45000 | 15.5 | 8.5 | 48500 | 34600 | 71.34% | 1.94 | 0 | 9 |  |  |  | No | R-454B | 3.75 | Residential & Commercial | No
211712813 | Central HP <5.4 tons | TEMPSTAR | HRCU-A-CB (Split System: Heat Pump with Remote Outdoor Unit-Air-Source) | DLCURAH30ABK |  |  | EA*4X42L24A* | *80ES(N,L)0702116A* | 29600 | 15.2 | 8.1 | 33800 | 27400 | 81.07% | 1.78 | 0 | 9 |  |  |  | No | R-410A | 2.4667 | Residential & Commercial | No
215666955 | Central HP <5.4 tons | KEEPRITE | HRCU-A-CB (Split System: Heat Pump with Remote Outdoor Unit-Air-Source) | C5H0V24*K*AAA* |  |  | EA*5X24M14A*+WALLCON | *96CTN0401410B* | 22400 | 15.5 | 8.5 | 24600 | 17300 | 70.33% | 1.82 | 0 | 9 |  |  |  | No | R-454B | 1.8667 | Residential & Commercial | No
211194291 | Central HP <5.4 tons | CARRIER | HRCU-A-CB (Split System: Heat Pump with Remote Outdoor Unit-Air-Source) | 38MURAQ30AB3* |  |  | FM(C,U)4Z30**AL* |  | 30400 | 15.5 | 8.5 | 35000 | 27400 | 78.29% | 1.82 | 0 | 9 |  |  |  | No | R-410A | 2.5333 | Residential & Commercial | No
211194295 | Central HP <5.4 tons | CARRIER | HRCU-A-CB (Split System: Heat Pump with Remote Outdoor Unit-Air-Source) | 38MURAQ30AB3* |  |  | FV4CN(B,F)003L |  | 30400 | 15.2 | 8.1 | 34000 | 27400 | 80.59% | 1.78 | 0 | 9 |  |  |  | No | R-410A | 2.5333 | Residential & Commercial | No
212985008 | Central HP <5.4 tons | TEMPSTAR | HRCU-A-CB (Split System: Heat Pump with Remote Outdoor Unit-Air-Source) | DLCURAH30ABK |  |  | EA*4X43L21A* | *92MSN0802120A* | 30600 | 15.5 | 8.5 | 33400 | 28200 | 84.43% | 1.76 | 0 | 9 |  |  |  | No | R-410A | 2.55 | Residential & Commercial | No
211712545 | Central HP <5.4 tons | TEMPSTAR | HRCU-A-CB (Split System: Heat Pump with Remote Outdoor Unit-Air-Source) | DLCURAH30ABK |  |  | EA*4X42L21A* | *92ESN0802120A* | 30600 | 15.2 | 8.1 | 34200 | 27000 | 78.95% | 1.82 | 0 | 9 |  |  |  | No | R-410A | 2.55 | Residential & Commercial | No
215678168 | Central HP <5.4 tons | COMFORTMAKER | HRCU-A-CB (Split System: Heat Pump with Remote Outdoor Unit-Air-Source) | C5H0V60*K*AAA* |  |  | ESH5X60M12A*+WALLCON | *96CTN1002122B* | 55500 | 17 | 8.5 | 60000 | 42000 | 70% | 1.9 | 0 | 8.5 |  |  |  | No | R-454B | 4.625 | Residential & Commercial | No
215681458 | Central HP <5.4 tons | COMFORTMAKER | HRCU-A-CB (Split System: Heat Pump with Remote Outdoor Unit-Air-Source) | C5H0V48*K*AAA* |  |  | EA*5X61M21A*+WALLCON | *80CSU0601716B* | 46000 | 17.5 | 9 | 48000 | 33800 | 70.42% | 2.08 | 0 | 9.5 |  |  |  | No | R-454B | 3.8333 | Residential & Commercial | No
215668959 | Central HP <5.4 tons | COMFORTMAKER | HRCU-A-CB (Split System: Heat Pump with Remote Outdoor Unit-Air-Source) | C5H0V36*K*AAA* |  |  | EA*5X43M21A*+WALLCON | *80CSU0601716A* | 34400 | 18 | 9 | 35400 | 25200 | 71.19% | 1.9 | 0 | 9.5 |  |  |  | No | R-454B | 2.8667 | Residential & Commercial | No
215669817 | Central HP <5.4 tons | COMFORTMAKER | HRCU-A-CB (Split System: Heat Pump with Remote Outdoor Unit-Air-Source) | C5H0V36*K*AAA* |  |  | ESH5X36M12A*+WALLCON | *80CTL1102120B* | 33800 | 16 | 8.5 | 35600 | 25400 | 71.35% | 1.76 | 0 | 9.5 |  |  |  | No | R-454B | 2.8167 | Residential & Commercial | No
215669985 | Central HP <5.4 tons | COMFORTMAKER | HRCU-A-CB (Split System: Heat Pump with Remote Outdoor Unit-Air-Source) | C5H0V36*K*AAA* |  |  | ESH5X42M12A*+WALLCON | *80CTL0702120B* | 34000 | 16.5 | 8.5 | 35600 | 25400 | 71.35% | 1.76 | 0 | 9.5 |  |  |  | No | R-454B | 2.8333 | Residential & Commercial | No
215670421 | Central HP <5.4 tons | COMFORTMAKER | HRCU-A-CB (Split System: Heat Pump with Remote Outdoor Unit-Air-Source) | C5H0V36*K*AAA* |  |  | ESH5X60M12A*+WALLCON | *80CTL0701716B* | 34400 | 17 | 8.5 | 34800 | 25000 | 71.84% | 1.8 | 0 | 9.5 |  |  |  | No | R-454B | 2.8667 | Residential & Commercial | No
211712536 | Central HP <5.4 tons | BRYANT HEATING AND COOLING SYSTEMS | HRCU-A-CB (Split System: Heat Pump with Remote Outdoor Unit-Air-Source) | 38MURAQ30AB3* |  |  | CAP**4221AL* | 912SD60080E21*** | 30600 | 15.2 | 8.1 | 34200 | 27000 | 78.95% | 1.82 | 0 | 9 |  |  |  | No | R-410A | 2.55 | Residential & Commercial | No
211712951 | Central HP <5.4 tons | TEMPSTAR | HRCU-A-CB (Split System: Heat Pump with Remote Outdoor Unit-Air-Source) | DLCURAH30ABK |  |  | EA*4X42L24A* | *80ESU0802120A | 29800 | 15.2 | 8.1 | 33800 | 27200 | 80.47% | 1.78 | 0 | 9 |  |  |  | No | R-410A | 2.4833 | Residential & Commercial | No
211713355 | Central HP <5.4 tons | TEMPSTAR | HRCU-A-CB (Split System: Heat Pump with Remote Outdoor Unit-Air-Source) | DLCURAH30ABK |  |  | EA*4X43L21A* | *92ESN0802120A* | 31200 | 15.2 | 8.5 | 33600 | 26000 | 77.38% | 1.88 | 0 | 9 |  |  |  | No | R-410A | 2.6 | Residential & Commercial | No
212983963 | Central HP <5.4 tons | TEMPSTAR | HRCU-A-CB (Split System: Heat Pump with Remote Outdoor Unit-Air-Source) | DLCURAH30ABK |  |  | EA*4X43L21A* | *92MSN0601714A* | 30400 | 15.2 | 8.1 | 33400 | 26400 | 79.04% | 1.84 | 0 | 9 |  |  |  | No | R-410A | 2.5333 | Residential & Commercial | No
211712575 | Central HP <5.4 tons | ARCOAIRE | HRCU-A-CB (Split System: Heat Pump with Remote Outdoor Unit-Air-Source) | DLCURAH30ABK |  |  | EA*4X42L21A* | *80ESU0802120A | 29800 | 15.2 | 8.1 | 33800 | 27200 | 80.47% | 1.78 | 0 | 9 |  |  |  | No | R-410A | 2.4833 | Residential & Commercial | No
211712904 | Central HP <5.4 tons | TEMPSTAR | HRCU-A-CB (Split System: Heat Pump with Remote Outdoor Unit-Air-Source) | DLCURAH30ABK |  |  | EA*4X42L24A* | *92ESN0802120A* | 30600 | 15.2 | 8.1 | 34200 | 26800 | 78.36% | 1.82 | 0 | 9 |  |  |  | No | R-410A | 2.55 | Residential & Commercial | No
211377414 | Central HP <5.4 tons | YORK | HRCU-A-CB (Split System: Heat Pump with Remote Outdoor Unit-Air-Source) | HMH72B341 |  |  | XAHB36DXXN1+TXV | TM9Y060B12MP11 | 33000 | 17 | 8.1 | 33200 | 23400 | 70.48% | 1.98 | 0 | 9.5 |  |  |  | No | R-410A | 2.75 | Residential & Commercial | No
211377450 | Central HP <5.4 tons | YORK | HRCU-A-CB (Split System: Heat Pump with Remote Outdoor Unit-Air-Source) | HMH72B341 |  |  | XAHC30CXXN1+TXV | TP9C100C20MP13 | 32800 | 17 | 8.1 | 33000 | 23200 | 70.3% | 2.02 | 0 | 9 |  |  |  | No | R-410A | 2.7333 | Residential & Commercial | No
211377500 | Central HP <5.4 tons | YORK | HRCU-A-CB (Split System: Heat Pump with Remote Outdoor Unit-Air-Source) | HMH72B341 |  |  | XAHC30CXXN1+TXV | TM9V100C16MP12 | 32400 | 17 | 8.1 | 32800 | 23000 | 70.12% | 2 | 0 | 9.5 |  |  |  | No | R-410A | 2.7 | Residential & Commercial | No
211377634 | Central HP <5.4 tons | YORK | HRCU-A-CB (Split System: Heat Pump with Remote Outdoor Unit-Air-Source) | HMH72B341 |  |  | XAFC36DXXN1+TXV | YP9C080B12MP13 | 34000 | 17 | 8.1 | 34000 | 24400 | 71.76% | 2.06 | 0 | 9.5 |  |  |  | No | R-410A | 2.8333 | Residential & Commercial | No
211377684 | Central HP <5.4 tons | YORK | HRCU-A-CB (Split System: Heat Pump with Remote Outdoor Unit-Air-Source) | HMH72B341 |  |  | XAFB30CXXN1+TXV | YP9C080B12MP13 | 32800 | 17 | 8.1 | 33600 | 23600 | 70.24% | 2.02 | 0 | 9.5 |  |  |  | No | R-410A | 2.7333 | Residential & Commercial | No
211377699 | Central HP <5.4 tons | YORK | HRCU-A-CB (Split System: Heat Pump with Remote Outdoor Unit-Air-Source) | HMH72B341 |  |  | XAHC36DXXN1+TXV | TP9C060B12MP13 | 33200 | 17 | 8.1 | 33400 | 23800 | 71.26% | 2 | 0 | 9.5 |  |  |  | No | R-410A | 2.7667 | Residential & Commercial | No
211377716 | Central HP <5.4 tons | YORK | HRCU-A-CB (Split System: Heat Pump with Remote Outdoor Unit-Air-Source) | HMH72B341 |  |  | XAHC30CXXN1+TXV | TP9C060B12MP13 | 31800 | 16.5 | 8.1 | 33000 | 23200 | 70.3% | 1.96 | 0 | 9 |  |  |  | No | R-410A | 2.65 | Residential & Commercial | No
211377884 | Central HP <5.4 tons | YORK | HRCU-A-CB (Split System: Heat Pump with Remote Outdoor Unit-Air-Source) | HMH72B341 |  |  | XAFC36DXXN1+TXV | TM9E080B12MP12 | 34000 | 17.5 | 8.1 | 34000 | 24400 | 71.76% | 2.06 | 0 | 9.5 |  |  |  | No | R-410A | 2.8333 | Residential & Commercial | No
211377917 | Central HP <5.4 tons | YORK | HRCU-A-CB (Split System: Heat Pump with Remote Outdoor Unit-Air-Source) | HMH72B341 |  |  | XAHB36DXXN1+TXV | TM9E060B12MP12 | 33200 | 17 | 8.1 | 33200 | 23600 | 71.08% | 2 | 0 | 9.5 |  |  |  | No | R-410A | 2.7667 | Residential & Commercial | No
211377966 | Central HP <5.4 tons | YORK | HRCU-A-CB (Split System: Heat Pump with Remote Outdoor Unit-Air-Source) | HMH72B341 |  |  | XAFB30CXXN1+TXV | TM9E060A10MP12 | 32400 | 17 | 8.1 | 33400 | 23600 | 70.66% | 2 | 0 | 9.5 |  |  |  | No | R-410A | 2.7 | Residential & Commercial | No
215674219 | Central HP <5.4 tons | COMFORTMAKER | HRCU-A-CB (Split System: Heat Pump with Remote Outdoor Unit-Air-Source) | C5H0V48*K*AAA* |  |  | EA*5X60M24A*+WALLCON | *95CSU0802120B* | 45000 | 17.5 | 9 | 47500 | 33600 | 70.74% | 2.08 | 0 | 9.5 |  |  |  | No | R-454B | 3.75 | Residential & Commercial | No
215674339 | Central HP <5.4 tons | COMFORTMAKER | HRCU-A-CB (Split System: Heat Pump with Remote Outdoor Unit-Air-Source) | C5H0V48*K*AAA* |  |  | EA*5X61M21A*+WALLCON | *80CTL0701716B* | 45500 | 17.5 | 9 | 48000 | 34000 | 70.83% | 2.06 | 0 | 9.5 |  |  |  | No | R-454B | 3.7917 | Residential & Commercial | No
211378049 | Central HP <5.4 tons | YORK | HRCU-A-CB (Split System: Heat Pump with Remote Outdoor Unit-Air-Source) | HMH72B341 |  |  | XAHC36DXXN1+TXV | TM8Y080B12MP11 | 33200 | 17.5 | 8.1 | 32800 | 23200 | 70.73% | 2.02 | 0 | 9.5 |  |  |  | No | R-410A | 2.7667 | Residential & Commercial | No
211378116 | Central HP <5.4 tons | YORK | HRCU-A-CB (Split System: Heat Pump with Remote Outdoor Unit-Air-Source) | HMH72B341 |  |  | XAHC36DXXN1+TXV | TM8V080C16MP12 | 34000 | 17 | 8.1 | 34000 | 24600 | 72.35% | 2.08 | 0 | 9.5 |  |  |  | No | R-410A | 2.8333 | Residential & Commercial | No
215669777 | Central HP <5.4 tons | COMFORTMAKER | HRCU-A-CB (Split System: Heat Pump with Remote Outdoor Unit-Air-Source) | C5H0V36*K*AAA* |  |  | ESH5X36M12A*+WALLCON | *80CTL0701412B* | 33400 | 16.5 | 8.5 | 35800 | 25600 | 71.51% | 1.76 | 0 | 9 |  |  |  | No | R-454B | 2.7833 | Residential & Commercial | No
211378251 | Central HP <5.4 tons | YORK | HRCU-A-CB (Split System: Heat Pump with Remote Outdoor Unit-Air-Source) | HMH72B341 |  |  | XAHC30CXXN1+TXV | TM8V080B12MP12 | 31800 | 16.5 | 8.1 | 33000 | 23200 | 70.3% | 1.96 | 0 | 9 |  |  |  | No | R-410A | 2.65 | Residential & Commercial | No
211378435 | Central HP <5.4 tons | YORK | HRCU-A-CB (Split System: Heat Pump with Remote Outdoor Unit-Air-Source) | HMH72B341 |  |  | XAFB30CXXN1+TXV | TMLV060A12MP12 | 32800 | 17.5 | 8.1 | 33400 | 23400 | 70.06% | 2.02 | 0 | 9.5 |  |  |  | No | R-410A | 2.7333 | Residential & Commercial | No
211377550 | Central HP <5.4 tons | YORK | HRCU-A-CB (Split System: Heat Pump with Remote Outdoor Unit-Air-Source) | HMH72B341 |  |  | XAHC36DBCN1 | YP9C080C16MP13 | 33400 | 17 | 8.1 | 33200 | 23400 | 70.48% | 2.04 | 0 | 9.5 |  |  |  | No | R-410A | 2.7833 | Residential & Commercial | No
211712894 | Central HP <5.4 tons | CARRIER | HRCU-A-CB (Split System: Heat Pump with Remote Outdoor Unit-Air-Source) | 38MURAQ30AB3* |  |  | CAP**4224AL* | 59SC2D080E21**20 | 30600 | 15.2 | 8.1 | 34200 | 26800 | 78.36% | 1.82 | 0 | 9 |  |  |  | No | R-410A | 2.55 | Residential & Commercial | No
211377584 | Central HP <5.4 tons | YORK | HRCU-A-CB (Split System: Heat Pump with Remote Outdoor Unit-Air-Source) | HMH72B341 |  |  | XAHC36DBCN1 | TM9V080B12MP12 | 33200 | 17 | 8.1 | 33200 | 23400 | 70.48% | 2.02 | 0 | 9.5 |  |  |  | No | R-410A | 2.7667 | Residential & Commercial | No
211378703 | Central HP <5.4 tons | YORK | HRCU-A-CB (Split System: Heat Pump with Remote Outdoor Unit-Air-Source) | HMH72B341 |  |  | XAUB36DXXN1+TXV | TM8E080B12MP11 | 34000 | 18 | 8.1 | 34000 | 24400 | 71.76% | 2.06 | 0 | 9.5 |  |  |  | No | R-410A | 2.8333 | Residential & Commercial | No
211378718 | Central HP <5.4 tons | YORK | HRCU-A-CB (Split System: Heat Pump with Remote Outdoor Unit-Air-Source) | HMH72B341 |  |  | XAUB30CXXN1+TXV | TM8E080B12MP11 | 32800 | 17.5 | 8.1 | 34000 | 23800 | 70% | 2.02 | 0 | 9.5 |  |  |  | No | R-410A | 2.7333 | Residential & Commercial | No
211378736 | Central HP <5.4 tons | YORK | HRCU-A-CB (Split System: Heat Pump with Remote Outdoor Unit-Air-Source) | HMH72B341 |  |  | XAHB30CXXN1+TXV | TMLE060A12MP11 | 32000 | 17 | 8.1 | 32800 | 23000 | 70.12% | 1.98 | 0 | 9.5 |  |  |  | No | R-410A | 2.6667 | Residential & Commercial | No
211378769 | Central HP <5.4 tons | YORK | HRCU-A-CB (Split System: Heat Pump with Remote Outdoor Unit-Air-Source) | HMH72B341 |  |  | XAHB36DXXN1+TXV | TMLE040A12MP11 | 33200 | 17.5 | 8.1 | 33000 | 23200 | 70.3% | 2.02 | 0 | 9.5 |  |  |  | No | R-410A | 2.7667 | Residential & Commercial | No
211378838 | Central HP <5.4 tons | YORK | HRCU-A-CB (Split System: Heat Pump with Remote Outdoor Unit-Air-Source) | HMH72B341 |  |  | XAFC36DXXN1+TXV | TL9E080C16UH11 | 34000 | 17.5 | 8.1 | 34000 | 24400 | 71.76% | 2.1 | 0 | 9.5 |  |  |  | No | R-410A | 2.8333 | Residential & Commercial | No
211378855 | Central HP <5.4 tons | YORK | HRCU-A-CB (Split System: Heat Pump with Remote Outdoor Unit-Air-Source) | HMH72B341 |  |  | XAHB30CXXN1+TXV | TL9E060B12UH11 | 31600 | 16.5 | 8.1 | 32200 | 22800 | 70.81% | 1.96 | 0 | 9.5 |  |  |  | No | R-410A | 2.6333 | Residential & Commercial | No
211379086 | Central HP <5.4 tons | YORK | HRCU-A-CB (Split System: Heat Pump with Remote Outdoor Unit-Air-Source) | HMH72B341 |  |  | XAFD48FXXN1+TXV | YP9C120D20MP13 | 34000 | 17 | 8.5 | 32400 | 23800 | 73.46% | 2.1 | 0 | 9.5 |  |  |  | No | R-410A | 2.8333 | Residential & Commercial | No
211379122 | Central HP <5.4 tons | YORK | HRCU-A-CB (Split System: Heat Pump with Remote Outdoor Unit-Air-Source) | HMH72B341 |  |  | XAHC48FXXN1+TXV | YP9C100C20MP13 | 33200 | 17 | 8.5 | 32000 | 23400 | 73.12% | 2.04 | 0 | 9 |  |  |  | No | R-410A | 2.7667 | Residential & Commercial | No
211379138 | Central HP <5.4 tons | YORK | HRCU-A-CB (Split System: Heat Pump with Remote Outdoor Unit-Air-Source) | HMH72B341 |  |  | XAFD48FXXN1+TXV | YP9C100C20MP13 | 34000 | 16.5 | 8.5 | 33000 | 24200 | 73.33% | 2.1 | 0 | 9 |  |  |  | No | R-410A | 2.8333 | Residential & Commercial | No
211379404 | Central HP <5.4 tons | YORK | HRCU-A-CB (Split System: Heat Pump with Remote Outdoor Unit-Air-Source) | HMH72B341 |  |  | XAUC48FXXN1+TXV | TM9V060B12MP12 | 33000 | 16.5 | 8.1 | 32400 | 24000 | 74.07% | 2.04 | 0 | 9 |  |  |  | No | R-410A | 2.75 | Residential & Commercial | No
211378453 | Central HP <5.4 tons | YORK | HRCU-A-CB (Split System: Heat Pump with Remote Outdoor Unit-Air-Source) | HMH72B341 |  |  | XAUB30CXXN1+TXV | YPLC060A12MP13 | 32800 | 17.5 | 8.1 | 33400 | 23400 | 70.06% | 2.02 | 0 | 9.5 |  |  |  | No | R-410A | 2.7333 | Residential & Commercial | No
211378537 | Central HP <5.4 tons | YORK | HRCU-A-CB (Split System: Heat Pump with Remote Outdoor Unit-Air-Source) | HMH72B341 |  |  | XAHC36DBCN1 | TMLE100B12MP11 | 33400 | 17.5 | 8.1 | 33000 | 23400 | 70.91% | 2.02 | 0 | 9.5 |  |  |  | No | R-410A | 2.7833 | Residential & Commercial | No
211378552 | Central HP <5.4 tons | YORK | HRCU-A-CB (Split System: Heat Pump with Remote Outdoor Unit-Air-Source) | HMH72B341 |  |  | XAHB36DBCN1 | TM8E100B12MP11 | 33200 | 17.5 | 8.1 | 33000 | 23400 | 70.91% | 2.02 | 0 | 9.5 |  |  |  | No | R-410A | 2.7667 | Residential & Commercial | No
211379354 | Central HP <5.4 tons | YORK | HRCU-A-CB (Split System: Heat Pump with Remote Outdoor Unit-Air-Source) | HMH72B341 |  |  | XAFC48FXXN1+TXV | YP9C080B12MP13 | 33400 | 16.5 | 8.5 | 32600 | 24000 | 73.62% | 2.06 | 0 | 9 |  |  |  | No | R-410A | 2.7833 | Residential & Commercial | No
211379421 | Central HP <5.4 tons | YORK | HRCU-A-CB (Split System: Heat Pump with Remote Outdoor Unit-Air-Source) | HMH72B341 |  |  | XAHD48FBCN1 | TM9E100C16MP12 | 32800 | 16.5 | 8.5 | 31800 | 23200 | 72.96% | 2.02 | 0 | 9 |  |  |  | No | R-410A | 2.7333 | Residential & Commercial | No
211379472 | Central HP <5.4 tons | YORK | HRCU-A-CB (Split System: Heat Pump with Remote Outdoor Unit-Air-Source) | HMH72B341 |  |  | XAHC48FBCN1 | TM9E080B12MP12 | 32600 | 16.5 | 8.1 | 31800 | 23400 | 73.58% | 2 | 0 | 9 |  |  |  | No | R-410A | 2.7167 | Residential & Commercial | No
212983939 | Central HP <5.4 tons | TEMPSTAR | HRCU-A-CB (Split System: Heat Pump with Remote Outdoor Unit-Air-Source) | DLCURAH30ABK |  |  | EA*4X37L21A* | *92MSN0601714A* | 30200 | 15.2 | 8.1 | 33400 | 26400 | 79.04% | 1.84 | 0 | 9 |  |  |  | No | R-410A | 2.5167 | Residential & Commercial | No
213075879 | Central HP <5.4 tons | COMFORTMAKER | HRCU-A-CB (Split System: Heat Pump with Remote Outdoor Unit-Air-Source) | DLCURAH36ABK |  |  | EA*4X36L21A* | *95MSU1002120A* | 35200 | 16 | 8.1 | 38500 | 35200 | 91.43% | 1.84 | 0 | 9.5 |  |  |  | No | R-410A | 2.9333 | Residential & Commercial | No
215674079 | Central HP <5.4 tons | COMFORTMAKER | HRCU-A-CB (Split System: Heat Pump with Remote Outdoor Unit-Air-Source) | C5H0V48*K*AAA* |  |  | EA*5X48M21A*+WALLCON | *95CSU0601716B* | 44000 | 17 | 9 | 49000 | 34600 | 70.61% | 2.04 | 0 | 9 |  |  |  | No | R-454B | 3.6667 | Residential & Commercial | No
211222754 | Central HP <5.4 tons | TEMPSTAR | HRCU-A-CB (Split System: Heat Pump with Remote Outdoor Unit-Air-Source) | DLCURAH30ABK |  |  | FM(C,U)4Z36**AL* |  | 30400 | 15.5 | 8.5 | 35000 | 27400 | 78.29% | 1.82 | 0 | 9 |  |  |  | No | R-410A | 2.5333 | Residential & Commercial | No
211712655 | Central HP <5.4 tons | TEMPSTAR | HRCU-A-CB (Split System: Heat Pump with Remote Outdoor Unit-Air-Source) | DLCURAH30ABK |  |  | EA*4X42L24A* | *96VTN1002122A* | 29600 | 15.2 | 8.1 | 33800 | 27200 | 80.47% | 1.78 | 0 | 9 |  |  |  | No | R-410A | 2.4667 | Residential & Commercial | No
213080549 | Central HP <5.4 tons | BRYANT HEATING AND COOLING SYSTEMS | HRCU-A-CB (Split System: Heat Pump with Remote Outdoor Unit-Air-Source) | 38MURAQ36AB3* |  |  | CAP**4221AL* | 935SB36040M17*** | 35200 | 15.2 | 8.1 | 39000 | 35200 | 90.26% | 1.88 | 0 | 9.5 |  |  |  | No | R-410A | 2.9333 | Residential & Commercial | No
211227311 | Central HP <5.4 tons | COMFORTMAKER | HRCU-A-CB (Split System: Heat Pump with Remote Outdoor Unit-Air-Source) | DLCURAH36ABK |  |  | EA*4X42L21A* | *80ES(N,L)0701716A* | 35200 | 16 | 8.1 | 38500 | 35000 | 90.91% | 1.88 | 0 | 9.5 |  |  |  | No | R-410A | 2.9333 | Residential & Commercial | No
211227858 | Central HP <5.4 tons | BRYANT HEATING AND COOLING SYSTEMS | HRCU-A-CB (Split System: Heat Pump with Remote Outdoor Unit-Air-Source) | 38MURAQ36AB3* |  |  | CAP**4224AL* | 82*SA60070V21*** | 35400 | 16 | 8.1 | 38500 | 35000 | 90.91% | 1.88 | 0 | 9.5 |  |  |  | No | R-410A | 2.95 | Residential & Commercial | No
212979436 | Central HP <5.4 tons | COMFORTMAKER | HRCU-A-CB (Split System: Heat Pump with Remote Outdoor Unit-Air-Source) | DLCURAH30ABK |  |  | EA*4X37L21A* | *80MS(N,L)0702116A* | 30400 | 15.2 | 8.1 | 33400 | 26400 | 79.04% | 1.84 | 0 | 9 |  |  |  | No | R-410A | 2.5333 | Residential & Commercial | No
212979718 | Central HP <5.4 tons | COMFORTMAKER | HRCU-A-CB (Split System: Heat Pump with Remote Outdoor Unit-Air-Source) | DLCURAH30ABK |  |  | EA*4X37L21A* | *80MS(N,L)0901714A* | 30400 | 15.2 | 8.1 | 33200 | 26400 | 79.52% | 1.84 | 0 | 9 |  |  |  | No | R-410A | 2.5333 | Residential & Commercial | No
212980227 | Central HP <5.4 tons | COMFORTMAKER | HRCU-A-CB (Split System: Heat Pump with Remote Outdoor Unit-Air-Source) | DLCURAH30ABK |  |  | EA*4X43L21A* | *80MS(N,L)0902116A* | 30600 | 15.2 | 8.1 | 33400 | 26400 | 79.04% | 1.86 | 0 | 9 |  |  |  | No | R-410A | 2.55 | Residential & Commercial | No
211712535 | Central HP <5.4 tons | CARRIER | HRCU-A-CB (Split System: Heat Pump with Remote Outdoor Unit-Air-Source) | 38MURAQ30AB3* |  |  | CAP**4221AL* | 59SC2D080E21**20 | 30600 | 15.2 | 8.1 | 34200 | 27000 | 78.95% | 1.82 | 0 | 9 |  |  |  | No | R-410A | 2.55 | Residential & Commercial | No
212979742 | Central HP <5.4 tons | COMFORTMAKER | HRCU-A-CB (Split System: Heat Pump with Remote Outdoor Unit-Air-Source) | DLCURAH30ABK |  |  | EA*4X43L21A* | *80MS(N,L)0901714A* | 30400 | 15.2 | 8.1 | 33000 | 26400 | 80% | 1.84 | 0 | 9 |  |  |  | No | R-410A | 2.5333 | Residential & Commercial | No
216571297 | Central HP <5.4 tons | AMERICAN STANDARD | HRCU-A-CB (Split System: Heat Pump with Remote Outdoor Unit-Air-Source) | 5A6V8X36A1 |  |  | 5TXCB004AS3 | L8V1A060U3VSB+LRP | 31400 | 18 | 8.5 | 32800 | 25600 | 78.05% | 2 | 0 | 9.8 |  |  |  | No | R-454B | 2.6167 | Residential & Commercial | No
213078820 | Central HP <5.4 tons | AIRQUEST | HRCU-A-CB (Split System: Heat Pump with Remote Outdoor Unit-Air-Source) | DLCURAH36ABK |  |  | EA*4X36L17A* | *80MSU1002120A* | 35400 | 15.5 | 8.1 | 39000 | 35400 | 90.77% | 1.84 | 0 | 9.5 |  |  |  | No | R-410A | 2.95 | Residential & Commercial | No
213080042 | Central HP <5.4 tons | AIRQUEST | HRCU-A-CB (Split System: Heat Pump with Remote Outdoor Unit-Air-Source) | DLCURAH36ABK |  |  | EA*4X42L21A* | *96MSN0801716A* | 35400 | 15.5 | 8.1 | 38500 | 35200 | 91.43% | 1.88 | 0 | 9.5 |  |  |  | No | R-410A | 2.95 | Residential & Commercial | No
213078832 | Central HP <5.4 tons | AIRQUEST | HRCU-A-CB (Split System: Heat Pump with Remote Outdoor Unit-Air-Source) | DLCURAH36ABK |  |  | EA*4X36L21A* | *80MSU1002120A* | 35000 | 16 | 8.5 | 38500 | 35200 | 91.43% | 1.8 | 0 | 9.5 |  |  |  | No | R-410A | 2.9167 | Residential & Commercial | No
211713136 | Central HP <5.4 tons | CARRIER | HRCU-A-CB (Split System: Heat Pump with Remote Outdoor Unit-Air-Source) | 38MURAQ30AB3* |  |  | CAP**4321AL* | 58TP*A090V17**16 | 30400 | 15.2 | 8.1 | 33000 | 26200 | 79.39% | 1.84 | 0 | 9 |  |  |  | No | R-410A | 2.5333 | Residential & Commercial | No
211712687 | Central HP <5.4 tons | BRYANT HEATING AND COOLING SYSTEMS | HRCU-A-CB (Split System: Heat Pump with Remote Outdoor Unit-Air-Source) | 38MURAQ30AB3* |  |  | CAP**4224AL* | 82*SA66110V24*** | 30000 | 15.2 | 8.1 | 33800 | 27200 | 80.47% | 1.8 | 0 | 9 |  |  |  | No | R-410A | 2.5 | Residential & Commercial | No
212970378 | Central HP <5.4 tons | AIRQUEST | HRCU-A-CB (Split System: Heat Pump with Remote Outdoor Unit-Air-Source) | DLCURAH36ABK |  |  | EA*4X36L21A* | *80VSL0701716B* | 35200 | 15.5 | 8.1 | 38500 | 35200 | 91.43% | 1.84 | 0 | 9.5 |  |  |  | No | R-410A | 2.9333 | Residential & Commercial | No
212972485 | Central HP <5.4 tons | AIRQUEST | HRCU-A-CB (Split System: Heat Pump with Remote Outdoor Unit-Air-Source) | DLCURAH30ABK |  |  | EA*4X43L21A* | *80VTL1102122B* | 30400 | 15.2 | 8.1 | 33400 | 26400 | 79.04% | 1.84 | 0 | 9 |  |  |  | No | R-410A | 2.5333 | Residential & Commercial | No
211388697 | Central HP <5.4 tons | JOHNSON CONTROLS | HRCU-A-CB (Split System: Heat Pump with Remote Outdoor Unit-Air-Source) | HMH72B341 |  |  | XAHC30CXXN1+TXV | TM9E080C16MP12 | 32800 | 17.5 | 8.1 | 33400 | 23400 | 70.06% | 2 | 0 | 9 |  |  |  | No | R-410A | 2.7333 | Residential & Commercial | No
211388797 | Central HP <5.4 tons | JOHNSON CONTROLS | HRCU-A-CB (Split System: Heat Pump with Remote Outdoor Unit-Air-Source) | HMH72B341 |  |  | XAHB36DXXN1+TXV | TM9E080B12MP12 | 33200 | 17 | 8.1 | 33200 | 23400 | 70.48% | 2 | 0 | 9.5 |  |  |  | No | R-410A | 2.7667 | Residential & Commercial | No
211390085 | Central HP <5.4 tons | JOHNSON CONTROLS | HRCU-A-CB (Split System: Heat Pump with Remote Outdoor Unit-Air-Source) | HMH72B341 |  |  | XAHC30CXXN1+TXV | TM8V100C16MP12 | 32400 | 17 | 8.1 | 32400 | 22800 | 70.37% | 2 | 0 | 9.5 |  |  |  | No | R-410A | 2.7 | Residential & Commercial | No
213077390 | Central HP <5.4 tons | DAY & NIGHT | HRCU-A-CB (Split System: Heat Pump with Remote Outdoor Unit-Air-Source) | DLCURAH36ABK |  |  | EA*4X42L21A* | *96VTN0801716B* | 35000 | 15.5 | 8.1 | 38500 | 35200 | 91.43% | 1.86 | 0 | 9.5 |  |  |  | No | R-410A | 2.9167 | Residential & Commercial | No
211194198 | Central HP <5.4 tons | CARRIER | HRCU-A-CB (Split System: Heat Pump with Remote Outdoor Unit-Air-Source) | 38MURAQ30AB3* |  |  | CAP**3621AL* | 58SU*A080E21**20 | 29600 | 15.2 | 8.1 | 33800 | 27600 | 81.66% | 1.76 | 0 | 9 |  |  |  | No | R-410A | 2.4667 | Residential & Commercial | No
211388478 | Central HP <5.4 tons | JOHNSON CONTROLS | HRCU-A-CB (Split System: Heat Pump with Remote Outdoor Unit-Air-Source) | HMH72B341 |  |  | XAHB36DBCN1 | TM9V040A10MP12 | 32400 | 16.5 | 8.1 | 32600 | 23000 | 70.55% | 1.96 | 0 | 9.5 |  |  |  | No | R-410A | 2.7 | Residential & Commercial | No
211388962 | Central HP <5.4 tons | JOHNSON CONTROLS | HRCU-A-CB (Split System: Heat Pump with Remote Outdoor Unit-Air-Source) | HMH72B341 |  |  | XAHC36DBCN1 | TM9E060B12MP12 | 33400 | 17 | 8.1 | 33400 | 23800 | 71.26% | 2 | 0 | 9.5 |  |  |  | No | R-410A | 2.7833 | Residential & Commercial | No
211390002 | Central HP <5.4 tons | JOHNSON CONTROLS | HRCU-A-CB (Split System: Heat Pump with Remote Outdoor Unit-Air-Source) | HMH72B341 |  |  | XAHC36DBCN1 | TM8V100C16MP12 | 34000 | 17 | 8.1 | 34000 | 24600 | 72.35% | 2.08 | 0 | 9.5 |  |  |  | No | R-410A | 2.8333 | Residential & Commercial | No
211393512 | Central HP <5.4 tons | JOHNSON CONTROLS | HRCU-A-CB (Split System: Heat Pump with Remote Outdoor Unit-Air-Source) | HMH72B341 |  |  | XAHB36DBCN1 | TL8E060A12UH11 | 33200 | 17.5 | 8.1 | 33000 | 23400 | 70.91% | 2 | 0 | 9.5 |  |  |  | No | R-410A | 2.7667 | Residential & Commercial | No
211393923 | Central HP <5.4 tons | JOHNSON CONTROLS | HRCU-A-CB (Split System: Heat Pump with Remote Outdoor Unit-Air-Source) | HMH72B341 |  |  | XAFD48FXXN1+TXV | TM9Y100C16MP11 | 33400 | 17 | 8.5 | 32400 | 23600 | 72.84% | 2.06 | 0 | 9.5 |  |  |  | No | R-410A | 2.7833 | Residential & Commercial | No
211394159 | Central HP <5.4 tons | JOHNSON CONTROLS | HRCU-A-CB (Split System: Heat Pump with Remote Outdoor Unit-Air-Source) | HMH72B341 |  |  | XAFC48FXXN1+TXV | TM9Y080B12MP11 | 33400 | 17 | 8.1 | 32800 | 24200 | 73.78% | 2.04 | 0 | 9 |  |  |  | No | R-410A | 2.7833 | Residential & Commercial | No
211394200 | Central HP <5.4 tons | JOHNSON CONTROLS | HRCU-A-CB (Split System: Heat Pump with Remote Outdoor Unit-Air-Source) | HMH72B341 |  |  | XAHC48FXXN1+TXV | TM9Y060B12MP11 | 32400 | 16.5 | 8.1 | 32200 | 23600 | 73.29% | 1.98 | 0 | 9 |  |  |  | No | R-410A | 2.7 | Residential & Commercial | No
211394382 | Central HP <5.4 tons | JOHNSON CONTROLS | HRCU-A-CB (Split System: Heat Pump with Remote Outdoor Unit-Air-Source) | HMH72B341 |  |  | XAFD48FBCN1 | TP9C120D20MP13 | 34000 | 17 | 8.5 | 32400 | 23800 | 73.46% | 2.1 | 0 | 9.5 |  |  |  | No | R-410A | 2.8333 | Residential & Commercial | No
211389672 | Central HP <5.4 tons | JOHNSON CONTROLS | HRCU-A-CB (Split System: Heat Pump with Remote Outdoor Unit-Air-Source) | HMH72B341 |  |  | XAHB36DBCN1 | TM8Y080B12MP11 | 33000 | 17.5 | 8.1 | 32800 | 23000 | 70.12% | 2 | 0 | 9.5 |  |  |  | No | R-410A | 2.75 | Residential & Commercial | No
211389827 | Central HP <5.4 tons | JOHNSON CONTROLS | HRCU-A-CB (Split System: Heat Pump with Remote Outdoor Unit-Air-Source) | HMH72B341 |  |  | XAHB36DBCN1 | TM8Y060A12MP11 | 32800 | 17.5 | 8.1 | 32600 | 23000 | 70.55% | 1.98 | 0 | 9.5 |  |  |  | No | R-410A | 2.7333 | Residential & Commercial | No
211390708 | Central HP <5.4 tons | JOHNSON CONTROLS | HRCU-A-CB (Split System: Heat Pump with Remote Outdoor Unit-Air-Source) | HMH72B341 |  |  | XAFB36DXXN1+TXV | TM8V080B12MP12 | 33600 | 17 | 8.1 | 33600 | 23600 | 70.24% | 2.02 | 0 | 9.5 |  |  |  | No | R-410A | 2.8 | Residential & Commercial | No
212979790 | Central HP <5.4 tons | COMFORTMAKER | HRCU-A-CB (Split System: Heat Pump with Remote Outdoor Unit-Air-Source) | DLCURAH30ABK |  |  | END4X42L17** | *80MS(N,L)0901714A* | 30000 | 15.2 | 8.1 | 34000 | 27200 | 80% | 1.82 | 0 | 9 |  |  |  | No | R-410A | 2.5 | Residential & Commercial | No
216571296 | Central HP <5.4 tons | TRANE | HRCU-A-CB (Split System: Heat Pump with Remote Outdoor Unit-Air-Source) | 5TWV8X36A1 |  |  | 5TXCB004AS3 | L8V1A060U3VSB+LRP | 31400 | 18 | 8.5 | 32800 | 25600 | 78.05% | 2 | 0 | 9.8 |  |  |  | No | R-454B | 2.6167 | Residential & Commercial | No
213077338 | Central HP <5.4 tons | DAY & NIGHT | HRCU-A-CB (Split System: Heat Pump with Remote Outdoor Unit-Air-Source) | DLCURAH36ABK |  |  | EA*4X36L17A* | *96VTN0801716B* | 35200 | 15.2 | 8.1 | 39000 | 35400 | 90.77% | 1.82 | 0 | 9.5 |  |  |  | No | R-410A | 2.9333 | Residential & Commercial | No
212984482 | Central HP <5.4 tons | BRYANT HEATING AND COOLING SYSTEMS | HRCU-A-CB (Split System: Heat Pump with Remote Outdoor Unit-Air-Source) | 38MURAQ30AB3* |  |  | CAP**4221AL* | 912SE48080M17*** | 29800 | 15.2 | 8.1 | 34000 | 27600 | 81.18% | 1.8 | 0 | 9 |  |  |  | No | R-410A | 2.4833 | Residential & Commercial | No
213075884 | Central HP <5.4 tons | TEMPSTAR | HRCU-A-CB (Split System: Heat Pump with Remote Outdoor Unit-Air-Source) | DLCURAH36ABK |  |  | EA*4X36L21A* | *95MSU1002120A* | 35200 | 16 | 8.1 | 38500 | 35200 | 91.43% | 1.84 | 0 | 9.5 |  |  |  | No | R-410A | 2.9333 | Residential & Commercial | No
213079336 | Central HP <5.4 tons | AIRQUEST | HRCU-A-CB (Split System: Heat Pump with Remote Outdoor Unit-Air-Source) | DLCURAH36ABK |  |  | EA*4X36L17A* | *92MSN0601412A* | 35000 | 15.5 | 8.1 | 38500 | 35200 | 91.43% | 1.82 | 0 | 9.5 |  |  |  | No | R-410A | 2.9167 | Residential & Commercial | No
211713125 | Central HP <5.4 tons | BRYANT HEATING AND COOLING SYSTEMS | HRCU-A-CB (Split System: Heat Pump with Remote Outdoor Unit-Air-Source) | 38MURAQ30AB3* |  |  | CAP**4321AL* | 83*SA36040E17*** | 31200 | 15.2 | 8.1 | 33400 | 26000 | 77.84% | 1.86 | 0 | 9 |  |  |  | No | R-410A | 2.6 | Residential & Commercial | No
213076040 | Central HP <5.4 tons | TEMPSTAR | HRCU-A-CB (Split System: Heat Pump with Remote Outdoor Unit-Air-Source) | DLCURAH30ABK |  |  | EA*4X42L21A* | *95MSU1002120A* | 29800 | 15.2 | 8.1 | 38500 | 27600 | 71.69% | 1.78 | 0 | 9 |  |  |  | No | R-410A | 2.4833 | Residential & Commercial | No
214229275 | Central HP <5.4 tons | TEMPSTAR | HRCU-A-CB (Split System: Heat Pump with Remote Outdoor Unit-Air-Source) | DLCURAH30ABK |  |  | END4X42L17** | *80MSU0601716A* | 29800 | 15.2 | 8.1 | 34000 | 27000 | 79.41% | 1.82 | 0 | 9 |  |  |  | No | R-410A | 2.4833 | Residential & Commercial | No
212988059 | Central HP <5.4 tons | CARRIER | HRCU-A-CB (Split System: Heat Pump with Remote Outdoor Unit-Air-Source) | 38MURAQ30AB3* |  |  | CAP**4224AL* | 59SC6A100M21**20 | 30000 | 15.2 | 8.5 | 34000 | 27200 | 80% | 1.8 | 0 | 9 |  |  |  | No | R-410A | 2.5 | Residential & Commercial | No
215677892 | Central HP <5.4 tons | TEMPSTAR | HRCU-A-CB (Split System: Heat Pump with Remote Outdoor Unit-Air-Source) | T5H0V60*K*AAA* |  |  | EA*5X61M21A*+WALLCON | *80CTL0701716B* | 54500 | 18 | 8.5 | 58500 | 41500 | 70.94% | 1.92 | 0 | 9 |  |  |  | No | R-454B | 4.5417 | Residential & Commercial | No
215677992 | Central HP <5.4 tons | TEMPSTAR | HRCU-A-CB (Split System: Heat Pump with Remote Outdoor Unit-Air-Source) | T5H0V60*K*AAA* |  |  | EA*5X61M24A*+WALLCON | *97CMN0802120B* | 56000 | 18.5 | 9 | 60000 | 42000 | 70% | 2.02 | 0 | 9 |  |  |  | No | R-454B | 4.6667 | Residential & Commercial | No
213080695 | Central HP <5.4 tons | AIRQUEST | HRCU-A-CB (Split System: Heat Pump with Remote Outdoor Unit-Air-Source) | DLCURAH36ABK |  |  | EA*4X42L21A* | *95MSU0601716A* | 35000 | 16 | 8.1 | 38500 | 35000 | 90.91% | 1.86 | 0 | 9.5 |  |  |  | No | R-410A | 2.9167 | Residential & Commercial | No
211229192 | Central HP <5.4 tons | BRYANT HEATING AND COOLING SYSTEMS | HRCU-A-CB (Split System: Heat Pump with Remote Outdoor Unit-Air-Source) | 38MURAQ36AB3* |  |  | CAP**4821AL* | OVLAAB036098 | 35400 | 15.2 | 8.1 | 38500 | 34800 | 90.39% | 2.02 | 0 | 9.5 |  |  |  | No | R-410A | 2.95 | Residential & Commercial | No
211229210 | Central HP <5.4 tons | BRYANT HEATING AND COOLING SYSTEMS | HRCU-A-CB (Split System: Heat Pump with Remote Outdoor Unit-Air-Source) | 38MURAQ36AB3* |  |  | CAP**4821AL* | OVMAAB036098 | 35600 | 15.2 | 8.1 | 38500 | 34800 | 90.39% | 2.04 | 0 | 9.5 |  |  |  | No | R-410A | 2.9667 | Residential & Commercial | No
212984999 | Central HP <5.4 tons | CARRIER | HRCU-A-CB (Split System: Heat Pump with Remote Outdoor Unit-Air-Source) | 38MURAQ30AB3* |  |  | CAP**4321AL* | 59SC2E080M21**20 | 30600 | 15.5 | 8.5 | 33400 | 26400 | 79.04% | 1.86 | 0 | 9 |  |  |  | No | R-410A | 2.55 | Residential & Commercial | No
211712804 | Central HP <5.4 tons | BRYANT HEATING AND COOLING SYSTEMS | HRCU-A-CB (Split System: Heat Pump with Remote Outdoor Unit-Air-Source) | 38MURAQ30AB3* |  |  | CAP**4224AL* | 8(0,1)*SA48070E21*** | 29600 | 15.2 | 8.1 | 33800 | 27400 | 81.07% | 1.78 | 0 | 9 |  |  |  | No | R-410A | 2.4667 | Residential & Commercial | No
211712869 | Central HP <5.4 tons | BRYANT HEATING AND COOLING SYSTEMS | HRCU-A-CB (Split System: Heat Pump with Remote Outdoor Unit-Air-Source) | 38MURAQ30AB3* |  |  | CAP**4224AL* | 8(0,1)*SA60110E24*** | 30000 | 15.2 | 8.1 | 33800 | 27200 | 80.47% | 1.8 | 0 | 9 |  |  |  | No | R-410A | 2.5 | Residential & Commercial | No
211713270 | Central HP <5.4 tons | BRYANT HEATING AND COOLING SYSTEMS | HRCU-A-CB (Split System: Heat Pump with Remote Outdoor Unit-Air-Source) | 38MURAQ30AB3* |  |  | CAP**4321AL* | 8(0,1)*SA42090E17*** | 30600 | 15.2 | 8.1 | 33200 | 26000 | 78.31% | 1.84 | 0 | 9 |  |  |  | No | R-410A | 2.55 | Residential & Commercial | No
211712452 | Central HP <5.4 tons | DAY & NIGHT | HRCU-A-CB (Split System: Heat Pump with Remote Outdoor Unit-Air-Source) | DLCURAH30ABK |  |  | EA*4X42L21A* | *80ES(N,L)0702116A* | 29600 | 15.2 | 8.1 | 33600 | 27400 | 81.55% | 1.78 | 0 | 9 |  |  |  | No | R-410A | 2.4667 | Residential & Commercial | No
211227470 | Central HP <5.4 tons | BRYANT HEATING AND COOLING SYSTEMS | HRCU-A-CB (Split System: Heat Pump with Remote Outdoor Unit-Air-Source) | 38MURAQ36AB3* |  |  | CAP**4221AL* | 82*TA60090V21*** | 35000 | 16 | 8.1 | 38500 | 35000 | 90.91% | 1.86 | 0 | 9.5 |  |  |  | No | R-410A | 2.9167 | Residential & Commercial | No
211227690 | Central HP <5.4 tons | BRYANT HEATING AND COOLING SYSTEMS | HRCU-A-CB (Split System: Heat Pump with Remote Outdoor Unit-Air-Source) | 38MURAQ36AB3* |  |  | CAP**4221AL* | 926TB60080V21*** | 35000 | 16 | 8.1 | 38500 | 35000 | 90.91% | 1.86 | 0 | 9.5 |  |  |  | No | R-410A | 2.9167 | Residential & Commercial | No
211229075 | Central HP <5.4 tons | BRYANT HEATING AND COOLING SYSTEMS | HRCU-A-CB (Split System: Heat Pump with Remote Outdoor Unit-Air-Source) | 38MURAQ36AB3* |  |  | CAP**4821AL* | 926SA42060V17*** | 35400 | 15.5 | 8.1 | 38500 | 34800 | 90.39% | 2.02 | 0 | 9.5 |  |  |  | No | R-410A | 2.95 | Residential & Commercial | No
214229286 | Central HP <5.4 tons | TEMPSTAR | HRCU-A-CB (Split System: Heat Pump with Remote Outdoor Unit-Air-Source) | DLCURAH36ABK |  |  | EA*4X36L17A* | *80MSU0601716A* | 34800 | 16 | 8.1 | 38500 | 35200 | 91.43% | 1.82 | 0 | 9.5 |  |  |  | No | R-410A | 2.9 | Residential & Commercial | No
212974928 | Central HP <5.4 tons | AIRQUEST | HRCU-A-CB (Split System: Heat Pump with Remote Outdoor Unit-Air-Source) | DLCURAH24ABK |  |  | EA*4X24L17A* | *96VTN0401410B* | 23000 | 16 | 8.5 | 27000 | 27000 | 100% | 2.28 | 0 | 9.5 |  |  |  | No | R-410A | 1.9167 | Residential & Commercial | No
212976731 | Central HP <5.4 tons | AIRQUEST | HRCU-A-CB (Split System: Heat Pump with Remote Outdoor Unit-Air-Source) | DLCURAH30ABK |  |  | EA*4X42L21A* | *96VTN1002120B* | 30200 | 15.2 | 8.5 | 34200 | 27600 | 80.7% | 1.8 | 0 | 9 |  |  |  | No | R-410A | 2.5167 | Residential & Commercial | No
213079842 | Central HP <5.4 tons | DAY & NIGHT | HRCU-A-CB (Split System: Heat Pump with Remote Outdoor Unit-Air-Source) | DLCURAH36ABK |  |  | EA*4X36L21A* | *92MSN1002122A* | 35200 | 16 | 8.1 | 38500 | 35200 | 91.43% | 1.84 | 0 | 9.5 |  |  |  | No | R-410A | 2.9333 | Residential & Commercial | No
211229202 | Central HP <5.4 tons | AIRQUEST | HRCU-A-CB (Split System: Heat Pump with Remote Outdoor Unit-Air-Source) | DLCURAH36ABK |  |  | EA*4X48L21A* | OLV112A16A | 35800 | 15.5 | 8.5 | 38500 | 34800 | 90.39% | 2.04 | 0 | 9.5 |  |  |  | No | R-410A | 2.9833 | Residential & Commercial | No
211229024 | Central HP <5.4 tons | BRYANT HEATING AND COOLING SYSTEMS | HRCU-A-CB (Split System: Heat Pump with Remote Outdoor Unit-Air-Source) | 38MURAQ36AB3* |  |  | CAP**4821AL* | 915SB48080E17*** | 35400 | 15.5 | 8.1 | 37800 | 34800 | 92.06% | 2.02 | 0 | 9.5 |  |  |  | No | R-410A | 2.95 | Residential & Commercial | No
211227592 | Central HP <5.4 tons | BRYANT HEATING AND COOLING SYSTEMS | HRCU-A-CB (Split System: Heat Pump with Remote Outdoor Unit-Air-Source) | 38MURAQ36AB3* |  |  | CAP**4221AL* | 926SA42060V17*** | 35000 | 15.2 | 8.1 | 38500 | 35200 | 91.43% | 1.86 | 0 | 9.5 |  |  |  | No | R-410A | 2.9167 | Residential & Commercial | No
211227719 | Central HP <5.4 tons | BRYANT HEATING AND COOLING SYSTEMS | HRCU-A-CB (Split System: Heat Pump with Remote Outdoor Unit-Air-Source) | 38MURAQ36AB3* |  |  | CAP**4221AL* | OVLAAB036098 | 35000 | 15.2 | 8.1 | 38500 | 35200 | 91.43% | 1.86 | 0 | 9.5 |  |  |  | No | R-410A | 2.9167 | Residential & Commercial | No
212984980 | Central HP <5.4 tons | BRYANT HEATING AND COOLING SYSTEMS | HRCU-A-CB (Split System: Heat Pump with Remote Outdoor Unit-Air-Source) | 38MURAQ30AB3* |  |  | CAP**4221AL* | 912SE60080M21*** | 30000 | 15.2 | 8.1 | 34200 | 27600 | 80.7% | 1.8 | 0 | 9 |  |  |  | No | R-410A | 2.5 | Residential & Commercial | No
212985264 | Central HP <5.4 tons | BRYANT HEATING AND COOLING SYSTEMS | HRCU-A-CB (Split System: Heat Pump with Remote Outdoor Unit-Air-Source) | 38MURAQ30AB3* |  |  | CAP**3721AL* | 912SE60100M21*** | 30600 | 15.2 | 8.5 | 33400 | 26400 | 79.04% | 1.86 | 0 | 9 |  |  |  | No | R-410A | 2.55 | Residential & Commercial | No
213078045 | Central HP <5.4 tons | CARRIER | HRCU-A-CB (Split System: Heat Pump with Remote Outdoor Unit-Air-Source) | 38MURAQ36AB3* |  |  | CAP**3621AL* | 58S(B,C)*B070M17**16 | 34800 | 16 | 8.1 | 38500 | 35200 | 91.43% | 1.82 | 0 | 9.5 |  |  |  | No | R-410A | 2.9 | Residential & Commercial | No
212985288 | Central HP <5.4 tons | BRYANT HEATING AND COOLING SYSTEMS | HRCU-A-CB (Split System: Heat Pump with Remote Outdoor Unit-Air-Source) | 38MURAQ30AB3* |  |  | CAP**4224AL* | 912SE60100M21*** | 30200 | 15.2 | 8.1 | 34200 | 27400 | 80.12% | 1.8 | 0 | 9 |  |  |  | No | R-410A | 2.5167 | Residential & Commercial | No
212988330 | Central HP <5.4 tons | BRYANT HEATING AND COOLING SYSTEMS | HRCU-A-CB (Split System: Heat Pump with Remote Outdoor Unit-Air-Source) | 38MURAQ30AB3* |  |  | CAP**4224AL* | 916SA66120M24*** | 30000 | 15.2 | 8.1 | 34200 | 27600 | 80.7% | 1.8 | 0 | 9 |  |  |  | No | R-410A | 2.5 | Residential & Commercial | No
211228821 | Central HP <5.4 tons | BRYANT HEATING AND COOLING SYSTEMS | HRCU-A-CB (Split System: Heat Pump with Remote Outdoor Unit-Air-Source) | 38MURAQ36AB3* |  |  | CAP**4821AL* | 82*SA48045V17*** | 35600 | 15.5 | 8.1 | 38500 | 34800 | 90.39% | 2.04 | 0 | 9.5 |  |  |  | No | R-410A | 2.9667 | Residential & Commercial | No
211712900 | Central HP <5.4 tons | DAY & NIGHT | HRCU-A-CB (Split System: Heat Pump with Remote Outdoor Unit-Air-Source) | DLCURAH30ABK |  |  | EA*4X42L24A* | *92ESN0802120A* | 30600 | 15.2 | 8.1 | 34200 | 26800 | 78.36% | 1.82 | 0 | 9 |  |  |  | No | R-410A | 2.55 | Residential & Commercial | No
211714357 | Central HP <5.4 tons | DAY & NIGHT | HRCU-A-CB (Split System: Heat Pump with Remote Outdoor Unit-Air-Source) | DLCURAH30ABK |  |  | EN(A,D,W)4X42L21** | *96VTN1002122A* | 30000 | 15.2 | 8.1 | 34000 | 27200 | 80% | 1.8 | 0 | 9 |  |  |  | No | R-410A | 2.5 | Residential & Commercial | No
212989058 | Central HP <5.4 tons | BRYANT HEATING AND COOLING SYSTEMS | HRCU-A-CB (Split System: Heat Pump with Remote Outdoor Unit-Air-Source) | 38MURAQ30AB3* |  |  | CAP**4321AL* | 935SB48060M17*** | 30600 | 15.2 | 8.5 | 33600 | 26400 | 78.57% | 1.86 | 0 | 9 |  |  |  | No | R-410A | 2.55 | Residential & Commercial | No
211712931 | Central HP <5.4 tons | BRYANT HEATING AND COOLING SYSTEMS | HRCU-A-CB (Split System: Heat Pump with Remote Outdoor Unit-Air-Source) | 38MURAQ30AB3* |  |  | CAP**4224AL* | 8(0,1)*SA60155E24*** | 29800 | 15.2 | 8.1 | 33800 | 27200 | 80.47% | 1.78 | 0 | 9 |  |  |  | No | R-410A | 2.4833 | Residential & Commercial | No
212982658 | Central HP <5.4 tons | TEMPSTAR | HRCU-A-CB (Split System: Heat Pump with Remote Outdoor Unit-Air-Source) | DLCURAH30ABK |  |  | EA*4X42L24A* | *80MSU0601716A* | 30000 | 15.5 | 8.1 | 34200 | 27600 | 80.7% | 1.8 | 0 | 9 |  |  |  | No | R-410A | 2.5 | Residential & Commercial | No
211194221 | Central HP <5.4 tons | CARRIER | HRCU-A-CB (Split System: Heat Pump with Remote Outdoor Unit-Air-Source) | 38MURAQ30AB3* |  |  | CAP**3621AL* | 59TP6B100V21**22 | 29600 | 15.2 | 8.1 | 33800 | 27800 | 82.25% | 1.76 | 0 | 9 |  |  |  | No | R-410A | 2.4667 | Residential & Commercial | No
211713345 | Central HP <5.4 tons | CARRIER | HRCU-A-CB (Split System: Heat Pump with Remote Outdoor Unit-Air-Source) | 38MURAQ30AB3* |  |  | CAP**4321AL* | 59SC2D080E21**20 | 31200 | 15.2 | 8.5 | 33600 | 26000 | 77.38% | 1.88 | 0 | 9 |  |  |  | No | R-410A | 2.6 | Residential & Commercial | No
211222234 | Central HP <5.4 tons | TEMPSTAR | HRCU-A-CB (Split System: Heat Pump with Remote Outdoor Unit-Air-Source) | DLCURAH30ABK |  |  | EA*4X36L21A* | *96VTN1002122A* | 29600 | 15.2 | 8.1 | 33800 | 27800 | 82.25% | 1.76 | 0 | 9 |  |  |  | No | R-410A | 2.4667 | Residential & Commercial | No
212984979 | Central HP <5.4 tons | CARRIER | HRCU-A-CB (Split System: Heat Pump with Remote Outdoor Unit-Air-Source) | 38MURAQ30AB3* |  |  | CAP**4221AL* | 59SC2E080M21**20 | 30000 | 15.2 | 8.1 | 34200 | 27600 | 80.7% | 1.8 | 0 | 9 |  |  |  | No | R-410A | 2.5 | Residential & Commercial | No
212985263 | Central HP <5.4 tons | CARRIER | HRCU-A-CB (Split System: Heat Pump with Remote Outdoor Unit-Air-Source) | 38MURAQ30AB3* |  |  | CAP**3721AL* | 59SC2E100M21**20 | 30600 | 15.2 | 8.5 | 33400 | 26400 | 79.04% | 1.86 | 0 | 9 |  |  |  | No | R-410A | 2.55 | Residential & Commercial | No
211228737 | Central HP <5.4 tons | BRYANT HEATING AND COOLING SYSTEMS | HRCU-A-CB (Split System: Heat Pump with Remote Outdoor Unit-Air-Source) | 38MURAQ36AB3* |  |  | CAP**4821AL* | 8(0,1)*SA36045E17*** | 35600 | 15.5 | 8.1 | 38500 | 34800 | 90.39% | 2.04 | 0 | 9.5 |  |  |  | No | R-410A | 2.9667 | Residential & Commercial | No
211712647 | Central HP <5.4 tons | BRYANT HEATING AND COOLING SYSTEMS | HRCU-A-CB (Split System: Heat Pump with Remote Outdoor Unit-Air-Source) | 38MURAQ30AB3* |  |  | CAP**4224AL* | 926TB66100V21*** | 29600 | 15.2 | 8.1 | 33800 | 27200 | 80.47% | 1.78 | 0 | 9 |  |  |  | No | R-410A | 2.4667 | Residential & Commercial | No
211240236 | Central HP <5.4 tons | BRYANT HEATING AND COOLING SYSTEMS | HRCU-A-CB (Split System: Heat Pump with Remote Outdoor Unit-Air-Source) | 38MURAQ24AB3* |  |  | CAP**2414AL* | 926SA30040V14*** | 23400 | 15.5 | 8.5 | 26800 | 24800 | 92.54% | 2.04 | 0 | 9.5 |  |  |  | No | R-410A | 1.95 | Residential & Commercial | No
214280283 | Central HP <5.4 tons | HEIL | HRCU-A-CB (Split System: Heat Pump with Remote Outdoor Unit-Air-Source) | DLCURAH36ABK |  |  | EA*4X42L21A* | *96MSN0601716A* | 35200 | 15.5 | 8.5 | 38500 | 35200 | 91.43% | 1.88 | 0 | 9.5 |  |  |  | No | R-410A | 2.9333 | Residential & Commercial | No
211713322 | Central HP <5.4 tons | BRYANT HEATING AND COOLING SYSTEMS | HRCU-A-CB (Split System: Heat Pump with Remote Outdoor Unit-Air-Source) | 38MURAQ30AB3* |  |  | CAP**4321AL* | 912SD42060E17*** | 30400 | 15.2 | 8.1 | 33000 | 26200 | 79.39% | 1.84 | 0 | 9 |  |  |  | No | R-410A | 2.5333 | Residential & Commercial | No
212980915 | Central HP <5.4 tons | COMFORTMAKER | HRCU-A-CB (Split System: Heat Pump with Remote Outdoor Unit-Air-Source) | DLCURAH30ABK |  |  | EA*4X37L21A* | *80MS(N,L)1102120A* | 30800 | 15.2 | 8.5 | 33400 | 26200 | 78.44% | 1.86 | 0 | 9 |  |  |  | No | R-410A | 2.5667 | Residential & Commercial | No
211712576 | Central HP <5.4 tons | COMFORTMAKER | HRCU-A-CB (Split System: Heat Pump with Remote Outdoor Unit-Air-Source) | DLCURAH30ABK |  |  | EA*4X42L21A* | *80ESU0802120A | 29800 | 15.2 | 8.1 | 33800 | 27200 | 80.47% | 1.78 | 0 | 9 |  |  |  | No | R-410A | 2.4833 | Residential & Commercial | No
212974931 | Central HP <5.4 tons | DAY & NIGHT | HRCU-A-CB (Split System: Heat Pump with Remote Outdoor Unit-Air-Source) | DLCURAH24ABK |  |  | EA*4X24L17A* | *96VTN0401410B* | 23000 | 16 | 8.5 | 27000 | 27000 | 100% | 2.28 | 0 | 9.5 |  |  |  | No | R-410A | 1.9167 | Residential & Commercial | No
211227597 | Central HP <5.4 tons | HEIL | HRCU-A-CB (Split System: Heat Pump with Remote Outdoor Unit-Air-Source) | DLCURAH36ABK |  |  | EA*4X42L21A* | *96VSN0601714A* | 35000 | 15.2 | 8.1 | 38500 | 35200 | 91.43% | 1.86 | 0 | 9.5 |  |  |  | No | R-410A | 2.9167 | Residential & Commercial | No
211226345 | Central HP <5.4 tons | TEMPSTAR | HRCU-A-CB (Split System: Heat Pump with Remote Outdoor Unit-Air-Source) | DLCURAH36ABK |  |  | EA*4X36L21A* | *92ESN1002122A* | 36400 | 15.2 | 8.1 | 40000 | 35400 | 88.5% | 1.86 | 0 | 9.5 |  |  |  | No | R-410A | 3.0333 | Residential & Commercial | No
211713358 | Central HP <5.4 tons | BRYANT HEATING AND COOLING SYSTEMS | HRCU-A-CB (Split System: Heat Pump with Remote Outdoor Unit-Air-Source) | 38MURAQ30AB3* |  |  | CAP**4321AL* | 912SD60100E21*** | 31200 | 15.2 | 8.5 | 33600 | 26000 | 77.38% | 1.86 | 0 | 9 |  |  |  | No | R-410A | 2.6 | Residential & Commercial | No
213078489 | Central HP <5.4 tons | AIRQUEST | HRCU-A-CB (Split System: Heat Pump with Remote Outdoor Unit-Air-Source) | DLCURAH36ABK |  |  | EA*4X36L21A* | *80MS(N,L)0902120A* | 35200 | 16.5 | 8.1 | 38500 | 35200 | 91.43% | 1.84 | 0 | 9.5 |  |  |  | No | R-410A | 2.9333 | Residential & Commercial | No
211222523 | Central HP <5.4 tons | AIRQUEST | HRCU-A-CB (Split System: Heat Pump with Remote Outdoor Unit-Air-Source) | DLCURAH30ABK |  |  | EA*4X37L21A* | *80ESU0401712A* | 31000 | 15.2 | 8.1 | 33400 | 26000 | 77.84% | 1.86 | 0 | 9 |  |  |  | No | R-410A | 2.5833 | Residential & Commercial | No
213080527 | Central HP <5.4 tons | AIRQUEST | HRCU-A-CB (Split System: Heat Pump with Remote Outdoor Unit-Air-Source) | DLCURAH36ABK |  |  | EA*4X37L17A* | *95MSU0401712A* | 35600 | 15.2 | 8.1 | 38500 | 35200 | 91.43% | 1.98 | 0 | 9.5 |  |  |  | No | R-410A | 2.9667 | Residential & Commercial | No
212974915 | Central HP <5.4 tons | AIRQUEST | HRCU-A-CB (Split System: Heat Pump with Remote Outdoor Unit-Air-Source) | DLCURAH24ABK |  |  | EA*4X24L14A* | *96VTN0401410B* | 23000 | 16 | 8.5 | 27000 | 27200 | 100.7% | 2.3 | 0 | 9.5 |  |  |  | No | R-410A | 1.9167 | Residential & Commercial | No
212972907 | Central HP <5.4 tons | DAY & NIGHT | HRCU-A-CB (Split System: Heat Pump with Remote Outdoor Unit-Air-Source) | DLCURAH24ABK |  |  | EA*4X24L17A* | *96VSN0401410B* | 23200 | 16 | 8.5 | 27000 | 26600 | 98.52% | 2.24 | 0 | 9.5 |  |  |  | No | R-410A | 1.9333 | Residential & Commercial | No
212986144 | Central HP <5.4 tons | COMFORTMAKER | HRCU-A-CB (Split System: Heat Pump with Remote Outdoor Unit-Air-Source) | DLCURAH24ABK |  |  | EA*4X24L17A* | *96MSN0401410A* | 23200 | 16 | 8.5 | 27000 | 26400 | 97.78% | 2.2 | 0 | 9.5 |  |  |  | No | R-410A | 1.9333 | Residential & Commercial | No
211712245 | Central HP <5.4 tons | COMFORTMAKER | HRCU-A-CB (Split System: Heat Pump with Remote Outdoor Unit-Air-Source) | DLCURAH30ABK |  |  | EA*4X42L21A* | *96VTN1002122A* | 29600 | 15.2 | 8.1 | 33600 | 27400 | 81.55% | 1.78 | 0 | 9 |  |  |  | No | R-410A | 2.4667 | Residential & Commercial | No
211712690 | Central HP <5.4 tons | COMFORTMAKER | HRCU-A-CB (Split System: Heat Pump with Remote Outdoor Unit-Air-Source) | DLCURAH30ABK |  |  | EA*4X42L24A* | *80VSL1102422A* | 30000 | 15.2 | 8.1 | 33800 | 27200 | 80.47% | 1.8 | 0 | 9 |  |  |  | No | R-410A | 2.5 | Residential & Commercial | No
211712899 | Central HP <5.4 tons | COMFORTMAKER | HRCU-A-CB (Split System: Heat Pump with Remote Outdoor Unit-Air-Source) | DLCURAH30ABK |  |  | EA*4X42L24A* | *92ESN0802120A* | 30600 | 15.2 | 8.1 | 34200 | 26800 | 78.36% | 1.82 | 0 | 9 |  |  |  | No | R-410A | 2.55 | Residential & Commercial | No
211712650 | Central HP <5.4 tons | COMFORTMAKER | HRCU-A-CB (Split System: Heat Pump with Remote Outdoor Unit-Air-Source) | DLCURAH30ABK |  |  | EA*4X42L24A* | *96VTN1002122A* | 29600 | 15.2 | 8.1 | 33800 | 27200 | 80.47% | 1.78 | 0 | 9 |  |  |  | No | R-410A | 2.4667 | Residential & Commercial | No
215682138 | Central HP <5.4 tons | COMFORTMAKER | HRCU-A-CB (Split System: Heat Pump with Remote Outdoor Unit-Air-Source) | C5H0V48*K*AAA* |  |  | EVD5X48M21A*+WALLCON | *80CSU1002120B* | 47000 | 18 | 9 | 50000 | 36400 | 72.8% | 2.02 | 0 | 9.5 |  |  |  | No | R-454B | 3.9167 | Residential & Commercial | No
215675338 | Central HP <5.4 tons | COMFORTMAKER | HRCU-A-CB (Split System: Heat Pump with Remote Outdoor Unit-Air-Source) | C5H0V48*K*AAA* |  |  | ESH5X60M12A*+WALLCON | *96CTN1202422B* | 45500 | 16.5 | 8.5 | 48000 | 33800 | 70.42% | 2.08 | 0 | 9.5 |  |  |  | No | R-454B | 3.7917 | Residential & Commercial | No
213080779 | Central HP <5.4 tons | AIRQUEST | HRCU-A-CB (Split System: Heat Pump with Remote Outdoor Unit-Air-Source) | DLCURAH36ABK |  |  | EA*4X36L21A* | *95MSU0802120A* | 35000 | 16 | 8.1 | 38500 | 35200 | 91.43% | 1.82 | 0 | 9.5 |  |  |  | No | R-410A | 2.9167 | Residential & Commercial | No
213077926 | Central HP <5.4 tons | AIRQUEST | HRCU-A-CB (Split System: Heat Pump with Remote Outdoor Unit-Air-Source) | DLCURAH36ABK |  |  | EA*4X36L21A* | *80MS(N,L)0701712A* | 34800 | 16 | 8.1 | 38500 | 35200 | 91.43% | 1.82 | 0 | 9.5 |  |  |  | No | R-410A | 2.9 | Residential & Commercial | No
215681758 | Central HP <5.4 tons | COMFORTMAKER | HRCU-A-CB (Split System: Heat Pump with Remote Outdoor Unit-Air-Source) | C5H0V48*K*AAA* |  |  | EVM5X48M21A*+WALLCON | *80CSU0401712B* | 47000 | 18 | 9 | 50000 | 36400 | 72.8% | 2 | 0 | 9.5 |  |  |  | No | R-454B | 3.9167 | Residential & Commercial | No
215682718 | Central HP <5.4 tons | COMFORTMAKER | HRCU-A-CB (Split System: Heat Pump with Remote Outdoor Unit-Air-Source) | C5H0V60*K*AAA* |  |  | ESH5X60M12A*+WALLCON | *96CTN0802120B* | 55500 | 17 | 8.5 | 60000 | 42000 | 70% | 1.9 | 0 | 8.5 |  |  |  | No | R-454B | 4.625 | Residential & Commercial | No
215682818 | Central HP <5.4 tons | COMFORTMAKER | HRCU-A-CB (Split System: Heat Pump with Remote Outdoor Unit-Air-Source) | C5H0V60*K*AAA* |  |  | EVM5X60M21A*+WALLCON | *80CSU0601716B* | 56000 | 18 | 8.5 | 60000 | 43000 | 71.67% | 2.12 | 0 | 9.5 |  |  |  | No | R-454B | 4.6667 | Residential & Commercial | No
215683068 | Central HP <5.4 tons | COMFORTMAKER | HRCU-A-CB (Split System: Heat Pump with Remote Outdoor Unit-Air-Source) | C5H0V60*K*AAA* |  |  | EVD5X60M24A*+WALLCON | *80CSU0802120B* | 57000 | 18 | 9 | 62500 | 44000 | 70.4% | 2.1 | 0 | 9.5 |  |  |  | No | R-454B | 4.75 | Residential & Commercial | No
215677488 | Central HP <5.4 tons | COMFORTMAKER | HRCU-A-CB (Split System: Heat Pump with Remote Outdoor Unit-Air-Source) | C5H0V60*K*AAA* |  |  | EVD5X60M24A*+WALLCON | *95CSU0802120B* | 56500 | 18 | 9 | 63500 | 44500 | 70.08% | 2.08 | 0 | 9 |  |  |  | No | R-454B | 4.7083 | Residential & Commercial | No
215677788 | Central HP <5.4 tons | COMFORTMAKER | HRCU-A-CB (Split System: Heat Pump with Remote Outdoor Unit-Air-Source) | C5H0V60*K*AAA* |  |  | EA*5X60M24A*+WALLCON | *80CTL1102120B* | 55000 | 18.5 | 9 | 59000 | 41500 | 70.34% | 2.02 | 0 | 9 |  |  |  | No | R-454B | 4.5833 | Residential & Commercial | No
215682888 | Central HP <5.4 tons | COMFORTMAKER | HRCU-A-CB (Split System: Heat Pump with Remote Outdoor Unit-Air-Source) | C5H0V60*K*AAA* |  |  | EVM5X60M24A*+WALLCON | *80CSU1002120B* | 57000 | 18 | 9 | 63000 | 44500 | 70.63% | 2.08 | 0 | 9 |  |  |  | No | R-454B | 4.75 | Residential & Commercial | No
215682778 | Central HP <5.4 tons | COMFORTMAKER | HRCU-A-CB (Split System: Heat Pump with Remote Outdoor Unit-Air-Source) | C5H0V60*K*AAA* |  |  | ESH5X60M12A*+WALLCON | *97CTN1002122A* | 55500 | 17 | 8.5 | 60000 | 42000 | 70% | 1.9 | 0 | 9 |  |  |  | No | R-454B | 4.625 | Residential & Commercial | No
215683178 | Central HP <5.4 tons | COMFORTMAKER | HRCU-A-CB (Split System: Heat Pump with Remote Outdoor Unit-Air-Source) | C5H0V60*K*AAA* |  |  | EVD5X61M21A*+WALLCON | *97CTN1002122A* | 57500 | 18.5 | 9 | 64000 | 45000 | 70.31% | 2.06 | 0 | 9 |  |  |  | No | R-454B | 4.7917 | Residential & Commercial | No
215681298 | Central HP <5.4 tons | COMFORTMAKER | HRCU-A-CB (Split System: Heat Pump with Remote Outdoor Unit-Air-Source) | C5H0V48*K*AAA* |  |  | EA*5X48M21A*+WALLCON | *96CTN0802120B* | 44000 | 17.5 | 9 | 48500 | 34200 | 70.52% | 2.06 | 0 | 9.5 |  |  |  | No | R-454B | 3.6667 | Residential & Commercial | No
215681368 | Central HP <5.4 tons | COMFORTMAKER | HRCU-A-CB (Split System: Heat Pump with Remote Outdoor Unit-Air-Source) | C5H0V48*K*AAA* |  |  | EA*5X48M21A*+WALLCON | *97CTN1002122A* | 44000 | 18 | 9 | 48500 | 34000 | 70.1% | 2.04 | 0 | 9.5 |  |  |  | No | R-454B | 3.6667 | Residential & Commercial | No
215682578 | Central HP <5.4 tons | COMFORTMAKER | HRCU-A-CB (Split System: Heat Pump with Remote Outdoor Unit-Air-Source) | C5H0V60*K*AAA* |  |  | EA*5X60M24A*+WALLCON | *96CTN0802120B* | 54500 | 18.5 | 9 | 59500 | 42000 | 70.59% | 1.9 | 0 | 8.5 |  |  |  | No | R-454B | 4.5417 | Residential & Commercial | No
215682658 | Central HP <5.4 tons | COMFORTMAKER | HRCU-A-CB (Split System: Heat Pump with Remote Outdoor Unit-Air-Source) | C5H0V60*K*AAA* |  |  | EA*5X61M24A*+WALLCON | *96CTN0802120B* | 56000 | 18.5 | 9 | 60000 | 42000 | 70% | 2.02 | 0 | 9 |  |  |  | No | R-454B | 4.6667 | Residential & Commercial | No
211240524 | Central HP <5.4 tons | AIRQUEST | HRCU-A-CB (Split System: Heat Pump with Remote Outdoor Unit-Air-Source) | DLCURAH24ABK |  |  | EA*4X24L17A* | *96VTN0401712A* | 23000 | 15.5 | 8.5 | 26400 | 26000 | 98.48% | 2.18 | 0 | 9.5 |  |  |  | No | R-410A | 1.9167 | Residential & Commercial | No
211240240 | Central HP <5.4 tons | DAY & NIGHT | HRCU-A-CB (Split System: Heat Pump with Remote Outdoor Unit-Air-Source) | DLCURAH24ABK |  |  | EA*4X24L14A* | *96VSN0401410A* | 23400 | 15.5 | 8.5 | 26800 | 24800 | 92.54% | 2.04 | 0 | 9.5 |  |  |  | No | R-410A | 1.95 | Residential & Commercial | No
213079207 | Central HP <5.4 tons | DAY & NIGHT | HRCU-A-CB (Split System: Heat Pump with Remote Outdoor Unit-Air-Source) | DLCURAH36ABK |  |  | EA*4X36L21A* | *80MSU0802120A* | 34800 | 16.5 | 8.1 | 38500 | 35200 | 91.43% | 1.82 | 0 | 9.5 |  |  |  | No | R-410A | 2.9 | Residential & Commercial | No
213079391 | Central HP <5.4 tons | DAY & NIGHT | HRCU-A-CB (Split System: Heat Pump with Remote Outdoor Unit-Air-Source) | DLCURAH36ABK |  |  | EA*4X36L21A* | *92MSN0601714A* | 35000 | 16 | 8.1 | 38500 | 35200 | 91.43% | 1.82 | 0 | 9.5 |  |  |  | No | R-410A | 2.9167 | Residential & Commercial | No
215681398 | Central HP <5.4 tons | COMFORTMAKER | HRCU-A-CB (Split System: Heat Pump with Remote Outdoor Unit-Air-Source) | C5H0V48*K*AAA* |  |  | EA*5X60M24A*+WALLCON | *80CSU1002120B* | 45000 | 17.5 | 9 | 47500 | 33600 | 70.74% | 2.06 | 0 | 9.5 |  |  |  | No | R-454B | 3.75 | Residential & Commercial | No
215681798 | Central HP <5.4 tons | COMFORTMAKER | HRCU-A-CB (Split System: Heat Pump with Remote Outdoor Unit-Air-Source) | C5H0V48*K*AAA* |  |  | EVM5X48M21A*+WALLCON | *97CTN0801716A* | 46500 | 18 | 9 | 50000 | 37000 | 74% | 2 | 0 | 9.5 |  |  |  | No | R-454B | 3.875 | Residential & Commercial | No
215682918 | Central HP <5.4 tons | COMFORTMAKER | HRCU-A-CB (Split System: Heat Pump with Remote Outdoor Unit-Air-Source) | C5H0V60*K*AAA* |  |  | EVM5X60M24A*+WALLCON | *97CTN1202422A* | 56500 | 18.5 | 9 | 63000 | 44500 | 70.63% | 2.1 | 0 | 9 |  |  |  | No | R-454B | 4.7083 | Residential & Commercial | No
215683088 | Central HP <5.4 tons | COMFORTMAKER | HRCU-A-CB (Split System: Heat Pump with Remote Outdoor Unit-Air-Source) | C5H0V60*K*AAA* |  |  | EVD5X60M24A*+WALLCON | *97CTN0802120A* | 56500 | 18 | 9 | 63500 | 44500 | 70.08% | 2.08 | 0 | 9 |  |  |  | No | R-454B | 4.7083 | Residential & Commercial | No
215683118 | Central HP <5.4 tons | COMFORTMAKER | HRCU-A-CB (Split System: Heat Pump with Remote Outdoor Unit-Air-Source) | C5H0V60*K*AAA* |  |  | EVD5X61M21A*+WALLCON | *96CTN0802120B* | 57000 | 18.5 | 9 | 64000 | 45000 | 70.31% | 2.08 | 0 | 9 |  |  |  | No | R-454B | 4.75 | Residential & Commercial | No
215683138 | Central HP <5.4 tons | COMFORTMAKER | HRCU-A-CB (Split System: Heat Pump with Remote Outdoor Unit-Air-Source) | C5H0V60*K*AAA* |  |  | EVD5X61M21A*+WALLCON | *80CSU0601716B* | 56500 | 18 | 9 | 61000 | 43500 | 71.31% | 2.1 | 0 | 9.5 |  |  |  | No | R-454B | 4.7083 | Residential & Commercial | No
215683188 | Central HP <5.4 tons | COMFORTMAKER | HRCU-A-CB (Split System: Heat Pump with Remote Outdoor Unit-Air-Source) | C5H0V60*K*AAA* |  |  | EVD5X61M24A*+WALLCON | *96CTN0802120B* | 57500 | 18.5 | 9 | 64000 | 45000 | 70.31% | 2.08 | 0 | 9 |  |  |  | No | R-454B | 4.7917 | Residential & Commercial | No
215677178 | Central HP <5.4 tons | COMFORTMAKER | HRCU-A-CB (Split System: Heat Pump with Remote Outdoor Unit-Air-Source) | C5H0V60*K*AAA* |  |  | EVM5X60M24A*+WALLCON | *97CMN1002122B* | 56500 | 18.5 | 9 | 63000 | 44500 | 70.63% | 2.08 | 0 | 9 |  |  |  | No | R-454B | 4.7083 | Residential & Commercial | No
215681538 | Central HP <5.4 tons | COMFORTMAKER | HRCU-A-CB (Split System: Heat Pump with Remote Outdoor Unit-Air-Source) | C5H0V48*K*AAA* |  |  | EA*5X61M24A*+WALLCON | *80CSU1002120B* | 46000 | 18 | 9 | 47500 | 33600 | 70.74% | 2.08 | 0 | 9.5 |  |  |  | No | R-454B | 3.8333 | Residential & Commercial | No
215681668 | Central HP <5.4 tons | COMFORTMAKER | HRCU-A-CB (Split System: Heat Pump with Remote Outdoor Unit-Air-Source) | C5H0V48*K*AAA* |  |  | ESH5X60M12A*+WALLCON | *96CTN0802120B* | 45500 | 16.5 | 8.5 | 48000 | 33800 | 70.42% | 2.06 | 0 | 9.5 |  |  |  | No | R-454B | 3.7917 | Residential & Commercial | No
213080045 | Central HP <5.4 tons | DAY & NIGHT | HRCU-A-CB (Split System: Heat Pump with Remote Outdoor Unit-Air-Source) | DLCURAH36ABK |  |  | EA*4X42L21A* | *96MSN0801716A* | 35400 | 15.5 | 8.1 | 38500 | 35200 | 91.43% | 1.88 | 0 | 9.5 |  |  |  | No | R-410A | 2.95 | Residential & Commercial | No
215667791 | Central HP <5.4 tons | COMFORTMAKER | HRCU-A-CB (Split System: Heat Pump with Remote Outdoor Unit-Air-Source) | C5H0V24*K*AAA* |  |  | EA*5X37M17A*+WALLCON | *96CTN0401410B* | 23400 | 16 | 9 | 24000 | 16900 | 70.42% | 1.98 | 0 | 9.5 |  |  |  | No | R-454B | 1.95 | Residential & Commercial | No
211227381 | Central HP <5.4 tons | COMFORTMAKER | HRCU-A-CB (Split System: Heat Pump with Remote Outdoor Unit-Air-Source) | DLCURAH36ABK |  |  | EA*4X42L21A* | *80VSL0451716A* | 35200 | 15.5 | 8.1 | 38500 | 35200 | 91.43% | 1.88 | 0 | 9.5 |  |  |  | No | R-410A | 2.9333 | Residential & Commercial | No
215681348 | Central HP <5.4 tons | COMFORTMAKER | HRCU-A-CB (Split System: Heat Pump with Remote Outdoor Unit-Air-Source) | C5H0V48*K*AAA* |  |  | EA*5X48M21A*+WALLCON | *97CTN0801716A* | 44000 | 17 | 9 | 49000 | 34600 | 70.61% | 2.04 | 0 | 9 |  |  |  | No | R-454B | 3.6667 | Residential & Commercial | No
215681598 | Central HP <5.4 tons | COMFORTMAKER | HRCU-A-CB (Split System: Heat Pump with Remote Outdoor Unit-Air-Source) | C5H0V48*K*AAA* |  |  | ESH5X48M12A*+WALLCON | *80CSU0601716B* | 45000 | 16 | 8.5 | 49000 | 34400 | 70.2% | 2.04 | 0 | 9 |  |  |  | No | R-454B | 3.75 | Residential & Commercial | No
215681628 | Central HP <5.4 tons | COMFORTMAKER | HRCU-A-CB (Split System: Heat Pump with Remote Outdoor Unit-Air-Source) | C5H0V48*K*AAA* |  |  | ESH5X48M12A*+WALLCON | *97CTN0801716A* | 44500 | 16 | 8.5 | 49500 | 34800 | 70.3% | 1.92 | 0 | 9 |  |  |  | No | R-454B | 3.7083 | Residential & Commercial | No
215677548 | Central HP <5.4 tons | COMFORTMAKER | HRCU-A-CB (Split System: Heat Pump with Remote Outdoor Unit-Air-Source) | C5H0V60*K*AAA* |  |  | EVD5X60M24A*+WALLCON | *96CTN1002122B* | 56500 | 18.5 | 9 | 63000 | 44500 | 70.63% | 2.08 | 0 | 9 |  |  |  | No | R-454B | 4.7083 | Residential & Commercial | No
215677578 | Central HP <5.4 tons | COMFORTMAKER | HRCU-A-CB (Split System: Heat Pump with Remote Outdoor Unit-Air-Source) | C5H0V60*K*AAA* |  |  | EVD5X61M21A*+WALLCON | *80CTL0701716B* | 55500 | 18 | 9 | 60500 | 43500 | 71.9% | 2.1 | 0 | 9.5 |  |  |  | No | R-454B | 4.625 | Residential & Commercial | No
215677678 | Central HP <5.4 tons | COMFORTMAKER | HRCU-A-CB (Split System: Heat Pump with Remote Outdoor Unit-Air-Source) | C5H0V60*K*AAA* |  |  | EVD5X61M24A*+WALLCON | *95CSU0802120B* | 57500 | 18 | 9 | 64000 | 45000 | 70.31% | 2.08 | 0 | 9 |  |  |  | No | R-454B | 4.7917 | Residential & Commercial | No
215679358 | Central HP <5.4 tons | COMFORTMAKER | HRCU-A-CB (Split System: Heat Pump with Remote Outdoor Unit-Air-Source) | C5H0V36*K*AAA* |  |  | EA*5X42M21A*+WALLCON | *80CSU0401712B* | 33200 | 17.5 | 8.5 | 35800 | 25600 | 71.51% | 1.86 | 0 | 9.5 |  |  |  | No | R-454B | 2.7667 | Residential & Commercial | No
211240401 | Central HP <5.4 tons | BRYANT HEATING AND COOLING SYSTEMS | HRCU-A-CB (Split System: Heat Pump with Remote Outdoor Unit-Air-Source) | 38MURAQ24AB3* |  |  | CAP**2417AL* | 926SA36040V17*** | 23000 | 15.5 | 8.5 | 26400 | 26000 | 98.48% | 2.18 | 0 | 9.5 |  |  |  | No | R-410A | 1.9167 | Residential & Commercial | No
211201111 | Central HP <5.4 tons | CARRIER | HRCU-A-CB (Split System: Heat Pump with Remote Outdoor Unit-Air-Source) | 38MURAQ30AB3* |  |  | CAP**3721AL* | GG96VTAA60100C | 30600 | 15.2 | 8.1 | 33000 | 26200 | 79.39% | 1.84 | 0 | 9 |  |  |  | No | R-410A | 2.55 | Residential & Commercial | No
212983958 | Central HP <5.4 tons | COMFORTMAKER | HRCU-A-CB (Split System: Heat Pump with Remote Outdoor Unit-Air-Source) | DLCURAH30ABK |  |  | EA*4X43L21A* | *92MSN0601714A* | 30400 | 15.2 | 8.1 | 33400 | 26400 | 79.04% | 1.84 | 0 | 9 |  |  |  | No | R-410A | 2.5333 | Residential & Commercial | No
211222707 | Central HP <5.4 tons | AIRQUEST | HRCU-A-CB (Split System: Heat Pump with Remote Outdoor Unit-Air-Source) | DLCURAH30ABK |  |  | EA*4X37L21A* | *96VTN1002122A* | 30600 | 15.2 | 8.1 | 33000 | 26200 | 79.39% | 1.84 | 0 | 9 |  |  |  | No | R-410A | 2.55 | Residential & Commercial | No
215675278 | Central HP <5.4 tons | COMFORTMAKER | HRCU-A-CB (Split System: Heat Pump with Remote Outdoor Unit-Air-Source) | C5H0V48*K*AAA* |  |  | ESH5X60M12A*+WALLCON | *97CMN0801714B* | 45000 | 16 | 8.5 | 48500 | 34200 | 70.52% | 1.94 | 0 | 9 |  |  |  | No | R-454B | 3.75 | Residential & Commercial | No
215675328 | Central HP <5.4 tons | COMFORTMAKER | HRCU-A-CB (Split System: Heat Pump with Remote Outdoor Unit-Air-Source) | C5H0V48*K*AAA* |  |  | ESH5X60M12A*+WALLCON | *96CTN1002122B* | 45500 | 16.5 | 8.5 | 48000 | 33800 | 70.42% | 2.08 | 0 | 9.5 |  |  |  | No | R-454B | 3.7917 | Residential & Commercial | No
215675378 | Central HP <5.4 tons | COMFORTMAKER | HRCU-A-CB (Split System: Heat Pump with Remote Outdoor Unit-Air-Source) | C5H0V48*K*AAA* |  |  | EVM5X48M21A*+WALLCON | *80CTL0701716B* | 46500 | 18 | 9 | 50000 | 36800 | 73.6% | 2 | 0 | 9.5 |  |  |  | No | R-454B | 3.875 | Residential & Commercial | No
215677988 | Central HP <5.4 tons | COMFORTMAKER | HRCU-A-CB (Split System: Heat Pump with Remote Outdoor Unit-Air-Source) | C5H0V60*K*AAA* |  |  | EA*5X61M24A*+WALLCON | *97CMN0802120B* | 56000 | 18.5 | 9 | 60000 | 42000 | 70% | 2.02 | 0 | 9 |  |  |  | No | R-454B | 4.6667 | Residential & Commercial | No
215683038 | Central HP <5.4 tons | COMFORTMAKER | HRCU-A-CB (Split System: Heat Pump with Remote Outdoor Unit-Air-Source) | C5H0V60*K*AAA* |  |  | EVD5X60M21A*+WALLCON | *97CTN0802120A* | 56500 | 18 | 9 | 64000 | 45000 | 70.31% | 2.08 | 0 | 9 |  |  |  | No | R-454B | 4.7083 | Residential & Commercial | No
215681388 | Central HP <5.4 tons | COMFORTMAKER | HRCU-A-CB (Split System: Heat Pump with Remote Outdoor Unit-Air-Source) | C5H0V48*K*AAA* |  |  | EA*5X60M24A*+WALLCON | *80CSU0802120B* | 45500 | 18 | 9 | 47000 | 33400 | 71.06% | 2.06 | 0 | 9.5 |  |  |  | No | R-454B | 3.7917 | Residential & Commercial | No
215682738 | Central HP <5.4 tons | COMFORTMAKER | HRCU-A-CB (Split System: Heat Pump with Remote Outdoor Unit-Air-Source) | C5H0V60*K*AAA* |  |  | ESH5X60M12A*+WALLCON | *80CSU0601716B* | 54500 | 17 | 8.5 | 58500 | 41000 | 70.09% | 1.92 | 0 | 9 |  |  |  | No | R-454B | 4.5417 | Residential & Commercial | No
215677748 | Central HP <5.4 tons | COMFORTMAKER | HRCU-A-CB (Split System: Heat Pump with Remote Outdoor Unit-Air-Source) | C5H0V60*K*AAA* |  |  | EA*5X60M24A*+WALLCON | *80CSU0802120A* | 55000 | 18.5 | 8.5 | 59000 | 41500 | 70.34% | 2.02 | 0 | 9 |  |  |  | No | R-454B | 4.5833 | Residential & Commercial | No
215677798 | Central HP <5.4 tons | COMFORTMAKER | HRCU-A-CB (Split System: Heat Pump with Remote Outdoor Unit-Air-Source) | C5H0V60*K*AAA* |  |  | EA*5X60M24A*+WALLCON | *80CTL1352422B* | 55500 | 18.5 | 9 | 59000 | 41500 | 70.34% | 2.02 | 0 | 9 |  |  |  | No | R-454B | 4.625 | Residential & Commercial | No
215682608 | Central HP <5.4 tons | COMFORTMAKER | HRCU-A-CB (Split System: Heat Pump with Remote Outdoor Unit-Air-Source) | C5H0V60*K*AAA* |  |  | EA*5X60M24A*+WALLCON | *97CTN0802120A* | 54500 | 18.5 | 9 | 59500 | 42000 | 70.59% | 1.9 | 0 | 8.5 |  |  |  | No | R-454B | 4.5417 | Residential & Commercial | No
215676998 | Central HP <5.4 tons | COMFORTMAKER | HRCU-A-CB (Split System: Heat Pump with Remote Outdoor Unit-Air-Source) | C5H0V60*K*AAA* |  |  | EVM5X60M21A*+WALLCON | *80CTL0702120B* | 56500 | 18 | 9 | 64000 | 45000 | 70.31% | 2.06 | 0 | 9 |  |  |  | No | R-454B | 4.7083 | Residential & Commercial | No
215677398 | Central HP <5.4 tons | COMFORTMAKER | HRCU-A-CB (Split System: Heat Pump with Remote Outdoor Unit-Air-Source) | C5H0V60*K*AAA* |  |  | EVD5X60M21A*+WALLCON | *97CMN0602120B* | 55500 | 17.5 | 8.5 | 64000 | 46000 | 71.88% | 1.94 | 0 | 8.5 |  |  |  | No | R-454B | 4.625 | Residential & Commercial | No
215668543 | Central HP <5.4 tons | COMFORTMAKER | HRCU-A-CB (Split System: Heat Pump with Remote Outdoor Unit-Air-Source) | C5H0V36*K*AAA* |  |  | EA*5X37M17A*+WALLCON | *80CSU0601716A* | 33800 | 17.5 | 9 | 35800 | 25600 | 71.51% | 1.88 | 0 | 9.5 |  |  |  | No | R-454B | 2.8167 | Residential & Commercial | No
215679268 | Central HP <5.4 tons | COMFORTMAKER | HRCU-A-CB (Split System: Heat Pump with Remote Outdoor Unit-Air-Source) | C5H0V36*K*AAA* |  |  | EA*5X37M17A*+WALLCON | *97CTN0801716A* | 33800 | 17.5 | 9 | 35800 | 25600 | 71.51% | 1.86 | 0 | 9.5 |  |  |  | No | R-454B | 2.8167 | Residential & Commercial | No
215679368 | Central HP <5.4 tons | COMFORTMAKER | HRCU-A-CB (Split System: Heat Pump with Remote Outdoor Unit-Air-Source) | C5H0V36*K*AAA* |  |  | EA*5X42M21A*+WALLCON | *80CSU0601716B* | 33200 | 17.5 | 8.5 | 35800 | 25600 | 71.51% | 1.84 | 0 | 9.5 |  |  |  | No | R-454B | 2.7667 | Residential & Commercial | No
215679718 | Central HP <5.4 tons | COMFORTMAKER | HRCU-A-CB (Split System: Heat Pump with Remote Outdoor Unit-Air-Source) | C5H0V36*K*AAA* |  |  | ESH5X36M12A*+WALLCON | *80CSU0401712B* | 33800 | 16 | 8.5 | 35600 | 25400 | 71.35% | 1.78 | 0 | 9.5 |  |  |  | No | R-454B | 2.8167 | Residential & Commercial | No
215681728 | Central HP <5.4 tons | COMFORTMAKER | HRCU-A-CB (Split System: Heat Pump with Remote Outdoor Unit-Air-Source) | C5H0V48*K*AAA* |  |  | ESH5X60M12A*+WALLCON | *97CTN0802120A* | 45500 | 16.5 | 8.5 | 48000 | 33800 | 70.42% | 2.06 | 0 | 9.5 |  |  |  | No | R-454B | 3.7917 | Residential & Commercial | No
215668575 | Central HP <5.4 tons | COMFORTMAKER | HRCU-A-CB (Split System: Heat Pump with Remote Outdoor Unit-Air-Source) | C5H0V36*K*AAA* |  |  | EA*5X37M17A*+WALLCON | *80CTL0901716B* | 34000 | 17.5 | 9 | 35800 | 25400 | 70.95% | 1.88 | 0 | 9.5 |  |  |  | No | R-454B | 2.8333 | Residential & Commercial | No
215668791 | Central HP <5.4 tons | COMFORTMAKER | HRCU-A-CB (Split System: Heat Pump with Remote Outdoor Unit-Air-Source) | C5H0V36*K*AAA* |  |  | EA*5X42M21A*+WALLCON | *80CSU0401712A* | 33000 | 17.5 | 9 | 35800 | 25600 | 71.51% | 1.86 | 0 | 9.5 |  |  |  | No | R-454B | 2.75 | Residential & Commercial | No
215679708 | Central HP <5.4 tons | COMFORTMAKER | HRCU-A-CB (Split System: Heat Pump with Remote Outdoor Unit-Air-Source) | C5H0V36*K*AAA* |  |  | ESH5X36M12A*+WALLCON | *96CTN0802120B* | 33600 | 16 | 8.5 | 35800 | 25400 | 70.95% | 1.76 | 0 | 9.5 |  |  |  | No | R-454B | 2.8 | Residential & Commercial | No
215679788 | Central HP <5.4 tons | COMFORTMAKER | HRCU-A-CB (Split System: Heat Pump with Remote Outdoor Unit-Air-Source) | C5H0V36*K*AAA* |  |  | ESH5X42M12A*+WALLCON | *96CTN0802120B* | 34000 | 16 | 8.5 | 35600 | 25200 | 70.79% | 1.76 | 0 | 9.5 |  |  |  | No | R-454B | 2.8333 | Residential & Commercial | No
211240392 | Central HP <5.4 tons | BRYANT HEATING AND COOLING SYSTEMS | HRCU-A-CB (Split System: Heat Pump with Remote Outdoor Unit-Air-Source) | 38MURAQ24AB3* |  |  | CAP**2417AL* | 926SA30040V14*** | 23400 | 15.5 | 8.5 | 26800 | 24800 | 92.54% | 2.04 | 0 | 9.5 |  |  |  | No | R-410A | 1.95 | Residential & Commercial | No
215679808 | Central HP <5.4 tons | COMFORTMAKER | HRCU-A-CB (Split System: Heat Pump with Remote Outdoor Unit-Air-Source) | C5H0V36*K*AAA* |  |  | ESH5X42M12A*+WALLCON | *80CSU0601716B* | 34000 | 16.5 | 8.5 | 35600 | 25200 | 70.79% | 1.78 | 0 | 9.5 |  |  |  | No | R-454B | 2.8333 | Residential & Commercial | No
215679838 | Central HP <5.4 tons | COMFORTMAKER | HRCU-A-CB (Split System: Heat Pump with Remote Outdoor Unit-Air-Source) | C5H0V36*K*AAA* |  |  | ESH5X42M12A*+WALLCON | *97CTN0802120A* | 34000 | 16 | 8.5 | 35600 | 25200 | 70.79% | 1.76 | 0 | 9.5 |  |  |  | No | R-454B | 2.8333 | Residential & Commercial | No
215679858 | Central HP <5.4 tons | COMFORTMAKER | HRCU-A-CB (Split System: Heat Pump with Remote Outdoor Unit-Air-Source) | C5H0V36*K*AAA* |  |  | ESH5X42M12A*+WALLCON | *97CTN1202422A* | 34000 | 16 | 8.5 | 35600 | 25200 | 70.79% | 1.78 | 0 | 9.5 |  |  |  | No | R-454B | 2.8333 | Residential & Commercial | No
215679888 | Central HP <5.4 tons | COMFORTMAKER | HRCU-A-CB (Split System: Heat Pump with Remote Outdoor Unit-Air-Source) | C5H0V36*K*AAA* |  |  | ESH5X48M12A*+WALLCON | *80CSU0601716B* | 34200 | 17 | 8.5 | 35400 | 25200 | 71.19% | 1.9 | 0 | 9.5 |  |  |  | No | R-454B | 2.85 | Residential & Commercial | No
215679908 | Central HP <5.4 tons | COMFORTMAKER | HRCU-A-CB (Split System: Heat Pump with Remote Outdoor Unit-Air-Source) | C5H0V36*K*AAA* |  |  | ESH5X48M12A*+WALLCON | *97CTN0802120A* | 34200 | 16 | 8.5 | 35400 | 25200 | 71.19% | 1.88 | 0 | 9.5 |  |  |  | No | R-454B | 2.85 | Residential & Commercial | No
215682988 | Central HP <5.4 tons | COMFORTMAKER | HRCU-A-CB (Split System: Heat Pump with Remote Outdoor Unit-Air-Source) | C5H0V60*K*AAA* |  |  | EVD5X60M21A*+WALLCON | *96CTN0802120B* | 56500 | 18 | 9 | 64000 | 45000 | 70.31% | 2.08 | 0 | 9 |  |  |  | No | R-454B | 4.7083 | Residential & Commercial | No
215682648 | Central HP <5.4 tons | COMFORTMAKER | HRCU-A-CB (Split System: Heat Pump with Remote Outdoor Unit-Air-Source) | C5H0V60*K*AAA* |  |  | EA*5X61M21A*+WALLCON | *80CSU0601716B* | 55500 | 18 | 8.5 | 58500 | 41000 | 70.09% | 2.04 | 0 | 9 |  |  |  | No | R-454B | 4.625 | Residential & Commercial | No
215681678 | Central HP <5.4 tons | COMFORTMAKER | HRCU-A-CB (Split System: Heat Pump with Remote Outdoor Unit-Air-Source) | C5H0V48*K*AAA* |  |  | ESH5X60M12A*+WALLCON | *80CSU0401712B* | 45500 | 16.5 | 8.5 | 48000 | 33800 | 70.42% | 2.08 | 0 | 9.5 |  |  |  | No | R-454B | 3.7917 | Residential & Commercial | No
211397576 | Central HP <5.4 tons | JOHNSON CONTROLS | HRCU-A-CB (Split System: Heat Pump with Remote Outdoor Unit-Air-Source) | HMH72B341 |  |  | XAFD48FXXN1+TXV | TPLC080C16MP13 | 34000 | 16.5 | 8.5 | 33000 | 24400 | 73.94% | 2.1 | 0 | 9 |  |  |  | No | R-410A | 2.8333 | Residential & Commercial | No
211389154 | Central HP <5.4 tons | JOHNSON CONTROLS | HRCU-A-CB (Split System: Heat Pump with Remote Outdoor Unit-Air-Source) | HMH72B341 |  |  | XAHB36DXXN1+TXV | TM9E060A10MP12 | 32600 | 17 | 8.1 | 32400 | 22800 | 70.37% | 1.98 | 0 | 9.5 |  |  |  | No | R-410A | 2.7167 | Residential & Commercial | No
211389050 | Central HP <5.4 tons | JOHNSON CONTROLS | HRCU-A-CB (Split System: Heat Pump with Remote Outdoor Unit-Air-Source) | HMH72B341 |  |  | XAFC36DBCN1 | TM9E060B12MP12 | 34000 | 17.5 | 8.1 | 34000 | 24200 | 71.18% | 2.04 | 0 | 9.5 |  |  |  | No | R-410A | 2.8333 | Residential & Commercial | No
215682198 | Central HP <5.4 tons | COMFORTMAKER | HRCU-A-CB (Split System: Heat Pump with Remote Outdoor Unit-Air-Source) | C5H0V48*K*AAA* |  |  | EVD5X48M24A*+WALLCON | *80CSU1002120B* | 47000 | 18 | 9 | 50000 | 36400 | 72.8% | 2 | 0 | 9.5 |  |  |  | No | R-454B | 3.9167 | Residential & Commercial | No
211712911 | Central HP <5.4 tons | COMFORTMAKER | HRCU-A-CB (Split System: Heat Pump with Remote Outdoor Unit-Air-Source) | DLCURAH30ABK |  |  | EA*4X42L24A* | *92ESN1002120A* | 30600 | 15.2 | 8.1 | 34200 | 27000 | 78.95% | 1.82 | 0 | 9 |  |  |  | No | R-410A | 2.55 | Residential & Commercial | No
213076052 | Central HP <5.4 tons | TEMPSTAR | HRCU-A-CB (Split System: Heat Pump with Remote Outdoor Unit-Air-Source) | DLCURAH30ABK |  |  | EA*4X42L24A* | *95MSU1002120A* | 29800 | 15.2 | 8.1 | 38000 | 27600 | 72.63% | 1.78 | 0 | 9 |  |  |  | No | R-410A | 2.4833 | Residential & Commercial | No
215682958 | Central HP <5.4 tons | COMFORTMAKER | HRCU-A-CB (Split System: Heat Pump with Remote Outdoor Unit-Air-Source) | C5H0V60*K*AAA* |  |  | EVM5X61M24A*+WALLCON | *97CTN0802120A* | 57500 | 18.5 | 9 | 64000 | 45000 | 70.31% | 2.08 | 0 | 9 |  |  |  | No | R-454B | 4.7917 | Residential & Commercial | No
211398610 | Central HP <5.4 tons | JOHNSON CONTROLS | HRCU-A-CB (Split System: Heat Pump with Remote Outdoor Unit-Air-Source) | HMH72B341 |  |  | XAHC48FXXN1+TXV | TM8E100B12MP11 | 32600 | 17 | 8.1 | 31800 | 23200 | 72.96% | 2.02 | 0 | 9 |  |  |  | No | R-410A | 2.7167 | Residential & Commercial | No
211398885 | Central HP <5.4 tons | JOHNSON CONTROLS | HRCU-A-CB (Split System: Heat Pump with Remote Outdoor Unit-Air-Source) | HMH72B341 |  |  | XAFD48FBCN1 | TM8E080C16MP11 | 33400 | 17 | 8.5 | 32200 | 23400 | 72.67% | 2.06 | 0 | 9.5 |  |  |  | No | R-410A | 2.7833 | Residential & Commercial | No
211397149 | Central HP <5.4 tons | JOHNSON CONTROLS | HRCU-A-CB (Split System: Heat Pump with Remote Outdoor Unit-Air-Source) | HMH72B341 |  |  | XAHC48FBCN1 | TM8V100C20MP12 | 33800 | 16.5 | 8.5 | 32400 | 23800 | 73.46% | 2.06 | 0 | 9 |  |  |  | No | R-410A | 2.8167 | Residential & Commercial | No
211392994 | Central HP <5.4 tons | JOHNSON CONTROLS | HRCU-A-CB (Split System: Heat Pump with Remote Outdoor Unit-Air-Source) | HMH72B341 |  |  | XAHC36DBCN1 | TL9E100C20UH11 | 34000 | 16.5 | 8.1 | 34000 | 24600 | 72.35% | 2.08 | 0 | 9.5 |  |  |  | No | R-410A | 2.8333 | Residential & Commercial | No
211393848 | Central HP <5.4 tons | JOHNSON CONTROLS | HRCU-A-CB (Split System: Heat Pump with Remote Outdoor Unit-Air-Source) | HMH72B341 |  |  | XAFD48FBCN1 | TM9Y120D20MP11 | 34000 | 16.5 | 8.5 | 32400 | 23800 | 73.46% | 2.08 | 0 | 9.5 |  |  |  | No | R-410A | 2.8333 | Residential & Commercial | No
213076464 | Central HP <5.4 tons | BRYANT HEATING AND COOLING SYSTEMS | HRCU-A-CB (Split System: Heat Pump with Remote Outdoor Unit-Air-Source) | 38MURAQ36AB3* |  |  | CAP**3617AL* | 82*TB48070V17*** | 34800 | 15.5 | 8.1 | 38500 | 35200 | 91.43% | 1.82 | 0 | 9.5 |  |  |  | No | R-410A | 2.9 | Residential & Commercial | No
211397633 | Central HP <5.4 tons | JOHNSON CONTROLS | HRCU-A-CB (Split System: Heat Pump with Remote Outdoor Unit-Air-Source) | HMH72B341 |  |  | XAFD48FBCN1 | TM8V080C16MP12 | 34000 | 16.5 | 8.5 | 33000 | 24400 | 73.94% | 2.1 | 0 | 9 |  |  |  | No | R-410A | 2.8333 | Residential & Commercial | No
211397808 | Central HP <5.4 tons | JOHNSON CONTROLS | HRCU-A-CB (Split System: Heat Pump with Remote Outdoor Unit-Air-Source) | HMH72B341 |  |  | XAFC48FBCN1 | TM8V080C16MP12 | 34000 | 16.5 | 8.5 | 33200 | 24400 | 73.49% | 2.1 | 0 | 9 |  |  |  | No | R-410A | 2.8333 | Residential & Commercial | No
211392501 | Central HP <5.4 tons | JOHNSON CONTROLS | HRCU-A-CB (Split System: Heat Pump with Remote Outdoor Unit-Air-Source) | HMH72B341 |  |  | XAUB30CXXN1+TXV | TM8E080B12MP11 | 32800 | 17.5 | 8.1 | 34000 | 23800 | 70% | 2.02 | 0 | 9.5 |  |  |  | No | R-410A | 2.7333 | Residential & Commercial | No
215669051 | Central HP <5.4 tons | TEMPSTAR | HRCU-A-CB (Split System: Heat Pump with Remote Outdoor Unit-Air-Source) | T5H0V36*K*AAA* |  |  | EA*5X43M21A*+WALLCON | *97CMN0601714B* | 34200 | 17.5 | 9 | 35600 | 25400 | 71.35% | 1.88 | 0 | 9.5 |  |  |  | No | R-454B | 2.85 | Residential & Commercial | No
215682698 | Central HP <5.4 tons | COMFORTMAKER | HRCU-A-CB (Split System: Heat Pump with Remote Outdoor Unit-Air-Source) | C5H0V60*K*AAA* |  |  | EA*5X61M24A*+WALLCON | *97CTN1002122A* | 56000 | 18.5 | 9 | 60000 | 42000 | 70% | 2.02 | 0 | 9 |  |  |  | No | R-454B | 4.6667 | Residential & Commercial | No
211393148 | Central HP <5.4 tons | JOHNSON CONTROLS | HRCU-A-CB (Split System: Heat Pump with Remote Outdoor Unit-Air-Source) | HMH72B341 |  |  | XAHC36DXXN1+TXV | TL9E060B12UH11 | 32800 | 17.5 | 8.1 | 32400 | 22800 | 70.37% | 1.98 | 0 | 9.5 |  |  |  | No | R-410A | 2.7333 | Residential & Commercial | No
211393287 | Central HP <5.4 tons | JOHNSON CONTROLS | HRCU-A-CB (Split System: Heat Pump with Remote Outdoor Unit-Air-Source) | HMH72B341 |  |  | XAFB30CXXN1+TXV | TL9E060B12UH11 | 32600 | 17.5 | 8.1 | 33600 | 23600 | 70.24% | 2 | 0 | 9.5 |  |  |  | No | R-410A | 2.7167 | Residential & Commercial | No
211394532 | Central HP <5.4 tons | JOHNSON CONTROLS | HRCU-A-CB (Split System: Heat Pump with Remote Outdoor Unit-Air-Source) | HMH72B341 |  |  | XAFD48FXXN1+TXV | TM9V100C20MP12 | 34000 | 16.5 | 8.5 | 33000 | 24200 | 73.33% | 2.1 | 0 | 9 |  |  |  | No | R-410A | 2.8333 | Residential & Commercial | No
215682798 | Central HP <5.4 tons | COMFORTMAKER | HRCU-A-CB (Split System: Heat Pump with Remote Outdoor Unit-Air-Source) | C5H0V60*K*AAA* |  |  | EVM5X60M21A*+WALLCON | *96CTN0802120B* | 56500 | 18 | 9 | 64000 | 45000 | 70.31% | 2.06 | 0 | 9 |  |  |  | No | R-454B | 4.7083 | Residential & Commercial | No
211396047 | Central HP <5.4 tons | JOHNSON CONTROLS | HRCU-A-CB (Split System: Heat Pump with Remote Outdoor Unit-Air-Source) | HMH72B341 |  |  | XAUC48FXXN1+TXV | TM9E100C16MP12 | 33400 | 17 | 8.5 | 32400 | 23600 | 72.84% | 2.06 | 0 | 9.5 |  |  |  | No | R-410A | 2.7833 | Residential & Commercial | No
211394600 | Central HP <5.4 tons | JOHNSON CONTROLS | HRCU-A-CB (Split System: Heat Pump with Remote Outdoor Unit-Air-Source) | HMH72B341 |  |  | XAFC48FXXN1+TXV | TM9V100C20MP12 | 34000 | 16.5 | 8.5 | 33000 | 24200 | 73.33% | 2.1 | 0 | 9 |  |  |  | No | R-410A | 2.8333 | Residential & Commercial | No
213077333 | Central HP <5.4 tons | BRYANT HEATING AND COOLING SYSTEMS | HRCU-A-CB (Split System: Heat Pump with Remote Outdoor Unit-Air-Source) | 38MURAQ36AB3* |  |  | CAP**3617AL* | 926TC48080V17*** | 35200 | 15.2 | 8.1 | 39000 | 35400 | 90.77% | 1.82 | 0 | 9.5 |  |  |  | No | R-410A | 2.9333 | Residential & Commercial | No
211396279 | Central HP <5.4 tons | JOHNSON CONTROLS | HRCU-A-CB (Split System: Heat Pump with Remote Outdoor Unit-Air-Source) | HMH72B341 |  |  | XAFC48FBCN1 | TM9E080B12MP12 | 33200 | 16.5 | 8.5 | 32400 | 23800 | 73.46% | 2.04 | 0 | 9 |  |  |  | No | R-410A | 2.7667 | Residential & Commercial | No
211389109 | Central HP <5.4 tons | JOHNSON CONTROLS | HRCU-A-CB (Split System: Heat Pump with Remote Outdoor Unit-Air-Source) | HMH72B341 |  |  | XAUB36DXXN1+TXV | TM9E060B12MP12 | 34000 | 17.5 | 8.1 | 34000 | 24200 | 71.18% | 2.04 | 0 | 9.5 |  |  |  | No | R-410A | 2.8333 | Residential & Commercial | No
211389420 | Central HP <5.4 tons | JOHNSON CONTROLS | HRCU-A-CB (Split System: Heat Pump with Remote Outdoor Unit-Air-Source) | HMH72B341 |  |  | XAFC30CXXN1+TXV | TM8Y120C20MP11 | 33600 | 18 | 8.5 | 33600 | 23600 | 70.24% | 2.06 | 0 | 9.5 |  |  |  | No | R-410A | 2.8 | Residential & Commercial | No
211390031 | Central HP <5.4 tons | JOHNSON CONTROLS | HRCU-A-CB (Split System: Heat Pump with Remote Outdoor Unit-Air-Source) | HMH72B341 |  |  | XAHC36DBCN1 | TMLV100C16MP12 | 34000 | 17 | 8.1 | 34000 | 24600 | 72.35% | 2.08 | 0 | 9.5 |  |  |  | No | R-410A | 2.8333 | Residential & Commercial | No
211389168 | Central HP <5.4 tons | JOHNSON CONTROLS | HRCU-A-CB (Split System: Heat Pump with Remote Outdoor Unit-Air-Source) | HMH72B341 |  |  | XAHB36DBCN1 | TM9E060A10MP12 | 32600 | 17 | 8.1 | 32400 | 22800 | 70.37% | 1.98 | 0 | 9.5 |  |  |  | No | R-410A | 2.7167 | Residential & Commercial | No
211389613 | Central HP <5.4 tons | JOHNSON CONTROLS | HRCU-A-CB (Split System: Heat Pump with Remote Outdoor Unit-Air-Source) | HMH72B341 |  |  | XAHC36DXXN1+TXV | TM8Y080B12MP11 | 33200 | 17.5 | 8.1 | 32800 | 23200 | 70.73% | 2.02 | 0 | 9.5 |  |  |  | No | R-410A | 2.7667 | Residential & Commercial | No
211390045 | Central HP <5.4 tons | JOHNSON CONTROLS | HRCU-A-CB (Split System: Heat Pump with Remote Outdoor Unit-Air-Source) | HMH72B341 |  |  | XAHC36DBCN1 | TPLC080C16MP13 | 34000 | 17 | 8.1 | 34000 | 24600 | 72.35% | 2.08 | 0 | 9.5 |  |  |  | No | R-410A | 2.8333 | Residential & Commercial | No
211390413 | Central HP <5.4 tons | JOHNSON CONTROLS | HRCU-A-CB (Split System: Heat Pump with Remote Outdoor Unit-Air-Source) | HMH72B341 |  |  | XAHC36DXXN1+TXV | TM8V080B12MP12 | 32800 | 16.5 | 8.1 | 32800 | 23200 | 70.73% | 1.98 | 0 | 9.5 |  |  |  | No | R-410A | 2.7333 | Residential & Commercial | No
211390479 | Central HP <5.4 tons | JOHNSON CONTROLS | HRCU-A-CB (Split System: Heat Pump with Remote Outdoor Unit-Air-Source) | HMH72B341 |  |  | XAHC30CXXN1+TXV | TM8V080B12MP12 | 31800 | 16.5 | 8.1 | 33000 | 23200 | 70.3% | 1.96 | 0 | 9 |  |  |  | No | R-410A | 2.65 | Residential & Commercial | No
211390872 | Central HP <5.4 tons | JOHNSON CONTROLS | HRCU-A-CB (Split System: Heat Pump with Remote Outdoor Unit-Air-Source) | HMH72B341 |  |  | XAHB36DXXN1+TXV | TM8V060A12MP12 | 33400 | 16.5 | 8.1 | 33600 | 23800 | 70.83% | 2.02 | 0 | 9.5 |  |  |  | No | R-410A | 2.7833 | Residential & Commercial | No
211391140 | Central HP <5.4 tons | JOHNSON CONTROLS | HRCU-A-CB (Split System: Heat Pump with Remote Outdoor Unit-Air-Source) | HMH72B341 |  |  | XAFB30CXXN1+TXV | TM8V060A12MP12 | 32800 | 17.5 | 8.1 | 33400 | 23400 | 70.06% | 2.02 | 0 | 9.5 |  |  |  | No | R-410A | 2.7333 | Residential & Commercial | No
211391467 | Central HP <5.4 tons | JOHNSON CONTROLS | HRCU-A-CB (Split System: Heat Pump with Remote Outdoor Unit-Air-Source) | HMH72B341 |  |  | XAHC30CXXN1+TXV | TM8E100C16MP11 | 32200 | 16.5 | 8.1 | 32400 | 22800 | 70.37% | 2 | 0 | 9.5 |  |  |  | No | R-410A | 2.6833 | Residential & Commercial | No
211392226 | Central HP <5.4 tons | JOHNSON CONTROLS | HRCU-A-CB (Split System: Heat Pump with Remote Outdoor Unit-Air-Source) | HMH72B341 |  |  | XAHB36DXXN1+TXV | TM8E080B12MP11 | 33200 | 17 | 8.1 | 33200 | 23400 | 70.48% | 2 | 0 | 9.5 |  |  |  | No | R-410A | 2.7667 | Residential & Commercial | No
213080009 | Central HP <5.4 tons | DAY & NIGHT | HRCU-A-CB (Split System: Heat Pump with Remote Outdoor Unit-Air-Source) | DLCURAH36ABK |  |  | EA*4X36L21A* | *96MSN0801716A* | 35200 | 15.5 | 8.1 | 39000 | 35400 | 90.77% | 1.84 | 0 | 9.5 |  |  |  | No | R-410A | 2.9333 | Residential & Commercial | No
213080525 | Central HP <5.4 tons | BRYANT HEATING AND COOLING SYSTEMS | HRCU-A-CB (Split System: Heat Pump with Remote Outdoor Unit-Air-Source) | 38MURAQ36AB3* |  |  | CAP**3717AL* | 935SB36040M17*** | 35600 | 15.2 | 8.1 | 38500 | 35200 | 91.43% | 1.98 | 0 | 9.5 |  |  |  | No | R-410A | 2.9667 | Residential & Commercial | No
213076585 | Central HP <5.4 tons | BRYANT HEATING AND COOLING SYSTEMS | HRCU-A-CB (Split System: Heat Pump with Remote Outdoor Unit-Air-Source) | 38MURAQ36AB3* |  |  | CAP**3617AL* | 82*TB48090V17*** | 34800 | 16 | 8.1 | 38500 | 35200 | 91.43% | 1.82 | 0 | 9.5 |  |  |  | No | R-410A | 2.9 | Residential & Commercial | No
213080486 | Central HP <5.4 tons | DAY & NIGHT | HRCU-A-CB (Split System: Heat Pump with Remote Outdoor Unit-Air-Source) | DLCURAH36ABK |  |  | EA*4X42L24A* | *96MSN1402422A* | 35200 | 16 | 8.1 | 38500 | 35000 | 90.91% | 1.88 | 0 | 9.5 |  |  |  | No | R-410A | 2.9333 | Residential & Commercial | No
213080806 | Central HP <5.4 tons | DAY & NIGHT | HRCU-A-CB (Split System: Heat Pump with Remote Outdoor Unit-Air-Source) | DLCURAH36ABK |  |  | EA*4X42L21A* | *95MSU0802120A* | 35200 | 16 | 8.1 | 38500 | 35000 | 90.91% | 1.88 | 0 | 9.5 |  |  |  | No | R-410A | 2.9333 | Residential & Commercial | No
213078039 | Central HP <5.4 tons | DAY & NIGHT | HRCU-A-CB (Split System: Heat Pump with Remote Outdoor Unit-Air-Source) | DLCURAH36ABK |  |  | EA*4X36L17A* | *80MS(N,L)0701716A* | 35200 | 15.5 | 8.1 | 39000 | 35200 | 90.26% | 1.84 | 0 | 9.5 |  |  |  | No | R-410A | 2.9333 | Residential & Commercial | No
213078171 | Central HP <5.4 tons | DAY & NIGHT | HRCU-A-CB (Split System: Heat Pump with Remote Outdoor Unit-Air-Source) | DLCURAH36ABK |  |  | EA*4X36L21A* | *80MS(N,L)0702116A* | 34800 | 16 | 8.1 | 38500 | 35200 | 91.43% | 1.82 | 0 | 9.5 |  |  |  | No | R-410A | 2.9 | Residential & Commercial | No
211388920 | Central HP <5.4 tons | JOHNSON CONTROLS | HRCU-A-CB (Split System: Heat Pump with Remote Outdoor Unit-Air-Source) | HMH72B341 |  |  | XAFB30CXXN1+TXV | TM9E080B12MP12 | 32800 | 17.5 | 8.1 | 33600 | 23600 | 70.24% | 2.02 | 0 | 9.5 |  |  |  | No | R-410A | 2.7333 | Residential & Commercial | No
211389020 | Central HP <5.4 tons | JOHNSON CONTROLS | HRCU-A-CB (Split System: Heat Pump with Remote Outdoor Unit-Air-Source) | HMH72B341 |  |  | XAHB30CXXN1+TXV | TM9E060B12MP12 | 32000 | 16.5 | 8.1 | 33000 | 23200 | 70.3% | 1.96 | 0 | 9 |  |  |  | No | R-410A | 2.6667 | Residential & Commercial | No
211398766 | Central HP <5.4 tons | JOHNSON CONTROLS | HRCU-A-CB (Split System: Heat Pump with Remote Outdoor Unit-Air-Source) | HMH72B341 |  |  | XAHD48FXXN1+TXV | TMLE080C16MP11 | 32800 | 16.5 | 8.5 | 31600 | 23000 | 72.78% | 2.02 | 0 | 9.5 |  |  |  | No | R-410A | 2.7333 | Residential & Commercial | No
211397430 | Central HP <5.4 tons | JOHNSON CONTROLS | HRCU-A-CB (Split System: Heat Pump with Remote Outdoor Unit-Air-Source) | HMH72B341 |  |  | XAHC48FXXN1+TXV | TPLC100C16MP13 | 33600 | 16.5 | 8.5 | 32400 | 23800 | 73.46% | 2.06 | 0 | 9 |  |  |  | No | R-410A | 2.8 | Residential & Commercial | No
213077385 | Central HP <5.4 tons | BRYANT HEATING AND COOLING SYSTEMS | HRCU-A-CB (Split System: Heat Pump with Remote Outdoor Unit-Air-Source) | 38MURAQ36AB3* |  |  | CAP**4221AL* | 926TC48080V17*** | 35000 | 15.5 | 8.1 | 38500 | 35200 | 91.43% | 1.86 | 0 | 9.5 |  |  |  | No | R-410A | 2.9167 | Residential & Commercial | No
212986524 | Central HP <5.4 tons | BRYANT HEATING AND COOLING SYSTEMS | HRCU-A-CB (Split System: Heat Pump with Remote Outdoor Unit-Air-Source) | 38MURAQ24AB3* |  |  | CAP**2417AL* | 916SA36040M17*** | 23000 | 15.5 | 8.5 | 27000 | 27200 | 100.7% | 2.3 | 0 | 9.5 |  |  |  | No | R-410A | 1.9167 | Residential & Commercial | No
211397963 | Central HP <5.4 tons | JOHNSON CONTROLS | HRCU-A-CB (Split System: Heat Pump with Remote Outdoor Unit-Air-Source) | HMH72B341 |  |  | XAHC48FXXN1+TXV | TPLC080B12MP13 | 32400 | 16 | 8.1 | 32000 | 23600 | 73.75% | 1.98 | 0 | 8.5 |  |  |  | No | R-410A | 2.7 | Residential & Commercial | No
211398062 | Central HP <5.4 tons | JOHNSON CONTROLS | HRCU-A-CB (Split System: Heat Pump with Remote Outdoor Unit-Air-Source) | HMH72B341 |  |  | XAUC48FXXN1+TXV | TM8V080B12MP12 | 33000 | 16 | 8.1 | 32600 | 24000 | 73.62% | 2.02 | 0 | 9 |  |  |  | No | R-410A | 2.75 | Residential & Commercial | No
213078866 | Central HP <5.4 tons | BRYANT HEATING AND COOLING SYSTEMS | HRCU-A-CB (Split System: Heat Pump with Remote Outdoor Unit-Air-Source) | 38MURAQ36AB3* |  |  | CAP**4221AL* | 83*SB60100M21*** | 35200 | 16 | 8.5 | 38500 | 35000 | 90.91% | 1.88 | 0 | 9.5 |  |  |  | No | R-410A | 2.9333 | Residential & Commercial | No
213078046 | Central HP <5.4 tons | BRYANT HEATING AND COOLING SYSTEMS | HRCU-A-CB (Split System: Heat Pump with Remote Outdoor Unit-Air-Source) | 38MURAQ36AB3* |  |  | CAP**3621AL* | 8(0,1)*SB48070M17*** | 34800 | 16 | 8.1 | 38500 | 35200 | 91.43% | 1.82 | 0 | 9.5 |  |  |  | No | R-410A | 2.9 | Residential & Commercial | No
215681318 | Central HP <5.4 tons | COMFORTMAKER | HRCU-A-CB (Split System: Heat Pump with Remote Outdoor Unit-Air-Source) | C5H0V48*K*AAA* |  |  | EA*5X48M21A*+WALLCON | *80CSU0601716B* | 44000 | 17 | 9 | 48500 | 34200 | 70.52% | 2.04 | 0 | 9.5 |  |  |  | No | R-454B | 3.6667 | Residential & Commercial | No
215681488 | Central HP <5.4 tons | COMFORTMAKER | HRCU-A-CB (Split System: Heat Pump with Remote Outdoor Unit-Air-Source) | C5H0V48*K*AAA* |  |  | EA*5X61M21A*+WALLCON | *97CTN0801716A* | 45500 | 17.5 | 9 | 48000 | 34200 | 71.25% | 2.06 | 0 | 9.5 |  |  |  | No | R-454B | 3.7917 | Residential & Commercial | No
211398246 | Central HP <5.4 tons | JOHNSON CONTROLS | HRCU-A-CB (Split System: Heat Pump with Remote Outdoor Unit-Air-Source) | HMH72B341 |  |  | XAFD48FBCN1 | TM8E120C16MP11 | 33600 | 17 | 8.5 | 32400 | 23600 | 72.84% | 2.08 | 0 | 9.5 |  |  |  | No | R-410A | 2.8 | Residential & Commercial | No
211397729 | Central HP <5.4 tons | JOHNSON CONTROLS | HRCU-A-CB (Split System: Heat Pump with Remote Outdoor Unit-Air-Source) | HMH72B341 |  |  | XAFC48FXXN1+TXV | TMLV100C16MP12 | 34000 | 16.5 | 8.5 | 33200 | 24400 | 73.49% | 2.1 | 0 | 9 |  |  |  | No | R-410A | 2.8333 | Residential & Commercial | No
212984470 | Central HP <5.4 tons | BRYANT HEATING AND COOLING SYSTEMS | HRCU-A-CB (Split System: Heat Pump with Remote Outdoor Unit-Air-Source) | 38MURAQ30AB3* |  |  | CAP**3721AL* | 912SE48080M17*** | 31000 | 15.2 | 8.5 | 33400 | 26200 | 78.44% | 1.86 | 0 | 9 |  |  |  | No | R-410A | 2.5833 | Residential & Commercial | No
212984970 | Central HP <5.4 tons | BRYANT HEATING AND COOLING SYSTEMS | HRCU-A-CB (Split System: Heat Pump with Remote Outdoor Unit-Air-Source) | 38MURAQ30AB3* |  |  | CAP**3721AL* | 912SE60080M21*** | 30600 | 15.2 | 8.1 | 33200 | 26200 | 78.92% | 1.86 | 0 | 9 |  |  |  | No | R-410A | 2.55 | Residential & Commercial | No
214229433 | Central HP <5.4 tons | TEMPSTAR | HRCU-A-CB (Split System: Heat Pump with Remote Outdoor Unit-Air-Source) | DLCURAH36ABK |  |  | EA*4X42L24A* | *80MSU1002120A* | 35200 | 16 | 8.5 | 38500 | 35000 | 90.91% | 1.88 | 0 | 9.5 |  |  |  | No | R-410A | 2.9333 | Residential & Commercial | No
215678058 | Central HP <5.4 tons | COMFORTMAKER | HRCU-A-CB (Split System: Heat Pump with Remote Outdoor Unit-Air-Source) | C5H0V60*K*AAA* |  |  | ESH5X60M12A*+WALLCON | *80CTL0701716B* | 54000 | 16.5 | 8.5 | 59000 | 41500 | 70.34% | 1.9 | 0 | 9 |  |  |  | No | R-454B | 4.5 | Residential & Commercial | No
215682588 | Central HP <5.4 tons | COMFORTMAKER | HRCU-A-CB (Split System: Heat Pump with Remote Outdoor Unit-Air-Source) | C5H0V60*K*AAA* |  |  | EA*5X60M24A*+WALLCON | *80CSU0802120B* | 55500 | 18.5 | 8.5 | 58500 | 41000 | 70.09% | 2.04 | 0 | 9 |  |  |  | No | R-454B | 4.625 | Residential & Commercial | No
215682638 | Central HP <5.4 tons | COMFORTMAKER | HRCU-A-CB (Split System: Heat Pump with Remote Outdoor Unit-Air-Source) | C5H0V60*K*AAA* |  |  | EA*5X61M21A*+WALLCON | *80CSU0401712B* | 55500 | 18 | 8.5 | 58500 | 41000 | 70.09% | 2.04 | 0 | 9 |  |  |  | No | R-454B | 4.625 | Residential & Commercial | No
215682808 | Central HP <5.4 tons | COMFORTMAKER | HRCU-A-CB (Split System: Heat Pump with Remote Outdoor Unit-Air-Source) | C5H0V60*K*AAA* |  |  | EVM5X60M21A*+WALLCON | *80CSU0401712B* | 56000 | 18 | 8.5 | 60500 | 43500 | 71.9% | 2.12 | 0 | 9.5 |  |  |  | No | R-454B | 4.6667 | Residential & Commercial | No
215682858 | Central HP <5.4 tons | COMFORTMAKER | HRCU-A-CB (Split System: Heat Pump with Remote Outdoor Unit-Air-Source) | C5H0V60*K*AAA* |  |  | EVM5X60M21A*+WALLCON | *97CTN1002122A* | 56500 | 18.5 | 9 | 64000 | 45000 | 70.31% | 2.08 | 0 | 9 |  |  |  | No | R-454B | 4.7083 | Residential & Commercial | No
215682908 | Central HP <5.4 tons | COMFORTMAKER | HRCU-A-CB (Split System: Heat Pump with Remote Outdoor Unit-Air-Source) | C5H0V60*K*AAA* |  |  | EVM5X60M24A*+WALLCON | *97CTN1002122A* | 56500 | 18.5 | 9 | 63000 | 44500 | 70.63% | 2.08 | 0 | 9 |  |  |  | No | R-454B | 4.7083 | Residential & Commercial | No
215683008 | Central HP <5.4 tons | COMFORTMAKER | HRCU-A-CB (Split System: Heat Pump with Remote Outdoor Unit-Air-Source) | C5H0V60*K*AAA* |  |  | EVD5X60M21A*+WALLCON | *80CSU0601716B* | 56000 | 18.5 | 8.5 | 60000 | 43000 | 71.67% | 2.12 | 0 | 9.5 |  |  |  | No | R-454B | 4.6667 | Residential & Commercial | No
213079082 | Central HP <5.4 tons | BRYANT HEATING AND COOLING SYSTEMS | HRCU-A-CB (Split System: Heat Pump with Remote Outdoor Unit-Air-Source) | 38MURAQ36AB3* |  |  | CAP**3621AL* | 83*SB48060M17*** | 35000 | 16.5 | 8.1 | 38500 | 35000 | 90.91% | 1.8 | 0 | 9.5 |  |  |  | No | R-410A | 2.9167 | Residential & Commercial | No
215679248 | Central HP <5.4 tons | COMFORTMAKER | HRCU-A-CB (Split System: Heat Pump with Remote Outdoor Unit-Air-Source) | C5H0V36*K*AAA* |  |  | EA*5X37M17A*+WALLCON | *80CSU0601716B* | 34000 | 17 | 9 | 35600 | 25400 | 71.35% | 1.86 | 0 | 9.5 |  |  |  | No | R-454B | 2.8333 | Residential & Commercial | No
215679372 | Central HP <5.4 tons | TEMPSTAR | HRCU-A-CB (Split System: Heat Pump with Remote Outdoor Unit-Air-Source) | T5H0V36*K*AAA* |  |  | EA*5X42M21A*+WALLCON | *80CSU0601716B* | 33200 | 17.5 | 8.5 | 35800 | 25600 | 71.51% | 1.84 | 0 | 9.5 |  |  |  | No | R-454B | 2.7667 | Residential & Commercial | No
212984990 | Central HP <5.4 tons | BRYANT HEATING AND COOLING SYSTEMS | HRCU-A-CB (Split System: Heat Pump with Remote Outdoor Unit-Air-Source) | 38MURAQ30AB3* |  |  | CAP**4224AL* | 912SE60080M21*** | 30200 | 15.2 | 8.1 | 34200 | 27400 | 80.12% | 1.8 | 0 | 9 |  |  |  | No | R-410A | 2.5167 | Residential & Commercial | No
212985324 | Central HP <5.4 tons | BRYANT HEATING AND COOLING SYSTEMS | HRCU-A-CB (Split System: Heat Pump with Remote Outdoor Unit-Air-Source) | 38MURAQ30AB3* |  |  | CNPV*4221AL* | 912SE60100M21*** | 30000 | 15.2 | 8.1 | 34400 | 27600 | 80.23% | 1.8 | 0 | 9 |  |  |  | No | R-410A | 2.5 | Residential & Commercial | No
212988048 | Central HP <5.4 tons | BRYANT HEATING AND COOLING SYSTEMS | HRCU-A-CB (Split System: Heat Pump with Remote Outdoor Unit-Air-Source) | 38MURAQ30AB3* |  |  | CAP**4221AL* | 916SA60100M21*** | 30200 | 15.2 | 8.5 | 34000 | 27400 | 80.59% | 1.8 | 0 | 9 |  |  |  | No | R-410A | 2.5167 | Residential & Commercial | No
212989550 | Central HP <5.4 tons | BRYANT HEATING AND COOLING SYSTEMS | HRCU-A-CB (Split System: Heat Pump with Remote Outdoor Unit-Air-Source) | 38MURAQ30AB3* |  |  | CAP**4224AL* | 935SB60080M21*** | 30000 | 15.2 | 8.1 | 34200 | 27600 | 80.7% | 1.8 | 0 | 9 |  |  |  | No | R-410A | 2.5 | Residential & Commercial | No
213080645 | Central HP <5.4 tons | BRYANT HEATING AND COOLING SYSTEMS | HRCU-A-CB (Split System: Heat Pump with Remote Outdoor Unit-Air-Source) | 38MURAQ36AB3* |  |  | CAP**3617AL* | 935SB48060M17*** | 35200 | 15.5 | 8.1 | 39000 | 35200 | 90.26% | 1.84 | 0 | 9.5 |  |  |  | No | R-410A | 2.9333 | Residential & Commercial | No
213078166 | Central HP <5.4 tons | BRYANT HEATING AND COOLING SYSTEMS | HRCU-A-CB (Split System: Heat Pump with Remote Outdoor Unit-Air-Source) | 38MURAQ36AB3* |  |  | CAP**3621AL* | 8(0,1)*SB48070M21*** | 34800 | 16 | 8.1 | 38500 | 35200 | 91.43% | 1.82 | 0 | 9.5 |  |  |  | No | R-410A | 2.9 | Residential & Commercial | No
213078950 | Central HP <5.4 tons | BRYANT HEATING AND COOLING SYSTEMS | HRCU-A-CB (Split System: Heat Pump with Remote Outdoor Unit-Air-Source) | 38MURAQ36AB3* |  |  | CAP**3617AL* | 83*SB36040M17*** | 34800 | 15.5 | 8.5 | 39000 | 35200 | 90.26% | 1.8 | 0 | 9.5 |  |  |  | No | R-410A | 2.9 | Residential & Commercial | No
215668972 | Central HP <5.4 tons | HEIL | HRCU-A-CB (Split System: Heat Pump with Remote Outdoor Unit-Air-Source) | H5H0V36*K*AAA* |  |  | EA*5X43M21A*+WALLCON | *80CTL0451712B* | 34000 | 17.5 | 9 | 35600 | 25400 | 71.35% | 1.86 | 0 | 9.5 |  |  |  | No | R-454B | 2.8333 | Residential & Commercial | No
215677332 | Central HP <5.4 tons | TEMPSTAR | HRCU-A-CB (Split System: Heat Pump with Remote Outdoor Unit-Air-Source) | T5H0V60*K*AAA* |  |  | EVD5X60M21A*+WALLCON | *80CSU1002120A* | 56500 | 18 | 9 | 64000 | 45000 | 70.31% | 2.08 | 0 | 9 |  |  |  | No | R-454B | 4.7083 | Residential & Commercial | No
215679202 | Central HP <5.4 tons | TEMPSTAR | HRCU-A-CB (Split System: Heat Pump with Remote Outdoor Unit-Air-Source) | T5H0V36*K*AAA* |  |  | EA*5X36M17A*+WALLCON | *80CSU0401712B* | 32800 | 17 | 8.5 | 36000 | 25800 | 71.67% | 1.76 | 0 | 9.5 |  |  |  | No | R-454B | 2.7333 | Residential & Commercial | No
215679752 | Central HP <5.4 tons | TEMPSTAR | HRCU-A-CB (Split System: Heat Pump with Remote Outdoor Unit-Air-Source) | T5H0V36*K*AAA* |  |  | ESH5X36M12A*+WALLCON | *97CTN0801716A* | 33400 | 16 | 8.5 | 36000 | 25600 | 71.11% | 1.76 | 0 | 9 |  |  |  | No | R-454B | 2.7833 | Residential & Commercial | No
215679802 | Central HP <5.4 tons | TEMPSTAR | HRCU-A-CB (Split System: Heat Pump with Remote Outdoor Unit-Air-Source) | T5H0V36*K*AAA* |  |  | ESH5X42M12A*+WALLCON | *80CSU0401712B* | 34000 | 16.5 | 8.5 | 35600 | 25200 | 70.79% | 1.78 | 0 | 9.5 |  |  |  | No | R-454B | 2.8333 | Residential & Commercial | No
211393938 | Central HP <5.4 tons | JOHNSON CONTROLS | HRCU-A-CB (Split System: Heat Pump with Remote Outdoor Unit-Air-Source) | HMH72B341 |  |  | XAFD48FBCN1 | TM9Y100C16MP11 | 33400 | 17 | 8.5 | 32400 | 23600 | 72.84% | 2.06 | 0 | 9.5 |  |  |  | No | R-410A | 2.7833 | Residential & Commercial | No
211394803 | Central HP <5.4 tons | JOHNSON CONTROLS | HRCU-A-CB (Split System: Heat Pump with Remote Outdoor Unit-Air-Source) | HMH72B341 |  |  | XAHC48FBCN1 | TM9V100C16MP12 | 33000 | 16.5 | 8.5 | 31800 | 23200 | 72.96% | 2.04 | 0 | 9 |  |  |  | No | R-410A | 2.75 | Residential & Commercial | No
215675272 | Central HP <5.4 tons | TEMPSTAR | HRCU-A-CB (Split System: Heat Pump with Remote Outdoor Unit-Air-Source) | T5H0V48*K*AAA* |  |  | ESH5X60M12A*+WALLCON | *97CMN0602120B* | 45000 | 16 | 8.5 | 48500 | 34200 | 70.52% | 1.96 | 0 | 9 |  |  |  | No | R-454B | 3.75 | Residential & Commercial | No
211395040 | Central HP <5.4 tons | JOHNSON CONTROLS | HRCU-A-CB (Split System: Heat Pump with Remote Outdoor Unit-Air-Source) | HMH72B341 |  |  | XAHD48FBCN1 | TM9V080C16MP12 | 32600 | 16 | 8.1 | 31800 | 23200 | 72.96% | 2.02 | 0 | 9 |  |  |  | No | R-410A | 2.7167 | Residential & Commercial | No
211396109 | Central HP <5.4 tons | JOHNSON CONTROLS | HRCU-A-CB (Split System: Heat Pump with Remote Outdoor Unit-Air-Source) | HMH72B341 |  |  | XAHC48FBCN1 | TM9E080C16MP12 | 33600 | 17 | 8.1 | 32800 | 24200 | 73.78% | 2.04 | 0 | 9 |  |  |  | No | R-410A | 2.8 | Residential & Commercial | No
211396092 | Central HP <5.4 tons | JOHNSON CONTROLS | HRCU-A-CB (Split System: Heat Pump with Remote Outdoor Unit-Air-Source) | HMH72B341 |  |  | XAHC48FXXN1+TXV | TM9E080C16MP12 | 33600 | 17 | 8.1 | 32800 | 24200 | 73.78% | 2.04 | 0 | 9 |  |  |  | No | R-410A | 2.8 | Residential & Commercial | No
211396459 | Central HP <5.4 tons | JOHNSON CONTROLS | HRCU-A-CB (Split System: Heat Pump with Remote Outdoor Unit-Air-Source) | HMH72B341 |  |  | XAHD48FXXN1+TXV | TM8Y100C20MP11 | 33800 | 16.5 | 8.5 | 32400 | 23800 | 73.46% | 2.06 | 0 | 9 |  |  |  | No | R-410A | 2.8167 | Residential & Commercial | No
211396559 | Central HP <5.4 tons | JOHNSON CONTROLS | HRCU-A-CB (Split System: Heat Pump with Remote Outdoor Unit-Air-Source) | HMH72B341 |  |  | XAHC48FBCN1 | TM8Y120C20MP11 | 33800 | 16.5 | 8.5 | 32400 | 23800 | 73.46% | 2.06 | 0 | 9 |  |  |  | No | R-410A | 2.8167 | Residential & Commercial | No
211396810 | Central HP <5.4 tons | JOHNSON CONTROLS | HRCU-A-CB (Split System: Heat Pump with Remote Outdoor Unit-Air-Source) | HMH72B341 |  |  | XAHC48FBCN1 | TM8Y100C16MP11 | 33600 | 17 | 8.1 | 32600 | 24000 | 73.62% | 2.04 | 0 | 9 |  |  |  | No | R-410A | 2.8 | Residential & Commercial | No
215670328 | Central HP <5.4 tons | HEIL | HRCU-A-CB (Split System: Heat Pump with Remote Outdoor Unit-Air-Source) | H5H0V36*K*AAA* |  |  | ESH5X48M12A*+WALLCON | *96CTN0401410B* | 32600 | 15.5 | 8.5 | 36000 | 25600 | 71.11% | 1.78 | 0 | 9 |  |  |  | No | R-454B | 2.7167 | Residential & Commercial | No
215674714 | Central HP <5.4 tons | TEMPSTAR | HRCU-A-CB (Split System: Heat Pump with Remote Outdoor Unit-Air-Source) | T5H0V48*K*AAA* |  |  | ESH5X48M12A*+WALLCON | *80CSU0802120A* | 45000 | 16.5 | 8.5 | 48500 | 34200 | 70.52% | 2.06 | 0 | 9.5 |  |  |  | No | R-454B | 3.75 | Residential & Commercial | No
215675332 | Central HP <5.4 tons | TEMPSTAR | HRCU-A-CB (Split System: Heat Pump with Remote Outdoor Unit-Air-Source) | T5H0V48*K*AAA* |  |  | ESH5X60M12A*+WALLCON | *96CTN1002122B* | 45500 | 16.5 | 8.5 | 48000 | 33800 | 70.42% | 2.08 | 0 | 9.5 |  |  |  | No | R-454B | 3.7917 | Residential & Commercial | No
215675182 | Central HP <5.4 tons | TEMPSTAR | HRCU-A-CB (Split System: Heat Pump with Remote Outdoor Unit-Air-Source) | T5H0V48*K*AAA* |  |  | ESH5X60M12A*+WALLCON | *80CTL0701716B* | 45000 | 16 | 8.5 | 48500 | 34200 | 70.52% | 1.94 | 0 | 9 |  |  |  | No | R-454B | 3.75 | Residential & Commercial | No
211393349 | Central HP <5.4 tons | JOHNSON CONTROLS | HRCU-A-CB (Split System: Heat Pump with Remote Outdoor Unit-Air-Source) | HMH72B341 |  |  | XAHC30CXXN1+TXV | TL8E100C20UH11 | 32600 | 17 | 8.1 | 32400 | 22800 | 70.37% | 2.02 | 0 | 9.5 |  |  |  | No | R-410A | 2.7167 | Residential & Commercial | No
211394285 | Central HP <5.4 tons | JOHNSON CONTROLS | HRCU-A-CB (Split System: Heat Pump with Remote Outdoor Unit-Air-Source) | HMH72B341 |  |  | XAHD48FXXN1+TXV | TP9C120D20MP13 | 33400 | 16.5 | 8.5 | 32000 | 23200 | 72.5% | 2.06 | 0 | 9.5 |  |  |  | No | R-410A | 2.7833 | Residential & Commercial | No
211390342 | Central HP <5.4 tons | JOHNSON CONTROLS | HRCU-A-CB (Split System: Heat Pump with Remote Outdoor Unit-Air-Source) | HMH72B341 |  |  | XAFC30CXXN1+TXV | TM8V080C16MP12 | 33000 | 17.5 | 8.5 | 33000 | 23200 | 70.3% | 2.04 | 0 | 9.5 |  |  |  | No | R-410A | 2.75 | Residential & Commercial | No
213079735 | Central HP <5.4 tons | DAY & NIGHT | HRCU-A-CB (Split System: Heat Pump with Remote Outdoor Unit-Air-Source) | DLCURAH36ABK |  |  | EA*4X36L21A* | *92MSN1002120A* | 35000 | 16.5 | 8.1 | 38500 | 35200 | 91.43% | 1.82 | 0 | 9.5 |  |  |  | No | R-410A | 2.9167 | Residential & Commercial | No
215669942 | Central HP <5.4 tons | HEIL | HRCU-A-CB (Split System: Heat Pump with Remote Outdoor Unit-Air-Source) | H5H0V36*K*AAA* |  |  | ESH5X42M12A*+WALLCON | *80CSU0601716A* | 34000 | 16.5 | 8.5 | 35600 | 25400 | 71.35% | 1.78 | 0 | 9.5 |  |  |  | No | R-454B | 2.8333 | Residential & Commercial | No
215682868 | Central HP <5.4 tons | COMFORTMAKER | HRCU-A-CB (Split System: Heat Pump with Remote Outdoor Unit-Air-Source) | C5H0V60*K*AAA* |  |  | EVM5X60M24A*+WALLCON | *96CTN0802120B* | 56500 | 18 | 9 | 63500 | 44500 | 70.08% | 2.08 | 0 | 9 |  |  |  | No | R-454B | 4.7083 | Residential & Commercial | No
215683168 | Central HP <5.4 tons | COMFORTMAKER | HRCU-A-CB (Split System: Heat Pump with Remote Outdoor Unit-Air-Source) | C5H0V60*K*AAA* |  |  | EVD5X61M21A*+WALLCON | *97CTN0802120A* | 57000 | 18.5 | 9 | 64000 | 45000 | 70.31% | 2.08 | 0 | 9 |  |  |  | No | R-454B | 4.75 | Residential & Commercial | No
213076966 | Central HP <5.4 tons | BRYANT HEATING AND COOLING SYSTEMS | HRCU-A-CB (Split System: Heat Pump with Remote Outdoor Unit-Air-Source) | 38MURAQ36AB3* |  |  | CAP**4221AL* | 926SB48080V17*** | 35000 | 15.5 | 8.1 | 38500 | 35200 | 91.43% | 1.86 | 0 | 9.5 |  |  |  | No | R-410A | 2.9167 | Residential & Commercial | No
211390428 | Central HP <5.4 tons | JOHNSON CONTROLS | HRCU-A-CB (Split System: Heat Pump with Remote Outdoor Unit-Air-Source) | HMH72B341 |  |  | XAHC36DXXN1+TXV | TPLC080B12MP13 | 32800 | 16.5 | 8.1 | 32800 | 23200 | 70.73% | 1.98 | 0 | 9.5 |  |  |  | No | R-410A | 2.7333 | Residential & Commercial | No
211391697 | Central HP <5.4 tons | JOHNSON CONTROLS | HRCU-A-CB (Split System: Heat Pump with Remote Outdoor Unit-Air-Source) | HMH72B341 |  |  | XAHB36DBCN1 | TM8E100B12MP11 | 33200 | 17.5 | 8.1 | 33000 | 23400 | 70.91% | 2.02 | 0 | 9.5 |  |  |  | No | R-410A | 2.7667 | Residential & Commercial | No
211391812 | Central HP <5.4 tons | JOHNSON CONTROLS | HRCU-A-CB (Split System: Heat Pump with Remote Outdoor Unit-Air-Source) | HMH72B341 |  |  | XAFC30CXXN1+TXV | TMLE100B12MP11 | 32800 | 17.5 | 8.1 | 33400 | 23400 | 70.06% | 2.04 | 0 | 9.5 |  |  |  | No | R-410A | 2.7333 | Residential & Commercial | No
215677022 | Central HP <5.4 tons | TEMPSTAR | HRCU-A-CB (Split System: Heat Pump with Remote Outdoor Unit-Air-Source) | T5H0V60*K*AAA* |  |  | EVM5X60M21A*+WALLCON | *80CTL1102120B* | 57000 | 18.5 | 9 | 63500 | 44500 | 70.08% | 2.08 | 0 | 9.5 |  |  |  | No | R-454B | 4.75 | Residential & Commercial | No
215677072 | Central HP <5.4 tons | TEMPSTAR | HRCU-A-CB (Split System: Heat Pump with Remote Outdoor Unit-Air-Source) | T5H0V60*K*AAA* |  |  | EVM5X60M21A*+WALLCON | *97CMN1002122B* | 56500 | 18.5 | 9 | 64000 | 45000 | 70.31% | 2.08 | 0 | 9 |  |  |  | No | R-454B | 4.7083 | Residential & Commercial | No
215675130 | Central HP <5.4 tons | TEMPSTAR | HRCU-A-CB (Split System: Heat Pump with Remote Outdoor Unit-Air-Source) | T5H0V48*K*AAA* |  |  | ESH5X60M12A*+WALLCON | *80CSU0601716A* | 45500 | 16.5 | 8.5 | 48000 | 33800 | 70.42% | 2.06 | 0 | 9.5 |  |  |  | No | R-454B | 3.7917 | Residential & Commercial | No
215675282 | Central HP <5.4 tons | TEMPSTAR | HRCU-A-CB (Split System: Heat Pump with Remote Outdoor Unit-Air-Source) | T5H0V48*K*AAA* |  |  | ESH5X60M12A*+WALLCON | *97CMN0801714B* | 45000 | 16 | 8.5 | 48500 | 34200 | 70.52% | 1.94 | 0 | 9 |  |  |  | No | R-454B | 3.75 | Residential & Commercial | No
215675532 | Central HP <5.4 tons | TEMPSTAR | HRCU-A-CB (Split System: Heat Pump with Remote Outdoor Unit-Air-Source) | T5H0V48*K*AAA* |  |  | EVM5X49M21A*+WALLCON | *80CTL0451712B* | 47500 | 18 | 9 | 50000 | 37600 | 75.2% | 1.98 | 0 | 9.5 |  |  |  | No | R-454B | 3.9583 | Residential & Commercial | No
215682928 | Central HP <5.4 tons | COMFORTMAKER | HRCU-A-CB (Split System: Heat Pump with Remote Outdoor Unit-Air-Source) | C5H0V60*K*AAA* |  |  | EVM5X61M24A*+WALLCON | *96CTN0802120B* | 57500 | 18.5 | 9 | 64000 | 45000 | 70.31% | 2.08 | 0 | 9 |  |  |  | No | R-454B | 4.7917 | Residential & Commercial | No
215676442 | Central HP <5.4 tons | TEMPSTAR | HRCU-A-CB (Split System: Heat Pump with Remote Outdoor Unit-Air-Source) | T5H0V48*K*AAA* |  |  | EVD5X60M21A*+WALLCON | *80CTL0451712B* | 47500 | 18 | 9 | 50000 | 37600 | 75.2% | 1.98 | 0 | 9.5 |  |  |  | No | R-454B | 3.9583 | Residential & Commercial | No
215677382 | Central HP <5.4 tons | TEMPSTAR | HRCU-A-CB (Split System: Heat Pump with Remote Outdoor Unit-Air-Source) | T5H0V60*K*AAA* |  |  | EVD5X60M21A*+WALLCON | *95CSU0802120B* | 56500 | 18 | 9 | 64000 | 45000 | 70.31% | 2.08 | 0 | 9 |  |  |  | No | R-454B | 4.7083 | Residential & Commercial | No
215677532 | Central HP <5.4 tons | TEMPSTAR | HRCU-A-CB (Split System: Heat Pump with Remote Outdoor Unit-Air-Source) | T5H0V60*K*AAA* |  |  | EVD5X60M24A*+WALLCON | *97CMN1002122B* | 56500 | 18.5 | 9 | 63000 | 44500 | 70.63% | 2.08 | 0 | 9 |  |  |  | No | R-454B | 4.7083 | Residential & Commercial | No
215677342 | Central HP <5.4 tons | TEMPSTAR | HRCU-A-CB (Split System: Heat Pump with Remote Outdoor Unit-Air-Source) | T5H0V60*K*AAA* |  |  | EVD5X60M21A*+WALLCON | *80CTL0701716B* | 55000 | 18 | 9 | 59500 | 43500 | 73.11% | 2.1 | 0 | 9.5 |  |  |  | No | R-454B | 4.5833 | Residential & Commercial | No
215677392 | Central HP <5.4 tons | TEMPSTAR | HRCU-A-CB (Split System: Heat Pump with Remote Outdoor Unit-Air-Source) | T5H0V60*K*AAA* |  |  | EVD5X60M21A*+WALLCON | *95CSU1002122B* | 57000 | 18 | 9 | 63500 | 44500 | 70.08% | 2.08 | 0 | 9 |  |  |  | No | R-454B | 4.75 | Residential & Commercial | No
215676102 | Central HP <5.4 tons | TEMPSTAR | HRCU-A-CB (Split System: Heat Pump with Remote Outdoor Unit-Air-Source) | T5H0V48*K*AAA* |  |  | EVD5X48M21A*+WALLCON | *80CSU0601716A* | 47000 | 18 | 9 | 50000 | 36400 | 72.8% | 2 | 0 | 9.5 |  |  |  | No | R-454B | 3.9167 | Residential & Commercial | No
215681712 | Central HP <5.4 tons | TEMPSTAR | HRCU-A-CB (Split System: Heat Pump with Remote Outdoor Unit-Air-Source) | T5H0V48*K*AAA* |  |  | ESH5X60M12A*+WALLCON | *80CSU1002120B* | 45500 | 16.5 | 8.5 | 48000 | 33800 | 70.42% | 2.08 | 0 | 9.5 |  |  |  | No | R-454B | 3.7917 | Residential & Commercial | No
215681762 | Central HP <5.4 tons | TEMPSTAR | HRCU-A-CB (Split System: Heat Pump with Remote Outdoor Unit-Air-Source) | T5H0V48*K*AAA* |  |  | EVM5X48M21A*+WALLCON | *80CSU0401712B* | 47000 | 18 | 9 | 50000 | 36400 | 72.8% | 2 | 0 | 9.5 |  |  |  | No | R-454B | 3.9167 | Residential & Commercial | No
215681372 | Central HP <5.4 tons | TEMPSTAR | HRCU-A-CB (Split System: Heat Pump with Remote Outdoor Unit-Air-Source) | T5H0V48*K*AAA* |  |  | EA*5X48M21A*+WALLCON | *97CTN1002122A* | 44000 | 18 | 9 | 48500 | 34000 | 70.1% | 2.04 | 0 | 9.5 |  |  |  | No | R-454B | 3.6667 | Residential & Commercial | No
213079520 | Central HP <5.4 tons | BRYANT HEATING AND COOLING SYSTEMS | HRCU-A-CB (Split System: Heat Pump with Remote Outdoor Unit-Air-Source) | 38MURAQ36AB3* |  |  | CAP**3621AL* | 912SE48080M17*** | 35200 | 16 | 8.1 | 38500 | 35200 | 91.43% | 1.82 | 0 | 9.5 |  |  |  | No | R-410A | 2.9333 | Residential & Commercial | No
215677492 | Central HP <5.4 tons | TEMPSTAR | HRCU-A-CB (Split System: Heat Pump with Remote Outdoor Unit-Air-Source) | T5H0V60*K*AAA* |  |  | EVD5X60M24A*+WALLCON | *95CSU0802120B* | 56500 | 18 | 9 | 63500 | 44500 | 70.08% | 2.08 | 0 | 9 |  |  |  | No | R-454B | 4.7083 | Residential & Commercial | No
215669949 | Central HP <5.4 tons | TEMPSTAR | HRCU-A-CB (Split System: Heat Pump with Remote Outdoor Unit-Air-Source) | T5H0V36*K*AAA* |  |  | ESH5X42M12A*+WALLCON | *80CSU0601716A* | 34000 | 16.5 | 8.5 | 35600 | 25400 | 71.35% | 1.78 | 0 | 9.5 |  |  |  | No | R-454B | 2.8333 | Residential & Commercial | No
215677112 | Central HP <5.4 tons | TEMPSTAR | HRCU-A-CB (Split System: Heat Pump with Remote Outdoor Unit-Air-Source) | T5H0V60*K*AAA* |  |  | EVM5X60M24A*+WALLCON | *80CTL0702120B* | 56000 | 18 | 9 | 63500 | 45000 | 70.87% | 2.06 | 0 | 9 |  |  |  | No | R-454B | 4.6667 | Residential & Commercial | No
215677052 | Central HP <5.4 tons | TEMPSTAR | HRCU-A-CB (Split System: Heat Pump with Remote Outdoor Unit-Air-Source) | T5H0V60*K*AAA* |  |  | EVM5X60M21A*+WALLCON | *97CMN0602120B* | 55500 | 17.5 | 8.5 | 65000 | 46000 | 70.77% | 1.94 | 0 | 8.5 |  |  |  | No | R-454B | 4.625 | Residential & Commercial | No
213079997 | Central HP <5.4 tons | DAY & NIGHT | HRCU-A-CB (Split System: Heat Pump with Remote Outdoor Unit-Air-Source) | DLCURAH36ABK |  |  | EA*4X36L17A* | *96MSN0801716A* | 35000 | 15.2 | 8.1 | 39000 | 35400 | 90.77% | 1.82 | 0 | 9.5 |  |  |  | No | R-410A | 2.9167 | Residential & Commercial | No
215668599 | Central HP <5.4 tons | COMFORTMAKER | HRCU-A-CB (Split System: Heat Pump with Remote Outdoor Unit-Air-Source) | C5H0V36*K*AAA* |  |  | EA*5X37M17A*+WALLCON | *97CMN0801714B* | 33800 | 17.5 | 9 | 35800 | 25600 | 71.51% | 1.86 | 0 | 9.5 |  |  |  | No | R-454B | 2.8167 | Residential & Commercial | No
215668703 | Central HP <5.4 tons | COMFORTMAKER | HRCU-A-CB (Split System: Heat Pump with Remote Outdoor Unit-Air-Source) | C5H0V36*K*AAA* |  |  | EA*5X37M21A*+WALLCON | *95CSU0601716B* | 34200 | 17.5 | 9 | 35400 | 25200 | 71.19% | 1.88 | 0 | 9.5 |  |  |  | No | R-454B | 2.85 | Residential & Commercial | No
215668735 | Central HP <5.4 tons | COMFORTMAKER | HRCU-A-CB (Split System: Heat Pump with Remote Outdoor Unit-Air-Source) | C5H0V36*K*AAA* |  |  | EA*5X37M21A*+WALLCON | *97CMN0602120B* | 34200 | 17.5 | 9 | 35400 | 25400 | 71.75% | 1.88 | 0 | 9.5 |  |  |  | No | R-454B | 2.85 | Residential & Commercial | No
211392516 | Central HP <5.4 tons | JOHNSON CONTROLS | HRCU-A-CB (Split System: Heat Pump with Remote Outdoor Unit-Air-Source) | HMH72B341 |  |  | XAUB30CXXN1+TXV | TMLE080B12MP11 | 32800 | 17.5 | 8.1 | 34000 | 23800 | 70% | 2.02 | 0 | 9.5 |  |  |  | No | R-410A | 2.7333 | Residential & Commercial | No
211388991 | Central HP <5.4 tons | JOHNSON CONTROLS | HRCU-A-CB (Split System: Heat Pump with Remote Outdoor Unit-Air-Source) | HMH72B341 |  |  | XAHB36DXXN1+TXV | TM9E060B12MP12 | 33200 | 17 | 8.1 | 33200 | 23600 | 71.08% | 2 | 0 | 9.5 |  |  |  | No | R-410A | 2.7667 | Residential & Commercial | No
211389642 | Central HP <5.4 tons | JOHNSON CONTROLS | HRCU-A-CB (Split System: Heat Pump with Remote Outdoor Unit-Air-Source) | HMH72B341 |  |  | XAHC30CXXN1+TXV | TM8Y080B12MP11 | 32000 | 17.5 | 8.1 | 32400 | 22800 | 70.37% | 1.98 | 0 | 9.5 |  |  |  | No | R-410A | 2.6667 | Residential & Commercial | No
215679762 | Central HP <5.4 tons | TEMPSTAR | HRCU-A-CB (Split System: Heat Pump with Remote Outdoor Unit-Air-Source) | T5H0V36*K*AAA* |  |  | ESH5X36M12A*+WALLCON | *97CTN0802120A* | 33600 | 16 | 8.5 | 35800 | 25400 | 70.95% | 1.76 | 0 | 9.5 |  |  |  | No | R-454B | 2.8 | Residential & Commercial | No
212974164 | Central HP <5.4 tons | AIRQUEST | HRCU-A-CB (Split System: Heat Pump with Remote Outdoor Unit-Air-Source) | DLCURAH30ABK |  |  | EA*4X43L21A* | *96VSN0802120B* | 30600 | 15.2 | 8.1 | 33400 | 26400 | 79.04% | 1.86 | 0 | 9 |  |  |  | No | R-410A | 2.55 | Residential & Commercial | No
215674565 | Central HP <5.4 tons | COMFORTMAKER | HRCU-A-CB (Split System: Heat Pump with Remote Outdoor Unit-Air-Source) | C5H0V48*K*AAA* |  |  | EA*5X61M24A*+WALLCON | *97CMN0602120B* | 45500 | 17.5 | 9 | 48000 | 34200 | 71.25% | 2.06 | 0 | 9.5 |  |  |  | No | R-454B | 3.7917 | Residential & Commercial | No
215679262 | Central HP <5.4 tons | TEMPSTAR | HRCU-A-CB (Split System: Heat Pump with Remote Outdoor Unit-Air-Source) | T5H0V36*K*AAA* |  |  | EA*5X37M17A*+WALLCON | *97CTN0601716A* | 33600 | 17 | 9 | 36000 | 25800 | 71.67% | 1.88 | 0 | 9 |  |  |  | No | R-454B | 2.8 | Residential & Commercial | No
215679842 | Central HP <5.4 tons | TEMPSTAR | HRCU-A-CB (Split System: Heat Pump with Remote Outdoor Unit-Air-Source) | T5H0V36*K*AAA* |  |  | ESH5X42M12A*+WALLCON | *97CTN0802120A* | 34000 | 16 | 8.5 | 35600 | 25200 | 70.79% | 1.76 | 0 | 9.5 |  |  |  | No | R-454B | 2.8333 | Residential & Commercial | No
215681492 | Central HP <5.4 tons | TEMPSTAR | HRCU-A-CB (Split System: Heat Pump with Remote Outdoor Unit-Air-Source) | T5H0V48*K*AAA* |  |  | EA*5X61M21A*+WALLCON | *97CTN0801716A* | 45500 | 17.5 | 9 | 48000 | 34200 | 71.25% | 2.06 | 0 | 9.5 |  |  |  | No | R-454B | 3.7917 | Residential & Commercial | No
215681672 | Central HP <5.4 tons | TEMPSTAR | HRCU-A-CB (Split System: Heat Pump with Remote Outdoor Unit-Air-Source) | T5H0V48*K*AAA* |  |  | ESH5X60M12A*+WALLCON | *96CTN0802120B* | 45500 | 16.5 | 8.5 | 48000 | 33800 | 70.42% | 2.06 | 0 | 9.5 |  |  |  | No | R-454B | 3.7917 | Residential & Commercial | No
215681692 | Central HP <5.4 tons | TEMPSTAR | HRCU-A-CB (Split System: Heat Pump with Remote Outdoor Unit-Air-Source) | T5H0V48*K*AAA* |  |  | ESH5X60M12A*+WALLCON | *80CSU0601716B* | 45500 | 17 | 8.5 | 48000 | 33800 | 70.42% | 2.08 | 0 | 9.5 |  |  |  | No | R-454B | 3.7917 | Residential & Commercial | No
215681542 | Central HP <5.4 tons | TEMPSTAR | HRCU-A-CB (Split System: Heat Pump with Remote Outdoor Unit-Air-Source) | T5H0V48*K*AAA* |  |  | EA*5X61M24A*+WALLCON | *80CSU1002120B* | 46000 | 18 | 9 | 47500 | 33600 | 70.74% | 2.08 | 0 | 9.5 |  |  |  | No | R-454B | 3.8333 | Residential & Commercial | No
215677562 | Central HP <5.4 tons | TEMPSTAR | HRCU-A-CB (Split System: Heat Pump with Remote Outdoor Unit-Air-Source) | T5H0V60*K*AAA* |  |  | EVD5X60M24A*+WALLCON | *96CTN1202422B* | 56500 | 18.5 | 9 | 63000 | 44500 | 70.63% | 2.08 | 0 | 9 |  |  |  | No | R-454B | 4.7083 | Residential & Commercial | No
215677912 | Central HP <5.4 tons | TEMPSTAR | HRCU-A-CB (Split System: Heat Pump with Remote Outdoor Unit-Air-Source) | T5H0V60*K*AAA* |  |  | EA*5X61M24A*+WALLCON | *80CSU1002120A* | 56000 | 18 | 9 | 60000 | 42000 | 70% | 2 | 0 | 9 |  |  |  | No | R-454B | 4.6667 | Residential & Commercial | No
215682782 | Central HP <5.4 tons | TEMPSTAR | HRCU-A-CB (Split System: Heat Pump with Remote Outdoor Unit-Air-Source) | T5H0V60*K*AAA* |  |  | ESH5X60M12A*+WALLCON | *97CTN1002122A* | 55500 | 17 | 8.5 | 60000 | 42000 | 70% | 1.9 | 0 | 9 |  |  |  | No | R-454B | 4.625 | Residential & Commercial | No
215675438 | Central HP <5.4 tons | COMFORTMAKER | HRCU-A-CB (Split System: Heat Pump with Remote Outdoor Unit-Air-Source) | C5H0V48*K*AAA* |  |  | EVM5X48M21A*+WALLCON | *97CMN0602120B* | 46500 | 18 | 9 | 50000 | 37000 | 74% | 1.98 | 0 | 9.5 |  |  |  | No | R-454B | 3.875 | Residential & Commercial | No
215682592 | Central HP <5.4 tons | TEMPSTAR | HRCU-A-CB (Split System: Heat Pump with Remote Outdoor Unit-Air-Source) | T5H0V60*K*AAA* |  |  | EA*5X60M24A*+WALLCON | *80CSU0802120B* | 55500 | 18.5 | 8.5 | 58500 | 41000 | 70.09% | 2.04 | 0 | 9 |  |  |  | No | R-454B | 4.625 | Residential & Commercial | No
215682692 | Central HP <5.4 tons | TEMPSTAR | HRCU-A-CB (Split System: Heat Pump with Remote Outdoor Unit-Air-Source) | T5H0V60*K*AAA* |  |  | EA*5X61M24A*+WALLCON | *97CTN0802120A* | 56000 | 18.5 | 9 | 60000 | 42000 | 70% | 2.02 | 0 | 9 |  |  |  | No | R-454B | 4.6667 | Residential & Commercial | No
215682842 | Central HP <5.4 tons | TEMPSTAR | HRCU-A-CB (Split System: Heat Pump with Remote Outdoor Unit-Air-Source) | T5H0V60*K*AAA* |  |  | EVM5X60M21A*+WALLCON | *80CSU1002120B* | 57000 | 18 | 9 | 63500 | 44500 | 70.08% | 2.08 | 0 | 9 |  |  |  | No | R-454B | 4.75 | Residential & Commercial | No
215682862 | Central HP <5.4 tons | TEMPSTAR | HRCU-A-CB (Split System: Heat Pump with Remote Outdoor Unit-Air-Source) | T5H0V60*K*AAA* |  |  | EVM5X60M21A*+WALLCON | *97CTN1002122A* | 56500 | 18.5 | 9 | 64000 | 45000 | 70.31% | 2.08 | 0 | 9 |  |  |  | No | R-454B | 4.7083 | Residential & Commercial | No
215677752 | Central HP <5.4 tons | TEMPSTAR | HRCU-A-CB (Split System: Heat Pump with Remote Outdoor Unit-Air-Source) | T5H0V60*K*AAA* |  |  | EA*5X60M24A*+WALLCON | *80CSU0802120A* | 55000 | 18.5 | 8.5 | 59000 | 41500 | 70.34% | 2.02 | 0 | 9 |  |  |  | No | R-454B | 4.5833 | Residential & Commercial | No
215676438 | Central HP <5.4 tons | COMFORTMAKER | HRCU-A-CB (Split System: Heat Pump with Remote Outdoor Unit-Air-Source) | C5H0V48*K*AAA* |  |  | EVD5X60M21A*+WALLCON | *80CTL0451712B* | 47500 | 18 | 9 | 50000 | 37600 | 75.2% | 1.98 | 0 | 9.5 |  |  |  | No | R-454B | 3.9583 | Residential & Commercial | No
215674994 | Central HP <5.4 tons | TEMPSTAR | HRCU-A-CB (Split System: Heat Pump with Remote Outdoor Unit-Air-Source) | T5H0V48*K*AAA* |  |  | ESH5X48M12A*+WALLCON | *97CMN0801714B* | 44500 | 16 | 8.5 | 49500 | 34800 | 70.3% | 1.92 | 0 | 9 |  |  |  | No | R-454B | 3.7083 | Residential & Commercial | No
215675142 | Central HP <5.4 tons | TEMPSTAR | HRCU-A-CB (Split System: Heat Pump with Remote Outdoor Unit-Air-Source) | T5H0V48*K*AAA* |  |  | ESH5X60M12A*+WALLCON | *80CSU0802120A* | 45500 | 17 | 8.5 | 48000 | 33600 | 70% | 2.08 | 0 | 9.5 |  |  |  | No | R-454B | 3.7917 | Residential & Commercial | No
215675212 | Central HP <5.4 tons | TEMPSTAR | HRCU-A-CB (Split System: Heat Pump with Remote Outdoor Unit-Air-Source) | T5H0V48*K*AAA* |  |  | ESH5X60M12A*+WALLCON | *80CTL0902120B* | 45500 | 16.5 | 8.5 | 48000 | 33600 | 70% | 2.06 | 0 | 9.5 |  |  |  | No | R-454B | 3.7917 | Residential & Commercial | No
215675312 | Central HP <5.4 tons | TEMPSTAR | HRCU-A-CB (Split System: Heat Pump with Remote Outdoor Unit-Air-Source) | T5H0V48*K*AAA* |  |  | ESH5X60M12A*+WALLCON | *97CMN1202422B* | 45500 | 16.5 | 8.5 | 48000 | 33800 | 70.42% | 2.08 | 0 | 9.5 |  |  |  | No | R-454B | 3.7917 | Residential & Commercial | No
213080782 | Central HP <5.4 tons | DAY & NIGHT | HRCU-A-CB (Split System: Heat Pump with Remote Outdoor Unit-Air-Source) | DLCURAH36ABK |  |  | EA*4X36L21A* | *95MSU0802120A* | 35000 | 16 | 8.1 | 38500 | 35200 | 91.43% | 1.82 | 0 | 9.5 |  |  |  | No | R-410A | 2.9167 | Residential & Commercial | No
215679362 | Central HP <5.4 tons | TEMPSTAR | HRCU-A-CB (Split System: Heat Pump with Remote Outdoor Unit-Air-Source) | T5H0V36*K*AAA* |  |  | EA*5X42M21A*+WALLCON | *80CSU0401712B* | 33200 | 17.5 | 8.5 | 35800 | 25600 | 71.51% | 1.86 | 0 | 9.5 |  |  |  | No | R-454B | 2.7667 | Residential & Commercial | No
215679462 | Central HP <5.4 tons | TEMPSTAR | HRCU-A-CB (Split System: Heat Pump with Remote Outdoor Unit-Air-Source) | T5H0V36*K*AAA* |  |  | EA*5X43M21A*+WALLCON | *97CTN0801716A* | 34200 | 17.5 | 9 | 35400 | 25400 | 71.75% | 1.88 | 0 | 9.5 |  |  |  | No | R-454B | 2.85 | Residential & Commercial | No
215676992 | Central HP <5.4 tons | TEMPSTAR | HRCU-A-CB (Split System: Heat Pump with Remote Outdoor Unit-Air-Source) | T5H0V60*K*AAA* |  |  | EVM5X60M21A*+WALLCON | *80CTL0701716B* | 55000 | 18 | 9 | 59500 | 43500 | 73.11% | 2.1 | 0 | 9.5 |  |  |  | No | R-454B | 4.5833 | Residential & Commercial | No
215679882 | Central HP <5.4 tons | TEMPSTAR | HRCU-A-CB (Split System: Heat Pump with Remote Outdoor Unit-Air-Source) | T5H0V36*K*AAA* |  |  | ESH5X48M12A*+WALLCON | *80CSU0401712B* | 34200 | 17 | 8.5 | 35400 | 25200 | 71.19% | 1.9 | 0 | 9.5 |  |  |  | No | R-454B | 2.85 | Residential & Commercial | No
215679252 | Central HP <5.4 tons | TEMPSTAR | HRCU-A-CB (Split System: Heat Pump with Remote Outdoor Unit-Air-Source) | T5H0V36*K*AAA* |  |  | EA*5X37M17A*+WALLCON | *80CSU0601716B* | 34000 | 17 | 9 | 35600 | 25400 | 71.35% | 1.86 | 0 | 9.5 |  |  |  | No | R-454B | 2.8333 | Residential & Commercial | No
215683058 | Central HP <5.4 tons | COMFORTMAKER | HRCU-A-CB (Split System: Heat Pump with Remote Outdoor Unit-Air-Source) | C5H0V60*K*AAA* |  |  | EVD5X60M24A*+WALLCON | *96CTN0802120B* | 56500 | 18 | 9 | 63500 | 44500 | 70.08% | 2.08 | 0 | 9 |  |  |  | No | R-454B | 4.7083 | Residential & Commercial | No
215679452 | Central HP <5.4 tons | TEMPSTAR | HRCU-A-CB (Split System: Heat Pump with Remote Outdoor Unit-Air-Source) | T5H0V36*K*AAA* |  |  | EA*5X43M21A*+WALLCON | *97CTN0601716A* | 34200 | 17.5 | 9 | 35600 | 25400 | 71.35% | 1.88 | 0 | 9.5 |  |  |  | No | R-454B | 2.85 | Residential & Commercial | No
215679902 | Central HP <5.4 tons | TEMPSTAR | HRCU-A-CB (Split System: Heat Pump with Remote Outdoor Unit-Air-Source) | T5H0V36*K*AAA* |  |  | ESH5X48M12A*+WALLCON | *97CTN0601716A* | 33800 | 16 | 8.5 | 35600 | 25600 | 71.91% | 1.78 | 0 | 9 |  |  |  | No | R-454B | 2.8167 | Residential & Commercial | No
215679242 | Central HP <5.4 tons | TEMPSTAR | HRCU-A-CB (Split System: Heat Pump with Remote Outdoor Unit-Air-Source) | T5H0V36*K*AAA* |  |  | EA*5X37M17A*+WALLCON | *80CSU0401712B* | 34200 | 17 | 9 | 35600 | 25400 | 71.35% | 1.88 | 0 | 9.5 |  |  |  | No | R-454B | 2.85 | Residential & Commercial | No
215674336 | Central HP <5.4 tons | HEIL | HRCU-A-CB (Split System: Heat Pump with Remote Outdoor Unit-Air-Source) | H5H0V48*K*AAA* |  |  | EA*5X61M21A*+WALLCON | *80CTL0701716B* | 45500 | 17.5 | 9 | 48000 | 34000 | 70.83% | 2.06 | 0 | 9.5 |  |  |  | No | R-454B | 3.7917 | Residential & Commercial | No
215679898 | Central HP <5.4 tons | COMFORTMAKER | HRCU-A-CB (Split System: Heat Pump with Remote Outdoor Unit-Air-Source) | C5H0V36*K*AAA* |  |  | ESH5X48M12A*+WALLCON | *97CTN0601716A* | 33800 | 16 | 8.5 | 35600 | 25600 | 71.91% | 1.78 | 0 | 9 |  |  |  | No | R-454B | 2.8167 | Residential & Commercial | No
215677842 | Central HP <5.4 tons | TEMPSTAR | HRCU-A-CB (Split System: Heat Pump with Remote Outdoor Unit-Air-Source) | T5H0V60*K*AAA* |  |  | EA*5X60M24A*+WALLCON | *97CMN0802120B* | 54500 | 18 | 8.5 | 59500 | 42000 | 70.59% | 1.9 | 0 | 8.5 |  |  |  | No | R-454B | 4.5417 | Residential & Commercial | No
215682912 | Central HP <5.4 tons | TEMPSTAR | HRCU-A-CB (Split System: Heat Pump with Remote Outdoor Unit-Air-Source) | T5H0V60*K*AAA* |  |  | EVM5X60M24A*+WALLCON | *97CTN1002122A* | 56500 | 18.5 | 9 | 63000 | 44500 | 70.63% | 2.08 | 0 | 9 |  |  |  | No | R-454B | 4.7083 | Residential & Commercial | No
215683012 | Central HP <5.4 tons | TEMPSTAR | HRCU-A-CB (Split System: Heat Pump with Remote Outdoor Unit-Air-Source) | T5H0V60*K*AAA* |  |  | EVD5X60M21A*+WALLCON | *80CSU0601716B* | 56000 | 18.5 | 8.5 | 60000 | 43000 | 71.67% | 2.12 | 0 | 9.5 |  |  |  | No | R-454B | 4.6667 | Residential & Commercial | No
213077480 | Central HP <5.4 tons | DAY & NIGHT | HRCU-A-CB (Split System: Heat Pump with Remote Outdoor Unit-Air-Source) | DLCURAH36ABK |  |  | EA*4X36L21A* | *96VTN0802120B* | 34800 | 16 | 8.1 | 38500 | 35200 | 91.43% | 1.82 | 0 | 9.5 |  |  |  | No | R-410A | 2.9 | Residential & Commercial | No
215681462 | Central HP <5.4 tons | TEMPSTAR | HRCU-A-CB (Split System: Heat Pump with Remote Outdoor Unit-Air-Source) | T5H0V48*K*AAA* |  |  | EA*5X61M21A*+WALLCON | *80CSU0601716B* | 46000 | 17.5 | 9 | 48000 | 33800 | 70.42% | 2.08 | 0 | 9.5 |  |  |  | No | R-454B | 3.8333 | Residential & Commercial | No
215682602 | Central HP <5.4 tons | TEMPSTAR | HRCU-A-CB (Split System: Heat Pump with Remote Outdoor Unit-Air-Source) | T5H0V60*K*AAA* |  |  | EA*5X60M24A*+WALLCON | *80CSU1002120B* | 55000 | 18 | 8.5 | 59000 | 41500 | 70.34% | 2.02 | 0 | 9 |  |  |  | No | R-454B | 4.5833 | Residential & Commercial | No
215679312 | Central HP <5.4 tons | TEMPSTAR | HRCU-A-CB (Split System: Heat Pump with Remote Outdoor Unit-Air-Source) | T5H0V36*K*AAA* |  |  | EA*5X37M21A*+WALLCON | *97CTN0601716A* | 34200 | 17.5 | 9 | 35600 | 25400 | 71.35% | 1.88 | 0 | 9.5 |  |  |  | No | R-454B | 2.85 | Residential & Commercial | No
215679532 | Central HP <5.4 tons | TEMPSTAR | HRCU-A-CB (Split System: Heat Pump with Remote Outdoor Unit-Air-Source) | T5H0V36*K*AAA* |  |  | EA*5X48M21A*+WALLCON | *97CTN0801716A* | 33600 | 17.5 | 9 | 35200 | 25200 | 71.59% | 1.88 | 0 | 9.5 |  |  |  | No | R-454B | 2.8 | Residential & Commercial | No
215682202 | Central HP <5.4 tons | TEMPSTAR | HRCU-A-CB (Split System: Heat Pump with Remote Outdoor Unit-Air-Source) | T5H0V48*K*AAA* |  |  | EVD5X48M24A*+WALLCON | *80CSU1002120B* | 47000 | 18 | 9 | 50000 | 36400 | 72.8% | 2 | 0 | 9.5 |  |  |  | No | R-454B | 3.9167 | Residential & Commercial | No
215682112 | Central HP <5.4 tons | TEMPSTAR | HRCU-A-CB (Split System: Heat Pump with Remote Outdoor Unit-Air-Source) | T5H0V48*K*AAA* |  |  | EVD5X48M21A*+WALLCON | *80CSU0401712B* | 47000 | 18 | 9 | 50000 | 36400 | 72.8% | 2.02 | 0 | 9.5 |  |  |  | No | R-454B | 3.9167 | Residential & Commercial | No
215679782 | Central HP <5.4 tons | TEMPSTAR | HRCU-A-CB (Split System: Heat Pump with Remote Outdoor Unit-Air-Source) | T5H0V36*K*AAA* |  |  | ESH5X36M12A*+WALLCON | *97CTN1202422A* | 33800 | 16.5 | 8.5 | 35800 | 25400 | 70.95% | 1.76 | 0 | 9.5 |  |  |  | No | R-454B | 2.8167 | Residential & Commercial | No
215677452 | Central HP <5.4 tons | TEMPSTAR | HRCU-A-CB (Split System: Heat Pump with Remote Outdoor Unit-Air-Source) | T5H0V60*K*AAA* |  |  | EVD5X60M24A*+WALLCON | *80CTL0702120B* | 56000 | 18 | 9 | 63500 | 45000 | 70.87% | 2.06 | 0 | 9 |  |  |  | No | R-454B | 4.6667 | Residential & Commercial | No
215682898 | Central HP <5.4 tons | COMFORTMAKER | HRCU-A-CB (Split System: Heat Pump with Remote Outdoor Unit-Air-Source) | C5H0V60*K*AAA* |  |  | EVM5X60M24A*+WALLCON | *97CTN0802120A* | 56500 | 18 | 9 | 63500 | 44500 | 70.08% | 2.08 | 0 | 9 |  |  |  | No | R-454B | 4.7083 | Residential & Commercial | No
213080573 | Central HP <5.4 tons | BRYANT HEATING AND COOLING SYSTEMS | HRCU-A-CB (Split System: Heat Pump with Remote Outdoor Unit-Air-Source) | 38MURAQ36AB3* |  |  | CAP**4821AL* | 935SB36040M17*** | 35600 | 15.2 | 8.1 | 38000 | 34800 | 91.58% | 2.02 | 0 | 9.5 |  |  |  | No | R-410A | 2.9667 | Residential & Commercial | No
213080777 | Central HP <5.4 tons | BRYANT HEATING AND COOLING SYSTEMS | HRCU-A-CB (Split System: Heat Pump with Remote Outdoor Unit-Air-Source) | 38MURAQ36AB3* |  |  | CAP**3621AL* | 935SB60080M21*** | 35000 | 16 | 8.1 | 38500 | 35200 | 91.43% | 1.82 | 0 | 9.5 |  |  |  | No | R-410A | 2.9167 | Residential & Commercial | No
215677772 | Central HP <5.4 tons | TEMPSTAR | HRCU-A-CB (Split System: Heat Pump with Remote Outdoor Unit-Air-Source) | T5H0V60*K*AAA* |  |  | EA*5X60M24A*+WALLCON | *80CTL0702120B* | 54500 | 18 | 8.5 | 59500 | 42000 | 70.59% | 1.88 | 0 | 8.5 |  |  |  | No | R-454B | 4.5417 | Residential & Commercial | No
214229269 | Central HP <5.4 tons | AIRQUEST | HRCU-A-CB (Split System: Heat Pump with Remote Outdoor Unit-Air-Source) | DLCURAH30ABK |  |  | END4X42L17** | *80MSU0601716A* | 29800 | 15.2 | 8.1 | 34000 | 27000 | 79.41% | 1.82 | 0 | 9 |  |  |  | No | R-410A | 2.4833 | Residential & Commercial | No
215679732 | Central HP <5.4 tons | TEMPSTAR | HRCU-A-CB (Split System: Heat Pump with Remote Outdoor Unit-Air-Source) | T5H0V36*K*AAA* |  |  | ESH5X36M12A*+WALLCON | *80CSU0601716B* | 33800 | 16.5 | 8.5 | 35600 | 25400 | 71.35% | 1.76 | 0 | 9.5 |  |  |  | No | R-454B | 2.8167 | Residential & Commercial | No
215679982 | Central HP <5.4 tons | TEMPSTAR | HRCU-A-CB (Split System: Heat Pump with Remote Outdoor Unit-Air-Source) | T5H0V36*K*AAA* |  |  | ESH5X60M12A*+WALLCON | *97CTN0801716A* | 34400 | 16 | 8.5 | 34800 | 25000 | 71.84% | 1.78 | 0 | 9.5 |  |  |  | No | R-454B | 2.8667 | Residential & Commercial | No
215681792 | Central HP <5.4 tons | TEMPSTAR | HRCU-A-CB (Split System: Heat Pump with Remote Outdoor Unit-Air-Source) | T5H0V48*K*AAA* |  |  | EVM5X48M21A*+WALLCON | *80CSU1002120B* | 47000 | 18 | 9 | 50000 | 36400 | 72.8% | 2 | 0 | 9.5 |  |  |  | No | R-454B | 3.9167 | Residential & Commercial | No
215682142 | Central HP <5.4 tons | TEMPSTAR | HRCU-A-CB (Split System: Heat Pump with Remote Outdoor Unit-Air-Source) | T5H0V48*K*AAA* |  |  | EVD5X48M21A*+WALLCON | *80CSU1002120B* | 47000 | 18 | 9 | 50000 | 36400 | 72.8% | 2.02 | 0 | 9.5 |  |  |  | No | R-454B | 3.9167 | Residential & Commercial | No
215677822 | Central HP <5.4 tons | TEMPSTAR | HRCU-A-CB (Split System: Heat Pump with Remote Outdoor Unit-Air-Source) | T5H0V60*K*AAA* |  |  | EA*5X60M24A*+WALLCON | *95CSU1002122B* | 55000 | 18.5 | 8.5 | 59000 | 41500 | 70.34% | 2.04 | 0 | 9 |  |  |  | No | R-454B | 4.5833 | Residential & Commercial | No
215679832 | Central HP <5.4 tons | TEMPSTAR | HRCU-A-CB (Split System: Heat Pump with Remote Outdoor Unit-Air-Source) | T5H0V36*K*AAA* |  |  | ESH5X42M12A*+WALLCON | *97CTN0801716A* | 33800 | 16 | 8.5 | 35800 | 25400 | 70.95% | 1.76 | 0 | 9 |  |  |  | No | R-454B | 2.8167 | Residential & Commercial | No
215682582 | Central HP <5.4 tons | TEMPSTAR | HRCU-A-CB (Split System: Heat Pump with Remote Outdoor Unit-Air-Source) | T5H0V60*K*AAA* |  |  | EA*5X60M24A*+WALLCON | *96CTN0802120B* | 54500 | 18.5 | 9 | 59500 | 42000 | 70.59% | 1.9 | 0 | 8.5 |  |  |  | No | R-454B | 4.5417 | Residential & Commercial | No
215682612 | Central HP <5.4 tons | TEMPSTAR | HRCU-A-CB (Split System: Heat Pump with Remote Outdoor Unit-Air-Source) | T5H0V60*K*AAA* |  |  | EA*5X60M24A*+WALLCON | *97CTN0802120A* | 54500 | 18.5 | 9 | 59500 | 42000 | 70.59% | 1.9 | 0 | 8.5 |  |  |  | No | R-454B | 4.5417 | Residential & Commercial | No
215669830 | Central HP <5.4 tons | HEIL | HRCU-A-CB (Split System: Heat Pump with Remote Outdoor Unit-Air-Source) | H5H0V36*K*AAA* |  |  | ESH5X36M12A*+WALLCON | *95CSU0601716B* | 33600 | 16 | 8.5 | 35800 | 25600 | 71.51% | 1.76 | 0 | 9 |  |  |  | No | R-454B | 2.8 | Residential & Commercial | No
215678152 | Central HP <5.4 tons | TEMPSTAR | HRCU-A-CB (Split System: Heat Pump with Remote Outdoor Unit-Air-Source) | T5H0V60*K*AAA* |  |  | ESH5X60M12A*+WALLCON | *97CMN1002122B* | 55500 | 17 | 8.5 | 60000 | 42000 | 70% | 1.9 | 0 | 8.5 |  |  |  | No | R-454B | 4.625 | Residential & Commercial | No
212972904 | Central HP <5.4 tons | AIRQUEST | HRCU-A-CB (Split System: Heat Pump with Remote Outdoor Unit-Air-Source) | DLCURAH24ABK |  |  | EA*4X24L17A* | *96VSN0401410B* | 23200 | 16 | 8.5 | 27000 | 26600 | 98.52% | 2.24 | 0 | 9.5 |  |  |  | No | R-410A | 1.9333 | Residential & Commercial | No
212977042 | Central HP <5.4 tons | COMFORTMAKER | HRCU-A-CB (Split System: Heat Pump with Remote Outdoor Unit-Air-Source) | DLCURAH30ABK |  |  | EA*4X42L24A* | *96VTN1002122B* | 30000 | 15.2 | 8.1 | 34200 | 27600 | 80.7% | 1.8 | 0 | 9 |  |  |  | No | R-410A | 2.5 | Residential & Commercial | No
212980701 | Central HP <5.4 tons | COMFORTMAKER | HRCU-A-CB (Split System: Heat Pump with Remote Outdoor Unit-Air-Source) | DLCURAH30ABK |  |  | EA*4X42L24A* | *80MS(N,L)0902420A* | 30200 | 15.2 | 8.1 | 34400 | 27400 | 79.65% | 1.8 | 0 | 9 |  |  |  | No | R-410A | 2.5167 | Residential & Commercial | No
212980951 | Central HP <5.4 tons | COMFORTMAKER | HRCU-A-CB (Split System: Heat Pump with Remote Outdoor Unit-Air-Source) | DLCURAH30ABK |  |  | EA*4X43L21A* | *80MS(N,L)1102120A* | 31000 | 15.2 | 8.5 | 33600 | 26200 | 77.98% | 1.88 | 0 | 9 |  |  |  | No | R-410A | 2.5833 | Residential & Commercial | No
212977020 | Central HP <5.4 tons | AIRQUEST | HRCU-A-CB (Split System: Heat Pump with Remote Outdoor Unit-Air-Source) | DLCURAH30ABK |  |  | EA*4X37L21A* | *96VTN1002122B* | 30400 | 15.2 | 8.1 | 33400 | 26400 | 79.04% | 1.84 | 0 | 9 |  |  |  | No | R-410A | 2.5333 | Residential & Commercial | No
211226370 | Central HP <5.4 tons | AIRQUEST | HRCU-A-CB (Split System: Heat Pump with Remote Outdoor Unit-Air-Source) | DLCURAH36ABK |  |  | EA*4X36L21A* | *95ESN1002120A* | 35600 | 15.5 | 8.1 | 39500 | 35200 | 89.11% | 1.84 | 0 | 9.5 |  |  |  | No | R-410A | 2.9667 | Residential & Commercial | No
214280312 | Central HP <5.4 tons | COMFORTMAKER | HRCU-A-CB (Split System: Heat Pump with Remote Outdoor Unit-Air-Source) | DLCURAH36ABK |  |  | EA*4X48L21A* | *96MSN0601716A* | 35600 | 15.5 | 8.5 | 38000 | 34800 | 91.58% | 2.04 | 0 | 9.5 |  |  |  | No | R-410A | 2.9667 | Residential & Commercial | No
213077962 | Central HP <5.4 tons | DAY & NIGHT | HRCU-A-CB (Split System: Heat Pump with Remote Outdoor Unit-Air-Source) | DLCURAH36ABK |  |  | EA*4X42L21A* | *80MS(N,L)0701712A* | 35000 | 16 | 8.1 | 38500 | 35000 | 90.91% | 1.88 | 0 | 9.5 |  |  |  | No | R-410A | 2.9167 | Residential & Commercial | No
215389779 | Central HP <5.4 tons | COMFORTMAKER | HRCU-A-CB (Split System: Heat Pump with Remote Outdoor Unit-Air-Source) | DLCURAH36ABK |  |  | EA*4X36L17A* | *96VTN0601716B* | 34800 | 15.2 | 8.1 | 38500 | 35200 | 91.43% | 1.8 | 0 | 9.5 |  |  |  | No | R-410A | 2.9 | Residential & Commercial | No
214229280 | Central HP <5.4 tons | AIRQUEST | HRCU-A-CB (Split System: Heat Pump with Remote Outdoor Unit-Air-Source) | DLCURAH36ABK |  |  | EA*4X36L17A* | *80MSU0601716A* | 34800 | 16 | 8.1 | 38500 | 35200 | 91.43% | 1.82 | 0 | 9.5 |  |  |  | No | R-410A | 2.9 | Residential & Commercial | No
213077798 | Central HP <5.4 tons | DAY & NIGHT | HRCU-A-CB (Split System: Heat Pump with Remote Outdoor Unit-Air-Source) | DLCURAH36ABK |  |  | EA*4X42L24A* | *96VTN1202422B* | 35200 | 16 | 8.1 | 38500 | 35000 | 90.91% | 1.88 | 0 | 9.5 |  |  |  | No | R-410A | 2.9333 | Residential & Commercial | No
213078087 | Central HP <5.4 tons | DAY & NIGHT | HRCU-A-CB (Split System: Heat Pump with Remote Outdoor Unit-Air-Source) | DLCURAH36ABK |  |  | EA*4X42L21A* | *80MS(N,L)0701716A* | 35000 | 16 | 8.1 | 38500 | 35000 | 90.91% | 1.88 | 0 | 9.5 |  |  |  | No | R-410A | 2.9167 | Residential & Commercial | No
213078273 | Central HP <5.4 tons | DAY & NIGHT | HRCU-A-CB (Split System: Heat Pump with Remote Outdoor Unit-Air-Source) | DLCURAH36ABK |  |  | EA*4X36L21A* | *80MS(N,L)0901714A* | 35200 | 16 | 8.1 | 38500 | 35200 | 91.43% | 1.84 | 0 | 9.5 |  |  |  | No | R-410A | 2.9333 | Residential & Commercial | No
213077070 | Central HP <5.4 tons | DAY & NIGHT | HRCU-A-CB (Split System: Heat Pump with Remote Outdoor Unit-Air-Source) | DLCURAH36ABK |  |  | EA*4X42L24A* | *96VSN0802120B* | 35000 | 16 | 8.1 | 38500 | 35000 | 90.91% | 1.88 | 0 | 9.5 |  |  |  | No | R-410A | 2.9167 | Residential & Commercial | No
215670062 | Central HP <5.4 tons | HEIL | HRCU-A-CB (Split System: Heat Pump with Remote Outdoor Unit-Air-Source) | H5H0V36*K*AAA* |  |  | ESH5X42M12A*+WALLCON | *97CMN0802120B* | 34000 | 16.5 | 8.5 | 35600 | 25200 | 70.79% | 1.78 | 0 | 9.5 |  |  |  | No | R-454B | 2.8333 | Residential & Commercial | No
215670178 | Central HP <5.4 tons | HEIL | HRCU-A-CB (Split System: Heat Pump with Remote Outdoor Unit-Air-Source) | H5H0V36*K*AAA* |  |  | ESH5X48M12A*+WALLCON | *80CTL0701716B* | 34000 | 16.5 | 8.5 | 35600 | 25400 | 71.35% | 1.78 | 0 | 9.5 |  |  |  | No | R-454B | 2.8333 | Residential & Commercial | No
213077036 | Central HP <5.4 tons | BRYANT HEATING AND COOLING SYSTEMS | HRCU-A-CB (Split System: Heat Pump with Remote Outdoor Unit-Air-Source) | 38MURAQ36AB3* |  |  | CAP**3621AL* | 926SB60080V21*** | 34800 | 16 | 8.1 | 38500 | 35200 | 91.43% | 1.82 | 0 | 9.5 |  |  |  | No | R-410A | 2.9 | Residential & Commercial | No
211227702 | Central HP <5.4 tons | AIRQUEST | HRCU-A-CB (Split System: Heat Pump with Remote Outdoor Unit-Air-Source) | DLCURAH36ABK |  |  | EA*4X42L21A* | *96VTN1002120A* | 35800 | 15.5 | 8.1 | 39500 | 35200 | 89.11% | 1.9 | 0 | 9.5 |  |  |  | No | R-410A | 2.9833 | Residential & Commercial | No
215669124 | Central HP <5.4 tons | HEIL | HRCU-A-CB (Split System: Heat Pump with Remote Outdoor Unit-Air-Source) | H5H0V36*K*AAA* |  |  | EA*5X48M21A*+WALLCON | *80CTL0451712B* | 33400 | 17.5 | 9 | 35200 | 25400 | 72.16% | 1.88 | 0 | 9.5 |  |  |  | No | R-454B | 2.7833 | Residential & Commercial | No
215681752 | Central HP <5.4 tons | TEMPSTAR | HRCU-A-CB (Split System: Heat Pump with Remote Outdoor Unit-Air-Source) | T5H0V48*K*AAA* |  |  | ESH5X60M12A*+WALLCON | *97CTN1202422A* | 45500 | 16.5 | 8.5 | 48000 | 33800 | 70.42% | 2.08 | 0 | 9.5 |  |  |  | No | R-454B | 3.7917 | Residential & Commercial | No
215668563 | Central HP <5.4 tons | TEMPSTAR | HRCU-A-CB (Split System: Heat Pump with Remote Outdoor Unit-Air-Source) | T5H0V36*K*AAA* |  |  | EA*5X37M17A*+WALLCON | *80CTL0701412B* | 33800 | 17.5 | 9 | 35800 | 25600 | 71.51% | 1.86 | 0 | 9.5 |  |  |  | No | R-454B | 2.8167 | Residential & Commercial | No
215668595 | Central HP <5.4 tons | TEMPSTAR | HRCU-A-CB (Split System: Heat Pump with Remote Outdoor Unit-Air-Source) | T5H0V36*K*AAA* |  |  | EA*5X37M17A*+WALLCON | *97CMN0601714B* | 33600 | 17 | 9 | 36000 | 25800 | 71.67% | 1.86 | 0 | 9.5 |  |  |  | No | R-454B | 2.8 | Residential & Commercial | No
215681722 | Central HP <5.4 tons | TEMPSTAR | HRCU-A-CB (Split System: Heat Pump with Remote Outdoor Unit-Air-Source) | T5H0V48*K*AAA* |  |  | ESH5X60M12A*+WALLCON | *97CTN0801716A* | 45000 | 16 | 8.5 | 48500 | 34200 | 70.52% | 1.94 | 0 | 9 |  |  |  | No | R-454B | 3.75 | Residential & Commercial | No
215681482 | Central HP <5.4 tons | TEMPSTAR | HRCU-A-CB (Split System: Heat Pump with Remote Outdoor Unit-Air-Source) | T5H0V48*K*AAA* |  |  | EA*5X61M21A*+WALLCON | *80CSU1002120B* | 46000 | 17.5 | 9 | 47500 | 33600 | 70.74% | 2.06 | 0 | 9.5 |  |  |  | No | R-454B | 3.8333 | Residential & Commercial | No
215681732 | Central HP <5.4 tons | TEMPSTAR | HRCU-A-CB (Split System: Heat Pump with Remote Outdoor Unit-Air-Source) | T5H0V48*K*AAA* |  |  | ESH5X60M12A*+WALLCON | *97CTN0802120A* | 45500 | 16.5 | 8.5 | 48000 | 33800 | 70.42% | 2.06 | 0 | 9.5 |  |  |  | No | R-454B | 3.7917 | Residential & Commercial | No
215681772 | Central HP <5.4 tons | TEMPSTAR | HRCU-A-CB (Split System: Heat Pump with Remote Outdoor Unit-Air-Source) | T5H0V48*K*AAA* |  |  | EVM5X48M21A*+WALLCON | *80CSU0601716B* | 47000 | 18 | 9 | 50000 | 36400 | 72.8% | 2 | 0 | 9.5 |  |  |  | No | R-454B | 3.9167 | Residential & Commercial | No
215677182 | Central HP <5.4 tons | TEMPSTAR | HRCU-A-CB (Split System: Heat Pump with Remote Outdoor Unit-Air-Source) | T5H0V60*K*AAA* |  |  | EVM5X60M24A*+WALLCON | *97CMN1002122B* | 56500 | 18.5 | 9 | 63000 | 44500 | 70.63% | 2.08 | 0 | 9 |  |  |  | No | R-454B | 4.7083 | Residential & Commercial | No
215677232 | Central HP <5.4 tons | TEMPSTAR | HRCU-A-CB (Split System: Heat Pump with Remote Outdoor Unit-Air-Source) | T5H0V60*K*AAA* |  |  | EVM5X61M24A*+WALLCON | *80CTL0702120B* | 57000 | 18.5 | 9 | 64000 | 45000 | 70.31% | 2.08 | 0 | 9 |  |  |  | No | R-454B | 4.75 | Residential & Commercial | No
215677552 | Central HP <5.4 tons | TEMPSTAR | HRCU-A-CB (Split System: Heat Pump with Remote Outdoor Unit-Air-Source) | T5H0V60*K*AAA* |  |  | EVD5X60M24A*+WALLCON | *96CTN1002122B* | 56500 | 18.5 | 9 | 63000 | 44500 | 70.63% | 2.08 | 0 | 9 |  |  |  | No | R-454B | 4.7083 | Residential & Commercial | No
215677582 | Central HP <5.4 tons | TEMPSTAR | HRCU-A-CB (Split System: Heat Pump with Remote Outdoor Unit-Air-Source) | T5H0V60*K*AAA* |  |  | EVD5X61M21A*+WALLCON | *80CTL0701716B* | 55500 | 18 | 9 | 60500 | 43500 | 71.9% | 2.1 | 0 | 9.5 |  |  |  | No | R-454B | 4.625 | Residential & Commercial | No
215677682 | Central HP <5.4 tons | TEMPSTAR | HRCU-A-CB (Split System: Heat Pump with Remote Outdoor Unit-Air-Source) | T5H0V60*K*AAA* |  |  | EVD5X61M24A*+WALLCON | *95CSU0802120B* | 57500 | 18 | 9 | 64000 | 45000 | 70.31% | 2.08 | 0 | 9 |  |  |  | No | R-454B | 4.7917 | Residential & Commercial | No
215681802 | Central HP <5.4 tons | TEMPSTAR | HRCU-A-CB (Split System: Heat Pump with Remote Outdoor Unit-Air-Source) | T5H0V48*K*AAA* |  |  | EVM5X48M21A*+WALLCON | *97CTN0801716A* | 46500 | 18 | 9 | 50000 | 37000 | 74% | 2 | 0 | 9.5 |  |  |  | No | R-454B | 3.875 | Residential & Commercial | No
215673996 | Central HP <5.4 tons | HEIL | HRCU-A-CB (Split System: Heat Pump with Remote Outdoor Unit-Air-Source) | H5H0V48*K*AAA* |  |  | EA*5X48M21A*+WALLCON | *80CSU0802120A* | 44500 | 18 | 9 | 48500 | 34000 | 70.1% | 2.06 | 0 | 9.5 |  |  |  | No | R-454B | 3.7083 | Residential & Commercial | No
213077865 | Central HP <5.4 tons | BRYANT HEATING AND COOLING SYSTEMS | HRCU-A-CB (Split System: Heat Pump with Remote Outdoor Unit-Air-Source) | 38MURAQ36AB3* |  |  | CAP**3617AL* | 8(0,1)*SB36070M14*** | 34800 | 15.5 | 8.1 | 38500 | 35200 | 91.43% | 1.82 | 0 | 9.5 |  |  |  | No | R-410A | 2.9 | Residential & Commercial | No
215677172 | Central HP <5.4 tons | TEMPSTAR | HRCU-A-CB (Split System: Heat Pump with Remote Outdoor Unit-Air-Source) | T5H0V60*K*AAA* |  |  | EVM5X60M24A*+WALLCON | *97CMN0602120B* | 55500 | 17.5 | 8.5 | 64000 | 45500 | 71.09% | 1.94 | 0 | 8.5 |  |  |  | No | R-454B | 4.625 | Residential & Commercial | No
215677402 | Central HP <5.4 tons | TEMPSTAR | HRCU-A-CB (Split System: Heat Pump with Remote Outdoor Unit-Air-Source) | T5H0V60*K*AAA* |  |  | EVD5X60M21A*+WALLCON | *97CMN0602120B* | 55500 | 17.5 | 8.5 | 64000 | 46000 | 71.88% | 1.94 | 0 | 8.5 |  |  |  | No | R-454B | 4.625 | Residential & Commercial | No
215678162 | Central HP <5.4 tons | TEMPSTAR | HRCU-A-CB (Split System: Heat Pump with Remote Outdoor Unit-Air-Source) | T5H0V60*K*AAA* |  |  | ESH5X60M12A*+WALLCON | *97CMN1202422B* | 55500 | 17 | 8.5 | 60000 | 42000 | 70% | 1.9 | 0 | 8.5 |  |  |  | No | R-454B | 4.625 | Residential & Commercial | No
215677102 | Central HP <5.4 tons | TEMPSTAR | HRCU-A-CB (Split System: Heat Pump with Remote Outdoor Unit-Air-Source) | T5H0V60*K*AAA* |  |  | EVM5X60M24A*+WALLCON | *80CSU1002120A* | 56500 | 18 | 9 | 63000 | 44500 | 70.63% | 2.08 | 0 | 9 |  |  |  | No | R-454B | 4.7083 | Residential & Commercial | No
215677272 | Central HP <5.4 tons | TEMPSTAR | HRCU-A-CB (Split System: Heat Pump with Remote Outdoor Unit-Air-Source) | T5H0V60*K*AAA* |  |  | EVM5X61M24A*+WALLCON | *97CMN0602120B* | 56500 | 18 | 9 | 65000 | 45500 | 70% | 2.06 | 0 | 8.5 |  |  |  | No | R-454B | 4.7083 | Residential & Commercial | No
215669187 | Central HP <5.4 tons | COMFORTMAKER | HRCU-A-CB (Split System: Heat Pump with Remote Outdoor Unit-Air-Source) | C5H0V36*K*AAA* |  |  | EA*5X48M21A*+WALLCON | *95CSU0601716B* | 33600 | 17.5 | 9 | 35200 | 25200 | 71.59% | 1.88 | 0 | 9.5 |  |  |  | No | R-454B | 2.8 | Residential & Commercial | No
215670221 | Central HP <5.4 tons | COMFORTMAKER | HRCU-A-CB (Split System: Heat Pump with Remote Outdoor Unit-Air-Source) | C5H0V36*K*AAA* |  |  | ESH5X48M12A*+WALLCON | *80CTL1102120B* | 34200 | 17 | 8.5 | 35400 | 25200 | 71.19% | 1.9 | 0 | 9.5 |  |  |  | No | R-454B | 2.85 | Residential & Commercial | No
215670521 | Central HP <5.4 tons | COMFORTMAKER | HRCU-A-CB (Split System: Heat Pump with Remote Outdoor Unit-Air-Source) | C5H0V36*K*AAA* |  |  | ESH5X60M12A*+WALLCON | *97CMN0801714B* | 34400 | 16.5 | 8.5 | 34800 | 25000 | 71.84% | 1.78 | 0 | 9.5 |  |  |  | No | R-454B | 2.8667 | Residential & Commercial | No
215674333 | Central HP <5.4 tons | TEMPSTAR | HRCU-A-CB (Split System: Heat Pump with Remote Outdoor Unit-Air-Source) | T5H0V48*K*AAA* |  |  | EA*5X61M21A*+WALLCON | *80CTL0451712B* | 45500 | 17 | 9 | 48500 | 34600 | 71.34% | 2.06 | 0 | 9.5 |  |  |  | No | R-454B | 3.7917 | Residential & Commercial | No
213353808 | Central HP <5.4 tons | BRYANT HEATING AND COOLING SYSTEMS | HRCU-A-CB (Split System: Heat Pump with Remote Outdoor Unit-Air-Source) | 38MURAQ30AB3* |  |  | F54AA*B30L* |  | 30000 | 15.2 | 8.5 | 33600 | 27200 | 80.95% | 1.8 | 0 | 9 |  |  |  | No | R-410A | 2.5 | Residential & Commercial | No
214229272 | Central HP <5.4 tons | DAY & NIGHT | HRCU-A-CB (Split System: Heat Pump with Remote Outdoor Unit-Air-Source) | DLCURAH30ABK |  |  | END4X42L17** | *80MSU0601716A* | 29800 | 15.2 | 8.1 | 34000 | 27000 | 79.41% | 1.82 | 0 | 9 |  |  |  | No | R-410A | 2.4833 | Residential & Commercial | No
215679812 | Central HP <5.4 tons | TEMPSTAR | HRCU-A-CB (Split System: Heat Pump with Remote Outdoor Unit-Air-Source) | T5H0V36*K*AAA* |  |  | ESH5X42M12A*+WALLCON | *80CSU0601716B* | 34000 | 16.5 | 8.5 | 35600 | 25200 | 70.79% | 1.78 | 0 | 9.5 |  |  |  | No | R-454B | 2.8333 | Residential & Commercial | No
213080813 | Central HP <5.4 tons | BRYANT HEATING AND COOLING SYSTEMS | HRCU-A-CB (Split System: Heat Pump with Remote Outdoor Unit-Air-Source) | 38MURAQ36AB3* |  |  | CAP**4224AL* | 935SB60080M21*** | 35200 | 16 | 8.1 | 38500 | 35000 | 90.91% | 1.88 | 0 | 9.5 |  |  |  | No | R-410A | 2.9333 | Residential & Commercial | No
215682152 | Central HP <5.4 tons | TEMPSTAR | HRCU-A-CB (Split System: Heat Pump with Remote Outdoor Unit-Air-Source) | T5H0V48*K*AAA* |  |  | EVD5X48M21A*+WALLCON | *97CTN0801716A* | 46500 | 18 | 9 | 50000 | 37000 | 74% | 1.98 | 0 | 9.5 |  |  |  | No | R-454B | 3.875 | Residential & Commercial | No
215669910 | Central HP <5.4 tons | HEIL | HRCU-A-CB (Split System: Heat Pump with Remote Outdoor Unit-Air-Source) | H5H0V36*K*AAA* |  |  | ESH5X36M12A*+WALLCON | *96CTN0601714B* | 33400 | 16 | 8.5 | 36000 | 25800 | 71.67% | 1.76 | 0 | 9 |  |  |  | No | R-454B | 2.7833 | Residential & Commercial | No
215669926 | Central HP <5.4 tons | HEIL | HRCU-A-CB (Split System: Heat Pump with Remote Outdoor Unit-Air-Source) | H5H0V36*K*AAA* |  |  | ESH5X36M12A*+WALLCON | *96CTN1202422B* | 33800 | 16 | 8.5 | 35800 | 25400 | 70.95% | 1.76 | 0 | 9.5 |  |  |  | No | R-454B | 2.8167 | Residential & Commercial | No
215667360 | Central HP <5.4 tons | TEMPSTAR | HRCU-A-CB (Split System: Heat Pump with Remote Outdoor Unit-Air-Source) | T5H0V24*K*AAA* |  |  | EA*5X30M14A*+WALLCON | *96CTN0401410B* | 22600 | 15.5 | 8.5 | 24200 | 17100 | 70.66% | 1.84 | 0 | 9 |  |  |  | No | R-454B | 1.8833 | Residential & Commercial | No
215667286 | Central HP <5.4 tons | TEMPSTAR | HRCU-A-CB (Split System: Heat Pump with Remote Outdoor Unit-Air-Source) | T5H0V24*K*AAA* |  |  | EA*5X25M17A*+WALLCON | *96CTN0401410B* | 23400 | 16 | 9 | 24000 | 16800 | 70% | 1.98 | 0 | 9.5 |  |  |  | No | R-454B | 1.95 | Residential & Commercial | No
215683112 | Central HP <5.4 tons | TEMPSTAR | HRCU-A-CB (Split System: Heat Pump with Remote Outdoor Unit-Air-Source) | T5H0V60*K*AAA* |  |  | EVD5X60M24A*+WALLCON | *97CTN1202422A* | 56500 | 18.5 | 9 | 63000 | 44500 | 70.63% | 2.1 | 0 | 9 |  |  |  | No | R-454B | 4.7083 | Residential & Commercial | No
215668539 | Central HP <5.4 tons | TEMPSTAR | HRCU-A-CB (Split System: Heat Pump with Remote Outdoor Unit-Air-Source) | T5H0V36*K*AAA* |  |  | EA*5X37M17A*+WALLCON | *80CSU0401712A* | 34000 | 17.5 | 9 | 35600 | 25400 | 71.35% | 1.88 | 0 | 9 |  |  |  | No | R-454B | 2.8333 | Residential & Commercial | No
215668555 | Central HP <5.4 tons | TEMPSTAR | HRCU-A-CB (Split System: Heat Pump with Remote Outdoor Unit-Air-Source) | T5H0V36*K*AAA* |  |  | EA*5X37M17A*+WALLCON | *80CTL0451712B* | 33600 | 17 | 9 | 36000 | 25800 | 71.67% | 1.86 | 0 | 9 |  |  |  | No | R-454B | 2.8 | Residential & Commercial | No
215668587 | Central HP <5.4 tons | TEMPSTAR | HRCU-A-CB (Split System: Heat Pump with Remote Outdoor Unit-Air-Source) | T5H0V36*K*AAA* |  |  | EA*5X37M17A*+WALLCON | *95CSU0601716B* | 33800 | 17 | 9 | 35800 | 25600 | 71.51% | 1.86 | 0 | 9.5 |  |  |  | No | R-454B | 2.8167 | Residential & Commercial | No
215668603 | Central HP <5.4 tons | TEMPSTAR | HRCU-A-CB (Split System: Heat Pump with Remote Outdoor Unit-Air-Source) | T5H0V36*K*AAA* |  |  | EA*5X37M17A*+WALLCON | *97CMN0801714B* | 33800 | 17.5 | 9 | 35800 | 25600 | 71.51% | 1.86 | 0 | 9.5 |  |  |  | No | R-454B | 2.8167 | Residential & Commercial | No
212984544 | Central HP <5.4 tons | AIRQUEST | HRCU-A-CB (Split System: Heat Pump with Remote Outdoor Unit-Air-Source) | DLCURAH30ABK |  |  | END4X42L17** | *92MSN0801716A* | 30000 | 15.2 | 8.1 | 34000 | 27200 | 80% | 1.82 | 0 | 9 |  |  |  | No | R-410A | 2.5 | Residential & Commercial | No
215669974 | Central HP <5.4 tons | HEIL | HRCU-A-CB (Split System: Heat Pump with Remote Outdoor Unit-Air-Source) | H5H0V36*K*AAA* |  |  | ESH5X42M12A*+WALLCON | *80CTL0701716B* | 33800 | 16.5 | 8.5 | 35600 | 25400 | 71.35% | 1.78 | 0 | 9.5 |  |  |  | No | R-454B | 2.8167 | Residential & Commercial | No
215670094 | Central HP <5.4 tons | HEIL | HRCU-A-CB (Split System: Heat Pump with Remote Outdoor Unit-Air-Source) | H5H0V36*K*AAA* |  |  | ESH5X42M12A*+WALLCON | *96CTN0601714B* | 33600 | 16.5 | 8.5 | 35800 | 25600 | 71.51% | 1.76 | 0 | 9 |  |  |  | No | R-454B | 2.8 | Residential & Commercial | No
215670158 | Central HP <5.4 tons | HEIL | HRCU-A-CB (Split System: Heat Pump with Remote Outdoor Unit-Air-Source) | H5H0V36*K*AAA* |  |  | ESH5X48M12A*+WALLCON | *80CTL0451712B* | 33800 | 16.5 | 8.5 | 35600 | 25600 | 71.91% | 1.78 | 0 | 9 |  |  |  | No | R-454B | 2.8167 | Residential & Commercial | No
215674413 | Central HP <5.4 tons | TEMPSTAR | HRCU-A-CB (Split System: Heat Pump with Remote Outdoor Unit-Air-Source) | T5H0V48*K*AAA* |  |  | EA*5X61M21A*+WALLCON | *97CMN0602120B* | 45500 | 17.5 | 9 | 48000 | 34200 | 71.25% | 2.06 | 0 | 9.5 |  |  |  | No | R-454B | 3.7917 | Residential & Commercial | No
215676708 | Central HP <5.4 tons | COMFORTMAKER | HRCU-A-CB (Split System: Heat Pump with Remote Outdoor Unit-Air-Source) | C5H0V48*K*AAA* |  |  | EVD5X61M21A*+WALLCON | *80CTL0451712B* | 48000 | 18.5 | 9 | 50000 | 37600 | 75.2% | 1.98 | 0 | 9.5 |  |  |  | No | R-454B | 4 | Residential & Commercial | No
215675762 | Central HP <5.4 tons | TEMPSTAR | HRCU-A-CB (Split System: Heat Pump with Remote Outdoor Unit-Air-Source) | T5H0V48*K*AAA* |  |  | EVM5X60M21A*+WALLCON | *95CSU0601716B* | 47500 | 18 | 9 | 50000 | 37200 | 74.4% | 1.98 | 0 | 9.5 |  |  |  | No | R-454B | 3.9583 | Residential & Commercial | No
215668767 | Central HP <5.4 tons | COMFORTMAKER | HRCU-A-CB (Split System: Heat Pump with Remote Outdoor Unit-Air-Source) | C5H0V36*K*AAA* |  |  | EA*5X37M21A*+WALLCON | *96CTN0601714B* | 34200 | 17.5 | 9 | 35400 | 25400 | 71.75% | 1.88 | 0 | 9.5 |  |  |  | No | R-454B | 2.85 | Residential & Commercial | No
215668935 | Central HP <5.4 tons | COMFORTMAKER | HRCU-A-CB (Split System: Heat Pump with Remote Outdoor Unit-Air-Source) | C5H0V36*K*AAA* |  |  | EA*5X42M21A*+WALLCON | *96CTN0801714B* | 33000 | 17.5 | 9 | 36000 | 25800 | 71.67% | 1.84 | 0 | 9.5 |  |  |  | No | R-454B | 2.75 | Residential & Commercial | No
215679448 | Central HP <5.4 tons | COMFORTMAKER | HRCU-A-CB (Split System: Heat Pump with Remote Outdoor Unit-Air-Source) | C5H0V36*K*AAA* |  |  | EA*5X43M21A*+WALLCON | *97CTN0601716A* | 34200 | 17.5 | 9 | 35600 | 25400 | 71.35% | 1.88 | 0 | 9.5 |  |  |  | No | R-454B | 2.85 | Residential & Commercial | No
212972476 | Central HP <5.4 tons | DAY & NIGHT | HRCU-A-CB (Split System: Heat Pump with Remote Outdoor Unit-Air-Source) | DLCURAH30ABK |  |  | EA*4X42L24A* | *80VTL1102122B* | 29800 | 15.2 | 8.1 | 34200 | 27600 | 80.7% | 1.8 | 0 | 9 |  |  |  | No | R-410A | 2.4833 | Residential & Commercial | No
211712541 | Central HP <5.4 tons | DAY & NIGHT | HRCU-A-CB (Split System: Heat Pump with Remote Outdoor Unit-Air-Source) | DLCURAH30ABK |  |  | EA*4X42L21A* | *92ESN0802120A* | 30600 | 15.2 | 8.1 | 34200 | 27000 | 78.95% | 1.82 | 0 | 9 |  |  |  | No | R-410A | 2.55 | Residential & Commercial | No
215668651 | Central HP <5.4 tons | TEMPSTAR | HRCU-A-CB (Split System: Heat Pump with Remote Outdoor Unit-Air-Source) | T5H0V36*K*AAA* |  |  | EA*5X37M21A*+WALLCON | *80CSU1002120A* | 34400 | 17.5 | 9 | 35400 | 25200 | 71.19% | 1.9 | 0 | 9.5 |  |  |  | No | R-454B | 2.8667 | Residential & Commercial | No
215677358 | Central HP <5.4 tons | COMFORTMAKER | HRCU-A-CB (Split System: Heat Pump with Remote Outdoor Unit-Air-Source) | C5H0V60*K*AAA* |  |  | EVD5X60M21A*+WALLCON | *80CTL0902120B* | 57000 | 18.5 | 9 | 63500 | 44500 | 70.08% | 2.08 | 0 | 9.5 |  |  |  | No | R-454B | 4.75 | Residential & Commercial | No
215668611 | Central HP <5.4 tons | TEMPSTAR | HRCU-A-CB (Split System: Heat Pump with Remote Outdoor Unit-Air-Source) | T5H0V36*K*AAA* |  |  | EA*5X37M17A*+WALLCON | *96CTN0401410B* | 32600 | 16 | 8.5 | 36200 | 25600 | 70.72% | 1.76 | 0 | 9.5 |  |  |  | No | R-454B | 2.7167 | Residential & Commercial | No
215668643 | Central HP <5.4 tons | TEMPSTAR | HRCU-A-CB (Split System: Heat Pump with Remote Outdoor Unit-Air-Source) | T5H0V36*K*AAA* |  |  | EA*5X37M21A*+WALLCON | *80CSU0601716A* | 34400 | 18 | 9 | 35400 | 25200 | 71.19% | 1.9 | 0 | 9.5 |  |  |  | No | R-454B | 2.8667 | Residential & Commercial | No
215668811 | Central HP <5.4 tons | TEMPSTAR | HRCU-A-CB (Split System: Heat Pump with Remote Outdoor Unit-Air-Source) | T5H0V36*K*AAA* |  |  | EA*5X42M21A*+WALLCON | *80CSU1002120A* | 33000 | 17.5 | 8.5 | 35800 | 25600 | 71.51% | 1.86 | 0 | 9.5 |  |  |  | No | R-454B | 2.75 | Residential & Commercial | No
215668827 | Central HP <5.4 tons | TEMPSTAR | HRCU-A-CB (Split System: Heat Pump with Remote Outdoor Unit-Air-Source) | T5H0V36*K*AAA* |  |  | EA*5X42M21A*+WALLCON | *80CTL0701716B* | 33000 | 17.5 | 9 | 36000 | 25800 | 71.67% | 1.86 | 0 | 9.5 |  |  |  | No | R-454B | 2.75 | Residential & Commercial | No
212970377 | Central HP <5.4 tons | BRYANT HEATING AND COOLING SYSTEMS | HRCU-A-CB (Split System: Heat Pump with Remote Outdoor Unit-Air-Source) | 38MURAQ36AB3* |  |  | CAP**3621AL* | 82*SB48070V17*** | 35200 | 15.5 | 8.1 | 38500 | 35200 | 91.43% | 1.84 | 0 | 9.5 |  |  |  | No | R-410A | 2.9333 | Residential & Commercial | No
215677978 | Central HP <5.4 tons | COMFORTMAKER | HRCU-A-CB (Split System: Heat Pump with Remote Outdoor Unit-Air-Source) | C5H0V60*K*AAA* |  |  | EA*5X61M24A*+WALLCON | *97CMN0602120B* | 55000 | 17.5 | 8.5 | 61000 | 43000 | 70.49% | 1.88 | 0 | 8 |  |  |  | No | R-454B | 4.5833 | Residential & Commercial | No
215682688 | Central HP <5.4 tons | COMFORTMAKER | HRCU-A-CB (Split System: Heat Pump with Remote Outdoor Unit-Air-Source) | C5H0V60*K*AAA* |  |  | EA*5X61M24A*+WALLCON | *97CTN0802120A* | 56000 | 18.5 | 9 | 60000 | 42000 | 70% | 2.02 | 0 | 9 |  |  |  | No | R-454B | 4.6667 | Residential & Commercial | No
215681788 | Central HP <5.4 tons | COMFORTMAKER | HRCU-A-CB (Split System: Heat Pump with Remote Outdoor Unit-Air-Source) | C5H0V48*K*AAA* |  |  | EVM5X48M21A*+WALLCON | *80CSU1002120B* | 47000 | 18 | 9 | 50000 | 36400 | 72.8% | 2 | 0 | 9.5 |  |  |  | No | R-454B | 3.9167 | Residential & Commercial | No
215679272 | Central HP <5.4 tons | TEMPSTAR | HRCU-A-CB (Split System: Heat Pump with Remote Outdoor Unit-Air-Source) | T5H0V36*K*AAA* |  |  | EA*5X37M17A*+WALLCON | *97CTN0801716A* | 33800 | 17.5 | 9 | 35800 | 25600 | 71.51% | 1.86 | 0 | 9.5 |  |  |  | No | R-454B | 2.8167 | Residential & Commercial | No
215669267 | Central HP <5.4 tons | COMFORTMAKER | HRCU-A-CB (Split System: Heat Pump with Remote Outdoor Unit-Air-Source) | C5H0V36*K*AAA* |  |  | EA*5X48M21A*+WALLCON | *96CTN0601714B* | 33600 | 17.5 | 9 | 35200 | 25400 | 72.16% | 1.88 | 0 | 9.5 |  |  |  | No | R-454B | 2.8 | Residential & Commercial | No
215669833 | Central HP <5.4 tons | COMFORTMAKER | HRCU-A-CB (Split System: Heat Pump with Remote Outdoor Unit-Air-Source) | C5H0V36*K*AAA* |  |  | ESH5X36M12A*+WALLCON | *95CSU0601716B* | 33600 | 16 | 8.5 | 35800 | 25600 | 71.51% | 1.76 | 0 | 9 |  |  |  | No | R-454B | 2.8 | Residential & Commercial | No
215670049 | Central HP <5.4 tons | COMFORTMAKER | HRCU-A-CB (Split System: Heat Pump with Remote Outdoor Unit-Air-Source) | C5H0V36*K*AAA* |  |  | ESH5X42M12A*+WALLCON | *97CMN0601714B* | 33600 | 16 | 8.5 | 35800 | 25600 | 71.51% | 1.76 | 0 | 9 |  |  |  | No | R-454B | 2.8 | Residential & Commercial | No
215670251 | Central HP <5.4 tons | COMFORTMAKER | HRCU-A-CB (Split System: Heat Pump with Remote Outdoor Unit-Air-Source) | C5H0V36*K*AAA* |  |  | ESH5X48M12A*+WALLCON | *95CSU0802120B* | 34200 | 16.5 | 8.5 | 35400 | 25200 | 71.19% | 1.88 | 0 | 9.5 |  |  |  | No | R-454B | 2.85 | Residential & Commercial | No
215678052 | Central HP <5.4 tons | TEMPSTAR | HRCU-A-CB (Split System: Heat Pump with Remote Outdoor Unit-Air-Source) | T5H0V60*K*AAA* |  |  | ESH5X60M12A*+WALLCON | *80CSU1002120A* | 55500 | 17 | 8.5 | 60000 | 42000 | 70% | 1.9 | 0 | 8.5 |  |  |  | No | R-454B | 4.625 | Residential & Commercial | No
215679322 | Central HP <5.4 tons | TEMPSTAR | HRCU-A-CB (Split System: Heat Pump with Remote Outdoor Unit-Air-Source) | T5H0V36*K*AAA* |  |  | EA*5X37M21A*+WALLCON | *97CTN0801716A* | 34200 | 17.5 | 9 | 35400 | 25400 | 71.75% | 1.88 | 0 | 9.5 |  |  |  | No | R-454B | 2.85 | Residential & Commercial | No
215668579 | Central HP <5.4 tons | TEMPSTAR | HRCU-A-CB (Split System: Heat Pump with Remote Outdoor Unit-Air-Source) | T5H0V36*K*AAA* |  |  | EA*5X37M17A*+WALLCON | *80CTL0901716B* | 34000 | 17.5 | 9 | 35800 | 25400 | 70.95% | 1.88 | 0 | 9.5 |  |  |  | No | R-454B | 2.8333 | Residential & Commercial | No
213079513 | Central HP <5.4 tons | DAY & NIGHT | HRCU-A-CB (Split System: Heat Pump with Remote Outdoor Unit-Air-Source) | DLCURAH36ABK |  |  | EA*4X36L17A* | *92MSN0801716A* | 35000 | 16 | 8.1 | 38500 | 35200 | 91.43% | 1.82 | 0 | 9.5 |  |  |  | No | R-410A | 2.9167 | Residential & Commercial | No
215670089 | Central HP <5.4 tons | COMFORTMAKER | HRCU-A-CB (Split System: Heat Pump with Remote Outdoor Unit-Air-Source) | C5H0V36*K*AAA* |  |  | ESH5X42M12A*+WALLCON | *96CTN0401410B* | 32600 | 15.2 | 8.5 | 36000 | 25600 | 71.11% | 1.76 | 0 | 9 |  |  |  | No | R-454B | 2.7167 | Residential & Commercial | No
215670208 | Central HP <5.4 tons | HEIL | HRCU-A-CB (Split System: Heat Pump with Remote Outdoor Unit-Air-Source) | H5H0V36*K*AAA* |  |  | ESH5X48M12A*+WALLCON | *80CTL0902120B* | 34200 | 17 | 8.5 | 35400 | 25200 | 71.19% | 1.9 | 0 | 9.5 |  |  |  | No | R-454B | 2.85 | Residential & Commercial | No
215670258 | Central HP <5.4 tons | HEIL | HRCU-A-CB (Split System: Heat Pump with Remote Outdoor Unit-Air-Source) | H5H0V36*K*AAA* |  |  | ESH5X48M12A*+WALLCON | *95CSU1002122B* | 34200 | 16.5 | 8.5 | 35400 | 25200 | 71.19% | 1.9 | 0 | 9.5 |  |  |  | No | R-454B | 2.85 | Residential & Commercial | No
215670428 | Central HP <5.4 tons | HEIL | HRCU-A-CB (Split System: Heat Pump with Remote Outdoor Unit-Air-Source) | H5H0V36*K*AAA* |  |  | ESH5X60M12A*+WALLCON | *80CTL0702120B* | 34600 | 17 | 8.5 | 34600 | 24800 | 71.68% | 1.8 | 0 | 9.5 |  |  |  | No | R-454B | 2.8833 | Residential & Commercial | No
215670508 | Central HP <5.4 tons | HEIL | HRCU-A-CB (Split System: Heat Pump with Remote Outdoor Unit-Air-Source) | H5H0V36*K*AAA* |  |  | ESH5X60M12A*+WALLCON | *97CMN0602120B* | 34400 | 16 | 8.5 | 34800 | 25000 | 71.84% | 1.78 | 0 | 9.5 |  |  |  | No | R-454B | 2.8667 | Residential & Commercial | No
215683062 | Central HP <5.4 tons | TEMPSTAR | HRCU-A-CB (Split System: Heat Pump with Remote Outdoor Unit-Air-Source) | T5H0V60*K*AAA* |  |  | EVD5X60M24A*+WALLCON | *96CTN0802120B* | 56500 | 18 | 9 | 63500 | 44500 | 70.08% | 2.08 | 0 | 9 |  |  |  | No | R-454B | 4.7083 | Residential & Commercial | No
215670105 | Central HP <5.4 tons | COMFORTMAKER | HRCU-A-CB (Split System: Heat Pump with Remote Outdoor Unit-Air-Source) | C5H0V36*K*AAA* |  |  | ESH5X42M12A*+WALLCON | *96CTN0801714B* | 33800 | 16.5 | 8.5 | 35600 | 25400 | 71.35% | 1.78 | 0 | 9.5 |  |  |  | No | R-454B | 2.8167 | Residential & Commercial | No
215670271 | Central HP <5.4 tons | COMFORTMAKER | HRCU-A-CB (Split System: Heat Pump with Remote Outdoor Unit-Air-Source) | C5H0V36*K*AAA* |  |  | ESH5X48M12A*+WALLCON | *97CMN0601714B* | 33800 | 16.5 | 8.5 | 35600 | 25400 | 71.35% | 1.78 | 0 | 9 |  |  |  | No | R-454B | 2.8167 | Residential & Commercial | No
215669793 | Central HP <5.4 tons | COMFORTMAKER | HRCU-A-CB (Split System: Heat Pump with Remote Outdoor Unit-Air-Source) | C5H0V36*K*AAA* |  |  | ESH5X36M12A*+WALLCON | *80CTL0702120B* | 33600 | 16.5 | 8.5 | 35800 | 25400 | 70.95% | 1.76 | 0 | 9.5 |  |  |  | No | R-454B | 2.8 | Residential & Commercial | No
214229239 | Central HP <5.4 tons | DAY & NIGHT | HRCU-A-CB (Split System: Heat Pump with Remote Outdoor Unit-Air-Source) | DLCURAH30ABK |  |  | EA*4X37L17A* | *80MSU0601716A* | 30400 | 15.2 | 8.5 | 33400 | 26800 | 80.24% | 1.82 | 0 | 9 |  |  |  | No | R-410A | 2.5333 | Residential & Commercial | No
215669809 | Central HP <5.4 tons | COMFORTMAKER | HRCU-A-CB (Split System: Heat Pump with Remote Outdoor Unit-Air-Source) | C5H0V36*K*AAA* |  |  | ESH5X36M12A*+WALLCON | *80CTL0902120B* | 33800 | 16.5 | 8.5 | 35600 | 25400 | 71.35% | 1.76 | 0 | 9.5 |  |  |  | No | R-454B | 2.8167 | Residential & Commercial | No
215669873 | Central HP <5.4 tons | COMFORTMAKER | HRCU-A-CB (Split System: Heat Pump with Remote Outdoor Unit-Air-Source) | C5H0V36*K*AAA* |  |  | ESH5X36M12A*+WALLCON | *97CMN0801714B* | 33400 | 16 | 8.5 | 35800 | 25600 | 71.51% | 1.76 | 0 | 9 |  |  |  | No | R-454B | 2.7833 | Residential & Commercial | No
215670025 | Central HP <5.4 tons | COMFORTMAKER | HRCU-A-CB (Split System: Heat Pump with Remote Outdoor Unit-Air-Source) | C5H0V36*K*AAA* |  |  | ESH5X42M12A*+WALLCON | *95CSU0601716B* | 33800 | 16 | 8.5 | 35600 | 25400 | 71.35% | 1.78 | 0 | 9 |  |  |  | No | R-454B | 2.8167 | Residential & Commercial | No
215670241 | Central HP <5.4 tons | COMFORTMAKER | HRCU-A-CB (Split System: Heat Pump with Remote Outdoor Unit-Air-Source) | C5H0V36*K*AAA* |  |  | ESH5X48M12A*+WALLCON | *95CSU0601716B* | 34000 | 16.5 | 8.5 | 35600 | 25400 | 71.35% | 1.76 | 0 | 9.5 |  |  |  | No | R-454B | 2.8333 | Residential & Commercial | No
211712944 | Central HP <5.4 tons | AIRQUEST | HRCU-A-CB (Split System: Heat Pump with Remote Outdoor Unit-Air-Source) | DLCURAH30ABK |  |  | EA*4X42L24A* | *80ESU0802120A | 29800 | 15.2 | 8.1 | 33800 | 27200 | 80.47% | 1.78 | 0 | 9 |  |  |  | No | R-410A | 2.4833 | Residential & Commercial | No
215669881 | Central HP <5.4 tons | COMFORTMAKER | HRCU-A-CB (Split System: Heat Pump with Remote Outdoor Unit-Air-Source) | C5H0V36*K*AAA* |  |  | ESH5X36M12A*+WALLCON | *97CMN0802120B* | 33800 | 16.5 | 8.5 | 35800 | 25400 | 70.95% | 1.76 | 0 | 9.5 |  |  |  | No | R-454B | 2.8167 | Residential & Commercial | No
215669913 | Central HP <5.4 tons | COMFORTMAKER | HRCU-A-CB (Split System: Heat Pump with Remote Outdoor Unit-Air-Source) | C5H0V36*K*AAA* |  |  | ESH5X36M12A*+WALLCON | *96CTN0601714B* | 33400 | 16 | 8.5 | 36000 | 25800 | 71.67% | 1.76 | 0 | 9 |  |  |  | No | R-454B | 2.7833 | Residential & Commercial | No
215683032 | Central HP <5.4 tons | TEMPSTAR | HRCU-A-CB (Split System: Heat Pump with Remote Outdoor Unit-Air-Source) | T5H0V60*K*AAA* |  |  | EVD5X60M21A*+WALLCON | *80CSU1002120B* | 57000 | 18 | 9 | 63500 | 44500 | 70.08% | 2.08 | 0 | 9 |  |  |  | No | R-454B | 4.75 | Residential & Commercial | No
215670065 | Central HP <5.4 tons | COMFORTMAKER | HRCU-A-CB (Split System: Heat Pump with Remote Outdoor Unit-Air-Source) | C5H0V36*K*AAA* |  |  | ESH5X42M12A*+WALLCON | *97CMN0802120B* | 34000 | 16.5 | 8.5 | 35600 | 25200 | 70.79% | 1.78 | 0 | 9.5 |  |  |  | No | R-454B | 2.8333 | Residential & Commercial | No
215670131 | Central HP <5.4 tons | COMFORTMAKER | HRCU-A-CB (Split System: Heat Pump with Remote Outdoor Unit-Air-Source) | C5H0V36*K*AAA* |  |  | ESH5X48M12A*+WALLCON | *80CSU0401712A* | 34200 | 17 | 8.5 | 35400 | 25200 | 71.19% | 1.88 | 0 | 9.5 |  |  |  | No | R-454B | 2.85 | Residential & Commercial | No
215669227 | Central HP <5.4 tons | COMFORTMAKER | HRCU-A-CB (Split System: Heat Pump with Remote Outdoor Unit-Air-Source) | C5H0V36*K*AAA* |  |  | EA*5X48M21A*+WALLCON | *97CMN0602120B* | 33600 | 17.5 | 9 | 35200 | 25200 | 71.59% | 1.9 | 0 | 9.5 |  |  |  | No | R-454B | 2.8 | Residential & Commercial | No
211713360 | Central HP <5.4 tons | AIRQUEST | HRCU-A-CB (Split System: Heat Pump with Remote Outdoor Unit-Air-Source) | DLCURAH30ABK |  |  | EA*4X43L21A* | *92ESN1002120A* | 31200 | 15.2 | 8.5 | 33600 | 26000 | 77.38% | 1.86 | 0 | 9 |  |  |  | No | R-410A | 2.6 | Residential & Commercial | No
211201010 | Central HP <5.4 tons | BRYANT HEATING AND COOLING SYSTEMS | HRCU-A-CB (Split System: Heat Pump with Remote Outdoor Unit-Air-Source) | 38MURAQ30AB3* |  |  | FM(C,U)4Z36**AL* |  | 30400 | 15.5 | 8.5 | 35000 | 27400 | 78.29% | 1.82 | 0 | 9 |  |  |  | No | R-410A | 2.5333 | Residential & Commercial | No
211714140 | Central HP <5.4 tons | BRYANT HEATING AND COOLING SYSTEMS | HRCU-A-CB (Split System: Heat Pump with Remote Outdoor Unit-Air-Source) | 38MURAQ30AB3* |  |  | CNPV*4217AL* | 82*TA48090V17*** | 29800 | 15.2 | 8.1 | 33600 | 27000 | 80.36% | 1.8 | 0 | 9 |  |  |  | No | R-410A | 2.4833 | Residential & Commercial | No
212974524 | Central HP <5.4 tons | AIRQUEST | HRCU-A-CB (Split System: Heat Pump with Remote Outdoor Unit-Air-Source) | DLCURAH30ABK |  |  | EA*4X42L24A* | *96VSN1202422B* | 30200 | 15.2 | 8.1 | 34400 | 27400 | 79.65% | 1.8 | 0 | 9 |  |  |  | No | R-410A | 2.5167 | Residential & Commercial | No
215674119 | Central HP <5.4 tons | COMFORTMAKER | HRCU-A-CB (Split System: Heat Pump with Remote Outdoor Unit-Air-Source) | C5H0V48*K*AAA* |  |  | EA*5X48M21A*+WALLCON | *97CMN0802120B* | 44000 | 17.5 | 9 | 48500 | 34200 | 70.52% | 2.06 | 0 | 9.5 |  |  |  | No | R-454B | 3.6667 | Residential & Commercial | No
215674239 | Central HP <5.4 tons | COMFORTMAKER | HRCU-A-CB (Split System: Heat Pump with Remote Outdoor Unit-Air-Source) | C5H0V48*K*AAA* |  |  | EA*5X60M24A*+WALLCON | *97CMN0602120B* | 45000 | 17.5 | 9 | 47500 | 34000 | 71.58% | 2.06 | 0 | 9.5 |  |  |  | No | R-454B | 3.75 | Residential & Commercial | No
215674019 | Central HP <5.4 tons | COMFORTMAKER | HRCU-A-CB (Split System: Heat Pump with Remote Outdoor Unit-Air-Source) | C5H0V48*K*AAA* |  |  | EA*5X48M21A*+WALLCON | *80CTL0451712B* | 43500 | 17 | 9 | 49000 | 35000 | 71.43% | 2.02 | 0 | 9 |  |  |  | No | R-454B | 3.625 | Residential & Commercial | No
215682838 | Central HP <5.4 tons | COMFORTMAKER | HRCU-A-CB (Split System: Heat Pump with Remote Outdoor Unit-Air-Source) | C5H0V60*K*AAA* |  |  | EVM5X60M21A*+WALLCON | *80CSU1002120B* | 57000 | 18 | 9 | 63500 | 44500 | 70.08% | 2.08 | 0 | 9 |  |  |  | No | R-454B | 4.75 | Residential & Commercial | No
215683108 | Central HP <5.4 tons | COMFORTMAKER | HRCU-A-CB (Split System: Heat Pump with Remote Outdoor Unit-Air-Source) | C5H0V60*K*AAA* |  |  | EVD5X60M24A*+WALLCON | *97CTN1202422A* | 56500 | 18.5 | 9 | 63000 | 44500 | 70.63% | 2.1 | 0 | 9 |  |  |  | No | R-454B | 4.7083 | Residential & Commercial | No
215668771 | Central HP <5.4 tons | TEMPSTAR | HRCU-A-CB (Split System: Heat Pump with Remote Outdoor Unit-Air-Source) | T5H0V36*K*AAA* |  |  | EA*5X37M21A*+WALLCON | *96CTN0601714B* | 34200 | 17.5 | 9 | 35400 | 25400 | 71.75% | 1.88 | 0 | 9.5 |  |  |  | No | R-454B | 2.85 | Residential & Commercial | No
215669993 | Central HP <5.4 tons | COMFORTMAKER | HRCU-A-CB (Split System: Heat Pump with Remote Outdoor Unit-Air-Source) | C5H0V36*K*AAA* |  |  | ESH5X42M12A*+WALLCON | *80CTL0901716B* | 34000 | 16.5 | 8.5 | 35600 | 25400 | 71.35% | 1.76 | 0 | 9.5 |  |  |  | No | R-454B | 2.8333 | Residential & Commercial | No
215670211 | Central HP <5.4 tons | COMFORTMAKER | HRCU-A-CB (Split System: Heat Pump with Remote Outdoor Unit-Air-Source) | C5H0V36*K*AAA* |  |  | ESH5X48M12A*+WALLCON | *80CTL0902120B* | 34200 | 17 | 8.5 | 35400 | 25200 | 71.19% | 1.9 | 0 | 9.5 |  |  |  | No | R-454B | 2.85 | Residential & Commercial | No
213077475 | Central HP <5.4 tons | BRYANT HEATING AND COOLING SYSTEMS | HRCU-A-CB (Split System: Heat Pump with Remote Outdoor Unit-Air-Source) | 38MURAQ36AB3* |  |  | CAP**3621AL* | 926TC60080V21*** | 34800 | 16 | 8.1 | 38500 | 35200 | 91.43% | 1.82 | 0 | 9.5 |  |  |  | No | R-410A | 2.9 | Residential & Commercial | No
215668975 | Central HP <5.4 tons | COMFORTMAKER | HRCU-A-CB (Split System: Heat Pump with Remote Outdoor Unit-Air-Source) | C5H0V36*K*AAA* |  |  | EA*5X43M21A*+WALLCON | *80CTL0451712B* | 34000 | 17.5 | 9 | 35600 | 25400 | 71.35% | 1.86 | 0 | 9.5 |  |  |  | No | R-454B | 2.8333 | Residential & Commercial | No
215669127 | Central HP <5.4 tons | COMFORTMAKER | HRCU-A-CB (Split System: Heat Pump with Remote Outdoor Unit-Air-Source) | C5H0V36*K*AAA* |  |  | EA*5X48M21A*+WALLCON | *80CTL0451712B* | 33400 | 17.5 | 9 | 35200 | 25400 | 72.16% | 1.88 | 0 | 9.5 |  |  |  | No | R-454B | 2.7833 | Residential & Commercial | No
215669277 | Central HP <5.4 tons | COMFORTMAKER | HRCU-A-CB (Split System: Heat Pump with Remote Outdoor Unit-Air-Source) | C5H0V36*K*AAA* |  |  | EA*5X48M21A*+WALLCON | *96CTN0801714B* | 33600 | 18 | 9 | 35200 | 25200 | 71.59% | 1.88 | 0 | 9.5 |  |  |  | No | R-454B | 2.8 | Residential & Commercial | No
215669945 | Central HP <5.4 tons | COMFORTMAKER | HRCU-A-CB (Split System: Heat Pump with Remote Outdoor Unit-Air-Source) | C5H0V36*K*AAA* |  |  | ESH5X42M12A*+WALLCON | *80CSU0601716A* | 34000 | 16.5 | 8.5 | 35600 | 25400 | 71.35% | 1.78 | 0 | 9.5 |  |  |  | No | R-454B | 2.8333 | Residential & Commercial | No
215670113 | Central HP <5.4 tons | COMFORTMAKER | HRCU-A-CB (Split System: Heat Pump with Remote Outdoor Unit-Air-Source) | C5H0V36*K*AAA* |  |  | ESH5X42M12A*+WALLCON | *96CTN1002122B* | 34000 | 16.5 | 8.5 | 35600 | 25200 | 70.79% | 1.78 | 0 | 9.5 |  |  |  | No | R-454B | 2.8333 | Residential & Commercial | No
212976491 | Central HP <5.4 tons | DAY & NIGHT | HRCU-A-CB (Split System: Heat Pump with Remote Outdoor Unit-Air-Source) | DLCURAH30ABK |  |  | EA*4X43L21A* | *96VTN0802120B* | 30600 | 15.2 | 8.1 | 33400 | 26400 | 79.04% | 1.86 | 0 | 9 |  |  |  | No | R-410A | 2.55 | Residential & Commercial | No
212985615 | Central HP <5.4 tons | AIRQUEST | HRCU-A-CB (Split System: Heat Pump with Remote Outdoor Unit-Air-Source) | DLCURAH30ABK |  |  | EA*4X42L24A* | *92MSN1202420A* | 30000 | 15.2 | 8.1 | 34200 | 27600 | 80.7% | 1.8 | 0 | 9 |  |  |  | No | R-410A | 2.5 | Residential & Commercial | No
215666950 | Central HP <5.4 tons | COMFORTMAKER | HRCU-A-CB (Split System: Heat Pump with Remote Outdoor Unit-Air-Source) | C5H0V24*K*AAA* |  |  | EA*5X24M14A*+WALLCON | *96CTN0401410B* | 22400 | 15.5 | 8.5 | 24600 | 17300 | 70.33% | 1.82 | 0 | 9 |  |  |  | No | R-454B | 1.8667 | Residential & Commercial | No
215670311 | Central HP <5.4 tons | COMFORTMAKER | HRCU-A-CB (Split System: Heat Pump with Remote Outdoor Unit-Air-Source) | C5H0V36*K*AAA* |  |  | ESH5X48M12A*+WALLCON | *97CMN1002122B* | 34200 | 17 | 8.5 | 35400 | 25200 | 71.19% | 1.9 | 0 | 9.5 |  |  |  | No | R-454B | 2.85 | Residential & Commercial | No
215670561 | Central HP <5.4 tons | COMFORTMAKER | HRCU-A-CB (Split System: Heat Pump with Remote Outdoor Unit-Air-Source) | C5H0V36*K*AAA* |  |  | ESH5X60M12A*+WALLCON | *96CTN0401410B* | 33000 | 15.5 | 8.5 | 35000 | 25200 | 72% | 1.78 | 0 | 9 |  |  |  | No | R-454B | 2.75 | Residential & Commercial | No
213079202 | Central HP <5.4 tons | BRYANT HEATING AND COOLING SYSTEMS | HRCU-A-CB (Split System: Heat Pump with Remote Outdoor Unit-Air-Source) | 38MURAQ36AB3* |  |  | CAP**3621AL* | 83*SB60080M21*** | 34800 | 16.5 | 8.1 | 38500 | 35200 | 91.43% | 1.82 | 0 | 9.5 |  |  |  | No | R-410A | 2.9 | Residential & Commercial | No
213077066 | Central HP <5.4 tons | BRYANT HEATING AND COOLING SYSTEMS | HRCU-A-CB (Split System: Heat Pump with Remote Outdoor Unit-Air-Source) | 38MURAQ36AB3* |  |  | CAP**4224AL* | 926SB60080V21*** | 35000 | 16 | 8.1 | 38500 | 35000 | 90.91% | 1.88 | 0 | 9.5 |  |  |  | No | R-410A | 2.9167 | Residential & Commercial | No
215674296 | Central HP <5.4 tons | HEIL | HRCU-A-CB (Split System: Heat Pump with Remote Outdoor Unit-Air-Source) | H5H0V48*K*AAA* |  |  | EA*5X61M21A*+WALLCON | *80CSU0601716A* | 46000 | 18 | 9 | 48000 | 33800 | 70.42% | 2.08 | 0 | 9.5 |  |  |  | No | R-454B | 3.8333 | Residential & Commercial | No
215674751 | Central HP <5.4 tons | TEMPSTAR | HRCU-A-CB (Split System: Heat Pump with Remote Outdoor Unit-Air-Source) | T5H0V48*K*AAA* |  |  | ESH5X48M12A*+WALLCON | *80CTL0451712B* | 44000 | 15.5 | 8.5 | 50000 | 35200 | 70.4% | 1.92 | 0 | 9 |  |  |  | No | R-454B | 3.6667 | Residential & Commercial | No
215669454 | Central HP <5.4 tons | HEIL | HRCU-A-CB (Split System: Heat Pump with Remote Outdoor Unit-Air-Source) | H5H0V36*K*AAA* |  |  | EA*5X61M21A*+WALLCON | *80CTL0451712B* | 34400 | 17.5 | 9 | 34600 | 25200 | 72.83% | 1.9 | 0 | 9.5 |  |  |  | No | R-454B | 2.8667 | Residential & Commercial | No
215669854 | Central HP <5.4 tons | HEIL | HRCU-A-CB (Split System: Heat Pump with Remote Outdoor Unit-Air-Source) | H5H0V36*K*AAA* |  |  | ESH5X36M12A*+WALLCON | *97CMN0601714B* | 33400 | 16 | 8.1 | 36000 | 25800 | 71.67% | 1.8 | 0 | 9 |  |  |  | No | R-454B | 2.7833 | Residential & Commercial | No
215669870 | Central HP <5.4 tons | HEIL | HRCU-A-CB (Split System: Heat Pump with Remote Outdoor Unit-Air-Source) | H5H0V36*K*AAA* |  |  | ESH5X36M12A*+WALLCON | *97CMN0801714B* | 33400 | 16 | 8.5 | 35800 | 25600 | 71.51% | 1.76 | 0 | 9 |  |  |  | No | R-454B | 2.7833 | Residential & Commercial | No
215669044 | Central HP <5.4 tons | HEIL | HRCU-A-CB (Split System: Heat Pump with Remote Outdoor Unit-Air-Source) | H5H0V36*K*AAA* |  |  | EA*5X43M21A*+WALLCON | *97CMN0601714B* | 34200 | 17.5 | 9 | 35600 | 25400 | 71.35% | 1.88 | 0 | 9.5 |  |  |  | No | R-454B | 2.85 | Residential & Commercial | No
215669894 | Central HP <5.4 tons | HEIL | HRCU-A-CB (Split System: Heat Pump with Remote Outdoor Unit-Air-Source) | H5H0V36*K*AAA* |  |  | ESH5X36M12A*+WALLCON | *97CMN1202422B* | 33800 | 16.5 | 8.5 | 35800 | 25400 | 70.95% | 1.76 | 0 | 9.5 |  |  |  | No | R-454B | 2.8167 | Residential & Commercial | No
213080004 | Central HP <5.4 tons | BRYANT HEATING AND COOLING SYSTEMS | HRCU-A-CB (Split System: Heat Pump with Remote Outdoor Unit-Air-Source) | 38MURAQ36AB3* |  |  | CAP**3621AL* | 916SA48080M17*** | 35200 | 15.5 | 8.1 | 39000 | 35400 | 90.77% | 1.84 | 0 | 9.5 |  |  |  | No | R-410A | 2.9333 | Residential & Commercial | No
213080513 | Central HP <5.4 tons | BRYANT HEATING AND COOLING SYSTEMS | HRCU-A-CB (Split System: Heat Pump with Remote Outdoor Unit-Air-Source) | 38MURAQ36AB3* |  |  | CAP**3621AL* | 935SB36040M17*** | 35000 | 15.2 | 8.1 | 39000 | 35400 | 90.77% | 1.82 | 0 | 9.5 |  |  |  | No | R-410A | 2.9167 | Residential & Commercial | No
215669114 | Central HP <5.4 tons | HEIL | HRCU-A-CB (Split System: Heat Pump with Remote Outdoor Unit-Air-Source) | H5H0V36*K*AAA* |  |  | EA*5X48M21A*+WALLCON | *80CSU1002120A* | 33800 | 17.5 | 9 | 35000 | 25200 | 72% | 1.88 | 0 | 9.5 |  |  |  | No | R-454B | 2.8167 | Residential & Commercial | No
215669998 | Central HP <5.4 tons | HEIL | HRCU-A-CB (Split System: Heat Pump with Remote Outdoor Unit-Air-Source) | H5H0V36*K*AAA* |  |  | ESH5X42M12A*+WALLCON | *80CTL0902120B* | 34000 | 16.5 | 8.5 | 35600 | 25200 | 70.79% | 1.78 | 0 | 9.5 |  |  |  | No | R-454B | 2.8333 | Residential & Commercial | No
215670030 | Central HP <5.4 tons | HEIL | HRCU-A-CB (Split System: Heat Pump with Remote Outdoor Unit-Air-Source) | H5H0V36*K*AAA* |  |  | ESH5X42M12A*+WALLCON | *95CSU0802120B* | 34000 | 16 | 8.5 | 35600 | 25400 | 71.35% | 1.78 | 0 | 9.5 |  |  |  | No | R-454B | 2.8333 | Residential & Commercial | No
213078186 | Central HP <5.4 tons | BRYANT HEATING AND COOLING SYSTEMS | HRCU-A-CB (Split System: Heat Pump with Remote Outdoor Unit-Air-Source) | 38MURAQ36AB3* |  |  | CAP**4221AL* | 8(0,1)*SB48070M21*** | 35000 | 16.5 | 8.1 | 38500 | 35000 | 90.91% | 1.88 | 0 | 9.5 |  |  |  | No | R-410A | 2.9167 | Residential & Commercial | No
213078268 | Central HP <5.4 tons | BRYANT HEATING AND COOLING SYSTEMS | HRCU-A-CB (Split System: Heat Pump with Remote Outdoor Unit-Air-Source) | 38MURAQ36AB3* |  |  | CAP**3621AL* | 8(0,1)*SB42090M17*** | 35200 | 16 | 8.1 | 38500 | 35200 | 91.43% | 1.84 | 0 | 9.5 |  |  |  | No | R-410A | 2.9333 | Residential & Commercial | No
213078487 | Central HP <5.4 tons | BRYANT HEATING AND COOLING SYSTEMS | HRCU-A-CB (Split System: Heat Pump with Remote Outdoor Unit-Air-Source) | 38MURAQ36AB3* |  |  | CAP**3621AL* | 8(0,1)*SB60090M21*** | 35200 | 16.5 | 8.1 | 38500 | 35200 | 91.43% | 1.84 | 0 | 9.5 |  |  |  | No | R-410A | 2.9333 | Residential & Commercial | No
215683098 | Central HP <5.4 tons | COMFORTMAKER | HRCU-A-CB (Split System: Heat Pump with Remote Outdoor Unit-Air-Source) | C5H0V60*K*AAA* |  |  | EVD5X60M24A*+WALLCON | *97CTN1002122A* | 56500 | 18.5 | 9 | 63000 | 44500 | 70.63% | 2.08 | 0 | 9 |  |  |  | No | R-454B | 4.7083 | Residential & Commercial | No
211377396 | Central HP <5.4 tons | YORK | HRCU-A-CB (Split System: Heat Pump with Remote Outdoor Unit-Air-Source) | HMH72B341 |  |  | XAUB36DXXN1+TXV | TM9Y080B12MP11 | 33600 | 17.5 | 8.5 | 33400 | 23600 | 70.66% | 2.04 | 0 | 9.5 |  |  |  | No | R-410A | 2.8 | Residential & Commercial | No
211377628 | Central HP <5.4 tons | YORK | HRCU-A-CB (Split System: Heat Pump with Remote Outdoor Unit-Air-Source) | HMH72B341 |  |  | XAFC36DXXN1+TXV | TM9V080B12MP12 | 34000 | 17 | 8.1 | 34000 | 24400 | 71.76% | 2.06 | 0 | 9.5 |  |  |  | No | R-410A | 2.8333 | Residential & Commercial | No
211377746 | Central HP <5.4 tons | YORK | HRCU-A-CB (Split System: Heat Pump with Remote Outdoor Unit-Air-Source) | HMH72B341 |  |  | XAHB30CXXN1+TXV | YP9C060B12MP13 | 31600 | 16.5 | 8.1 | 32800 | 23000 | 70.12% | 1.96 | 0 | 9 |  |  |  | No | R-410A | 2.6333 | Residential & Commercial | No
211377798 | Central HP <5.4 tons | YORK | HRCU-A-CB (Split System: Heat Pump with Remote Outdoor Unit-Air-Source) | HMH72B341 |  |  | XAFB30CXXN1+TXV | TP9C060B12MP13 | 32600 | 17 | 8.1 | 33600 | 23600 | 70.24% | 2.02 | 0 | 9.5 |  |  |  | No | R-410A | 2.7167 | Residential & Commercial | No
211377873 | Central HP <5.4 tons | YORK | HRCU-A-CB (Split System: Heat Pump with Remote Outdoor Unit-Air-Source) | HMH72B341 |  |  | XAHC30CXXN1+TXV | TM9E080B12MP12 | 32000 | 17 | 8.1 | 33000 | 23200 | 70.3% | 1.98 | 0 | 9 |  |  |  | No | R-410A | 2.6667 | Residential & Commercial | No
211377978 | Central HP <5.4 tons | YORK | HRCU-A-CB (Split System: Heat Pump with Remote Outdoor Unit-Air-Source) | HMH72B341 |  |  | XAHC36DXXN1+TXV | TM8Y120C20MP11 | 34000 | 17 | 8.1 | 33800 | 24200 | 71.6% | 2.08 | 0 | 9.5 |  |  |  | No | R-410A | 2.8333 | Residential & Commercial | No
211712242 | Central HP <5.4 tons | BRYANT HEATING AND COOLING SYSTEMS | HRCU-A-CB (Split System: Heat Pump with Remote Outdoor Unit-Air-Source) | 38MURAQ30AB3* |  |  | CAP**4221AL* | 926TB66100V21*** | 29600 | 15.2 | 8.1 | 33600 | 27400 | 81.55% | 1.78 | 0 | 9 |  |  |  | No | R-410A | 2.4667 | Residential & Commercial | No
211712447 | Central HP <5.4 tons | BRYANT HEATING AND COOLING SYSTEMS | HRCU-A-CB (Split System: Heat Pump with Remote Outdoor Unit-Air-Source) | 38MURAQ30AB3* |  |  | CAP**4221AL* | 8(0,1)*SA48070E21*** | 29600 | 15.2 | 8.1 | 33600 | 27400 | 81.55% | 1.78 | 0 | 9 |  |  |  | No | R-410A | 2.4667 | Residential & Commercial | No
212983956 | Central HP <5.4 tons | AIRQUEST | HRCU-A-CB (Split System: Heat Pump with Remote Outdoor Unit-Air-Source) | DLCURAH30ABK |  |  | EA*4X43L21A* | *92MSN0601714A* | 30400 | 15.2 | 8.1 | 33400 | 26400 | 79.04% | 1.84 | 0 | 9 |  |  |  | No | R-410A | 2.5333 | Residential & Commercial | No
212985326 | Central HP <5.4 tons | AIRQUEST | HRCU-A-CB (Split System: Heat Pump with Remote Outdoor Unit-Air-Source) | DLCURAH30ABK |  |  | EN(A,D,W)4X42L21** | *92MSN1002120A* | 30000 | 15.2 | 8.1 | 34400 | 27600 | 80.23% | 1.8 | 0 | 9 |  |  |  | No | R-410A | 2.5 | Residential & Commercial | No
215667116 | Central HP <5.4 tons | COMFORTMAKER | HRCU-A-CB (Split System: Heat Pump with Remote Outdoor Unit-Air-Source) | C5H0V24*K*AAA* |  |  | EA*5X24M17A*+WALLCON | *96CTN0401410B* | 22400 | 15.5 | 8.5 | 24400 | 17200 | 70.49% | 1.82 | 0 | 9 |  |  |  | No | R-454B | 1.8667 | Residential & Commercial | No
211377987 | Central HP <5.4 tons | YORK | HRCU-A-CB (Split System: Heat Pump with Remote Outdoor Unit-Air-Source) | HMH72B341 |  |  | XAHC36DBCN1 | TM8Y100C20MP11 | 34000 | 17 | 8.1 | 33800 | 24200 | 71.6% | 2.08 | 0 | 9.5 |  |  |  | No | R-410A | 2.8333 | Residential & Commercial | No
211378064 | Central HP <5.4 tons | YORK | HRCU-A-CB (Split System: Heat Pump with Remote Outdoor Unit-Air-Source) | HMH72B341 |  |  | XAHB30CXXN1+TXV | TM8Y080B12MP11 | 32000 | 17 | 8.1 | 32200 | 22800 | 70.81% | 1.98 | 0 | 9.5 |  |  |  | No | R-410A | 2.6667 | Residential & Commercial | No
211378230 | Central HP <5.4 tons | YORK | HRCU-A-CB (Split System: Heat Pump with Remote Outdoor Unit-Air-Source) | HMH72B341 |  |  | XAFC30CXXN1+TXV | YPLC100C16MP13 | 33000 | 17.5 | 8.5 | 33000 | 23200 | 70.3% | 2.04 | 0 | 9.5 |  |  |  | No | R-410A | 2.75 | Residential & Commercial | No
211378239 | Central HP <5.4 tons | YORK | HRCU-A-CB (Split System: Heat Pump with Remote Outdoor Unit-Air-Source) | HMH72B341 |  |  | XAHC36DXXN1+TXV | YPLC080B12MP13 | 32800 | 16.5 | 8.1 | 32800 | 23200 | 70.73% | 1.98 | 0 | 9.5 |  |  |  | No | R-410A | 2.7333 | Residential & Commercial | No
214229228 | Central HP <5.4 tons | DAY & NIGHT | HRCU-A-CB (Split System: Heat Pump with Remote Outdoor Unit-Air-Source) | DLCURAH30ABK |  |  | EA*4X36L17A* | *80MSU0601716A* | 29400 | 15.2 | 8.1 | 34000 | 27800 | 81.76% | 1.76 | 0 | 9 |  |  |  | No | R-410A | 2.45 | Residential & Commercial | No
215674056 | Central HP <5.4 tons | HEIL | HRCU-A-CB (Split System: Heat Pump with Remote Outdoor Unit-Air-Source) | H5H0V48*K*AAA* |  |  | EA*5X48M21A*+WALLCON | *80CTL0902120B* | 44500 | 18 | 9 | 48500 | 34000 | 70.1% | 2.06 | 0 | 9.5 |  |  |  | No | R-454B | 3.7083 | Residential & Commercial | No
211378546 | Central HP <5.4 tons | YORK | HRCU-A-CB (Split System: Heat Pump with Remote Outdoor Unit-Air-Source) | HMH72B341 |  |  | XAHB36DXXN1+TXV | TM8E100B12MP11 | 33200 | 17.5 | 8.1 | 33000 | 23400 | 70.91% | 2.02 | 0 | 9.5 |  |  |  | No | R-410A | 2.7667 | Residential & Commercial | No
211378673 | Central HP <5.4 tons | YORK | HRCU-A-CB (Split System: Heat Pump with Remote Outdoor Unit-Air-Source) | HMH72B341 |  |  | XAHB30CXXN1+TXV | TM8E080B12MP11 | 32000 | 17 | 8.1 | 32800 | 23400 | 71.34% | 1.98 | 0 | 9 |  |  |  | No | R-410A | 2.6667 | Residential & Commercial | No
211378700 | Central HP <5.4 tons | YORK | HRCU-A-CB (Split System: Heat Pump with Remote Outdoor Unit-Air-Source) | HMH72B341 |  |  | XAFB36DBCN1 | TM8E080B12MP11 | 34000 | 18 | 8.1 | 34000 | 24400 | 71.76% | 2.06 | 0 | 9.5 |  |  |  | No | R-410A | 2.8333 | Residential & Commercial | No
211378864 | Central HP <5.4 tons | YORK | HRCU-A-CB (Split System: Heat Pump with Remote Outdoor Unit-Air-Source) | HMH72B341 |  |  | XAFC30CXXN1+TXV | TL9E060B12UH11 | 32600 | 17.5 | 8.1 | 33600 | 23600 | 70.24% | 2 | 0 | 9.5 |  |  |  | No | R-410A | 2.7167 | Residential & Commercial | No
215670006 | Central HP <5.4 tons | HEIL | HRCU-A-CB (Split System: Heat Pump with Remote Outdoor Unit-Air-Source) | H5H0V36*K*AAA* |  |  | ESH5X42M12A*+WALLCON | *80CTL1102120B* | 34000 | 16.5 | 8.5 | 35600 | 25200 | 70.79% | 1.78 | 0 | 9.5 |  |  |  | No | R-454B | 2.8333 | Residential & Commercial | No
215670388 | Central HP <5.4 tons | HEIL | HRCU-A-CB (Split System: Heat Pump with Remote Outdoor Unit-Air-Source) | H5H0V36*K*AAA* |  |  | ESH5X60M12A*+WALLCON | *80CSU0601716A* | 34600 | 17 | 8.5 | 34600 | 25000 | 72.25% | 1.8 | 0 | 9.5 |  |  |  | No | R-454B | 2.8833 | Residential & Commercial | No
215674129 | Central HP <5.4 tons | COMFORTMAKER | HRCU-A-CB (Split System: Heat Pump with Remote Outdoor Unit-Air-Source) | C5H0V48*K*AAA* |  |  | EA*5X48M21A*+WALLCON | *97CMN1002122B* | 44000 | 17.5 | 9 | 48500 | 34000 | 70.1% | 2.04 | 0 | 9.5 |  |  |  | No | R-454B | 3.6667 | Residential & Commercial | No
215670431 | Central HP <5.4 tons | COMFORTMAKER | HRCU-A-CB (Split System: Heat Pump with Remote Outdoor Unit-Air-Source) | C5H0V36*K*AAA* |  |  | ESH5X60M12A*+WALLCON | *80CTL0702120B* | 34600 | 17 | 8.5 | 34600 | 24800 | 71.68% | 1.8 | 0 | 9.5 |  |  |  | No | R-454B | 2.8833 | Residential & Commercial | No
215670481 | Central HP <5.4 tons | COMFORTMAKER | HRCU-A-CB (Split System: Heat Pump with Remote Outdoor Unit-Air-Source) | C5H0V36*K*AAA* |  |  | ESH5X60M12A*+WALLCON | *95CSU0601716B* | 34400 | 16.5 | 8.5 | 34800 | 25000 | 71.84% | 1.78 | 0 | 9.5 |  |  |  | No | R-454B | 2.8667 | Residential & Commercial | No
212986130 | Central HP <5.4 tons | AIRQUEST | HRCU-A-CB (Split System: Heat Pump with Remote Outdoor Unit-Air-Source) | DLCURAH24ABK |  |  | EA*4X24L14A* | *96MSN0401410A* | 23200 | 16 | 8.5 | 27000 | 26600 | 98.52% | 2.22 | 0 | 9.5 |  |  |  | No | R-410A | 1.9333 | Residential & Commercial | No
211378948 | Central HP <5.4 tons | YORK | HRCU-A-CB (Split System: Heat Pump with Remote Outdoor Unit-Air-Source) | HMH72B341 |  |  | XAFA30DXXN1+TXV | TM8V060A12MP12 | 34000 | 17 | 8.1 | 34000 | 24200 | 71.18% | 2.04 | 0 | 9.5 |  |  |  | No | R-410A | 2.8333 | Residential & Commercial | No
211378957 | Central HP <5.4 tons | YORK | HRCU-A-CB (Split System: Heat Pump with Remote Outdoor Unit-Air-Source) | HMH72B341 |  |  | XAFA30DXXN1+TXV | YPLC060A12MP13 | 34000 | 17 | 8.1 | 34000 | 24200 | 71.18% | 2.04 | 0 | 9.5 |  |  |  | No | R-410A | 2.8333 | Residential & Commercial | No
211379511 | Central HP <5.4 tons | YORK | HRCU-A-CB (Split System: Heat Pump with Remote Outdoor Unit-Air-Source) | HMH72B341 |  |  | XAHC48FXXN1+TXV | TM8Y120C20MP11 | 33800 | 16.5 | 8.5 | 32400 | 23800 | 73.46% | 2.06 | 0 | 9 |  |  |  | No | R-410A | 2.8167 | Residential & Commercial | No
211379568 | Central HP <5.4 tons | YORK | HRCU-A-CB (Split System: Heat Pump with Remote Outdoor Unit-Air-Source) | HMH72B341 |  |  | XAHC48FBCN1 | TM8Y100C16MP11 | 33600 | 17 | 8.1 | 32600 | 24000 | 73.62% | 2.04 | 0 | 9 |  |  |  | No | R-410A | 2.8 | Residential & Commercial | No
215679722 | Central HP <5.4 tons | TEMPSTAR | HRCU-A-CB (Split System: Heat Pump with Remote Outdoor Unit-Air-Source) | T5H0V36*K*AAA* |  |  | ESH5X36M12A*+WALLCON | *80CSU0401712B* | 33800 | 16 | 8.5 | 35600 | 25400 | 71.35% | 1.78 | 0 | 9.5 |  |  |  | No | R-454B | 2.8167 | Residential & Commercial | No
215679772 | Central HP <5.4 tons | TEMPSTAR | HRCU-A-CB (Split System: Heat Pump with Remote Outdoor Unit-Air-Source) | T5H0V36*K*AAA* |  |  | ESH5X36M12A*+WALLCON | *97CTN1002122A* | 33800 | 16 | 8.5 | 35800 | 25400 | 70.95% | 1.76 | 0 | 9.5 |  |  |  | No | R-454B | 2.8167 | Residential & Commercial | No
211379584 | Central HP <5.4 tons | YORK | HRCU-A-CB (Split System: Heat Pump with Remote Outdoor Unit-Air-Source) | HMH72B341 |  |  | XAFC48FXXN1+TXV | TM8Y100C16MP11 | 34000 | 17.5 | 8.5 | 33200 | 24400 | 73.49% | 2.08 | 0 | 9 |  |  |  | No | R-410A | 2.8333 | Residential & Commercial | No
211379825 | Central HP <5.4 tons | YORK | HRCU-A-CB (Split System: Heat Pump with Remote Outdoor Unit-Air-Source) | HMH72B341 |  |  | XAFC48FBCN1 | YPLC080C16MP13 | 34000 | 16.5 | 8.5 | 33200 | 24400 | 73.49% | 2.1 | 0 | 9 |  |  |  | No | R-410A | 2.8333 | Residential & Commercial | No
211379918 | Central HP <5.4 tons | YORK | HRCU-A-CB (Split System: Heat Pump with Remote Outdoor Unit-Air-Source) | HMH72B341 |  |  | XAFC48FBCN1 | TM8E120C16MP11 | 33600 | 17 | 8.5 | 32400 | 23600 | 72.84% | 2.08 | 0 | 9.5 |  |  |  | No | R-410A | 2.8 | Residential & Commercial | No
211380045 | Central HP <5.4 tons | YORK | HRCU-A-CB (Split System: Heat Pump with Remote Outdoor Unit-Air-Source) | HMH72B341 |  |  | XAFC48FXXN1+TXV | TM8E080C16MP11 | 33400 | 17 | 8.5 | 32200 | 23400 | 72.67% | 2.06 | 0 | 9.5 |  |  |  | No | R-410A | 2.7833 | Residential & Commercial | No
215667703 | Central HP <5.4 tons | COMFORTMAKER | HRCU-A-CB (Split System: Heat Pump with Remote Outdoor Unit-Air-Source) | C5H0V24*K*AAA* |  |  | EA*5X36M17A*+WALLCON | *96CTN0401410B* | 22600 | 16 | 8.5 | 24200 | 17000 | 70.25% | 1.84 | 0 | 9.5 |  |  |  | No | R-454B | 1.8833 | Residential & Commercial | No
212986562 | Central HP <5.4 tons | AIRQUEST | HRCU-A-CB (Split System: Heat Pump with Remote Outdoor Unit-Air-Source) | DLCURAH24ABK |  |  | EA*4X36L17A* | *96MSN0401712A* | 23400 | 16 | 8.5 | 26200 | 24400 | 93.13% | 2 | 0 | 9.5 |  |  |  | No | R-410A | 1.95 | Residential & Commercial | No
215670231 | Central HP <5.4 tons | COMFORTMAKER | HRCU-A-CB (Split System: Heat Pump with Remote Outdoor Unit-Air-Source) | C5H0V36*K*AAA* |  |  | ESH5X48M12A*+WALLCON | *80CTL1352422B* | 34200 | 17 | 8.5 | 35400 | 25200 | 71.19% | 1.9 | 0 | 9.5 |  |  |  | No | R-454B | 2.85 | Residential & Commercial | No
215670381 | Central HP <5.4 tons | COMFORTMAKER | HRCU-A-CB (Split System: Heat Pump with Remote Outdoor Unit-Air-Source) | C5H0V36*K*AAA* |  |  | ESH5X60M12A*+WALLCON | *80CSU0401712A* | 34600 | 17 | 8.5 | 34600 | 24800 | 71.68% | 1.8 | 0 | 9.5 |  |  |  | No | R-454B | 2.8833 | Residential & Commercial | No
211380054 | Central HP <5.4 tons | YORK | HRCU-A-CB (Split System: Heat Pump with Remote Outdoor Unit-Air-Source) | HMH72B341 |  |  | XAUC48FXXN1+TXV | TM8E080C16MP11 | 33400 | 17 | 8.5 | 32200 | 23400 | 72.67% | 2.06 | 0 | 9.5 |  |  |  | No | R-410A | 2.7833 | Residential & Commercial | No
211380079 | Central HP <5.4 tons | YORK | HRCU-A-CB (Split System: Heat Pump with Remote Outdoor Unit-Air-Source) | HMH72B341 |  |  | XAFC48FBCN1 | TM8E080B12MP11 | 33400 | 17 | 8.5 | 32400 | 23800 | 73.46% | 2.04 | 0 | 9 |  |  |  | No | R-410A | 2.7833 | Residential & Commercial | No
211380102 | Central HP <5.4 tons | YORK | HRCU-A-CB (Split System: Heat Pump with Remote Outdoor Unit-Air-Source) | HMH72B341 |  |  | XAFD48FXXN1+TXV | TL9E100C20UH11 | 34000 | 16 | 8.5 | 32400 | 23800 | 73.46% | 2.08 | 0 | 9.5 |  |  |  | No | R-410A | 2.8333 | Residential & Commercial | No
211380186 | Central HP <5.4 tons | YORK | HRCU-A-CB (Split System: Heat Pump with Remote Outdoor Unit-Air-Source) | HMH72B341 |  |  | XAHD48FBCN1 | TL8E080C16UH11 | 33600 | 16 | 8.1 | 32600 | 24200 | 74.23% | 2.04 | 0 | 9 |  |  |  | No | R-410A | 2.8 | Residential & Commercial | No
215674059 | Central HP <5.4 tons | COMFORTMAKER | HRCU-A-CB (Split System: Heat Pump with Remote Outdoor Unit-Air-Source) | C5H0V48*K*AAA* |  |  | EA*5X48M21A*+WALLCON | *80CTL0902120B* | 44500 | 18 | 9 | 48500 | 34000 | 70.1% | 2.06 | 0 | 9.5 |  |  |  | No | R-454B | 3.7083 | Residential & Commercial | No
215674089 | Central HP <5.4 tons | COMFORTMAKER | HRCU-A-CB (Split System: Heat Pump with Remote Outdoor Unit-Air-Source) | C5H0V48*K*AAA* |  |  | EA*5X48M21A*+WALLCON | *95CSU0802120B* | 44000 | 17.5 | 9 | 48500 | 34200 | 70.52% | 2.06 | 0 | 9.5 |  |  |  | No | R-454B | 3.6667 | Residential & Commercial | No
215669224 | Central HP <5.4 tons | HEIL | HRCU-A-CB (Split System: Heat Pump with Remote Outdoor Unit-Air-Source) | H5H0V36*K*AAA* |  |  | EA*5X48M21A*+WALLCON | *97CMN0602120B* | 33600 | 17.5 | 9 | 35200 | 25200 | 71.59% | 1.9 | 0 | 9.5 |  |  |  | No | R-454B | 2.8 | Residential & Commercial | No
215669782 | Central HP <5.4 tons | HEIL | HRCU-A-CB (Split System: Heat Pump with Remote Outdoor Unit-Air-Source) | H5H0V36*K*AAA* |  |  | ESH5X36M12A*+WALLCON | *80CTL0701716B* | 33600 | 16.5 | 8.5 | 35800 | 25600 | 71.51% | 1.78 | 0 | 9 |  |  |  | No | R-454B | 2.8 | Residential & Commercial | No
215669902 | Central HP <5.4 tons | HEIL | HRCU-A-CB (Split System: Heat Pump with Remote Outdoor Unit-Air-Source) | H5H0V36*K*AAA* |  |  | ESH5X36M12A*+WALLCON | *96CTN0401410B* | 32200 | 15.2 | 8.5 | 36200 | 25800 | 71.27% | 1.76 | 0 | 9 |  |  |  | No | R-454B | 2.6833 | Residential & Commercial | No
215670268 | Central HP <5.4 tons | HEIL | HRCU-A-CB (Split System: Heat Pump with Remote Outdoor Unit-Air-Source) | H5H0V36*K*AAA* |  |  | ESH5X48M12A*+WALLCON | *97CMN0601714B* | 33800 | 16.5 | 8.5 | 35600 | 25400 | 71.35% | 1.78 | 0 | 9 |  |  |  | No | R-454B | 2.8167 | Residential & Commercial | No
215674409 | Central HP <5.4 tons | COMFORTMAKER | HRCU-A-CB (Split System: Heat Pump with Remote Outdoor Unit-Air-Source) | C5H0V48*K*AAA* |  |  | EA*5X61M21A*+WALLCON | *97CMN0602120B* | 45500 | 17.5 | 9 | 48000 | 34200 | 71.25% | 2.06 | 0 | 9.5 |  |  |  | No | R-454B | 3.7917 | Residential & Commercial | No
211227695 | Central HP <5.4 tons | DAY & NIGHT | HRCU-A-CB (Split System: Heat Pump with Remote Outdoor Unit-Air-Source) | DLCURAH36ABK |  |  | EA*4X42L21A* | *96VTN0802120A* | 35000 | 16 | 8.1 | 38500 | 35000 | 90.91% | 1.86 | 0 | 9.5 |  |  |  | No | R-410A | 2.9167 | Residential & Commercial | No
215669274 | Central HP <5.4 tons | HEIL | HRCU-A-CB (Split System: Heat Pump with Remote Outdoor Unit-Air-Source) | H5H0V36*K*AAA* |  |  | EA*5X48M21A*+WALLCON | *96CTN0801714B* | 33600 | 18 | 9 | 35200 | 25200 | 71.59% | 1.88 | 0 | 9.5 |  |  |  | No | R-454B | 2.8 | Residential & Commercial | No
215670358 | Central HP <5.4 tons | HEIL | HRCU-A-CB (Split System: Heat Pump with Remote Outdoor Unit-Air-Source) | H5H0V36*K*AAA* |  |  | ESH5X48M12A*+WALLCON | *96CTN1002122B* | 34200 | 17 | 8.5 | 35400 | 25200 | 71.19% | 1.9 | 0 | 9.5 |  |  |  | No | R-454B | 2.85 | Residential & Commercial | No
215670148 | Central HP <5.4 tons | HEIL | HRCU-A-CB (Split System: Heat Pump with Remote Outdoor Unit-Air-Source) | H5H0V36*K*AAA* |  |  | ESH5X48M12A*+WALLCON | *80CSU1002120A* | 34200 | 16.5 | 8.5 | 35400 | 25200 | 71.19% | 1.88 | 0 | 9.5 |  |  |  | No | R-454B | 2.85 | Residential & Commercial | No
215669761 | Central HP <5.4 tons | COMFORTMAKER | HRCU-A-CB (Split System: Heat Pump with Remote Outdoor Unit-Air-Source) | C5H0V36*K*AAA* |  |  | ESH5X36M12A*+WALLCON | *80CSU1002120A* | 33600 | 16 | 8.5 | 35800 | 25400 | 70.95% | 1.78 | 0 | 9.5 |  |  |  | No | R-454B | 2.8 | Residential & Commercial | No
215670081 | Central HP <5.4 tons | COMFORTMAKER | HRCU-A-CB (Split System: Heat Pump with Remote Outdoor Unit-Air-Source) | C5H0V36*K*AAA* |  |  | ESH5X42M12A*+WALLCON | *97CMN1202422B* | 34000 | 16.5 | 8.5 | 35600 | 25200 | 70.79% | 1.78 | 0 | 9.5 |  |  |  | No | R-454B | 2.8333 | Residential & Commercial | No
215670097 | Central HP <5.4 tons | COMFORTMAKER | HRCU-A-CB (Split System: Heat Pump with Remote Outdoor Unit-Air-Source) | C5H0V36*K*AAA* |  |  | ESH5X42M12A*+WALLCON | *96CTN0601714B* | 33600 | 16.5 | 8.5 | 35800 | 25600 | 71.51% | 1.76 | 0 | 9 |  |  |  | No | R-454B | 2.8 | Residential & Commercial | No
215670281 | Central HP <5.4 tons | COMFORTMAKER | HRCU-A-CB (Split System: Heat Pump with Remote Outdoor Unit-Air-Source) | C5H0V36*K*AAA* |  |  | ESH5X48M12A*+WALLCON | *97CMN0602120B* | 34000 | 16.5 | 8.5 | 35600 | 25400 | 71.35% | 1.76 | 0 | 9.5 |  |  |  | No | R-454B | 2.8333 | Residential & Commercial | No
215670331 | Central HP <5.4 tons | COMFORTMAKER | HRCU-A-CB (Split System: Heat Pump with Remote Outdoor Unit-Air-Source) | C5H0V36*K*AAA* |  |  | ESH5X48M12A*+WALLCON | *96CTN0401410B* | 32600 | 15.5 | 8.5 | 36000 | 25600 | 71.11% | 1.78 | 0 | 9 |  |  |  | No | R-454B | 2.7167 | Residential & Commercial | No
215668559 | Central HP <5.4 tons | COMFORTMAKER | HRCU-A-CB (Split System: Heat Pump with Remote Outdoor Unit-Air-Source) | C5H0V36*K*AAA* |  |  | EA*5X37M17A*+WALLCON | *80CTL0701412B* | 33800 | 17.5 | 9 | 35800 | 25600 | 71.51% | 1.86 | 0 | 9.5 |  |  |  | No | R-454B | 2.8167 | Residential & Commercial | No
211377928 | Central HP <5.4 tons | YORK | HRCU-A-CB (Split System: Heat Pump with Remote Outdoor Unit-Air-Source) | HMH72B341 |  |  | XAFC36DBCN1 | TM9E060B12MP12 | 34000 | 17.5 | 8.1 | 34000 | 24200 | 71.18% | 2.04 | 0 | 9.5 |  |  |  | No | R-410A | 2.8333 | Residential & Commercial | No
211378132 | Central HP <5.4 tons | YORK | HRCU-A-CB (Split System: Heat Pump with Remote Outdoor Unit-Air-Source) | HMH72B341 |  |  | XAHC36DBCN1 | TM8V100C16MP12 | 34000 | 17 | 8.1 | 34000 | 24600 | 72.35% | 2.08 | 0 | 9.5 |  |  |  | No | R-410A | 2.8333 | Residential & Commercial | No
211378398 | Central HP <5.4 tons | YORK | HRCU-A-CB (Split System: Heat Pump with Remote Outdoor Unit-Air-Source) | HMH72B341 |  |  | XAFB36DXXN1+TXV | TMLV060A12MP12 | 34000 | 17.5 | 8.1 | 34000 | 24200 | 71.18% | 2.06 | 0 | 9.5 |  |  |  | No | R-410A | 2.8333 | Residential & Commercial | No
211378823 | Central HP <5.4 tons | YORK | HRCU-A-CB (Split System: Heat Pump with Remote Outdoor Unit-Air-Source) | HMH72B341 |  |  | XAFC36DBCN1 | TL9E100C20UH11 | 34000 | 17 | 8.5 | 34000 | 25000 | 73.53% | 2.12 | 0 | 9.5 |  |  |  | No | R-410A | 2.8333 | Residential & Commercial | No
215670348 | Central HP <5.4 tons | HEIL | HRCU-A-CB (Split System: Heat Pump with Remote Outdoor Unit-Air-Source) | H5H0V36*K*AAA* |  |  | ESH5X48M12A*+WALLCON | *96CTN0801714B* | 34000 | 16.5 | 8.5 | 35600 | 25400 | 71.35% | 1.78 | 0 | 9.5 |  |  |  | No | R-454B | 2.8333 | Residential & Commercial | No
215668591 | Central HP <5.4 tons | COMFORTMAKER | HRCU-A-CB (Split System: Heat Pump with Remote Outdoor Unit-Air-Source) | C5H0V36*K*AAA* |  |  | EA*5X37M17A*+WALLCON | *97CMN0601714B* | 33600 | 17 | 9 | 36000 | 25800 | 71.67% | 1.86 | 0 | 9.5 |  |  |  | No | R-454B | 2.8 | Residential & Commercial | No
212975260 | Central HP <5.4 tons | DAY & NIGHT | HRCU-A-CB (Split System: Heat Pump with Remote Outdoor Unit-Air-Source) | DLCURAH24ABK |  |  | EA*4X24L17A* | *96VTN0401712B* | 23400 | 16 | 8.5 | 27000 | 26200 | 97.04% | 2.18 | 0 | 9.5 |  |  |  | No | R-410A | 1.95 | Residential & Commercial | No
215669094 | Central HP <5.4 tons | HEIL | HRCU-A-CB (Split System: Heat Pump with Remote Outdoor Unit-Air-Source) | H5H0V36*K*AAA* |  |  | EA*5X48M21A*+WALLCON | *80CSU0401712A* | 33800 | 18 | 9 | 35000 | 25000 | 71.43% | 1.88 | 0 | 9.5 |  |  |  | No | R-454B | 2.8167 | Residential & Commercial | No
215670188 | Central HP <5.4 tons | HEIL | HRCU-A-CB (Split System: Heat Pump with Remote Outdoor Unit-Air-Source) | H5H0V36*K*AAA* |  |  | ESH5X48M12A*+WALLCON | *80CTL0702120B* | 34200 | 17 | 8.5 | 35400 | 25200 | 71.19% | 1.88 | 0 | 9.5 |  |  |  | No | R-454B | 2.85 | Residential & Commercial | No
215670368 | Central HP <5.4 tons | HEIL | HRCU-A-CB (Split System: Heat Pump with Remote Outdoor Unit-Air-Source) | H5H0V36*K*AAA* |  |  | ESH5X48M12A*+WALLCON | *96CTN1202422B* | 34200 | 17 | 8.5 | 35400 | 25200 | 71.19% | 1.9 | 0 | 9.5 |  |  |  | No | R-454B | 2.85 | Residential & Commercial | No
211379039 | Central HP <5.4 tons | YORK | HRCU-A-CB (Split System: Heat Pump with Remote Outdoor Unit-Air-Source) | HMH72B341 |  |  | XAHC48FBCN1 | TM9Y080B12MP11 | 32600 | 16.5 | 8.1 | 32400 | 23800 | 73.46% | 2 | 0 | 9 |  |  |  | No | R-410A | 2.7167 | Residential & Commercial | No
211379232 | Central HP <5.4 tons | YORK | HRCU-A-CB (Split System: Heat Pump with Remote Outdoor Unit-Air-Source) | HMH72B341 |  |  | XAFC48FBCN1 | TM9V100C16MP12 | 33800 | 16.5 | 8.5 | 32400 | 23800 | 73.46% | 2.08 | 0 | 9.5 |  |  |  | No | R-410A | 2.8167 | Residential & Commercial | No
215668607 | Central HP <5.4 tons | COMFORTMAKER | HRCU-A-CB (Split System: Heat Pump with Remote Outdoor Unit-Air-Source) | C5H0V36*K*AAA* |  |  | EA*5X37M17A*+WALLCON | *96CTN0401410B* | 32600 | 16 | 8.5 | 36200 | 25600 | 70.72% | 1.76 | 0 | 9.5 |  |  |  | No | R-454B | 2.7167 | Residential & Commercial | No
215668727 | Central HP <5.4 tons | COMFORTMAKER | HRCU-A-CB (Split System: Heat Pump with Remote Outdoor Unit-Air-Source) | C5H0V36*K*AAA* |  |  | EA*5X37M21A*+WALLCON | *97CMN0601714B* | 34200 | 17.5 | 9 | 35600 | 25400 | 71.35% | 1.88 | 0 | 9.5 |  |  |  | No | R-454B | 2.85 | Residential & Commercial | No
213077136 | Central HP <5.4 tons | BRYANT HEATING AND COOLING SYSTEMS | HRCU-A-CB (Split System: Heat Pump with Remote Outdoor Unit-Air-Source) | 38MURAQ36AB3* |  |  | CAP**3621AL* | 926SB60100V21*** | 35200 | 16 | 8.1 | 38500 | 35200 | 91.43% | 1.82 | 0 | 9.5 |  |  |  | No | R-410A | 2.9333 | Residential & Commercial | No
213078256 | Central HP <5.4 tons | BRYANT HEATING AND COOLING SYSTEMS | HRCU-A-CB (Split System: Heat Pump with Remote Outdoor Unit-Air-Source) | 38MURAQ36AB3* |  |  | CAP**3617AL* | 8(0,1)*SB42090M17*** | 35000 | 16 | 8.1 | 38500 | 35200 | 91.43% | 1.82 | 0 | 9.5 |  |  |  | No | R-410A | 2.9167 | Residential & Commercial | No
215670478 | Central HP <5.4 tons | HEIL | HRCU-A-CB (Split System: Heat Pump with Remote Outdoor Unit-Air-Source) | H5H0V36*K*AAA* |  |  | ESH5X60M12A*+WALLCON | *95CSU0601716B* | 34400 | 16.5 | 8.5 | 34800 | 25000 | 71.84% | 1.78 | 0 | 9.5 |  |  |  | No | R-454B | 2.8667 | Residential & Commercial | No
215669028 | Central HP <5.4 tons | HEIL | HRCU-A-CB (Split System: Heat Pump with Remote Outdoor Unit-Air-Source) | H5H0V36*K*AAA* |  |  | EA*5X43M21A*+WALLCON | *95CSU0802120B* | 34400 | 17.5 | 9 | 35400 | 25200 | 71.19% | 1.88 | 0 | 9.5 |  |  |  | No | R-454B | 2.8667 | Residential & Commercial | No
215669194 | Central HP <5.4 tons | HEIL | HRCU-A-CB (Split System: Heat Pump with Remote Outdoor Unit-Air-Source) | H5H0V36*K*AAA* |  |  | EA*5X48M21A*+WALLCON | *95CSU0802120B* | 33800 | 17.5 | 9 | 35000 | 25000 | 71.43% | 1.88 | 0 | 9.5 |  |  |  | No | R-454B | 2.8167 | Residential & Commercial | No
215669758 | Central HP <5.4 tons | HEIL | HRCU-A-CB (Split System: Heat Pump with Remote Outdoor Unit-Air-Source) | H5H0V36*K*AAA* |  |  | ESH5X36M12A*+WALLCON | *80CSU1002120A* | 33600 | 16 | 8.5 | 35800 | 25400 | 70.95% | 1.78 | 0 | 9.5 |  |  |  | No | R-454B | 2.8 | Residential & Commercial | No
215669790 | Central HP <5.4 tons | HEIL | HRCU-A-CB (Split System: Heat Pump with Remote Outdoor Unit-Air-Source) | H5H0V36*K*AAA* |  |  | ESH5X36M12A*+WALLCON | *80CTL0702120B* | 33600 | 16.5 | 8.5 | 35800 | 25400 | 70.95% | 1.76 | 0 | 9.5 |  |  |  | No | R-454B | 2.8 | Residential & Commercial | No
213080376 | Central HP <5.4 tons | BRYANT HEATING AND COOLING SYSTEMS | HRCU-A-CB (Split System: Heat Pump with Remote Outdoor Unit-Air-Source) | 38MURAQ36AB3* |  |  | CAP**3621AL* | 916SA66100M21*** | 35000 | 16 | 8.1 | 38500 | 35200 | 91.43% | 1.82 | 0 | 9.5 |  |  |  | No | R-410A | 2.9167 | Residential & Commercial | No
215669958 | Central HP <5.4 tons | HEIL | HRCU-A-CB (Split System: Heat Pump with Remote Outdoor Unit-Air-Source) | H5H0V36*K*AAA* |  |  | ESH5X42M12A*+WALLCON | *80CTL0451712B* | 33600 | 16 | 8.5 | 35800 | 25600 | 71.51% | 1.76 | 0 | 9 |  |  |  | No | R-454B | 2.8 | Residential & Commercial | No
215675138 | Central HP <5.4 tons | COMFORTMAKER | HRCU-A-CB (Split System: Heat Pump with Remote Outdoor Unit-Air-Source) | C5H0V48*K*AAA* |  |  | ESH5X60M12A*+WALLCON | *80CSU0802120A* | 45500 | 17 | 8.5 | 48000 | 33600 | 70% | 2.08 | 0 | 9.5 |  |  |  | No | R-454B | 3.7917 | Residential & Commercial | No
215675288 | Central HP <5.4 tons | COMFORTMAKER | HRCU-A-CB (Split System: Heat Pump with Remote Outdoor Unit-Air-Source) | C5H0V48*K*AAA* |  |  | ESH5X60M12A*+WALLCON | *97CMN0802120B* | 45500 | 16.5 | 8.5 | 48000 | 33800 | 70.42% | 2.06 | 0 | 9.5 |  |  |  | No | R-454B | 3.7917 | Residential & Commercial | No
215670228 | Central HP <5.4 tons | HEIL | HRCU-A-CB (Split System: Heat Pump with Remote Outdoor Unit-Air-Source) | H5H0V36*K*AAA* |  |  | ESH5X48M12A*+WALLCON | *80CTL1352422B* | 34200 | 17 | 8.5 | 35400 | 25200 | 71.19% | 1.9 | 0 | 9.5 |  |  |  | No | R-454B | 2.85 | Residential & Commercial | No
215670378 | Central HP <5.4 tons | HEIL | HRCU-A-CB (Split System: Heat Pump with Remote Outdoor Unit-Air-Source) | H5H0V36*K*AAA* |  |  | ESH5X60M12A*+WALLCON | *80CSU0401712A* | 34600 | 17 | 8.5 | 34600 | 24800 | 71.68% | 1.8 | 0 | 9.5 |  |  |  | No | R-454B | 2.8833 | Residential & Commercial | No
215670408 | Central HP <5.4 tons | HEIL | HRCU-A-CB (Split System: Heat Pump with Remote Outdoor Unit-Air-Source) | H5H0V36*K*AAA* |  |  | ESH5X60M12A*+WALLCON | *80CTL0701412B* | 34400 | 16.5 | 8.5 | 34800 | 25000 | 71.84% | 1.78 | 0 | 9.5 |  |  |  | No | R-454B | 2.8667 | Residential & Commercial | No
215675308 | Central HP <5.4 tons | COMFORTMAKER | HRCU-A-CB (Split System: Heat Pump with Remote Outdoor Unit-Air-Source) | C5H0V48*K*AAA* |  |  | ESH5X60M12A*+WALLCON | *97CMN1202422B* | 45500 | 16.5 | 8.5 | 48000 | 33800 | 70.42% | 2.08 | 0 | 9.5 |  |  |  | No | R-454B | 3.7917 | Residential & Commercial | No
215675358 | Central HP <5.4 tons | COMFORTMAKER | HRCU-A-CB (Split System: Heat Pump with Remote Outdoor Unit-Air-Source) | C5H0V48*K*AAA* |  |  | EVM5X48M21A*+WALLCON | *80CSU0601716A* | 47000 | 18 | 9 | 50000 | 36400 | 72.8% | 1.98 | 0 | 9.5 |  |  |  | No | R-454B | 3.9167 | Residential & Commercial | No
215669918 | Central HP <5.4 tons | HEIL | HRCU-A-CB (Split System: Heat Pump with Remote Outdoor Unit-Air-Source) | H5H0V36*K*AAA* |  |  | ESH5X36M12A*+WALLCON | *96CTN1002122B* | 33800 | 16.5 | 8.5 | 35800 | 25400 | 70.95% | 1.76 | 0 | 9.5 |  |  |  | No | R-454B | 2.8167 | Residential & Commercial | No
215675238 | Central HP <5.4 tons | COMFORTMAKER | HRCU-A-CB (Split System: Heat Pump with Remote Outdoor Unit-Air-Source) | C5H0V48*K*AAA* |  |  | ESH5X60M12A*+WALLCON | *95CSU0601716B* | 45000 | 16 | 8.5 | 48500 | 34200 | 70.52% | 1.94 | 0 | 9 |  |  |  | No | R-454B | 3.75 | Residential & Commercial | No
215675258 | Central HP <5.4 tons | COMFORTMAKER | HRCU-A-CB (Split System: Heat Pump with Remote Outdoor Unit-Air-Source) | C5H0V48*K*AAA* |  |  | ESH5X60M12A*+WALLCON | *95CSU1002122B* | 45500 | 16.5 | 8.5 | 48000 | 33600 | 70% | 2.06 | 0 | 9.5 |  |  |  | No | R-454B | 3.7917 | Residential & Commercial | No
215673989 | Central HP <5.4 tons | COMFORTMAKER | HRCU-A-CB (Split System: Heat Pump with Remote Outdoor Unit-Air-Source) | C5H0V48*K*AAA* |  |  | EA*5X48M21A*+WALLCON | *80CSU0601716A* | 44000 | 17.5 | 9 | 48500 | 34200 | 70.52% | 2.04 | 0 | 9.5 |  |  |  | No | R-454B | 3.6667 | Residential & Commercial | No
215674009 | Central HP <5.4 tons | COMFORTMAKER | HRCU-A-CB (Split System: Heat Pump with Remote Outdoor Unit-Air-Source) | C5H0V48*K*AAA* |  |  | EA*5X48M21A*+WALLCON | *80CSU1002120A* | 44000 | 17.5 | 9 | 48500 | 34200 | 70.52% | 2.06 | 0 | 9.5 |  |  |  | No | R-454B | 3.6667 | Residential & Commercial | No
215675228 | Central HP <5.4 tons | COMFORTMAKER | HRCU-A-CB (Split System: Heat Pump with Remote Outdoor Unit-Air-Source) | C5H0V48*K*AAA* |  |  | ESH5X60M12A*+WALLCON | *80CTL1352422B* | 45500 | 16.5 | 8.5 | 48000 | 33600 | 70% | 2.06 | 0 | 9.5 |  |  |  | No | R-454B | 3.7917 | Residential & Commercial | No
215669750 | Central HP <5.4 tons | HEIL | HRCU-A-CB (Split System: Heat Pump with Remote Outdoor Unit-Air-Source) | H5H0V36*K*AAA* |  |  | ESH5X36M12A*+WALLCON | *80CSU0601716A* | 33600 | 16.5 | 8.5 | 35800 | 25600 | 71.51% | 1.76 | 0 | 9.5 |  |  |  | No | R-454B | 2.8 | Residential & Commercial | No
215669798 | Central HP <5.4 tons | HEIL | HRCU-A-CB (Split System: Heat Pump with Remote Outdoor Unit-Air-Source) | H5H0V36*K*AAA* |  |  | ESH5X36M12A*+WALLCON | *80CTL0901716B* | 33600 | 16 | 8.5 | 35800 | 25400 | 70.95% | 1.76 | 0 | 9.5 |  |  |  | No | R-454B | 2.8 | Residential & Commercial | No
215675408 | Central HP <5.4 tons | COMFORTMAKER | HRCU-A-CB (Split System: Heat Pump with Remote Outdoor Unit-Air-Source) | C5H0V48*K*AAA* |  |  | EVM5X48M21A*+WALLCON | *95CSU0601716B* | 46500 | 17.5 | 9 | 50000 | 37000 | 74% | 1.98 | 0 | 9.5 |  |  |  | No | R-454B | 3.875 | Residential & Commercial | No
215670578 | Central HP <5.4 tons | HEIL | HRCU-A-CB (Split System: Heat Pump with Remote Outdoor Unit-Air-Source) | H5H0V36*K*AAA* |  |  | ESH5X60M12A*+WALLCON | *96CTN0801714B* | 34400 | 17 | 8.5 | 34800 | 25000 | 71.84% | 1.78 | 0 | 9.5 |  |  |  | No | R-454B | 2.8667 | Residential & Commercial | No
215668583 | Central HP <5.4 tons | COMFORTMAKER | HRCU-A-CB (Split System: Heat Pump with Remote Outdoor Unit-Air-Source) | C5H0V36*K*AAA* |  |  | EA*5X37M17A*+WALLCON | *95CSU0601716B* | 33800 | 17 | 9 | 35800 | 25600 | 71.51% | 1.86 | 0 | 9.5 |  |  |  | No | R-454B | 2.8167 | Residential & Commercial | No
212972903 | Central HP <5.4 tons | BRYANT HEATING AND COOLING SYSTEMS | HRCU-A-CB (Split System: Heat Pump with Remote Outdoor Unit-Air-Source) | 38MURAQ24AB3* |  |  | CAP**2417AL* | 926SB30040V14*** | 23200 | 16 | 8.5 | 27000 | 26600 | 98.52% | 2.24 | 0 | 9.5 |  |  |  | No | R-410A | 1.9333 | Residential & Commercial | No
212984472 | Central HP <5.4 tons | AIRQUEST | HRCU-A-CB (Split System: Heat Pump with Remote Outdoor Unit-Air-Source) | DLCURAH30ABK |  |  | EA*4X37L21A* | *92MSN0801716A* | 31000 | 15.2 | 8.5 | 33400 | 26200 | 78.44% | 1.86 | 0 | 9 |  |  |  | No | R-410A | 2.5833 | Residential & Commercial | No
212984992 | Central HP <5.4 tons | AIRQUEST | HRCU-A-CB (Split System: Heat Pump with Remote Outdoor Unit-Air-Source) | DLCURAH30ABK |  |  | EA*4X42L24A* | *92MSN0802120A* | 30200 | 15.2 | 8.1 | 34200 | 27400 | 80.12% | 1.8 | 0 | 9 |  |  |  | No | R-410A | 2.5167 | Residential & Commercial | No
212987750 | Central HP <5.4 tons | AIRQUEST | HRCU-A-CB (Split System: Heat Pump with Remote Outdoor Unit-Air-Source) | DLCURAH30ABK |  |  | EA*4X42L24A* | *96MSN0802120A* | 29800 | 15.2 | 8.1 | 34200 | 27600 | 80.7% | 1.8 | 0 | 9 |  |  |  | No | R-410A | 2.4833 | Residential & Commercial | No
212988050 | Central HP <5.4 tons | AIRQUEST | HRCU-A-CB (Split System: Heat Pump with Remote Outdoor Unit-Air-Source) | DLCURAH30ABK |  |  | EA*4X42L21A* | *96MSN1002120A* | 30200 | 15.2 | 8.5 | 34000 | 27400 | 80.59% | 1.8 | 0 | 9 |  |  |  | No | R-410A | 2.5167 | Residential & Commercial | No
215670568 | Central HP <5.4 tons | HEIL | HRCU-A-CB (Split System: Heat Pump with Remote Outdoor Unit-Air-Source) | H5H0V36*K*AAA* |  |  | ESH5X60M12A*+WALLCON | *96CTN0601714B* | 34200 | 16.5 | 8.5 | 34800 | 25200 | 72.41% | 1.78 | 0 | 9.5 |  |  |  | No | R-454B | 2.85 | Residential & Commercial | No
215674329 | Central HP <5.4 tons | COMFORTMAKER | HRCU-A-CB (Split System: Heat Pump with Remote Outdoor Unit-Air-Source) | C5H0V48*K*AAA* |  |  | EA*5X61M21A*+WALLCON | *80CTL0451712B* | 45500 | 17 | 9 | 48500 | 34600 | 71.34% | 2.06 | 0 | 9.5 |  |  |  | No | R-454B | 3.7917 | Residential & Commercial | No
215669950 | Central HP <5.4 tons | HEIL | HRCU-A-CB (Split System: Heat Pump with Remote Outdoor Unit-Air-Source) | H5H0V36*K*AAA* |  |  | ESH5X42M12A*+WALLCON | *80CSU1002120A* | 34000 | 16 | 8.5 | 35600 | 25400 | 71.35% | 1.78 | 0 | 9.5 |  |  |  | No | R-454B | 2.8333 | Residential & Commercial | No
215675123 | Central HP <5.4 tons | COMFORTMAKER | HRCU-A-CB (Split System: Heat Pump with Remote Outdoor Unit-Air-Source) | C5H0V48*K*AAA* |  |  | ESH5X60M12A*+WALLCON | *80CSU0601716A* | 45500 | 16.5 | 8.5 | 48000 | 33800 | 70.42% | 2.06 | 0 | 9.5 |  |  |  | No | R-454B | 3.7917 | Residential & Commercial | No
215675758 | Central HP <5.4 tons | COMFORTMAKER | HRCU-A-CB (Split System: Heat Pump with Remote Outdoor Unit-Air-Source) | C5H0V48*K*AAA* |  |  | EVM5X60M21A*+WALLCON | *95CSU0601716B* | 47500 | 18 | 9 | 50000 | 37200 | 74.4% | 1.98 | 0 | 9.5 |  |  |  | No | R-454B | 3.9583 | Residential & Commercial | No
213077957 | Central HP <5.4 tons | BRYANT HEATING AND COOLING SYSTEMS | HRCU-A-CB (Split System: Heat Pump with Remote Outdoor Unit-Air-Source) | 38MURAQ36AB3* |  |  | CAP**4221AL* | 8(0,1)*SB36070M17*** | 35000 | 16 | 8.1 | 38500 | 35000 | 90.91% | 1.88 | 0 | 9.5 |  |  |  | No | R-410A | 2.9167 | Residential & Commercial | No
213078998 | Central HP <5.4 tons | BRYANT HEATING AND COOLING SYSTEMS | HRCU-A-CB (Split System: Heat Pump with Remote Outdoor Unit-Air-Source) | 38MURAQ36AB3* |  |  | CAP**4221AL* | 83*SB36040M17*** | 35200 | 16 | 8.1 | 38500 | 35000 | 90.91% | 1.88 | 0 | 9.5 |  |  |  | No | R-410A | 2.9333 | Residential & Commercial | No
213079334 | Central HP <5.4 tons | BRYANT HEATING AND COOLING SYSTEMS | HRCU-A-CB (Split System: Heat Pump with Remote Outdoor Unit-Air-Source) | 38MURAQ36AB3* |  |  | CAP**3617AL* | 912SE36060M14*** | 35000 | 15.5 | 8.1 | 38500 | 35200 | 91.43% | 1.82 | 0 | 9.5 |  |  |  | No | R-410A | 2.9167 | Residential & Commercial | No
213078388 | Central HP <5.4 tons | BRYANT HEATING AND COOLING SYSTEMS | HRCU-A-CB (Split System: Heat Pump with Remote Outdoor Unit-Air-Source) | 38MURAQ36AB3* |  |  | CAP**3621AL* | 8(0,1)*SB48090M21*** | 34800 | 16.5 | 8.1 | 38500 | 35200 | 91.43% | 1.82 | 0 | 9.5 |  |  |  | No | R-410A | 2.9 | Residential & Commercial | No
215668647 | Central HP <5.4 tons | COMFORTMAKER | HRCU-A-CB (Split System: Heat Pump with Remote Outdoor Unit-Air-Source) | C5H0V36*K*AAA* |  |  | EA*5X37M21A*+WALLCON | *80CSU1002120A* | 34400 | 17.5 | 9 | 35400 | 25200 | 71.19% | 1.9 | 0 | 9.5 |  |  |  | No | R-454B | 2.8667 | Residential & Commercial | No
215673999 | Central HP <5.4 tons | COMFORTMAKER | HRCU-A-CB (Split System: Heat Pump with Remote Outdoor Unit-Air-Source) | C5H0V48*K*AAA* |  |  | EA*5X48M21A*+WALLCON | *80CSU0802120A* | 44500 | 18 | 9 | 48500 | 34000 | 70.1% | 2.06 | 0 | 9.5 |  |  |  | No | R-454B | 3.7083 | Residential & Commercial | No
215674469 | Central HP <5.4 tons | COMFORTMAKER | HRCU-A-CB (Split System: Heat Pump with Remote Outdoor Unit-Air-Source) | C5H0V48*K*AAA* |  |  | EA*5X61M24A*+WALLCON | *80CSU1002120A* | 46000 | 18 | 9 | 48000 | 33800 | 70.42% | 2.08 | 0 | 9.5 |  |  |  | No | R-454B | 3.8333 | Residential & Commercial | No
215676158 | Central HP <5.4 tons | COMFORTMAKER | HRCU-A-CB (Split System: Heat Pump with Remote Outdoor Unit-Air-Source) | C5H0V48*K*AAA* |  |  | EVD5X48M21A*+WALLCON | *96CTN0801714B* | 46500 | 18 | 9 | 50000 | 35600 | 71.2% | 2 | 0 | 9.5 |  |  |  | No | R-454B | 3.875 | Residential & Commercial | No
215674069 | Central HP <5.4 tons | COMFORTMAKER | HRCU-A-CB (Split System: Heat Pump with Remote Outdoor Unit-Air-Source) | C5H0V48*K*AAA* |  |  | EA*5X48M21A*+WALLCON | *80CTL1102120B* | 44500 | 18 | 9 | 48500 | 34000 | 70.1% | 2.06 | 0 | 9.5 |  |  |  | No | R-454B | 3.7083 | Residential & Commercial | No
215674389 | Central HP <5.4 tons | COMFORTMAKER | HRCU-A-CB (Split System: Heat Pump with Remote Outdoor Unit-Air-Source) | C5H0V48*K*AAA* |  |  | EA*5X61M21A*+WALLCON | *95CSU0601716B* | 45500 | 17.5 | 9 | 48000 | 34200 | 71.25% | 2.06 | 0 | 9.5 |  |  |  | No | R-454B | 3.7917 | Residential & Commercial | No
213079508 | Central HP <5.4 tons | BRYANT HEATING AND COOLING SYSTEMS | HRCU-A-CB (Split System: Heat Pump with Remote Outdoor Unit-Air-Source) | 38MURAQ36AB3* |  |  | CAP**3617AL* | 912SE48080M17*** | 35000 | 16 | 8.1 | 38500 | 35200 | 91.43% | 1.82 | 0 | 9.5 |  |  |  | No | R-410A | 2.9167 | Residential & Commercial | No
212977033 | Central HP <5.4 tons | DAY & NIGHT | HRCU-A-CB (Split System: Heat Pump with Remote Outdoor Unit-Air-Source) | DLCURAH30ABK |  |  | EA*4X42L21A* | *96VTN1002122B* | 30000 | 15.2 | 8.1 | 34200 | 27600 | 80.7% | 1.8 | 0 | 9 |  |  |  | No | R-410A | 2.5 | Residential & Commercial | No
215670318 | Central HP <5.4 tons | HEIL | HRCU-A-CB (Split System: Heat Pump with Remote Outdoor Unit-Air-Source) | H5H0V36*K*AAA* |  |  | ESH5X48M12A*+WALLCON | *97CMN1202422B* | 34200 | 17 | 8.5 | 35400 | 25200 | 71.19% | 1.88 | 0 | 9.5 |  |  |  | No | R-454B | 2.85 | Residential & Commercial | No
215675208 | Central HP <5.4 tons | COMFORTMAKER | HRCU-A-CB (Split System: Heat Pump with Remote Outdoor Unit-Air-Source) | C5H0V48*K*AAA* |  |  | ESH5X60M12A*+WALLCON | *80CTL0902120B* | 45500 | 16.5 | 8.5 | 48000 | 33600 | 70% | 2.06 | 0 | 9.5 |  |  |  | No | R-454B | 3.7917 | Residential & Commercial | No
212985619 | Central HP <5.4 tons | HEIL | HRCU-A-CB (Split System: Heat Pump with Remote Outdoor Unit-Air-Source) | DLCURAH30ABK |  |  | EA*4X42L24A* | *92MSN1202420A* | 30000 | 15.2 | 8.1 | 34200 | 27600 | 80.7% | 1.8 | 0 | 9 |  |  |  | No | R-410A | 2.5 | Residential & Commercial | No
212984982 | Central HP <5.4 tons | AIRQUEST | HRCU-A-CB (Split System: Heat Pump with Remote Outdoor Unit-Air-Source) | DLCURAH30ABK |  |  | EA*4X42L21A* | *92MSN0802120A* | 30000 | 15.2 | 8.1 | 34200 | 27600 | 80.7% | 1.8 | 0 | 9 |  |  |  | No | R-410A | 2.5 | Residential & Commercial | No
212989528 | Central HP <5.4 tons | AIRQUEST | HRCU-A-CB (Split System: Heat Pump with Remote Outdoor Unit-Air-Source) | DLCURAH30ABK |  |  | EA*4X37L21A* | *95MSU0802120A* | 30600 | 15.2 | 8.1 | 33400 | 26400 | 79.04% | 1.86 | 0 | 9 |  |  |  | No | R-410A | 2.55 | Residential & Commercial | No
215675268 | Central HP <5.4 tons | COMFORTMAKER | HRCU-A-CB (Split System: Heat Pump with Remote Outdoor Unit-Air-Source) | C5H0V48*K*AAA* |  |  | ESH5X60M12A*+WALLCON | *97CMN0602120B* | 45000 | 16 | 8.5 | 48500 | 34200 | 70.52% | 1.96 | 0 | 9 |  |  |  | No | R-454B | 3.75 | Residential & Commercial | No
213076601 | Central HP <5.4 tons | BRYANT HEATING AND COOLING SYSTEMS | HRCU-A-CB (Split System: Heat Pump with Remote Outdoor Unit-Air-Source) | 38MURAQ36AB3* |  |  | CAP**4221AL* | 82*TB48090V17*** | 35000 | 16 | 8.1 | 38500 | 35000 | 90.91% | 1.86 | 0 | 9.5 |  |  |  | No | R-410A | 2.9167 | Residential & Commercial | No
211379376 | Central HP <5.4 tons | YORK | HRCU-A-CB (Split System: Heat Pump with Remote Outdoor Unit-Air-Source) | HMH72B341 |  |  | XAHC48FXXN1+TXV | TM9V060B12MP12 | 32400 | 16 | 8.1 | 32000 | 23400 | 73.12% | 2 | 0 | 9 |  |  |  | No | R-410A | 2.7 | Residential & Commercial | No
211379469 | Central HP <5.4 tons | YORK | HRCU-A-CB (Split System: Heat Pump with Remote Outdoor Unit-Air-Source) | HMH72B341 |  |  | XAHC48FXXN1+TXV | TM9E080B12MP12 | 32600 | 16.5 | 8.1 | 31800 | 23400 | 73.58% | 2 | 0 | 9 |  |  |  | No | R-410A | 2.7167 | Residential & Commercial | No
211240288 | Central HP <5.4 tons | BRYANT HEATING AND COOLING SYSTEMS | HRCU-A-CB (Split System: Heat Pump with Remote Outdoor Unit-Air-Source) | 38MURAQ24AB3* |  |  | CAP**2414AL* | 926TB30040V14*** | 23400 | 15.5 | 8.5 | 26800 | 24800 | 92.54% | 2.04 | 0 | 9.5 |  |  |  | No | R-410A | 1.95 | Residential & Commercial | No
215677438 | Central HP <5.4 tons | COMFORTMAKER | HRCU-A-CB (Split System: Heat Pump with Remote Outdoor Unit-Air-Source) | C5H0V60*K*AAA* |  |  | EVD5X60M24A*+WALLCON | *80CSU1002120A* | 56500 | 18 | 9 | 63000 | 44500 | 70.63% | 2.08 | 0 | 9 |  |  |  | No | R-454B | 4.7083 | Residential & Commercial | No
215677378 | Central HP <5.4 tons | COMFORTMAKER | HRCU-A-CB (Split System: Heat Pump with Remote Outdoor Unit-Air-Source) | C5H0V60*K*AAA* |  |  | EVD5X60M21A*+WALLCON | *95CSU0802120B* | 56500 | 18 | 9 | 64000 | 45000 | 70.31% | 2.08 | 0 | 9 |  |  |  | No | R-454B | 4.7083 | Residential & Commercial | No
215677598 | Central HP <5.4 tons | COMFORTMAKER | HRCU-A-CB (Split System: Heat Pump with Remote Outdoor Unit-Air-Source) | C5H0V60*K*AAA* |  |  | EVD5X61M21A*+WALLCON | *95CSU0802120B* | 57000 | 18 | 9 | 64000 | 45000 | 70.31% | 2.08 | 0 | 9 |  |  |  | No | R-454B | 4.75 | Residential & Commercial | No
215677698 | Central HP <5.4 tons | COMFORTMAKER | HRCU-A-CB (Split System: Heat Pump with Remote Outdoor Unit-Air-Source) | C5H0V60*K*AAA* |  |  | EVD5X61M24A*+WALLCON | *97CMN0802120B* | 57500 | 18.5 | 9 | 64000 | 45000 | 70.31% | 2.06 | 0 | 9 |  |  |  | No | R-454B | 4.7917 | Residential & Commercial | No
215676098 | Central HP <5.4 tons | COMFORTMAKER | HRCU-A-CB (Split System: Heat Pump with Remote Outdoor Unit-Air-Source) | C5H0V48*K*AAA* |  |  | EVD5X48M21A*+WALLCON | *80CSU0601716A* | 47000 | 18 | 9 | 50000 | 36400 | 72.8% | 2 | 0 | 9.5 |  |  |  | No | R-454B | 3.9167 | Residential & Commercial | No
215677048 | Central HP <5.4 tons | COMFORTMAKER | HRCU-A-CB (Split System: Heat Pump with Remote Outdoor Unit-Air-Source) | C5H0V60*K*AAA* |  |  | EVM5X60M21A*+WALLCON | *97CMN0602120B* | 55500 | 17.5 | 8.5 | 65000 | 46000 | 70.77% | 1.94 | 0 | 8.5 |  |  |  | No | R-454B | 4.625 | Residential & Commercial | No
215677098 | Central HP <5.4 tons | COMFORTMAKER | HRCU-A-CB (Split System: Heat Pump with Remote Outdoor Unit-Air-Source) | C5H0V60*K*AAA* |  |  | EVM5X60M24A*+WALLCON | *80CSU1002120A* | 56500 | 18 | 9 | 63000 | 44500 | 70.63% | 2.08 | 0 | 9 |  |  |  | No | R-454B | 4.7083 | Residential & Commercial | No
215677318 | Central HP <5.4 tons | COMFORTMAKER | HRCU-A-CB (Split System: Heat Pump with Remote Outdoor Unit-Air-Source) | C5H0V60*K*AAA* |  |  | EVD5X60M21A*+WALLCON | *80CSU0802120A* | 57000 | 18 | 9 | 63500 | 44500 | 70.08% | 2.08 | 0 | 9 |  |  |  | No | R-454B | 4.75 | Residential & Commercial | No
215677348 | Central HP <5.4 tons | COMFORTMAKER | HRCU-A-CB (Split System: Heat Pump with Remote Outdoor Unit-Air-Source) | C5H0V60*K*AAA* |  |  | EVD5X60M21A*+WALLCON | *80CTL0702120B* | 56500 | 18 | 9 | 64000 | 45000 | 70.31% | 2.06 | 0 | 9 |  |  |  | No | R-454B | 4.7083 | Residential & Commercial | No
215677528 | Central HP <5.4 tons | COMFORTMAKER | HRCU-A-CB (Split System: Heat Pump with Remote Outdoor Unit-Air-Source) | C5H0V60*K*AAA* |  |  | EVD5X60M24A*+WALLCON | *97CMN1002122B* | 56500 | 18.5 | 9 | 63000 | 44500 | 70.63% | 2.08 | 0 | 9 |  |  |  | No | R-454B | 4.7083 | Residential & Commercial | No
213079386 | Central HP <5.4 tons | BRYANT HEATING AND COOLING SYSTEMS | HRCU-A-CB (Split System: Heat Pump with Remote Outdoor Unit-Air-Source) | 38MURAQ36AB3* |  |  | CAP**3621AL* | 912SE42060M17*** | 35000 | 16 | 8.1 | 38500 | 35200 | 91.43% | 1.82 | 0 | 9.5 |  |  |  | No | R-410A | 2.9167 | Residential & Commercial | No
211379499 | Central HP <5.4 tons | YORK | HRCU-A-CB (Split System: Heat Pump with Remote Outdoor Unit-Air-Source) | HMH72B341 |  |  | XAHD48FXXN1+TXV | TM8Y120C20MP11 | 33800 | 16.5 | 8.5 | 32400 | 23800 | 73.46% | 2.06 | 0 | 9 |  |  |  | No | R-410A | 2.8167 | Residential & Commercial | No
211379300 | Central HP <5.4 tons | YORK | HRCU-A-CB (Split System: Heat Pump with Remote Outdoor Unit-Air-Source) | HMH72B341 |  |  | XAFD48FBCN1 | YP9C080C16MP13 | 33400 | 16.5 | 8.5 | 32400 | 23600 | 72.84% | 2.06 | 0 | 9.5 |  |  |  | No | R-410A | 2.7833 | Residential & Commercial | No
211379309 | Central HP <5.4 tons | YORK | HRCU-A-CB (Split System: Heat Pump with Remote Outdoor Unit-Air-Source) | HMH72B341 |  |  | XAFC48FXXN1+TXV | YP9C080C16MP13 | 33400 | 16.5 | 8.5 | 32400 | 23600 | 72.84% | 2.06 | 0 | 9.5 |  |  |  | No | R-410A | 2.7833 | Residential & Commercial | No
211379357 | Central HP <5.4 tons | YORK | HRCU-A-CB (Split System: Heat Pump with Remote Outdoor Unit-Air-Source) | HMH72B341 |  |  | XAFC48FBCN1 | TM9V080B12MP12 | 33400 | 16.5 | 8.5 | 32600 | 24000 | 73.62% | 2.06 | 0 | 9 |  |  |  | No | R-410A | 2.7833 | Residential & Commercial | No
211379384 | Central HP <5.4 tons | YORK | HRCU-A-CB (Split System: Heat Pump with Remote Outdoor Unit-Air-Source) | HMH72B341 |  |  | XAHC48FBCN1 | TM9V060B12MP12 | 32400 | 16 | 8.1 | 32000 | 23400 | 73.12% | 2 | 0 | 9 |  |  |  | No | R-410A | 2.7 | Residential & Commercial | No
211379692 | Central HP <5.4 tons | YORK | HRCU-A-CB (Split System: Heat Pump with Remote Outdoor Unit-Air-Source) | HMH72B341 |  |  | XAHD48FBCN1 | YPLC080C16MP13 | 33600 | 16 | 8.5 | 32400 | 23800 | 73.46% | 2.06 | 0 | 9 |  |  |  | No | R-410A | 2.8 | Residential & Commercial | No
211379701 | Central HP <5.4 tons | YORK | HRCU-A-CB (Split System: Heat Pump with Remote Outdoor Unit-Air-Source) | HMH72B341 |  |  | XAHC48FXXN1+TXV | TM8V080C16MP12 | 33600 | 16.5 | 8.5 | 32400 | 23800 | 73.46% | 2.06 | 0 | 9 |  |  |  | No | R-410A | 2.8 | Residential & Commercial | No
211379842 | Central HP <5.4 tons | YORK | HRCU-A-CB (Split System: Heat Pump with Remote Outdoor Unit-Air-Source) | HMH72B341 |  |  | XAHC48FXXN1+TXV | YPLC080B12MP13 | 32400 | 16 | 8.1 | 32000 | 23600 | 73.75% | 1.98 | 0 | 8.5 |  |  |  | No | R-410A | 2.7 | Residential & Commercial | No
215676988 | Central HP <5.4 tons | COMFORTMAKER | HRCU-A-CB (Split System: Heat Pump with Remote Outdoor Unit-Air-Source) | C5H0V60*K*AAA* |  |  | EVM5X60M21A*+WALLCON | *80CTL0701716B* | 55000 | 18 | 9 | 59500 | 43500 | 73.11% | 2.1 | 0 | 9.5 |  |  |  | No | R-454B | 4.5833 | Residential & Commercial | No
215677368 | Central HP <5.4 tons | COMFORTMAKER | HRCU-A-CB (Split System: Heat Pump with Remote Outdoor Unit-Air-Source) | C5H0V60*K*AAA* |  |  | EVD5X60M21A*+WALLCON | *80CTL1102120B* | 57000 | 18.5 | 9 | 63500 | 44500 | 70.08% | 2.08 | 0 | 9.5 |  |  |  | No | R-454B | 4.75 | Residential & Commercial | No
215674109 | Central HP <5.4 tons | COMFORTMAKER | HRCU-A-CB (Split System: Heat Pump with Remote Outdoor Unit-Air-Source) | C5H0V48*K*AAA* |  |  | EA*5X48M21A*+WALLCON | *97CMN0801714B* | 44000 | 17 | 9 | 49000 | 34600 | 70.61% | 2.04 | 0 | 9 |  |  |  | No | R-454B | 3.6667 | Residential & Commercial | No
215676978 | Central HP <5.4 tons | COMFORTMAKER | HRCU-A-CB (Split System: Heat Pump with Remote Outdoor Unit-Air-Source) | C5H0V60*K*AAA* |  |  | EVM5X60M21A*+WALLCON | *80CSU1002120A* | 56500 | 18 | 9 | 64000 | 45000 | 70.31% | 2.08 | 0 | 9 |  |  |  | No | R-454B | 4.7083 | Residential & Commercial | No
215677028 | Central HP <5.4 tons | COMFORTMAKER | HRCU-A-CB (Split System: Heat Pump with Remote Outdoor Unit-Air-Source) | C5H0V60*K*AAA* |  |  | EVM5X60M21A*+WALLCON | *95CSU0802120B* | 56500 | 18 | 9 | 64000 | 45000 | 70.31% | 2.06 | 0 | 9 |  |  |  | No | R-454B | 4.7083 | Residential & Commercial | No
215677078 | Central HP <5.4 tons | COMFORTMAKER | HRCU-A-CB (Split System: Heat Pump with Remote Outdoor Unit-Air-Source) | C5H0V60*K*AAA* |  |  | EVM5X60M21A*+WALLCON | *96CTN1002122B* | 56500 | 18.5 | 9 | 64000 | 45000 | 70.31% | 2.08 | 0 | 9 |  |  |  | No | R-454B | 4.7083 | Residential & Commercial | No
215677998 | Central HP <5.4 tons | COMFORTMAKER | HRCU-A-CB (Split System: Heat Pump with Remote Outdoor Unit-Air-Source) | C5H0V60*K*AAA* |  |  | EA*5X61M24A*+WALLCON | *97CMN1002122B* | 56000 | 18.5 | 9 | 60000 | 42000 | 70% | 2.02 | 0 | 9 |  |  |  | No | R-454B | 4.6667 | Residential & Commercial | No
215678148 | Central HP <5.4 tons | COMFORTMAKER | HRCU-A-CB (Split System: Heat Pump with Remote Outdoor Unit-Air-Source) | C5H0V60*K*AAA* |  |  | ESH5X60M12A*+WALLCON | *97CMN1002122B* | 55500 | 17 | 8.5 | 60000 | 42000 | 70% | 1.9 | 0 | 8.5 |  |  |  | No | R-454B | 4.625 | Residential & Commercial | No
215677018 | Central HP <5.4 tons | COMFORTMAKER | HRCU-A-CB (Split System: Heat Pump with Remote Outdoor Unit-Air-Source) | C5H0V60*K*AAA* |  |  | EVM5X60M21A*+WALLCON | *80CTL1102120B* | 57000 | 18.5 | 9 | 63500 | 44500 | 70.08% | 2.08 | 0 | 9.5 |  |  |  | No | R-454B | 4.75 | Residential & Commercial | No
215677068 | Central HP <5.4 tons | COMFORTMAKER | HRCU-A-CB (Split System: Heat Pump with Remote Outdoor Unit-Air-Source) | C5H0V60*K*AAA* |  |  | EVM5X60M21A*+WALLCON | *97CMN1002122B* | 56500 | 18.5 | 9 | 64000 | 45000 | 70.31% | 2.08 | 0 | 9 |  |  |  | No | R-454B | 4.7083 | Residential & Commercial | No
215677188 | Central HP <5.4 tons | COMFORTMAKER | HRCU-A-CB (Split System: Heat Pump with Remote Outdoor Unit-Air-Source) | C5H0V60*K*AAA* |  |  | EVM5X60M24A*+WALLCON | *97CMN1202422B* | 56500 | 18.5 | 9 | 63000 | 44500 | 70.63% | 2.08 | 0 | 9 |  |  |  | No | R-454B | 4.7083 | Residential & Commercial | No
213080693 | Central HP <5.4 tons | BRYANT HEATING AND COOLING SYSTEMS | HRCU-A-CB (Split System: Heat Pump with Remote Outdoor Unit-Air-Source) | 38MURAQ36AB3* |  |  | CAP**4221AL* | 935SB48060M17*** | 35000 | 16 | 8.1 | 38500 | 35000 | 90.91% | 1.86 | 0 | 9.5 |  |  |  | No | R-410A | 2.9167 | Residential & Commercial | No
211379926 | Central HP <5.4 tons | YORK | HRCU-A-CB (Split System: Heat Pump with Remote Outdoor Unit-Air-Source) | HMH72B341 |  |  | XAUC48FXXN1+TXV | TMLE120C16MP11 | 33600 | 17 | 8.5 | 32400 | 23600 | 72.84% | 2.08 | 0 | 9.5 |  |  |  | No | R-410A | 2.8 | Residential & Commercial | No
211379556 | Central HP <5.4 tons | YORK | HRCU-A-CB (Split System: Heat Pump with Remote Outdoor Unit-Air-Source) | HMH72B341 |  |  | XAHD48FBCN1 | TM8Y100C16MP11 | 33600 | 17 | 8.1 | 32600 | 24000 | 73.62% | 2.04 | 0 | 9 |  |  |  | No | R-410A | 2.8 | Residential & Commercial | No
211379587 | Central HP <5.4 tons | YORK | HRCU-A-CB (Split System: Heat Pump with Remote Outdoor Unit-Air-Source) | HMH72B341 |  |  | XAFC48FXXN1+TXV | TM8Y080C16MP11 | 34000 | 17.5 | 8.5 | 33200 | 24400 | 73.49% | 2.08 | 0 | 9 |  |  |  | No | R-410A | 2.8333 | Residential & Commercial | No
211379689 | Central HP <5.4 tons | YORK | HRCU-A-CB (Split System: Heat Pump with Remote Outdoor Unit-Air-Source) | HMH72B341 |  |  | XAHD48FBCN1 | TPLC100C16MP13 | 33600 | 16 | 8.5 | 32400 | 23800 | 73.46% | 2.06 | 0 | 9 |  |  |  | No | R-410A | 2.8 | Residential & Commercial | No
211379756 | Central HP <5.4 tons | YORK | HRCU-A-CB (Split System: Heat Pump with Remote Outdoor Unit-Air-Source) | HMH72B341 |  |  | XAFD48FXXN1+TXV | YPLC100C16MP13 | 34000 | 16.5 | 8.5 | 33000 | 24400 | 73.94% | 2.1 | 0 | 9 |  |  |  | No | R-410A | 2.8333 | Residential & Commercial | No
211379822 | Central HP <5.4 tons | YORK | HRCU-A-CB (Split System: Heat Pump with Remote Outdoor Unit-Air-Source) | HMH72B341 |  |  | XAUC48FXXN1+TXV | TPLC100C16MP13 | 34000 | 16.5 | 8.5 | 33200 | 24400 | 73.49% | 2.1 | 0 | 9 |  |  |  | No | R-410A | 2.8333 | Residential & Commercial | No
211379974 | Central HP <5.4 tons | YORK | HRCU-A-CB (Split System: Heat Pump with Remote Outdoor Unit-Air-Source) | HMH72B341 |  |  | XAFC48FBCN1 | TMLE100C16MP11 | 33600 | 17 | 8.5 | 32400 | 23600 | 72.84% | 2.06 | 0 | 9.5 |  |  |  | No | R-410A | 2.8 | Residential & Commercial | No
211379935 | Central HP <5.4 tons | YORK | HRCU-A-CB (Split System: Heat Pump with Remote Outdoor Unit-Air-Source) | HMH72B341 |  |  | XAHD48FBCN1 | TM8E100C16MP11 | 32800 | 16.5 | 8.5 | 31600 | 23200 | 73.42% | 2.02 | 0 | 9.5 |  |  |  | No | R-410A | 2.7333 | Residential & Commercial | No
211380037 | Central HP <5.4 tons | YORK | HRCU-A-CB (Split System: Heat Pump with Remote Outdoor Unit-Air-Source) | HMH72B341 |  |  | XAFD48FXXN1+TXV | TMLE080C16MP11 | 33400 | 17 | 8.5 | 32200 | 23400 | 72.67% | 2.06 | 0 | 9.5 |  |  |  | No | R-410A | 2.7833 | Residential & Commercial | No
211380219 | Central HP <5.4 tons | YORK | HRCU-A-CB (Split System: Heat Pump with Remote Outdoor Unit-Air-Source) | HMH72B341 |  |  | XAUC48FXXN1+JMET12CS2N1+TXV |  | 34000 | 17.5 | 8.5 | 32600 | 23800 | 73.01% | 2.12 | 0 | 9.5 |  |  |  | No | R-410A | 2.8333 | Residential & Commercial | No
211379401 | Central HP <5.4 tons | YORK | HRCU-A-CB (Split System: Heat Pump with Remote Outdoor Unit-Air-Source) | HMH72B341 |  |  | XAFC48FBCN1 | TM9V060B12MP12 | 33000 | 16.5 | 8.1 | 32400 | 24000 | 74.07% | 2.04 | 0 | 9 |  |  |  | No | R-410A | 2.75 | Residential & Commercial | No
215677108 | Central HP <5.4 tons | COMFORTMAKER | HRCU-A-CB (Split System: Heat Pump with Remote Outdoor Unit-Air-Source) | C5H0V60*K*AAA* |  |  | EVM5X60M24A*+WALLCON | *80CTL0702120B* | 56000 | 18 | 9 | 63500 | 45000 | 70.87% | 2.06 | 0 | 9 |  |  |  | No | R-454B | 4.6667 | Residential & Commercial | No
211378579 | Central HP <5.4 tons | YORK | HRCU-A-CB (Split System: Heat Pump with Remote Outdoor Unit-Air-Source) | HMH72B341 |  |  | XAFC30CXXN1+TXV | TMLE100B12MP11 | 32800 | 17.5 | 8.1 | 33400 | 23400 | 70.06% | 2.04 | 0 | 9.5 |  |  |  | No | R-410A | 2.7333 | Residential & Commercial | No
211378609 | Central HP <5.4 tons | YORK | HRCU-A-CB (Split System: Heat Pump with Remote Outdoor Unit-Air-Source) | HMH72B341 |  |  | XAUB30CXXN1+TXV | TMLE100B12MP11 | 32800 | 17.5 | 8.1 | 33400 | 23400 | 70.06% | 2.04 | 0 | 9.5 |  |  |  | No | R-410A | 2.7333 | Residential & Commercial | No
211378662 | Central HP <5.4 tons | YORK | HRCU-A-CB (Split System: Heat Pump with Remote Outdoor Unit-Air-Source) | HMH72B341 |  |  | XAHB36DXXN1+TXV | TM8E080B12MP11 | 33200 | 17 | 8.1 | 33200 | 23400 | 70.48% | 2 | 0 | 9.5 |  |  |  | No | R-410A | 2.7667 | Residential & Commercial | No
211378679 | Central HP <5.4 tons | YORK | HRCU-A-CB (Split System: Heat Pump with Remote Outdoor Unit-Air-Source) | HMH72B341 |  |  | XAFC36DXXN1+TXV | TMLE080B12MP11 | 34000 | 18 | 8.1 | 34000 | 24400 | 71.76% | 2.06 | 0 | 9.5 |  |  |  | No | R-410A | 2.8333 | Residential & Commercial | No
211378778 | Central HP <5.4 tons | YORK | HRCU-A-CB (Split System: Heat Pump with Remote Outdoor Unit-Air-Source) | HMH72B341 |  |  | XAHB30CXXN1+TXV | TM8E040A12MP11 | 32000 | 17.5 | 8.1 | 31800 | 23000 | 72.33% | 1.98 | 0 | 9.5 |  |  |  | No | R-410A | 2.6667 | Residential & Commercial | No
211378896 | Central HP <5.4 tons | YORK | HRCU-A-CB (Split System: Heat Pump with Remote Outdoor Unit-Air-Source) | HMH72B341 |  |  | XAHC36DXXN1+TXV | TL8E080C16UH11 | 34000 | 17 | 8.1 | 34000 | 24600 | 72.35% | 2.06 | 0 | 9 |  |  |  | No | R-410A | 2.8333 | Residential & Commercial | No
211378911 | Central HP <5.4 tons | YORK | HRCU-A-CB (Split System: Heat Pump with Remote Outdoor Unit-Air-Source) | HMH72B341 |  |  | XAFC30CXXN1+TXV | TL8E080C16UH11 | 33200 | 17.5 | 8.5 | 33400 | 23400 | 70.06% | 2.04 | 0 | 9.5 |  |  |  | No | R-410A | 2.7667 | Residential & Commercial | No
211378913 | Central HP <5.4 tons | YORK | HRCU-A-CB (Split System: Heat Pump with Remote Outdoor Unit-Air-Source) | HMH72B341 |  |  | XAHB36DXXN1+TXV | TL8E060A12UH11 | 33200 | 17.5 | 8.1 | 33000 | 23400 | 70.91% | 2 | 0 | 9.5 |  |  |  | No | R-410A | 2.7667 | Residential & Commercial | No
211378927 | Central HP <5.4 tons | YORK | HRCU-A-CB (Split System: Heat Pump with Remote Outdoor Unit-Air-Source) | HMH72B341 |  |  | XAFB30CXXN1+TXV | TL8E060A12UH11 | 32800 | 18 | 8.1 | 33400 | 23400 | 70.06% | 2.02 | 0 | 9.5 |  |  |  | No | R-410A | 2.7333 | Residential & Commercial | No
211378929 | Central HP <5.4 tons | YORK | HRCU-A-CB (Split System: Heat Pump with Remote Outdoor Unit-Air-Source) | HMH72B341 |  |  | XAUB30CXXN1+TXV | TL8E060A12UH11 | 32800 | 18 | 8.1 | 33400 | 23400 | 70.06% | 2.02 | 0 | 9.5 |  |  |  | No | R-410A | 2.7333 | Residential & Commercial | No
211378960 | Central HP <5.4 tons | YORK | HRCU-A-CB (Split System: Heat Pump with Remote Outdoor Unit-Air-Source) | HMH72B341 |  |  | XAFA30DXXN1+TXV | TM8E060A12MP11 | 33800 | 17.5 | 8.1 | 33800 | 23800 | 70.41% | 2.04 | 0 | 9.5 |  |  |  | No | R-410A | 2.8167 | Residential & Commercial | No
211379012 | Central HP <5.4 tons | YORK | HRCU-A-CB (Split System: Heat Pump with Remote Outdoor Unit-Air-Source) | HMH72B341 |  |  | XAHD48FXXN1+TXV | TM9Y080C16MP11 | 32800 | 17 | 8.1 | 31800 | 23200 | 72.96% | 2.02 | 0 | 9 |  |  |  | No | R-410A | 2.7333 | Residential & Commercial | No
211379179 | Central HP <5.4 tons | YORK | HRCU-A-CB (Split System: Heat Pump with Remote Outdoor Unit-Air-Source) | HMH72B341 |  |  | XAHD48FXXN1+TXV | YP9C100C16MP13 | 33000 | 16 | 8.5 | 31800 | 23200 | 72.96% | 2.04 | 0 | 9 |  |  |  | No | R-410A | 2.75 | Residential & Commercial | No
211379481 | Central HP <5.4 tons | YORK | HRCU-A-CB (Split System: Heat Pump with Remote Outdoor Unit-Air-Source) | HMH72B341 |  |  | XAUC48FXXN1+TXV | TM9E080B12MP12 | 33200 | 16.5 | 8.5 | 32400 | 23800 | 73.46% | 2.04 | 0 | 9 |  |  |  | No | R-410A | 2.7667 | Residential & Commercial | No
215676138 | Central HP <5.4 tons | COMFORTMAKER | HRCU-A-CB (Split System: Heat Pump with Remote Outdoor Unit-Air-Source) | C5H0V48*K*AAA* |  |  | EVD5X48M21A*+WALLCON | *95CSU0601716B* | 46500 | 17.5 | 9 | 50000 | 37000 | 74% | 1.98 | 0 | 9.5 |  |  |  | No | R-454B | 3.875 | Residential & Commercial | No
211379514 | Central HP <5.4 tons | YORK | HRCU-A-CB (Split System: Heat Pump with Remote Outdoor Unit-Air-Source) | HMH72B341 |  |  | XAHC48FXXN1+TXV | TM8Y100C20MP11 | 33800 | 16.5 | 8.5 | 32400 | 23800 | 73.46% | 2.06 | 0 | 9 |  |  |  | No | R-410A | 2.8167 | Residential & Commercial | No
211379098 | Central HP <5.4 tons | YORK | HRCU-A-CB (Split System: Heat Pump with Remote Outdoor Unit-Air-Source) | HMH72B341 |  |  | XAHD48FXXN1+TXV | TM9V100C20MP12 | 33600 | 16.5 | 8.5 | 32400 | 23800 | 73.46% | 2.06 | 0 | 9 |  |  |  | No | R-410A | 2.8 | Residential & Commercial | No
211379134 | Central HP <5.4 tons | YORK | HRCU-A-CB (Split System: Heat Pump with Remote Outdoor Unit-Air-Source) | HMH72B341 |  |  | XAFD48FXXN1+TXV | TM9V100C20MP12 | 34000 | 16.5 | 8.5 | 33000 | 24200 | 73.33% | 2.1 | 0 | 9 |  |  |  | No | R-410A | 2.8333 | Residential & Commercial | No
211379173 | Central HP <5.4 tons | YORK | HRCU-A-CB (Split System: Heat Pump with Remote Outdoor Unit-Air-Source) | HMH72B341 |  |  | XAHD48FXXN1+TXV | TM9V100C16MP12 | 33000 | 16 | 8.5 | 31800 | 23200 | 72.96% | 2.04 | 0 | 9 |  |  |  | No | R-410A | 2.75 | Residential & Commercial | No
211379644 | Central HP <5.4 tons | YORK | HRCU-A-CB (Split System: Heat Pump with Remote Outdoor Unit-Air-Source) | HMH72B341 |  |  | XAHC48FBCN1 | TMLV120C20MP12 | 33800 | 16.5 | 8.5 | 32400 | 23800 | 73.46% | 2.06 | 0 | 9 |  |  |  | No | R-410A | 2.8167 | Residential & Commercial | No
211379785 | Central HP <5.4 tons | YORK | HRCU-A-CB (Split System: Heat Pump with Remote Outdoor Unit-Air-Source) | HMH72B341 |  |  | XAFC48FXXN1+TXV | TMLV100C16MP12 | 34000 | 16.5 | 8.5 | 33200 | 24400 | 73.49% | 2.1 | 0 | 9 |  |  |  | No | R-410A | 2.8333 | Residential & Commercial | No
211379844 | Central HP <5.4 tons | YORK | HRCU-A-CB (Split System: Heat Pump with Remote Outdoor Unit-Air-Source) | HMH72B341 |  |  | XAHC48FBCN1 | TM8V080B12MP12 | 32400 | 16 | 8.1 | 32000 | 23600 | 73.75% | 1.98 | 0 | 8.5 |  |  |  | No | R-410A | 2.7 | Residential & Commercial | No
215668823 | Central HP <5.4 tons | COMFORTMAKER | HRCU-A-CB (Split System: Heat Pump with Remote Outdoor Unit-Air-Source) | C5H0V36*K*AAA* |  |  | EA*5X42M21A*+WALLCON | *80CTL0701716B* | 33000 | 17.5 | 9 | 36000 | 25800 | 71.67% | 1.86 | 0 | 9.5 |  |  |  | No | R-454B | 2.75 | Residential & Commercial | No
215677828 | Central HP <5.4 tons | COMFORTMAKER | HRCU-A-CB (Split System: Heat Pump with Remote Outdoor Unit-Air-Source) | C5H0V60*K*AAA* |  |  | EA*5X60M24A*+WALLCON | *97CMN0602120B* | 54000 | 17.5 | 8.5 | 60500 | 42500 | 70.25% | 1.86 | 0 | 8 |  |  |  | No | R-454B | 4.5 | Residential & Commercial | No
215677878 | Central HP <5.4 tons | COMFORTMAKER | HRCU-A-CB (Split System: Heat Pump with Remote Outdoor Unit-Air-Source) | C5H0V60*K*AAA* |  |  | EA*5X60M24A*+WALLCON | *96CTN1202422B* | 55000 | 18.5 | 9 | 59000 | 41500 | 70.34% | 2.02 | 0 | 9 |  |  |  | No | R-454B | 4.5833 | Residential & Commercial | No
215677338 | Central HP <5.4 tons | COMFORTMAKER | HRCU-A-CB (Split System: Heat Pump with Remote Outdoor Unit-Air-Source) | C5H0V60*K*AAA* |  |  | EVD5X60M21A*+WALLCON | *80CTL0701716B* | 55000 | 18 | 9 | 59500 | 43500 | 73.11% | 2.1 | 0 | 9.5 |  |  |  | No | R-454B | 4.5833 | Residential & Commercial | No
215677888 | Central HP <5.4 tons | COMFORTMAKER | HRCU-A-CB (Split System: Heat Pump with Remote Outdoor Unit-Air-Source) | C5H0V60*K*AAA* |  |  | EA*5X61M21A*+WALLCON | *80CTL0701716B* | 54500 | 18 | 8.5 | 58500 | 41500 | 70.94% | 1.92 | 0 | 9 |  |  |  | No | R-454B | 4.5417 | Residential & Commercial | No
215678138 | Central HP <5.4 tons | COMFORTMAKER | HRCU-A-CB (Split System: Heat Pump with Remote Outdoor Unit-Air-Source) | C5H0V60*K*AAA* |  |  | ESH5X60M12A*+WALLCON | *97CMN0802120B* | 55500 | 17 | 8.5 | 60000 | 42000 | 70% | 1.9 | 0 | 8.5 |  |  |  | No | R-454B | 4.625 | Residential & Commercial | No
213080136 | Central HP <5.4 tons | BRYANT HEATING AND COOLING SYSTEMS | HRCU-A-CB (Split System: Heat Pump with Remote Outdoor Unit-Air-Source) | 38MURAQ36AB3* |  |  | CAP**3621AL* | 916SA60080M21*** | 35200 | 16 | 8.1 | 39000 | 35200 | 90.26% | 1.84 | 0 | 9.5 |  |  |  | No | R-410A | 2.9333 | Residential & Commercial | No
211379853 | Central HP <5.4 tons | YORK | HRCU-A-CB (Split System: Heat Pump with Remote Outdoor Unit-Air-Source) | HMH72B341 |  |  | XAFC48FXXN1+TXV | TM8V080B12MP12 | 33000 | 16 | 8.1 | 32600 | 24000 | 73.62% | 2.02 | 0 | 9 |  |  |  | No | R-410A | 2.75 | Residential & Commercial | No
211386277 | Central HP <5.4 tons | JOHNSON CONTROLS | HRCU-A-CB (Split System: Heat Pump with Remote Outdoor Unit-Air-Source) | HMH72B341 |  |  | XAFC48FBCN1 | TL9E080C16UH11 | 34000 | 16.5 | 8.5 | 32800 | 24200 | 73.78% | 2.08 | 0 | 9 |  |  |  | No | R-410A | 2.8333 | Residential & Commercial | No
211380022 | Central HP <5.4 tons | YORK | HRCU-A-CB (Split System: Heat Pump with Remote Outdoor Unit-Air-Source) | HMH72B341 |  |  | XAHC48FXXN1+TXV | TM8E080C16MP11 | 32800 | 16.5 | 8.5 | 31600 | 23000 | 72.78% | 2.04 | 0 | 9.5 |  |  |  | No | R-410A | 2.7333 | Residential & Commercial | No
211380189 | Central HP <5.4 tons | YORK | HRCU-A-CB (Split System: Heat Pump with Remote Outdoor Unit-Air-Source) | HMH72B341 |  |  | XAHC48FXXN1+TXV | TL8E080C16UH11 | 33600 | 16.5 | 8.1 | 32600 | 24200 | 74.23% | 2.04 | 0 | 9 |  |  |  | No | R-410A | 2.8 | Residential & Commercial | No
211379487 | Central HP <5.4 tons | YORK | HRCU-A-CB (Split System: Heat Pump with Remote Outdoor Unit-Air-Source) | HMH72B341 |  |  | XAHC48FBCN1 | TM9E060B12MP12 | 32400 | 16 | 8.1 | 32000 | 23600 | 73.75% | 2 | 0 | 9 |  |  |  | No | R-410A | 2.7 | Residential & Commercial | No
213078082 | Central HP <5.4 tons | BRYANT HEATING AND COOLING SYSTEMS | HRCU-A-CB (Split System: Heat Pump with Remote Outdoor Unit-Air-Source) | 38MURAQ36AB3* |  |  | CAP**4221AL* | 8(0,1)*SB48070M17*** | 35000 | 16 | 8.1 | 38500 | 35000 | 90.91% | 1.88 | 0 | 9.5 |  |  |  | No | R-410A | 2.9167 | Residential & Commercial | No
215677768 | Central HP <5.4 tons | COMFORTMAKER | HRCU-A-CB (Split System: Heat Pump with Remote Outdoor Unit-Air-Source) | C5H0V60*K*AAA* |  |  | EA*5X60M24A*+WALLCON | *80CTL0702120B* | 54500 | 18 | 8.5 | 59500 | 42000 | 70.59% | 1.88 | 0 | 8.5 |  |  |  | No | R-454B | 4.5417 | Residential & Commercial | No
215677818 | Central HP <5.4 tons | COMFORTMAKER | HRCU-A-CB (Split System: Heat Pump with Remote Outdoor Unit-Air-Source) | C5H0V60*K*AAA* |  |  | EA*5X60M24A*+WALLCON | *95CSU1002122B* | 55000 | 18.5 | 8.5 | 59000 | 41500 | 70.34% | 2.04 | 0 | 9 |  |  |  | No | R-454B | 4.5833 | Residential & Commercial | No
215674039 | Central HP <5.4 tons | COMFORTMAKER | HRCU-A-CB (Split System: Heat Pump with Remote Outdoor Unit-Air-Source) | C5H0V48*K*AAA* |  |  | EA*5X48M21A*+WALLCON | *80CTL0702120B* | 44000 | 17.5 | 9 | 48500 | 34200 | 70.52% | 2.06 | 0 | 9.5 |  |  |  | No | R-454B | 3.6667 | Residential & Commercial | No
212972893 | Central HP <5.4 tons | BRYANT HEATING AND COOLING SYSTEMS | HRCU-A-CB (Split System: Heat Pump with Remote Outdoor Unit-Air-Source) | 38MURAQ24AB3* |  |  | CAP**2414AL* | 926SB30040V14*** | 23200 | 16 | 8.5 | 27000 | 26800 | 99.26% | 2.26 | 0 | 9.5 |  |  |  | No | R-410A | 1.9333 | Residential & Commercial | No
212983932 | Central HP <5.4 tons | AIRQUEST | HRCU-A-CB (Split System: Heat Pump with Remote Outdoor Unit-Air-Source) | DLCURAH30ABK |  |  | EA*4X37L21A* | *92MSN0601714A* | 30200 | 15.2 | 8.1 | 33400 | 26400 | 79.04% | 1.84 | 0 | 9 |  |  |  | No | R-410A | 2.5167 | Residential & Commercial | No
212985302 | Central HP <5.4 tons | AIRQUEST | HRCU-A-CB (Split System: Heat Pump with Remote Outdoor Unit-Air-Source) | DLCURAH30ABK |  |  | EA*4X43L21A* | *92MSN1002120A* | 30600 | 16 | 8.5 | 35000 | 26800 | 76.57% | 1.86 | 0 | 9 |  |  |  | No | R-410A | 2.55 | Residential & Commercial | No
211380224 | Central HP <5.4 tons | YORK | HRCU-A-CB (Split System: Heat Pump with Remote Outdoor Unit-Air-Source) | HMH72B341 |  |  | JHETC42FBCS2N1 |  | 33800 | 17.5 | 8.5 | 32200 | 23400 | 72.67% | 2.08 | 0 | 9.5 |  |  |  | No | R-410A | 2.8167 | Residential & Commercial | No
211379209 | Central HP <5.4 tons | YORK | HRCU-A-CB (Split System: Heat Pump with Remote Outdoor Unit-Air-Source) | HMH72B341 |  |  | XAFD48FXXN1+TXV | TM9V100C16MP12 | 33800 | 16.5 | 8.5 | 32400 | 23600 | 72.84% | 2.08 | 0 | 9.5 |  |  |  | No | R-410A | 2.8167 | Residential & Commercial | No
211379327 | Central HP <5.4 tons | YORK | HRCU-A-CB (Split System: Heat Pump with Remote Outdoor Unit-Air-Source) | HMH72B341 |  |  | XAUC48FXXN1+TXV | YP9C080C16MP13 | 33400 | 16.5 | 8.5 | 32400 | 23600 | 72.84% | 2.06 | 0 | 9.5 |  |  |  | No | R-410A | 2.7833 | Residential & Commercial | No
211379559 | Central HP <5.4 tons | YORK | HRCU-A-CB (Split System: Heat Pump with Remote Outdoor Unit-Air-Source) | HMH72B341 |  |  | XAHD48FBCN1 | TM8Y080C16MP11 | 33600 | 17 | 8.1 | 32600 | 24000 | 73.62% | 2.04 | 0 | 9 |  |  |  | No | R-410A | 2.8 | Residential & Commercial | No
211379593 | Central HP <5.4 tons | YORK | HRCU-A-CB (Split System: Heat Pump with Remote Outdoor Unit-Air-Source) | HMH72B341 |  |  | XAUC48FXXN1+TXV | TM8Y100C16MP11 | 34000 | 17.5 | 8.5 | 33200 | 24400 | 73.49% | 2.08 | 0 | 9 |  |  |  | No | R-410A | 2.8333 | Residential & Commercial | No
211379727 | Central HP <5.4 tons | YORK | HRCU-A-CB (Split System: Heat Pump with Remote Outdoor Unit-Air-Source) | HMH72B341 |  |  | XAHC48FBCN1 | TPLC080C16MP13 | 33600 | 16.5 | 8.5 | 32400 | 23800 | 73.46% | 2.06 | 0 | 9 |  |  |  | No | R-410A | 2.8 | Residential & Commercial | No
211379834 | Central HP <5.4 tons | YORK | HRCU-A-CB (Split System: Heat Pump with Remote Outdoor Unit-Air-Source) | HMH72B341 |  |  | XAUC48FXXN1+TXV | YPLC100C16MP13 | 34000 | 16.5 | 8.5 | 33200 | 24400 | 73.49% | 2.1 | 0 | 9 |  |  |  | No | R-410A | 2.8333 | Residential & Commercial | No
211379836 | Central HP <5.4 tons | YORK | HRCU-A-CB (Split System: Heat Pump with Remote Outdoor Unit-Air-Source) | HMH72B341 |  |  | XAHC48FXXN1+TXV | TM8V080B12MP12 | 32400 | 16 | 8.1 | 32000 | 23600 | 73.75% | 1.98 | 0 | 8.5 |  |  |  | No | R-410A | 2.7 | Residential & Commercial | No
211379884 | Central HP <5.4 tons | YORK | HRCU-A-CB (Split System: Heat Pump with Remote Outdoor Unit-Air-Source) | HMH72B341 |  |  | XAHD48FBCN1 | TM8E120C16MP11 | 33000 | 16.5 | 8.5 | 31800 | 23200 | 72.96% | 2.04 | 0 | 9.5 |  |  |  | No | R-410A | 2.75 | Residential & Commercial | No
211380137 | Central HP <5.4 tons | YORK | HRCU-A-CB (Split System: Heat Pump with Remote Outdoor Unit-Air-Source) | HMH72B341 |  |  | XAFC48FBCN1 | TL9E080C16UH11 | 34000 | 16.5 | 8.5 | 32800 | 24200 | 73.78% | 2.08 | 0 | 9 |  |  |  | No | R-410A | 2.8333 | Residential & Commercial | No
212970407 | Central HP <5.4 tons | BRYANT HEATING AND COOLING SYSTEMS | HRCU-A-CB (Split System: Heat Pump with Remote Outdoor Unit-Air-Source) | 38MURAQ36AB3* |  |  | CAP**4221AL* | 82*SB48070V17*** | 35400 | 15.5 | 8.1 | 38000 | 35200 | 92.63% | 1.9 | 0 | 9.5 |  |  |  | No | R-410A | 2.95 | Residential & Commercial | No
212985305 | Central HP <5.4 tons | DAY & NIGHT | HRCU-A-CB (Split System: Heat Pump with Remote Outdoor Unit-Air-Source) | DLCURAH30ABK |  |  | EA*4X43L21A* | *92MSN1002120A* | 30600 | 16 | 8.5 | 35000 | 26800 | 76.57% | 1.86 | 0 | 9 |  |  |  | No | R-410A | 2.55 | Residential & Commercial | No
211713137 | Central HP <5.4 tons | BRYANT HEATING AND COOLING SYSTEMS | HRCU-A-CB (Split System: Heat Pump with Remote Outdoor Unit-Air-Source) | 38MURAQ30AB3* |  |  | CAP**4321AL* | 82*TA48090V17*** | 30400 | 15.2 | 8.1 | 33000 | 26200 | 79.39% | 1.84 | 0 | 9 |  |  |  | No | R-410A | 2.5333 | Residential & Commercial | No
211712453 | Central HP <5.4 tons | HEIL | HRCU-A-CB (Split System: Heat Pump with Remote Outdoor Unit-Air-Source) | DLCURAH30ABK |  |  | EA*4X42L21A* | *80ES(N,L)0702116A* | 29600 | 15.2 | 8.1 | 33600 | 27400 | 81.55% | 1.78 | 0 | 9 |  |  |  | No | R-410A | 2.4667 | Residential & Commercial | No
211379013 | Central HP <5.4 tons | YORK | HRCU-A-CB (Split System: Heat Pump with Remote Outdoor Unit-Air-Source) | HMH72B341 |  |  | XAHD48FBCN1 | TM9Y080C16MP11 | 32800 | 17 | 8.1 | 31800 | 23200 | 72.96% | 2.02 | 0 | 9 |  |  |  | No | R-410A | 2.7333 | Residential & Commercial | No
211379030 | Central HP <5.4 tons | YORK | HRCU-A-CB (Split System: Heat Pump with Remote Outdoor Unit-Air-Source) | HMH72B341 |  |  | XAFC48FBCN1 | TM9Y080C16MP11 | 33800 | 17.5 | 8.5 | 32800 | 24200 | 73.78% | 2.06 | 0 | 9 |  |  |  | No | R-410A | 2.8167 | Residential & Commercial | No
211379110 | Central HP <5.4 tons | YORK | HRCU-A-CB (Split System: Heat Pump with Remote Outdoor Unit-Air-Source) | HMH72B341 |  |  | XAHD48FBCN1 | TP9C100C20MP13 | 33600 | 16.5 | 8.5 | 32400 | 23800 | 73.46% | 2.06 | 0 | 9 |  |  |  | No | R-410A | 2.8 | Residential & Commercial | No
211386613 | Central HP <5.4 tons | JOHNSON CONTROLS | HRCU-A-CB (Split System: Heat Pump with Remote Outdoor Unit-Air-Source) | HMH72B341 |  |  | XAHC48FBCN1+JMET12CS2N1 |  | 33800 | 17.5 | 8.5 | 32000 | 23400 | 73.12% | 2.08 | 0 | 9.5 |  |  |  | No | R-410A | 2.8167 | Residential & Commercial | No
211385861 | Central HP <5.4 tons | JOHNSON CONTROLS | HRCU-A-CB (Split System: Heat Pump with Remote Outdoor Unit-Air-Source) | HMH72B341 |  |  | XAFC48FBCN1 | TM8E080C16MP11 | 33400 | 17 | 8.5 | 32200 | 23400 | 72.67% | 2.06 | 0 | 9.5 |  |  |  | No | R-410A | 2.7833 | Residential & Commercial | No
211385893 | Central HP <5.4 tons | JOHNSON CONTROLS | HRCU-A-CB (Split System: Heat Pump with Remote Outdoor Unit-Air-Source) | HMH72B341 |  |  | XAFC48FBCN1 | TMLE080C16MP11 | 33400 | 17 | 8.5 | 32200 | 23400 | 72.67% | 2.06 | 0 | 9.5 |  |  |  | No | R-410A | 2.7833 | Residential & Commercial | No
211385909 | Central HP <5.4 tons | JOHNSON CONTROLS | HRCU-A-CB (Split System: Heat Pump with Remote Outdoor Unit-Air-Source) | HMH72B341 |  |  | XAUC48FXXN1+TXV | TMLE080C16MP11 | 33400 | 17 | 8.5 | 32200 | 23400 | 72.67% | 2.06 | 0 | 9.5 |  |  |  | No | R-410A | 2.7833 | Residential & Commercial | No
211379107 | Central HP <5.4 tons | YORK | HRCU-A-CB (Split System: Heat Pump with Remote Outdoor Unit-Air-Source) | HMH72B341 |  |  | XAHD48FBCN1 | TM9V100C20MP12 | 33600 | 16.5 | 8.5 | 32400 | 23800 | 73.46% | 2.06 | 0 | 9 |  |  |  | No | R-410A | 2.8 | Residential & Commercial | No
211379125 | Central HP <5.4 tons | YORK | HRCU-A-CB (Split System: Heat Pump with Remote Outdoor Unit-Air-Source) | HMH72B341 |  |  | XAHC48FBCN1 | TM9V100C20MP12 | 33200 | 17 | 8.5 | 32000 | 23400 | 73.12% | 2.04 | 0 | 9 |  |  |  | No | R-410A | 2.7667 | Residential & Commercial | No
211379243 | Central HP <5.4 tons | YORK | HRCU-A-CB (Split System: Heat Pump with Remote Outdoor Unit-Air-Source) | HMH72B341 |  |  | XAFC48FBCN1 | YP9C100C16MP13 | 33800 | 16.5 | 8.5 | 32400 | 23800 | 73.46% | 2.08 | 0 | 9.5 |  |  |  | No | R-410A | 2.8167 | Residential & Commercial | No
211379318 | Central HP <5.4 tons | YORK | HRCU-A-CB (Split System: Heat Pump with Remote Outdoor Unit-Air-Source) | HMH72B341 |  |  | XAFC48FBCN1 | TP9C080C16MP13 | 33400 | 16.5 | 8.5 | 32400 | 23600 | 72.84% | 2.06 | 0 | 9.5 |  |  |  | No | R-410A | 2.7833 | Residential & Commercial | No
211379145 | Central HP <5.4 tons | YORK | HRCU-A-CB (Split System: Heat Pump with Remote Outdoor Unit-Air-Source) | HMH72B341 |  |  | XAFD48FBCN1 | YP9C100C20MP13 | 34000 | 16.5 | 8.5 | 33000 | 24200 | 73.33% | 2.1 | 0 | 9 |  |  |  | No | R-410A | 2.8333 | Residential & Commercial | No
211379261 | Central HP <5.4 tons | YORK | HRCU-A-CB (Split System: Heat Pump with Remote Outdoor Unit-Air-Source) | HMH72B341 |  |  | XAHD48FBCN1 | TP9C080C16MP13 | 32600 | 16 | 8.1 | 31800 | 23200 | 72.96% | 2.02 | 0 | 9 |  |  |  | No | R-410A | 2.7167 | Residential & Commercial | No
211379294 | Central HP <5.4 tons | YORK | HRCU-A-CB (Split System: Heat Pump with Remote Outdoor Unit-Air-Source) | HMH72B341 |  |  | XAFD48FBCN1 | TM9V080C16MP12 | 33400 | 16.5 | 8.5 | 32400 | 23600 | 72.84% | 2.06 | 0 | 9.5 |  |  |  | No | R-410A | 2.7833 | Residential & Commercial | No
211379297 | Central HP <5.4 tons | YORK | HRCU-A-CB (Split System: Heat Pump with Remote Outdoor Unit-Air-Source) | HMH72B341 |  |  | XAFD48FBCN1 | TP9C080C16MP13 | 33400 | 16.5 | 8.5 | 32400 | 23600 | 72.84% | 2.06 | 0 | 9.5 |  |  |  | No | R-410A | 2.7833 | Residential & Commercial | No
211380094 | Central HP <5.4 tons | YORK | HRCU-A-CB (Split System: Heat Pump with Remote Outdoor Unit-Air-Source) | HMH72B341 |  |  | XAHD48FBCN1 | TL9E100C20UH11 | 33400 | 15.5 | 8.5 | 32000 | 23400 | 73.12% | 2.04 | 0 | 9 |  |  |  | No | R-410A | 2.7833 | Residential & Commercial | No
211712524 | Central HP <5.4 tons | BRYANT HEATING AND COOLING SYSTEMS | HRCU-A-CB (Split System: Heat Pump with Remote Outdoor Unit-Air-Source) | 38MURAQ30AB3* |  |  | CAP**4221AL* | 912SD48080E17*** | 29600 | 15.2 | 8.1 | 33800 | 27400 | 81.07% | 1.78 | 0 | 9 |  |  |  | No | R-410A | 2.4667 | Residential & Commercial | No
215668807 | Central HP <5.4 tons | COMFORTMAKER | HRCU-A-CB (Split System: Heat Pump with Remote Outdoor Unit-Air-Source) | C5H0V36*K*AAA* |  |  | EA*5X42M21A*+WALLCON | *80CSU1002120A* | 33000 | 17.5 | 8.5 | 35800 | 25600 | 71.51% | 1.86 | 0 | 9.5 |  |  |  | No | R-454B | 2.75 | Residential & Commercial | No
215668871 | Central HP <5.4 tons | COMFORTMAKER | HRCU-A-CB (Split System: Heat Pump with Remote Outdoor Unit-Air-Source) | C5H0V36*K*AAA* |  |  | EA*5X42M21A*+WALLCON | *95CSU0802120B* | 33200 | 17.5 | 8.5 | 35800 | 25600 | 71.51% | 1.86 | 0 | 9.5 |  |  |  | No | R-454B | 2.7667 | Residential & Commercial | No
212974917 | Central HP <5.4 tons | COMFORTMAKER | HRCU-A-CB (Split System: Heat Pump with Remote Outdoor Unit-Air-Source) | DLCURAH24ABK |  |  | EA*4X24L14A* | *96VTN0401410B* | 23000 | 16 | 8.5 | 27000 | 27200 | 100.7% | 2.3 | 0 | 9.5 |  |  |  | No | R-410A | 1.9167 | Residential & Commercial | No
211379892 | Central HP <5.4 tons | YORK | HRCU-A-CB (Split System: Heat Pump with Remote Outdoor Unit-Air-Source) | HMH72B341 |  |  | XAHC48FXXN1+TXV | TMLE120C16MP11 | 33000 | 17 | 8.5 | 31600 | 23200 | 73.42% | 2.04 | 0 | 9.5 |  |  |  | No | R-410A | 2.75 | Residential & Commercial | No
211379960 | Central HP <5.4 tons | YORK | HRCU-A-CB (Split System: Heat Pump with Remote Outdoor Unit-Air-Source) | HMH72B341 |  |  | XAFD48FBCN1 | TMLE100C16MP11 | 33600 | 17 | 8.5 | 32400 | 23600 | 72.84% | 2.08 | 0 | 9.5 |  |  |  | No | R-410A | 2.8 | Residential & Commercial | No
211380001 | Central HP <5.4 tons | YORK | HRCU-A-CB (Split System: Heat Pump with Remote Outdoor Unit-Air-Source) | HMH72B341 |  |  | XAUC48FXXN1+TXV | TM8E100B12MP11 | 33400 | 17 | 8.5 | 32400 | 23800 | 73.46% | 2.06 | 0 | 9.5 |  |  |  | No | R-410A | 2.7833 | Residential & Commercial | No
211380119 | Central HP <5.4 tons | YORK | HRCU-A-CB (Split System: Heat Pump with Remote Outdoor Unit-Air-Source) | HMH72B341 |  |  | XAHD48FBCN1 | TL9E080C16UH11 | 33200 | 16 | 8.1 | 32400 | 23600 | 72.84% | 2.04 | 0 | 9 |  |  |  | No | R-410A | 2.7667 | Residential & Commercial | No
211379992 | Central HP <5.4 tons | YORK | HRCU-A-CB (Split System: Heat Pump with Remote Outdoor Unit-Air-Source) | HMH72B341 |  |  | XAFC48FXXN1+TXV | TM8E100B12MP11 | 33400 | 17 | 8.5 | 32400 | 23800 | 73.46% | 2.06 | 0 | 9.5 |  |  |  | No | R-410A | 2.7833 | Residential & Commercial | No
211380076 | Central HP <5.4 tons | YORK | HRCU-A-CB (Split System: Heat Pump with Remote Outdoor Unit-Air-Source) | HMH72B341 |  |  | XAFC48FXXN1+TXV | TMLE080B12MP11 | 33400 | 17 | 8.5 | 32400 | 23800 | 73.46% | 2.04 | 0 | 9 |  |  |  | No | R-410A | 2.7833 | Residential & Commercial | No
211380178 | Central HP <5.4 tons | YORK | HRCU-A-CB (Split System: Heat Pump with Remote Outdoor Unit-Air-Source) | HMH72B341 |  |  | XAFC48FBCN1 | TL8E100C20UH11 | 34000 | 16.5 | 8.5 | 32400 | 23800 | 73.46% | 2.1 | 0 | 9.5 |  |  |  | No | R-410A | 2.8333 | Residential & Commercial | No
211379393 | Central HP <5.4 tons | YORK | HRCU-A-CB (Split System: Heat Pump with Remote Outdoor Unit-Air-Source) | HMH72B341 |  |  | XAFC48FXXN1+TXV | TM9V060B12MP12 | 33000 | 16.5 | 8.1 | 32400 | 24000 | 74.07% | 2.04 | 0 | 9 |  |  |  | No | R-410A | 2.75 | Residential & Commercial | No
212985280 | Central HP <5.4 tons | COMFORTMAKER | HRCU-A-CB (Split System: Heat Pump with Remote Outdoor Unit-Air-Source) | DLCURAH30ABK |  |  | EA*4X42L21A* | *92MSN1002120A* | 30200 | 15.2 | 8.1 | 34200 | 27400 | 80.12% | 1.8 | 0 | 9 |  |  |  | No | R-410A | 2.5167 | Residential & Commercial | No
211712247 | Central HP <5.4 tons | HEIL | HRCU-A-CB (Split System: Heat Pump with Remote Outdoor Unit-Air-Source) | DLCURAH30ABK |  |  | EA*4X42L21A* | *96VTN1002122A* | 29600 | 15.2 | 8.1 | 33600 | 27400 | 81.55% | 1.78 | 0 | 9 |  |  |  | No | R-410A | 2.4667 | Residential & Commercial | No
212984451 | Central HP <5.4 tons | DAY & NIGHT | HRCU-A-CB (Split System: Heat Pump with Remote Outdoor Unit-Air-Source) | DLCURAH30ABK |  |  | EA*4X36L21A* | *92MSN0801716A* | 29600 | 15.2 | 8.1 | 34000 | 28000 | 82.35% | 1.78 | 0 | 9 |  |  |  | No | R-410A | 2.4667 | Residential & Commercial | No
213080650 | Central HP <5.4 tons | DAY & NIGHT | HRCU-A-CB (Split System: Heat Pump with Remote Outdoor Unit-Air-Source) | DLCURAH36ABK |  |  | EA*4X36L17A* | *95MSU0601716A* | 35200 | 15.5 | 8.1 | 39000 | 35200 | 90.26% | 1.84 | 0 | 9.5 |  |  |  | No | R-410A | 2.9333 | Residential & Commercial | No
213079429 | Central HP <5.4 tons | DAY & NIGHT | HRCU-A-CB (Split System: Heat Pump with Remote Outdoor Unit-Air-Source) | DLCURAH36ABK |  |  | EA*4X42L21A* | *92MSN0601714A* | 35200 | 16 | 8.1 | 38500 | 35200 | 91.43% | 1.88 | 0 | 9.5 |  |  |  | No | R-410A | 2.9333 | Residential & Commercial | No
212383077 | Central HP <5.4 tons | HEIL | HRCU-A-CB (Split System: Heat Pump with Remote Outdoor Unit-Air-Source) | DLCURAH36ABK |  |  | EA*4X36L17A* | *80ESU0601716A | 35600 | 15.5 | 8.1 | 39500 | 35200 | 89.11% | 1.84 | 0 | 9.5 |  |  |  | No | R-410A | 2.9667 | Residential & Commercial | No
212986565 | Central HP <5.4 tons | DAY & NIGHT | HRCU-A-CB (Split System: Heat Pump with Remote Outdoor Unit-Air-Source) | DLCURAH24ABK |  |  | EA*4X36L17A* | *96MSN0401712A* | 23400 | 16 | 8.5 | 26200 | 24400 | 93.13% | 2 | 0 | 9.5 |  |  |  | No | R-410A | 1.95 | Residential & Commercial | No
213080268 | Central HP <5.4 tons | BRYANT HEATING AND COOLING SYSTEMS | HRCU-A-CB (Split System: Heat Pump with Remote Outdoor Unit-Air-Source) | 38MURAQ36AB3* |  |  | CAP**3621AL* | 916SA60100M21*** | 35200 | 16 | 8.1 | 38500 | 35200 | 91.43% | 1.8 | 0 | 9.5 |  |  |  | No | R-410A | 2.9333 | Residential & Commercial | No
210450189 | Central HP <5.4 tons | CARRIER | HRCU-A-CB (Split System: Heat Pump with Remote Outdoor Unit-Air-Source) | 38MURAQ36AB3* |  |  | CAP**3617AL* | 59TP6B080V17**16 | 34800 | 15.5 | 8.5 | 39000 | 35200 | 90.26% | 1.8 | 0 | 9.5 |  |  |  | No | R-410A | 2.9 | Residential & Commercial | No
211379684 | Central HP <5.4 tons | YORK | HRCU-A-CB (Split System: Heat Pump with Remote Outdoor Unit-Air-Source) | HMH72B341 |  |  | XAHD48FBCN1 | TMLV100C16MP12 | 33600 | 16 | 8.5 | 32400 | 23800 | 73.46% | 2.06 | 0 | 9 |  |  |  | No | R-410A | 2.8 | Residential & Commercial | No
211379943 | Central HP <5.4 tons | YORK | HRCU-A-CB (Split System: Heat Pump with Remote Outdoor Unit-Air-Source) | HMH72B341 |  |  | XAHC48FXXN1+TXV | TMLE100C16MP11 | 33000 | 17 | 8.5 | 31800 | 23200 | 72.96% | 2.04 | 0 | 9.5 |  |  |  | No | R-410A | 2.75 | Residential & Commercial | No
211379977 | Central HP <5.4 tons | YORK | HRCU-A-CB (Split System: Heat Pump with Remote Outdoor Unit-Air-Source) | HMH72B341 |  |  | XAUC48FXXN1+TXV | TMLE100C16MP11 | 33600 | 17 | 8.5 | 32400 | 23600 | 72.84% | 2.06 | 0 | 9.5 |  |  |  | No | R-410A | 2.8 | Residential & Commercial | No
211386584 | Central HP <5.4 tons | JOHNSON CONTROLS | HRCU-A-CB (Split System: Heat Pump with Remote Outdoor Unit-Air-Source) | HMH72B341 |  |  | XAUC48FXXN1+TXV | TL8E080C16UH11 | 34000 | 16.5 | 8.5 | 33400 | 24600 | 73.65% | 2.08 | 0 | 9 |  |  |  | No | R-410A | 2.8333 | Residential & Commercial | No
211386650 | Central HP <5.4 tons | JOHNSON CONTROLS | HRCU-A-CB (Split System: Heat Pump with Remote Outdoor Unit-Air-Source) | HMH72B341 |  |  | XAUC48FXXN1+JMET12CS2N1+TXV |  | 34000 | 17.5 | 8.5 | 32600 | 23800 | 73.01% | 2.12 | 0 | 9.5 |  |  |  | No | R-410A | 2.8333 | Residential & Commercial | No
211387068 | Central HP <5.4 tons | JOHNSON CONTROLS | HRCU-A-CB (Split System: Heat Pump with Remote Outdoor Unit-Air-Source) | HMH72B341 |  |  | XAUB30CXXN1+TXV | TM9Y080B12MP11 | 32800 | 17.5 | 8.1 | 34000 | 23800 | 70% | 2.02 | 0 | 9.5 |  |  |  | No | R-410A | 2.7333 | Residential & Commercial | No
211387119 | Central HP <5.4 tons | JOHNSON CONTROLS | HRCU-A-CB (Split System: Heat Pump with Remote Outdoor Unit-Air-Source) | HMH72B341 |  |  | XAHB36DXXN1+TXV | TM9Y060B12MP11 | 33000 | 17 | 8.1 | 33200 | 23400 | 70.48% | 1.98 | 0 | 9.5 |  |  |  | No | R-410A | 2.75 | Residential & Commercial | No
211386305 | Central HP <5.4 tons | JOHNSON CONTROLS | HRCU-A-CB (Split System: Heat Pump with Remote Outdoor Unit-Air-Source) | HMH72B341 |  |  | XAHC48FXXN1+TXV | TL9E060B12UH11 | 32400 | 16.5 | 8.1 | 32000 | 23600 | 73.75% | 2 | 0 | 9 |  |  |  | No | R-410A | 2.7 | Residential & Commercial | No
211386389 | Central HP <5.4 tons | JOHNSON CONTROLS | HRCU-A-CB (Split System: Heat Pump with Remote Outdoor Unit-Air-Source) | HMH72B341 |  |  | XAHC48FXXN1+TXV | TL8E100C20UH11 | 33400 | 16 | 8.5 | 32000 | 23200 | 72.5% | 2.06 | 0 | 9.5 |  |  |  | No | R-410A | 2.7833 | Residential & Commercial | No
211386574 | Central HP <5.4 tons | JOHNSON CONTROLS | HRCU-A-CB (Split System: Heat Pump with Remote Outdoor Unit-Air-Source) | HMH72B341 |  |  | XAFC48FBCN1 | TL8E080C16UH11 | 34000 | 16.5 | 8.5 | 33400 | 24600 | 73.65% | 2.08 | 0 | 9 |  |  |  | No | R-410A | 2.8333 | Residential & Commercial | No
213297982 | Central HP <5.4 tons | JOHNSON CONTROLS | HRCU-A-CB (Split System: Heat Pump with Remote Outdoor Unit-Air-Source) | HMH72B341 |  |  | XAHB36DXXN1+TXV | Z8ES100B12SMPS1 | 33400 | 17.5 | 8.1 | 32800 | 23200 | 70.73% | 2.02 | 0 | 9.5 |  |  |  | No | R-410A | 2.7833 | Residential & Commercial | No
213296912 | Central HP <5.4 tons | JOHNSON CONTROLS | HRCU-A-CB (Split System: Heat Pump with Remote Outdoor Unit-Air-Source) | HMH72B341 |  |  | XAFC36DBCN1 | Z8ES100C16LMPS1 | 34000 | 18 | 8.5 | 33400 | 24400 | 73.05% | 2.12 | 0 | 9.5 |  |  |  | No | R-410A | 2.8333 | Residential & Commercial | No
213297132 | Central HP <5.4 tons | JOHNSON CONTROLS | HRCU-A-CB (Split System: Heat Pump with Remote Outdoor Unit-Air-Source) | HMH72B341 |  |  | XAFC48FBCN1 | Z8ES120C16LMPS1 | 34000 | 16.5 | 8.5 | 32800 | 23400 | 71.34% | 2.1 | 0 | 9.5 |  |  |  | No | R-410A | 2.8333 | Residential & Commercial | No
213297557 | Central HP <5.4 tons | JOHNSON CONTROLS | HRCU-A-CB (Split System: Heat Pump with Remote Outdoor Unit-Air-Source) | HMH72B341 |  |  | XAHC36DBCN1 | Z8ES100C20LMPS1 | 34000 | 17 | 8.5 | 33400 | 23600 | 70.66% | 2.08 | 0 | 9.5 |  |  |  | No | R-410A | 2.8333 | Residential & Commercial | No
211385835 | Central HP <5.4 tons | JOHNSON CONTROLS | HRCU-A-CB (Split System: Heat Pump with Remote Outdoor Unit-Air-Source) | HMH72B341 |  |  | XAFC48FXXN1+TXV | TM8E080C16MP11 | 33400 | 17 | 8.5 | 32200 | 23400 | 72.67% | 2.06 | 0 | 9.5 |  |  |  | No | R-410A | 2.7833 | Residential & Commercial | No
211386017 | Central HP <5.4 tons | JOHNSON CONTROLS | HRCU-A-CB (Split System: Heat Pump with Remote Outdoor Unit-Air-Source) | HMH72B341 |  |  | XAUC48FXXN1+TXV | TM8E080B12MP11 | 33400 | 17 | 8.5 | 32400 | 23800 | 73.46% | 2.04 | 0 | 9 |  |  |  | No | R-410A | 2.7833 | Residential & Commercial | No
211387202 | Central HP <5.4 tons | JOHNSON CONTROLS | HRCU-A-CB (Split System: Heat Pump with Remote Outdoor Unit-Air-Source) | HMH72B341 |  |  | XAFB36DXXN1+TXV | TM9Y060B12MP11 | 33600 | 16.5 | 8.5 | 33400 | 23600 | 70.66% | 2.04 | 0 | 9.5 |  |  |  | No | R-410A | 2.8 | Residential & Commercial | No
211387217 | Central HP <5.4 tons | JOHNSON CONTROLS | HRCU-A-CB (Split System: Heat Pump with Remote Outdoor Unit-Air-Source) | HMH72B341 |  |  | XAFB36DBCN1 | TM9Y060B12MP11 | 33600 | 16.5 | 8.5 | 33400 | 23600 | 70.66% | 2.04 | 0 | 9.5 |  |  |  | No | R-410A | 2.8 | Residential & Commercial | No
211386549 | Central HP <5.4 tons | JOHNSON CONTROLS | HRCU-A-CB (Split System: Heat Pump with Remote Outdoor Unit-Air-Source) | HMH72B341 |  |  | XAFD48FBCN1 | TL8E080C16UH11 | 34000 | 16.5 | 8.5 | 32600 | 24000 | 73.62% | 2.08 | 0 | 9.5 |  |  |  | No | R-410A | 2.8333 | Residential & Commercial | No
211386816 | Central HP <5.4 tons | JOHNSON CONTROLS | HRCU-A-CB (Split System: Heat Pump with Remote Outdoor Unit-Air-Source) | HMH72B341 |  |  | XAHC36DBCN1 | TM9Y080C16MP11 | 33800 | 16.5 | 8.1 | 33600 | 24000 | 71.43% | 2.04 | 0 | 9.5 |  |  |  | No | R-410A | 2.8167 | Residential & Commercial | No
211386176 | Central HP <5.4 tons | JOHNSON CONTROLS | HRCU-A-CB (Split System: Heat Pump with Remote Outdoor Unit-Air-Source) | HMH72B341 |  |  | XAUC48FXXN1+TXV | TL9E100C20UH11 | 34000 | 15.5 | 8.5 | 32400 | 23800 | 73.46% | 2.08 | 0 | 9.5 |  |  |  | No | R-410A | 2.8333 | Residential & Commercial | No
211386353 | Central HP <5.4 tons | JOHNSON CONTROLS | HRCU-A-CB (Split System: Heat Pump with Remote Outdoor Unit-Air-Source) | HMH72B341 |  |  | XAUC48FXXN1+TXV | TL9E060B12UH11 | 33200 | 17 | 8.1 | 32600 | 24000 | 73.62% | 2.02 | 0 | 9 |  |  |  | No | R-410A | 2.7667 | Residential & Commercial | No
213078393 | Central HP <5.4 tons | DAY & NIGHT | HRCU-A-CB (Split System: Heat Pump with Remote Outdoor Unit-Air-Source) | DLCURAH36ABK |  |  | EA*4X36L21A* | *80MS(N,L)0902116A* | 34800 | 16.5 | 8.1 | 38500 | 35200 | 91.43% | 1.82 | 0 | 9.5 |  |  |  | No | R-410A | 2.9 | Residential & Commercial | No
213297482 | Central HP <5.4 tons | JOHNSON CONTROLS | HRCU-A-CB (Split System: Heat Pump with Remote Outdoor Unit-Air-Source) | HMH72B341 |  |  | XAUB36DXXN1+TXV | Z9ES060B12SMPS1 | 34000 | 17 | 8.1 | 33400 | 23800 | 71.26% | 2.04 | 0 | 9.5 |  |  |  | No | R-410A | 2.8333 | Residential & Commercial | No
213297957 | Central HP <5.4 tons | JOHNSON CONTROLS | HRCU-A-CB (Split System: Heat Pump with Remote Outdoor Unit-Air-Source) | HMH72B341 |  |  | XAFD48FBCN1 | Z8ES120C16LMPS1 | 34000 | 16.5 | 8.5 | 32800 | 23400 | 71.34% | 2.1 | 0 | 9.5 |  |  |  | No | R-410A | 2.8333 | Residential & Commercial | No
211386130 | Central HP <5.4 tons | JOHNSON CONTROLS | HRCU-A-CB (Split System: Heat Pump with Remote Outdoor Unit-Air-Source) | HMH72B341 |  |  | XAFD48FBCN1 | TL9E100C20UH11 | 34000 | 16 | 8.5 | 32400 | 23800 | 73.46% | 2.08 | 0 | 9.5 |  |  |  | No | R-410A | 2.8333 | Residential & Commercial | No
211386031 | Central HP <5.4 tons | JOHNSON CONTROLS | HRCU-A-CB (Split System: Heat Pump with Remote Outdoor Unit-Air-Source) | HMH72B341 |  |  | XAFC48FBCN1 | TMLE080B12MP11 | 33400 | 17 | 8.5 | 32400 | 23800 | 73.46% | 2.04 | 0 | 9 |  |  |  | No | R-410A | 2.7833 | Residential & Commercial | No
212984985 | Central HP <5.4 tons | DAY & NIGHT | HRCU-A-CB (Split System: Heat Pump with Remote Outdoor Unit-Air-Source) | DLCURAH30ABK |  |  | EA*4X42L21A* | *92MSN0802120A* | 30000 | 15.2 | 8.1 | 34200 | 27600 | 80.7% | 1.8 | 0 | 9 |  |  |  | No | R-410A | 2.5 | Residential & Commercial | No
212985269 | Central HP <5.4 tons | DAY & NIGHT | HRCU-A-CB (Split System: Heat Pump with Remote Outdoor Unit-Air-Source) | DLCURAH30ABK |  |  | EA*4X37L21A* | *92MSN1002120A* | 30600 | 15.2 | 8.5 | 33400 | 26400 | 79.04% | 1.86 | 0 | 9 |  |  |  | No | R-410A | 2.55 | Residential & Commercial | No
212986553 | Central HP <5.4 tons | DAY & NIGHT | HRCU-A-CB (Split System: Heat Pump with Remote Outdoor Unit-Air-Source) | DLCURAH24ABK |  |  | EA*4X30L17A* | *96MSN0401712A* | 23200 | 16 | 8.5 | 26400 | 25000 | 94.7% | 2.08 | 0 | 9.5 |  |  |  | No | R-410A | 1.9333 | Residential & Commercial | No
215681742 | Central HP <5.4 tons | TEMPSTAR | HRCU-A-CB (Split System: Heat Pump with Remote Outdoor Unit-Air-Source) | T5H0V48*K*AAA* |  |  | ESH5X60M12A*+WALLCON | *97CTN1002122A* | 45500 | 16.5 | 8.5 | 48000 | 33800 | 70.42% | 2.08 | 0 | 9.5 |  |  |  | No | R-454B | 3.7917 | Residential & Commercial | No
215669115 | Central HP <5.4 tons | AIRQUEST | HRCU-A-CB (Split System: Heat Pump with Remote Outdoor Unit-Air-Source) | H5H0V36*K*AAA* |  |  | EA*5X48M21A*+WALLCON | *80CSU1002120A* | 33800 | 17.5 | 9 | 35000 | 25200 | 72% | 1.88 | 0 | 9.5 |  |  |  | No | R-454B | 2.8167 | Residential & Commercial | No
215669265 | Central HP <5.4 tons | AIRQUEST | HRCU-A-CB (Split System: Heat Pump with Remote Outdoor Unit-Air-Source) | H5H0V36*K*AAA* |  |  | EA*5X48M21A*+WALLCON | *96CTN0601714B* | 33600 | 17.5 | 9 | 35200 | 25400 | 72.16% | 1.88 | 0 | 9.5 |  |  |  | No | R-454B | 2.8 | Residential & Commercial | No
211227606 | Central HP <5.4 tons | HEIL | HRCU-A-CB (Split System: Heat Pump with Remote Outdoor Unit-Air-Source) | DLCURAH36ABK |  |  | EA*4X42L21A* | *96VSN0801716A* | 35200 | 15.5 | 8.1 | 38500 | 35000 | 90.91% | 1.86 | 0 | 9.5 |  |  |  | No | R-410A | 2.9333 | Residential & Commercial | No
211385988 | Central HP <5.4 tons | JOHNSON CONTROLS | HRCU-A-CB (Split System: Heat Pump with Remote Outdoor Unit-Air-Source) | HMH72B341 |  |  | XAFC48FXXN1+TXV | TMLE080B12MP11 | 33400 | 17 | 8.5 | 32400 | 23800 | 73.46% | 2.04 | 0 | 9 |  |  |  | No | R-410A | 2.7833 | Residential & Commercial | No
211386291 | Central HP <5.4 tons | JOHNSON CONTROLS | HRCU-A-CB (Split System: Heat Pump with Remote Outdoor Unit-Air-Source) | HMH72B341 |  |  | XAUC48FXXN1+TXV | TL9E080C16UH11 | 34000 | 16.5 | 8.5 | 32800 | 24200 | 73.78% | 2.08 | 0 | 9 |  |  |  | No | R-410A | 2.8333 | Residential & Commercial | No
211387260 | Central HP <5.4 tons | JOHNSON CONTROLS | HRCU-A-CB (Split System: Heat Pump with Remote Outdoor Unit-Air-Source) | HMH72B341 |  |  | XAUB30CXXN1+TXV | TM9Y060B12MP11 | 32600 | 17.5 | 8.1 | 34000 | 23800 | 70% | 2 | 0 | 9.5 |  |  |  | No | R-410A | 2.7167 | Residential & Commercial | No
211386342 | Central HP <5.4 tons | JOHNSON CONTROLS | HRCU-A-CB (Split System: Heat Pump with Remote Outdoor Unit-Air-Source) | HMH72B341 |  |  | XAFC48FBCN1 | TL9E060B12UH11 | 33200 | 17 | 8.1 | 32600 | 24000 | 73.62% | 2.02 | 0 | 9 |  |  |  | No | R-410A | 2.7667 | Residential & Commercial | No
211386525 | Central HP <5.4 tons | JOHNSON CONTROLS | HRCU-A-CB (Split System: Heat Pump with Remote Outdoor Unit-Air-Source) | HMH72B341 |  |  | XAHC48FBCN1 | TL8E080C16UH11 | 33600 | 16.5 | 8.1 | 32600 | 24200 | 74.23% | 2.04 | 0 | 9 |  |  |  | No | R-410A | 2.8 | Residential & Commercial | No
211386859 | Central HP <5.4 tons | JOHNSON CONTROLS | HRCU-A-CB (Split System: Heat Pump with Remote Outdoor Unit-Air-Source) | HMH72B341 |  |  | XAFC36DBCN1 | TM9Y080C16MP11 | 34000 | 18.5 | 8.1 | 34000 | 24400 | 71.76% | 2.08 | 0 | 9.5 |  |  |  | No | R-410A | 2.8333 | Residential & Commercial | No
212986526 | Central HP <5.4 tons | AIRQUEST | HRCU-A-CB (Split System: Heat Pump with Remote Outdoor Unit-Air-Source) | DLCURAH24ABK |  |  | EA*4X24L17A* | *96MSN0401712A* | 23000 | 15.5 | 8.5 | 27000 | 27200 | 100.7% | 2.3 | 0 | 9.5 |  |  |  | No | R-410A | 1.9167 | Residential & Commercial | No
211388312 | Central HP <5.4 tons | JOHNSON CONTROLS | HRCU-A-CB (Split System: Heat Pump with Remote Outdoor Unit-Air-Source) | HMH72B341 |  |  | XAFB36DXXN1+TXV | TM9V060B12MP12 | 33800 | 17 | 8.5 | 33400 | 23800 | 71.26% | 2.04 | 0 | 9.5 |  |  |  | No | R-410A | 2.8167 | Residential & Commercial | No
211387411 | Central HP <5.4 tons | JOHNSON CONTROLS | HRCU-A-CB (Split System: Heat Pump with Remote Outdoor Unit-Air-Source) | HMH72B341 |  |  | XAHC36DXXN1+TXV | TM9V100C16MP12 | 33800 | 17 | 8.1 | 33400 | 23600 | 70.66% | 2.06 | 0 | 9.5 |  |  |  | No | R-410A | 2.8167 | Residential & Commercial | No
211387577 | Central HP <5.4 tons | JOHNSON CONTROLS | HRCU-A-CB (Split System: Heat Pump with Remote Outdoor Unit-Air-Source) | HMH72B341 |  |  | XAHC36DXXN1+TXV | TP9C080C16MP13 | 33400 | 17 | 8.1 | 33200 | 23400 | 70.48% | 2.04 | 0 | 9.5 |  |  |  | No | R-410A | 2.7833 | Residential & Commercial | No
213297912 | Central HP <5.4 tons | JOHNSON CONTROLS | HRCU-A-CB (Split System: Heat Pump with Remote Outdoor Unit-Air-Source) | HMH72B341 |  |  | XAHC30CXXN1+TXV | Z8ET100C20LMPS1 | 32800 | 18.5 | 8.5 | 32000 | 22800 | 71.25% | 2.04 | 0 | 9.5 |  |  |  | No | R-410A | 2.7333 | Residential & Commercial | No
213297947 | Central HP <5.4 tons | JOHNSON CONTROLS | HRCU-A-CB (Split System: Heat Pump with Remote Outdoor Unit-Air-Source) | HMH72B341 |  |  | XAFD48FXXN1+TXV | Z8ES120C16LMPS1 | 34000 | 16.5 | 8.5 | 32800 | 23400 | 71.34% | 2.1 | 0 | 9.5 |  |  |  | No | R-410A | 2.8333 | Residential & Commercial | No
213297927 | Central HP <5.4 tons | JOHNSON CONTROLS | HRCU-A-CB (Split System: Heat Pump with Remote Outdoor Unit-Air-Source) | HMH72B341 |  |  | XAFB36DXXN1+TXV | Z8ET080B12LMPS1 | 34000 | 18.5 | 8.1 | 33400 | 24000 | 71.86% | 2.08 | 0 | 9.5 |  |  |  | No | R-410A | 2.8333 | Residential & Commercial | No
213296892 | Central HP <5.4 tons | JOHNSON CONTROLS | HRCU-A-CB (Split System: Heat Pump with Remote Outdoor Unit-Air-Source) | HMH72B341 |  |  | XAFC36DBCN1 | Z8ES120C16LMPS1 | 34000 | 18 | 8.5 | 33400 | 24400 | 73.05% | 2.12 | 0 | 9.5 |  |  |  | No | R-410A | 2.8333 | Residential & Commercial | No
213297092 | Central HP <5.4 tons | JOHNSON CONTROLS | HRCU-A-CB (Split System: Heat Pump with Remote Outdoor Unit-Air-Source) | HMH72B341 |  |  | XAHC36DXXN1+TXV | Z8ET080B12LMPS1 | 33000 | 18 | 8.1 | 32000 | 22400 | 70% | 2 | 0 | 9.5 |  |  |  | No | R-410A | 2.75 | Residential & Commercial | No
213297127 | Central HP <5.4 tons | JOHNSON CONTROLS | HRCU-A-CB (Split System: Heat Pump with Remote Outdoor Unit-Air-Source) | HMH72B341 |  |  | XAUC48FXXN1+TXV | Z8ES120C16SMPS1 | 34000 | 16.5 | 8.5 | 32800 | 23400 | 71.34% | 2.1 | 0 | 9.5 |  |  |  | No | R-410A | 2.8333 | Residential & Commercial | No
215669783 | Central HP <5.4 tons | AIRQUEST | HRCU-A-CB (Split System: Heat Pump with Remote Outdoor Unit-Air-Source) | H5H0V36*K*AAA* |  |  | ESH5X36M12A*+WALLCON | *80CTL0701716B* | 33600 | 16.5 | 8.5 | 35800 | 25600 | 71.51% | 1.78 | 0 | 9 |  |  |  | No | R-454B | 2.8 | Residential & Commercial | No
215669815 | Central HP <5.4 tons | AIRQUEST | HRCU-A-CB (Split System: Heat Pump with Remote Outdoor Unit-Air-Source) | H5H0V36*K*AAA* |  |  | ESH5X36M12A*+WALLCON | *80CTL1102120B* | 33800 | 16 | 8.5 | 35600 | 25400 | 71.35% | 1.76 | 0 | 9.5 |  |  |  | No | R-454B | 2.8167 | Residential & Commercial | No
213297162 | Central HP <5.4 tons | JOHNSON CONTROLS | HRCU-A-CB (Split System: Heat Pump with Remote Outdoor Unit-Air-Source) | HMH72B341 |  |  | XAHC30CXXN1+TXV | Z8ES080C20SMPS1 | 32800 | 17.5 | 8.5 | 32000 | 22800 | 71.25% | 2.02 | 0 | 9.5 |  |  |  | No | R-410A | 2.7333 | Residential & Commercial | No
213297292 | Central HP <5.4 tons | JOHNSON CONTROLS | HRCU-A-CB (Split System: Heat Pump with Remote Outdoor Unit-Air-Source) | HMH72B341 |  |  | XAHC36DXXN1+TXV | Z8ET100C20LMPS1 | 34000 | 18.5 | 8.5 | 33400 | 23600 | 70.66% | 2.08 | 0 | 9.5 |  |  |  | No | R-410A | 2.8333 | Residential & Commercial | No
211388372 | Central HP <5.4 tons | JOHNSON CONTROLS | HRCU-A-CB (Split System: Heat Pump with Remote Outdoor Unit-Air-Source) | HMH72B341 |  |  | XAFB36DBCN1 | TP9C060B12MP13 | 33800 | 17 | 8.5 | 33400 | 23800 | 71.26% | 2.04 | 0 | 9.5 |  |  |  | No | R-410A | 2.8167 | Residential & Commercial | No
213297737 | Central HP <5.4 tons | JOHNSON CONTROLS | HRCU-A-CB (Split System: Heat Pump with Remote Outdoor Unit-Air-Source) | HMH72B341 |  |  | XAHC36DXXN1+TXV | Z8ET100C16LMPS1 | 34000 | 17.5 | 8.1 | 33400 | 23800 | 71.26% | 2.08 | 0 | 9.5 |  |  |  | No | R-410A | 2.8333 | Residential & Commercial | No
211386638 | Central HP <5.4 tons | JOHNSON CONTROLS | HRCU-A-CB (Split System: Heat Pump with Remote Outdoor Unit-Air-Source) | HMH72B341 |  |  | XAFC48FBCN1+JMET12CS2N1 |  | 34000 | 17.5 | 8.5 | 32600 | 23800 | 73.01% | 2.12 | 0 | 9.5 |  |  |  | No | R-410A | 2.8333 | Residential & Commercial | No
213297902 | Central HP <5.4 tons | JOHNSON CONTROLS | HRCU-A-CB (Split System: Heat Pump with Remote Outdoor Unit-Air-Source) | HMH72B341 |  |  | XAFB36DBCN1 | Z9ES060A10SMPS1 | 33400 | 18.5 | 8.1 | 32800 | 23200 | 70.73% | 2.02 | 0 | 9.5 |  |  |  | No | R-410A | 2.7833 | Residential & Commercial | No
213297987 | Central HP <5.4 tons | JOHNSON CONTROLS | HRCU-A-CB (Split System: Heat Pump with Remote Outdoor Unit-Air-Source) | HMH72B341 |  |  | XAHB36DXXN1+TXV | Z8ES100B12LMPS1 | 33400 | 17.5 | 8.1 | 32800 | 23200 | 70.73% | 2.02 | 0 | 9.5 |  |  |  | No | R-410A | 2.7833 | Residential & Commercial | No
211386677 | Central HP <5.4 tons | JOHNSON CONTROLS | HRCU-A-CB (Split System: Heat Pump with Remote Outdoor Unit-Air-Source) | HMH72B341 |  |  | JHETC42FBCS2N1 |  | 33800 | 17.5 | 8.5 | 32200 | 23400 | 72.67% | 2.08 | 0 | 9.5 |  |  |  | No | R-410A | 2.8167 | Residential & Commercial | No
211386102 | Central HP <5.4 tons | JOHNSON CONTROLS | HRCU-A-CB (Split System: Heat Pump with Remote Outdoor Unit-Air-Source) | HMH72B341 |  |  | XAHC48FBCN1 | TL9E100C20UH11 | 33400 | 15.5 | 8.5 | 32000 | 23400 | 73.12% | 2.04 | 0 | 9 |  |  |  | No | R-410A | 2.7833 | Residential & Commercial | No
211386377 | Central HP <5.4 tons | JOHNSON CONTROLS | HRCU-A-CB (Split System: Heat Pump with Remote Outdoor Unit-Air-Source) | HMH72B341 |  |  | XAHD48FBCN1 | TL8E100C20UH11 | 33400 | 16 | 8.5 | 32000 | 23200 | 72.5% | 2.06 | 0 | 9.5 |  |  |  | No | R-410A | 2.7833 | Residential & Commercial | No
211387081 | Central HP <5.4 tons | JOHNSON CONTROLS | HRCU-A-CB (Split System: Heat Pump with Remote Outdoor Unit-Air-Source) | HMH72B341 |  |  | XAHC36DXXN1+TXV | TM9Y060B12MP11 | 33200 | 17.5 | 8.1 | 33400 | 23600 | 70.66% | 2 | 0 | 9.5 |  |  |  | No | R-410A | 2.7667 | Residential & Commercial | No
213297552 | Central HP <5.4 tons | JOHNSON CONTROLS | HRCU-A-CB (Split System: Heat Pump with Remote Outdoor Unit-Air-Source) | HMH72B341 |  |  | XAHC36DBCN1 | Z8ES100C20SMPS1 | 34000 | 17 | 8.5 | 33400 | 23600 | 70.66% | 2.08 | 0 | 9.5 |  |  |  | No | R-410A | 2.8333 | Residential & Commercial | No
211712652 | Central HP <5.4 tons | HEIL | HRCU-A-CB (Split System: Heat Pump with Remote Outdoor Unit-Air-Source) | DLCURAH30ABK |  |  | EA*4X42L24A* | *96VTN1002122A* | 29600 | 15.2 | 8.1 | 33800 | 27200 | 80.47% | 1.78 | 0 | 9 |  |  |  | No | R-410A | 2.4667 | Residential & Commercial | No
211712901 | Central HP <5.4 tons | HEIL | HRCU-A-CB (Split System: Heat Pump with Remote Outdoor Unit-Air-Source) | DLCURAH30ABK |  |  | EA*4X42L24A* | *92ESN0802120A* | 30600 | 15.2 | 8.1 | 34200 | 26800 | 78.36% | 1.82 | 0 | 9 |  |  |  | No | R-410A | 2.55 | Residential & Commercial | No
212987765 | Central HP <5.4 tons | DAY & NIGHT | HRCU-A-CB (Split System: Heat Pump with Remote Outdoor Unit-Air-Source) | DLCURAH30ABK |  |  | EA*4X43L21A* | *96MSN0802120A* | 30200 | 15.2 | 8.1 | 33400 | 26400 | 79.04% | 1.84 | 0 | 9 |  |  |  | No | R-410A | 2.5167 | Residential & Commercial | No
212985293 | Central HP <5.4 tons | DAY & NIGHT | HRCU-A-CB (Split System: Heat Pump with Remote Outdoor Unit-Air-Source) | DLCURAH30ABK |  |  | EA*4X42L24A* | *92MSN1002120A* | 30200 | 15.2 | 8.1 | 34200 | 27400 | 80.12% | 1.8 | 0 | 9 |  |  |  | No | R-410A | 2.5167 | Residential & Commercial | No
215669935 | Central HP <5.4 tons | AIRQUEST | HRCU-A-CB (Split System: Heat Pump with Remote Outdoor Unit-Air-Source) | H5H0V36*K*AAA* |  |  | ESH5X42M12A*+WALLCON | *80CSU0401712A* | 34000 | 16.5 | 8.5 | 35600 | 25400 | 71.35% | 1.76 | 0 | 9.5 |  |  |  | No | R-454B | 2.8333 | Residential & Commercial | No
215669967 | Central HP <5.4 tons | AIRQUEST | HRCU-A-CB (Split System: Heat Pump with Remote Outdoor Unit-Air-Source) | H5H0V36*K*AAA* |  |  | ESH5X42M12A*+WALLCON | *80CTL0701412B* | 33800 | 16.5 | 8.5 | 35800 | 25400 | 70.95% | 1.78 | 0 | 9 |  |  |  | No | R-454B | 2.8167 | Residential & Commercial | No
215670219 | Central HP <5.4 tons | AIRQUEST | HRCU-A-CB (Split System: Heat Pump with Remote Outdoor Unit-Air-Source) | H5H0V36*K*AAA* |  |  | ESH5X48M12A*+WALLCON | *80CTL1102120B* | 34200 | 17 | 8.5 | 35400 | 25200 | 71.19% | 1.9 | 0 | 9.5 |  |  |  | No | R-454B | 2.85 | Residential & Commercial | No
215674708 | Central HP <5.4 tons | COMFORTMAKER | HRCU-A-CB (Split System: Heat Pump with Remote Outdoor Unit-Air-Source) | C5H0V48*K*AAA* |  |  | ESH5X48M12A*+WALLCON | *80CSU0802120A* | 45000 | 16.5 | 8.5 | 48500 | 34200 | 70.52% | 2.06 | 0 | 9.5 |  |  |  | No | R-454B | 3.75 | Residential & Commercial | No
213297587 | Central HP <5.4 tons | JOHNSON CONTROLS | HRCU-A-CB (Split System: Heat Pump with Remote Outdoor Unit-Air-Source) | HMH72B341 |  |  | XAFB36DXXN1+TXV | Z8ES100B12LMPS1 | 34000 | 18 | 8.1 | 34000 | 24600 | 72.35% | 2.1 | 0 | 9.5 |  |  |  | No | R-410A | 2.8333 | Residential & Commercial | No
213297972 | Central HP <5.4 tons | JOHNSON CONTROLS | HRCU-A-CB (Split System: Heat Pump with Remote Outdoor Unit-Air-Source) | HMH72B341 |  |  | XAHC36DBCN1 | Z8ES100C16SMPS1 | 34000 | 17.5 | 8.1 | 33400 | 24000 | 71.86% | 2.08 | 0 | 9.5 |  |  |  | No | R-410A | 2.8333 | Residential & Commercial | No
213297317 | Central HP <5.4 tons | JOHNSON CONTROLS | HRCU-A-CB (Split System: Heat Pump with Remote Outdoor Unit-Air-Source) | HMH72B341 |  |  | XAFC36DBCN1 | Z8ET080C16LMPS1 | 34000 | 18.5 | 8.5 | 33400 | 24200 | 72.46% | 2.14 | 0 | 9.5 |  |  |  | No | R-410A | 2.8333 | Residential & Commercial | No
211386625 | Central HP <5.4 tons | JOHNSON CONTROLS | HRCU-A-CB (Split System: Heat Pump with Remote Outdoor Unit-Air-Source) | HMH72B341 |  |  | XAFC48FXXN1+JMET12CS2N1+TXV |  | 34000 | 17.5 | 8.5 | 32600 | 23800 | 73.01% | 2.12 | 0 | 9.5 |  |  |  | No | R-410A | 2.8333 | Residential & Commercial | No
211386757 | Central HP <5.4 tons | JOHNSON CONTROLS | HRCU-A-CB (Split System: Heat Pump with Remote Outdoor Unit-Air-Source) | HMH72B341 |  |  | XAFC36DXXN1+TXV | TM9Y100C16MP11 | 34000 | 17 | 8.1 | 34000 | 24400 | 71.76% | 2.08 | 0 | 9.5 |  |  |  | No | R-410A | 2.8333 | Residential & Commercial | No
213297392 | Central HP <5.4 tons | JOHNSON CONTROLS | HRCU-A-CB (Split System: Heat Pump with Remote Outdoor Unit-Air-Source) | HMH72B341 |  |  | XAHC30CXXN1+TXV | Z8ES080C16LMPS1 | 32800 | 17.5 | 8.5 | 32000 | 22800 | 71.25% | 2.04 | 0 | 9.5 |  |  |  | No | R-410A | 2.7333 | Residential & Commercial | No
213297762 | Central HP <5.4 tons | JOHNSON CONTROLS | HRCU-A-CB (Split System: Heat Pump with Remote Outdoor Unit-Air-Source) | HMH72B341 |  |  | XAFC30CXXN1+TXV | Z8ES120C20SMPS1 | 33000 | 17.5 | 8.5 | 33000 | 23400 | 70.91% | 2.04 | 0 | 9.5 |  |  |  | No | R-410A | 2.75 | Residential & Commercial | No
213078954 | Central HP <5.4 tons | COMFORTMAKER | HRCU-A-CB (Split System: Heat Pump with Remote Outdoor Unit-Air-Source) | DLCURAH36ABK |  |  | EA*4X36L17A* | *80MSU0401712A* | 34800 | 15.5 | 8.5 | 39000 | 35200 | 90.26% | 1.8 | 0 | 9.5 |  |  |  | No | R-410A | 2.9 | Residential & Commercial | No
211712809 | Central HP <5.4 tons | DAY & NIGHT | HRCU-A-CB (Split System: Heat Pump with Remote Outdoor Unit-Air-Source) | DLCURAH30ABK |  |  | EA*4X42L24A* | *80ES(N,L)0702116A* | 29600 | 15.2 | 8.1 | 33800 | 27400 | 81.07% | 1.78 | 0 | 9 |  |  |  | No | R-410A | 2.4667 | Residential & Commercial | No
211713327 | Central HP <5.4 tons | DAY & NIGHT | HRCU-A-CB (Split System: Heat Pump with Remote Outdoor Unit-Air-Source) | DLCURAH30ABK |  |  | EA*4X43L21A* | *92ESN0601714A* | 30400 | 15.2 | 8.1 | 33000 | 26200 | 79.39% | 1.84 | 0 | 9 |  |  |  | No | R-410A | 2.5333 | Residential & Commercial | No
211713363 | Central HP <5.4 tons | DAY & NIGHT | HRCU-A-CB (Split System: Heat Pump with Remote Outdoor Unit-Air-Source) | DLCURAH30ABK |  |  | EA*4X43L21A* | *92ESN1002120A* | 31200 | 15.2 | 8.5 | 33600 | 26000 | 77.38% | 1.86 | 0 | 9 |  |  |  | No | R-410A | 2.6 | Residential & Commercial | No
211380169 | Central HP <5.4 tons | YORK | HRCU-A-CB (Split System: Heat Pump with Remote Outdoor Unit-Air-Source) | HMH72B341 |  |  | XAFD48FXXN1+TXV | TL8E100C20UH11 | 34000 | 16.5 | 8.5 | 32400 | 23800 | 73.46% | 2.1 | 0 | 9.5 |  |  |  | No | R-410A | 2.8333 | Residential & Commercial | No
211386802 | Central HP <5.4 tons | JOHNSON CONTROLS | HRCU-A-CB (Split System: Heat Pump with Remote Outdoor Unit-Air-Source) | HMH72B341 |  |  | XAHC36DXXN1+TXV | TM9Y080C16MP11 | 33800 | 16.5 | 8.1 | 33600 | 24000 | 71.43% | 2.04 | 0 | 9.5 |  |  |  | No | R-410A | 2.8167 | Residential & Commercial | No
211387245 | Central HP <5.4 tons | JOHNSON CONTROLS | HRCU-A-CB (Split System: Heat Pump with Remote Outdoor Unit-Air-Source) | HMH72B341 |  |  | XAFB30CXXN1+TXV | TM9Y060B12MP11 | 32600 | 17.5 | 8.1 | 34000 | 23800 | 70% | 2 | 0 | 9.5 |  |  |  | No | R-410A | 2.7167 | Residential & Commercial | No
211379695 | Central HP <5.4 tons | YORK | HRCU-A-CB (Split System: Heat Pump with Remote Outdoor Unit-Air-Source) | HMH72B341 |  |  | XAHD48FBCN1 | YPLC100C16MP13 | 33600 | 16 | 8.5 | 32400 | 23800 | 73.46% | 2.06 | 0 | 9 |  |  |  | No | R-410A | 2.8 | Residential & Commercial | No
211379747 | Central HP <5.4 tons | YORK | HRCU-A-CB (Split System: Heat Pump with Remote Outdoor Unit-Air-Source) | HMH72B341 |  |  | XAFD48FXXN1+TXV | TPLC080C16MP13 | 34000 | 16.5 | 8.5 | 33000 | 24400 | 73.94% | 2.1 | 0 | 9 |  |  |  | No | R-410A | 2.8333 | Residential & Commercial | No
211379813 | Central HP <5.4 tons | YORK | HRCU-A-CB (Split System: Heat Pump with Remote Outdoor Unit-Air-Source) | HMH72B341 |  |  | XAFC48FBCN1 | TPLC080C16MP13 | 34000 | 16.5 | 8.5 | 33200 | 24400 | 73.49% | 2.1 | 0 | 9 |  |  |  | No | R-410A | 2.8333 | Residential & Commercial | No
211379847 | Central HP <5.4 tons | YORK | HRCU-A-CB (Split System: Heat Pump with Remote Outdoor Unit-Air-Source) | HMH72B341 |  |  | XAHC48FBCN1 | TPLC080B12MP13 | 32400 | 16 | 8.1 | 32000 | 23600 | 73.75% | 1.98 | 0 | 8.5 |  |  |  | No | R-410A | 2.7 | Residential & Commercial | No
211380065 | Central HP <5.4 tons | YORK | HRCU-A-CB (Split System: Heat Pump with Remote Outdoor Unit-Air-Source) | HMH72B341 |  |  | XAHC48FXXN1+TXV | TMLE080B12MP11 | 32800 | 16.5 | 8.1 | 32400 | 23800 | 73.46% | 2 | 0 | 9 |  |  |  | No | R-410A | 2.7333 | Residential & Commercial | No
211379782 | Central HP <5.4 tons | YORK | HRCU-A-CB (Split System: Heat Pump with Remote Outdoor Unit-Air-Source) | HMH72B341 |  |  | XAFC48FXXN1+TXV | TM8V080C16MP12 | 34000 | 16.5 | 8.5 | 33200 | 24400 | 73.49% | 2.1 | 0 | 9 |  |  |  | No | R-410A | 2.8333 | Residential & Commercial | No
211380166 | Central HP <5.4 tons | YORK | HRCU-A-CB (Split System: Heat Pump with Remote Outdoor Unit-Air-Source) | HMH72B341 |  |  | XAHC48FBCN1 | TL8E100C20UH11 | 33400 | 16 | 8.5 | 32000 | 23200 | 72.5% | 2.06 | 0 | 9.5 |  |  |  | No | R-410A | 2.7833 | Residential & Commercial | No
211379285 | Central HP <5.4 tons | YORK | HRCU-A-CB (Split System: Heat Pump with Remote Outdoor Unit-Air-Source) | HMH72B341 |  |  | XAFD48FXXN1+TXV | TM9V080C16MP12 | 33400 | 16.5 | 8.5 | 32400 | 23600 | 72.84% | 2.06 | 0 | 9.5 |  |  |  | No | R-410A | 2.7833 | Residential & Commercial | No
211379415 | Central HP <5.4 tons | YORK | HRCU-A-CB (Split System: Heat Pump with Remote Outdoor Unit-Air-Source) | HMH72B341 |  |  | XAUC48FXXN1+TXV | YP9C060B12MP13 | 33000 | 16.5 | 8.1 | 32400 | 24000 | 74.07% | 2.04 | 0 | 9 |  |  |  | No | R-410A | 2.75 | Residential & Commercial | No
211379449 | Central HP <5.4 tons | YORK | HRCU-A-CB (Split System: Heat Pump with Remote Outdoor Unit-Air-Source) | HMH72B341 |  |  | XAHC48FXXN1+TXV | TM9E080C16MP12 | 33600 | 17 | 8.1 | 32800 | 24200 | 73.78% | 2.04 | 0 | 9 |  |  |  | No | R-410A | 2.8 | Residential & Commercial | No
214777044 | Central HP <5.4 tons | YORK | HRCU-A-CB (Split System: Heat Pump with Remote Outdoor Unit-Air-Source) | HMH72B361 |  |  | XAFC36DBCN1 | Y91E080C16SMPS1 | 36000 | 17 | 8.5 | 36000 | 25200 | 70% | 2.06 | 0 | 8.5 |  |  |  | No | R-410A | 3 | Residential & Commercial | No
215668973 | Central HP <5.4 tons | AIRQUEST | HRCU-A-CB (Split System: Heat Pump with Remote Outdoor Unit-Air-Source) | H5H0V36*K*AAA* |  |  | EA*5X43M21A*+WALLCON | *80CTL0451712B* | 34000 | 17.5 | 9 | 35600 | 25400 | 71.35% | 1.86 | 0 | 9.5 |  |  |  | No | R-454B | 2.8333 | Residential & Commercial | No
215670249 | Central HP <5.4 tons | AIRQUEST | HRCU-A-CB (Split System: Heat Pump with Remote Outdoor Unit-Air-Source) | H5H0V36*K*AAA* |  |  | ESH5X48M12A*+WALLCON | *95CSU0802120B* | 34200 | 16.5 | 8.5 | 35400 | 25200 | 71.19% | 1.88 | 0 | 9.5 |  |  |  | No | R-454B | 2.85 | Residential & Commercial | No
215670319 | Central HP <5.4 tons | AIRQUEST | HRCU-A-CB (Split System: Heat Pump with Remote Outdoor Unit-Air-Source) | H5H0V36*K*AAA* |  |  | ESH5X48M12A*+WALLCON | *97CMN1202422B* | 34200 | 17 | 8.5 | 35400 | 25200 | 71.19% | 1.88 | 0 | 9.5 |  |  |  | No | R-454B | 2.85 | Residential & Commercial | No
215670569 | Central HP <5.4 tons | AIRQUEST | HRCU-A-CB (Split System: Heat Pump with Remote Outdoor Unit-Air-Source) | H5H0V36*K*AAA* |  |  | ESH5X60M12A*+WALLCON | *96CTN0601714B* | 34200 | 16.5 | 8.5 | 34800 | 25200 | 72.41% | 1.78 | 0 | 9.5 |  |  |  | No | R-454B | 2.85 | Residential & Commercial | No
215670023 | Central HP <5.4 tons | AIRQUEST | HRCU-A-CB (Split System: Heat Pump with Remote Outdoor Unit-Air-Source) | H5H0V36*K*AAA* |  |  | ESH5X42M12A*+WALLCON | *95CSU0601716B* | 33800 | 16 | 8.5 | 35600 | 25400 | 71.35% | 1.78 | 0 | 9 |  |  |  | No | R-454B | 2.8167 | Residential & Commercial | No
215670055 | Central HP <5.4 tons | AIRQUEST | HRCU-A-CB (Split System: Heat Pump with Remote Outdoor Unit-Air-Source) | H5H0V36*K*AAA* |  |  | ESH5X42M12A*+WALLCON | *97CMN0801714B* | 33800 | 16.5 | 8.5 | 35800 | 25400 | 70.95% | 1.78 | 0 | 9 |  |  |  | No | R-454B | 2.8167 | Residential & Commercial | No
215669855 | Central HP <5.4 tons | AIRQUEST | HRCU-A-CB (Split System: Heat Pump with Remote Outdoor Unit-Air-Source) | H5H0V36*K*AAA* |  |  | ESH5X36M12A*+WALLCON | *97CMN0601714B* | 33400 | 16 | 8.1 | 36000 | 25800 | 71.67% | 1.8 | 0 | 9 |  |  |  | No | R-454B | 2.7833 | Residential & Commercial | No
215670439 | Central HP <5.4 tons | AIRQUEST | HRCU-A-CB (Split System: Heat Pump with Remote Outdoor Unit-Air-Source) | H5H0V36*K*AAA* |  |  | ESH5X60M12A*+WALLCON | *80CTL0901716B* | 34600 | 17 | 8.5 | 34600 | 24800 | 71.68% | 1.8 | 0 | 9.5 |  |  |  | No | R-454B | 2.8833 | Residential & Commercial | No
213079002 | Central HP <5.4 tons | COMFORTMAKER | HRCU-A-CB (Split System: Heat Pump with Remote Outdoor Unit-Air-Source) | DLCURAH36ABK |  |  | EA*4X42L21A* | *80MSU0401712A* | 35200 | 16 | 8.1 | 38500 | 35000 | 90.91% | 1.88 | 0 | 9.5 |  |  |  | No | R-410A | 2.9333 | Residential & Commercial | No
215669775 | Central HP <5.4 tons | AIRQUEST | HRCU-A-CB (Split System: Heat Pump with Remote Outdoor Unit-Air-Source) | H5H0V36*K*AAA* |  |  | ESH5X36M12A*+WALLCON | *80CTL0701412B* | 33400 | 16.5 | 8.5 | 35800 | 25600 | 71.51% | 1.76 | 0 | 9 |  |  |  | No | R-454B | 2.7833 | Residential & Commercial | No
215669807 | Central HP <5.4 tons | AIRQUEST | HRCU-A-CB (Split System: Heat Pump with Remote Outdoor Unit-Air-Source) | H5H0V36*K*AAA* |  |  | ESH5X36M12A*+WALLCON | *80CTL0902120B* | 33800 | 16.5 | 8.5 | 35600 | 25400 | 71.35% | 1.76 | 0 | 9.5 |  |  |  | No | R-454B | 2.8167 | Residential & Commercial | No
215669943 | Central HP <5.4 tons | AIRQUEST | HRCU-A-CB (Split System: Heat Pump with Remote Outdoor Unit-Air-Source) | H5H0V36*K*AAA* |  |  | ESH5X42M12A*+WALLCON | *80CSU0601716A* | 34000 | 16.5 | 8.5 | 35600 | 25400 | 71.35% | 1.78 | 0 | 9.5 |  |  |  | No | R-454B | 2.8333 | Residential & Commercial | No
215674439 | Central HP <5.4 tons | COMFORTMAKER | HRCU-A-CB (Split System: Heat Pump with Remote Outdoor Unit-Air-Source) | C5H0V48*K*AAA* |  |  | EA*5X61M21A*+WALLCON | *96CTN0801714B* | 45500 | 17.5 | 9 | 48000 | 33600 | 70% | 2.08 | 0 | 9.5 |  |  |  | No | R-454B | 3.7917 | Residential & Commercial | No
215674147 | Central HP <5.4 tons | AIRQUEST | HRCU-A-CB (Split System: Heat Pump with Remote Outdoor Unit-Air-Source) | H5H0V48*K*AAA* |  |  | EA*5X48M21A*+WALLCON | *96CTN1002122B* | 44000 | 17.5 | 9 | 48500 | 34000 | 70.1% | 2.04 | 0 | 9.5 |  |  |  | No | R-454B | 3.6667 | Residential & Commercial | No
212982641 | Central HP <5.4 tons | COMFORTMAKER | HRCU-A-CB (Split System: Heat Pump with Remote Outdoor Unit-Air-Source) | DLCURAH30ABK |  |  | EA*4X42L21A* | *80MSU0601716A* | 29800 | 15.2 | 8.1 | 33800 | 27400 | 81.07% | 1.8 | 0 | 9 |  |  |  | No | R-410A | 2.4833 | Residential & Commercial | No
212985281 | Central HP <5.4 tons | DAY & NIGHT | HRCU-A-CB (Split System: Heat Pump with Remote Outdoor Unit-Air-Source) | DLCURAH30ABK |  |  | EA*4X42L21A* | *92MSN1002120A* | 30200 | 15.2 | 8.1 | 34200 | 27400 | 80.12% | 1.8 | 0 | 9 |  |  |  | No | R-410A | 2.5167 | Residential & Commercial | No
215669927 | Central HP <5.4 tons | AIRQUEST | HRCU-A-CB (Split System: Heat Pump with Remote Outdoor Unit-Air-Source) | H5H0V36*K*AAA* |  |  | ESH5X36M12A*+WALLCON | *96CTN1202422B* | 33800 | 16 | 8.5 | 35800 | 25400 | 70.95% | 1.76 | 0 | 9.5 |  |  |  | No | R-454B | 2.8167 | Residential & Commercial | No
215670007 | Central HP <5.4 tons | AIRQUEST | HRCU-A-CB (Split System: Heat Pump with Remote Outdoor Unit-Air-Source) | H5H0V36*K*AAA* |  |  | ESH5X42M12A*+WALLCON | *80CTL1102120B* | 34000 | 16.5 | 8.5 | 35600 | 25200 | 70.79% | 1.78 | 0 | 9.5 |  |  |  | No | R-454B | 2.8333 | Residential & Commercial | No
215674087 | Central HP <5.4 tons | AIRQUEST | HRCU-A-CB (Split System: Heat Pump with Remote Outdoor Unit-Air-Source) | H5H0V48*K*AAA* |  |  | EA*5X48M21A*+WALLCON | *95CSU0802120B* | 44000 | 17.5 | 9 | 48500 | 34200 | 70.52% | 2.06 | 0 | 9.5 |  |  |  | No | R-454B | 3.6667 | Residential & Commercial | No
215674017 | Central HP <5.4 tons | AIRQUEST | HRCU-A-CB (Split System: Heat Pump with Remote Outdoor Unit-Air-Source) | H5H0V48*K*AAA* |  |  | EA*5X48M21A*+WALLCON | *80CTL0451712B* | 43500 | 17 | 9 | 49000 | 35000 | 71.43% | 2.02 | 0 | 9 |  |  |  | No | R-454B | 3.625 | Residential & Commercial | No
215674467 | Central HP <5.4 tons | AIRQUEST | HRCU-A-CB (Split System: Heat Pump with Remote Outdoor Unit-Air-Source) | H5H0V48*K*AAA* |  |  | EA*5X61M24A*+WALLCON | *80CSU1002120A* | 46000 | 18 | 9 | 48000 | 33800 | 70.42% | 2.08 | 0 | 9.5 |  |  |  | No | R-454B | 3.8333 | Residential & Commercial | No
211379542 | Central HP <5.4 tons | YORK | HRCU-A-CB (Split System: Heat Pump with Remote Outdoor Unit-Air-Source) | HMH72B341 |  |  | XAUC48FXXN1+TXV | TM8Y120C20MP11 | 34000 | 16.5 | 8.5 | 33000 | 24200 | 73.33% | 2.1 | 0 | 9.5 |  |  |  | No | R-410A | 2.8333 | Residential & Commercial | No
211379608 | Central HP <5.4 tons | YORK | HRCU-A-CB (Split System: Heat Pump with Remote Outdoor Unit-Air-Source) | HMH72B341 |  |  | XAFC48FXXN1+TXV | TM8Y080B12MP11 | 33200 | 17 | 8.5 | 32200 | 23600 | 73.29% | 2.04 | 0 | 9.5 |  |  |  | No | R-410A | 2.7667 | Residential & Commercial | No
211379658 | Central HP <5.4 tons | YORK | HRCU-A-CB (Split System: Heat Pump with Remote Outdoor Unit-Air-Source) | HMH72B341 |  |  | XAHD48FXXN1+TXV | TM8V100C16MP12 | 33600 | 16 | 8.5 | 32400 | 23800 | 73.46% | 2.06 | 0 | 9 |  |  |  | No | R-410A | 2.8 | Residential & Commercial | No
213297577 | Central HP <5.4 tons | JOHNSON CONTROLS | HRCU-A-CB (Split System: Heat Pump with Remote Outdoor Unit-Air-Source) | HMH72B341 |  |  | XAHC36DBCN1 | Z8ES100B12LMPS1 | 33400 | 17.5 | 8.1 | 32800 | 23200 | 70.73% | 2.02 | 0 | 9.5 |  |  |  | No | R-410A | 2.7833 | Residential & Commercial | No
213297112 | Central HP <5.4 tons | JOHNSON CONTROLS | HRCU-A-CB (Split System: Heat Pump with Remote Outdoor Unit-Air-Source) | HMH72B341 |  |  | XAFC48FXXN1+TXV | Z8ES120C16SMPS1 | 34000 | 16.5 | 8.5 | 32800 | 23400 | 71.34% | 2.1 | 0 | 9.5 |  |  |  | No | R-410A | 2.8333 | Residential & Commercial | No
213297327 | Central HP <5.4 tons | JOHNSON CONTROLS | HRCU-A-CB (Split System: Heat Pump with Remote Outdoor Unit-Air-Source) | HMH72B341 |  |  | XAHC30CXXN1+TXV | Z8ES120C16SMPS1 | 32600 | 17 | 8.5 | 32000 | 22600 | 70.62% | 2.04 | 0 | 9.5 |  |  |  | No | R-410A | 2.7167 | Residential & Commercial | No
211379733 | Central HP <5.4 tons | YORK | HRCU-A-CB (Split System: Heat Pump with Remote Outdoor Unit-Air-Source) | HMH72B341 |  |  | XAHC48FBCN1 | YPLC080C16MP13 | 33600 | 16.5 | 8.5 | 32400 | 23800 | 73.46% | 2.06 | 0 | 9 |  |  |  | No | R-410A | 2.8 | Residential & Commercial | No
211379819 | Central HP <5.4 tons | YORK | HRCU-A-CB (Split System: Heat Pump with Remote Outdoor Unit-Air-Source) | HMH72B341 |  |  | XAFC48FBCN1 | TPLC100C16MP13 | 34000 | 16.5 | 8.5 | 33200 | 24400 | 73.49% | 2.1 | 0 | 9 |  |  |  | No | R-410A | 2.8333 | Residential & Commercial | No
211379858 | Central HP <5.4 tons | YORK | HRCU-A-CB (Split System: Heat Pump with Remote Outdoor Unit-Air-Source) | HMH72B341 |  |  | XAFC48FXXN1+TXV | YPLC080B12MP13 | 33000 | 16 | 8.1 | 32600 | 24000 | 73.62% | 2.02 | 0 | 9 |  |  |  | No | R-410A | 2.75 | Residential & Commercial | No
211379912 | Central HP <5.4 tons | YORK | HRCU-A-CB (Split System: Heat Pump with Remote Outdoor Unit-Air-Source) | HMH72B341 |  |  | XAFC48FXXN1+TXV | TM8E120C16MP11 | 33600 | 17 | 8.5 | 32400 | 23600 | 72.84% | 2.08 | 0 | 9.5 |  |  |  | No | R-410A | 2.8 | Residential & Commercial | No
211379969 | Central HP <5.4 tons | YORK | HRCU-A-CB (Split System: Heat Pump with Remote Outdoor Unit-Air-Source) | HMH72B341 |  |  | XAFC48FBCN1 | TM8E100C16MP11 | 33600 | 17 | 8.5 | 32400 | 23600 | 72.84% | 2.06 | 0 | 9.5 |  |  |  | No | R-410A | 2.8 | Residential & Commercial | No
215673987 | Central HP <5.4 tons | AIRQUEST | HRCU-A-CB (Split System: Heat Pump with Remote Outdoor Unit-Air-Source) | H5H0V48*K*AAA* |  |  | EA*5X48M21A*+WALLCON | *80CSU0601716A* | 44000 | 17.5 | 9 | 48500 | 34200 | 70.52% | 2.04 | 0 | 9.5 |  |  |  | No | R-454B | 3.6667 | Residential & Commercial | No
215669195 | Central HP <5.4 tons | AIRQUEST | HRCU-A-CB (Split System: Heat Pump with Remote Outdoor Unit-Air-Source) | H5H0V36*K*AAA* |  |  | EA*5X48M21A*+WALLCON | *95CSU0802120B* | 33800 | 17.5 | 9 | 35000 | 25000 | 71.43% | 1.88 | 0 | 9.5 |  |  |  | No | R-454B | 2.8167 | Residential & Commercial | No
215677328 | Central HP <5.4 tons | COMFORTMAKER | HRCU-A-CB (Split System: Heat Pump with Remote Outdoor Unit-Air-Source) | C5H0V60*K*AAA* |  |  | EVD5X60M21A*+WALLCON | *80CSU1002120A* | 56500 | 18 | 9 | 64000 | 45000 | 70.31% | 2.08 | 0 | 9 |  |  |  | No | R-454B | 4.7083 | Residential & Commercial | No
210450191 | Central HP <5.4 tons | CARRIER | HRCU-A-CB (Split System: Heat Pump with Remote Outdoor Unit-Air-Source) | 38MURAQ36AB3* |  |  | CAP**3621AL* | 59TP6B080V17**16 | 35000 | 15.5 | 8.5 | 39000 | 35400 | 90.77% | 1.8 | 0 | 9.5 |  |  |  | No | R-410A | 2.9167 | Residential & Commercial | No
215670063 | Central HP <5.4 tons | AIRQUEST | HRCU-A-CB (Split System: Heat Pump with Remote Outdoor Unit-Air-Source) | H5H0V36*K*AAA* |  |  | ESH5X42M12A*+WALLCON | *97CMN0802120B* | 34000 | 16.5 | 8.5 | 35600 | 25200 | 70.79% | 1.78 | 0 | 9.5 |  |  |  | No | R-454B | 2.8333 | Residential & Commercial | No
215670229 | Central HP <5.4 tons | AIRQUEST | HRCU-A-CB (Split System: Heat Pump with Remote Outdoor Unit-Air-Source) | H5H0V36*K*AAA* |  |  | ESH5X48M12A*+WALLCON | *80CTL1352422B* | 34200 | 17 | 8.5 | 35400 | 25200 | 71.19% | 1.9 | 0 | 9.5 |  |  |  | No | R-454B | 2.85 | Residential & Commercial | No
211380085 | Central HP <5.4 tons | YORK | HRCU-A-CB (Split System: Heat Pump with Remote Outdoor Unit-Air-Source) | HMH72B341 |  |  | XAFC48FBCN1 | TMLE080B12MP11 | 33400 | 17 | 8.5 | 32400 | 23800 | 73.46% | 2.04 | 0 | 9 |  |  |  | No | R-410A | 2.7833 | Residential & Commercial | No
211380128 | Central HP <5.4 tons | YORK | HRCU-A-CB (Split System: Heat Pump with Remote Outdoor Unit-Air-Source) | HMH72B341 |  |  | XAFD48FXXN1+TXV | TL9E080C16UH11 | 34000 | 16.5 | 8.5 | 32800 | 24200 | 73.78% | 2.08 | 0 | 9 |  |  |  | No | R-410A | 2.8333 | Residential & Commercial | No
211379451 | Central HP <5.4 tons | YORK | HRCU-A-CB (Split System: Heat Pump with Remote Outdoor Unit-Air-Source) | HMH72B341 |  |  | XAHC48FBCN1 | TM9E080C16MP12 | 33600 | 17 | 8.1 | 32800 | 24200 | 73.78% | 2.04 | 0 | 9 |  |  |  | No | R-410A | 2.8 | Residential & Commercial | No
211712334 | Central HP <5.4 tons | HEIL | HRCU-A-CB (Split System: Heat Pump with Remote Outdoor Unit-Air-Source) | DLCURAH30ABK |  |  | EA*4X42L21A* | *80ESU0401712A* | 30400 | 15.2 | 8.1 | 34200 | 27000 | 78.95% | 1.8 | 0 | 9 |  |  |  | No | R-410A | 2.5333 | Residential & Commercial | No
215670111 | Central HP <5.4 tons | AIRQUEST | HRCU-A-CB (Split System: Heat Pump with Remote Outdoor Unit-Air-Source) | H5H0V36*K*AAA* |  |  | ESH5X42M12A*+WALLCON | *96CTN1002122B* | 34000 | 16.5 | 8.5 | 35600 | 25200 | 70.79% | 1.78 | 0 | 9.5 |  |  |  | No | R-454B | 2.8333 | Residential & Commercial | No
215670259 | Central HP <5.4 tons | AIRQUEST | HRCU-A-CB (Split System: Heat Pump with Remote Outdoor Unit-Air-Source) | H5H0V36*K*AAA* |  |  | ESH5X48M12A*+WALLCON | *95CSU1002122B* | 34200 | 16.5 | 8.5 | 35400 | 25200 | 71.19% | 1.9 | 0 | 9.5 |  |  |  | No | R-454B | 2.85 | Residential & Commercial | No
215669847 | Central HP <5.4 tons | AIRQUEST | HRCU-A-CB (Split System: Heat Pump with Remote Outdoor Unit-Air-Source) | H5H0V36*K*AAA* |  |  | ESH5X36M12A*+WALLCON | *95CSU1002122B* | 33800 | 16.5 | 8.5 | 35800 | 25400 | 70.95% | 1.76 | 0 | 9.5 |  |  |  | No | R-454B | 2.8167 | Residential & Commercial | No
215670379 | Central HP <5.4 tons | AIRQUEST | HRCU-A-CB (Split System: Heat Pump with Remote Outdoor Unit-Air-Source) | H5H0V36*K*AAA* |  |  | ESH5X60M12A*+WALLCON | *80CSU0401712A* | 34600 | 17 | 8.5 | 34600 | 24800 | 71.68% | 1.8 | 0 | 9.5 |  |  |  | No | R-454B | 2.8833 | Residential & Commercial | No
215677838 | Central HP <5.4 tons | COMFORTMAKER | HRCU-A-CB (Split System: Heat Pump with Remote Outdoor Unit-Air-Source) | C5H0V60*K*AAA* |  |  | EA*5X60M24A*+WALLCON | *97CMN0802120B* | 54500 | 18 | 8.5 | 59500 | 42000 | 70.59% | 1.9 | 0 | 8.5 |  |  |  | No | R-454B | 4.5417 | Residential & Commercial | No
211240243 | Central HP <5.4 tons | SMART COMFORT | HRCU-A-CB (Split System: Heat Pump with Remote Outdoor Unit-Air-Source) | DLCURAH24ABK |  |  | EA*4X24L14A* | *96VSN0401410A* | 23400 | 15.5 | 8.5 | 26800 | 24800 | 92.54% | 2.04 | 0 | 9.5 |  |  |  | No | R-410A | 1.95 | Residential & Commercial | No
212986581 | Central HP <5.4 tons | SMART COMFORT | HRCU-A-CB (Split System: Heat Pump with Remote Outdoor Unit-Air-Source) | DLCURAH24ABK |  |  | EA*4X36L21A* | *96MSM0401712A* | 23400 | 16 | 8.5 | 26200 | 24200 | 92.37% | 2 | 0 | 9.5 |  |  |  | No | R-410A | 1.95 | Residential & Commercial | No
211228155 | Central HP <5.4 tons | SMART COMFORT | HRCU-A-CB (Split System: Heat Pump with Remote Outdoor Unit-Air-Source) | DLCURAH36ABK |  |  | EA*4X42L24A* | OLV112A16A | 35400 | 15.2 | 8.1 | 39500 | 35200 | 89.11% | 1.88 | 0 | 9.5 |  |  |  | No | R-410A | 2.95 | Residential & Commercial | No
213077073 | Central HP <5.4 tons | SMART COMFORT | HRCU-A-CB (Split System: Heat Pump with Remote Outdoor Unit-Air-Source) | DLCURAH36ABK |  |  | EA*4X42L24A* | *96VSN0802120B* | 35000 | 16 | 8.1 | 38500 | 35000 | 90.91% | 1.88 | 0 | 9.5 |  |  |  | No | R-410A | 2.9167 | Residential & Commercial | No
213078495 | Central HP <5.4 tons | SMART COMFORT | HRCU-A-CB (Split System: Heat Pump with Remote Outdoor Unit-Air-Source) | DLCURAH36ABK |  |  | EA*4X36L21A* | *80MS(N,L)0902120A* | 35200 | 16.5 | 8.1 | 38500 | 35200 | 91.43% | 1.84 | 0 | 9.5 |  |  |  | No | R-410A | 2.9333 | Residential & Commercial | No
213080533 | Central HP <5.4 tons | SMART COMFORT | HRCU-A-CB (Split System: Heat Pump with Remote Outdoor Unit-Air-Source) | DLCURAH36ABK |  |  | EA*4X37L17A* | *95MSU0401712A* | 35600 | 15.2 | 8.1 | 38500 | 35200 | 91.43% | 1.98 | 0 | 9.5 |  |  |  | No | R-410A | 2.9667 | Residential & Commercial | No
213079528 | Central HP <5.4 tons | SMART COMFORT | HRCU-A-CB (Split System: Heat Pump with Remote Outdoor Unit-Air-Source) | DLCURAH36ABK |  |  | EA*4X36L21A* | *92MSN0801716A* | 35200 | 16 | 8.1 | 38500 | 35200 | 91.43% | 1.82 | 0 | 9.5 |  |  |  | No | R-410A | 2.9333 | Residential & Commercial | No
213077143 | Central HP <5.4 tons | SMART COMFORT | HRCU-A-CB (Split System: Heat Pump with Remote Outdoor Unit-Air-Source) | DLCURAH36ABK |  |  | EA*4X36L21A* | *96VSN1002120B* | 35200 | 16 | 8.1 | 38500 | 35200 | 91.43% | 1.82 | 0 | 9.5 |  |  |  | No | R-410A | 2.9333 | Residential & Commercial | No
212986145 | Central HP <5.4 tons | DAY & NIGHT | HRCU-A-CB (Split System: Heat Pump with Remote Outdoor Unit-Air-Source) | DLCURAH24ABK |  |  | EA*4X24L17A* | *96MSN0401410A* | 23200 | 16 | 8.5 | 27000 | 26400 | 97.78% | 2.2 | 0 | 9.5 |  |  |  | No | R-410A | 1.9333 | Residential & Commercial | No
215670279 | Central HP <5.4 tons | AIRQUEST | HRCU-A-CB (Split System: Heat Pump with Remote Outdoor Unit-Air-Source) | H5H0V36*K*AAA* |  |  | ESH5X48M12A*+WALLCON | *97CMN0602120B* | 34000 | 16.5 | 8.5 | 35600 | 25400 | 71.35% | 1.76 | 0 | 9.5 |  |  |  | No | R-454B | 2.8333 | Residential & Commercial | No
211227708 | Central HP <5.4 tons | SMART COMFORT | HRCU-A-CB (Split System: Heat Pump with Remote Outdoor Unit-Air-Source) | DLCURAH36ABK |  |  | EA*4X42L21A* | *96VTN1002120A* | 35800 | 15.5 | 8.1 | 39500 | 35200 | 89.11% | 1.9 | 0 | 9.5 |  |  |  | No | R-410A | 2.9833 | Residential & Commercial | No
211227726 | Central HP <5.4 tons | SMART COMFORT | HRCU-A-CB (Split System: Heat Pump with Remote Outdoor Unit-Air-Source) | DLCURAH36ABK |  |  | EA*4X42L21A* | OLV098A12* | 35000 | 15.2 | 8.1 | 38500 | 35200 | 91.43% | 1.86 | 0 | 9.5 |  |  |  | No | R-410A | 2.9167 | Residential & Commercial | No
211229021 | Central HP <5.4 tons | SMART COMFORT | HRCU-A-CB (Split System: Heat Pump with Remote Outdoor Unit-Air-Source) | DLCURAH36ABK |  |  | EA*4X48L21A* | *95ESN0601714A* | 35400 | 15.5 | 8.1 | 38500 | 34800 | 90.39% | 2.02 | 0 | 9.5 |  |  |  | No | R-410A | 2.95 | Residential & Commercial | No
211229032 | Central HP <5.4 tons | SMART COMFORT | HRCU-A-CB (Split System: Heat Pump with Remote Outdoor Unit-Air-Source) | DLCURAH36ABK |  |  | EA*4X48L21A* | *95ESN0801716A* | 35400 | 15.5 | 8.1 | 37800 | 34800 | 92.06% | 2.02 | 0 | 9.5 |  |  |  | No | R-410A | 2.95 | Residential & Commercial | No
211229082 | Central HP <5.4 tons | SMART COMFORT | HRCU-A-CB (Split System: Heat Pump with Remote Outdoor Unit-Air-Source) | DLCURAH36ABK |  |  | EA*4X48L21A* | *96VSN0601714A* | 35400 | 15.5 | 8.1 | 38500 | 34800 | 90.39% | 2.02 | 0 | 9.5 |  |  |  | No | R-410A | 2.95 | Residential & Commercial | No
212986533 | Central HP <5.4 tons | SMART COMFORT | HRCU-A-CB (Split System: Heat Pump with Remote Outdoor Unit-Air-Source) | DLCURAH24ABK |  |  | EA*4X24L17A* | *96MSM0401712A* | 23000 | 15.5 | 8.5 | 27000 | 27200 | 100.7% | 2.3 | 0 | 9.5 |  |  |  | No | R-410A | 1.9167 | Residential & Commercial | No
215667111 | Central HP <5.4 tons | AIRQUEST | HRCU-A-CB (Split System: Heat Pump with Remote Outdoor Unit-Air-Source) | H5H0V24*K*AAA* |  |  | EA*5X24M17A*+WALLCON | *96CTN0401410B* | 22400 | 15.5 | 8.5 | 24400 | 17200 | 70.49% | 1.82 | 0 | 9 |  |  |  | No | R-454B | 1.8667 | Residential & Commercial | No
211712939 | Central HP <5.4 tons | SMART COMFORT | HRCU-A-CB (Split System: Heat Pump with Remote Outdoor Unit-Air-Source) | DLCURAH30ABK |  |  | EA*4X42L24A* | *80ES(N,L)1552420A* | 29800 | 15.2 | 8.1 | 33800 | 27200 | 80.47% | 1.78 | 0 | 9 |  |  |  | No | R-410A | 2.4833 | Residential & Commercial | No
211712654 | Central HP <5.4 tons | SMART COMFORT | HRCU-A-CB (Split System: Heat Pump with Remote Outdoor Unit-Air-Source) | DLCURAH30ABK |  |  | EA*4X42L24A* | *96VTN1002122A* | 29600 | 15.2 | 8.1 | 33800 | 27200 | 80.47% | 1.78 | 0 | 9 |  |  |  | No | R-410A | 2.4667 | Residential & Commercial | No
211227385 | Central HP <5.4 tons | SMART COMFORT | HRCU-A-CB (Split System: Heat Pump with Remote Outdoor Unit-Air-Source) | DLCURAH36ABK |  |  | EA*4X42L21A* | *80VSL0451716A* | 35200 | 15.5 | 8.1 | 38500 | 35200 | 91.43% | 1.88 | 0 | 9.5 |  |  |  | No | R-410A | 2.9333 | Residential & Commercial | No
211227599 | Central HP <5.4 tons | SMART COMFORT | HRCU-A-CB (Split System: Heat Pump with Remote Outdoor Unit-Air-Source) | DLCURAH36ABK |  |  | EA*4X42L21A* | *96VSN0601714A* | 35000 | 15.2 | 8.1 | 38500 | 35200 | 91.43% | 1.86 | 0 | 9.5 |  |  |  | No | R-410A | 2.9167 | Residential & Commercial | No
211227608 | Central HP <5.4 tons | SMART COMFORT | HRCU-A-CB (Split System: Heat Pump with Remote Outdoor Unit-Air-Source) | DLCURAH36ABK |  |  | EA*4X42L21A* | *96VSN0801716A* | 35200 | 15.5 | 8.1 | 38500 | 35000 | 90.91% | 1.86 | 0 | 9.5 |  |  |  | No | R-410A | 2.9333 | Residential & Commercial | No
211228828 | Central HP <5.4 tons | SMART COMFORT | HRCU-A-CB (Split System: Heat Pump with Remote Outdoor Unit-Air-Source) | DLCURAH36ABK |  |  | EA*4X48L21A* | *80VSL0451716A* | 35600 | 15.5 | 8.1 | 38500 | 34800 | 90.39% | 2.04 | 0 | 9.5 |  |  |  | No | R-410A | 2.9667 | Residential & Commercial | No
211241747 | Central HP <5.4 tons | SMART COMFORT | HRCU-A-CB (Split System: Heat Pump with Remote Outdoor Unit-Air-Source) | DLCURAH24ABK |  |  | EA*4X30L17A* | *92ESN0401410A* | 24000 | 15.2 | 8.5 | 26600 | 23000 | 86.47% | 1.86 | 0 | 9.5 |  |  |  | No | R-410A | 2 | Residential & Commercial | No
215674387 | Central HP <5.4 tons | AIRQUEST | HRCU-A-CB (Split System: Heat Pump with Remote Outdoor Unit-Air-Source) | H5H0V48*K*AAA* |  |  | EA*5X61M21A*+WALLCON | *95CSU0601716B* | 45500 | 17.5 | 9 | 48000 | 34200 | 71.25% | 2.06 | 0 | 9.5 |  |  |  | No | R-454B | 3.7917 | Residential & Commercial | No
215670079 | Central HP <5.4 tons | AIRQUEST | HRCU-A-CB (Split System: Heat Pump with Remote Outdoor Unit-Air-Source) | H5H0V36*K*AAA* |  |  | ESH5X42M12A*+WALLCON | *97CMN1202422B* | 34000 | 16.5 | 8.5 | 35600 | 25200 | 70.79% | 1.78 | 0 | 9.5 |  |  |  | No | R-454B | 2.8333 | Residential & Commercial | No
215670299 | Central HP <5.4 tons | AIRQUEST | HRCU-A-CB (Split System: Heat Pump with Remote Outdoor Unit-Air-Source) | H5H0V36*K*AAA* |  |  | ESH5X48M12A*+WALLCON | *97CMN0802120B* | 34200 | 16.5 | 8.5 | 35400 | 25200 | 71.19% | 1.88 | 0 | 9.5 |  |  |  | No | R-454B | 2.85 | Residential & Commercial | No
211229208 | Central HP <5.4 tons | SMART COMFORT | HRCU-A-CB (Split System: Heat Pump with Remote Outdoor Unit-Air-Source) | DLCURAH36ABK |  |  | EA*4X48L21A* | OLV112A16A | 35800 | 15.5 | 8.5 | 38500 | 34800 | 90.39% | 2.04 | 0 | 9.5 |  |  |  | No | R-410A | 2.9833 | Residential & Commercial | No
211714360 | Central HP <5.4 tons | SMART COMFORT | HRCU-A-CB (Split System: Heat Pump with Remote Outdoor Unit-Air-Source) | DLCURAH30ABK |  |  | EN(A,D,W)4X42L21** | *96VTN1002122A* | 30000 | 15.2 | 8.1 | 34000 | 27200 | 80% | 1.8 | 0 | 9 |  |  |  | No | R-410A | 2.5 | Residential & Commercial | No
212985257 | Central HP <5.4 tons | DAY & NIGHT | HRCU-A-CB (Split System: Heat Pump with Remote Outdoor Unit-Air-Source) | DLCURAH30ABK |  |  | EA*4X36L21A* | *92MSN1002120A* | 30000 | 15.2 | 8.1 | 34400 | 28000 | 81.4% | 1.78 | 0 | 9 |  |  |  | No | R-410A | 2.5 | Residential & Commercial | No
211713402 | Central HP <5.4 tons | SMART COMFORT | HRCU-A-CB (Split System: Heat Pump with Remote Outdoor Unit-Air-Source) | DLCURAH30ABK |  |  | EA*4X43L21A* | *80ESU0601716A | 31200 | 15.2 | 8.5 | 33400 | 26000 | 77.84% | 1.86 | 0 | 9 |  |  |  | No | R-410A | 2.6 | Residential & Commercial | No
212985258 | Central HP <5.4 tons | HEIL | HRCU-A-CB (Split System: Heat Pump with Remote Outdoor Unit-Air-Source) | DLCURAH30ABK |  |  | EA*4X36L21A* | *92MSN1002120A* | 30000 | 15.2 | 8.1 | 34400 | 28000 | 81.4% | 1.78 | 0 | 9 |  |  |  | No | R-410A | 2.5 | Residential & Commercial | No
212989531 | Central HP <5.4 tons | DAY & NIGHT | HRCU-A-CB (Split System: Heat Pump with Remote Outdoor Unit-Air-Source) | DLCURAH30ABK |  |  | EA*4X37L21A* | *95MSU0802120A* | 30600 | 15.2 | 8.1 | 33400 | 26400 | 79.04% | 1.86 | 0 | 9 |  |  |  | No | R-410A | 2.55 | Residential & Commercial | No
211241418 | Central HP <5.4 tons | SMART COMFORT | HRCU-A-CB (Split System: Heat Pump with Remote Outdoor Unit-Air-Source) | DLCURAH24ABK |  |  | EA*4X30L17A* | *96VSN0401712A* | 23200 | 16 | 8.5 | 25800 | 24200 | 93.8% | 2 | 0 | 9.5 |  |  |  | No | R-410A | 1.9333 | Residential & Commercial | No
213078826 | Central HP <5.4 tons | SMART COMFORT | HRCU-A-CB (Split System: Heat Pump with Remote Outdoor Unit-Air-Source) | DLCURAH36ABK |  |  | EA*4X36L17A* | *80MSU1002120A* | 35400 | 15.5 | 8.1 | 39000 | 35400 | 90.77% | 1.84 | 0 | 9.5 |  |  |  | No | R-410A | 2.95 | Residential & Commercial | No
211229226 | Central HP <5.4 tons | SMART COMFORT | HRCU-A-CB (Split System: Heat Pump with Remote Outdoor Unit-Air-Source) | DLCURAH36ABK |  |  | EA*4X48L21A* | OMV112K14A | 35600 | 15.5 | 8.1 | 38500 | 34800 | 90.39% | 2.04 | 0 | 9.5 |  |  |  | No | R-410A | 2.9667 | Residential & Commercial | No
213077801 | Central HP <5.4 tons | SMART COMFORT | HRCU-A-CB (Split System: Heat Pump with Remote Outdoor Unit-Air-Source) | DLCURAH36ABK |  |  | EA*4X42L24A* | *96VTN1202422B* | 35200 | 16 | 8.1 | 38500 | 35000 | 90.91% | 1.88 | 0 | 9.5 |  |  |  | No | R-410A | 2.9333 | Residential & Commercial | No
212986557 | Central HP <5.4 tons | SMART COMFORT | HRCU-A-CB (Split System: Heat Pump with Remote Outdoor Unit-Air-Source) | DLCURAH24ABK |  |  | EA*4X30L17A* | *96MSM0401712A* | 23200 | 16 | 8.5 | 26400 | 25000 | 94.7% | 2.08 | 0 | 9.5 |  |  |  | No | R-410A | 1.9333 | Residential & Commercial | No
211712915 | Central HP <5.4 tons | SMART COMFORT | HRCU-A-CB (Split System: Heat Pump with Remote Outdoor Unit-Air-Source) | DLCURAH30ABK |  |  | EA*4X42L24A* | *92ESN1002120A* | 30600 | 15.2 | 8.1 | 34200 | 27000 | 78.95% | 1.82 | 0 | 9 |  |  |  | No | R-410A | 2.55 | Residential & Commercial | No
212985284 | Central HP <5.4 tons | SMART COMFORT | HRCU-A-CB (Split System: Heat Pump with Remote Outdoor Unit-Air-Source) | DLCURAH30ABK |  |  | EA*4X42L21A* | *92MSN1002120A* | 30200 | 15.2 | 8.1 | 34200 | 27400 | 80.12% | 1.8 | 0 | 9 |  |  |  | No | R-410A | 2.5167 | Residential & Commercial | No
211222233 | Central HP <5.4 tons | SMART COMFORT | HRCU-A-CB (Split System: Heat Pump with Remote Outdoor Unit-Air-Source) | DLCURAH30ABK |  |  | EA*4X36L21A* | *96VTN1002122A* | 29600 | 15.2 | 8.1 | 33800 | 27800 | 82.25% | 1.76 | 0 | 9 |  |  |  | No | R-410A | 2.4667 | Residential & Commercial | No
212986532 | Central HP <5.4 tons | SMART COMFORT | HRCU-A-CB (Split System: Heat Pump with Remote Outdoor Unit-Air-Source) | DLCURAH24ABK |  |  | EA*4X24L17A* | *96MSN0401712A* | 23000 | 15.5 | 8.5 | 27000 | 27200 | 100.7% | 2.3 | 0 | 9.5 |  |  |  | No | R-410A | 1.9167 | Residential & Commercial | No
212986569 | Central HP <5.4 tons | SMART COMFORT | HRCU-A-CB (Split System: Heat Pump with Remote Outdoor Unit-Air-Source) | DLCURAH24ABK |  |  | EA*4X36L17A* | *96MSM0401712A* | 23400 | 16 | 8.5 | 26200 | 24400 | 93.13% | 2 | 0 | 9.5 |  |  |  | No | R-410A | 1.95 | Residential & Commercial | No
215670399 | Central HP <5.4 tons | AIRQUEST | HRCU-A-CB (Split System: Heat Pump with Remote Outdoor Unit-Air-Source) | H5H0V36*K*AAA* |  |  | ESH5X60M12A*+WALLCON | *80CTL0451712B* | 34200 | 16.5 | 8.5 | 35000 | 25200 | 72% | 1.78 | 0 | 9 |  |  |  | No | R-454B | 2.85 | Residential & Commercial | No
213076637 | Central HP <5.4 tons | SMART COMFORT | HRCU-A-CB (Split System: Heat Pump with Remote Outdoor Unit-Air-Source) | DLCURAH36ABK |  |  | EA*4X36L21A* | *80VTL0902120B* | 35000 | 16 | 8.1 | 38500 | 35200 | 91.43% | 1.82 | 0 | 9.5 |  |  |  | No | R-410A | 2.9167 | Residential & Commercial | No
213080145 | Central HP <5.4 tons | SMART COMFORT | HRCU-A-CB (Split System: Heat Pump with Remote Outdoor Unit-Air-Source) | DLCURAH36ABK |  |  | EA*4X36L21A* | *96MSM0802120A* | 35200 | 16 | 8.1 | 39000 | 35200 | 90.26% | 1.84 | 0 | 9.5 |  |  |  | No | R-410A | 2.9333 | Residential & Commercial | No
213080653 | Central HP <5.4 tons | SMART COMFORT | HRCU-A-CB (Split System: Heat Pump with Remote Outdoor Unit-Air-Source) | DLCURAH36ABK |  |  | EA*4X36L17A* | *95MSU0601716A* | 35200 | 15.5 | 8.1 | 39000 | 35200 | 90.26% | 1.84 | 0 | 9.5 |  |  |  | No | R-410A | 2.9333 | Residential & Commercial | No
213080581 | Central HP <5.4 tons | SMART COMFORT | HRCU-A-CB (Split System: Heat Pump with Remote Outdoor Unit-Air-Source) | DLCURAH36ABK |  |  | EA*4X48L21A* | *95MSU0401712A* | 35600 | 15.2 | 8.1 | 38000 | 34800 | 91.58% | 2.02 | 0 | 9.5 |  |  |  | No | R-410A | 2.9667 | Residential & Commercial | No
213080701 | Central HP <5.4 tons | SMART COMFORT | HRCU-A-CB (Split System: Heat Pump with Remote Outdoor Unit-Air-Source) | DLCURAH36ABK |  |  | EA*4X42L21A* | *95MSU0601716A* | 35000 | 16 | 8.1 | 38500 | 35000 | 90.91% | 1.86 | 0 | 9.5 |  |  |  | No | R-410A | 2.9167 | Residential & Commercial | No
211227874 | Central HP <5.4 tons | SMART COMFORT | HRCU-A-CB (Split System: Heat Pump with Remote Outdoor Unit-Air-Source) | DLCURAH36ABK |  |  | EA*4X42L24A* | *80VSL0902120A* | 35000 | 16 | 8.1 | 38500 | 35000 | 90.91% | 1.86 | 0 | 9.5 |  |  |  | No | R-410A | 2.9167 | Residential & Commercial | No
212984478 | Central HP <5.4 tons | SMART COMFORT | HRCU-A-CB (Split System: Heat Pump with Remote Outdoor Unit-Air-Source) | DLCURAH30ABK |  |  | EA*4X37L21A* | *92MSN0801716A* | 31000 | 15.2 | 8.5 | 33400 | 26200 | 78.44% | 1.86 | 0 | 9 |  |  |  | No | R-410A | 2.5833 | Residential & Commercial | No
212987769 | Central HP <5.4 tons | SMART COMFORT | HRCU-A-CB (Split System: Heat Pump with Remote Outdoor Unit-Air-Source) | DLCURAH30ABK |  |  | EA*4X43L21A* | *96MSM0802120A* | 30200 | 15.2 | 8.1 | 33400 | 26400 | 79.04% | 1.84 | 0 | 9 |  |  |  | No | R-410A | 2.5167 | Residential & Commercial | No
212988056 | Central HP <5.4 tons | SMART COMFORT | HRCU-A-CB (Split System: Heat Pump with Remote Outdoor Unit-Air-Source) | DLCURAH30ABK |  |  | EA*4X42L21A* | *96MSN1002120A* | 30200 | 15.2 | 8.5 | 34000 | 27400 | 80.59% | 1.8 | 0 | 9 |  |  |  | No | R-410A | 2.5167 | Residential & Commercial | No
212985272 | Central HP <5.4 tons | SMART COMFORT | HRCU-A-CB (Split System: Heat Pump with Remote Outdoor Unit-Air-Source) | DLCURAH30ABK |  |  | EA*4X37L21A* | *92MSN1002120A* | 30600 | 15.2 | 8.5 | 33400 | 26400 | 79.04% | 1.86 | 0 | 9 |  |  |  | No | R-410A | 2.55 | Residential & Commercial | No
213076516 | Central HP <5.4 tons | SMART COMFORT | HRCU-A-CB (Split System: Heat Pump with Remote Outdoor Unit-Air-Source) | DLCURAH36ABK |  |  | EA*4X42L21A* | *80VTL0701716B* | 35000 | 16 | 8.1 | 38500 | 35000 | 90.91% | 1.86 | 0 | 9.5 |  |  |  | No | R-410A | 2.9167 | Residential & Commercial | No
213079738 | Central HP <5.4 tons | SMART COMFORT | HRCU-A-CB (Split System: Heat Pump with Remote Outdoor Unit-Air-Source) | DLCURAH36ABK |  |  | EA*4X36L21A* | *92MSN1002120A* | 35000 | 16.5 | 8.1 | 38500 | 35200 | 91.43% | 1.82 | 0 | 9.5 |  |  |  | No | R-410A | 2.9167 | Residential & Commercial | No
213079210 | Central HP <5.4 tons | SMART COMFORT | HRCU-A-CB (Split System: Heat Pump with Remote Outdoor Unit-Air-Source) | DLCURAH36ABK |  |  | EA*4X36L21A* | *80MSU0802120A* | 34800 | 16.5 | 8.1 | 38500 | 35200 | 91.43% | 1.82 | 0 | 9.5 |  |  |  | No | R-410A | 2.9 | Residential & Commercial | No
213080012 | Central HP <5.4 tons | SMART COMFORT | HRCU-A-CB (Split System: Heat Pump with Remote Outdoor Unit-Air-Source) | DLCURAH36ABK |  |  | EA*4X36L21A* | *96MSN0801716A* | 35200 | 15.5 | 8.1 | 39000 | 35400 | 90.77% | 1.84 | 0 | 9.5 |  |  |  | No | R-410A | 2.9333 | Residential & Commercial | No
212970384 | Central HP <5.4 tons | SMART COMFORT | HRCU-A-CB (Split System: Heat Pump with Remote Outdoor Unit-Air-Source) | DLCURAH36ABK |  |  | EA*4X36L21A* | *80VSL0701716B* | 35200 | 15.5 | 8.1 | 38500 | 35200 | 91.43% | 1.84 | 0 | 9.5 |  |  |  | No | R-410A | 2.9333 | Residential & Commercial | No
211240530 | Central HP <5.4 tons | SMART COMFORT | HRCU-A-CB (Split System: Heat Pump with Remote Outdoor Unit-Air-Source) | DLCURAH24ABK |  |  | EA*4X24L17A* | *96VTN0401712A* | 23000 | 15.5 | 8.5 | 26400 | 26000 | 98.48% | 2.18 | 0 | 9.5 |  |  |  | No | R-410A | 1.9167 | Residential & Commercial | No
213077393 | Central HP <5.4 tons | SMART COMFORT | HRCU-A-CB (Split System: Heat Pump with Remote Outdoor Unit-Air-Source) | DLCURAH36ABK |  |  | EA*4X42L21A* | *96VTN0801716B* | 35000 | 15.5 | 8.1 | 38500 | 35200 | 91.43% | 1.86 | 0 | 9.5 |  |  |  | No | R-410A | 2.9167 | Residential & Commercial | No
213078264 | Central HP <5.4 tons | SMART COMFORT | HRCU-A-CB (Split System: Heat Pump with Remote Outdoor Unit-Air-Source) | DLCURAH36ABK |  |  | EA*4X36L17A* | *80MS(N,L)0901714A* | 35000 | 16 | 8.1 | 38500 | 35200 | 91.43% | 1.82 | 0 | 9.5 |  |  |  | No | R-410A | 2.9167 | Residential & Commercial | No
213078276 | Central HP <5.4 tons | SMART COMFORT | HRCU-A-CB (Split System: Heat Pump with Remote Outdoor Unit-Air-Source) | DLCURAH36ABK |  |  | EA*4X36L21A* | *80MS(N,L)0901714A* | 35200 | 16 | 8.1 | 38500 | 35200 | 91.43% | 1.84 | 0 | 9.5 |  |  |  | No | R-410A | 2.9333 | Residential & Commercial | No
213079432 | Central HP <5.4 tons | SMART COMFORT | HRCU-A-CB (Split System: Heat Pump with Remote Outdoor Unit-Air-Source) | DLCURAH36ABK |  |  | EA*4X42L21A* | *92MSN0601714A* | 35200 | 16 | 8.1 | 38500 | 35200 | 91.43% | 1.88 | 0 | 9.5 |  |  |  | No | R-410A | 2.9333 | Residential & Commercial | No
211713354 | Central HP <5.4 tons | SMART COMFORT | HRCU-A-CB (Split System: Heat Pump with Remote Outdoor Unit-Air-Source) | DLCURAH30ABK |  |  | EA*4X43L21A* | *92ESN0802120A* | 31200 | 15.2 | 8.5 | 33600 | 26000 | 77.38% | 1.88 | 0 | 9 |  |  |  | No | R-410A | 2.6 | Residential & Commercial | No
211712950 | Central HP <5.4 tons | SMART COMFORT | HRCU-A-CB (Split System: Heat Pump with Remote Outdoor Unit-Air-Source) | DLCURAH30ABK |  |  | EA*4X42L24A* | *80ESU0802120A | 29800 | 15.2 | 8.1 | 33800 | 27200 | 80.47% | 1.78 | 0 | 9 |  |  |  | No | R-410A | 2.4833 | Residential & Commercial | No
212989066 | Central HP <5.4 tons | SMART COMFORT | HRCU-A-CB (Split System: Heat Pump with Remote Outdoor Unit-Air-Source) | DLCURAH30ABK |  |  | EA*4X43L21A* | *95MSU0601716A* | 30600 | 15.2 | 8.5 | 33600 | 26400 | 78.57% | 1.86 | 0 | 9 |  |  |  | No | R-410A | 2.55 | Residential & Commercial | No
212984965 | Central HP <5.4 tons | DAY & NIGHT | HRCU-A-CB (Split System: Heat Pump with Remote Outdoor Unit-Air-Source) | DLCURAH30ABK |  |  | EA*4X36L21A* | *92MSN0802120A* | 30000 | 15.2 | 8.1 | 34400 | 28000 | 81.4% | 1.78 | 0 | 9 |  |  |  | No | R-410A | 2.5 | Residential & Commercial | No
212984499 | Central HP <5.4 tons | DAY & NIGHT | HRCU-A-CB (Split System: Heat Pump with Remote Outdoor Unit-Air-Source) | DLCURAH30ABK |  |  | EA*4X43L21A* | *92MSN0801716A* | 30400 | 15.5 | 8.1 | 33200 | 26400 | 79.52% | 1.84 | 0 | 9 |  |  |  | No | R-410A | 2.5333 | Residential & Commercial | No
211713206 | Central HP <5.4 tons | SMART COMFORT | HRCU-A-CB (Split System: Heat Pump with Remote Outdoor Unit-Air-Source) | DLCURAH30ABK |  |  | EA*4X43L21A* | *96VTN0802120A* | 30400 | 15.2 | 8.1 | 33000 | 26200 | 79.39% | 1.84 | 0 | 9 |  |  |  | No | R-410A | 2.5333 | Residential & Commercial | No
212970657 | Central HP <5.4 tons | BRYANT HEATING AND COOLING SYSTEMS | HRCU-A-CB (Split System: Heat Pump with Remote Outdoor Unit-Air-Source) | 38MURAQ36AB3* |  |  | CAP**4221AL* | 82*SB60090V21*** | 35200 | 16 | 8.1 | 39000 | 35000 | 89.74% | 1.88 | 0 | 9.5 |  |  |  | No | R-410A | 2.9333 | Residential & Commercial | No
215677908 | Central HP <5.4 tons | COMFORTMAKER | HRCU-A-CB (Split System: Heat Pump with Remote Outdoor Unit-Air-Source) | C5H0V60*K*AAA* |  |  | EA*5X61M24A*+WALLCON | *80CSU1002120A* | 56000 | 18 | 9 | 60000 | 42000 | 70% | 2 | 0 | 9 |  |  |  | No | R-454B | 4.6667 | Residential & Commercial | No
213076933 | Central HP <5.4 tons | SMART COMFORT | HRCU-A-CB (Split System: Heat Pump with Remote Outdoor Unit-Air-Source) | DLCURAH36ABK |  |  | EA*4X36L17A* | *96VSN0801716B* | 35200 | 15.2 | 8.1 | 39000 | 35400 | 90.77% | 1.82 | 0 | 9.5 |  |  |  | No | R-410A | 2.9333 | Residential & Commercial | No
213075883 | Central HP <5.4 tons | SMART COMFORT | HRCU-A-CB (Split System: Heat Pump with Remote Outdoor Unit-Air-Source) | DLCURAH36ABK |  |  | EA*4X36L21A* | *95MSU1002120A* | 35200 | 16 | 8.1 | 38500 | 35200 | 91.43% | 1.84 | 0 | 9.5 |  |  |  | No | R-410A | 2.9333 | Residential & Commercial | No
213078054 | Central HP <5.4 tons | SMART COMFORT | HRCU-A-CB (Split System: Heat Pump with Remote Outdoor Unit-Air-Source) | DLCURAH36ABK |  |  | EA*4X36L21A* | *80MS(N,L)0701716A* | 34800 | 16 | 8.1 | 38500 | 35200 | 91.43% | 1.82 | 0 | 9.5 |  |  |  | No | R-410A | 2.9 | Residential & Commercial | No
213078090 | Central HP <5.4 tons | SMART COMFORT | HRCU-A-CB (Split System: Heat Pump with Remote Outdoor Unit-Air-Source) | DLCURAH36ABK |  |  | EA*4X42L21A* | *80MS(N,L)0701716A* | 35000 | 16 | 8.1 | 38500 | 35000 | 90.91% | 1.88 | 0 | 9.5 |  |  |  | No | R-410A | 2.9167 | Residential & Commercial | No
213079394 | Central HP <5.4 tons | SMART COMFORT | HRCU-A-CB (Split System: Heat Pump with Remote Outdoor Unit-Air-Source) | DLCURAH36ABK |  |  | EA*4X36L21A* | *92MSN0601714A* | 35000 | 16 | 8.1 | 38500 | 35200 | 91.43% | 1.82 | 0 | 9.5 |  |  |  | No | R-410A | 2.9167 | Residential & Commercial | No
212987768 | Central HP <5.4 tons | SMART COMFORT | HRCU-A-CB (Split System: Heat Pump with Remote Outdoor Unit-Air-Source) | DLCURAH30ABK |  |  | EA*4X43L21A* | *96MSN0802120A* | 30200 | 15.2 | 8.1 | 33400 | 26400 | 79.04% | 1.84 | 0 | 9 |  |  |  | No | R-410A | 2.5167 | Residential & Commercial | No
212988068 | Central HP <5.4 tons | SMART COMFORT | HRCU-A-CB (Split System: Heat Pump with Remote Outdoor Unit-Air-Source) | DLCURAH30ABK |  |  | EA*4X42L24A* | *96MSN1002120A* | 30000 | 15.2 | 8.5 | 34000 | 27200 | 80% | 1.8 | 0 | 9 |  |  |  | No | R-410A | 2.5 | Residential & Commercial | No
212987757 | Central HP <5.4 tons | SMART COMFORT | HRCU-A-CB (Split System: Heat Pump with Remote Outdoor Unit-Air-Source) | DLCURAH30ABK |  |  | EA*4X42L24A* | *96MSM0802120A* | 29800 | 15.2 | 8.1 | 34200 | 27600 | 80.7% | 1.8 | 0 | 9 |  |  |  | No | R-410A | 2.4833 | Residential & Commercial | No
215666946 | Central HP <5.4 tons | AIRQUEST | HRCU-A-CB (Split System: Heat Pump with Remote Outdoor Unit-Air-Source) | H5H0V24*K*AAA* |  |  | EA*5X24M14A*+WALLCON | *96CTN0401410B* | 22400 | 15.5 | 8.5 | 24600 | 17300 | 70.33% | 1.82 | 0 | 9 |  |  |  | No | R-454B | 1.8667 | Residential & Commercial | No
212977076 | Central HP <5.4 tons | SMART COMFORT | HRCU-A-CB (Split System: Heat Pump with Remote Outdoor Unit-Air-Source) | DLCURAH30ABK |  |  | EN(A,D,W)4X42L21** | *96VTN1002122B* | 29800 | 15.2 | 8.1 | 34200 | 27800 | 81.29% | 1.8 | 0 | 9 |  |  |  | No | R-410A | 2.4833 | Residential & Commercial | No
212985332 | Central HP <5.4 tons | SMART COMFORT | HRCU-A-CB (Split System: Heat Pump with Remote Outdoor Unit-Air-Source) | DLCURAH30ABK |  |  | EN(A,D,W)4X42L21** | *92MSN1002120A* | 30000 | 15.2 | 8.1 | 34400 | 27600 | 80.23% | 1.8 | 0 | 9 |  |  |  | No | R-410A | 2.5 | Residential & Commercial | No
214229274 | Central HP <5.4 tons | SMART COMFORT | HRCU-A-CB (Split System: Heat Pump with Remote Outdoor Unit-Air-Source) | DLCURAH30ABK |  |  | END4X42L17** | *80MSU0601716A* | 29800 | 15.2 | 8.1 | 34000 | 27000 | 79.41% | 1.82 | 0 | 9 |  |  |  | No | R-410A | 2.4833 | Residential & Commercial | No
212974170 | Central HP <5.4 tons | SMART COMFORT | HRCU-A-CB (Split System: Heat Pump with Remote Outdoor Unit-Air-Source) | DLCURAH30ABK |  |  | EA*4X43L21A* | *96VSN0802120B* | 30600 | 15.2 | 8.1 | 33400 | 26400 | 79.04% | 1.86 | 0 | 9 |  |  |  | No | R-410A | 2.55 | Residential & Commercial | No
212984454 | Central HP <5.4 tons | SMART COMFORT | HRCU-A-CB (Split System: Heat Pump with Remote Outdoor Unit-Air-Source) | DLCURAH30ABK |  |  | EA*4X36L21A* | *92MSN0801716A* | 29600 | 15.2 | 8.1 | 34000 | 28000 | 82.35% | 1.78 | 0 | 9 |  |  |  | No | R-410A | 2.4667 | Residential & Commercial | No
214229230 | Central HP <5.4 tons | SMART COMFORT | HRCU-A-CB (Split System: Heat Pump with Remote Outdoor Unit-Air-Source) | DLCURAH30ABK |  |  | EA*4X36L17A* | *80MSU0601716A* | 29400 | 15.2 | 8.1 | 34000 | 27800 | 81.76% | 1.76 | 0 | 9 |  |  |  | No | R-410A | 2.45 | Residential & Commercial | No
211712249 | Central HP <5.4 tons | SMART COMFORT | HRCU-A-CB (Split System: Heat Pump with Remote Outdoor Unit-Air-Source) | DLCURAH30ABK |  |  | EA*4X42L21A* | *96VTN1002122A* | 29600 | 15.2 | 8.1 | 33600 | 27400 | 81.55% | 1.78 | 0 | 9 |  |  |  | No | R-410A | 2.4667 | Residential & Commercial | No
211712903 | Central HP <5.4 tons | SMART COMFORT | HRCU-A-CB (Split System: Heat Pump with Remote Outdoor Unit-Air-Source) | DLCURAH30ABK |  |  | EA*4X42L24A* | *92ESN0802120A* | 30600 | 15.2 | 8.1 | 34200 | 26800 | 78.36% | 1.82 | 0 | 9 |  |  |  | No | R-410A | 2.55 | Residential & Commercial | No
213079516 | Central HP <5.4 tons | SMART COMFORT | HRCU-A-CB (Split System: Heat Pump with Remote Outdoor Unit-Air-Source) | DLCURAH36ABK |  |  | EA*4X36L17A* | *92MSN0801716A* | 35000 | 16 | 8.1 | 38500 | 35200 | 91.43% | 1.82 | 0 | 9.5 |  |  |  | No | R-410A | 2.9167 | Residential & Commercial | No
213079090 | Central HP <5.4 tons | SMART COMFORT | HRCU-A-CB (Split System: Heat Pump with Remote Outdoor Unit-Air-Source) | DLCURAH36ABK |  |  | EA*4X36L21A* | *80MSU0601716A* | 35000 | 16.5 | 8.1 | 38500 | 35000 | 90.91% | 1.8 | 0 | 9.5 |  |  |  | No | R-410A | 2.9167 | Residential & Commercial | No
213080809 | Central HP <5.4 tons | SMART COMFORT | HRCU-A-CB (Split System: Heat Pump with Remote Outdoor Unit-Air-Source) | DLCURAH36ABK |  |  | EA*4X42L21A* | *95MSU0802120A* | 35200 | 16 | 8.1 | 38500 | 35000 | 90.91% | 1.88 | 0 | 9.5 |  |  |  | No | R-410A | 2.9333 | Residential & Commercial | No
213078958 | Central HP <5.4 tons | SMART COMFORT | HRCU-A-CB (Split System: Heat Pump with Remote Outdoor Unit-Air-Source) | DLCURAH36ABK |  |  | EA*4X36L17A* | *80MSU0401712A* | 34800 | 15.5 | 8.5 | 39000 | 35200 | 90.26% | 1.8 | 0 | 9.5 |  |  |  | No | R-410A | 2.9 | Residential & Commercial | No
213079006 | Central HP <5.4 tons | SMART COMFORT | HRCU-A-CB (Split System: Heat Pump with Remote Outdoor Unit-Air-Source) | DLCURAH36ABK |  |  | EA*4X42L21A* | *80MSU0401712A* | 35200 | 16 | 8.1 | 38500 | 35000 | 90.91% | 1.88 | 0 | 9.5 |  |  |  | No | R-410A | 2.9333 | Residential & Commercial | No
213080276 | Central HP <5.4 tons | SMART COMFORT | HRCU-A-CB (Split System: Heat Pump with Remote Outdoor Unit-Air-Source) | DLCURAH36ABK |  |  | EA*4X36L21A* | *96MSN1002120A* | 35200 | 16 | 8.1 | 38500 | 35200 | 91.43% | 1.8 | 0 | 9.5 |  |  |  | No | R-410A | 2.9333 | Residential & Commercial | No
213077873 | Central HP <5.4 tons | SMART COMFORT | HRCU-A-CB (Split System: Heat Pump with Remote Outdoor Unit-Air-Source) | DLCURAH36ABK |  |  | EA*4X36L17A* | *80MS(N,L)0701412A* | 34800 | 15.5 | 8.1 | 38500 | 35200 | 91.43% | 1.82 | 0 | 9.5 |  |  |  | No | R-410A | 2.9 | Residential & Commercial | No
213077341 | Central HP <5.4 tons | SMART COMFORT | HRCU-A-CB (Split System: Heat Pump with Remote Outdoor Unit-Air-Source) | DLCURAH36ABK |  |  | EA*4X36L17A* | *96VTN0801716B* | 35200 | 15.2 | 8.1 | 39000 | 35400 | 90.77% | 1.82 | 0 | 9.5 |  |  |  | No | R-410A | 2.9333 | Residential & Commercial | No
213076973 | Central HP <5.4 tons | SMART COMFORT | HRCU-A-CB (Split System: Heat Pump with Remote Outdoor Unit-Air-Source) | DLCURAH36ABK |  |  | EA*4X42L21A* | *96VSN0801716B* | 35000 | 15.5 | 8.1 | 38500 | 35200 | 91.43% | 1.86 | 0 | 9.5 |  |  |  | No | R-410A | 2.9167 | Residential & Commercial | No
213080000 | Central HP <5.4 tons | SMART COMFORT | HRCU-A-CB (Split System: Heat Pump with Remote Outdoor Unit-Air-Source) | DLCURAH36ABK |  |  | EA*4X36L17A* | *96MSN0801716A* | 35000 | 15.2 | 8.1 | 39000 | 35400 | 90.77% | 1.82 | 0 | 9.5 |  |  |  | No | R-410A | 2.9167 | Residential & Commercial | No
211227412 | Central HP <5.4 tons | SMART COMFORT | HRCU-A-CB (Split System: Heat Pump with Remote Outdoor Unit-Air-Source) | DLCURAH36ABK |  |  | EA*4X42L21A* | *80VSL0902120A* | 35000 | 16 | 8.1 | 38500 | 35000 | 90.91% | 1.86 | 0 | 9.5 |  |  |  | No | R-410A | 2.9167 | Residential & Commercial | No
213080526 | Central HP <5.4 tons | PAYNE HEATING AND COOLING | HRCU-A-CB (Split System: Heat Pump with Remote Outdoor Unit-Air-Source) | 38MURAQ36AB3* |  |  | CAP**3717AL* | PG95MSUA36040B** | 35600 | 15.2 | 8.1 | 38500 | 35200 | 91.43% | 1.98 | 0 | 9.5 |  |  |  | No | R-410A | 2.9667 | Residential & Commercial | No
212972900 | Central HP <5.4 tons | SMART COMFORT | HRCU-A-CB (Split System: Heat Pump with Remote Outdoor Unit-Air-Source) | DLCURAH24ABK |  |  | EA*4X24L14A* | *96VSN0401410B* | 23200 | 16 | 8.5 | 27000 | 26800 | 99.26% | 2.26 | 0 | 9.5 |  |  |  | No | R-410A | 1.9333 | Residential & Commercial | No
212970644 | Central HP <5.4 tons | SMART COMFORT | HRCU-A-CB (Split System: Heat Pump with Remote Outdoor Unit-Air-Source) | DLCURAH36ABK |  |  | EA*4X36L21A* | *80VSL0902120B* | 35000 | 16 | 8.1 | 38500 | 35200 | 91.43% | 1.82 | 0 | 9.5 |  |  |  | No | R-410A | 2.9167 | Residential & Commercial | No
211240408 | Central HP <5.4 tons | SMART COMFORT | HRCU-A-CB (Split System: Heat Pump with Remote Outdoor Unit-Air-Source) | DLCURAH24ABK |  |  | EA*4X24L17A* | *96VSN0401712A* | 23000 | 15.5 | 8.5 | 26400 | 26000 | 98.48% | 2.18 | 0 | 9.5 |  |  |  | No | R-410A | 1.9167 | Residential & Commercial | No
211386468 | Central HP <5.4 tons | JOHNSON CONTROLS | HRCU-A-CB (Split System: Heat Pump with Remote Outdoor Unit-Air-Source) | HMH72B341 |  |  | XAUC48FXXN1+TXV | TL8E100C20UH11 | 34000 | 16.5 | 8.5 | 32400 | 23800 | 73.46% | 2.1 | 0 | 9.5 |  |  |  | No | R-410A | 2.8333 | Residential & Commercial | No
213078257 | Central HP <5.4 tons | PAYNE HEATING AND COOLING | HRCU-A-CB (Split System: Heat Pump with Remote Outdoor Unit-Air-Source) | 38MURAQ36AB3* |  |  | CAP**3617AL* | PG80MS(A,L)A42090B** | 35000 | 16 | 8.1 | 38500 | 35200 | 91.43% | 1.82 | 0 | 9.5 |  |  |  | No | R-410A | 2.9167 | Residential & Commercial | No
211712455 | Central HP <5.4 tons | SMART COMFORT | HRCU-A-CB (Split System: Heat Pump with Remote Outdoor Unit-Air-Source) | DLCURAH30ABK |  |  | EA*4X42L21A* | *80ES(N,L)0702116A* | 29600 | 15.2 | 8.1 | 33600 | 27400 | 81.55% | 1.78 | 0 | 9 |  |  |  | No | R-410A | 2.4667 | Residential & Commercial | No
211712580 | Central HP <5.4 tons | SMART COMFORT | HRCU-A-CB (Split System: Heat Pump with Remote Outdoor Unit-Air-Source) | DLCURAH30ABK |  |  | EA*4X42L21A* | *80ESU0802120A | 29800 | 15.2 | 8.1 | 33800 | 27200 | 80.47% | 1.78 | 0 | 9 |  |  |  | No | R-410A | 2.4833 | Residential & Commercial | No
212980931 | Central HP <5.4 tons | SMART COMFORT | HRCU-A-CB (Split System: Heat Pump with Remote Outdoor Unit-Air-Source) | DLCURAH30ABK |  |  | EA*4X42L21A* | *80MS(N,L)1102120A* | 30400 | 15.2 | 8.1 | 34400 | 27400 | 79.65% | 1.82 | 0 | 9 |  |  |  | No | R-410A | 2.5333 | Residential & Commercial | No
211713278 | Central HP <5.4 tons | SMART COMFORT | HRCU-A-CB (Split System: Heat Pump with Remote Outdoor Unit-Air-Source) | DLCURAH30ABK |  |  | EA*4X43L21A* | *80ES(N,L)0901714A* | 30600 | 15.2 | 8.1 | 33200 | 26000 | 78.31% | 1.84 | 0 | 9 |  |  |  | No | R-410A | 2.55 | Residential & Commercial | No
211712336 | Central HP <5.4 tons | SMART COMFORT | HRCU-A-CB (Split System: Heat Pump with Remote Outdoor Unit-Air-Source) | DLCURAH30ABK |  |  | EA*4X42L21A* | *80ESU0401712A* | 30400 | 15.2 | 8.1 | 34200 | 27000 | 78.95% | 1.8 | 0 | 9 |  |  |  | No | R-410A | 2.5333 | Residential & Commercial | No
212383079 | Central HP <5.4 tons | SMART COMFORT | HRCU-A-CB (Split System: Heat Pump with Remote Outdoor Unit-Air-Source) | DLCURAH36ABK |  |  | EA*4X36L17A* | *80ESU0601716A | 35600 | 15.5 | 8.1 | 39500 | 35200 | 89.11% | 1.84 | 0 | 9.5 |  |  |  | No | R-410A | 2.9667 | Residential & Commercial | No
212383162 | Central HP <5.4 tons | SMART COMFORT | HRCU-A-CB (Split System: Heat Pump with Remote Outdoor Unit-Air-Source) | DLCURAH36ABK |  |  | EA*4X36L21A* | *95ESU1002122A* | 36200 | 15.2 | 8.1 | 40000 | 35400 | 88.5% | 1.86 | 0 | 9.5 |  |  |  | No | R-410A | 3.0167 | Residential & Commercial | No
211227698 | Central HP <5.4 tons | SMART COMFORT | HRCU-A-CB (Split System: Heat Pump with Remote Outdoor Unit-Air-Source) | DLCURAH36ABK |  |  | EA*4X42L21A* | *96VTN0802120A* | 35000 | 16 | 8.1 | 38500 | 35000 | 90.91% | 1.86 | 0 | 9.5 |  |  |  | No | R-410A | 2.9167 | Residential & Commercial | No
212974934 | Central HP <5.4 tons | SMART COMFORT | HRCU-A-CB (Split System: Heat Pump with Remote Outdoor Unit-Air-Source) | DLCURAH24ABK |  |  | EA*4X24L17A* | *96VTN0401410B* | 23000 | 16 | 8.5 | 27000 | 27000 | 100% | 2.28 | 0 | 9.5 |  |  |  | No | R-410A | 1.9167 | Residential & Commercial | No
212982177 | Central HP <5.4 tons | SMART COMFORT | HRCU-A-CB (Split System: Heat Pump with Remote Outdoor Unit-Air-Source) | DLCURAH30ABK |  |  | EA*4X43L21A* | *80MSU0401712A* | 30600 | 15.2 | 8.1 | 33200 | 26200 | 78.92% | 1.86 | 0 | 9 |  |  |  | No | R-410A | 2.55 | Residential & Commercial | No
212982945 | Central HP <5.4 tons | SMART COMFORT | HRCU-A-CB (Split System: Heat Pump with Remote Outdoor Unit-Air-Source) | DLCURAH30ABK |  |  | EA*4X37L21A* | *80MSU0802120A* | 30600 | 15.2 | 8.1 | 33400 | 26200 | 78.44% | 1.86 | 0 | 9 |  |  |  | No | R-410A | 2.55 | Residential & Commercial | No
212979746 | Central HP <5.4 tons | SMART COMFORT | HRCU-A-CB (Split System: Heat Pump with Remote Outdoor Unit-Air-Source) | DLCURAH30ABK |  |  | EA*4X43L21A* | *80MS(N,L)0901714A* | 30400 | 15.2 | 8.1 | 33000 | 26400 | 80% | 1.84 | 0 | 9 |  |  |  | No | R-410A | 2.5333 | Residential & Commercial | No
211712877 | Central HP <5.4 tons | SMART COMFORT | HRCU-A-CB (Split System: Heat Pump with Remote Outdoor Unit-Air-Source) | DLCURAH30ABK |  |  | EA*4X42L24A* | *80ES(N,L)1102420A* | 30000 | 15.2 | 8.1 | 33800 | 27200 | 80.47% | 1.8 | 0 | 9 |  |  |  | No | R-410A | 2.5 | Residential & Commercial | No
211712544 | Central HP <5.4 tons | SMART COMFORT | HRCU-A-CB (Split System: Heat Pump with Remote Outdoor Unit-Air-Source) | DLCURAH30ABK |  |  | EA*4X42L21A* | *92ESN0802120A* | 30600 | 15.2 | 8.1 | 34200 | 27000 | 78.95% | 1.82 | 0 | 9 |  |  |  | No | R-410A | 2.55 | Residential & Commercial | No
212985296 | Central HP <5.4 tons | SMART COMFORT | HRCU-A-CB (Split System: Heat Pump with Remote Outdoor Unit-Air-Source) | DLCURAH30ABK |  |  | EA*4X42L24A* | *92MSN1002120A* | 30200 | 15.2 | 8.1 | 34200 | 27400 | 80.12% | 1.8 | 0 | 9 |  |  |  | No | R-410A | 2.5167 | Residential & Commercial | No
212972467 | Central HP <5.4 tons | SMART COMFORT | HRCU-A-CB (Split System: Heat Pump with Remote Outdoor Unit-Air-Source) | DLCURAH30ABK |  |  | EA*4X42L21A* | *80VTL1102122B* | 29800 | 15.2 | 8.1 | 34200 | 27600 | 80.7% | 1.8 | 0 | 9 |  |  |  | No | R-410A | 2.4833 | Residential & Commercial | No
211227478 | Central HP <5.4 tons | SMART COMFORT | HRCU-A-CB (Split System: Heat Pump with Remote Outdoor Unit-Air-Source) | DLCURAH36ABK |  |  | EA*4X42L21A* | *80VTL0902120A* | 35000 | 16 | 8.1 | 38500 | 35000 | 90.91% | 1.86 | 0 | 9.5 |  |  |  | No | R-410A | 2.9167 | Residential & Commercial | No
211227865 | Central HP <5.4 tons | SMART COMFORT | HRCU-A-CB (Split System: Heat Pump with Remote Outdoor Unit-Air-Source) | DLCURAH36ABK |  |  | EA*4X42L24A* | *80VSL0702120A* | 35400 | 16 | 8.1 | 38500 | 35000 | 90.91% | 1.88 | 0 | 9.5 |  |  |  | No | R-410A | 2.95 | Residential & Commercial | No
212970414 | Central HP <5.4 tons | SMART COMFORT | HRCU-A-CB (Split System: Heat Pump with Remote Outdoor Unit-Air-Source) | DLCURAH36ABK |  |  | EA*4X42L21A* | *80VSL0701716B* | 35400 | 15.5 | 8.1 | 38500 | 35200 | 91.43% | 1.9 | 0 | 9.5 |  |  |  | No | R-410A | 2.95 | Residential & Commercial | No
212970664 | Central HP <5.4 tons | SMART COMFORT | HRCU-A-CB (Split System: Heat Pump with Remote Outdoor Unit-Air-Source) | DLCURAH36ABK |  |  | EA*4X42L21A* | *80VSL0902120B* | 35200 | 16 | 8.1 | 38500 | 35000 | 90.91% | 1.88 | 0 | 9.5 |  |  |  | No | R-410A | 2.9333 | Residential & Commercial | No
210450241 | Central HP <5.4 tons | CARRIER | HRCU-A-CB (Split System: Heat Pump with Remote Outdoor Unit-Air-Source) | 38MURAQ36AB3* |  |  | CAP**3621AL* | GG96VTAA48080B | 35000 | 15.5 | 8.5 | 39000 | 35400 | 90.77% | 1.8 | 0 | 9.5 |  |  |  | No | R-410A | 2.9167 | Residential & Commercial | No
212976495 | Central HP <5.4 tons | SMART COMFORT | HRCU-A-CB (Split System: Heat Pump with Remote Outdoor Unit-Air-Source) | DLCURAH30ABK |  |  | EA*4X43L21A* | *96VTN0802120B* | 30600 | 15.2 | 8.1 | 33400 | 26400 | 79.04% | 1.86 | 0 | 9 |  |  |  | No | R-410A | 2.55 | Residential & Commercial | No
212984442 | Central HP <5.4 tons | SMART COMFORT | HRCU-A-CB (Split System: Heat Pump with Remote Outdoor Unit-Air-Source) | DLCURAH30ABK |  |  | EA*4X36L17A* | *92MSN0801716A* | 29400 | 15.2 | 8.1 | 34000 | 28000 | 82.35% | 1.76 | 0 | 9 |  |  |  | No | R-410A | 2.45 | Residential & Commercial | No
212983938 | Central HP <5.4 tons | SMART COMFORT | HRCU-A-CB (Split System: Heat Pump with Remote Outdoor Unit-Air-Source) | DLCURAH30ABK |  |  | EA*4X37L21A* | *92MSN0601714A* | 30200 | 15.2 | 8.1 | 33400 | 26400 | 79.04% | 1.84 | 0 | 9 |  |  |  | No | R-410A | 2.5167 | Residential & Commercial | No
211713133 | Central HP <5.4 tons | SMART COMFORT | HRCU-A-CB (Split System: Heat Pump with Remote Outdoor Unit-Air-Source) | DLCURAH30ABK |  |  | EA*4X43L21A* | *80ESU0401712A* | 31200 | 15.2 | 8.1 | 33400 | 26000 | 77.84% | 1.86 | 0 | 9 |  |  |  | No | R-410A | 2.6 | Residential & Commercial | No
212984490 | Central HP <5.4 tons | SMART COMFORT | HRCU-A-CB (Split System: Heat Pump with Remote Outdoor Unit-Air-Source) | DLCURAH30ABK |  |  | EA*4X42L21A* | *92MSN0801716A* | 29800 | 15.2 | 8.1 | 34000 | 27600 | 81.18% | 1.8 | 0 | 9 |  |  |  | No | R-410A | 2.4833 | Residential & Commercial | No
212985308 | Central HP <5.4 tons | SMART COMFORT | HRCU-A-CB (Split System: Heat Pump with Remote Outdoor Unit-Air-Source) | DLCURAH30ABK |  |  | EA*4X43L21A* | *92MSN1002120A* | 30600 | 16 | 8.5 | 35000 | 26800 | 76.57% | 1.86 | 0 | 9 |  |  |  | No | R-410A | 2.55 | Residential & Commercial | No
213078389 | Central HP <5.4 tons | PAYNE HEATING AND COOLING | HRCU-A-CB (Split System: Heat Pump with Remote Outdoor Unit-Air-Source) | 38MURAQ36AB3* |  |  | CAP**3621AL* | PG80MS(A,L)A48090C** | 34800 | 16.5 | 8.1 | 38500 | 35200 | 91.43% | 1.82 | 0 | 9.5 |  |  |  | No | R-410A | 2.9 | Residential & Commercial | No
212970637 | Central HP <5.4 tons | BRYANT HEATING AND COOLING SYSTEMS | HRCU-A-CB (Split System: Heat Pump with Remote Outdoor Unit-Air-Source) | 38MURAQ36AB3* |  |  | CAP**3621AL* | 82*SB60090V21*** | 35000 | 16 | 8.1 | 38500 | 35200 | 91.43% | 1.82 | 0 | 9.5 |  |  |  | No | R-410A | 2.9167 | Residential & Commercial | No
212974921 | Central HP <5.4 tons | SMART COMFORT | HRCU-A-CB (Split System: Heat Pump with Remote Outdoor Unit-Air-Source) | DLCURAH24ABK |  |  | EA*4X24L14A* | *96VTN0401410B* | 23000 | 16 | 8.5 | 27000 | 27200 | 100.7% | 2.3 | 0 | 9.5 |  |  |  | No | R-410A | 1.9167 | Residential & Commercial | No
212986148 | Central HP <5.4 tons | SMART COMFORT | HRCU-A-CB (Split System: Heat Pump with Remote Outdoor Unit-Air-Source) | DLCURAH24ABK |  |  | EA*4X24L17A* | *96MSN0401410A* | 23200 | 16 | 8.5 | 27000 | 26400 | 97.78% | 2.2 | 0 | 9.5 |  |  |  | No | R-410A | 1.9333 | Residential & Commercial | No
211222745 | Central HP <5.4 tons | SMART COMFORT | HRCU-A-CB (Split System: Heat Pump with Remote Outdoor Unit-Air-Source) | DLCURAH30ABK |  |  | FM(C,U)4Z30**AL* |  | 30400 | 15.5 | 8.5 | 35000 | 27400 | 78.29% | 1.82 | 0 | 9 |  |  |  | No | R-410A | 2.5333 | Residential & Commercial | No
212978075 | Central HP <5.4 tons | SMART COMFORT | HRCU-A-CB (Split System: Heat Pump with Remote Outdoor Unit-Air-Source) | DLCURAH30ABK |  |  | END4X42L17** | *80MS(N,L)0701412A* | 29800 | 15.2 | 8.1 | 34000 | 27200 | 80% | 1.82 | 0 | 9 |  |  |  | No | R-410A | 2.4833 | Residential & Commercial | No
212987756 | Central HP <5.4 tons | SMART COMFORT | HRCU-A-CB (Split System: Heat Pump with Remote Outdoor Unit-Air-Source) | DLCURAH30ABK |  |  | EA*4X42L24A* | *96MSN0802120A* | 29800 | 15.2 | 8.1 | 34200 | 27600 | 80.7% | 1.8 | 0 | 9 |  |  |  | No | R-410A | 2.4833 | Residential & Commercial | No
212984502 | Central HP <5.4 tons | SMART COMFORT | HRCU-A-CB (Split System: Heat Pump with Remote Outdoor Unit-Air-Source) | DLCURAH30ABK |  |  | EA*4X43L21A* | *92MSN0801716A* | 30400 | 15.5 | 8.1 | 33200 | 26400 | 79.52% | 1.84 | 0 | 9 |  |  |  | No | R-410A | 2.5333 | Residential & Commercial | No
212974140 | Central HP <5.4 tons | SMART COMFORT | HRCU-A-CB (Split System: Heat Pump with Remote Outdoor Unit-Air-Source) | DLCURAH30ABK |  |  | EA*4X37L21A* | *96VSN0802120B* | 30400 | 15.2 | 8.1 | 33400 | 26400 | 79.04% | 1.86 | 0 | 9 |  |  |  | No | R-410A | 2.5333 | Residential & Commercial | No
213353815 | Central HP <5.4 tons | SMART COMFORT | HRCU-A-CB (Split System: Heat Pump with Remote Outdoor Unit-Air-Source) | DLCURAH30ABK |  |  | F5MA4*30L*B* |  | 30000 | 15.2 | 8.5 | 33600 | 27200 | 80.95% | 1.8 | 0 | 9 |  |  |  | No | R-410A | 2.5 | Residential & Commercial | No
211240790 | Central HP <5.4 tons | SMART COMFORT | HRCU-A-CB (Split System: Heat Pump with Remote Outdoor Unit-Air-Source) | DLCURAH24ABK |  |  | EA*4X24L17A* | OLV098A12* | 23000 | 16 | 8.5 | 26400 | 26000 | 98.48% | 2.18 | 0 | 9.5 |  |  |  | No | R-410A | 1.9167 | Residential & Commercial | No
212383120 | Central HP <5.4 tons | SMART COMFORT | HRCU-A-CB (Split System: Heat Pump with Remote Outdoor Unit-Air-Source) | DLCURAH36ABK |  |  | EA*4X36L21A* | *96VSN0802120A* | 35400 | 16 | 8.1 | 39500 | 35200 | 89.11% | 1.82 | 0 | 9.5 |  |  |  | No | R-410A | 2.95 | Residential & Commercial | No
212383238 | Central HP <5.4 tons | SMART COMFORT | HRCU-A-CB (Split System: Heat Pump with Remote Outdoor Unit-Air-Source) | DLCURAH36ABK |  |  | EA*4X36L21A* | *95ESN0802120A* | 35800 | 15.5 | 8.1 | 39500 | 35400 | 89.62% | 1.84 | 0 | 9.5 |  |  |  | No | R-410A | 2.9833 | Residential & Commercial | No
213078488 | Central HP <5.4 tons | PAYNE HEATING AND COOLING | HRCU-A-CB (Split System: Heat Pump with Remote Outdoor Unit-Air-Source) | 38MURAQ36AB3* |  |  | CAP**3621AL* | PG80MS(A,L)A60090C** | 35200 | 16.5 | 8.1 | 38500 | 35200 | 91.43% | 1.84 | 0 | 9.5 |  |  |  | No | R-410A | 2.9333 | Residential & Commercial | No
213079335 | Central HP <5.4 tons | PAYNE HEATING AND COOLING | HRCU-A-CB (Split System: Heat Pump with Remote Outdoor Unit-Air-Source) | 38MURAQ36AB3* |  |  | CAP**3617AL* | PG92MSAA36060A** | 35000 | 15.5 | 8.1 | 38500 | 35200 | 91.43% | 1.82 | 0 | 9.5 |  |  |  | No | R-410A | 2.9167 | Residential & Commercial | No
213077386 | Central HP <5.4 tons | PAYNE HEATING AND COOLING | HRCU-A-CB (Split System: Heat Pump with Remote Outdoor Unit-Air-Source) | 38MURAQ36AB3* |  |  | CAP**4221AL* | PG96VTAB48080B** | 35000 | 15.5 | 8.1 | 38500 | 35200 | 91.43% | 1.86 | 0 | 9.5 |  |  |  | No | R-410A | 2.9167 | Residential & Commercial | No
213078047 | Central HP <5.4 tons | PAYNE HEATING AND COOLING | HRCU-A-CB (Split System: Heat Pump with Remote Outdoor Unit-Air-Source) | 38MURAQ36AB3* |  |  | CAP**3621AL* | PG80MS(A,L)A48070B** | 34800 | 16 | 8.1 | 38500 | 35200 | 91.43% | 1.82 | 0 | 9.5 |  |  |  | No | R-410A | 2.9 | Residential & Commercial | No
213078831 | Central HP <5.4 tons | PAYNE HEATING AND COOLING | HRCU-A-CB (Split System: Heat Pump with Remote Outdoor Unit-Air-Source) | 38MURAQ36AB3* |  |  | CAP**3621AL* | PG80MSUA60100C** | 35000 | 16 | 8.5 | 38500 | 35200 | 91.43% | 1.8 | 0 | 9.5 |  |  |  | No | R-410A | 2.9167 | Residential & Commercial | No
213078867 | Central HP <5.4 tons | PAYNE HEATING AND COOLING | HRCU-A-CB (Split System: Heat Pump with Remote Outdoor Unit-Air-Source) | 38MURAQ36AB3* |  |  | CAP**4221AL* | PG80MSUA60100C** | 35200 | 16 | 8.5 | 38500 | 35000 | 90.91% | 1.88 | 0 | 9.5 |  |  |  | No | R-410A | 2.9333 | Residential & Commercial | No
211712448 | Central HP <5.4 tons | PAYNE HEATING AND COOLING | HRCU-A-CB (Split System: Heat Pump with Remote Outdoor Unit-Air-Source) | 38MURAQ30AB3* |  |  | CAP**4221AL* | PG80ES(A,L)A48070C** | 29600 | 15.2 | 8.1 | 33600 | 27400 | 81.55% | 1.78 | 0 | 9 |  |  |  | No | R-410A | 2.4667 | Residential & Commercial | No
211712573 | Central HP <5.4 tons | PAYNE HEATING AND COOLING | HRCU-A-CB (Split System: Heat Pump with Remote Outdoor Unit-Air-Source) | 38MURAQ30AB3* |  |  | CAP**4221AL* | PG80ESUA60080C** | 29800 | 15.2 | 8.1 | 33800 | 27200 | 80.47% | 1.78 | 0 | 9 |  |  |  | No | R-410A | 2.4833 | Residential & Commercial | No
212976453 | Central HP <5.4 tons | SMART COMFORT | HRCU-A-CB (Split System: Heat Pump with Remote Outdoor Unit-Air-Source) | DLCURAH30ABK |  |  | EA*4X37L21A* | *96VTN0802120B* | 30400 | 15.2 | 8.5 | 33400 | 26400 | 79.04% | 1.86 | 0 | 9 |  |  |  | No | R-410A | 2.5333 | Residential & Commercial | No
212976737 | Central HP <5.4 tons | SMART COMFORT | HRCU-A-CB (Split System: Heat Pump with Remote Outdoor Unit-Air-Source) | DLCURAH30ABK |  |  | EA*4X42L21A* | *96VTN1002120B* | 30200 | 15.2 | 8.5 | 34200 | 27600 | 80.7% | 1.8 | 0 | 9 |  |  |  | No | R-410A | 2.5167 | Residential & Commercial | No
211222713 | Central HP <5.4 tons | SMART COMFORT | HRCU-A-CB (Split System: Heat Pump with Remote Outdoor Unit-Air-Source) | DLCURAH30ABK |  |  | EA*4X37L21A* | *96VTN1002122A* | 30600 | 15.2 | 8.1 | 33000 | 26200 | 79.39% | 1.84 | 0 | 9 |  |  |  | No | R-410A | 2.55 | Residential & Commercial | No
212972910 | Central HP <5.4 tons | SMART COMFORT | HRCU-A-CB (Split System: Heat Pump with Remote Outdoor Unit-Air-Source) | DLCURAH24ABK |  |  | EA*4X24L17A* | *96VSN0401410B* | 23200 | 16 | 8.5 | 27000 | 26600 | 98.52% | 2.24 | 0 | 9.5 |  |  |  | No | R-410A | 1.9333 | Residential & Commercial | No
211222761 | Central HP <5.4 tons | SMART COMFORT | HRCU-A-CB (Split System: Heat Pump with Remote Outdoor Unit-Air-Source) | DLCURAH30ABK |  |  | FMA4X30**AL* |  | 31200 | 15.5 | 8.5 | 35400 | 26800 | 75.71% | 1.86 | 0 | 9 |  |  |  | No | R-410A | 2.6 | Residential & Commercial | No
212988044 | Central HP <5.4 tons | SMART COMFORT | HRCU-A-CB (Split System: Heat Pump with Remote Outdoor Unit-Air-Source) | DLCURAH30ABK |  |  | EA*4X37L21A* | *96MSN1002120A* | 30800 | 15.2 | 8.5 | 33200 | 26200 | 78.92% | 1.84 | 0 | 9 |  |  |  | No | R-410A | 2.5667 | Residential & Commercial | No
211712812 | Central HP <5.4 tons | SMART COMFORT | HRCU-A-CB (Split System: Heat Pump with Remote Outdoor Unit-Air-Source) | DLCURAH30ABK |  |  | EA*4X42L24A* | *80ES(N,L)0702116A* | 29600 | 15.2 | 8.1 | 33800 | 27400 | 81.07% | 1.78 | 0 | 9 |  |  |  | No | R-410A | 2.4667 | Residential & Commercial | No
211713138 | Central HP <5.4 tons | PAYNE HEATING AND COOLING | HRCU-A-CB (Split System: Heat Pump with Remote Outdoor Unit-Air-Source) | 38MURAQ30AB3* |  |  | CAP**4321AL* | PG80VTLA48090B** | 30400 | 15.2 | 8.1 | 33000 | 26200 | 79.39% | 1.84 | 0 | 9 |  |  |  | No | R-410A | 2.5333 | Residential & Commercial | No
211713199 | Central HP <5.4 tons | PAYNE HEATING AND COOLING | HRCU-A-CB (Split System: Heat Pump with Remote Outdoor Unit-Air-Source) | 38MURAQ30AB3* |  |  | CAP**4321AL* | PG96VTAA60080C** | 30400 | 15.2 | 8.1 | 33000 | 26200 | 79.39% | 1.84 | 0 | 9 |  |  |  | No | R-410A | 2.5333 | Residential & Commercial | No
211712779 | Central HP <5.4 tons | SMART COMFORT | HRCU-A-CB (Split System: Heat Pump with Remote Outdoor Unit-Air-Source) | DLCURAH30ABK |  |  | EA*4X42L24A* | *96VTN0802120A* | 29600 | 15.2 | 8.1 | 33600 | 27400 | 81.55% | 1.78 | 0 | 9 |  |  |  | No | R-410A | 2.4667 | Residential & Commercial | No
212982225 | Central HP <5.4 tons | SMART COMFORT | HRCU-A-CB (Split System: Heat Pump with Remote Outdoor Unit-Air-Source) | DLCURAH30ABK |  |  | END4X42L17** | *80MSU0401712A* | 29800 | 15.2 | 8.5 | 33600 | 27000 | 80.36% | 1.82 | 0 | 9 |  |  |  | No | R-410A | 2.4833 | Residential & Commercial | No
211713330 | Central HP <5.4 tons | SMART COMFORT | HRCU-A-CB (Split System: Heat Pump with Remote Outdoor Unit-Air-Source) | DLCURAH30ABK |  |  | EA*4X43L21A* | *92ESN0601714A* | 30400 | 15.2 | 8.1 | 33000 | 26200 | 79.39% | 1.84 | 0 | 9 |  |  |  | No | R-410A | 2.5333 | Residential & Commercial | No
212975263 | Central HP <5.4 tons | SMART COMFORT | HRCU-A-CB (Split System: Heat Pump with Remote Outdoor Unit-Air-Source) | DLCURAH24ABK |  |  | EA*4X24L17A* | *96VTN0401712B* | 23400 | 16 | 8.5 | 27000 | 26200 | 97.04% | 2.18 | 0 | 9.5 |  |  |  | No | R-410A | 1.95 | Residential & Commercial | No
211227403 | Central HP <5.4 tons | SMART COMFORT | HRCU-A-CB (Split System: Heat Pump with Remote Outdoor Unit-Air-Source) | DLCURAH36ABK |  |  | EA*4X42L21A* | *80VSL0702120A* | 35400 | 16 | 8.1 | 38500 | 35000 | 90.91% | 1.88 | 0 | 9.5 |  |  |  | No | R-410A | 2.95 | Residential & Commercial | No
214280289 | Central HP <5.4 tons | SMART COMFORT | HRCU-A-CB (Split System: Heat Pump with Remote Outdoor Unit-Air-Source) | DLCURAH36ABK |  |  | EA*4X42L21A* | *96MSN0601716A* | 35200 | 15.5 | 8.5 | 38500 | 35200 | 91.43% | 1.88 | 0 | 9.5 |  |  |  | No | R-410A | 2.9333 | Residential & Commercial | No
215674407 | Central HP <5.4 tons | AIRQUEST | HRCU-A-CB (Split System: Heat Pump with Remote Outdoor Unit-Air-Source) | H5H0V48*K*AAA* |  |  | EA*5X61M21A*+WALLCON | *97CMN0602120B* | 45500 | 17.5 | 9 | 48000 | 34200 | 71.25% | 2.06 | 0 | 9.5 |  |  |  | No | R-454B | 3.7917 | Residential & Commercial | No
212988338 | Central HP <5.4 tons | SMART COMFORT | HRCU-A-CB (Split System: Heat Pump with Remote Outdoor Unit-Air-Source) | DLCURAH30ABK |  |  | EA*4X42L24A* | *96MSN1202422A* | 30000 | 15.2 | 8.1 | 34200 | 27600 | 80.7% | 1.8 | 0 | 9 |  |  |  | No | R-410A | 2.5 | Residential & Commercial | No
214229241 | Central HP <5.4 tons | SMART COMFORT | HRCU-A-CB (Split System: Heat Pump with Remote Outdoor Unit-Air-Source) | DLCURAH30ABK |  |  | EA*4X37L17A* | *80MSU0601716A* | 30400 | 15.2 | 8.5 | 33400 | 26800 | 80.24% | 1.82 | 0 | 9 |  |  |  | No | R-410A | 2.5333 | Residential & Commercial | No
212982957 | Central HP <5.4 tons | SMART COMFORT | HRCU-A-CB (Split System: Heat Pump with Remote Outdoor Unit-Air-Source) | DLCURAH30ABK |  |  | EA*4X42L21A* | *80MSU0802120A* | 29600 | 15.5 | 8.5 | 33600 | 27600 | 82.14% | 1.78 | 0 | 9 |  |  |  | No | R-410A | 2.4667 | Residential & Commercial | No
211222793 | Central HP <5.4 tons | SMART COMFORT | HRCU-A-CB (Split System: Heat Pump with Remote Outdoor Unit-Air-Source) | DLCURAH30ABK |  |  | FXM4X36**AL |  | 31000 | 15.2 | 8.1 | 33600 | 26400 | 78.57% | 1.82 | 0 | 9 |  |  |  | No | R-410A | 2.5833 | Residential & Commercial | No
212979722 | Central HP <5.4 tons | SMART COMFORT | HRCU-A-CB (Split System: Heat Pump with Remote Outdoor Unit-Air-Source) | DLCURAH30ABK |  |  | EA*4X37L21A* | *80MS(N,L)0901714A* | 30400 | 15.2 | 8.1 | 33200 | 26400 | 79.52% | 1.84 | 0 | 9 |  |  |  | No | R-410A | 2.5333 | Residential & Commercial | No
212980979 | Central HP <5.4 tons | SMART COMFORT | HRCU-A-CB (Split System: Heat Pump with Remote Outdoor Unit-Air-Source) | DLCURAH30ABK |  |  | EN(A,D,W)4X42L21** | *80MS(N,L)1102120A* | 30200 | 15.2 | 8.1 | 34400 | 27600 | 80.23% | 1.8 | 0 | 9 |  |  |  | No | R-410A | 2.5167 | Residential & Commercial | No
212982933 | Central HP <5.4 tons | SMART COMFORT | HRCU-A-CB (Split System: Heat Pump with Remote Outdoor Unit-Air-Source) | DLCURAH30ABK |  |  | EA*4X36L21A* | *80MSU0802120A* | 29400 | 15.2 | 8.5 | 33800 | 28000 | 82.84% | 1.76 | 0 | 9 |  |  |  | No | R-410A | 2.45 | Residential & Commercial | No
213080269 | Central HP <5.4 tons | PAYNE HEATING AND COOLING | HRCU-A-CB (Split System: Heat Pump with Remote Outdoor Unit-Air-Source) | 38MURAQ36AB3* |  |  | CAP**3621AL* | PG96MSAA60100C** | 35200 | 16 | 8.1 | 38500 | 35200 | 91.43% | 1.8 | 0 | 9.5 |  |  |  | No | R-410A | 2.9333 | Residential & Commercial | No
213080521 | Central HP <5.4 tons | SMART COMFORT | HRCU-A-CB (Split System: Heat Pump with Remote Outdoor Unit-Air-Source) | DLCURAH36ABK |  |  | EA*4X36L21A* | *95MSU0401712A* | 35000 | 15.2 | 8.1 | 39000 | 35400 | 90.77% | 1.82 | 0 | 9.5 |  |  |  | No | R-410A | 2.9167 | Residential & Commercial | No
211749853 | Central HP <5.4 tons | RUNTRU | HRCU-A-CB (Split System: Heat Pump with Remote Outdoor Unit-Air-Source) | E4HL5060A1000A |  |  | E4AH5E60A1K30A |  | 54000 | 15.2 | 8.1 | 54000 | 38000 | 70.37% | 1.84 | 0 | 8.2 |  |  |  | No | R-410A | 4.5 | Residential & Commercial | No
211226417 | Central HP <5.4 tons | SMART COMFORT | HRCU-A-CB (Split System: Heat Pump with Remote Outdoor Unit-Air-Source) | DLCURAH36ABK |  |  | EA*4X36L21A* | *96VTN1002120A* | 35600 | 15.5 | 8.1 | 39500 | 35200 | 89.11% | 1.84 | 0 | 9.5 |  |  |  | No | R-410A | 2.9667 | Residential & Commercial | No
211226587 | Central HP <5.4 tons | SMART COMFORT | HRCU-A-CB (Split System: Heat Pump with Remote Outdoor Unit-Air-Source) | DLCURAH36ABK |  |  | EA*4X37L17A* | *80VTL0451412A* | 36000 | 15.2 | 8.1 | 38500 | 35000 | 90.91% | 2.02 | 0 | 9.5 |  |  |  | No | R-410A | 3 | Residential & Commercial | No
215670429 | Central HP <5.4 tons | AIRQUEST | HRCU-A-CB (Split System: Heat Pump with Remote Outdoor Unit-Air-Source) | H5H0V36*K*AAA* |  |  | ESH5X60M12A*+WALLCON | *80CTL0702120B* | 34600 | 17 | 8.5 | 34600 | 24800 | 71.68% | 1.8 | 0 | 9.5 |  |  |  | No | R-454B | 2.8833 | Residential & Commercial | No
215670479 | Central HP <5.4 tons | AIRQUEST | HRCU-A-CB (Split System: Heat Pump with Remote Outdoor Unit-Air-Source) | H5H0V36*K*AAA* |  |  | ESH5X60M12A*+WALLCON | *95CSU0601716B* | 34400 | 16.5 | 8.5 | 34800 | 25000 | 71.84% | 1.78 | 0 | 9.5 |  |  |  | No | R-454B | 2.8667 | Residential & Commercial | No
213080137 | Central HP <5.4 tons | PAYNE HEATING AND COOLING | HRCU-A-CB (Split System: Heat Pump with Remote Outdoor Unit-Air-Source) | 38MURAQ36AB3* |  |  | CAP**3621AL* | PG96MSAA60080C** | 35200 | 16 | 8.1 | 39000 | 35200 | 90.26% | 1.84 | 0 | 9.5 |  |  |  | No | R-410A | 2.9333 | Residential & Commercial | No
213080778 | Central HP <5.4 tons | PAYNE HEATING AND COOLING | HRCU-A-CB (Split System: Heat Pump with Remote Outdoor Unit-Air-Source) | 38MURAQ36AB3* |  |  | CAP**3621AL* | PG95MSUA60080C** | 35000 | 16 | 8.1 | 38500 | 35200 | 91.43% | 1.82 | 0 | 9.5 |  |  |  | No | R-410A | 2.9167 | Residential & Commercial | No
213076509 | Central HP <5.4 tons | PAYNE HEATING AND COOLING | HRCU-A-CB (Split System: Heat Pump with Remote Outdoor Unit-Air-Source) | 38MURAQ36AB3* |  |  | CAP**4221AL* | PG80VTLB48070B** | 35000 | 16 | 8.1 | 38500 | 35000 | 90.91% | 1.86 | 0 | 9.5 |  |  |  | No | R-410A | 2.9167 | Residential & Commercial | No
212979056 | Central HP <5.4 tons | SMART COMFORT | HRCU-A-CB (Split System: Heat Pump with Remote Outdoor Unit-Air-Source) | DLCURAH30ABK |  |  | EA*4X43L21A* | *80MS(N,L)0701716A* | 30600 | 15.2 | 8.5 | 33600 | 26400 | 78.57% | 1.86 | 0 | 9 |  |  |  | No | R-410A | 2.55 | Residential & Commercial | No
212982165 | Central HP <5.4 tons | SMART COMFORT | HRCU-A-CB (Split System: Heat Pump with Remote Outdoor Unit-Air-Source) | DLCURAH30ABK |  |  | EA*4X42L21A* | *80MSU0401712A* | 30000 | 15.2 | 8.5 | 33800 | 27400 | 81.07% | 1.78 | 0 | 9 |  |  |  | No | R-410A | 2.5 | Residential & Commercial | No
212982669 | Central HP <5.4 tons | SMART COMFORT | HRCU-A-CB (Split System: Heat Pump with Remote Outdoor Unit-Air-Source) | DLCURAH30ABK |  |  | EA*4X43L21A* | *80MSU0601716A* | 30800 | 15.2 | 8.5 | 33000 | 26200 | 79.39% | 1.86 | 0 | 9 |  |  |  | No | R-410A | 2.5667 | Residential & Commercial | No
212982153 | Central HP <5.4 tons | SMART COMFORT | HRCU-A-CB (Split System: Heat Pump with Remote Outdoor Unit-Air-Source) | DLCURAH30ABK |  |  | EA*4X37L21A* | *80MSU0401712A* | 30400 | 15.2 | 8.1 | 33400 | 26200 | 78.44% | 1.86 | 0 | 9 |  |  |  | No | R-410A | 2.5333 | Residential & Commercial | No
211712532 | Central HP <5.4 tons | SMART COMFORT | HRCU-A-CB (Split System: Heat Pump with Remote Outdoor Unit-Air-Source) | DLCURAH30ABK |  |  | EA*4X42L21A* | *92ESN0801716A* | 29600 | 15.2 | 8.1 | 33800 | 27400 | 81.07% | 1.78 | 0 | 9 |  |  |  | No | R-410A | 2.4667 | Residential & Commercial | No
212383130 | Central HP <5.4 tons | SMART COMFORT | HRCU-A-CB (Split System: Heat Pump with Remote Outdoor Unit-Air-Source) | DLCURAH36ABK |  |  | EA*4X36L21A* | *96VSN1002120A* | 35200 | 16 | 8.1 | 39000 | 35200 | 90.26% | 1.82 | 0 | 9.5 |  |  |  | No | R-410A | 2.9333 | Residential & Commercial | No
212510787 | Central HP <5.4 tons | RUNTRU | HRCU-A-CB (Split System: Heat Pump with Remote Outdoor Unit-Air-Source) | E4HL5024A1000A |  |  | 4TXCB003DS3 | A951X040BU3SAB | 24000 | 15.2 | 8.5 | 24000 | 21000 | 87.5% | 1.85 | 0 | 9 |  |  |  | No | R-410A | 2 | Residential & Commercial | No
213078838 | Central HP <5.4 tons | SMART COMFORT | HRCU-A-CB (Split System: Heat Pump with Remote Outdoor Unit-Air-Source) | DLCURAH36ABK |  |  | EA*4X36L21A* | *80MSU1002120A* | 35000 | 16 | 8.5 | 38500 | 35200 | 91.43% | 1.8 | 0 | 9.5 |  |  |  | No | R-410A | 2.9167 | Residential & Commercial | No
213078970 | Central HP <5.4 tons | SMART COMFORT | HRCU-A-CB (Split System: Heat Pump with Remote Outdoor Unit-Air-Source) | DLCURAH36ABK |  |  | EA*4X36L21A* | *80MSU0401712A* | 35000 | 16 | 8.1 | 38500 | 35200 | 91.43% | 1.8 | 0 | 9.5 |  |  |  | No | R-410A | 2.9167 | Residential & Commercial | No
213061682 | Central HP <5.4 tons | NAPOLEON | HRCU-A-C (Split System: Heat Pump with Remote Outdoor Unit with No Indoor Fan --Air Source) | WSEHV2436RA1-N |  |  | WPCCA36 |  | 32000 | 15.2 | 8.5 | 34000 | 24000 | 70.59% | 1.8 | 0 | 9.5 |  |  |  | No | R-410A | 2.6667 | Residential & Commercial | No
215490135 | Central HP <5.4 tons | RUNTRU | HRCU-A-CB (Split System: Heat Pump with Remote Outdoor Unit-Air-Source) | E4HL5060A1000A |  |  | A4AH5V60A1C3 |  | 54000 | 15.2 | 8.1 | 54000 | 38000 | 70.37% | 1.85 | 0 | 8.2 |  |  |  | No | R-410A | 4.5 | Residential & Commercial | No
212986580 | Central HP <5.4 tons | SMART COMFORT | HRCU-A-CB (Split System: Heat Pump with Remote Outdoor Unit-Air-Source) | DLCURAH24ABK |  |  | EA*4X36L21A* | *96MSN0401712A* | 23400 | 16 | 8.5 | 26200 | 24200 | 92.37% | 2 | 0 | 9.5 |  |  |  | No | R-410A | 1.95 | Residential & Commercial | No
215402195 | Central HP <5.4 tons | RUNTRU | HRCU-A-CB (Split System: Heat Pump with Remote Outdoor Unit-Air-Source) | E4HL5024A1000A |  |  | 4TXCB003DS3 | A952V060BU4SB | 24000 | 15.2 | 8.5 | 24000 | 21000 | 87.5% | 1.85 | 0 | 9 |  |  |  | No | R-410A | 2 | Residential & Commercial | No
215402197 | Central HP <5.4 tons | RUNTRU | HRCU-A-CB (Split System: Heat Pump with Remote Outdoor Unit-Air-Source) | E4HL5024A1000A |  |  | 4TXCB003DS3 | A952V040BU3SB | 24000 | 15.2 | 8.5 | 24000 | 21000 | 87.5% | 1.85 | 0 | 9 |  |  |  | No | R-410A | 2 | Residential & Commercial | No
215588602 | Central HP <5.4 tons | RUNTRU | HRCU-A-CB (Split System: Heat Pump with Remote Outdoor Unit-Air-Source) | E4HL5024A1000A |  |  | A4AH5V30A1B3 |  | 24000 | 15.2 | 8.1 | 24000 | 17000 | 70.83% | 1.8 | 0 | 9 |  |  |  | No | R-410A | 2 | Residential & Commercial | No
211241740 | Central HP <5.4 tons | PAYNE HEATING AND COOLING | HRCU-A-CB (Split System: Heat Pump with Remote Outdoor Unit-Air-Source) | 38MURAQ24AB3* |  |  | CAP**3017AL* | PG92ESAA30040A** | 24000 | 15.2 | 8.5 | 26600 | 23000 | 86.47% | 1.86 | 0 | 9.5 |  |  |  | No | R-410A | 2 | Residential & Commercial | No
215402213 | Central HP <5.4 tons | RUNTRU | HRCU-A-CB (Split System: Heat Pump with Remote Outdoor Unit-Air-Source) | E4HL5036A1000A |  |  | 4TXCB006DS3 | A952V080BU4SB | 30000 | 15.2 | 8.1 | 27000 | 19000 | 70.37% | 1.75 | 0 | 9.8 |  |  |  | No | R-410A | 2.5 | Residential & Commercial | No
211240741 | Central HP <5.4 tons | PAYNE HEATING AND COOLING | HRCU-A-CB (Split System: Heat Pump with Remote Outdoor Unit-Air-Source) | 38MURAQ24AB3* |  |  | CAP**2417AL* | PG92ESAA36040B** | 23400 | 15.5 | 8.5 | 26800 | 24800 | 92.54% | 2.04 | 0 | 9.5 |  |  |  | No | R-410A | 1.95 | Residential & Commercial | No
212986136 | Central HP <5.4 tons | SMART COMFORT | HRCU-A-CB (Split System: Heat Pump with Remote Outdoor Unit-Air-Source) | DLCURAH24ABK |  |  | EA*4X24L14A* | *96MSN0401410A* | 23200 | 16 | 8.5 | 27000 | 26600 | 98.52% | 2.22 | 0 | 9.5 |  |  |  | No | R-410A | 1.9333 | Residential & Commercial | No
211226514 | Central HP <5.4 tons | SMART COMFORT | HRCU-A-CB (Split System: Heat Pump with Remote Outdoor Unit-Air-Source) | DLCURAH36ABK |  |  | EA*4X37L17A* | *80ES(N,L)0701712A* | 36000 | 15.2 | 8.1 | 38500 | 35000 | 90.91% | 2 | 0 | 9.5 |  |  |  | No | R-410A | 3 | Residential & Commercial | No
211242498 | Central HP <5.4 tons | PAYNE HEATING AND COOLING | HRCU-A-CB (Split System: Heat Pump with Remote Outdoor Unit-Air-Source) | 38MURAQ24AB3* |  |  | CAP**3621AL* | PG95ESAA36040B** | 24200 | 15.2 | 8.5 | 26400 | 22600 | 85.61% | 1.84 | 0 | 9.5 |  |  |  | No | R-410A | 2.0167 | Residential & Commercial | No
212383011 | Central HP <5.4 tons | PAYNE HEATING AND COOLING | HRCU-A-CB (Split System: Heat Pump with Remote Outdoor Unit-Air-Source) | 38MURAQ36AB3* |  |  | CAP**3617AL* | PG92ESAA36060A** | 35400 | 15.2 | 8.1 | 39500 | 35400 | 89.62% | 1.82 | 0 | 9.5 |  |  |  | No | R-410A | 2.95 | Residential & Commercial | No
211749848 | Central HP <5.4 tons | RUNTRU | HRCU-A-CB (Split System: Heat Pump with Remote Outdoor Unit-Air-Source) | E4HL5024A1000A |  |  | E4AH5E24A1J30A |  | 24000 | 15.2 | 8.1 | 24000 | 18000 | 75% | 1.94 | 0 | 9.2 |  |  |  | No | R-410A | 2 | Residential & Commercial | No
212367442 | Central HP <5.4 tons | Bladex | HRCU-A-CB (Split System: Heat Pump with Remote Outdoor Unit-Air-Source) | BX30U-55HPHYHA |  |  | BLA-60HWAHU1 |  | 55000 | 15.3 | 9.4 | 59000 | 48500 | 82.2% | 1.91 | 9 | 8.8 |  |  |  | No | R-410A | 4.5833 | Residential & Commercial | No
212982969 | Central HP <5.4 tons | SMART COMFORT | HRCU-A-CB (Split System: Heat Pump with Remote Outdoor Unit-Air-Source) | DLCURAH30ABK |  |  | EA*4X42L24A* | *80MSU0802120A* | 29600 | 15.5 | 8.5 | 33600 | 27400 | 81.55% | 1.78 | 0 | 9 |  |  |  | No | R-410A | 2.4667 | Residential & Commercial | No
216439100 | Central HP <5.4 tons | RUNTRU | HRCU-A-CB (Split System: Heat Pump with Remote Outdoor Unit-Air-Source) | E4HL5030A1000A |  |  | TEM6A0B30H21SC |  | 28000 | 15.2 | 8.5 | 28000 | 21000 | 75% | 1.9 | 0 | 9.8 |  |  |  | No | R-410A | 2.3333 | Residential & Commercial | No
212982633 | Central HP <5.4 tons | SMART COMFORT | HRCU-A-CB (Split System: Heat Pump with Remote Outdoor Unit-Air-Source) | DLCURAH30ABK |  |  | EA*4X37L21A* | *80MSU0601716A* | 30800 | 15.2 | 8.5 | 33000 | 26200 | 79.39% | 1.84 | 0 | 9 |  |  |  | No | R-410A | 2.5667 | Residential & Commercial | No
212979734 | Central HP <5.4 tons | SMART COMFORT | HRCU-A-CB (Split System: Heat Pump with Remote Outdoor Unit-Air-Source) | DLCURAH30ABK |  |  | EA*4X42L21A* | *80MS(N,L)0901714A* | 30000 | 15.2 | 8.1 | 34200 | 27600 | 80.7% | 1.8 | 0 | 9 |  |  |  | No | R-410A | 2.5 | Residential & Commercial | No
211380004 | Central HP <5.4 tons | YORK | HRCU-A-CB (Split System: Heat Pump with Remote Outdoor Unit-Air-Source) | HMH72B341 |  |  | XAFC48FBCN1 | TMLE100B12MP11 | 33400 | 17 | 8.5 | 32400 | 23800 | 73.46% | 2.06 | 0 | 9.5 |  |  |  | No | R-410A | 2.7833 | Residential & Commercial | No
214280316 | Central HP <5.4 tons | SMART COMFORT | HRCU-A-CB (Split System: Heat Pump with Remote Outdoor Unit-Air-Source) | DLCURAH36ABK |  |  | EA*4X48L21A* | *96MSM0601716A* | 35600 | 15.5 | 8.5 | 38000 | 34800 | 91.58% | 2.04 | 0 | 9.5 |  |  |  | No | R-410A | 2.9667 | Residential & Commercial | No
213080694 | Central HP <5.4 tons | PAYNE HEATING AND COOLING | HRCU-A-CB (Split System: Heat Pump with Remote Outdoor Unit-Air-Source) | 38MURAQ36AB3* |  |  | CAP**4221AL* | PG95MSUA48060B** | 35000 | 16 | 8.1 | 38500 | 35000 | 90.91% | 1.86 | 0 | 9.5 |  |  |  | No | R-410A | 2.9167 | Residential & Commercial | No
215490140 | Central HP <5.4 tons | RUNTRU | HRCU-A-CB (Split System: Heat Pump with Remote Outdoor Unit-Air-Source) | E4HL5024A1000A |  |  | A4AH5V36A1C3 |  | 24000 | 15.2 | 8.1 | 24000 | 17000 | 70.83% | 1.8 | 0 | 9 |  |  |  | No | R-410A | 2 | Residential & Commercial | No
211227308 | Central HP <5.4 tons | PAYNE HEATING AND COOLING | HRCU-A-CB (Split System: Heat Pump with Remote Outdoor Unit-Air-Source) | 38MURAQ36AB3* |  |  | CAP**4221AL* | PG80ES(A,L)A48070B** | 35200 | 16 | 8.1 | 38500 | 35000 | 90.91% | 1.88 | 0 | 9.5 |  |  |  | No | R-410A | 2.9333 | Residential & Commercial | No
211229014 | Central HP <5.4 tons | PAYNE HEATING AND COOLING | HRCU-A-CB (Split System: Heat Pump with Remote Outdoor Unit-Air-Source) | 38MURAQ36AB3* |  |  | CAP**4821AL* | PG95ESAA42060B** | 35400 | 15.5 | 8.1 | 38500 | 34800 | 90.39% | 2.02 | 0 | 9.5 |  |  |  | No | R-410A | 2.95 | Residential & Commercial | No
212984991 | Central HP <5.4 tons | PAYNE HEATING AND COOLING | HRCU-A-CB (Split System: Heat Pump with Remote Outdoor Unit-Air-Source) | 38MURAQ30AB3* |  |  | CAP**4224AL* | PG92MSAA60080C** | 30200 | 15.2 | 8.1 | 34200 | 27400 | 80.12% | 1.8 | 0 | 9 |  |  |  | No | R-410A | 2.5167 | Residential & Commercial | No
212985325 | Central HP <5.4 tons | PAYNE HEATING AND COOLING | HRCU-A-CB (Split System: Heat Pump with Remote Outdoor Unit-Air-Source) | 38MURAQ30AB3* |  |  | CNPV*4221AL* | PG92MSAA60100C** | 30000 | 15.2 | 8.1 | 34400 | 27600 | 80.23% | 1.8 | 0 | 9 |  |  |  | No | R-410A | 2.5 | Residential & Commercial | No
211222537 | Central HP <5.4 tons | SMART COMFORT | HRCU-A-CB (Split System: Heat Pump with Remote Outdoor Unit-Air-Source) | DLCURAH30ABK |  |  | EA*4X37L21A* | *80ESU0601716A | 31200 | 15.2 | 8.5 | 33400 | 26000 | 77.84% | 1.86 | 0 | 9 |  |  |  | No | R-410A | 2.6 | Residential & Commercial | No
213077914 | Central HP <5.4 tons | PAYNE HEATING AND COOLING | HRCU-A-CB (Split System: Heat Pump with Remote Outdoor Unit-Air-Source) | 38MURAQ36AB3* |  |  | CAP**3617AL* | PG80MS(A,L)A36070B** | 35000 | 16 | 8.1 | 38500 | 35200 | 91.43% | 1.82 | 0 | 9.5 |  |  |  | No | R-410A | 2.9167 | Residential & Commercial | No
212586151 | Central HP <5.4 tons | RUNTRU | HRCU-A-CB (Split System: Heat Pump with Remote Outdoor Unit-Air-Source) | E4HL5036A1000A |  |  | 4TXCB004DS3 | A801X060BM4SCA | 30000 | 15.2 | 8.1 | 25000 | 18000 | 72% | 1.75 | 0 | 9.5 |  |  |  | No | R-410A | 2.5 | Residential & Commercial | No
215402215 | Central HP <5.4 tons | RUNTRU | HRCU-A-CB (Split System: Heat Pump with Remote Outdoor Unit-Air-Source) | E4HL5036A1000A |  |  | 4TXCB004DS3 | A952V060BU4SB | 30000 | 15.2 | 8.1 | 25000 | 18000 | 72% | 1.75 | 0 | 9.5 |  |  |  | No | R-410A | 2.5 | Residential & Commercial | No
214280290 | Central HP <5.4 tons | SMART COMFORT | HRCU-A-CB (Split System: Heat Pump with Remote Outdoor Unit-Air-Source) | DLCURAH36ABK |  |  | EA*4X42L21A* | *96MSM0601716A* | 35200 | 15.5 | 8.5 | 38500 | 35200 | 91.43% | 1.88 | 0 | 9.5 |  |  |  | No | R-410A | 2.9333 | Residential & Commercial | No
212510799 | Central HP <5.4 tons | RUNTRU | HRCU-A-CB (Split System: Heat Pump with Remote Outdoor Unit-Air-Source) | E4HL5036A1000A |  |  | 4TXCB006DS3 | A952V060BU4SAD | 30000 | 15.2 | 8.1 | 27000 | 19000 | 70.37% | 1.75 | 0 | 9.8 |  |  |  | No | R-410A | 2.5 | Residential & Commercial | No
213080802 | Central HP <5.4 tons | PAYNE HEATING AND COOLING | HRCU-A-CB (Split System: Heat Pump with Remote Outdoor Unit-Air-Source) | 38MURAQ36AB3* |  |  | CAP**4221AL* | PG95MSUA60080C** | 35200 | 16 | 8.1 | 38500 | 35000 | 90.91% | 1.88 | 0 | 9.5 |  |  |  | No | R-410A | 2.9333 | Residential & Commercial | No
213077925 | Central HP <5.4 tons | PAYNE HEATING AND COOLING | HRCU-A-CB (Split System: Heat Pump with Remote Outdoor Unit-Air-Source) | 38MURAQ36AB3* |  |  | CAP**3621AL* | PG80MS(A,L)A36070B** | 34800 | 16 | 8.1 | 38500 | 35200 | 91.43% | 1.82 | 0 | 9.5 |  |  |  | No | R-410A | 2.9 | Residential & Commercial | No
211379460 | Central HP <5.4 tons | YORK | HRCU-A-CB (Split System: Heat Pump with Remote Outdoor Unit-Air-Source) | HMH72B341 |  |  | XAFC48FXXN1+TXV | TM9E080C16MP12 | 34000 | 17 | 8.1 | 33400 | 24600 | 73.65% | 2.08 | 0 | 9 |  |  |  | No | R-410A | 2.8333 | Residential & Commercial | No
211388094 | Central HP <5.4 tons | JOHNSON CONTROLS | HRCU-A-CB (Split System: Heat Pump with Remote Outdoor Unit-Air-Source) | HMH72B341 |  |  | XAHC30CXXN1+TXV | TM9V060B12MP12 | 31800 | 16.5 | 8.1 | 33000 | 23200 | 70.3% | 1.96 | 0 | 9 |  |  |  | No | R-410A | 2.65 | Residential & Commercial | No
211242505 | Central HP <5.4 tons | SMART COMFORT | HRCU-A-CB (Split System: Heat Pump with Remote Outdoor Unit-Air-Source) | DLCURAH24ABK |  |  | EA*4X36L21A* | *95ESN0401712A* | 24200 | 15.2 | 8.5 | 26400 | 22600 | 85.61% | 1.84 | 0 | 9.5 |  |  |  | No | R-410A | 2.0167 | Residential & Commercial | No
212985260 | Central HP <5.4 tons | SMART COMFORT | HRCU-A-CB (Split System: Heat Pump with Remote Outdoor Unit-Air-Source) | DLCURAH30ABK |  |  | EA*4X36L21A* | *92MSN1002120A* | 30000 | 15.2 | 8.1 | 34400 | 28000 | 81.4% | 1.78 | 0 | 9 |  |  |  | No | R-410A | 2.5 | Residential & Commercial | No
212980955 | Central HP <5.4 tons | SMART COMFORT | HRCU-A-CB (Split System: Heat Pump with Remote Outdoor Unit-Air-Source) | DLCURAH30ABK |  |  | EA*4X43L21A* | *80MS(N,L)1102120A* | 31000 | 15.2 | 8.5 | 33600 | 26200 | 77.98% | 1.88 | 0 | 9 |  |  |  | No | R-410A | 2.5833 | Residential & Commercial | No
212977036 | Central HP <5.4 tons | SMART COMFORT | HRCU-A-CB (Split System: Heat Pump with Remote Outdoor Unit-Air-Source) | DLCURAH30ABK |  |  | EA*4X42L21A* | *96VTN1002122B* | 30000 | 15.2 | 8.1 | 34200 | 27600 | 80.7% | 1.8 | 0 | 9 |  |  |  | No | R-410A | 2.5 | Residential & Commercial | No
212982129 | Central HP <5.4 tons | SMART COMFORT | HRCU-A-CB (Split System: Heat Pump with Remote Outdoor Unit-Air-Source) | DLCURAH30ABK |  |  | EA*4X36L21A* | *80MSU0401712A* | 29800 | 15.2 | 8.5 | 33800 | 27800 | 82.25% | 1.76 | 0 | 9 |  |  |  | No | R-410A | 2.4833 | Residential & Commercial | No
212976730 | Central HP <5.4 tons | PAYNE HEATING AND COOLING | HRCU-A-CB (Split System: Heat Pump with Remote Outdoor Unit-Air-Source) | 38MURAQ30AB3* |  |  | CAP**4221AL* | PG96VTAB60100C** | 30200 | 15.2 | 8.5 | 34200 | 27600 | 80.7% | 1.8 | 0 | 9 |  |  |  | No | R-410A | 2.5167 | Residential & Commercial | No
212977046 | Central HP <5.4 tons | SMART COMFORT | HRCU-A-CB (Split System: Heat Pump with Remote Outdoor Unit-Air-Source) | DLCURAH30ABK |  |  | EA*4X42L24A* | *96VTN1002122B* | 30000 | 15.2 | 8.1 | 34200 | 27600 | 80.7% | 1.8 | 0 | 9 |  |  |  | No | R-410A | 2.5 | Residential & Commercial | No
211228738 | Central HP <5.4 tons | PAYNE HEATING AND COOLING | HRCU-A-CB (Split System: Heat Pump with Remote Outdoor Unit-Air-Source) | 38MURAQ36AB3* |  |  | CAP**4821AL* | PG80ES(A,L)A36045B** | 35600 | 15.5 | 8.1 | 38500 | 34800 | 90.39% | 2.04 | 0 | 9.5 |  |  |  | No | R-410A | 2.9667 | Residential & Commercial | No
211227319 | Central HP <5.4 tons | PAYNE HEATING AND COOLING | HRCU-A-CB (Split System: Heat Pump with Remote Outdoor Unit-Air-Source) | 38MURAQ36AB3* |  |  | CAP**4221AL* | PG80ES(A,L)A48070C** | 35200 | 16 | 8.1 | 38500 | 35000 | 90.91% | 1.88 | 0 | 9.5 |  |  |  | No | R-410A | 2.9333 | Residential & Commercial | No
212510784 | Central HP <5.4 tons | RUNTRU | HRCU-A-CB (Split System: Heat Pump with Remote Outdoor Unit-Air-Source) | E4HL5024A1000A |  |  | 4TXCB003DS3 | A951X060BU4SAB | 24000 | 15.2 | 8.5 | 24000 | 21000 | 87.5% | 1.85 | 0 | 9 |  |  |  | No | R-410A | 2 | Residential & Commercial | No
212510786 | Central HP <5.4 tons | RUNTRU | HRCU-A-CB (Split System: Heat Pump with Remote Outdoor Unit-Air-Source) | E4HL5024A1000A |  |  | 4TXCB003DS3 | A952V040BU3SAD | 24000 | 15.2 | 8.5 | 24000 | 21000 | 87.5% | 1.85 | 0 | 9 |  |  |  | No | R-410A | 2 | Residential & Commercial | No
215402199 | Central HP <5.4 tons | RUNTRU | HRCU-A-CB (Split System: Heat Pump with Remote Outdoor Unit-Air-Source) | E4HL5024A1000A |  |  | 4TXCB003DS3 | A801X060BM4SD | 24000 | 15.2 | 8.5 | 24000 | 21000 | 87.5% | 1.85 | 0 | 9 |  |  |  | No | R-410A | 2 | Residential & Commercial | No
211229025 | Central HP <5.4 tons | PAYNE HEATING AND COOLING | HRCU-A-CB (Split System: Heat Pump with Remote Outdoor Unit-Air-Source) | 38MURAQ36AB3* |  |  | CAP**4821AL* | PG95ESAA48080B** | 35400 | 15.5 | 8.1 | 37800 | 34800 | 92.06% | 2.02 | 0 | 9.5 |  |  |  | No | R-410A | 2.95 | Residential & Commercial | No
215490141 | Central HP <5.4 tons | RUNTRU | HRCU-A-CB (Split System: Heat Pump with Remote Outdoor Unit-Air-Source) | E4HL5042A1000A |  |  | A4AH5V42A1C3 |  | 42000 | 15.2 | 8.1 | 42000 | 30000 | 71.43% | 1.75 | 0 | 8.5 |  |  |  | No | R-410A | 3.5 | Residential & Commercial | No
211253520 | Central HP <5.4 tons | ECO AC | HRCU-A-CB (Split System: Heat Pump with Remote Outdoor Unit-Air-Source) | EHI-O60BAH |  |  | EHI-V60BA |  | 55000 | 15.3 | 9.4 | 59000 | 48500 | 82.2% | 1.91 | 9 | 8.8 |  |  |  | No | R-410A | 4.5833 | Residential & Commercial | No
215402235 | Central HP <5.4 tons | RUNTRU | HRCU-A-CB (Split System: Heat Pump with Remote Outdoor Unit-Air-Source) | E4HL5060A1000A |  |  | 4TXCD010DS3 | A801X120DM5SD | 47500 | 15.2 | 8.1 | 45000 | 33400 | 74.22% | 1.75 | 0 | 9.5 |  |  |  | No | R-410A | 3.9583 | Residential & Commercial | No
211240289 | Central HP <5.4 tons | PAYNE HEATING AND COOLING | HRCU-A-CB (Split System: Heat Pump with Remote Outdoor Unit-Air-Source) | 38MURAQ24AB3* |  |  | CAP**2414AL* | PG96VTAA30040A** | 23400 | 15.5 | 8.5 | 26800 | 24800 | 92.54% | 2.04 | 0 | 9.5 |  |  |  | No | R-410A | 1.95 | Residential & Commercial | No
211227284 | Central HP <5.4 tons | PAYNE HEATING AND COOLING | HRCU-A-CB (Split System: Heat Pump with Remote Outdoor Unit-Air-Source) | 38MURAQ36AB3* |  |  | CAP**4221AL* | PG80ES(A,L)A36045B** | 35200 | 15.5 | 8.1 | 38500 | 35000 | 90.91% | 1.86 | 0 | 9.5 |  |  |  | No | R-410A | 2.9333 | Residential & Commercial | No
211227691 | Central HP <5.4 tons | PAYNE HEATING AND COOLING | HRCU-A-CB (Split System: Heat Pump with Remote Outdoor Unit-Air-Source) | 38MURAQ36AB3* |  |  | CAP**4221AL* | PG96VTAA60080C** | 35000 | 16 | 8.1 | 38500 | 35000 | 90.91% | 1.86 | 0 | 9.5 |  |  |  | No | R-410A | 2.9167 | Residential & Commercial | No
213080785 | Central HP <5.4 tons | SMART COMFORT | HRCU-A-CB (Split System: Heat Pump with Remote Outdoor Unit-Air-Source) | DLCURAH36ABK |  |  | EA*4X36L21A* | *95MSU0802120A* | 35000 | 16 | 8.1 | 38500 | 35200 | 91.43% | 1.82 | 0 | 9.5 |  |  |  | No | R-410A | 2.9167 | Residential & Commercial | No
211213962 | Central HP <5.4 tons | PAYNE HEATING AND COOLING | HRCU-A-CB (Split System: Heat Pump with Remote Outdoor Unit-Air-Source) | 38MURAQ30AB3* |  |  | CAP**3721AL* | PG92ESAA60080C** | 31200 | 15.2 | 8.5 | 33400 | 26000 | 77.84% | 1.88 | 0 | 9 |  |  |  | No | R-410A | 2.6 | Residential & Commercial | No
211213973 | Central HP <5.4 tons | PAYNE HEATING AND COOLING | HRCU-A-CB (Split System: Heat Pump with Remote Outdoor Unit-Air-Source) | 38MURAQ30AB3* |  |  | FM(C,U)4Z36**AL* |  | 30400 | 15.5 | 8.5 | 35000 | 27400 | 78.29% | 1.82 | 0 | 9 |  |  |  | No | R-410A | 2.5333 | Residential & Commercial | No
211712932 | Central HP <5.4 tons | PAYNE HEATING AND COOLING | HRCU-A-CB (Split System: Heat Pump with Remote Outdoor Unit-Air-Source) | 38MURAQ30AB3* |  |  | CAP**4224AL* | PG80ES(A,L)A60155D** | 29800 | 15.2 | 8.1 | 33800 | 27200 | 80.47% | 1.78 | 0 | 9 |  |  |  | No | R-410A | 2.4833 | Residential & Commercial | No
212972491 | Central HP <5.4 tons | SMART COMFORT | HRCU-A-CB (Split System: Heat Pump with Remote Outdoor Unit-Air-Source) | DLCURAH30ABK |  |  | EA*4X43L21A* | *80VTL1102122B* | 30400 | 15.2 | 8.1 | 33400 | 26400 | 79.04% | 1.84 | 0 | 9 |  |  |  | No | R-410A | 2.5333 | Residential & Commercial | No
212510791 | Central HP <5.4 tons | RUNTRU | HRCU-A-CB (Split System: Heat Pump with Remote Outdoor Unit-Air-Source) | E4HL5036A1000A |  |  | 4TXCB004DS3 | A951X060BU4SAB | 30000 | 15.2 | 8.1 | 25000 | 18000 | 72% | 1.75 | 0 | 9.5 |  |  |  | No | R-410A | 2.5 | Residential & Commercial | No
211227917 | Central HP <5.4 tons | PAYNE HEATING AND COOLING | HRCU-A-CB (Split System: Heat Pump with Remote Outdoor Unit-Air-Source) | 38MURAQ36AB3* |  |  | CAP**4224AL* | PG80VTLA60090C** | 35000 | 16 | 8.1 | 38500 | 35000 | 90.91% | 1.86 | 0 | 9.5 |  |  |  | No | R-410A | 2.9167 | Residential & Commercial | No
211388228 | Central HP <5.4 tons | JOHNSON CONTROLS | HRCU-A-CB (Split System: Heat Pump with Remote Outdoor Unit-Air-Source) | HMH72B341 |  |  | XAFC36DXXN1+TXV | TP9C060B12MP13 | 34000 | 17.5 | 8.1 | 34000 | 24200 | 71.18% | 2.06 | 0 | 9.5 |  |  |  | No | R-410A | 2.8333 | Residential & Commercial | No
212383231 | Central HP <5.4 tons | PAYNE HEATING AND COOLING | HRCU-A-CB (Split System: Heat Pump with Remote Outdoor Unit-Air-Source) | 38MURAQ36AB3* |  |  | CAP**3621AL* | PG95ESAA60080C** | 35800 | 15.5 | 8.1 | 39500 | 35400 | 89.62% | 1.84 | 0 | 9.5 |  |  |  | No | R-410A | 2.9833 | Residential & Commercial | No
213079509 | Central HP <5.4 tons | PAYNE HEATING AND COOLING | HRCU-A-CB (Split System: Heat Pump with Remote Outdoor Unit-Air-Source) | 38MURAQ36AB3* |  |  | CAP**3617AL* | PG92MSAA48080B** | 35000 | 16 | 8.1 | 38500 | 35200 | 91.43% | 1.82 | 0 | 9.5 |  |  |  | No | R-410A | 2.9167 | Residential & Commercial | No
214280315 | Central HP <5.4 tons | SMART COMFORT | HRCU-A-CB (Split System: Heat Pump with Remote Outdoor Unit-Air-Source) | DLCURAH36ABK |  |  | EA*4X48L21A* | *96MSN0601716A* | 35600 | 15.5 | 8.5 | 38000 | 34800 | 91.58% | 2.04 | 0 | 9.5 |  |  |  | No | R-410A | 2.9667 | Residential & Commercial | No
211226376 | Central HP <5.4 tons | SMART COMFORT | HRCU-A-CB (Split System: Heat Pump with Remote Outdoor Unit-Air-Source) | DLCURAH36ABK |  |  | EA*4X36L21A* | *95ESN1002120A* | 35600 | 15.5 | 8.1 | 39500 | 35200 | 89.11% | 1.84 | 0 | 9.5 |  |  |  | No | R-410A | 2.9667 | Residential & Commercial | No
211213921 | Central HP <5.4 tons | PAYNE HEATING AND COOLING | HRCU-A-CB (Split System: Heat Pump with Remote Outdoor Unit-Air-Source) | 38MURAQ30AB3* |  |  | CAP**3621AL* | PG92ESAA48080B** | 29600 | 15.2 | 8.1 | 33800 | 27800 | 82.25% | 1.76 | 0 | 9 |  |  |  | No | R-410A | 2.4667 | Residential & Commercial | No
212982981 | Central HP <5.4 tons | SMART COMFORT | HRCU-A-CB (Split System: Heat Pump with Remote Outdoor Unit-Air-Source) | DLCURAH30ABK |  |  | EA*4X43L21A* | *80MSU0802120A* | 30600 | 15.5 | 8.5 | 33400 | 26200 | 78.44% | 1.88 | 0 | 9 |  |  |  | No | R-410A | 2.55 | Residential & Commercial | No
212976750 | Central HP <5.4 tons | SMART COMFORT | HRCU-A-CB (Split System: Heat Pump with Remote Outdoor Unit-Air-Source) | DLCURAH30ABK |  |  | EA*4X42L24A* | *96VTN1002120B* | 30200 | 15.2 | 8.1 | 34200 | 27400 | 80.12% | 1.8 | 0 | 9 |  |  |  | No | R-410A | 2.5167 | Residential & Commercial | No
212977016 | Central HP <5.4 tons | SMART COMFORT | HRCU-A-CB (Split System: Heat Pump with Remote Outdoor Unit-Air-Source) | DLCURAH30ABK |  |  | EA*4X36L21A* | *96VTN1002122B* | 29800 | 15.2 | 8.1 | 34200 | 28000 | 81.87% | 1.78 | 0 | 9 |  |  |  | No | R-410A | 2.4833 | Residential & Commercial | No
211712694 | Central HP <5.4 tons | SMART COMFORT | HRCU-A-CB (Split System: Heat Pump with Remote Outdoor Unit-Air-Source) | DLCURAH30ABK |  |  | EA*4X42L24A* | *80VSL1102422A* | 30000 | 15.2 | 8.1 | 33800 | 27200 | 80.47% | 1.8 | 0 | 9 |  |  |  | No | R-410A | 2.5 | Residential & Commercial | No
212986549 | Central HP <5.4 tons | PAYNE HEATING AND COOLING | HRCU-A-CB (Split System: Heat Pump with Remote Outdoor Unit-Air-Source) | 38MURAQ24AB3* |  |  | CAP**3017AL* | PG96MSAA36040B** | 23200 | 16 | 8.5 | 26400 | 25000 | 94.7% | 2.08 | 0 | 9.5 |  |  |  | No | R-410A | 1.9333 | Residential & Commercial | No
212586153 | Central HP <5.4 tons | RUNTRU | HRCU-A-CB (Split System: Heat Pump with Remote Outdoor Unit-Air-Source) | E4HL5060A1000A |  |  | 4TXCD010DS3 | A951X120DD5SAB | 48000 | 15.2 | 8.1 | 45000 | 33400 | 74.22% | 1.75 | 0 | 9.5 |  |  |  | No | R-410A | 4 | Residential & Commercial | No
212586154 | Central HP <5.4 tons | RUNTRU | HRCU-A-CB (Split System: Heat Pump with Remote Outdoor Unit-Air-Source) | E4HL5060A1000A |  |  | 4TXCC009DS3 | A801X080CM5SCA | 48000 | 15.2 | 8.1 | 45000 | 33400 | 74.22% | 1.75 | 0 | 9.5 |  |  |  | No | R-410A | 4 | Residential & Commercial | No
211213975 | Central HP <5.4 tons | PAYNE HEATING AND COOLING | HRCU-A-CB (Split System: Heat Pump with Remote Outdoor Unit-Air-Source) | 38MURAQ30AB3* |  |  | FMA4X36**AL* |  | 31200 | 15.5 | 8.5 | 35400 | 26800 | 75.71% | 1.86 | 0 | 9 |  |  |  | No | R-410A | 2.6 | Residential & Commercial | No
211213976 | Central HP <5.4 tons | PAYNE HEATING AND COOLING | HRCU-A-CB (Split System: Heat Pump with Remote Outdoor Unit-Air-Source) | 38MURAQ30AB3* |  |  | FV4CN(B,F)003L |  | 30400 | 15.2 | 8.1 | 34000 | 27400 | 80.59% | 1.78 | 0 | 9 |  |  |  | No | R-410A | 2.5333 | Residential & Commercial | No
212984495 | Central HP <5.4 tons | PAYNE HEATING AND COOLING | HRCU-A-CB (Split System: Heat Pump with Remote Outdoor Unit-Air-Source) | 38MURAQ30AB3* |  |  | CAP**4321AL* | PG92MSAA48080B** | 30400 | 15.5 | 8.1 | 33200 | 26400 | 79.52% | 1.84 | 0 | 9 |  |  |  | No | R-410A | 2.5333 | Residential & Commercial | No
212984981 | Central HP <5.4 tons | PAYNE HEATING AND COOLING | HRCU-A-CB (Split System: Heat Pump with Remote Outdoor Unit-Air-Source) | 38MURAQ30AB3* |  |  | CAP**4221AL* | PG92MSAA60080C** | 30000 | 15.2 | 8.1 | 34200 | 27600 | 80.7% | 1.8 | 0 | 9 |  |  |  | No | R-410A | 2.5 | Residential & Commercial | No
212985265 | Central HP <5.4 tons | PAYNE HEATING AND COOLING | HRCU-A-CB (Split System: Heat Pump with Remote Outdoor Unit-Air-Source) | 38MURAQ30AB3* |  |  | CAP**3721AL* | PG92MSAA60100C** | 30600 | 15.2 | 8.5 | 33400 | 26400 | 79.04% | 1.86 | 0 | 9 |  |  |  | No | R-410A | 2.55 | Residential & Commercial | No
211222769 | Central HP <5.4 tons | SMART COMFORT | HRCU-A-CB (Split System: Heat Pump with Remote Outdoor Unit-Air-Source) | DLCURAH30ABK |  |  | FMA4X36**AL* |  | 31200 | 15.5 | 8.5 | 35400 | 26800 | 75.71% | 1.86 | 0 | 9 |  |  |  | No | R-410A | 2.6 | Residential & Commercial | No
212973190 | Central HP <5.4 tons | SMART COMFORT | HRCU-A-CB (Split System: Heat Pump with Remote Outdoor Unit-Air-Source) | DLCURAH24ABK |  |  | EA*4X24L17A* | *96VSN0401712B* | 23400 | 16 | 8.5 | 27000 | 26200 | 97.04% | 2.18 | 0 | 9.5 |  |  |  | No | R-410A | 1.95 | Residential & Commercial | No
211226312 | Central HP <5.4 tons | SMART COMFORT | HRCU-A-CB (Split System: Heat Pump with Remote Outdoor Unit-Air-Source) | DLCURAH36ABK |  |  | EA*4X36L21A* | *80ESU1002120A* | 35200 | 16 | 8.1 | 38500 | 35200 | 91.43% | 1.82 | 0 | 9.5 |  |  |  | No | R-410A | 2.9333 | Residential & Commercial | No
212977056 | Central HP <5.4 tons | SMART COMFORT | HRCU-A-CB (Split System: Heat Pump with Remote Outdoor Unit-Air-Source) | DLCURAH30ABK |  |  | EA*4X43L21A* | *96VTN1002122B* | 30400 | 15.2 | 8.1 | 33000 | 26400 | 80% | 1.84 | 0 | 9 |  |  |  | No | R-410A | 2.5333 | Residential & Commercial | No
212977026 | Central HP <5.4 tons | SMART COMFORT | HRCU-A-CB (Split System: Heat Pump with Remote Outdoor Unit-Air-Source) | DLCURAH30ABK |  |  | EA*4X37L21A* | *96VTN1002122B* | 30400 | 15.2 | 8.1 | 33400 | 26400 | 79.04% | 1.84 | 0 | 9 |  |  |  | No | R-410A | 2.5333 | Residential & Commercial | No
212980539 | Central HP <5.4 tons | SMART COMFORT | HRCU-A-CB (Split System: Heat Pump with Remote Outdoor Unit-Air-Source) | DLCURAH30ABK |  |  | EA*4X42L24A* | *80MS(N,L)0902120A* | 29600 | 15.2 | 8.1 | 33800 | 27600 | 81.66% | 1.78 | 0 | 9 |  |  |  | No | R-410A | 2.4667 | Residential & Commercial | No
212980907 | Central HP <5.4 tons | SMART COMFORT | HRCU-A-CB (Split System: Heat Pump with Remote Outdoor Unit-Air-Source) | DLCURAH30ABK |  |  | EA*4X36L21A* | *80MS(N,L)1102120A* | 30200 | 15.2 | 8.1 | 34400 | 27800 | 80.81% | 1.8 | 0 | 9 |  |  |  | No | R-410A | 2.5167 | Residential & Commercial | No
212979794 | Central HP <5.4 tons | SMART COMFORT | HRCU-A-CB (Split System: Heat Pump with Remote Outdoor Unit-Air-Source) | DLCURAH30ABK |  |  | END4X42L17** | *80MS(N,L)0901714A* | 30000 | 15.2 | 8.1 | 34000 | 27200 | 80% | 1.82 | 0 | 9 |  |  |  | No | R-410A | 2.5 | Residential & Commercial | No
212982645 | Central HP <5.4 tons | SMART COMFORT | HRCU-A-CB (Split System: Heat Pump with Remote Outdoor Unit-Air-Source) | DLCURAH30ABK |  |  | EA*4X42L21A* | *80MSU0601716A* | 29800 | 15.2 | 8.1 | 33800 | 27400 | 81.07% | 1.8 | 0 | 9 |  |  |  | No | R-410A | 2.4833 | Residential & Commercial | No
212510792 | Central HP <5.4 tons | RUNTRU | HRCU-A-CB (Split System: Heat Pump with Remote Outdoor Unit-Air-Source) | E4HL5036A1000A |  |  | 4TXCB004DS3 | A952V060BU4SAD | 30000 | 15.2 | 8.1 | 25000 | 18000 | 72% | 1.75 | 0 | 9.5 |  |  |  | No | R-410A | 2.5 | Residential & Commercial | No
215389782 | Central HP <5.4 tons | SMART COMFORT | HRCU-A-CB (Split System: Heat Pump with Remote Outdoor Unit-Air-Source) | DLCURAH36ABK |  |  | EA*4X36L17A* | *96VTN0601716B* | 34800 | 15.2 | 8.1 | 38500 | 35200 | 91.43% | 1.8 | 0 | 9.5 |  |  |  | No | R-410A | 2.9 | Residential & Commercial | No
212980528 | Central HP <5.4 tons | SMART COMFORT | HRCU-A-CB (Split System: Heat Pump with Remote Outdoor Unit-Air-Source) | DLCURAH30ABK |  |  | EA*4X42L21A* | *80MS(N,L)0902120A* | 30200 | 15.2 | 8.1 | 34400 | 27400 | 79.65% | 1.8 | 0 | 9 |  |  |  | No | R-410A | 2.5167 | Residential & Commercial | No
211222753 | Central HP <5.4 tons | SMART COMFORT | HRCU-A-CB (Split System: Heat Pump with Remote Outdoor Unit-Air-Source) | DLCURAH30ABK |  |  | FM(C,U)4Z36**AL* |  | 30400 | 15.5 | 8.5 | 35000 | 27400 | 78.29% | 1.82 | 0 | 9 |  |  |  | No | R-410A | 2.5333 | Residential & Commercial | No
211213974 | Central HP <5.4 tons | PAYNE HEATING AND COOLING | HRCU-A-CB (Split System: Heat Pump with Remote Outdoor Unit-Air-Source) | 38MURAQ30AB3* |  |  | FMA4X30**AL* |  | 31200 | 15.5 | 8.5 | 35400 | 26800 | 75.71% | 1.86 | 0 | 9 |  |  |  | No | R-410A | 2.6 | Residential & Commercial | No
212980517 | Central HP <5.4 tons | SMART COMFORT | HRCU-A-CB (Split System: Heat Pump with Remote Outdoor Unit-Air-Source) | DLCURAH30ABK |  |  | EA*4X37L21A* | *80MS(N,L)0902120A* | 30800 | 15.2 | 8.5 | 33600 | 26400 | 78.57% | 1.86 | 0 | 9 |  |  |  | No | R-410A | 2.5667 | Residential & Commercial | No
212980919 | Central HP <5.4 tons | SMART COMFORT | HRCU-A-CB (Split System: Heat Pump with Remote Outdoor Unit-Air-Source) | DLCURAH30ABK |  |  | EA*4X37L21A* | *80MS(N,L)1102120A* | 30800 | 15.2 | 8.5 | 33400 | 26200 | 78.44% | 1.86 | 0 | 9 |  |  |  | No | R-410A | 2.5667 | Residential & Commercial | No
212586152 | Central HP <5.4 tons | RUNTRU | HRCU-A-CB (Split System: Heat Pump with Remote Outdoor Unit-Air-Source) | E4HL5060A1000A |  |  | 4TXCD010DS3 | A801X120DM5SCA | 47500 | 15.2 | 8.1 | 45000 | 33400 | 74.22% | 1.75 | 0 | 9.5 |  |  |  | No | R-410A | 3.9583 | Residential & Commercial | No
212383208 | Central HP <5.4 tons | PAYNE HEATING AND COOLING | HRCU-A-CB (Split System: Heat Pump with Remote Outdoor Unit-Air-Source) | 38MURAQ36AB3* |  |  | CAP**3621AL* | PG95ESUA60100C** | 35400 | 16 | 8.1 | 39500 | 35200 | 89.11% | 1.82 | 0 | 9.5 |  |  |  | No | R-410A | 2.95 | Residential & Commercial | No
213079993 | Central HP <5.4 tons | PAYNE HEATING AND COOLING | HRCU-A-CB (Split System: Heat Pump with Remote Outdoor Unit-Air-Source) | 38MURAQ36AB3* |  |  | CAP**3617AL* | PG96MSAA48080B** | 35000 | 15.2 | 8.1 | 39000 | 35400 | 90.77% | 1.82 | 0 | 9.5 |  |  |  | No | R-410A | 2.9167 | Residential & Commercial | No
213080574 | Central HP <5.4 tons | PAYNE HEATING AND COOLING | HRCU-A-CB (Split System: Heat Pump with Remote Outdoor Unit-Air-Source) | 38MURAQ36AB3* |  |  | CAP**4821AL* | PG95MSUA36040B** | 35600 | 15.2 | 8.1 | 38000 | 34800 | 91.58% | 2.02 | 0 | 9.5 |  |  |  | No | R-410A | 2.9667 | Residential & Commercial | No
212382998 | Central HP <5.4 tons | PAYNE HEATING AND COOLING | HRCU-A-CB (Split System: Heat Pump with Remote Outdoor Unit-Air-Source) | 38MURAQ36AB3* |  |  | CAP**3617AL* | PG80ES(A,L)A42090B** | 35600 | 15.5 | 8.1 | 39500 | 35200 | 89.11% | 1.84 | 0 | 9.5 |  |  |  | No | R-410A | 2.9667 | Residential & Commercial | No
211227701 | Central HP <5.4 tons | PAYNE HEATING AND COOLING | HRCU-A-CB (Split System: Heat Pump with Remote Outdoor Unit-Air-Source) | 38MURAQ36AB3* |  |  | CAP**4221AL* | PG96VTAA60100C** | 35800 | 15.5 | 8.1 | 39500 | 35200 | 89.11% | 1.9 | 0 | 9.5 |  |  |  | No | R-410A | 2.9833 | Residential & Commercial | No
211228110 | Central HP <5.4 tons | PAYNE HEATING AND COOLING | HRCU-A-CB (Split System: Heat Pump with Remote Outdoor Unit-Air-Source) | 38MURAQ36AB3* |  |  | CAP**4224AL* | PG96VTAA60080C** | 35000 | 16 | 8.1 | 38500 | 35000 | 90.91% | 1.86 | 0 | 9.5 |  |  |  | No | R-410A | 2.9167 | Residential & Commercial | No
211227562 | Central HP <5.4 tons | PAYNE HEATING AND COOLING | HRCU-A-CB (Split System: Heat Pump with Remote Outdoor Unit-Air-Source) | 38MURAQ36AB3* |  |  | CAP**4221AL* | PG95ESAA42060B** | 35000 | 15.5 | 8.1 | 38500 | 35000 | 90.91% | 1.86 | 0 | 9.5 |  |  |  | No | R-410A | 2.9167 | Residential & Commercial | No
211227629 | Central HP <5.4 tons | PAYNE HEATING AND COOLING | HRCU-A-CB (Split System: Heat Pump with Remote Outdoor Unit-Air-Source) | 38MURAQ36AB3* |  |  | CAP**4221AL* | PG95ESUA48060B** | 35200 | 16 | 8.1 | 38500 | 35000 | 90.91% | 1.88 | 0 | 9.5 |  |  |  | No | R-410A | 2.9333 | Residential & Commercial | No
211226291 | Central HP <5.4 tons | SMART COMFORT | HRCU-A-CB (Split System: Heat Pump with Remote Outdoor Unit-Air-Source) | DLCURAH36ABK |  |  | EA*4X36L21A* | *80ES(N,L)1102120A* | 35200 | 16 | 8.1 | 38500 | 35200 | 91.43% | 1.82 | 0 | 9.5 |  |  |  | No | R-410A | 2.9333 | Residential & Commercial | No
214229285 | Central HP <5.4 tons | SMART COMFORT | HRCU-A-CB (Split System: Heat Pump with Remote Outdoor Unit-Air-Source) | DLCURAH36ABK |  |  | EA*4X36L17A* | *80MSU0601716A* | 34800 | 16 | 8.1 | 38500 | 35200 | 91.43% | 1.82 | 0 | 9.5 |  |  |  | No | R-410A | 2.9 | Residential & Commercial | No
213080144 | Central HP <5.4 tons | SMART COMFORT | HRCU-A-CB (Split System: Heat Pump with Remote Outdoor Unit-Air-Source) | DLCURAH36ABK |  |  | EA*4X36L21A* | *96MSN0802120A* | 35200 | 16 | 8.1 | 39000 | 35200 | 90.26% | 1.84 | 0 | 9.5 |  |  |  | No | R-410A | 2.9333 | Residential & Commercial | No
213080821 | Central HP <5.4 tons | SMART COMFORT | HRCU-A-CB (Split System: Heat Pump with Remote Outdoor Unit-Air-Source) | DLCURAH36ABK |  |  | EA*4X42L24A* | *95MSU0802120A* | 35200 | 16 | 8.1 | 38500 | 35000 | 90.91% | 1.88 | 0 | 9.5 |  |  |  | No | R-410A | 2.9333 | Residential & Commercial | No
213078874 | Central HP <5.4 tons | SMART COMFORT | HRCU-A-CB (Split System: Heat Pump with Remote Outdoor Unit-Air-Source) | DLCURAH36ABK |  |  | EA*4X42L21A* | *80MSU1002120A* | 35200 | 16 | 8.5 | 38500 | 35000 | 90.91% | 1.88 | 0 | 9.5 |  |  |  | No | R-410A | 2.9333 | Residential & Commercial | No
215402223 | Central HP <5.4 tons | RUNTRU | HRCU-A-CB (Split System: Heat Pump with Remote Outdoor Unit-Air-Source) | E4HL5036A1000A |  |  | 4TXCB006DS3 | A801X080BM4SD | 30000 | 15.2 | 8.1 | 27000 | 19000 | 70.37% | 1.75 | 0 | 9.8 |  |  |  | No | R-410A | 2.5 | Residential & Commercial | No
212510795 | Central HP <5.4 tons | RUNTRU | HRCU-A-CB (Split System: Heat Pump with Remote Outdoor Unit-Air-Source) | E4HL5036A1000A |  |  | 4TXCB004DS3 | A952V080BU4SAD | 30000 | 15.2 | 8.1 | 25000 | 18000 | 72% | 1.75 | 0 | 9.5 |  |  |  | No | R-410A | 2.5 | Residential & Commercial | No
211380060 | Central HP <5.4 tons | YORK | HRCU-A-CB (Split System: Heat Pump with Remote Outdoor Unit-Air-Source) | HMH72B341 |  |  | XAUC48FXXN1+TXV | TMLE080C16MP11 | 33400 | 17 | 8.5 | 32200 | 23400 | 72.67% | 2.06 | 0 | 9.5 |  |  |  | No | R-410A | 2.7833 | Residential & Commercial | No
212982621 | Central HP <5.4 tons | SMART COMFORT | HRCU-A-CB (Split System: Heat Pump with Remote Outdoor Unit-Air-Source) | DLCURAH30ABK |  |  | EA*4X36L21A* | *80MSU0601716A* | 29600 | 15.2 | 8.1 | 34000 | 27800 | 81.76% | 1.78 | 0 | 9 |  |  |  | No | R-410A | 2.4667 | Residential & Commercial | No
211713046 | Central HP <5.4 tons | SMART COMFORT | HRCU-A-CB (Split System: Heat Pump with Remote Outdoor Unit-Air-Source) | DLCURAH30ABK |  |  | EA*4X43L21A* | *96VTN1002122A* | 30600 | 15.2 | 8.1 | 33000 | 26000 | 78.79% | 1.84 | 0 | 9 |  |  |  | No | R-410A | 2.55 | Residential & Commercial | No
210450238 | Central HP <5.4 tons | CARRIER | HRCU-A-CB (Split System: Heat Pump with Remote Outdoor Unit-Air-Source) | 38MURAQ36AB3* |  |  | CAP**3617AL* | GG96VTAA48080B | 34800 | 15.5 | 8.5 | 39000 | 35200 | 90.26% | 1.8 | 0 | 9.5 |  |  |  | No | R-410A | 2.9 | Residential & Commercial | No
211227296 | Central HP <5.4 tons | PAYNE HEATING AND COOLING | HRCU-A-CB (Split System: Heat Pump with Remote Outdoor Unit-Air-Source) | 38MURAQ36AB3* |  |  | CAP**4221AL* | PG80ES(A,L)A36070B** | 35600 | 15.2 | 8.1 | 39500 | 35200 | 89.11% | 1.88 | 0 | 9.5 |  |  |  | No | R-410A | 2.9667 | Residential & Commercial | No
213078035 | Central HP <5.4 tons | PAYNE HEATING AND COOLING | HRCU-A-CB (Split System: Heat Pump with Remote Outdoor Unit-Air-Source) | 38MURAQ36AB3* |  |  | CAP**3617AL* | PG80MS(A,L)A48070B** | 35200 | 15.5 | 8.1 | 39000 | 35200 | 90.26% | 1.84 | 0 | 9.5 |  |  |  | No | R-410A | 2.9333 | Residential & Commercial | No
213078167 | Central HP <5.4 tons | PAYNE HEATING AND COOLING | HRCU-A-CB (Split System: Heat Pump with Remote Outdoor Unit-Air-Source) | 38MURAQ36AB3* |  |  | CAP**3621AL* | PG80MS(A,L)A48070C** | 34800 | 16 | 8.1 | 38500 | 35200 | 91.43% | 1.82 | 0 | 9.5 |  |  |  | No | R-410A | 2.9 | Residential & Commercial | No
212986129 | Central HP <5.4 tons | PAYNE HEATING AND COOLING | HRCU-A-CB (Split System: Heat Pump with Remote Outdoor Unit-Air-Source) | 38MURAQ24AB3* |  |  | CAP**2414AL* | PG96MSAA30040A** | 23200 | 16 | 8.5 | 27000 | 26600 | 98.52% | 2.22 | 0 | 9.5 |  |  |  | No | R-410A | 1.9333 | Residential & Commercial | No
212986525 | Central HP <5.4 tons | PAYNE HEATING AND COOLING | HRCU-A-CB (Split System: Heat Pump with Remote Outdoor Unit-Air-Source) | 38MURAQ24AB3* |  |  | CAP**2417AL* | PG96MSAA36040B** | 23000 | 15.5 | 8.5 | 27000 | 27200 | 100.7% | 2.3 | 0 | 9.5 |  |  |  | No | R-410A | 1.9167 | Residential & Commercial | No
212988037 | Central HP <5.4 tons | PAYNE HEATING AND COOLING | HRCU-A-CB (Split System: Heat Pump with Remote Outdoor Unit-Air-Source) | 38MURAQ30AB3* |  |  | CAP**3721AL* | PG96MSAA60100C** | 30800 | 15.2 | 8.5 | 33200 | 26200 | 78.92% | 1.84 | 0 | 9 |  |  |  | No | R-410A | 2.5667 | Residential & Commercial | No
212989527 | Central HP <5.4 tons | PAYNE HEATING AND COOLING | HRCU-A-CB (Split System: Heat Pump with Remote Outdoor Unit-Air-Source) | 38MURAQ30AB3* |  |  | CAP**3721AL* | PG95MSUA60080C** | 30600 | 15.2 | 8.1 | 33400 | 26400 | 79.04% | 1.86 | 0 | 9 |  |  |  | No | R-410A | 2.55 | Residential & Commercial | No
212989539 | Central HP <5.4 tons | PAYNE HEATING AND COOLING | HRCU-A-CB (Split System: Heat Pump with Remote Outdoor Unit-Air-Source) | 38MURAQ30AB3* |  |  | CAP**4221AL* | PG95MSUA60080C** | 30000 | 15.2 | 8.1 | 34200 | 27600 | 80.7% | 1.8 | 0 | 9 |  |  |  | No | R-410A | 2.5 | Residential & Commercial | No
212987749 | Central HP <5.4 tons | PAYNE HEATING AND COOLING | HRCU-A-CB (Split System: Heat Pump with Remote Outdoor Unit-Air-Source) | 38MURAQ30AB3* |  |  | CAP**4224AL* | PG96MSAA60080C** | 29800 | 15.2 | 8.1 | 34200 | 27600 | 80.7% | 1.8 | 0 | 9 |  |  |  | No | R-410A | 2.4833 | Residential & Commercial | No
213079425 | Central HP <5.4 tons | PAYNE HEATING AND COOLING | HRCU-A-CB (Split System: Heat Pump with Remote Outdoor Unit-Air-Source) | 38MURAQ36AB3* |  |  | CAP**4221AL* | PG92MSAA42060B** | 35200 | 16 | 8.1 | 38500 | 35200 | 91.43% | 1.88 | 0 | 9.5 |  |  |  | No | R-410A | 2.9333 | Residential & Commercial | No
212986561 | Central HP <5.4 tons | PAYNE HEATING AND COOLING | HRCU-A-CB (Split System: Heat Pump with Remote Outdoor Unit-Air-Source) | 38MURAQ24AB3* |  |  | CAP**3617AL* | PG96MSAA36040B** | 23400 | 16 | 8.5 | 26200 | 24400 | 93.13% | 2 | 0 | 9.5 |  |  |  | No | R-410A | 1.95 | Residential & Commercial | No
212980550 | Central HP <5.4 tons | SMART COMFORT | HRCU-A-CB (Split System: Heat Pump with Remote Outdoor Unit-Air-Source) | DLCURAH30ABK |  |  | EA*4X43L21A* | *80MS(N,L)0902120A* | 30800 | 15.2 | 8.5 | 33600 | 26400 | 78.57% | 1.86 | 0 | 9 |  |  |  | No | R-410A | 2.5667 | Residential & Commercial | No
212982657 | Central HP <5.4 tons | SMART COMFORT | HRCU-A-CB (Split System: Heat Pump with Remote Outdoor Unit-Air-Source) | DLCURAH30ABK |  |  | EA*4X42L24A* | *80MSU0601716A* | 30000 | 15.5 | 8.1 | 34200 | 27600 | 80.7% | 1.8 | 0 | 9 |  |  |  | No | R-410A | 2.5 | Residential & Commercial | No
215402209 | Central HP <5.4 tons | RUNTRU | HRCU-A-CB (Split System: Heat Pump with Remote Outdoor Unit-Air-Source) | E4HL5030A1000A |  |  | 4TXCB004DS3 | A801X060BM4SD | 30000 | 15.2 | 8.1 | 25000 | 18000 | 72% | 1.75 | 0 | 9.5 |  |  |  | No | R-410A | 2.5 | Residential & Commercial | No
211712772 | Central HP <5.4 tons | PAYNE HEATING AND COOLING | HRCU-A-CB (Split System: Heat Pump with Remote Outdoor Unit-Air-Source) | 38MURAQ30AB3* |  |  | CAP**4224AL* | PG96VTAA60080C** | 29600 | 15.2 | 8.1 | 33600 | 27400 | 81.55% | 1.78 | 0 | 9 |  |  |  | No | R-410A | 2.4667 | Residential & Commercial | No
212985001 | Central HP <5.4 tons | PAYNE HEATING AND COOLING | HRCU-A-CB (Split System: Heat Pump with Remote Outdoor Unit-Air-Source) | 38MURAQ30AB3* |  |  | CAP**4321AL* | PG92MSAA60080C** | 30600 | 15.5 | 8.5 | 33400 | 26400 | 79.04% | 1.86 | 0 | 9 |  |  |  | No | R-410A | 2.55 | Residential & Commercial | No
212383290 | Central HP <5.4 tons | PAYNE HEATING AND COOLING | HRCU-A-CB (Split System: Heat Pump with Remote Outdoor Unit-Air-Source) | 38MURAQ36AB3* |  |  | CAP**3621AL* | PG80ES(A,L)A42090B** | 35600 | 15.5 | 8.1 | 39500 | 35200 | 89.11% | 1.84 | 0 | 9.5 |  |  |  | No | R-410A | 2.9667 | Residential & Commercial | No
212510796 | Central HP <5.4 tons | RUNTRU | HRCU-A-CB (Split System: Heat Pump with Remote Outdoor Unit-Air-Source) | E4HL5036A1000A |  |  | 4TXCB006DS3 | A801X080BM4SCA | 30000 | 15.2 | 8.1 | 27000 | 19000 | 70.37% | 1.75 | 0 | 9.8 |  |  |  | No | R-410A | 2.5 | Residential & Commercial | No
213077476 | Central HP <5.4 tons | PAYNE HEATING AND COOLING | HRCU-A-CB (Split System: Heat Pump with Remote Outdoor Unit-Air-Source) | 38MURAQ36AB3* |  |  | CAP**3621AL* | PG96VTAB60080C** | 34800 | 16 | 8.1 | 38500 | 35200 | 91.43% | 1.82 | 0 | 9.5 |  |  |  | No | R-410A | 2.9 | Residential & Commercial | No
211226334 | Central HP <5.4 tons | SMART COMFORT | HRCU-A-CB (Split System: Heat Pump with Remote Outdoor Unit-Air-Source) | DLCURAH36ABK |  |  | EA*4X36L21A* | *92ESN0601714A* | 35200 | 16 | 8.1 | 38500 | 35200 | 91.43% | 1.82 | 0 | 9.5 |  |  |  | No | R-410A | 2.9333 | Residential & Commercial | No
213077958 | Central HP <5.4 tons | PAYNE HEATING AND COOLING | HRCU-A-CB (Split System: Heat Pump with Remote Outdoor Unit-Air-Source) | 38MURAQ36AB3* |  |  | CAP**4221AL* | PG80MS(A,L)A36070B** | 35000 | 16 | 8.1 | 38500 | 35000 | 90.91% | 1.88 | 0 | 9.5 |  |  |  | No | R-410A | 2.9167 | Residential & Commercial | No
213079731 | Central HP <5.4 tons | PAYNE HEATING AND COOLING | HRCU-A-CB (Split System: Heat Pump with Remote Outdoor Unit-Air-Source) | 38MURAQ36AB3* |  |  | CAP**3621AL* | PG92MSAA60100C** | 35000 | 16.5 | 8.1 | 38500 | 35200 | 91.43% | 1.82 | 0 | 9.5 |  |  |  | No | R-410A | 2.9167 | Residential & Commercial | No
212986573 | Central HP <5.4 tons | PAYNE HEATING AND COOLING | HRCU-A-CB (Split System: Heat Pump with Remote Outdoor Unit-Air-Source) | 38MURAQ24AB3* |  |  | CAP**3621AL* | PG96MSAA36040B** | 23400 | 16 | 8.5 | 26200 | 24200 | 92.37% | 2 | 0 | 9.5 |  |  |  | No | R-410A | 1.95 | Residential & Commercial | No
211240523 | Central HP <5.4 tons | PAYNE HEATING AND COOLING | HRCU-A-CB (Split System: Heat Pump with Remote Outdoor Unit-Air-Source) | 38MURAQ24AB3* |  |  | CAP**2417AL* | PG96VTAA36040B** | 23000 | 15.5 | 8.5 | 26400 | 26000 | 98.48% | 2.18 | 0 | 9.5 |  |  |  | No | R-410A | 1.9167 | Residential & Commercial | No
213787638 | Central HP <5.4 tons | SMART COMFORT | HRCU-A-CB (Split System: Heat Pump with Remote Outdoor Unit-Air-Source) | DLCURAH30ABK |  |  | FTMA4B48L0C* |  | 31600 | 15.75 | 9 | 32400 | 25800 | 79.63% | 1.88 | 0 | 9.5 |  |  |  | No | R-410A | 2.6333 | Residential & Commercial | No
212980943 | Central HP <5.4 tons | SMART COMFORT | HRCU-A-CB (Split System: Heat Pump with Remote Outdoor Unit-Air-Source) | DLCURAH30ABK |  |  | EA*4X42L24A* | *80MS(N,L)1102120A* | 30400 | 15.2 | 8.1 | 34400 | 27400 | 79.65% | 1.82 | 0 | 9 |  |  |  | No | R-410A | 2.5333 | Residential & Commercial | No
211222073 | Central HP <5.4 tons | SMART COMFORT | HRCU-A-CB (Split System: Heat Pump with Remote Outdoor Unit-Air-Source) | DLCURAH30ABK |  |  | EA*4X36L21A* | *80ESU0802120A | 29600 | 15.2 | 8.1 | 33800 | 27600 | 81.66% | 1.76 | 0 | 9 |  |  |  | No | R-410A | 2.4667 | Residential & Commercial | No
211222609 | Central HP <5.4 tons | SMART COMFORT | HRCU-A-CB (Split System: Heat Pump with Remote Outdoor Unit-Air-Source) | DLCURAH30ABK |  |  | EA*4X37L21A* | *92ESN0802120A* | 31200 | 15.2 | 8.5 | 33400 | 26000 | 77.84% | 1.88 | 0 | 9 |  |  |  | No | R-410A | 2.6 | Residential & Commercial | No
211222777 | Central HP <5.4 tons | SMART COMFORT | HRCU-A-CB (Split System: Heat Pump with Remote Outdoor Unit-Air-Source) | DLCURAH30ABK |  |  | FVM4X36***L |  | 30400 | 15.2 | 8.1 | 34000 | 27400 | 80.59% | 1.78 | 0 | 9 |  |  |  | No | R-410A | 2.5333 | Residential & Commercial | No
212989534 | Central HP <5.4 tons | SMART COMFORT | HRCU-A-CB (Split System: Heat Pump with Remote Outdoor Unit-Air-Source) | DLCURAH30ABK |  |  | EA*4X37L21A* | *95MSU0802120A* | 30600 | 15.2 | 8.1 | 33400 | 26400 | 79.04% | 1.86 | 0 | 9 |  |  |  | No | R-410A | 2.55 | Residential & Commercial | No
215402227 | Central HP <5.4 tons | RUNTRU | HRCU-A-CB (Split System: Heat Pump with Remote Outdoor Unit-Air-Source) | E4HL5042A1000A |  |  | 4TXCC009DS3 | A801X080CM5SD | 48000 | 15.2 | 8.1 | 45000 | 33400 | 74.22% | 1.75 | 0 | 9.5 |  |  |  | No | R-410A | 4 | Residential & Commercial | No
211227471 | Central HP <5.4 tons | PAYNE HEATING AND COOLING | HRCU-A-CB (Split System: Heat Pump with Remote Outdoor Unit-Air-Source) | 38MURAQ36AB3* |  |  | CAP**4221AL* | PG80VTLA60090C** | 35000 | 16 | 8.1 | 38500 | 35000 | 90.91% | 1.86 | 0 | 9.5 |  |  |  | No | R-410A | 2.9167 | Residential & Commercial | No
213080041 | Central HP <5.4 tons | PAYNE HEATING AND COOLING | HRCU-A-CB (Split System: Heat Pump with Remote Outdoor Unit-Air-Source) | 38MURAQ36AB3* |  |  | CAP**4221AL* | PG96MSAA48080B** | 35400 | 15.5 | 8.1 | 38500 | 35200 | 91.43% | 1.88 | 0 | 9.5 |  |  |  | No | R-410A | 2.95 | Residential & Commercial | No
211749851 | Central HP <5.4 tons | RUNTRU | HRCU-A-CB (Split System: Heat Pump with Remote Outdoor Unit-Air-Source) | E4HL5042A1000A |  |  | E4AH5E48A1K30A |  | 42000 | 15.2 | 8.1 | 42000 | 34000 | 80.95% | 1.75 | 0 | 9 |  |  |  | No | R-410A | 3.5 | Residential & Commercial | No
213297727 | Central HP <5.4 tons | JOHNSON CONTROLS | HRCU-A-CB (Split System: Heat Pump with Remote Outdoor Unit-Air-Source) | HMH72B341 |  |  | XAFC36DXXN1+TXV | Z8ET120C20LMPS1 | 34000 | 18.5 | 8.5 | 33400 | 24200 | 72.46% | 2.12 | 0 | 9.5 |  |  |  | No | R-410A | 2.8333 | Residential & Commercial | No
213297352 | Central HP <5.4 tons | JOHNSON CONTROLS | HRCU-A-CB (Split System: Heat Pump with Remote Outdoor Unit-Air-Source) | HMH72B341 |  |  | XAFC36DBCN1 | Z8ES100C20LMPS1 | 34000 | 17.5 | 8.5 | 33400 | 24200 | 72.46% | 2.14 | 0 | 9.5 |  |  |  | No | R-410A | 2.8333 | Residential & Commercial | No
213297117 | Central HP <5.4 tons | JOHNSON CONTROLS | HRCU-A-CB (Split System: Heat Pump with Remote Outdoor Unit-Air-Source) | HMH72B341 |  |  | XAFC48FXXN1+TXV | Z8ES120C16LMPS1 | 34000 | 16.5 | 8.5 | 32800 | 23400 | 71.34% | 2.1 | 0 | 9.5 |  |  |  | No | R-410A | 2.8333 | Residential & Commercial | No
213297337 | Central HP <5.4 tons | JOHNSON CONTROLS | HRCU-A-CB (Split System: Heat Pump with Remote Outdoor Unit-Air-Source) | HMH72B341 |  |  | XAFC36DXXN1+TXV | Z8ES100C20SMPS1 | 34000 | 17.5 | 8.5 | 33400 | 24200 | 72.46% | 2.14 | 0 | 9.5 |  |  |  | No | R-410A | 2.8333 | Residential & Commercial | No
211213953 | Central HP <5.4 tons | PAYNE HEATING AND COOLING | HRCU-A-CB (Split System: Heat Pump with Remote Outdoor Unit-Air-Source) | 38MURAQ30AB3* |  |  | CAP**3721AL* | PG80ESUA36040B** | 31000 | 15.2 | 8.1 | 33400 | 26000 | 77.84% | 1.86 | 0 | 9 |  |  |  | No | R-410A | 2.5833 | Residential & Commercial | No
212984471 | Central HP <5.4 tons | PAYNE HEATING AND COOLING | HRCU-A-CB (Split System: Heat Pump with Remote Outdoor Unit-Air-Source) | 38MURAQ30AB3* |  |  | CAP**3721AL* | PG92MSAA48080B** | 31000 | 15.2 | 8.5 | 33400 | 26200 | 78.44% | 1.86 | 0 | 9 |  |  |  | No | R-410A | 2.5833 | Residential & Commercial | No
211213915 | Central HP <5.4 tons | PAYNE HEATING AND COOLING | HRCU-A-CB (Split System: Heat Pump with Remote Outdoor Unit-Air-Source) | 38MURAQ30AB3* |  |  | CAP**3621AL* | PG80ESUA60080C** | 29600 | 15.2 | 8.1 | 33800 | 27600 | 81.66% | 1.76 | 0 | 9 |  |  |  | No | R-410A | 2.4667 | Residential & Commercial | No
211213954 | Central HP <5.4 tons | PAYNE HEATING AND COOLING | HRCU-A-CB (Split System: Heat Pump with Remote Outdoor Unit-Air-Source) | 38MURAQ30AB3* |  |  | CAP**3721AL* | PG80ESUA48060B** | 31200 | 15.2 | 8.5 | 33400 | 26000 | 77.84% | 1.86 | 0 | 9 |  |  |  | No | R-410A | 2.6 | Residential & Commercial | No
215490137 | Central HP <5.4 tons | RUNTRU | HRCU-A-CB (Split System: Heat Pump with Remote Outdoor Unit-Air-Source) | E4HL5030A1000A |  |  | A4AH5V30A1B3 |  | 28000 | 15.2 | 8.5 | 28000 | 21000 | 75% | 1.9 | 0 | 9.8 |  |  |  | No | R-410A | 2.3333 | Residential & Commercial | No
212984435 | Central HP <5.4 tons | PAYNE HEATING AND COOLING | HRCU-A-CB (Split System: Heat Pump with Remote Outdoor Unit-Air-Source) | 38MURAQ30AB3* |  |  | CAP**3617AL* | PG92MSAA48080B** | 29400 | 15.2 | 8.1 | 34000 | 28000 | 82.35% | 1.76 | 0 | 9 |  |  |  | No | R-410A | 2.45 | Residential & Commercial | No
215402211 | Central HP <5.4 tons | RUNTRU | HRCU-A-CB (Split System: Heat Pump with Remote Outdoor Unit-Air-Source) | E4HL5036A1000A |  |  | 4TXCB004DS3 | A952V080BU4SB | 30000 | 15.2 | 8.1 | 25000 | 18000 | 72% | 1.75 | 0 | 9.5 |  |  |  | No | R-410A | 2.5 | Residential & Commercial | No
211749855 | Central HP <5.4 tons | RUNTRU | HRCU-A-CB (Split System: Heat Pump with Remote Outdoor Unit-Air-Source) | E4HL5060A1000A |  |  | E4AH5E48A1K30A |  | 48000 | 15.2 | 8.1 | 48000 | 34000 | 70.83% | 1.75 | 0 | 8.6 |  |  |  | No | R-410A | 4 | Residential & Commercial | No
213928539 | Central HP <5.4 tons | SUMMIT LIVING PRODUCTS | HRCU-A-CB (Split System: Heat Pump with Remote Outdoor Unit-Air-Source) | SMI-55HFN1-M |  |  | SMI-60HWFN1-M |  | 55000 | 15.3 | 9.4 | 59000 | 48500 | 82.2% | 1.91 | 9 | 8.8 |  |  |  | No | R-410A | 4.5833 | Residential & Commercial | No
213078963 | Central HP <5.4 tons | PAYNE HEATING AND COOLING | HRCU-A-CB (Split System: Heat Pump with Remote Outdoor Unit-Air-Source) | 38MURAQ36AB3* |  |  | CAP**3621AL* | PG80MSUA36040B** | 35000 | 16 | 8.1 | 38500 | 35200 | 91.43% | 1.8 | 0 | 9.5 |  |  |  | No | R-410A | 2.9167 | Residential & Commercial | No
213080550 | Central HP <5.4 tons | PAYNE HEATING AND COOLING | HRCU-A-CB (Split System: Heat Pump with Remote Outdoor Unit-Air-Source) | 38MURAQ36AB3* |  |  | CAP**4221AL* | PG95MSUA36040B** | 35200 | 15.2 | 8.1 | 39000 | 35200 | 90.26% | 1.88 | 0 | 9.5 |  |  |  | No | R-410A | 2.9333 | Residential & Commercial | No
213076602 | Central HP <5.4 tons | PAYNE HEATING AND COOLING | HRCU-A-CB (Split System: Heat Pump with Remote Outdoor Unit-Air-Source) | 38MURAQ36AB3* |  |  | CAP**4221AL* | PG80VTLB48090B** | 35000 | 16 | 8.1 | 38500 | 35000 | 90.91% | 1.86 | 0 | 9.5 |  |  |  | No | R-410A | 2.9167 | Residential & Commercial | No
212394302 | Central HP <5.4 tons | AC PRO.com | HRCU-A-C (Split System: Heat Pump with Remote Outdoor Unit with No Indoor Fan --Air Source) | AUD36W/A1-D(U) |  |  | ACAT36F/NAA |  | 32000 | 15.2 | 8.5 | 34000 | 24000 | 70.59% | 1.8 | 0 | 9.5 |  |  |  | No | R-410A | 2.6667 | Residential & Commercial | No
211749852 | Central HP <5.4 tons | RUNTRU | HRCU-A-CB (Split System: Heat Pump with Remote Outdoor Unit-Air-Source) | E4HL5048A1000A |  |  | E4AH5E48A1K30A |  | 48000 | 15.2 | 8.1 | 48000 | 34000 | 70.83% | 1.75 | 0 | 8.2 |  |  |  | No | R-410A | 4 | Residential & Commercial | No
210025747 | Central HP <5.4 tons | MIDEA | HRCU-A-CB (Split System: Heat Pump with Remote Outdoor Unit-Air-Source) | DLCURAH60ABK |  |  | DLFUAAH60XAK |  | 55000 | 15.3 | 9.4 | 59000 | 48500 | 82.2% | 1.91 | 9 | 8.8 |  |  |  | No | R-410A | 4.5833 | Residential & Commercial | No
213062292 | Central HP <5.4 tons | Kepler | HRCU-A-CB (Split System: Heat Pump with Remote Outdoor Unit-Air-Source) | AZPN/60WD |  |  | AZPN/60WAH |  | 55000 | 15.3 | 9.4 | 59000 | 48500 | 82.2% | 1.91 | 9 | 8.8 |  |  |  | No | R-410A | 4.5833 | Residential & Commercial | No
210025753 | Central HP <5.4 tons | BRYANT | HRCU-A-CB (Split System: Heat Pump with Remote Outdoor Unit-Air-Source) | 38MURAQ60AB3 |  |  | 40MUAAQ60XA3 |  | 55000 | 15.3 | 9.4 | 59000 | 48500 | 82.2% | 1.91 | 9 | 8.8 |  |  |  | No | R-410A | 4.5833 | Residential & Commercial | No
213060800 | Central HP <5.4 tons | CONTINENTAL | HRCU-A-C (Split System: Heat Pump with Remote Outdoor Unit with No Indoor Fan --Air Source) | WSEHV2436RA1-C |  |  | WPCCA36 |  | 32000 | 15.2 | 8.5 | 34000 | 24000 | 70.59% | 1.8 | 0 | 9.5 |  |  |  | No | R-410A | 2.6667 | Residential & Commercial | No
215588603 | Central HP <5.4 tons | RUNTRU | HRCU-A-CB (Split System: Heat Pump with Remote Outdoor Unit-Air-Source) | E4HL5036A1000A |  |  | A4AH5V30A1B3 |  | 28000 | 15.2 | 8.5 | 28000 | 21000 | 75% | 1.9 | 0 | 9.8 |  |  |  | No | R-410A | 2.3333 | Residential & Commercial | No
212987761 | Central HP <5.4 tons | PAYNE HEATING AND COOLING | HRCU-A-CB (Split System: Heat Pump with Remote Outdoor Unit-Air-Source) | 38MURAQ30AB3* |  |  | CAP**4321AL* | PG96MSAA60080C** | 30200 | 15.2 | 8.1 | 33400 | 26400 | 79.04% | 1.84 | 0 | 9 |  |  |  | No | R-410A | 2.5167 | Residential & Commercial | No
212974530 | Central HP <5.4 tons | SMART COMFORT | HRCU-A-CB (Split System: Heat Pump with Remote Outdoor Unit-Air-Source) | DLCURAH30ABK |  |  | EA*4X42L24A* | *96VSN1202422B* | 30200 | 15.2 | 8.1 | 34400 | 27400 | 79.65% | 1.8 | 0 | 9 |  |  |  | No | R-410A | 2.5167 | Residential & Commercial | No
211713323 | Central HP <5.4 tons | PAYNE HEATING AND COOLING | HRCU-A-CB (Split System: Heat Pump with Remote Outdoor Unit-Air-Source) | 38MURAQ30AB3* |  |  | CAP**4321AL* | PG92ESAA42060B** | 30400 | 15.2 | 8.1 | 33000 | 26200 | 79.39% | 1.84 | 0 | 9 |  |  |  | No | R-410A | 2.5333 | Residential & Commercial | No
213061684 | Central HP <5.4 tons | NAPOLEON | HRCU-A-C (Split System: Heat Pump with Remote Outdoor Unit with No Indoor Fan --Air Source) | WSEHV4860RA1-N |  |  | WPCCB60 |  | 50500 | 15.2 | 8.5 | 53000 | 37200 | 70.19% | 1.8 | 0 | 9.5 |  |  |  | No | R-410A | 4.2083 | Residential & Commercial | No
212510783 | Central HP <5.4 tons | RUNTRU | HRCU-A-CB (Split System: Heat Pump with Remote Outdoor Unit-Air-Source) | E4HL5024A1000A |  |  | 4TXCB003DS3 | A801X060BM4SCA | 24000 | 15.2 | 8.5 | 24000 | 21000 | 87.5% | 1.85 | 0 | 9 |  |  |  | No | R-410A | 2 | Residential & Commercial | No
214280308 | Central HP <5.4 tons | PAYNE HEATING AND COOLING | HRCU-A-CB (Split System: Heat Pump with Remote Outdoor Unit-Air-Source) | 38MURAQ36AB3* |  |  | CAP**4821AL* | PG96MSAA48060B** | 35600 | 15.5 | 8.5 | 38000 | 34800 | 91.58% | 2.04 | 0 | 9.5 |  |  |  | No | R-410A | 2.9667 | Residential & Commercial | No
210025756 | Central HP <5.4 tons | MIDEA | HRCU-A-CB (Split System: Heat Pump with Remote Outdoor Unit-Air-Source) | 38MURAQ60AB3 |  |  | 40MUAAQ60XA3 |  | 55000 | 15.3 | 9.4 | 59000 | 48500 | 82.2% | 1.91 | 9 | 8.8 |  |  |  | No | R-410A | 4.5833 | Residential & Commercial | No
215402225 | Central HP <5.4 tons | RUNTRU | HRCU-A-CB (Split System: Heat Pump with Remote Outdoor Unit-Air-Source) | E4HL5036A1000A |  |  | 4TXCB004DS3 | A801X060BM4SD | 30000 | 15.2 | 8.1 | 25000 | 18000 | 72% | 1.75 | 0 | 9.5 |  |  |  | No | R-410A | 2.5 | Residential & Commercial | No
211380082 | Central HP <5.4 tons | YORK | HRCU-A-CB (Split System: Heat Pump with Remote Outdoor Unit-Air-Source) | HMH72B341 |  |  | XAUC48FXXN1+TXV | TM8E080B12MP11 | 33400 | 17 | 8.5 | 32400 | 23800 | 73.46% | 2.04 | 0 | 9 |  |  |  | No | R-410A | 2.7833 | Residential & Commercial | No
212986556 | Central HP <5.4 tons | SMART COMFORT | HRCU-A-CB (Split System: Heat Pump with Remote Outdoor Unit-Air-Source) | DLCURAH24ABK |  |  | EA*4X30L17A* | *96MSN0401712A* | 23200 | 16 | 8.5 | 26400 | 25000 | 94.7% | 2.08 | 0 | 9.5 |  |  |  | No | R-410A | 1.9333 | Residential & Commercial | No
212386842 | Central HP <5.4 tons | ATK | HRCU-A-CB (Split System: Heat Pump with Remote Outdoor Unit-Air-Source) | ACI-AUO60SHP-M |  |  | ACI-AUI60VHE |  | 55000 | 15.3 | 9.4 | 59000 | 48500 | 82.2% | 1.91 | 9 | 8.8 |  |  |  | No | R-410A | 4.5833 | Residential & Commercial | No
209852105 | Central HP <5.4 tons | MIDEA | HRCU-A-CB (Split System: Heat Pump with Remote Outdoor Unit-Air-Source) | DLCURAH48ABK |  |  | DLFUAAH48XAK |  | 47000 | 15.6 | 9.4 | 50000 | 46000 | 92% | 1.9 | 8.5 | 8.2 |  |  |  | No | R-410A | 3.9167 | Residential & Commercial | No
211126512 | Central HP <5.4 tons | THERMAL ZONE | HRCU-A-CB (Split System: Heat Pump with Remote Outdoor Unit-Air-Source) | TZPLV482PA |  |  | TZHVLE4821JA |  | 47000 | 15.6 | 9.4 | 50000 | 46000 | 92% | 1.9 | 8.5 | 8.2 |  |  |  | No | R-410A | 3.9167 | Residential & Commercial | No
215402193 | Central HP <5.4 tons | RUNTRU | HRCU-A-CB (Split System: Heat Pump with Remote Outdoor Unit-Air-Source) | E4HL5018A1000A |  |  | 4TXCB003DS3 | A801X040BM2SD | 20000 | 15.2 | 8.5 | 20000 | 18000 | 90% | 1.85 | 0 | 9 |  |  |  | No | R-410A | 1.6667 | Residential & Commercial | No
212386843 | Central HP <5.4 tons | ATK | HRCU-A-CB (Split System: Heat Pump with Remote Outdoor Unit-Air-Source) | ACI-AUO48SHP-M |  |  | ACI-AUI48VHE |  | 47000 | 15.6 | 9.4 | 50000 | 46000 | 92% | 1.9 | 8.5 | 8.2 |  |  |  | No | R-410A | 3.9167 | Residential & Commercial | No
211714141 | Central HP <5.4 tons | PAYNE HEATING AND COOLING | HRCU-A-CB (Split System: Heat Pump with Remote Outdoor Unit-Air-Source) | 38MURAQ30AB3* |  |  | CNPV*4217AL* | PG80VTLA48090B** | 29800 | 15.2 | 8.1 | 33600 | 27000 | 80.36% | 1.8 | 0 | 9 |  |  |  | No | R-410A | 2.4833 | Residential & Commercial | No
212985277 | Central HP <5.4 tons | PAYNE HEATING AND COOLING | HRCU-A-CB (Split System: Heat Pump with Remote Outdoor Unit-Air-Source) | 38MURAQ30AB3* |  |  | CAP**4221AL* | PG92MSAA60100C** | 30200 | 15.2 | 8.1 | 34200 | 27400 | 80.12% | 1.8 | 0 | 9 |  |  |  | No | R-410A | 2.5167 | Residential & Commercial | No
211712870 | Central HP <5.4 tons | PAYNE HEATING AND COOLING | HRCU-A-CB (Split System: Heat Pump with Remote Outdoor Unit-Air-Source) | 38MURAQ30AB3* |  |  | CAP**4224AL* | PG80ES(A,L)A60110D** | 30000 | 15.2 | 8.1 | 33800 | 27200 | 80.47% | 1.8 | 0 | 9 |  |  |  | No | R-410A | 2.5 | Residential & Commercial | No
211713271 | Central HP <5.4 tons | PAYNE HEATING AND COOLING | HRCU-A-CB (Split System: Heat Pump with Remote Outdoor Unit-Air-Source) | 38MURAQ30AB3* |  |  | CAP**4321AL* | PG80ES(A,L)A42090B** | 30600 | 15.2 | 8.1 | 33200 | 26000 | 78.31% | 1.84 | 0 | 9 |  |  |  | No | R-410A | 2.55 | Residential & Commercial | No
215402246 | Central HP <5.4 tons | AMERICAN STANDARD | HRCU-A-CB (Split System: Heat Pump with Remote Outdoor Unit-Air-Source) | E4HL5030A1000A |  |  | 4TXCB004DS3 | A801X060BM4SD | 30000 | 15.2 | 8.1 | 25000 | 18000 | 72% | 1.75 | 0 | 9.5 |  |  |  | No | R-410A | 2.5 | Residential & Commercial | No
211222529 | Central HP <5.4 tons | SMART COMFORT | HRCU-A-CB (Split System: Heat Pump with Remote Outdoor Unit-Air-Source) | DLCURAH30ABK |  |  | EA*4X37L21A* | *80ESU0401712A* | 31000 | 15.2 | 8.1 | 33400 | 26000 | 77.84% | 1.86 | 0 | 9 |  |  |  | No | R-410A | 2.5833 | Residential & Commercial | No
212510797 | Central HP <5.4 tons | RUNTRU | HRCU-A-CB (Split System: Heat Pump with Remote Outdoor Unit-Air-Source) | E4HL5036A1000A |  |  | 4TXCB006DS3 | A951X080BU4SAB | 30000 | 15.2 | 8.1 | 27000 | 19000 | 70.37% | 1.75 | 0 | 9.8 |  |  |  | No | R-410A | 2.5 | Residential & Commercial | No
215402256 | Central HP <5.4 tons | AMERICAN STANDARD | HRCU-A-CB (Split System: Heat Pump with Remote Outdoor Unit-Air-Source) | E4HL5036A1000A |  |  | 4TXCB006DS3 | A801X080BM4SD | 30000 | 15.2 | 8.1 | 27000 | 19000 | 70.37% | 1.75 | 0 | 9.8 |  |  |  | No | R-410A | 2.5 | Residential & Commercial | No
214608251 | Central HP <5.4 tons | AMERICAN STANDARD | HRCU-A-CB (Split System: Heat Pump with Remote Outdoor Unit-Air-Source) | E4HL5042A1000A |  |  | E4AH5E48A1K30A |  | 42000 | 15.2 | 8.1 | 42000 | 34000 | 80.95% | 1.75 | 0 | 9 |  |  |  | No | R-410A | 3.5 | Residential & Commercial | No
214608253 | Central HP <5.4 tons | AMERICAN STANDARD | HRCU-A-CB (Split System: Heat Pump with Remote Outdoor Unit-Air-Source) | E4HL5060A1000A |  |  | E4AH5E60A1K30A |  | 54000 | 15.2 | 8.1 | 54000 | 38000 | 70.37% | 1.84 | 0 | 8.2 |  |  |  | No | R-410A | 4.5 | Residential & Commercial | No
214608325 | Central HP <5.4 tons | AMERICAN STANDARD | HRCU-A-CB (Split System: Heat Pump with Remote Outdoor Unit-Air-Source) | E4HL5060A1000A |  |  | 4TXCD010DS3 | A951X120DD5SAB | 48000 | 15.2 | 8.1 | 45000 | 33400 | 74.22% | 1.75 | 0 | 9.5 |  |  |  | No | R-410A | 4 | Residential & Commercial | No
212983131 | Central HP <5.4 tons | PAYNE HEATING AND COOLING | HRCU-A-CB (Split System: Heat Pump with Remote Outdoor Unit-Air-Source) | 38MURAQ24AB3* |  |  | CAP**2417AL* | PG92MSAA36040B** | 23200 | 15.5 | 8.5 | 27000 | 26600 | 98.52% | 2.24 | 0 | 9.5 |  |  |  | No | R-410A | 1.9333 | Residential & Commercial | No
214608324 | Central HP <5.4 tons | AMERICAN STANDARD | HRCU-A-CB (Split System: Heat Pump with Remote Outdoor Unit-Air-Source) | E4HL5060A1000A |  |  | 4TXCD010DS3 | A801X120DM5SCA | 47500 | 15.2 | 8.1 | 45000 | 33400 | 74.22% | 1.75 | 0 | 9.5 |  |  |  | No | R-410A | 3.9583 | Residential & Commercial | No
215588595 | Central HP <5.4 tons | AMERICAN STANDARD | HRCU-A-CB (Split System: Heat Pump with Remote Outdoor Unit-Air-Source) | E4HL5060A1000A |  |  | A4AH5V60A1C3 |  | 54000 | 15.2 | 8.1 | 54000 | 38000 | 70.37% | 1.85 | 0 | 8.2 |  |  |  | No | R-410A | 4.5 | Residential & Commercial | No
212984550 | Central HP <5.4 tons | SMART COMFORT | HRCU-A-CB (Split System: Heat Pump with Remote Outdoor Unit-Air-Source) | DLCURAH30ABK |  |  | END4X42L17** | *92MSN0801716A* | 30000 | 15.2 | 8.1 | 34000 | 27200 | 80% | 1.82 | 0 | 9 |  |  |  | No | R-410A | 2.5 | Residential & Commercial | No
212983962 | Central HP <5.4 tons | SMART COMFORT | HRCU-A-CB (Split System: Heat Pump with Remote Outdoor Unit-Air-Source) | DLCURAH30ABK |  |  | EA*4X43L21A* | *92MSN0601714A* | 30400 | 15.2 | 8.1 | 33400 | 26400 | 79.04% | 1.84 | 0 | 9 |  |  |  | No | R-410A | 2.5333 | Residential & Commercial | No
215402260 | Central HP <5.4 tons | AMERICAN STANDARD | HRCU-A-CB (Split System: Heat Pump with Remote Outdoor Unit-Air-Source) | E4HL5060A1000A |  |  | 4TXCD010DS3 | A801X120DM5SD | 47500 | 15.2 | 8.1 | 45000 | 33400 | 74.22% | 1.75 | 0 | 9.5 |  |  |  | No | R-410A | 3.9583 | Residential & Commercial | No
212983153 | Central HP <5.4 tons | PAYNE HEATING AND COOLING | HRCU-A-CB (Split System: Heat Pump with Remote Outdoor Unit-Air-Source) | 38MURAQ24AB3* |  |  | CAP**3017AL* | PG92MSAA36040B** | 23400 | 16 | 8.5 | 26400 | 24800 | 93.94% | 2.04 | 0 | 9.5 |  |  |  | No | R-410A | 1.95 | Residential & Commercial | No
210191036 | Central HP <5.4 tons | KLIMAIRE | HRCU-A-CB (Split System: Heat Pump with Remote Outdoor Unit-Air-Source) | KOIF60H2-1S |  |  | KIDF60H2-1S |  | 55000 | 15.3 | 9.4 | 59000 | 48500 | 82.2% | 1.91 | 9 | 8.8 |  |  |  | No | R-410A | 4.5833 | Residential & Commercial | No
214608326 | Central HP <5.4 tons | AMERICAN STANDARD | HRCU-A-CB (Split System: Heat Pump with Remote Outdoor Unit-Air-Source) | E4HL5060A1000A |  |  | 4TXCC009DS3 | A801X080CM5SCA | 48000 | 15.2 | 8.1 | 45000 | 33400 | 74.22% | 1.75 | 0 | 9.5 |  |  |  | No | R-410A | 4 | Residential & Commercial | No
212982158 | Central HP <5.4 tons | PAYNE HEATING AND COOLING | HRCU-A-CB (Split System: Heat Pump with Remote Outdoor Unit-Air-Source) | 38MURAQ30AB3* |  |  | CAP**4221AL* | PG80MSUA36040B** | 30000 | 15.2 | 8.5 | 33800 | 27400 | 81.07% | 1.78 | 0 | 9 |  |  |  | No | R-410A | 2.5 | Residential & Commercial | No
212989059 | Central HP <5.4 tons | PAYNE HEATING AND COOLING | HRCU-A-CB (Split System: Heat Pump with Remote Outdoor Unit-Air-Source) | 38MURAQ30AB3* |  |  | CAP**4321AL* | PG95MSUA48060B** | 30600 | 15.2 | 8.5 | 33600 | 26400 | 78.57% | 1.86 | 0 | 9 |  |  |  | No | R-410A | 2.55 | Residential & Commercial | No
212980532 | Central HP <5.4 tons | PAYNE HEATING AND COOLING | HRCU-A-CB (Split System: Heat Pump with Remote Outdoor Unit-Air-Source) | 38MURAQ30AB3* |  |  | CAP**4224AL* | PG80MS(A,L)A60090C** | 29600 | 15.2 | 8.1 | 33800 | 27600 | 81.66% | 1.78 | 0 | 9 |  |  |  | No | R-410A | 2.4667 | Residential & Commercial | No
212981219 | Central HP <5.4 tons | PAYNE HEATING AND COOLING | HRCU-A-CB (Split System: Heat Pump with Remote Outdoor Unit-Air-Source) | 38MURAQ30AB3* |  |  | CAP**4224AL* | PG80MS(A,L)A60135D** | 30200 | 15.2 | 8.1 | 34400 | 27400 | 79.65% | 1.8 | 0 | 9 |  |  |  | No | R-410A | 2.5167 | Residential & Commercial | No
212586150 | Central HP <5.4 tons | RUNTRU | HRCU-A-CB (Split System: Heat Pump with Remote Outdoor Unit-Air-Source) | E4HL5030A1000A |  |  | 4TXCB004DS3 | A801X060BM4SCA | 30000 | 15.2 | 8.1 | 25000 | 18000 | 72% | 1.75 | 0 | 9.5 |  |  |  | No | R-410A | 2.5 | Residential & Commercial | No
215402242 | Central HP <5.4 tons | AMERICAN STANDARD | HRCU-A-CB (Split System: Heat Pump with Remote Outdoor Unit-Air-Source) | E4HL5024A1000A |  |  | 4TXCB003DS3 | A952V040BU3SB | 24000 | 15.2 | 8.5 | 24000 | 21000 | 87.5% | 1.85 | 0 | 9 |  |  |  | No | R-410A | 2 | Residential & Commercial | No
215588608 | Central HP <5.4 tons | AMERICAN STANDARD | HRCU-A-CB (Split System: Heat Pump with Remote Outdoor Unit-Air-Source) | E4HL5024A1000A |  |  | A4AH5V30A1B3 |  | 24000 | 15.2 | 8.1 | 24000 | 17000 | 70.83% | 1.8 | 0 | 9 |  |  |  | No | R-410A | 2 | Residential & Commercial | No
211213972 | Central HP <5.4 tons | PAYNE HEATING AND COOLING | HRCU-A-CB (Split System: Heat Pump with Remote Outdoor Unit-Air-Source) | 38MURAQ30AB3* |  |  | FM(C,U)4Z30**AL* |  | 30400 | 15.5 | 8.5 | 35000 | 27400 | 78.29% | 1.82 | 0 | 9 |  |  |  | No | R-410A | 2.5333 | Residential & Commercial | No
212982938 | Central HP <5.4 tons | PAYNE HEATING AND COOLING | HRCU-A-CB (Split System: Heat Pump with Remote Outdoor Unit-Air-Source) | 38MURAQ30AB3* |  |  | CAP**3721AL* | PG80MSUA60080C** | 30600 | 15.2 | 8.1 | 33400 | 26200 | 78.44% | 1.86 | 0 | 9 |  |  |  | No | R-410A | 2.55 | Residential & Commercial | No
212982218 | Central HP <5.4 tons | PAYNE HEATING AND COOLING | HRCU-A-CB (Split System: Heat Pump with Remote Outdoor Unit-Air-Source) | 38MURAQ30AB3* |  |  | CNPV*4217AL* | PG80MSUA36040B** | 29800 | 15.2 | 8.5 | 33600 | 27000 | 80.36% | 1.82 | 0 | 9 |  |  |  | No | R-410A | 2.4833 | Residential & Commercial | No
212510798 | Central HP <5.4 tons | RUNTRU | HRCU-A-CB (Split System: Heat Pump with Remote Outdoor Unit-Air-Source) | E4HL5036A1000A |  |  | 4TXCB006DS3 | A952V080BU4SAD | 30000 | 15.2 | 8.1 | 27000 | 19000 | 70.37% | 1.75 | 0 | 9.8 |  |  |  | No | R-410A | 2.5 | Residential & Commercial | No
215402252 | Central HP <5.4 tons | AMERICAN STANDARD | HRCU-A-CB (Split System: Heat Pump with Remote Outdoor Unit-Air-Source) | E4HL5036A1000A |  |  | 4TXCB004DS3 | A952V060BU4SB | 30000 | 15.2 | 8.1 | 25000 | 18000 | 72% | 1.75 | 0 | 9.5 |  |  |  | No | R-410A | 2.5 | Residential & Commercial | No
211126504 | Central HP <5.4 tons | THERMAL ZONE | HRCU-A-CB (Split System: Heat Pump with Remote Outdoor Unit-Air-Source) | TZPLV602PA |  |  | TZHVLE6024JA |  | 55000 | 15.3 | 9.4 | 59000 | 48500 | 82.2% | 1.91 | 9 | 8.8 |  |  |  | No | R-410A | 4.5833 | Residential & Commercial | No
213060802 | Central HP <5.4 tons | CONTINENTAL | HRCU-A-C (Split System: Heat Pump with Remote Outdoor Unit with No Indoor Fan --Air Source) | WSEHV4860RA1-C |  |  | WPCCB60 |  | 50500 | 15.2 | 8.5 | 53000 | 37200 | 70.19% | 1.8 | 0 | 9.5 |  |  |  | No | R-410A | 4.2083 | Residential & Commercial | No
214608280 | Central HP <5.4 tons | AMERICAN STANDARD | HRCU-A-CB (Split System: Heat Pump with Remote Outdoor Unit-Air-Source) | E4HL5024A1000A |  |  | 4TXCB003DS3 | A952V040BU3SAD | 24000 | 15.2 | 8.5 | 24000 | 21000 | 87.5% | 1.85 | 0 | 9 |  |  |  | No | R-410A | 2 | Residential & Commercial | No
214608293 | Central HP <5.4 tons | AMERICAN STANDARD | HRCU-A-CB (Split System: Heat Pump with Remote Outdoor Unit-Air-Source) | E4HL5036A1000A |  |  | 4TXCB006DS3 | A952V060BU4SAD | 30000 | 15.2 | 8.1 | 27000 | 19000 | 70.37% | 1.75 | 0 | 9.8 |  |  |  | No | R-410A | 2.5 | Residential & Commercial | No
215402254 | Central HP <5.4 tons | AMERICAN STANDARD | HRCU-A-CB (Split System: Heat Pump with Remote Outdoor Unit-Air-Source) | E4HL5036A1000A |  |  | 4TXCB006DS3 | A952V060BU4SB | 30000 | 15.2 | 8.1 | 27000 | 19000 | 70.37% | 1.75 | 0 | 9.8 |  |  |  | No | R-410A | 2.5 | Residential & Commercial | No
212986141 | Central HP <5.4 tons | PAYNE HEATING AND COOLING | HRCU-A-CB (Split System: Heat Pump with Remote Outdoor Unit-Air-Source) | 38MURAQ24AB3* |  |  | CAP**2417AL* | PG96MSAA30040A** | 23200 | 16 | 8.5 | 27000 | 26400 | 97.78% | 2.2 | 0 | 9.5 |  |  |  | No | R-410A | 1.9333 | Residential & Commercial | No
214608255 | Central HP <5.4 tons | AMERICAN STANDARD | HRCU-A-CB (Split System: Heat Pump with Remote Outdoor Unit-Air-Source) | E4HL5060A1000A |  |  | E4AH5E48A1K30A |  | 48000 | 15.2 | 8.1 | 48000 | 34000 | 70.83% | 1.75 | 0 | 8.6 |  |  |  | No | R-410A | 4 | Residential & Commercial | No
212980224 | Central HP <5.4 tons | PAYNE HEATING AND COOLING | HRCU-A-CB (Split System: Heat Pump with Remote Outdoor Unit-Air-Source) | 38MURAQ30AB3* |  |  | CAP**4321AL* | PG80MS(A,L)A48090C** | 30600 | 15.2 | 8.1 | 33400 | 26400 | 79.04% | 1.86 | 0 | 9 |  |  |  | No | R-410A | 2.55 | Residential & Commercial | No
212980543 | Central HP <5.4 tons | PAYNE HEATING AND COOLING | HRCU-A-CB (Split System: Heat Pump with Remote Outdoor Unit-Air-Source) | 38MURAQ30AB3* |  |  | CAP**4321AL* | PG80MS(A,L)A60090C** | 30800 | 15.2 | 8.5 | 33600 | 26400 | 78.57% | 1.86 | 0 | 9 |  |  |  | No | R-410A | 2.5667 | Residential & Commercial | No
212982650 | Central HP <5.4 tons | PAYNE HEATING AND COOLING | HRCU-A-CB (Split System: Heat Pump with Remote Outdoor Unit-Air-Source) | 38MURAQ30AB3* |  |  | CAP**4224AL* | PG80MSUA48060B** | 30000 | 15.5 | 8.1 | 34200 | 27600 | 80.7% | 1.8 | 0 | 9 |  |  |  | No | R-410A | 2.5 | Residential & Commercial | No
211712943 | Central HP <5.4 tons | PAYNE HEATING AND COOLING | HRCU-A-CB (Split System: Heat Pump with Remote Outdoor Unit-Air-Source) | 38MURAQ30AB3* |  |  | CAP**4224AL* | PG80ESUA60080C** | 29800 | 15.2 | 8.1 | 33800 | 27200 | 80.47% | 1.78 | 0 | 9 |  |  |  | No | R-410A | 2.4833 | Residential & Commercial | No
211713395 | Central HP <5.4 tons | PAYNE HEATING AND COOLING | HRCU-A-CB (Split System: Heat Pump with Remote Outdoor Unit-Air-Source) | 38MURAQ30AB3* |  |  | CAP**4321AL* | PG80ESUA48060B** | 31200 | 15.2 | 8.5 | 33400 | 26000 | 77.84% | 1.86 | 0 | 9 |  |  |  | No | R-410A | 2.6 | Residential & Commercial | No
212985253 | Central HP <5.4 tons | PAYNE HEATING AND COOLING | HRCU-A-CB (Split System: Heat Pump with Remote Outdoor Unit-Air-Source) | 38MURAQ30AB3* |  |  | CAP**3621AL* | PG92MSAA60100C** | 30000 | 15.2 | 8.1 | 34400 | 28000 | 81.4% | 1.78 | 0 | 9 |  |  |  | No | R-410A | 2.5 | Residential & Commercial | No
212976443 | Central HP <5.4 tons | PAYNE HEATING AND COOLING | HRCU-A-CB (Split System: Heat Pump with Remote Outdoor Unit-Air-Source) | 38MURAQ30AB3* |  |  | CAP**3721AL* | PG96VTAB60080C** | 30400 | 15.2 | 8.5 | 33400 | 26400 | 79.04% | 1.86 | 0 | 9 |  |  |  | No | R-410A | 2.5333 | Residential & Commercial | No
212976486 | Central HP <5.4 tons | PAYNE HEATING AND COOLING | HRCU-A-CB (Split System: Heat Pump with Remote Outdoor Unit-Air-Source) | 38MURAQ30AB3* |  |  | CAP**4321AL* | PG96VTAB60080C** | 30600 | 15.2 | 8.1 | 33400 | 26400 | 79.04% | 1.86 | 0 | 9 |  |  |  | No | R-410A | 2.55 | Residential & Commercial | No
212979049 | Central HP <5.4 tons | PAYNE HEATING AND COOLING | HRCU-A-CB (Split System: Heat Pump with Remote Outdoor Unit-Air-Source) | 38MURAQ30AB3* |  |  | CAP**4321AL* | PG80MS(A,L)A48070B** | 30600 | 15.2 | 8.5 | 33600 | 26400 | 78.57% | 1.86 | 0 | 9 |  |  |  | No | R-410A | 2.55 | Residential & Commercial | No
212978556 | Central HP <5.4 tons | PAYNE HEATING AND COOLING | HRCU-A-CB (Split System: Heat Pump with Remote Outdoor Unit-Air-Source) | 38MURAQ30AB3* |  |  | CAP**4321AL* | PG80MS(A,L)A36070B** | 30600 | 15.2 | 8.1 | 33400 | 26400 | 79.04% | 1.86 | 0 | 9 |  |  |  | No | R-410A | 2.55 | Residential & Commercial | No
212979453 | Central HP <5.4 tons | PAYNE HEATING AND COOLING | HRCU-A-CB (Split System: Heat Pump with Remote Outdoor Unit-Air-Source) | 38MURAQ30AB3* |  |  | CAP**4224AL* | PG80MS(A,L)A48070C** | 29800 | 15.2 | 8.1 | 34200 | 27600 | 80.7% | 1.8 | 0 | 9 |  |  |  | No | R-410A | 2.4833 | Residential & Commercial | No
212980180 | Central HP <5.4 tons | PAYNE HEATING AND COOLING | HRCU-A-CB (Split System: Heat Pump with Remote Outdoor Unit-Air-Source) | 38MURAQ30AB3* |  |  | CAP**3621AL* | PG80MS(A,L)A48090C** | 29400 | 15.2 | 8.1 | 34000 | 28000 | 82.35% | 1.76 | 0 | 9 |  |  |  | No | R-410A | 2.45 | Residential & Commercial | No
212980948 | Central HP <5.4 tons | PAYNE HEATING AND COOLING | HRCU-A-CB (Split System: Heat Pump with Remote Outdoor Unit-Air-Source) | 38MURAQ30AB3* |  |  | CAP**4321AL* | PG80MS(A,L)A60110C** | 31000 | 15.2 | 8.5 | 33600 | 26200 | 77.98% | 1.88 | 0 | 9 |  |  |  | No | R-410A | 2.5833 | Residential & Commercial | No
216372812 | Central HP <5.4 tons | EMI | HRCU-A-CB (Split System: Heat Pump with Remote Outdoor Unit-Air-Source) | MHSD160DACFC |  |  | MHAH160DACFC |  | 55000 | 15.3 | 9.4 | 59000 | 48500 | 82.2% | 1.91 | 9 | 8.8 |  |  |  | No | R-410A | 4.5833 | Residential & Commercial | No
215402244 | Central HP <5.4 tons | AMERICAN STANDARD | HRCU-A-CB (Split System: Heat Pump with Remote Outdoor Unit-Air-Source) | E4HL5024A1000A |  |  | 4TXCB003DS3 | A801X060BM4SD | 24000 | 15.2 | 8.5 | 24000 | 21000 | 87.5% | 1.85 | 0 | 9 |  |  |  | No | R-410A | 2 | Residential & Commercial | No
214280282 | Central HP <5.4 tons | PAYNE HEATING AND COOLING | HRCU-A-CB (Split System: Heat Pump with Remote Outdoor Unit-Air-Source) | 38MURAQ36AB3* |  |  | CAP**4221AL* | PG96MSAA48060B** | 35200 | 15.5 | 8.5 | 38500 | 35200 | 91.43% | 1.88 | 0 | 9.5 |  |  |  | No | R-410A | 2.9333 | Residential & Commercial | No
211226284 | Central HP <5.4 tons | PAYNE HEATING AND COOLING | HRCU-A-CB (Split System: Heat Pump with Remote Outdoor Unit-Air-Source) | 38MURAQ36AB3* |  |  | CAP**3621AL* | PG80ES(A,L)A60110C** | 35200 | 16 | 8.1 | 38500 | 35200 | 91.43% | 1.82 | 0 | 9.5 |  |  |  | No | R-410A | 2.9333 | Residential & Commercial | No
214608278 | Central HP <5.4 tons | AMERICAN STANDARD | HRCU-A-CB (Split System: Heat Pump with Remote Outdoor Unit-Air-Source) | E4HL5024A1000A |  |  | 4TXCB003DS3 | A951X060BU4SAB | 24000 | 15.2 | 8.5 | 24000 | 21000 | 87.5% | 1.85 | 0 | 9 |  |  |  | No | R-410A | 2 | Residential & Commercial | No
214608279 | Central HP <5.4 tons | AMERICAN STANDARD | HRCU-A-CB (Split System: Heat Pump with Remote Outdoor Unit-Air-Source) | E4HL5024A1000A |  |  | 4TXCB003DS3 | A952V060BU4SAD | 24000 | 15.2 | 8.5 | 24000 | 21000 | 87.5% | 1.85 | 0 | 9 |  |  |  | No | R-410A | 2 | Residential & Commercial | No
215588600 | Central HP <5.4 tons | AMERICAN STANDARD | HRCU-A-CB (Split System: Heat Pump with Remote Outdoor Unit-Air-Source) | E4HL5024A1000A |  |  | A4AH5V36A1C3 |  | 24000 | 15.2 | 8.1 | 24000 | 17000 | 70.83% | 1.8 | 0 | 9 |  |  |  | No | R-410A | 2 | Residential & Commercial | No
211226410 | Central HP <5.4 tons | PAYNE HEATING AND COOLING | HRCU-A-CB (Split System: Heat Pump with Remote Outdoor Unit-Air-Source) | 38MURAQ36AB3* |  |  | CAP**3621AL* | PG96VTAA60100C** | 35600 | 15.5 | 8.1 | 39500 | 35200 | 89.11% | 1.84 | 0 | 9.5 |  |  |  | No | R-410A | 2.9667 | Residential & Commercial | No
214608252 | Central HP <5.4 tons | AMERICAN STANDARD | HRCU-A-CB (Split System: Heat Pump with Remote Outdoor Unit-Air-Source) | E4HL5048A1000A |  |  | E4AH5E48A1K30A |  | 48000 | 15.2 | 8.1 | 48000 | 34000 | 70.83% | 1.75 | 0 | 8.2 |  |  |  | No | R-410A | 4 | Residential & Commercial | No
212974914 | Central HP <5.4 tons | PAYNE HEATING AND COOLING | HRCU-A-CB (Split System: Heat Pump with Remote Outdoor Unit-Air-Source) | 38MURAQ24AB3* |  |  | CAP**2414AL* | PG96VTAB30040A** | 23000 | 16 | 8.5 | 27000 | 27200 | 100.7% | 2.3 | 0 | 9.5 |  |  |  | No | R-410A | 1.9167 | Residential & Commercial | No
214608281 | Central HP <5.4 tons | AMERICAN STANDARD | HRCU-A-CB (Split System: Heat Pump with Remote Outdoor Unit-Air-Source) | E4HL5024A1000A |  |  | 4TXCB003DS3 | A951X040BU3SAB | 24000 | 15.2 | 8.5 | 24000 | 21000 | 87.5% | 1.85 | 0 | 9 |  |  |  | No | R-410A | 2 | Residential & Commercial | No
213075876 | Central HP <5.4 tons | PAYNE HEATING AND COOLING | HRCU-A-CB (Split System: Heat Pump with Remote Outdoor Unit-Air-Source) | 38MURAQ36AB3* |  |  | CAP**3621AL* | PG95MSUA60100C** | 35200 | 16 | 8.1 | 38500 | 35200 | 91.43% | 1.84 | 0 | 9.5 |  |  |  | No | R-410A | 2.9333 | Residential & Commercial | No
212383329 | Central HP <5.4 tons | PAYNE HEATING AND COOLING | HRCU-A-CB (Split System: Heat Pump with Remote Outdoor Unit-Air-Source) | 38MURAQ36AB3* |  |  | CAP**3621AL* | PG92ESAA48080B** | 35200 | 16 | 8.1 | 39000 | 35200 | 90.26% | 1.82 | 0 | 9.5 |  |  |  | No | R-410A | 2.9333 | Residential & Commercial | No
212988049 | Central HP <5.4 tons | PAYNE HEATING AND COOLING | HRCU-A-CB (Split System: Heat Pump with Remote Outdoor Unit-Air-Source) | 38MURAQ30AB3* |  |  | CAP**4221AL* | PG96MSAA60100C** | 30200 | 15.2 | 8.5 | 34000 | 27400 | 80.59% | 1.8 | 0 | 9 |  |  |  | No | R-410A | 2.5167 | Residential & Commercial | No
212979727 | Central HP <5.4 tons | PAYNE HEATING AND COOLING | HRCU-A-CB (Split System: Heat Pump with Remote Outdoor Unit-Air-Source) | 38MURAQ30AB3* |  |  | CAP**4221AL* | PG80MS(A,L)A42090B** | 30000 | 15.2 | 8.1 | 34200 | 27600 | 80.7% | 1.8 | 0 | 9 |  |  |  | No | R-410A | 2.5 | Residential & Commercial | No
212980213 | Central HP <5.4 tons | PAYNE HEATING AND COOLING | HRCU-A-CB (Split System: Heat Pump with Remote Outdoor Unit-Air-Source) | 38MURAQ30AB3* |  |  | CAP**4224AL* | PG80MS(A,L)A48090C** | 29600 | 15.2 | 8.1 | 33800 | 27600 | 81.66% | 1.78 | 0 | 9 |  |  |  | No | R-410A | 2.4667 | Residential & Commercial | No
212980972 | Central HP <5.4 tons | PAYNE HEATING AND COOLING | HRCU-A-CB (Split System: Heat Pump with Remote Outdoor Unit-Air-Source) | 38MURAQ30AB3* |  |  | CNPV*4221AL* | PG80MS(A,L)A60110C** | 30200 | 15.2 | 8.1 | 34400 | 27600 | 80.23% | 1.8 | 0 | 9 |  |  |  | No | R-410A | 2.5167 | Residential & Commercial | No
215588597 | Central HP <5.4 tons | AMERICAN STANDARD | HRCU-A-CB (Split System: Heat Pump with Remote Outdoor Unit-Air-Source) | E4HL5030A1000A |  |  | A4AH5V30A1B3 |  | 28000 | 15.2 | 8.5 | 28000 | 21000 | 75% | 1.9 | 0 | 9.8 |  |  |  | No | R-410A | 2.3333 | Residential & Commercial | No
212979463 | Central HP <5.4 tons | PAYNE HEATING AND COOLING | HRCU-A-CB (Split System: Heat Pump with Remote Outdoor Unit-Air-Source) | 38MURAQ30AB3* |  |  | CAP**4321AL* | PG80MS(A,L)A48070C** | 30400 | 15.2 | 8.1 | 33400 | 26400 | 79.04% | 1.84 | 0 | 9 |  |  |  | No | R-410A | 2.5333 | Residential & Commercial | No
212981320 | Central HP <5.4 tons | PAYNE HEATING AND COOLING | HRCU-A-CB (Split System: Heat Pump with Remote Outdoor Unit-Air-Source) | 38MURAQ30AB3* |  |  | CAP**4224AL* | PG80MS(A,L)A60155D** | 29800 | 15.2 | 8.1 | 34200 | 27600 | 80.7% | 1.8 | 0 | 9 |  |  |  | No | R-410A | 2.4833 | Residential & Commercial | No
211226327 | Central HP <5.4 tons | PAYNE HEATING AND COOLING | HRCU-A-CB (Split System: Heat Pump with Remote Outdoor Unit-Air-Source) | 38MURAQ36AB3* |  |  | CAP**3621AL* | PG92ESAA42060B** | 35200 | 16 | 8.1 | 38500 | 35200 | 91.43% | 1.82 | 0 | 9.5 |  |  |  | No | R-410A | 2.9333 | Residential & Commercial | No
211227681 | Central HP <5.4 tons | PAYNE HEATING AND COOLING | HRCU-A-CB (Split System: Heat Pump with Remote Outdoor Unit-Air-Source) | 38MURAQ36AB3* |  |  | CAP**4221AL* | PG96VTAA48080B** | 35200 | 15.5 | 8.1 | 38500 | 35000 | 90.91% | 1.86 | 0 | 9.5 |  |  |  | No | R-410A | 2.9333 | Residential & Commercial | No
213080482 | Central HP <5.4 tons | PAYNE HEATING AND COOLING | HRCU-A-CB (Split System: Heat Pump with Remote Outdoor Unit-Air-Source) | 38MURAQ36AB3* |  |  | CAP**4224AL* | PG96MSAA66140D** | 35200 | 16 | 8.1 | 38500 | 35000 | 90.91% | 1.88 | 0 | 9.5 |  |  |  | No | R-410A | 2.9333 | Residential & Commercial | No
212974927 | Central HP <5.4 tons | PAYNE HEATING AND COOLING | HRCU-A-CB (Split System: Heat Pump with Remote Outdoor Unit-Air-Source) | 38MURAQ24AB3* |  |  | CAP**2417AL* | PG96VTAB30040A** | 23000 | 16 | 8.5 | 27000 | 27000 | 100% | 2.28 | 0 | 9.5 |  |  |  | No | R-410A | 1.9167 | Residential & Commercial | No
214608285 | Central HP <5.4 tons | AMERICAN STANDARD | HRCU-A-CB (Split System: Heat Pump with Remote Outdoor Unit-Air-Source) | E4HL5036A1000A |  |  | 4TXCB004DS3 | A951X060BU4SAB | 30000 | 15.2 | 8.1 | 25000 | 18000 | 72% | 1.75 | 0 | 9.5 |  |  |  | No | R-410A | 2.5 | Residential & Commercial | No
214608286 | Central HP <5.4 tons | AMERICAN STANDARD | HRCU-A-CB (Split System: Heat Pump with Remote Outdoor Unit-Air-Source) | E4HL5036A1000A |  |  | 4TXCB004DS3 | A952V060BU4SAD | 30000 | 15.2 | 8.1 | 25000 | 18000 | 72% | 1.75 | 0 | 9.5 |  |  |  | No | R-410A | 2.5 | Residential & Commercial | No
214608289 | Central HP <5.4 tons | AMERICAN STANDARD | HRCU-A-CB (Split System: Heat Pump with Remote Outdoor Unit-Air-Source) | E4HL5036A1000A |  |  | 4TXCB004DS3 | A952V080BU4SAD | 30000 | 15.2 | 8.1 | 25000 | 18000 | 72% | 1.75 | 0 | 9.5 |  |  |  | No | R-410A | 2.5 | Residential & Commercial | No
215402258 | Central HP <5.4 tons | AMERICAN STANDARD | HRCU-A-CB (Split System: Heat Pump with Remote Outdoor Unit-Air-Source) | E4HL5036A1000A |  |  | 4TXCB004DS3 | A801X060BM4SD | 30000 | 15.2 | 8.1 | 25000 | 18000 | 72% | 1.75 | 0 | 9.5 |  |  |  | No | R-410A | 2.5 | Residential & Commercial | No
215588609 | Central HP <5.4 tons | AMERICAN STANDARD | HRCU-A-CB (Split System: Heat Pump with Remote Outdoor Unit-Air-Source) | E4HL5036A1000A |  |  | A4AH5V30A1B3 |  | 28000 | 15.2 | 8.5 | 28000 | 21000 | 75% | 1.9 | 0 | 9.8 |  |  |  | No | R-410A | 2.3333 | Residential & Commercial | No
215318788 | Central HP <5.4 tons | BRYANT | HRCU-A-CB (Split System: Heat Pump with Remote Outdoor Unit-Air-Source) | 37MURAQ60AA3 |  |  | 45MUAAQ60XX3 |  | 54000 | 15.2 | 8.4 | 54000 | 38000 | 70.37% | 1.8 | 0 | 8.7 |  |  |  | No | R-454B | 4.5 | Residential & Commercial | No
215471330 | Central HP <5.4 tons | MIDEA | HRCU-A-CB (Split System: Heat Pump with Remote Outdoor Unit-Air-Source) | MO1BE-H60B-2A |  |  | MAUHE-H60B-2A |  | 54000 | 15.2 | 8.4 | 54000 | 38000 | 70.37% | 1.8 | 0 | 8.6 |  |  |  | No | R-454B | 4.5 | Residential & Commercial | No
211226580 | Central HP <5.4 tons | PAYNE HEATING AND COOLING | HRCU-A-CB (Split System: Heat Pump with Remote Outdoor Unit-Air-Source) | 38MURAQ36AB3* |  |  | CAP**3717AL* | PG80VTLA36045A** | 36000 | 15.2 | 8.1 | 38500 | 35000 | 90.91% | 2.02 | 0 | 9.5 |  |  |  | No | R-410A | 3 | Residential & Commercial | No
211213978 | Central HP <5.4 tons | PAYNE HEATING AND COOLING | HRCU-A-CB (Split System: Heat Pump with Remote Outdoor Unit-Air-Source) | 38MURAQ30AB3* |  |  | PF4MNB037L |  | 31000 | 15.2 | 8.1 | 33600 | 26400 | 78.57% | 1.82 | 0 | 9 |  |  |  | No | R-410A | 2.5833 | Residential & Commercial | No
212984543 | Central HP <5.4 tons | PAYNE HEATING AND COOLING | HRCU-A-CB (Split System: Heat Pump with Remote Outdoor Unit-Air-Source) | 38MURAQ30AB3* |  |  | CNPV*4217AL* | PG92MSAA48080B** | 30000 | 15.2 | 8.1 | 34000 | 27200 | 80% | 1.82 | 0 | 9 |  |  |  | No | R-410A | 2.5 | Residential & Commercial | No
212984961 | Central HP <5.4 tons | PAYNE HEATING AND COOLING | HRCU-A-CB (Split System: Heat Pump with Remote Outdoor Unit-Air-Source) | 38MURAQ30AB3* |  |  | CAP**3621AL* | PG92MSAA60080C** | 30000 | 15.2 | 8.1 | 34400 | 28000 | 81.4% | 1.78 | 0 | 9 |  |  |  | No | R-410A | 2.5 | Residential & Commercial | No
212985614 | Central HP <5.4 tons | PAYNE HEATING AND COOLING | HRCU-A-CB (Split System: Heat Pump with Remote Outdoor Unit-Air-Source) | 38MURAQ30AB3* |  |  | CAP**4224AL* | PG92MSAA60120D** | 30000 | 15.2 | 8.1 | 34200 | 27600 | 80.7% | 1.8 | 0 | 9 |  |  |  | No | R-410A | 2.5 | Residential & Commercial | No
212978534 | Central HP <5.4 tons | PAYNE HEATING AND COOLING | HRCU-A-CB (Split System: Heat Pump with Remote Outdoor Unit-Air-Source) | 38MURAQ30AB3* |  |  | CAP**3721AL* | PG80MS(A,L)A36070B** | 30400 | 15.2 | 8.1 | 33000 | 26400 | 80% | 1.84 | 0 | 9 |  |  |  | No | R-410A | 2.5333 | Residential & Commercial | No
212980924 | Central HP <5.4 tons | PAYNE HEATING AND COOLING | HRCU-A-CB (Split System: Heat Pump with Remote Outdoor Unit-Air-Source) | 38MURAQ30AB3* |  |  | CAP**4221AL* | PG80MS(A,L)A60110C** | 30400 | 15.2 | 8.1 | 34400 | 27400 | 79.65% | 1.82 | 0 | 9 |  |  |  | No | R-410A | 2.5333 | Residential & Commercial | No
215402240 | Central HP <5.4 tons | AMERICAN STANDARD | HRCU-A-CB (Split System: Heat Pump with Remote Outdoor Unit-Air-Source) | E4HL5024A1000A |  |  | 4TXCB003DS3 | A952V060BU4SB | 24000 | 15.2 | 8.5 | 24000 | 21000 | 87.5% | 1.85 | 0 | 9 |  |  |  | No | R-410A | 2 | Residential & Commercial | No
211226316 | Central HP <5.4 tons | PAYNE HEATING AND COOLING | HRCU-A-CB (Split System: Heat Pump with Remote Outdoor Unit-Air-Source) | 38MURAQ36AB3* |  |  | CAP**3621AL* | PG80VTLA48090B** | 35400 | 16 | 8.1 | 39500 | 35200 | 89.11% | 1.82 | 0 | 9.5 |  |  |  | No | R-410A | 2.95 | Residential & Commercial | No
213078951 | Central HP <5.4 tons | PAYNE HEATING AND COOLING | HRCU-A-CB (Split System: Heat Pump with Remote Outdoor Unit-Air-Source) | 38MURAQ36AB3* |  |  | CAP**3617AL* | PG80MSUA36040B** | 34800 | 15.5 | 8.5 | 39000 | 35200 | 90.26% | 1.8 | 0 | 9.5 |  |  |  | No | R-410A | 2.9 | Residential & Commercial | No
212975256 | Central HP <5.4 tons | PAYNE HEATING AND COOLING | HRCU-A-CB (Split System: Heat Pump with Remote Outdoor Unit-Air-Source) | 38MURAQ24AB3* |  |  | CAP**2417AL* | PG96VTAB36040B** | 23400 | 16 | 8.5 | 27000 | 26200 | 97.04% | 2.18 | 0 | 9.5 |  |  |  | No | R-410A | 1.95 | Residential & Commercial | No
213079083 | Central HP <5.4 tons | PAYNE HEATING AND COOLING | HRCU-A-CB (Split System: Heat Pump with Remote Outdoor Unit-Air-Source) | 38MURAQ36AB3* |  |  | CAP**3621AL* | PG80MSUA48060B** | 35000 | 16.5 | 8.1 | 38500 | 35000 | 90.91% | 1.8 | 0 | 9.5 |  |  |  | No | R-410A | 2.9167 | Residential & Commercial | No
213079387 | Central HP <5.4 tons | PAYNE HEATING AND COOLING | HRCU-A-CB (Split System: Heat Pump with Remote Outdoor Unit-Air-Source) | 38MURAQ36AB3* |  |  | CAP**3621AL* | PG92MSAA42060B** | 35000 | 16 | 8.1 | 38500 | 35200 | 91.43% | 1.82 | 0 | 9.5 |  |  |  | No | R-410A | 2.9167 | Residential & Commercial | No
213080005 | Central HP <5.4 tons | PAYNE HEATING AND COOLING | HRCU-A-CB (Split System: Heat Pump with Remote Outdoor Unit-Air-Source) | 38MURAQ36AB3* |  |  | CAP**3621AL* | PG96MSAA48080B** | 35200 | 15.5 | 8.1 | 39000 | 35400 | 90.77% | 1.84 | 0 | 9.5 |  |  |  | No | R-410A | 2.9333 | Residential & Commercial | No
214608291 | Central HP <5.4 tons | AMERICAN STANDARD | HRCU-A-CB (Split System: Heat Pump with Remote Outdoor Unit-Air-Source) | E4HL5036A1000A |  |  | 4TXCB006DS3 | A951X080BU4SAB | 30000 | 15.2 | 8.1 | 27000 | 19000 | 70.37% | 1.75 | 0 | 9.8 |  |  |  | No | R-410A | 2.5 | Residential & Commercial | No
215402248 | Central HP <5.4 tons | AMERICAN STANDARD | HRCU-A-CB (Split System: Heat Pump with Remote Outdoor Unit-Air-Source) | E4HL5036A1000A |  |  | 4TXCB004DS3 | A952V080BU4SB | 30000 | 15.2 | 8.1 | 25000 | 18000 | 72% | 1.75 | 0 | 9.5 |  |  |  | No | R-410A | 2.5 | Residential & Commercial | No
214608277 | Central HP <5.4 tons | AMERICAN STANDARD | HRCU-A-CB (Split System: Heat Pump with Remote Outdoor Unit-Air-Source) | E4HL5024A1000A |  |  | 4TXCB003DS3 | A801X060BM4SCA | 24000 | 15.2 | 8.5 | 24000 | 21000 | 87.5% | 1.85 | 0 | 9 |  |  |  | No | R-410A | 2 | Residential & Commercial | No
213076465 | Central HP <5.4 tons | PAYNE HEATING AND COOLING | HRCU-A-CB (Split System: Heat Pump with Remote Outdoor Unit-Air-Source) | 38MURAQ36AB3* |  |  | CAP**3617AL* | PG80VTLB48070B** | 34800 | 15.5 | 8.1 | 38500 | 35200 | 91.43% | 1.82 | 0 | 9.5 |  |  |  | No | R-410A | 2.9 | Residential & Commercial | No
213076630 | Central HP <5.4 tons | PAYNE HEATING AND COOLING | HRCU-A-CB (Split System: Heat Pump with Remote Outdoor Unit-Air-Source) | 38MURAQ36AB3* |  |  | CAP**3621AL* | PG80VTLB60090C** | 35000 | 16 | 8.1 | 38500 | 35200 | 91.43% | 1.82 | 0 | 9.5 |  |  |  | No | R-410A | 2.9167 | Residential & Commercial | No
213077334 | Central HP <5.4 tons | PAYNE HEATING AND COOLING | HRCU-A-CB (Split System: Heat Pump with Remote Outdoor Unit-Air-Source) | 38MURAQ36AB3* |  |  | CAP**3617AL* | PG96VTAB48080B** | 35200 | 15.2 | 8.1 | 39000 | 35400 | 90.77% | 1.82 | 0 | 9.5 |  |  |  | No | R-410A | 2.9333 | Residential & Commercial | No
213078187 | Central HP <5.4 tons | PAYNE HEATING AND COOLING | HRCU-A-CB (Split System: Heat Pump with Remote Outdoor Unit-Air-Source) | 38MURAQ36AB3* |  |  | CAP**4221AL* | PG80MS(A,L)A48070C** | 35000 | 16.5 | 8.1 | 38500 | 35000 | 90.91% | 1.88 | 0 | 9.5 |  |  |  | No | R-410A | 2.9167 | Residential & Commercial | No
213078269 | Central HP <5.4 tons | PAYNE HEATING AND COOLING | HRCU-A-CB (Split System: Heat Pump with Remote Outdoor Unit-Air-Source) | 38MURAQ36AB3* |  |  | CAP**3621AL* | PG80MS(A,L)A42090B** | 35200 | 16 | 8.1 | 38500 | 35200 | 91.43% | 1.84 | 0 | 9.5 |  |  |  | No | R-410A | 2.9333 | Residential & Commercial | No
214608290 | Central HP <5.4 tons | AMERICAN STANDARD | HRCU-A-CB (Split System: Heat Pump with Remote Outdoor Unit-Air-Source) | E4HL5036A1000A |  |  | 4TXCB006DS3 | A801X080BM4SCA | 30000 | 15.2 | 8.1 | 27000 | 19000 | 70.37% | 1.75 | 0 | 9.8 |  |  |  | No | R-410A | 2.5 | Residential & Commercial | No
215402250 | Central HP <5.4 tons | AMERICAN STANDARD | HRCU-A-CB (Split System: Heat Pump with Remote Outdoor Unit-Air-Source) | E4HL5036A1000A |  |  | 4TXCB006DS3 | A952V080BU4SB | 30000 | 15.2 | 8.1 | 27000 | 19000 | 70.37% | 1.75 | 0 | 9.8 |  |  |  | No | R-410A | 2.5 | Residential & Commercial | No
215402217 | Central HP <5.4 tons | RUNTRU | HRCU-A-CB (Split System: Heat Pump with Remote Outdoor Unit-Air-Source) | E4HL5036A1000A |  |  | 4TXCB006DS3 | A952V060BU4SB | 30000 | 15.2 | 8.1 | 27000 | 19000 | 70.37% | 1.75 | 0 | 9.8 |  |  |  | No | R-410A | 2.5 | Residential & Commercial | No
211713359 | Central HP <5.4 tons | PAYNE HEATING AND COOLING | HRCU-A-CB (Split System: Heat Pump with Remote Outdoor Unit-Air-Source) | 38MURAQ30AB3* |  |  | CAP**4321AL* | PG92ESAA60100C** | 31200 | 15.2 | 8.5 | 33600 | 26000 | 77.38% | 1.86 | 0 | 9 |  |  |  | No | R-410A | 2.6 | Residential & Commercial | No
211712805 | Central HP <5.4 tons | PAYNE HEATING AND COOLING | HRCU-A-CB (Split System: Heat Pump with Remote Outdoor Unit-Air-Source) | 38MURAQ30AB3* |  |  | CAP**4224AL* | PG80ES(A,L)A48070C** | 29600 | 15.2 | 8.1 | 33800 | 27400 | 81.07% | 1.78 | 0 | 9 |  |  |  | No | R-410A | 2.4667 | Residential & Commercial | No
212972484 | Central HP <5.4 tons | PAYNE HEATING AND COOLING | HRCU-A-CB (Split System: Heat Pump with Remote Outdoor Unit-Air-Source) | 38MURAQ30AB3* |  |  | CAP**4321AL* | PG80VTLB66110C** | 30400 | 15.2 | 8.1 | 33400 | 26400 | 79.04% | 1.84 | 0 | 9 |  |  |  | No | R-410A | 2.5333 | Residential & Commercial | No
212983955 | Central HP <5.4 tons | PAYNE HEATING AND COOLING | HRCU-A-CB (Split System: Heat Pump with Remote Outdoor Unit-Air-Source) | 38MURAQ30AB3* |  |  | CAP**4321AL* | PG92MSAA42060B** | 30400 | 15.2 | 8.1 | 33400 | 26400 | 79.04% | 1.84 | 0 | 9 |  |  |  | No | R-410A | 2.5333 | Residential & Commercial | No
212982662 | Central HP <5.4 tons | PAYNE HEATING AND COOLING | HRCU-A-CB (Split System: Heat Pump with Remote Outdoor Unit-Air-Source) | 38MURAQ30AB3* |  |  | CAP**4321AL* | PG80MSUA48060B** | 30800 | 15.2 | 8.5 | 33000 | 26200 | 79.39% | 1.86 | 0 | 9 |  |  |  | No | R-410A | 2.5667 | Residential & Commercial | No
212980202 | Central HP <5.4 tons | PAYNE HEATING AND COOLING | HRCU-A-CB (Split System: Heat Pump with Remote Outdoor Unit-Air-Source) | 38MURAQ30AB3* |  |  | CAP**4221AL* | PG80MS(A,L)A48090C** | 29600 | 15.2 | 8.1 | 33800 | 27600 | 81.66% | 1.78 | 0 | 9 |  |  |  | No | R-410A | 2.4667 | Residential & Commercial | No
211712896 | Central HP <5.4 tons | PAYNE HEATING AND COOLING | HRCU-A-CB (Split System: Heat Pump with Remote Outdoor Unit-Air-Source) | 38MURAQ30AB3* |  |  | CAP**4224AL* | PG92ESAA60080C** | 30600 | 15.2 | 8.1 | 34200 | 26800 | 78.36% | 1.82 | 0 | 9 |  |  |  | No | R-410A | 2.55 | Residential & Commercial | No
213079203 | Central HP <5.4 tons | PAYNE HEATING AND COOLING | HRCU-A-CB (Split System: Heat Pump with Remote Outdoor Unit-Air-Source) | 38MURAQ36AB3* |  |  | CAP**3621AL* | PG80MSUA60080C** | 34800 | 16.5 | 8.1 | 38500 | 35200 | 91.43% | 1.82 | 0 | 9.5 |  |  |  | No | R-410A | 2.9 | Residential & Commercial | No
212982926 | Central HP <5.4 tons | PAYNE HEATING AND COOLING | HRCU-A-CB (Split System: Heat Pump with Remote Outdoor Unit-Air-Source) | 38MURAQ30AB3* |  |  | CAP**3621AL* | PG80MSUA60080C** | 29400 | 15.2 | 8.5 | 33800 | 28000 | 82.84% | 1.76 | 0 | 9 |  |  |  | No | R-410A | 2.45 | Residential & Commercial | No
212980900 | Central HP <5.4 tons | PAYNE HEATING AND COOLING | HRCU-A-CB (Split System: Heat Pump with Remote Outdoor Unit-Air-Source) | 38MURAQ30AB3* |  |  | CAP**3621AL* | PG80MS(A,L)A60110C** | 30200 | 15.2 | 8.1 | 34400 | 27800 | 80.81% | 1.8 | 0 | 9 |  |  |  | No | R-410A | 2.5167 | Residential & Commercial | No
212980936 | Central HP <5.4 tons | PAYNE HEATING AND COOLING | HRCU-A-CB (Split System: Heat Pump with Remote Outdoor Unit-Air-Source) | 38MURAQ30AB3* |  |  | CAP**4224AL* | PG80MS(A,L)A60110C** | 30400 | 15.2 | 8.1 | 34400 | 27400 | 79.65% | 1.82 | 0 | 9 |  |  |  | No | R-410A | 2.5333 | Residential & Commercial | No
211712525 | Central HP <5.4 tons | PAYNE HEATING AND COOLING | HRCU-A-CB (Split System: Heat Pump with Remote Outdoor Unit-Air-Source) | 38MURAQ30AB3* |  |  | CAP**4221AL* | PG92ESAA48080B** | 29600 | 15.2 | 8.1 | 33800 | 27400 | 81.07% | 1.78 | 0 | 9 |  |  |  | No | R-410A | 2.4667 | Residential & Commercial | No
212972640 | Central HP <5.4 tons | PAYNE HEATING AND COOLING | HRCU-A-CB (Split System: Heat Pump with Remote Outdoor Unit-Air-Source) | 38MURAQ30AB3* |  |  | CAP**4224AL* | PG80VTLB66135D** | 29800 | 15.2 | 8.1 | 34200 | 35000 | 102.3% | 1.88 | 0 | 9 |  |  |  | No | R-410A | 2.4833 | Residential & Commercial | No
212976743 | Central HP <5.4 tons | PAYNE HEATING AND COOLING | HRCU-A-CB (Split System: Heat Pump with Remote Outdoor Unit-Air-Source) | 38MURAQ30AB3* |  |  | CAP**4224AL* | PG96VTAB60100C** | 30200 | 15.2 | 8.1 | 34200 | 27400 | 80.12% | 1.8 | 0 | 9 |  |  |  | No | R-410A | 2.5167 | Residential & Commercial | No
212980521 | Central HP <5.4 tons | PAYNE HEATING AND COOLING | HRCU-A-CB (Split System: Heat Pump with Remote Outdoor Unit-Air-Source) | 38MURAQ30AB3* |  |  | CAP**4221AL* | PG80MS(A,L)A60090C** | 30200 | 15.2 | 8.1 | 34400 | 27400 | 79.65% | 1.8 | 0 | 9 |  |  |  | No | R-410A | 2.5167 | Residential & Commercial | No
215588601 | Central HP <5.4 tons | AMERICAN STANDARD | HRCU-A-CB (Split System: Heat Pump with Remote Outdoor Unit-Air-Source) | E4HL5042A1000A |  |  | A4AH5V42A1C3 |  | 42000 | 15.2 | 8.1 | 42000 | 30000 | 71.43% | 1.75 | 0 | 8.5 |  |  |  | No | R-410A | 3.5 | Residential & Commercial | No
212983931 | Central HP <5.4 tons | PAYNE HEATING AND COOLING | HRCU-A-CB (Split System: Heat Pump with Remote Outdoor Unit-Air-Source) | 38MURAQ30AB3* |  |  | CAP**3721AL* | PG92MSAA42060B** | 30200 | 15.2 | 8.1 | 33400 | 26400 | 79.04% | 1.84 | 0 | 9 |  |  |  | No | R-410A | 2.5167 | Residential & Commercial | No
212982122 | Central HP <5.4 tons | PAYNE HEATING AND COOLING | HRCU-A-CB (Split System: Heat Pump with Remote Outdoor Unit-Air-Source) | 38MURAQ30AB3* |  |  | CAP**3621AL* | PG80MSUA36040B** | 29800 | 15.2 | 8.5 | 33800 | 27800 | 82.25% | 1.76 | 0 | 9 |  |  |  | No | R-410A | 2.4833 | Residential & Commercial | No
212982974 | Central HP <5.4 tons | PAYNE HEATING AND COOLING | HRCU-A-CB (Split System: Heat Pump with Remote Outdoor Unit-Air-Source) | 38MURAQ30AB3* |  |  | CAP**4321AL* | PG80MSUA60080C** | 30600 | 15.5 | 8.5 | 33400 | 26200 | 78.44% | 1.88 | 0 | 9 |  |  |  | No | R-410A | 2.55 | Residential & Commercial | No
212979715 | Central HP <5.4 tons | PAYNE HEATING AND COOLING | HRCU-A-CB (Split System: Heat Pump with Remote Outdoor Unit-Air-Source) | 38MURAQ30AB3* |  |  | CAP**3721AL* | PG80MS(A,L)A42090B** | 30400 | 15.2 | 8.1 | 33200 | 26400 | 79.52% | 1.84 | 0 | 9 |  |  |  | No | R-410A | 2.5333 | Residential & Commercial | No
214608319 | Central HP <5.4 tons | AMERICAN STANDARD | HRCU-A-CB (Split System: Heat Pump with Remote Outdoor Unit-Air-Source) | E4HL5030A1000A |  |  | 4TXCB004DS3 | A801X060BM4SCA | 30000 | 15.2 | 8.1 | 25000 | 18000 | 72% | 1.75 | 0 | 9.5 |  |  |  | No | R-410A | 2.5 | Residential & Commercial | No
212980510 | Central HP <5.4 tons | PAYNE HEATING AND COOLING | HRCU-A-CB (Split System: Heat Pump with Remote Outdoor Unit-Air-Source) | 38MURAQ30AB3* |  |  | CAP**3721AL* | PG80MS(A,L)A60090C** | 30800 | 15.2 | 8.5 | 33600 | 26400 | 78.57% | 1.86 | 0 | 9 |  |  |  | No | R-410A | 2.5667 | Residential & Commercial | No
212980912 | Central HP <5.4 tons | PAYNE HEATING AND COOLING | HRCU-A-CB (Split System: Heat Pump with Remote Outdoor Unit-Air-Source) | 38MURAQ30AB3* |  |  | CAP**3721AL* | PG80MS(A,L)A60110C** | 30800 | 15.2 | 8.5 | 33400 | 26200 | 78.44% | 1.86 | 0 | 9 |  |  |  | No | R-410A | 2.5667 | Residential & Commercial | No
212394304 | Central HP <5.4 tons | AC PRO.com | HRCU-A-C (Split System: Heat Pump with Remote Outdoor Unit with No Indoor Fan --Air Source) | AUD60W/A1-D(U) |  |  | ACAT60H/NAA |  | 50500 | 15.2 | 8.5 | 53000 | 37200 | 70.19% | 1.8 | 0 | 9.5 |  |  |  | No | R-410A | 4.2083 | Residential & Commercial | No
212510785 | Central HP <5.4 tons | RUNTRU | HRCU-A-CB (Split System: Heat Pump with Remote Outdoor Unit-Air-Source) | E4HL5024A1000A |  |  | 4TXCB003DS3 | A952V060BU4SAD | 24000 | 15.2 | 8.5 | 24000 | 21000 | 87.5% | 1.85 | 0 | 9 |  |  |  | No | R-410A | 2 | Residential & Commercial | No
211133470 | Central HP <5.4 tons | SAMSUNG | HRCU-A-CB (Split System: Heat Pump with Remote Outdoor Unit-Air-Source) | AC060BXUPCH |  |  | BVRMC7960 |  | 57000 | 17.5 | 9 | 53000 | 48000 | 90.57% | 1.8 | 0 | 8.5 |  |  |  | No | R-410A | 4.75 | Residential & Commercial | No
214608320 | Central HP <5.4 tons | AMERICAN STANDARD | HRCU-A-CB (Split System: Heat Pump with Remote Outdoor Unit-Air-Source) | E4HL5036A1000A |  |  | 4TXCB004DS3 | A801X060BM4SCA | 30000 | 15.2 | 8.1 | 25000 | 18000 | 72% | 1.75 | 0 | 9.5 |  |  |  | No | R-410A | 2.5 | Residential & Commercial | No
212984971 | Central HP <5.4 tons | PAYNE HEATING AND COOLING | HRCU-A-CB (Split System: Heat Pump with Remote Outdoor Unit-Air-Source) | 38MURAQ30AB3* |  |  | CAP**3721AL* | PG92MSAA60080C** | 30600 | 15.2 | 8.1 | 33200 | 26200 | 78.92% | 1.86 | 0 | 9 |  |  |  | No | R-410A | 2.55 | Residential & Commercial | No
212982614 | Central HP <5.4 tons | PAYNE HEATING AND COOLING | HRCU-A-CB (Split System: Heat Pump with Remote Outdoor Unit-Air-Source) | 38MURAQ30AB3* |  |  | CAP**3621AL* | PG80MSUA48060B** | 29600 | 15.2 | 8.1 | 34000 | 27800 | 81.76% | 1.78 | 0 | 9 |  |  |  | No | R-410A | 2.4667 | Residential & Commercial | No
212979739 | Central HP <5.4 tons | PAYNE HEATING AND COOLING | HRCU-A-CB (Split System: Heat Pump with Remote Outdoor Unit-Air-Source) | 38MURAQ30AB3* |  |  | CAP**4321AL* | PG80MS(A,L)A42090B** | 30400 | 15.2 | 8.1 | 33000 | 26400 | 80% | 1.84 | 0 | 9 |  |  |  | No | R-410A | 2.5333 | Residential & Commercial | No
212982626 | Central HP <5.4 tons | PAYNE HEATING AND COOLING | HRCU-A-CB (Split System: Heat Pump with Remote Outdoor Unit-Air-Source) | 38MURAQ30AB3* |  |  | CAP**3721AL* | PG80MSUA48060B** | 30800 | 15.2 | 8.5 | 33000 | 26200 | 79.39% | 1.84 | 0 | 9 |  |  |  | No | R-410A | 2.5667 | Residential & Commercial | No
212982962 | Central HP <5.4 tons | PAYNE HEATING AND COOLING | HRCU-A-CB (Split System: Heat Pump with Remote Outdoor Unit-Air-Source) | 38MURAQ30AB3* |  |  | CAP**4224AL* | PG80MSUA60080C** | 29600 | 15.5 | 8.5 | 33600 | 27400 | 81.55% | 1.78 | 0 | 9 |  |  |  | No | R-410A | 2.4667 | Residential & Commercial | No
212978600 | Central HP <5.4 tons | PAYNE HEATING AND COOLING | HRCU-A-CB (Split System: Heat Pump with Remote Outdoor Unit-Air-Source) | 38MURAQ30AB3* |  |  | CNPV*4217AL* | PG80MS(A,L)A36070B** | 30000 | 15.2 | 8.1 | 34000 | 27200 | 80% | 1.82 | 0 | 9 |  |  |  | No | R-410A | 2.5 | Residential & Commercial | No
211712908 | Central HP <5.4 tons | PAYNE HEATING AND COOLING | HRCU-A-CB (Split System: Heat Pump with Remote Outdoor Unit-Air-Source) | 38MURAQ30AB3* |  |  | CAP**4224AL* | PG92ESAA60100C** | 30600 | 15.2 | 8.1 | 34200 | 27000 | 78.95% | 1.82 | 0 | 9 |  |  |  | No | R-410A | 2.55 | Residential & Commercial | No
212984447 | Central HP <5.4 tons | PAYNE HEATING AND COOLING | HRCU-A-CB (Split System: Heat Pump with Remote Outdoor Unit-Air-Source) | 38MURAQ30AB3* |  |  | CAP**3621AL* | PG92MSAA48080B** | 29600 | 15.2 | 8.1 | 34000 | 28000 | 82.35% | 1.78 | 0 | 9 |  |  |  | No | R-410A | 2.4667 | Residential & Commercial | No
212984483 | Central HP <5.4 tons | PAYNE HEATING AND COOLING | HRCU-A-CB (Split System: Heat Pump with Remote Outdoor Unit-Air-Source) | 38MURAQ30AB3* |  |  | CAP**4221AL* | PG92MSAA48080B** | 29800 | 15.2 | 8.1 | 34000 | 27600 | 81.18% | 1.8 | 0 | 9 |  |  |  | No | R-410A | 2.4833 | Residential & Commercial | No
212985301 | Central HP <5.4 tons | PAYNE HEATING AND COOLING | HRCU-A-CB (Split System: Heat Pump with Remote Outdoor Unit-Air-Source) | 38MURAQ30AB3* |  |  | CAP**4321AL* | PG92MSAA60100C** | 30600 | 16 | 8.5 | 35000 | 26800 | 76.57% | 1.86 | 0 | 9 |  |  |  | No | R-410A | 2.55 | Residential & Commercial | No
212982950 | Central HP <5.4 tons | PAYNE HEATING AND COOLING | HRCU-A-CB (Split System: Heat Pump with Remote Outdoor Unit-Air-Source) | 38MURAQ30AB3* |  |  | CAP**4221AL* | PG80MSUA60080C** | 29600 | 15.5 | 8.5 | 33600 | 27600 | 82.14% | 1.78 | 0 | 9 |  |  |  | No | R-410A | 2.4667 | Residential & Commercial | No
212982146 | Central HP <5.4 tons | PAYNE HEATING AND COOLING | HRCU-A-CB (Split System: Heat Pump with Remote Outdoor Unit-Air-Source) | 38MURAQ30AB3* |  |  | CAP**3721AL* | PG80MSUA36040B** | 30400 | 15.2 | 8.1 | 33400 | 26200 | 78.44% | 1.86 | 0 | 9 |  |  |  | No | R-410A | 2.5333 | Residential & Commercial | No
213076032 | Central HP <5.4 tons | PAYNE HEATING AND COOLING | HRCU-A-CB (Split System: Heat Pump with Remote Outdoor Unit-Air-Source) | 38MURAQ30AB3* |  |  | CAP**4221AL* | PG95MSUA60100C** | 29800 | 15.2 | 8.1 | 38500 | 27600 | 71.69% | 1.78 | 0 | 9 |  |  |  | No | R-410A | 2.4833 | Residential & Commercial | No
211712537 | Central HP <5.4 tons | PAYNE HEATING AND COOLING | HRCU-A-CB (Split System: Heat Pump with Remote Outdoor Unit-Air-Source) | 38MURAQ30AB3* |  |  | CAP**4221AL* | PG92ESAA60080C** | 30600 | 15.2 | 8.1 | 34200 | 27000 | 78.95% | 1.82 | 0 | 9 |  |  |  | No | R-410A | 2.55 | Residential & Commercial | No
212979433 | Central HP <5.4 tons | PAYNE HEATING AND COOLING | HRCU-A-CB (Split System: Heat Pump with Remote Outdoor Unit-Air-Source) | 38MURAQ30AB3* |  |  | CAP**3721AL* | PG80MS(A,L)A48070C** | 30400 | 15.2 | 8.1 | 33400 | 26400 | 79.04% | 1.84 | 0 | 9 |  |  |  | No | R-410A | 2.5333 | Residential & Commercial | No
212982170 | Central HP <5.4 tons | PAYNE HEATING AND COOLING | HRCU-A-CB (Split System: Heat Pump with Remote Outdoor Unit-Air-Source) | 38MURAQ30AB3* |  |  | CAP**4321AL* | PG80MSUA36040B** | 30600 | 15.2 | 8.1 | 33200 | 26200 | 78.92% | 1.86 | 0 | 9 |  |  |  | No | R-410A | 2.55 | Residential & Commercial | No
211713347 | Central HP <5.4 tons | PAYNE HEATING AND COOLING | HRCU-A-CB (Split System: Heat Pump with Remote Outdoor Unit-Air-Source) | 38MURAQ30AB3* |  |  | CAP**4321AL* | PG92ESAA60080C** | 31200 | 15.2 | 8.5 | 33600 | 26000 | 77.38% | 1.88 | 0 | 9 |  |  |  | No | R-410A | 2.6 | Residential & Commercial | No
211133472 | Central HP <5.4 tons | SAMSUNG | HRCU-A-CB (Split System: Heat Pump with Remote Outdoor Unit-Air-Source) | AC048BXUPCH |  |  | BVRMC3948 |  | 48000 | 17 | 8.5 | 44000 | 42000 | 95.45% | 1.8 | 0 | 8.6 |  |  |  | No | R-410A | 4 | Residential & Commercial | No
212981110 | Central HP <5.4 tons | PAYNE HEATING AND COOLING | HRCU-A-CB (Split System: Heat Pump with Remote Outdoor Unit-Air-Source) | 38MURAQ30AB3* |  |  | CAP**4224AL* | PG80MS(A,L)A60110D** | 30000 | 15.5 | 8.1 | 34200 | 27600 | 80.7% | 1.8 | 0 | 9 |  |  |  | No | R-410A | 2.5 | Residential & Commercial | No
210299847 | Central HP <5.4 tons | SAMSUNG | HRCU-A-CB (Split System: Heat Pump with Remote Outdoor Unit-Air-Source) | AC048BXUPCH |  |  | AV480CT |  | 48000 | 17 | 8.5 | 44000 | 42000 | 95.45% | 1.8 | 9.3 | 8.6 |  |  |  | No | R-410A | 4 | Residential & Commercial | No
210273923 | Central HP <5.4 tons | SAMSUNG | HRCU-A-CB (Split System: Heat Pump with Remote Outdoor Unit-Air-Source) | AC036BXUDCH |  |  | AV360CT |  | 36000 | 17 | 8.1 | 34600 | 31600 | 91.33% | 1.8 | 9.3 | 9 |  |  |  | No | R-410A | 3 | Residential & Commercial | No
212979787 | Central HP <5.4 tons | PAYNE HEATING AND COOLING | HRCU-A-CB (Split System: Heat Pump with Remote Outdoor Unit-Air-Source) | 38MURAQ30AB3* |  |  | CNPV*4217AL* | PG80MS(A,L)A42090B** | 30000 | 15.2 | 8.1 | 34000 | 27200 | 80% | 1.82 | 0 | 9 |  |  |  | No | R-410A | 2.5 | Residential & Commercial | No
211712329 | Central HP <5.4 tons | PAYNE HEATING AND COOLING | HRCU-A-CB (Split System: Heat Pump with Remote Outdoor Unit-Air-Source) | 38MURAQ30AB3* |  |  | CAP**4221AL* | PG80ESUA36040B** | 30400 | 15.2 | 8.1 | 34200 | 27000 | 78.95% | 1.8 | 0 | 9 |  |  |  | No | R-410A | 2.5333 | Residential & Commercial | No
208447891 | Central HP <5.4 tons | BRYANT | HRCU-A-CB (Split System: Heat Pump with Remote Outdoor Unit-Air-Source) | 38MURAQ48AB3 |  |  | 40MUAAQ48XA3 |  | 47000 | 15.6 | 9.4 | 50000 | 46000 | 92% | 1.9 | 8.5 | 8.2 |  |  |  | No | R-410A | 3.9167 | Residential & Commercial | No
214608275 | Central HP <5.4 tons | AMERICAN STANDARD | HRCU-A-CB (Split System: Heat Pump with Remote Outdoor Unit-Air-Source) | E4HL5018A1000A |  |  | 4TXCB003DS3 | A951X040BU3SAB | 20000 | 15.2 | 8.5 | 20000 | 18000 | 90% | 1.85 | 0 | 9 |  |  |  | No | R-410A | 1.6667 | Residential & Commercial | No
215402190 | Central HP <5.4 tons | RUNTRU | HRCU-A-CB (Split System: Heat Pump with Remote Outdoor Unit-Air-Source) | E4HL5018A1000A |  |  | 4TXCB003DS3 | A952V040BU3SB | 20000 | 15.2 | 8.5 | 20000 | 18000 | 90% | 1.85 | 0 | 9 |  |  |  | No | R-410A | 1.6667 | Residential & Commercial | No
208447918 | Central HP <5.4 tons | MIDEA | HRCU-A-CB (Split System: Heat Pump with Remote Outdoor Unit-Air-Source) | 38MURAQ48AB3 |  |  | 40MUAAQ48XA3 |  | 47000 | 15.6 | 9.4 | 50000 | 46000 | 92% | 1.9 | 8.5 | 8.2 |  |  |  | No | R-410A | 3.9167 | Residential & Commercial | No
213348296 | Central HP <5.4 tons | COMFORT-AIRE | HRCU-A-CB (Split System: Heat Pump with Remote Outdoor Unit-Air-Source) | A-VCD48SA-1 |  |  | B-KCD48SA-1 |  | 47000 | 15.6 | 9.4 | 50000 | 46000 | 92% | 1.9 | 8.5 | 8.2 |  |  |  | No | R-410A | 3.9167 | Residential & Commercial | No
215319012 | Central HP <5.4 tons | KEEPRITE | HRCU-A-CB (Split System: Heat Pump with Remote Outdoor Unit-Air-Source) | D5CURAH60AAK |  |  | D5FUAAH60XAK |  | 54000 | 15.2 | 8.4 | 54000 | 38000 | 70.37% | 1.8 | 0 | 8.7 |  |  |  | No | R-454B | 4.5 | Residential & Commercial | No
215319096 | Central HP <5.4 tons | TEMPSTAR | HRCU-A-CB (Split System: Heat Pump with Remote Outdoor Unit-Air-Source) | D5CURAH60AAK |  |  | D5FUAAH60XAK |  | 54000 | 15.2 | 8.4 | 54000 | 38000 | 70.37% | 1.8 | 0 | 8.7 |  |  |  | No | R-454B | 4.5 | Residential & Commercial | No
211226369 | Central HP <5.4 tons | PAYNE HEATING AND COOLING | HRCU-A-CB (Split System: Heat Pump with Remote Outdoor Unit-Air-Source) | 38MURAQ36AB3* |  |  | CAP**3621AL* | PG95ESAA60100C** | 35600 | 15.5 | 8.1 | 39500 | 35200 | 89.11% | 1.84 | 0 | 9.5 |  |  |  | No | R-410A | 2.9667 | Residential & Commercial | No
214229421 | Central HP <5.4 tons | PAYNE HEATING AND COOLING | HRCU-A-CB (Split System: Heat Pump with Remote Outdoor Unit-Air-Source) | 38MURAQ36AB3* |  |  | CAP**4224AL* | PG80MSUA60100C** | 35200 | 16 | 8.5 | 38500 | 35000 | 90.91% | 1.88 | 0 | 9.5 |  |  |  | No | R-410A | 2.9333 | Residential & Commercial | No
210025748 | Central HP <5.4 tons | TEMPSTAR | HRCU-A-CB (Split System: Heat Pump with Remote Outdoor Unit-Air-Source) | DLCURAH60ABK |  |  | DLFUAAH60XAK |  | 55000 | 15.3 | 9.4 | 59000 | 48500 | 82.2% | 1.91 | 9 | 8.8 |  |  |  | No | R-410A | 4.5833 | Residential & Commercial | No
215319068 | Central HP <5.4 tons | MIDEA | HRCU-A-CB (Split System: Heat Pump with Remote Outdoor Unit-Air-Source) | D5CURAH60AAK |  |  | D5FUAAH60XAK |  | 54000 | 15.2 | 8.4 | 54000 | 38000 | 70.37% | 1.8 | 0 | 8.7 |  |  |  | No | R-454B | 4.5 | Residential & Commercial | No
215864309 | Central HP <5.4 tons | MAINLINE | HRCU-A-CB (Split System: Heat Pump with Remote Outdoor Unit-Air-Source) | ML60HP230LMNT-O |  |  | ML60HP230LMNTAHU-I |  | 54000 | 15.2 | 8.4 | 54000 | 38000 | 70.37% | 1.8 | 0 | 8.6 |  |  |  | No | R-454B | 4.5 | Residential & Commercial | No
214655291 | Central HP <5.4 tons | KeplerX | HRCU-A-CB (Split System: Heat Pump with Remote Outdoor Unit-Air-Source) | K18HVH60WD2U |  |  | K18HVH60WD2H |  | 55000 | 15.3 | 9.4 | 59000 | 48500 | 82.2% | 1.91 | 9 | 8.8 |  |  |  | No | R-410A | 4.5833 | Residential & Commercial | No
210025745 | Central HP <5.4 tons | KEEPRITE | HRCU-A-CB (Split System: Heat Pump with Remote Outdoor Unit-Air-Source) | DLCURAH60ABK |  |  | DLFUAAH60XAK |  | 55000 | 15.3 | 9.4 | 59000 | 48500 | 82.2% | 1.91 | 9 | 8.8 |  |  |  | No | R-410A | 4.5833 | Residential & Commercial | No
210568228 | Central HP <5.4 tons | COMFORT-AIRE | HRCU-A-CB (Split System: Heat Pump with Remote Outdoor Unit-Air-Source) | A-VCD60SA-1 |  |  | B-VCD60SA-1 |  | 55000 | 15.3 | 9.4 | 59000 | 48500 | 82.2% | 1.91 | 9 | 8.8 |  |  |  | No | R-410A | 4.5833 | Residential & Commercial | No
212920483 | Central HP <5.4 tons | Multi MFG | HRCU-A-CB (Split System: Heat Pump with Remote Outdoor Unit-Air-Source) | HHS-60HD-A |  |  | 60MPHP0-M-A |  | 55000 | 15.3 | 9.4 | 59000 | 48500 | 82.2% | 1.91 | 9 | 8.8 |  |  |  | No | R-410A | 4.5833 | Residential & Commercial | No
210343159 | Central HP <5.4 tons | INNOVAIR | HRCU-A-CB (Split System: Heat Pump with Remote Outdoor Unit-Air-Source) | SHV60H2R20 |  |  | DEV60H2R19 |  | 55000 | 15.3 | 9.4 | 59000 | 48500 | 82.2% | 1.91 | 9 | 8.8 |  |  |  | No | R-410A | 4.5833 | Residential & Commercial | No
215894256 | Central HP <5.4 tons | Nutech | HRCU-A-CB (Split System: Heat Pump with Remote Outdoor Unit-Air-Source) | NOX630-60HFN10-M3 |  |  | NVBC-60HWFN10-MD3E-D |  | 54000 | 15.2 | 8.4 | 54000 | 38000 | 70.37% | 1.8 | 0 | 8.6 |  |  |  | No | R-454B | 4.5 | Residential & Commercial | No
212382933 | Central HP <5.4 tons | PAYNE HEATING AND COOLING | HRCU-A-CB (Split System: Heat Pump with Remote Outdoor Unit-Air-Source) | 38MURAQ36AB3* |  |  | CAP**3617AL* | PG80VTLA48090B** | 35200 | 15.5 | 8.1 | 39000 | 35200 | 90.26% | 1.82 | 0 | 9.5 |  |  |  | No | R-410A | 2.9333 | Residential & Commercial | No
214608248 | Central HP <5.4 tons | AMERICAN STANDARD | HRCU-A-CB (Split System: Heat Pump with Remote Outdoor Unit-Air-Source) | E4HL5024A1000A |  |  | E4AH5E24A1J30A |  | 24000 | 15.2 | 8.1 | 24000 | 18000 | 75% | 1.94 | 0 | 9.2 |  |  |  | No | R-410A | 2 | Residential & Commercial | No
212972472 | Central HP <5.4 tons | PAYNE HEATING AND COOLING | HRCU-A-CB (Split System: Heat Pump with Remote Outdoor Unit-Air-Source) | 38MURAQ30AB3* |  |  | CAP**4224AL* | PG80VTLB66110C** | 29800 | 15.2 | 8.1 | 34200 | 27600 | 80.7% | 1.8 | 0 | 9 |  |  |  | No | R-410A | 2.4833 | Residential & Commercial | No
214608292 | Central HP <5.4 tons | AMERICAN STANDARD | HRCU-A-CB (Split System: Heat Pump with Remote Outdoor Unit-Air-Source) | E4HL5036A1000A |  |  | 4TXCB006DS3 | A952V080BU4SAD | 30000 | 15.2 | 8.1 | 27000 | 19000 | 70.37% | 1.75 | 0 | 9.8 |  |  |  | No | R-410A | 2.5 | Residential & Commercial | No
212980191 | Central HP <5.4 tons | PAYNE HEATING AND COOLING | HRCU-A-CB (Split System: Heat Pump with Remote Outdoor Unit-Air-Source) | 38MURAQ30AB3* |  |  | CAP**3721AL* | PG80MS(A,L)A48090C** | 30600 | 15.2 | 8.1 | 33200 | 26400 | 79.52% | 1.86 | 0 | 9 |  |  |  | No | R-410A | 2.55 | Residential & Commercial | No
212978068 | Central HP <5.4 tons | PAYNE HEATING AND COOLING | HRCU-A-CB (Split System: Heat Pump with Remote Outdoor Unit-Air-Source) | 38MURAQ30AB3* |  |  | CNPV*4217AL* | PG80MS(A,L)A36070A** | 29800 | 15.2 | 8.1 | 34000 | 27200 | 80% | 1.82 | 0 | 9 |  |  |  | No | R-410A | 2.4833 | Residential & Commercial | No
213348297 | Central HP <5.4 tons | COMFORT-AIRE | HRCU-A-CB (Split System: Heat Pump with Remote Outdoor Unit-Air-Source) | A-VCD60SA-1 |  |  | B-KCD60SA-1 |  | 55000 | 15.3 | 9.4 | 59000 | 48500 | 82.2% | 1.91 | 9 | 8.8 |  |  |  | No | R-410A | 4.5833 | Residential & Commercial | No
210273925 | Central HP <5.4 tons | SAMSUNG | HRCU-A-CB (Split System: Heat Pump with Remote Outdoor Unit-Air-Source) | AC060BXUPCH |  |  | AV600CT |  | 57000 | 17.5 | 9 | 53000 | 48000 | 90.57% | 1.8 | 9 | 8.5 |  |  |  | No | R-410A | 4.75 | Residential & Commercial | No
215675442 | Central HP <5.4 tons | TEMPSTAR | HRCU-A-CB (Split System: Heat Pump with Remote Outdoor Unit-Air-Source) | T5H0V48*K*AAA* |  |  | EVM5X48M21A*+WALLCON | *97CMN0602120B* | 46500 | 18 | 9 | 50000 | 37000 | 74% | 1.98 | 0 | 9.5 |  |  |  | No | R-454B | 3.875 | Residential & Commercial | No
212383014 | Central HP <5.4 tons | COMFORTMAKER | HRCU-A-CB (Split System: Heat Pump with Remote Outdoor Unit-Air-Source) | DLCURAH36ABK |  |  | EA*4X36L17A* | *92ESN0601412A* | 35400 | 15.2 | 8.1 | 39500 | 35400 | 89.62% | 1.82 | 0 | 9.5 |  |  |  | No | R-410A | 2.95 | Residential & Commercial | No
215669095 | Central HP <5.4 tons | AIRQUEST | HRCU-A-CB (Split System: Heat Pump with Remote Outdoor Unit-Air-Source) | H5H0V36*K*AAA* |  |  | EA*5X48M21A*+WALLCON | *80CSU0401712A* | 33800 | 18 | 9 | 35000 | 25000 | 71.43% | 1.88 | 0 | 9.5 |  |  |  | No | R-454B | 2.8167 | Residential & Commercial | No
215679862 | Central HP <5.4 tons | TEMPSTAR | HRCU-A-CB (Split System: Heat Pump with Remote Outdoor Unit-Air-Source) | T5H0V36*K*AAA* |  |  | ESH5X42M12A*+WALLCON | *97CTN1202422A* | 34000 | 16 | 8.5 | 35600 | 25200 | 70.79% | 1.78 | 0 | 9.5 |  |  |  | No | R-454B | 2.8333 | Residential & Commercial | No
212979443 | Central HP <5.4 tons | PAYNE HEATING AND COOLING | HRCU-A-CB (Split System: Heat Pump with Remote Outdoor Unit-Air-Source) | 38MURAQ30AB3* |  |  | CAP**4221AL* | PG80MS(A,L)A48070C** | 29800 | 15.2 | 8.1 | 34200 | 27600 | 80.7% | 1.8 | 0 | 9 |  |  |  | No | R-410A | 2.4833 | Residential & Commercial | No
211226305 | Central HP <5.4 tons | PAYNE HEATING AND COOLING | HRCU-A-CB (Split System: Heat Pump with Remote Outdoor Unit-Air-Source) | 38MURAQ36AB3* |  |  | CAP**3621AL* | PG80ESUA60100C** | 35200 | 16 | 8.1 | 38500 | 35200 | 91.43% | 1.82 | 0 | 9.5 |  |  |  | No | R-410A | 2.9333 | Residential & Commercial | No
211226507 | Central HP <5.4 tons | PAYNE HEATING AND COOLING | HRCU-A-CB (Split System: Heat Pump with Remote Outdoor Unit-Air-Source) | 38MURAQ36AB3* |  |  | CAP**3717AL* | PG80ES(A,L)A36070B** | 36000 | 15.2 | 8.1 | 38500 | 35000 | 90.91% | 2 | 0 | 9.5 |  |  |  | No | R-410A | 3 | Residential & Commercial | No
215669863 | Central HP <5.4 tons | AIRQUEST | HRCU-A-CB (Split System: Heat Pump with Remote Outdoor Unit-Air-Source) | H5H0V36*K*AAA* |  |  | ESH5X36M12A*+WALLCON | *97CMN0602120B* | 33600 | 16 | 8.5 | 35800 | 25600 | 71.51% | 1.76 | 0 | 9 |  |  |  | No | R-454B | 2.8 | Residential & Commercial | No
215669831 | Central HP <5.4 tons | AIRQUEST | HRCU-A-CB (Split System: Heat Pump with Remote Outdoor Unit-Air-Source) | H5H0V36*K*AAA* |  |  | ESH5X36M12A*+WALLCON | *95CSU0601716B* | 33600 | 16 | 8.5 | 35800 | 25600 | 71.51% | 1.76 | 0 | 9 |  |  |  | No | R-454B | 2.8 | Residential & Commercial | No
215669021 | Central HP <5.4 tons | AIRQUEST | HRCU-A-CB (Split System: Heat Pump with Remote Outdoor Unit-Air-Source) | H5H0V36*K*AAA* |  |  | EA*5X43M21A*+WALLCON | *95CSU0601716B* | 34400 | 17.5 | 9 | 35400 | 25200 | 71.19% | 1.88 | 0 | 9.5 |  |  |  | No | R-454B | 2.8667 | Residential & Commercial | No
215669105 | Central HP <5.4 tons | AIRQUEST | HRCU-A-CB (Split System: Heat Pump with Remote Outdoor Unit-Air-Source) | H5H0V36*K*AAA* |  |  | EA*5X48M21A*+WALLCON | *80CSU0601716A* | 33800 | 18 | 9 | 35000 | 25200 | 72% | 1.88 | 0 | 9.5 |  |  |  | No | R-454B | 2.8167 | Residential & Commercial | No
215669275 | Central HP <5.4 tons | AIRQUEST | HRCU-A-CB (Split System: Heat Pump with Remote Outdoor Unit-Air-Source) | H5H0V36*K*AAA* |  |  | EA*5X48M21A*+WALLCON | *96CTN0801714B* | 33600 | 18 | 9 | 35200 | 25200 | 71.59% | 1.88 | 0 | 9.5 |  |  |  | No | R-454B | 2.8 | Residential & Commercial | No
212367441 | Central HP <5.4 tons | Bladex | HRCU-A-CB (Split System: Heat Pump with Remote Outdoor Unit-Air-Source) | BX30U-48HPHYHA |  |  | BLA-48HWAHU1 |  | 47000 | 15.6 | 9.4 | 50000 | 46000 | 92% | 1.9 | 8.5 | 8.2 |  |  |  | No | R-410A | 3.9167 | Residential & Commercial | No
214608276 | Central HP <5.4 tons | AMERICAN STANDARD | HRCU-A-CB (Split System: Heat Pump with Remote Outdoor Unit-Air-Source) | E4HL5018A1000A |  |  | 4TXCB003DS3 | A952V040BU3SAD | 20000 | 15.2 | 8.5 | 20000 | 18000 | 90% | 1.85 | 0 | 9 |  |  |  | No | R-410A | 1.6667 | Residential & Commercial | No
214608247 | Central HP <5.4 tons | AMERICAN STANDARD | HRCU-A-CB (Split System: Heat Pump with Remote Outdoor Unit-Air-Source) | E4HL5018A1000A |  |  | E4AH5E24A1J30A |  | 20000 | 15.2 | 8.5 | 20000 | 18000 | 90% | 1.9 | 0 | 9.8 |  |  |  | No | R-410A | 1.6667 | Residential & Commercial | No
215402191 | Central HP <5.4 tons | AMERICAN STANDARD | HRCU-A-CB (Split System: Heat Pump with Remote Outdoor Unit-Air-Source) | E4HL5018A1000A |  |  | 4TXCB003DS3 | A952V040BU3SB | 20000 | 15.2 | 8.5 | 20000 | 18000 | 90% | 1.85 | 0 | 9 |  |  |  | No | R-410A | 1.6667 | Residential & Commercial | No
209852083 | Central HP <5.4 tons | KEEPRITE | HRCU-A-CB (Split System: Heat Pump with Remote Outdoor Unit-Air-Source) | DLCURAH48ABK |  |  | DLFUAAH48XAK |  | 47000 | 15.6 | 9.4 | 50000 | 46000 | 92% | 1.9 | 8.5 | 8.2 |  |  |  | No | R-410A | 3.9167 | Residential & Commercial | No
211253519 | Central HP <5.4 tons | ECO AC | HRCU-A-CB (Split System: Heat Pump with Remote Outdoor Unit-Air-Source) | EHI-O48BAH |  |  | EHI-V48BA |  | 47000 | 15.6 | 9.4 | 50000 | 46000 | 92% | 1.9 | 8.5 | 8.2 |  |  |  | No | R-410A | 3.9167 | Residential & Commercial | No
212510780 | Central HP <5.4 tons | RUNTRU | HRCU-A-CB (Split System: Heat Pump with Remote Outdoor Unit-Air-Source) | E4HL5018A1000A |  |  | 4TXCB003DS3 | A801X040BM2SCA | 20000 | 15.2 | 8.5 | 20000 | 18000 | 90% | 1.85 | 0 | 9 |  |  |  | No | R-410A | 1.6667 | Residential & Commercial | No
213062291 | Central HP <5.4 tons | Kepler | HRCU-A-CB (Split System: Heat Pump with Remote Outdoor Unit-Air-Source) | AZPN/48WD |  |  | AZPN/48WAH |  | 47000 | 15.6 | 9.4 | 50000 | 46000 | 92% | 1.9 | 8.5 | 8.2 |  |  |  | No | R-410A | 3.9167 | Residential & Commercial | No
211749847 | Central HP <5.4 tons | RUNTRU | HRCU-A-CB (Split System: Heat Pump with Remote Outdoor Unit-Air-Source) | E4HL5018A1000A |  |  | E4AH5E24A1J30A |  | 20000 | 15.2 | 8.5 | 20000 | 18000 | 90% | 1.9 | 0 | 9.8 |  |  |  | No | R-410A | 1.6667 | Residential & Commercial | No
213607814 | Central HP <5.4 tons | PAYNE HEATING AND COOLING | HRCU-A-CB (Split System: Heat Pump with Remote Outdoor Unit-Air-Source) | 38MURAQ60AB3* |  |  | PF4TNBD60L* |  | 55000 | 15.2 | 8.1 | 52500 | 48000 | 91.43% | 1.84 | 0 | 8.5 |  |  |  | No | R-410A | 4.5833 | Residential & Commercial | No
213348326 | Central HP <5.4 tons | KERR | HRCU-A-CB (Split System: Heat Pump with Remote Outdoor Unit-Air-Source) | A-KCD48SA-1 |  |  | B-VCD48SA-1 |  | 47000 | 15.6 | 9.4 | 50000 | 46000 | 92% | 1.9 | 8.5 | 8.2 |  |  |  | No | R-410A | 3.9167 | Residential & Commercial | No
214608274 | Central HP <5.4 tons | AMERICAN STANDARD | HRCU-A-CB (Split System: Heat Pump with Remote Outdoor Unit-Air-Source) | E4HL5018A1000A |  |  | 4TXCB003DS3 | A801X040BM2SCA | 20000 | 15.2 | 8.5 | 20000 | 18000 | 90% | 1.85 | 0 | 9 |  |  |  | No | R-410A | 1.6667 | Residential & Commercial | No
212920482 | Central HP <5.4 tons | Multi MFG | HRCU-A-CB (Split System: Heat Pump with Remote Outdoor Unit-Air-Source) | HHS-48HD-A |  |  | 48MPHP0-M-A |  | 47000 | 15.6 | 9.4 | 50000 | 46000 | 92% | 1.9 | 8.5 | 8.2 |  |  |  | No | R-410A | 3.9167 | Residential & Commercial | No
215490139 | Central HP <5.4 tons | RUNTRU | HRCU-A-CB (Split System: Heat Pump with Remote Outdoor Unit-Air-Source) | E4HL5018A1000A |  |  | A4AH5V24A1B3 |  | 18000 | 15.2 | 8.5 | 18000 | 16000 | 88.89% | 1.9 | 0 | 9.8 |  |  |  | No | R-410A | 1.5 | Residential & Commercial | No
216372811 | Central HP <5.4 tons | EMI | HRCU-A-CB (Split System: Heat Pump with Remote Outdoor Unit-Air-Source) | MHSD148DACFC |  |  | MHAH148DACFC |  | 47000 | 15.6 | 9.4 | 50000 | 46000 | 92% | 1.9 | 8.5 | 8.2 |  |  |  | No | R-410A | 3.9167 | Residential & Commercial | No
209852116 | Central HP <5.4 tons | TEMPSTAR | HRCU-A-CB (Split System: Heat Pump with Remote Outdoor Unit-Air-Source) | DLCURAH48ABK |  |  | DLFUAAH48XAK |  | 47000 | 15.6 | 9.4 | 50000 | 46000 | 92% | 1.9 | 8.5 | 8.2 |  |  |  | No | R-410A | 3.9167 | Residential & Commercial | No
215669919 | Central HP <5.4 tons | AIRQUEST | HRCU-A-CB (Split System: Heat Pump with Remote Outdoor Unit-Air-Source) | H5H0V36*K*AAA* |  |  | ESH5X36M12A*+WALLCON | *96CTN1002122B* | 33800 | 16.5 | 8.5 | 35800 | 25400 | 70.95% | 1.76 | 0 | 9.5 |  |  |  | No | R-454B | 2.8167 | Residential & Commercial | No
215670087 | Central HP <5.4 tons | AIRQUEST | HRCU-A-CB (Split System: Heat Pump with Remote Outdoor Unit-Air-Source) | H5H0V36*K*AAA* |  |  | ESH5X42M12A*+WALLCON | *96CTN0401410B* | 32600 | 15.2 | 8.5 | 36000 | 25600 | 71.11% | 1.76 | 0 | 9 |  |  |  | No | R-454B | 2.7167 | Residential & Commercial | No
215670189 | Central HP <5.4 tons | AIRQUEST | HRCU-A-CB (Split System: Heat Pump with Remote Outdoor Unit-Air-Source) | H5H0V36*K*AAA* |  |  | ESH5X48M12A*+WALLCON | *80CTL0702120B* | 34200 | 17 | 8.5 | 35400 | 25200 | 71.19% | 1.88 | 0 | 9.5 |  |  |  | No | R-454B | 2.85 | Residential & Commercial | No
211133468 | Central HP <5.4 tons | SAMSUNG | HRCU-A-CB (Split System: Heat Pump with Remote Outdoor Unit-Air-Source) | AC036BXUDCH |  |  | BVRMC3937 |  | 36000 | 17 | 8.1 | 34600 | 31600 | 91.33% | 1.8 | 0 | 9 |  |  |  | No | R-410A | 3 | Residential & Commercial | No
215669895 | Central HP <5.4 tons | AIRQUEST | HRCU-A-CB (Split System: Heat Pump with Remote Outdoor Unit-Air-Source) | H5H0V36*K*AAA* |  |  | ESH5X36M12A*+WALLCON | *97CMN1202422B* | 33800 | 16.5 | 8.5 | 35800 | 25400 | 70.95% | 1.76 | 0 | 9.5 |  |  |  | No | R-454B | 2.8167 | Residential & Commercial | No
215669911 | Central HP <5.4 tons | AIRQUEST | HRCU-A-CB (Split System: Heat Pump with Remote Outdoor Unit-Air-Source) | H5H0V36*K*AAA* |  |  | ESH5X36M12A*+WALLCON | *96CTN0601714B* | 33400 | 16 | 8.5 | 36000 | 25800 | 71.67% | 1.76 | 0 | 9 |  |  |  | No | R-454B | 2.7833 | Residential & Commercial | No
215670047 | Central HP <5.4 tons | AIRQUEST | HRCU-A-CB (Split System: Heat Pump with Remote Outdoor Unit-Air-Source) | H5H0V36*K*AAA* |  |  | ESH5X42M12A*+WALLCON | *97CMN0601714B* | 33600 | 16 | 8.5 | 35800 | 25600 | 71.51% | 1.76 | 0 | 9 |  |  |  | No | R-454B | 2.8 | Residential & Commercial | No
215670095 | Central HP <5.4 tons | AIRQUEST | HRCU-A-CB (Split System: Heat Pump with Remote Outdoor Unit-Air-Source) | H5H0V36*K*AAA* |  |  | ESH5X42M12A*+WALLCON | *96CTN0601714B* | 33600 | 16.5 | 8.5 | 35800 | 25600 | 71.51% | 1.76 | 0 | 9 |  |  |  | No | R-454B | 2.8 | Residential & Commercial | No
215669029 | Central HP <5.4 tons | AIRQUEST | HRCU-A-CB (Split System: Heat Pump with Remote Outdoor Unit-Air-Source) | H5H0V36*K*AAA* |  |  | EA*5X43M21A*+WALLCON | *95CSU0802120B* | 34400 | 17.5 | 9 | 35400 | 25200 | 71.19% | 1.88 | 0 | 9.5 |  |  |  | No | R-454B | 2.8667 | Residential & Commercial | No
215669951 | Central HP <5.4 tons | AIRQUEST | HRCU-A-CB (Split System: Heat Pump with Remote Outdoor Unit-Air-Source) | H5H0V36*K*AAA* |  |  | ESH5X42M12A*+WALLCON | *80CSU1002120A* | 34000 | 16 | 8.5 | 35600 | 25400 | 71.35% | 1.78 | 0 | 9.5 |  |  |  | No | R-454B | 2.8333 | Residential & Commercial | No
215402228 | Central HP <5.4 tons | AMERICAN STANDARD | HRCU-A-CB (Split System: Heat Pump with Remote Outdoor Unit-Air-Source) | E4HL5042A1000A |  |  | 4TXCC009DS3 | A801X080CM5SD | 48000 | 15.2 | 8.1 | 45000 | 33400 | 74.22% | 1.75 | 0 | 9.5 |  |  |  | No | R-410A | 4 | Residential & Commercial | No
213348327 | Central HP <5.4 tons | KERR | HRCU-A-CB (Split System: Heat Pump with Remote Outdoor Unit-Air-Source) | A-KCD60SA-1 |  |  | B-VCD60SA-1 |  | 55000 | 15.3 | 9.4 | 59000 | 48500 | 82.2% | 1.91 | 9 | 8.8 |  |  |  | No | R-410A | 4.5833 | Residential & Commercial | No
215669053 | Central HP <5.4 tons | AIRQUEST | HRCU-A-CB (Split System: Heat Pump with Remote Outdoor Unit-Air-Source) | H5H0V36*K*AAA* |  |  | EA*5X43M21A*+WALLCON | *97CMN0801714B* | 34200 | 18 | 9 | 35400 | 25400 | 71.75% | 1.88 | 0 | 9.5 |  |  |  | No | R-454B | 2.85 | Residential & Commercial | No
215669235 | Central HP <5.4 tons | AIRQUEST | HRCU-A-CB (Split System: Heat Pump with Remote Outdoor Unit-Air-Source) | H5H0V36*K*AAA* |  |  | EA*5X48M21A*+WALLCON | *97CMN0801714B* | 33600 | 17.5 | 9 | 35200 | 25200 | 71.59% | 1.88 | 0 | 9.5 |  |  |  | No | R-454B | 2.8 | Residential & Commercial | No
212383072 | Central HP <5.4 tons | PAYNE HEATING AND COOLING | HRCU-A-CB (Split System: Heat Pump with Remote Outdoor Unit-Air-Source) | 38MURAQ36AB3* |  |  | CAP**3617AL* | PG80ESUA48060B** | 35600 | 15.5 | 8.1 | 39500 | 35200 | 89.11% | 1.84 | 0 | 9.5 |  |  |  | No | R-410A | 2.9667 | Residential & Commercial | No
215679872 | Central HP <5.4 tons | TEMPSTAR | HRCU-A-CB (Split System: Heat Pump with Remote Outdoor Unit-Air-Source) | T5H0V36*K*AAA* |  |  | ESH5X48M12A*+WALLCON | *96CTN0802120B* | 34200 | 16 | 8.5 | 35400 | 25200 | 71.19% | 1.88 | 0 | 9.5 |  |  |  | No | R-454B | 2.85 | Residential & Commercial | No
215679992 | Central HP <5.4 tons | TEMPSTAR | HRCU-A-CB (Split System: Heat Pump with Remote Outdoor Unit-Air-Source) | T5H0V36*K*AAA* |  |  | ESH5X60M12A*+WALLCON | *97CTN0802120A* | 34600 | 16.5 | 8.5 | 34600 | 24800 | 71.68% | 1.8 | 0 | 9.5 |  |  |  | No | R-454B | 2.8833 | Residential & Commercial | No
215670239 | Central HP <5.4 tons | AIRQUEST | HRCU-A-CB (Split System: Heat Pump with Remote Outdoor Unit-Air-Source) | H5H0V36*K*AAA* |  |  | ESH5X48M12A*+WALLCON | *95CSU0601716B* | 34000 | 16.5 | 8.5 | 35600 | 25400 | 71.35% | 1.76 | 0 | 9.5 |  |  |  | No | R-454B | 2.8333 | Residential & Commercial | No
211227299 | Central HP <5.4 tons | COMFORTMAKER | HRCU-A-CB (Split System: Heat Pump with Remote Outdoor Unit-Air-Source) | DLCURAH36ABK |  |  | EA*4X42L21A* | *80ES(N,L)0701712A* | 35600 | 15.2 | 8.1 | 39500 | 35200 | 89.11% | 1.88 | 0 | 9.5 |  |  |  | No | R-410A | 2.9667 | Residential & Commercial | No
215318872 | Central HP <5.4 tons | MIDEA | HRCU-A-CB (Split System: Heat Pump with Remote Outdoor Unit-Air-Source) | 37MURAQ60AA3 |  |  | 45MUAAQ60XX3 |  | 54000 | 15.2 | 8.4 | 54000 | 38000 | 70.37% | 1.8 | 0 | 8.7 |  |  |  | No | R-454B | 4.5 | Residential & Commercial | No
211227287 | Central HP <5.4 tons | COMFORTMAKER | HRCU-A-CB (Split System: Heat Pump with Remote Outdoor Unit-Air-Source) | DLCURAH36ABK |  |  | EA*4X42L21A* | *80ES(N,L)0451712A* | 35200 | 15.5 | 8.1 | 38500 | 35000 | 90.91% | 1.86 | 0 | 9.5 |  |  |  | No | R-410A | 2.9333 | Residential & Commercial | No
215682652 | Central HP <5.4 tons | TEMPSTAR | HRCU-A-CB (Split System: Heat Pump with Remote Outdoor Unit-Air-Source) | T5H0V60*K*AAA* |  |  | EA*5X61M21A*+WALLCON | *80CSU0601716B* | 55500 | 18 | 8.5 | 58500 | 41000 | 70.09% | 2.04 | 0 | 9 |  |  |  | No | R-454B | 4.625 | Residential & Commercial | No
215682902 | Central HP <5.4 tons | TEMPSTAR | HRCU-A-CB (Split System: Heat Pump with Remote Outdoor Unit-Air-Source) | T5H0V60*K*AAA* |  |  | EVM5X60M24A*+WALLCON | *97CTN0802120A* | 56500 | 18 | 9 | 63500 | 44500 | 70.08% | 2.08 | 0 | 9 |  |  |  | No | R-454B | 4.7083 | Residential & Commercial | No
215670129 | Central HP <5.4 tons | AIRQUEST | HRCU-A-CB (Split System: Heat Pump with Remote Outdoor Unit-Air-Source) | H5H0V36*K*AAA* |  |  | ESH5X48M12A*+WALLCON | *80CSU0401712A* | 34200 | 17 | 8.5 | 35400 | 25200 | 71.19% | 1.88 | 0 | 9.5 |  |  |  | No | R-454B | 2.85 | Residential & Commercial | No
212316043 | Central HP <5.4 tons | KLIMAIRE | HRCU-A-CB (Split System: Heat Pump with Remote Outdoor Unit-Air-Source) | KOIF48H2-1S |  |  | KIDF48H2-1S |  | 47000 | 15.6 | 9.4 | 50000 | 46000 | 92% | 1.9 | 8.5 | 8.2 |  |  |  | No | R-410A | 3.9167 | Residential & Commercial | No
215670329 | Central HP <5.4 tons | AIRQUEST | HRCU-A-CB (Split System: Heat Pump with Remote Outdoor Unit-Air-Source) | H5H0V36*K*AAA* |  |  | ESH5X48M12A*+WALLCON | *96CTN0401410B* | 32600 | 15.5 | 8.5 | 36000 | 25600 | 71.11% | 1.78 | 0 | 9 |  |  |  | No | R-454B | 2.7167 | Residential & Commercial | No
215670579 | Central HP <5.4 tons | AIRQUEST | HRCU-A-CB (Split System: Heat Pump with Remote Outdoor Unit-Air-Source) | H5H0V36*K*AAA* |  |  | ESH5X60M12A*+WALLCON | *96CTN0801714B* | 34400 | 17 | 8.5 | 34800 | 25000 | 71.84% | 1.78 | 0 | 9.5 |  |  |  | No | R-454B | 2.8667 | Residential & Commercial | No
215668957 | Central HP <5.4 tons | AIRQUEST | HRCU-A-CB (Split System: Heat Pump with Remote Outdoor Unit-Air-Source) | H5H0V36*K*AAA* |  |  | EA*5X43M21A*+WALLCON | *80CSU0601716A* | 34400 | 18 | 9 | 35400 | 25200 | 71.19% | 1.9 | 0 | 9.5 |  |  |  | No | R-454B | 2.8667 | Residential & Commercial | No
215669125 | Central HP <5.4 tons | AIRQUEST | HRCU-A-CB (Split System: Heat Pump with Remote Outdoor Unit-Air-Source) | H5H0V36*K*AAA* |  |  | EA*5X48M21A*+WALLCON | *80CTL0451712B* | 33400 | 17.5 | 9 | 35200 | 25400 | 72.16% | 1.88 | 0 | 9.5 |  |  |  | No | R-454B | 2.7833 | Residential & Commercial | No
215669225 | Central HP <5.4 tons | AIRQUEST | HRCU-A-CB (Split System: Heat Pump with Remote Outdoor Unit-Air-Source) | H5H0V36*K*AAA* |  |  | EA*5X48M21A*+WALLCON | *97CMN0602120B* | 33600 | 17.5 | 9 | 35200 | 25200 | 71.59% | 1.9 | 0 | 9.5 |  |  |  | No | R-454B | 2.8 | Residential & Commercial | No
212510781 | Central HP <5.4 tons | RUNTRU | HRCU-A-CB (Split System: Heat Pump with Remote Outdoor Unit-Air-Source) | E4HL5018A1000A |  |  | 4TXCB003DS3 | A951X040BU3SAB | 20000 | 15.2 | 8.5 | 20000 | 18000 | 90% | 1.85 | 0 | 9 |  |  |  | No | R-410A | 1.6667 | Residential & Commercial | No
212510782 | Central HP <5.4 tons | RUNTRU | HRCU-A-CB (Split System: Heat Pump with Remote Outdoor Unit-Air-Source) | E4HL5018A1000A |  |  | 4TXCB003DS3 | A952V040BU3SAD | 20000 | 15.2 | 8.5 | 20000 | 18000 | 90% | 1.85 | 0 | 9 |  |  |  | No | R-410A | 1.6667 | Residential & Commercial | No
215402238 | Central HP <5.4 tons | AMERICAN STANDARD | HRCU-A-CB (Split System: Heat Pump with Remote Outdoor Unit-Air-Source) | E4HL5018A1000A |  |  | 4TXCB003DS3 | A801X040BM2SD | 20000 | 15.2 | 8.5 | 20000 | 18000 | 90% | 1.85 | 0 | 9 |  |  |  | No | R-410A | 1.6667 | Residential & Commercial | No
210568232 | Central HP <5.4 tons | COMFORT-AIRE | HRCU-A-CB (Split System: Heat Pump with Remote Outdoor Unit-Air-Source) | A-VCD48SA-1 |  |  | B-VCD48SA-1 |  | 47000 | 15.6 | 9.4 | 50000 | 46000 | 92% | 1.9 | 8.5 | 8.2 |  |  |  | No | R-410A | 3.9167 | Residential & Commercial | No
212940793 | Central HP <5.4 tons | COMFORTSTAR | HRCU-A-CB (Split System: Heat Pump with Remote Outdoor Unit-Air-Source) | CPH48CD(O) |  |  | AHU48-SG2 |  | 47000 | 15.6 | 9.4 | 50000 | 46000 | 92% | 1.9 | 8.5 | 8.2 |  |  |  | No | R-410A | 3.9167 | Residential & Commercial | No
215682642 | Central HP <5.4 tons | TEMPSTAR | HRCU-A-CB (Split System: Heat Pump with Remote Outdoor Unit-Air-Source) | T5H0V60*K*AAA* |  |  | EA*5X61M21A*+WALLCON | *80CSU0401712B* | 55500 | 18 | 8.5 | 58500 | 41000 | 70.09% | 2.04 | 0 | 9 |  |  |  | No | R-454B | 4.625 | Residential & Commercial | No
215682802 | Central HP <5.4 tons | TEMPSTAR | HRCU-A-CB (Split System: Heat Pump with Remote Outdoor Unit-Air-Source) | T5H0V60*K*AAA* |  |  | EVM5X60M21A*+WALLCON | *96CTN0802120B* | 56500 | 18 | 9 | 64000 | 45000 | 70.31% | 2.06 | 0 | 9 |  |  |  | No | R-454B | 4.7083 | Residential & Commercial | No
215683002 | Central HP <5.4 tons | TEMPSTAR | HRCU-A-CB (Split System: Heat Pump with Remote Outdoor Unit-Air-Source) | T5H0V60*K*AAA* |  |  | EVD5X60M21A*+WALLCON | *80CSU0401712B* | 56000 | 18 | 8.5 | 60500 | 43500 | 71.9% | 2.12 | 0 | 9.5 |  |  |  | No | R-454B | 4.6667 | Residential & Commercial | No
213307509 | Central HP <5.4 tons | LG | HRCU-A-CB (Split System: Heat Pump with Remote Outdoor Unit-Air-Source) | LUU480HV |  |  | C74B(A,H)MX48C-C | FG7TC100D-V35C | 48000 | 16.8 | 9 | 50000 | 40000 | 80% | 1.9 | 0 | 9.8 |  |  |  | No | R-410A | 4 | Residential & Commercial | No
210857424 | Central HP <5.4 tons | KERR | HRCU-A-CB (Split System: Heat Pump with Remote Outdoor Unit-Air-Source) | A-KCD60SA-1 |  |  | B-KCD60SA-1 |  | 55000 | 15.3 | 9.4 | 59000 | 48500 | 82.2% | 1.91 | 9 | 8.8 |  |  |  | No | R-410A | 4.5833 | Residential & Commercial | No
215682822 | Central HP <5.4 tons | TEMPSTAR | HRCU-A-CB (Split System: Heat Pump with Remote Outdoor Unit-Air-Source) | T5H0V60*K*AAA* |  |  | EVM5X60M21A*+WALLCON | *80CSU0601716B* | 56000 | 18 | 8.5 | 60000 | 43000 | 71.67% | 2.12 | 0 | 9.5 |  |  |  | No | R-454B | 4.6667 | Residential & Commercial | No
215670071 | Central HP <5.4 tons | AIRQUEST | HRCU-A-CB (Split System: Heat Pump with Remote Outdoor Unit-Air-Source) | H5H0V36*K*AAA* |  |  | ESH5X42M12A*+WALLCON | *97CMN1002122B* | 34000 | 16.5 | 8.5 | 35600 | 25200 | 70.79% | 1.78 | 0 | 9.5 |  |  |  | No | R-454B | 2.8333 | Residential & Commercial | No
215670103 | Central HP <5.4 tons | AIRQUEST | HRCU-A-CB (Split System: Heat Pump with Remote Outdoor Unit-Air-Source) | H5H0V36*K*AAA* |  |  | ESH5X42M12A*+WALLCON | *96CTN0801714B* | 33800 | 16.5 | 8.5 | 35600 | 25400 | 71.35% | 1.78 | 0 | 9.5 |  |  |  | No | R-454B | 2.8167 | Residential & Commercial | No
211227694 | Central HP <5.4 tons | COMFORTMAKER | HRCU-A-CB (Split System: Heat Pump with Remote Outdoor Unit-Air-Source) | DLCURAH36ABK |  |  | EA*4X42L21A* | *96VTN0802120A* | 35000 | 16 | 8.1 | 38500 | 35000 | 90.91% | 1.86 | 0 | 9.5 |  |  |  | No | R-410A | 2.9167 | Residential & Commercial | No
215670409 | Central HP <5.4 tons | AIRQUEST | HRCU-A-CB (Split System: Heat Pump with Remote Outdoor Unit-Air-Source) | H5H0V36*K*AAA* |  |  | ESH5X60M12A*+WALLCON | *80CTL0701412B* | 34400 | 16.5 | 8.5 | 34800 | 25000 | 71.84% | 1.78 | 0 | 9.5 |  |  |  | No | R-454B | 2.8667 | Residential & Commercial | No
215670559 | Central HP <5.4 tons | AIRQUEST | HRCU-A-CB (Split System: Heat Pump with Remote Outdoor Unit-Air-Source) | H5H0V36*K*AAA* |  |  | ESH5X60M12A*+WALLCON | *96CTN0401410B* | 33000 | 15.5 | 8.5 | 35000 | 25200 | 72% | 1.78 | 0 | 9 |  |  |  | No | R-454B | 2.75 | Residential & Commercial | No
211228151 | Central HP <5.4 tons | COMFORTMAKER | HRCU-A-CB (Split System: Heat Pump with Remote Outdoor Unit-Air-Source) | DLCURAH36ABK |  |  | EA*4X42L24A* | OLV112A16A | 35400 | 15.2 | 8.1 | 39500 | 35200 | 89.11% | 1.88 | 0 | 9.5 |  |  |  | No | R-410A | 2.95 | Residential & Commercial | No
212383116 | Central HP <5.4 tons | COMFORTMAKER | HRCU-A-CB (Split System: Heat Pump with Remote Outdoor Unit-Air-Source) | DLCURAH36ABK |  |  | EA*4X36L21A* | *96VSN0802120A* | 35400 | 16 | 8.1 | 39500 | 35200 | 89.11% | 1.82 | 0 | 9.5 |  |  |  | No | R-410A | 2.95 | Residential & Commercial | No
212988052 | Central HP <5.4 tons | COMFORTMAKER | HRCU-A-CB (Split System: Heat Pump with Remote Outdoor Unit-Air-Source) | DLCURAH30ABK |  |  | EA*4X42L21A* | *96MSN1002120A* | 30200 | 15.2 | 8.5 | 34000 | 27400 | 80.59% | 1.8 | 0 | 9 |  |  |  | No | R-410A | 2.5167 | Residential & Commercial | No
215670199 | Central HP <5.4 tons | AIRQUEST | HRCU-A-CB (Split System: Heat Pump with Remote Outdoor Unit-Air-Source) | H5H0V36*K*AAA* |  |  | ESH5X48M12A*+WALLCON | *80CTL0901716B* | 34200 | 17 | 8.5 | 35400 | 25200 | 71.19% | 1.88 | 0 | 9.5 |  |  |  | No | R-454B | 2.85 | Residential & Commercial | No
215669743 | Central HP <5.4 tons | AIRQUEST | HRCU-A-CB (Split System: Heat Pump with Remote Outdoor Unit-Air-Source) | H5H0V36*K*AAA* |  |  | ESH5X36M12A*+WALLCON | *80CSU0401712A* | 33600 | 16.5 | 8.5 | 35800 | 25400 | 70.95% | 1.76 | 0 | 9.5 |  |  |  | No | R-454B | 2.8 | Residential & Commercial | No
215669791 | Central HP <5.4 tons | AIRQUEST | HRCU-A-CB (Split System: Heat Pump with Remote Outdoor Unit-Air-Source) | H5H0V36*K*AAA* |  |  | ESH5X36M12A*+WALLCON | *80CTL0702120B* | 33600 | 16.5 | 8.5 | 35800 | 25400 | 70.95% | 1.76 | 0 | 9.5 |  |  |  | No | R-454B | 2.8 | Residential & Commercial | No
215679522 | Central HP <5.4 tons | TEMPSTAR | HRCU-A-CB (Split System: Heat Pump with Remote Outdoor Unit-Air-Source) | T5H0V36*K*AAA* |  |  | EA*5X48M21A*+WALLCON | *97CTN0601716A* | 33400 | 17.5 | 9 | 35200 | 25400 | 72.16% | 1.88 | 0 | 9.5 |  |  |  | No | R-454B | 2.7833 | Residential & Commercial | No
215669759 | Central HP <5.4 tons | AIRQUEST | HRCU-A-CB (Split System: Heat Pump with Remote Outdoor Unit-Air-Source) | H5H0V36*K*AAA* |  |  | ESH5X36M12A*+WALLCON | *80CSU1002120A* | 33600 | 16 | 8.5 | 35800 | 25400 | 70.95% | 1.78 | 0 | 9.5 |  |  |  | No | R-454B | 2.8 | Residential & Commercial | No
212383070 | Central HP <5.4 tons | CARRIER | HRCU-A-CB (Split System: Heat Pump with Remote Outdoor Unit-Air-Source) | 38MURAQ36AB3* |  |  | CAP**3617AL* | 58SU*A060E17**16 | 35600 | 15.5 | 8.1 | 39500 | 35200 | 89.11% | 1.84 | 0 | 9.5 |  |  |  | No | R-410A | 2.9667 | Residential & Commercial | No
215669839 | Central HP <5.4 tons | AIRQUEST | HRCU-A-CB (Split System: Heat Pump with Remote Outdoor Unit-Air-Source) | H5H0V36*K*AAA* |  |  | ESH5X36M12A*+WALLCON | *95CSU0802120B* | 33600 | 16 | 8.5 | 35800 | 25400 | 70.95% | 1.76 | 0 | 9.5 |  |  |  | No | R-454B | 2.8 | Residential & Commercial | No
215670289 | Central HP <5.4 tons | AIRQUEST | HRCU-A-CB (Split System: Heat Pump with Remote Outdoor Unit-Air-Source) | H5H0V36*K*AAA* |  |  | ESH5X48M12A*+WALLCON | *97CMN0801714B* | 34000 | 16.5 | 8.5 | 35600 | 25400 | 71.35% | 1.76 | 0 | 9 |  |  |  | No | R-454B | 2.8333 | Residential & Commercial | No
215670209 | Central HP <5.4 tons | AIRQUEST | HRCU-A-CB (Split System: Heat Pump with Remote Outdoor Unit-Air-Source) | H5H0V36*K*AAA* |  |  | ESH5X48M12A*+WALLCON | *80CTL0902120B* | 34200 | 17 | 8.5 | 35400 | 25200 | 71.19% | 1.9 | 0 | 9.5 |  |  |  | No | R-454B | 2.85 | Residential & Commercial | No
215669215 | Central HP <5.4 tons | AIRQUEST | HRCU-A-CB (Split System: Heat Pump with Remote Outdoor Unit-Air-Source) | H5H0V36*K*AAA* |  |  | EA*5X48M21A*+WALLCON | *97CMN0601714B* | 33400 | 17.5 | 9 | 35200 | 25400 | 72.16% | 1.88 | 0 | 9.5 |  |  |  | No | R-454B | 2.7833 | Residential & Commercial | No
215670149 | Central HP <5.4 tons | AIRQUEST | HRCU-A-CB (Split System: Heat Pump with Remote Outdoor Unit-Air-Source) | H5H0V36*K*AAA* |  |  | ESH5X48M12A*+WALLCON | *80CSU1002120A* | 34200 | 16.5 | 8.5 | 35400 | 25200 | 71.19% | 1.88 | 0 | 9.5 |  |  |  | No | R-454B | 2.85 | Residential & Commercial | No
212940794 | Central HP <5.4 tons | COMFORTSTAR | HRCU-A-CB (Split System: Heat Pump with Remote Outdoor Unit-Air-Source) | CPH60CD(O) |  |  | AHU60-SG2 |  | 55000 | 15.3 | 9.4 | 59000 | 48500 | 82.2% | 1.91 | 9 | 8.8 |  |  |  | No | R-410A | 4.5833 | Residential & Commercial | No
215670419 | Central HP <5.4 tons | AIRQUEST | HRCU-A-CB (Split System: Heat Pump with Remote Outdoor Unit-Air-Source) | H5H0V36*K*AAA* |  |  | ESH5X60M12A*+WALLCON | *80CTL0701716B* | 34400 | 17 | 8.5 | 34800 | 25000 | 71.84% | 1.8 | 0 | 9.5 |  |  |  | No | R-454B | 2.8667 | Residential & Commercial | No
211227390 | Central HP <5.4 tons | COMFORTMAKER | HRCU-A-CB (Split System: Heat Pump with Remote Outdoor Unit-Air-Source) | DLCURAH36ABK |  |  | EA*4X42L21A* | *80VSL0701716A* | 35200 | 16 | 8.1 | 38500 | 35000 | 90.91% | 1.86 | 0 | 9.5 |  |  |  | No | R-410A | 2.9333 | Residential & Commercial | No
212383234 | Central HP <5.4 tons | COMFORTMAKER | HRCU-A-CB (Split System: Heat Pump with Remote Outdoor Unit-Air-Source) | DLCURAH36ABK |  |  | EA*4X36L21A* | *95ESN0802120A* | 35800 | 15.5 | 8.1 | 39500 | 35400 | 89.62% | 1.84 | 0 | 9.5 |  |  |  | No | R-410A | 2.9833 | Residential & Commercial | No
215670359 | Central HP <5.4 tons | AIRQUEST | HRCU-A-CB (Split System: Heat Pump with Remote Outdoor Unit-Air-Source) | H5H0V36*K*AAA* |  |  | ESH5X48M12A*+WALLCON | *96CTN1002122B* | 34200 | 17 | 8.5 | 35400 | 25200 | 71.19% | 1.9 | 0 | 9.5 |  |  |  | No | R-454B | 2.85 | Residential & Commercial | No
215670509 | Central HP <5.4 tons | AIRQUEST | HRCU-A-CB (Split System: Heat Pump with Remote Outdoor Unit-Air-Source) | H5H0V36*K*AAA* |  |  | ESH5X60M12A*+WALLCON | *97CMN0602120B* | 34400 | 16 | 8.5 | 34800 | 25000 | 71.84% | 1.78 | 0 | 9.5 |  |  |  | No | R-454B | 2.8667 | Residential & Commercial | No
213079333 | Central HP <5.4 tons | CARRIER | HRCU-A-CB (Split System: Heat Pump with Remote Outdoor Unit-Air-Source) | 38MURAQ36AB3* |  |  | CAP**3617AL* | 59SC2E060M14**12 | 35000 | 15.5 | 8.1 | 38500 | 35200 | 91.43% | 1.82 | 0 | 9.5 |  |  |  | No | R-410A | 2.9167 | Residential & Commercial | No
215669823 | Central HP <5.4 tons | AIRQUEST | HRCU-A-CB (Split System: Heat Pump with Remote Outdoor Unit-Air-Source) | H5H0V36*K*AAA* |  |  | ESH5X36M12A*+WALLCON | *80CTL1352422B* | 33800 | 16 | 8.5 | 35600 | 25400 | 71.35% | 1.76 | 0 | 9.5 |  |  |  | No | R-454B | 2.8167 | Residential & Commercial | No
215669959 | Central HP <5.4 tons | AIRQUEST | HRCU-A-CB (Split System: Heat Pump with Remote Outdoor Unit-Air-Source) | H5H0V36*K*AAA* |  |  | ESH5X42M12A*+WALLCON | *80CTL0451712B* | 33600 | 16 | 8.5 | 35800 | 25600 | 71.51% | 1.76 | 0 | 9 |  |  |  | No | R-454B | 2.8 | Residential & Commercial | No
215669975 | Central HP <5.4 tons | AIRQUEST | HRCU-A-CB (Split System: Heat Pump with Remote Outdoor Unit-Air-Source) | H5H0V36*K*AAA* |  |  | ESH5X42M12A*+WALLCON | *80CTL0701716B* | 33800 | 16.5 | 8.5 | 35600 | 25400 | 71.35% | 1.78 | 0 | 9.5 |  |  |  | No | R-454B | 2.8167 | Residential & Commercial | No
215669991 | Central HP <5.4 tons | AIRQUEST | HRCU-A-CB (Split System: Heat Pump with Remote Outdoor Unit-Air-Source) | H5H0V36*K*AAA* |  |  | ESH5X42M12A*+WALLCON | *80CTL0901716B* | 34000 | 16.5 | 8.5 | 35600 | 25400 | 71.35% | 1.76 | 0 | 9.5 |  |  |  | No | R-454B | 2.8333 | Residential & Commercial | No
212383001 | Central HP <5.4 tons | COMFORTMAKER | HRCU-A-CB (Split System: Heat Pump with Remote Outdoor Unit-Air-Source) | DLCURAH36ABK |  |  | EA*4X36L17A* | *80ES(N,L)0901714A* | 35600 | 15.5 | 8.1 | 39500 | 35200 | 89.11% | 1.84 | 0 | 9.5 |  |  |  | No | R-410A | 2.9667 | Residential & Commercial | No
215588599 | Central HP <5.4 tons | AMERICAN STANDARD | HRCU-A-CB (Split System: Heat Pump with Remote Outdoor Unit-Air-Source) | E4HL5018A1000A |  |  | A4AH5V24A1B3 |  | 18000 | 15.2 | 8.5 | 18000 | 16000 | 88.89% | 1.9 | 0 | 9.8 |  |  |  | No | R-410A | 1.5 | Residential & Commercial | No
210343157 | Central HP <5.4 tons | INNOVAIR | HRCU-A-CB (Split System: Heat Pump with Remote Outdoor Unit-Air-Source) | SHV48H2R20 |  |  | DEV48H2R19 |  | 47000 | 15.6 | 9.4 | 50000 | 46000 | 92% | 1.9 | 8.5 | 8.2 |  |  |  | No | R-410A | 3.9167 | Residential & Commercial | No
215670269 | Central HP <5.4 tons | AIRQUEST | HRCU-A-CB (Split System: Heat Pump with Remote Outdoor Unit-Air-Source) | H5H0V36*K*AAA* |  |  | ESH5X48M12A*+WALLCON | *97CMN0601714B* | 33800 | 16.5 | 8.5 | 35600 | 25400 | 71.35% | 1.78 | 0 | 9 |  |  |  | No | R-454B | 2.8167 | Residential & Commercial | No
215682892 | Central HP <5.4 tons | TEMPSTAR | HRCU-A-CB (Split System: Heat Pump with Remote Outdoor Unit-Air-Source) | T5H0V60*K*AAA* |  |  | EVM5X60M24A*+WALLCON | *80CSU1002120B* | 57000 | 18 | 9 | 63000 | 44500 | 70.63% | 2.08 | 0 | 9 |  |  |  | No | R-454B | 4.75 | Residential & Commercial | No
215670159 | Central HP <5.4 tons | AIRQUEST | HRCU-A-CB (Split System: Heat Pump with Remote Outdoor Unit-Air-Source) | H5H0V36*K*AAA* |  |  | ESH5X48M12A*+WALLCON | *80CTL0451712B* | 33800 | 16.5 | 8.5 | 35600 | 25600 | 71.91% | 1.78 | 0 | 9 |  |  |  | No | R-454B | 2.8167 | Residential & Commercial | No
215670309 | Central HP <5.4 tons | AIRQUEST | HRCU-A-CB (Split System: Heat Pump with Remote Outdoor Unit-Air-Source) | H5H0V36*K*AAA* |  |  | ESH5X48M12A*+WALLCON | *97CMN1002122B* | 34200 | 17 | 8.5 | 35400 | 25200 | 71.19% | 1.9 | 0 | 9.5 |  |  |  | No | R-454B | 2.85 | Residential & Commercial | No
215669879 | Central HP <5.4 tons | AIRQUEST | HRCU-A-CB (Split System: Heat Pump with Remote Outdoor Unit-Air-Source) | H5H0V36*K*AAA* |  |  | ESH5X36M12A*+WALLCON | *97CMN0802120B* | 33800 | 16.5 | 8.5 | 35800 | 25400 | 70.95% | 1.76 | 0 | 9.5 |  |  |  | No | R-454B | 2.8167 | Residential & Commercial | No
215670031 | Central HP <5.4 tons | AIRQUEST | HRCU-A-CB (Split System: Heat Pump with Remote Outdoor Unit-Air-Source) | H5H0V36*K*AAA* |  |  | ESH5X42M12A*+WALLCON | *95CSU0802120B* | 34000 | 16 | 8.5 | 35600 | 25400 | 71.35% | 1.78 | 0 | 9.5 |  |  |  | No | R-454B | 2.8333 | Residential & Commercial | No
213076925 | Central HP <5.4 tons | CARRIER | HRCU-A-CB (Split System: Heat Pump with Remote Outdoor Unit-Air-Source) | 38MURAQ36AB3* |  |  | CAP**3617AL* | 59SP6B080V17**16 | 35200 | 15.2 | 8.1 | 39000 | 35400 | 90.77% | 1.82 | 0 | 9.5 |  |  |  | No | R-410A | 2.9333 | Residential & Commercial | No
213076929 | Central HP <5.4 tons | COMFORTMAKER | HRCU-A-CB (Split System: Heat Pump with Remote Outdoor Unit-Air-Source) | DLCURAH36ABK |  |  | EA*4X36L17A* | *96VSN0801716B* | 35200 | 15.2 | 8.1 | 39000 | 35400 | 90.77% | 1.82 | 0 | 9.5 |  |  |  | No | R-410A | 2.9333 | Residential & Commercial | No
212383075 | Central HP <5.4 tons | COMFORTMAKER | HRCU-A-CB (Split System: Heat Pump with Remote Outdoor Unit-Air-Source) | DLCURAH36ABK |  |  | EA*4X36L17A* | *80ESU0601716A | 35600 | 15.5 | 8.1 | 39500 | 35200 | 89.11% | 1.84 | 0 | 9.5 |  |  |  | No | R-410A | 2.9667 | Residential & Commercial | No
212383211 | Central HP <5.4 tons | COMFORTMAKER | HRCU-A-CB (Split System: Heat Pump with Remote Outdoor Unit-Air-Source) | DLCURAH36ABK |  |  | EA*4X36L21A* | *95ESU1002120A* | 35400 | 16 | 8.1 | 39500 | 35200 | 89.11% | 1.82 | 0 | 9.5 |  |  |  | No | R-410A | 2.95 | Residential & Commercial | No
213077791 | Central HP <5.4 tons | CARRIER | HRCU-A-CB (Split System: Heat Pump with Remote Outdoor Unit-Air-Source) | 38MURAQ36AB3* |  |  | CAP**4224AL* | 59TP6C120V24**22 | 35200 | 16 | 8.1 | 38500 | 35000 | 90.91% | 1.88 | 0 | 9.5 |  |  |  | No | R-410A | 2.9333 | Residential & Commercial | No
215681302 | Central HP <5.4 tons | TEMPSTAR | HRCU-A-CB (Split System: Heat Pump with Remote Outdoor Unit-Air-Source) | T5H0V48*K*AAA* |  |  | EA*5X48M21A*+WALLCON | *96CTN0802120B* | 44000 | 17.5 | 9 | 48500 | 34200 | 70.52% | 2.06 | 0 | 9.5 |  |  |  | No | R-454B | 3.6667 | Residential & Commercial | No
213080480 | Central HP <5.4 tons | CARRIER | HRCU-A-CB (Split System: Heat Pump with Remote Outdoor Unit-Air-Source) | 38MURAQ36AB3* |  |  | CAP**4224AL* | 59SC6A140M24**22 | 35200 | 16 | 8.1 | 38500 | 35000 | 90.91% | 1.88 | 0 | 9.5 |  |  |  | No | R-410A | 2.9333 | Residential & Commercial | No
213080512 | Central HP <5.4 tons | CARRIER | HRCU-A-CB (Split System: Heat Pump with Remote Outdoor Unit-Air-Source) | 38MURAQ36AB3* |  |  | CAP**3621AL* | 59SU5B040M17**12 | 35000 | 15.2 | 8.1 | 39000 | 35400 | 90.77% | 1.82 | 0 | 9.5 |  |  |  | No | R-410A | 2.9167 | Residential & Commercial | No
212383154 | Central HP <5.4 tons | CARRIER | HRCU-A-CB (Split System: Heat Pump with Remote Outdoor Unit-Air-Source) | 38MURAQ36AB3* |  |  | CAP**3621AL* | 59SU5A100E21**22 | 36200 | 15.2 | 8.1 | 40000 | 35400 | 88.5% | 1.86 | 0 | 9.5 |  |  |  | No | R-410A | 3.0167 | Residential & Commercial | No
215681402 | Central HP <5.4 tons | TEMPSTAR | HRCU-A-CB (Split System: Heat Pump with Remote Outdoor Unit-Air-Source) | T5H0V48*K*AAA* |  |  | EA*5X60M24A*+WALLCON | *80CSU1002120B* | 45000 | 17.5 | 9 | 47500 | 33600 | 70.74% | 2.06 | 0 | 9.5 |  |  |  | No | R-454B | 3.75 | Residential & Commercial | No
215682722 | Central HP <5.4 tons | TEMPSTAR | HRCU-A-CB (Split System: Heat Pump with Remote Outdoor Unit-Air-Source) | T5H0V60*K*AAA* |  |  | ESH5X60M12A*+WALLCON | *96CTN0802120B* | 55500 | 17 | 8.5 | 60000 | 42000 | 70% | 1.9 | 0 | 8.5 |  |  |  | No | R-454B | 4.625 | Residential & Commercial | No
215682872 | Central HP <5.4 tons | TEMPSTAR | HRCU-A-CB (Split System: Heat Pump with Remote Outdoor Unit-Air-Source) | T5H0V60*K*AAA* |  |  | EVM5X60M24A*+WALLCON | *96CTN0802120B* | 56500 | 18 | 9 | 63500 | 44500 | 70.08% | 2.08 | 0 | 9 |  |  |  | No | R-454B | 4.7083 | Residential & Commercial | No
215682992 | Central HP <5.4 tons | TEMPSTAR | HRCU-A-CB (Split System: Heat Pump with Remote Outdoor Unit-Air-Source) | T5H0V60*K*AAA* |  |  | EVD5X60M21A*+WALLCON | *96CTN0802120B* | 56500 | 18 | 9 | 64000 | 45000 | 70.31% | 2.08 | 0 | 9 |  |  |  | No | R-454B | 4.7083 | Residential & Commercial | No
215683042 | Central HP <5.4 tons | TEMPSTAR | HRCU-A-CB (Split System: Heat Pump with Remote Outdoor Unit-Air-Source) | T5H0V60*K*AAA* |  |  | EVD5X60M21A*+WALLCON | *97CTN0802120A* | 56500 | 18 | 9 | 64000 | 45000 | 70.31% | 2.08 | 0 | 9 |  |  |  | No | R-454B | 4.7083 | Residential & Commercial | No
211227870 | Central HP <5.4 tons | COMFORTMAKER | HRCU-A-CB (Split System: Heat Pump with Remote Outdoor Unit-Air-Source) | DLCURAH36ABK |  |  | EA*4X42L24A* | *80VSL0902120A* | 35000 | 16 | 8.1 | 38500 | 35000 | 90.91% | 1.86 | 0 | 9.5 |  |  |  | No | R-410A | 2.9167 | Residential & Commercial | No
211227704 | Central HP <5.4 tons | COMFORTMAKER | HRCU-A-CB (Split System: Heat Pump with Remote Outdoor Unit-Air-Source) | DLCURAH36ABK |  |  | EA*4X42L21A* | *96VTN1002120A* | 35800 | 15.5 | 8.1 | 39500 | 35200 | 89.11% | 1.9 | 0 | 9.5 |  |  |  | No | R-410A | 2.9833 | Residential & Commercial | No
215683092 | Central HP <5.4 tons | TEMPSTAR | HRCU-A-CB (Split System: Heat Pump with Remote Outdoor Unit-Air-Source) | T5H0V60*K*AAA* |  |  | EVD5X60M24A*+WALLCON | *97CTN0802120A* | 56500 | 18 | 9 | 63500 | 44500 | 70.08% | 2.08 | 0 | 9 |  |  |  | No | R-454B | 4.7083 | Residential & Commercial | No
215683122 | Central HP <5.4 tons | TEMPSTAR | HRCU-A-CB (Split System: Heat Pump with Remote Outdoor Unit-Air-Source) | T5H0V60*K*AAA* |  |  | EVD5X61M21A*+WALLCON | *96CTN0802120B* | 57000 | 18.5 | 9 | 64000 | 45000 | 70.31% | 2.08 | 0 | 9 |  |  |  | No | R-454B | 4.75 | Residential & Commercial | No
215683222 | Central HP <5.4 tons | TEMPSTAR | HRCU-A-CB (Split System: Heat Pump with Remote Outdoor Unit-Air-Source) | T5H0V60*K*AAA* |  |  | EVD5X61M24A*+WALLCON | *97CTN0802120A* | 57500 | 18.5 | 9 | 64000 | 45000 | 70.31% | 2.08 | 0 | 9 |  |  |  | No | R-454B | 4.7917 | Residential & Commercial | No
215677062 | Central HP <5.4 tons | TEMPSTAR | HRCU-A-CB (Split System: Heat Pump with Remote Outdoor Unit-Air-Source) | T5H0V60*K*AAA* |  |  | EVM5X60M21A*+WALLCON | *97CMN0802120B* | 56500 | 18 | 9 | 64000 | 45000 | 70.31% | 2.06 | 0 | 9 |  |  |  | No | R-454B | 4.7083 | Residential & Commercial | No
212383206 | Central HP <5.4 tons | CARRIER | HRCU-A-CB (Split System: Heat Pump with Remote Outdoor Unit-Air-Source) | 38MURAQ36AB3* |  |  | CAP**3621AL* | 59SU5A100E21**20 | 35400 | 16 | 8.1 | 39500 | 35200 | 89.11% | 1.82 | 0 | 9.5 |  |  |  | No | R-410A | 2.95 | Residential & Commercial | No
212383009 | Central HP <5.4 tons | CARRIER | HRCU-A-CB (Split System: Heat Pump with Remote Outdoor Unit-Air-Source) | 38MURAQ36AB3* |  |  | CAP**3617AL* | 59SC2D060E14**12 | 35400 | 15.2 | 8.1 | 39500 | 35400 | 89.62% | 1.82 | 0 | 9.5 |  |  |  | No | R-410A | 2.95 | Residential & Commercial | No
215681452 | Central HP <5.4 tons | TEMPSTAR | HRCU-A-CB (Split System: Heat Pump with Remote Outdoor Unit-Air-Source) | T5H0V48*K*AAA* |  |  | EA*5X61M21A*+WALLCON | *80CSU0401712B* | 46000 | 18 | 9 | 47500 | 33600 | 70.74% | 2.06 | 0 | 9.5 |  |  |  | No | R-454B | 3.8333 | Residential & Commercial | No
212383450 | Central HP <5.4 tons | COMFORTMAKER | HRCU-A-CB (Split System: Heat Pump with Remote Outdoor Unit-Air-Source) | DLCURAH36ABK |  |  | EA*4X42L21A* | OLV112A16A | 35400 | 15.2 | 8.1 | 39500 | 35200 | 89.11% | 1.88 | 0 | 9.5 |  |  |  | No | R-410A | 2.95 | Residential & Commercial | No
215682962 | Central HP <5.4 tons | TEMPSTAR | HRCU-A-CB (Split System: Heat Pump with Remote Outdoor Unit-Air-Source) | T5H0V60*K*AAA* |  |  | EVM5X61M24A*+WALLCON | *97CTN0802120A* | 57500 | 18.5 | 9 | 64000 | 45000 | 70.31% | 2.08 | 0 | 9 |  |  |  | No | R-454B | 4.7917 | Residential & Commercial | No
211228741 | Central HP <5.4 tons | COMFORTMAKER | HRCU-A-CB (Split System: Heat Pump with Remote Outdoor Unit-Air-Source) | DLCURAH36ABK |  |  | EA*4X48L21A* | *80ES(N,L)0451712A* | 35600 | 15.5 | 8.1 | 38500 | 34800 | 90.39% | 2.04 | 0 | 9.5 |  |  |  | No | R-410A | 2.9667 | Residential & Commercial | No
211229017 | Central HP <5.4 tons | COMFORTMAKER | HRCU-A-CB (Split System: Heat Pump with Remote Outdoor Unit-Air-Source) | DLCURAH36ABK |  |  | EA*4X48L21A* | *95ESN0601714A* | 35400 | 15.5 | 8.1 | 38500 | 34800 | 90.39% | 2.02 | 0 | 9.5 |  |  |  | No | R-410A | 2.95 | Residential & Commercial | No
215681632 | Central HP <5.4 tons | TEMPSTAR | HRCU-A-CB (Split System: Heat Pump with Remote Outdoor Unit-Air-Source) | T5H0V48*K*AAA* |  |  | ESH5X48M12A*+WALLCON | *97CTN0801716A* | 44500 | 16 | 8.5 | 49500 | 34800 | 70.3% | 1.92 | 0 | 9 |  |  |  | No | R-454B | 3.7083 | Residential & Commercial | No
215681682 | Central HP <5.4 tons | TEMPSTAR | HRCU-A-CB (Split System: Heat Pump with Remote Outdoor Unit-Air-Source) | T5H0V48*K*AAA* |  |  | ESH5X60M12A*+WALLCON | *80CSU0401712B* | 45500 | 16.5 | 8.5 | 48000 | 33800 | 70.42% | 2.08 | 0 | 9.5 |  |  |  | No | R-454B | 3.7917 | Residential & Commercial | No
215670349 | Central HP <5.4 tons | AIRQUEST | HRCU-A-CB (Split System: Heat Pump with Remote Outdoor Unit-Air-Source) | H5H0V36*K*AAA* |  |  | ESH5X48M12A*+WALLCON | *96CTN0801714B* | 34000 | 16.5 | 8.5 | 35600 | 25400 | 71.35% | 1.78 | 0 | 9.5 |  |  |  | No | R-454B | 2.8333 | Residential & Commercial | No
215670179 | Central HP <5.4 tons | AIRQUEST | HRCU-A-CB (Split System: Heat Pump with Remote Outdoor Unit-Air-Source) | H5H0V36*K*AAA* |  |  | ESH5X48M12A*+WALLCON | *80CTL0701716B* | 34000 | 16.5 | 8.5 | 35600 | 25400 | 71.35% | 1.78 | 0 | 9.5 |  |  |  | No | R-454B | 2.8333 | Residential & Commercial | No
215670499 | Central HP <5.4 tons | AIRQUEST | HRCU-A-CB (Split System: Heat Pump with Remote Outdoor Unit-Air-Source) | H5H0V36*K*AAA* |  |  | ESH5X60M12A*+WALLCON | *97CMN0601714B* | 34200 | 16.5 | 8.5 | 34800 | 25200 | 72.41% | 1.8 | 0 | 9.5 |  |  |  | No | R-454B | 2.85 | Residential & Commercial | No
215682852 | Central HP <5.4 tons | TEMPSTAR | HRCU-A-CB (Split System: Heat Pump with Remote Outdoor Unit-Air-Source) | T5H0V60*K*AAA* |  |  | EVM5X60M21A*+WALLCON | *97CTN0802120A* | 56500 | 18 | 9 | 64000 | 45000 | 70.31% | 2.06 | 0 | 9 |  |  |  | No | R-454B | 4.7083 | Residential & Commercial | No
215681342 | Central HP <5.4 tons | TEMPSTAR | HRCU-A-CB (Split System: Heat Pump with Remote Outdoor Unit-Air-Source) | T5H0V48*K*AAA* |  |  | EA*5X48M21A*+WALLCON | *80CSU1002120B* | 44000 | 17 | 9 | 48500 | 34000 | 70.1% | 2.04 | 0 | 9.5 |  |  |  | No | R-454B | 3.6667 | Residential & Commercial | No
215683102 | Central HP <5.4 tons | TEMPSTAR | HRCU-A-CB (Split System: Heat Pump with Remote Outdoor Unit-Air-Source) | T5H0V60*K*AAA* |  |  | EVD5X60M24A*+WALLCON | *97CTN1002122A* | 56500 | 18.5 | 9 | 63000 | 44500 | 70.63% | 2.08 | 0 | 9 |  |  |  | No | R-454B | 4.7083 | Residential & Commercial | No
215679892 | Central HP <5.4 tons | TEMPSTAR | HRCU-A-CB (Split System: Heat Pump with Remote Outdoor Unit-Air-Source) | T5H0V36*K*AAA* |  |  | ESH5X48M12A*+WALLCON | *80CSU0601716B* | 34200 | 17 | 8.5 | 35400 | 25200 | 71.19% | 1.9 | 0 | 9.5 |  |  |  | No | R-454B | 2.85 | Residential & Commercial | No
215669799 | Central HP <5.4 tons | AIRQUEST | HRCU-A-CB (Split System: Heat Pump with Remote Outdoor Unit-Air-Source) | H5H0V36*K*AAA* |  |  | ESH5X36M12A*+WALLCON | *80CTL0901716B* | 33600 | 16 | 8.5 | 35800 | 25400 | 70.95% | 1.76 | 0 | 9.5 |  |  |  | No | R-454B | 2.8 | Residential & Commercial | No
213077039 | Central HP <5.4 tons | COMFORTMAKER | HRCU-A-CB (Split System: Heat Pump with Remote Outdoor Unit-Air-Source) | DLCURAH36ABK |  |  | EA*4X36L21A* | *96VSN0802120B* | 34800 | 16 | 8.1 | 38500 | 35200 | 91.43% | 1.82 | 0 | 9.5 |  |  |  | No | R-410A | 2.9 | Residential & Commercial | No
213077961 | Central HP <5.4 tons | COMFORTMAKER | HRCU-A-CB (Split System: Heat Pump with Remote Outdoor Unit-Air-Source) | DLCURAH36ABK |  |  | EA*4X42L21A* | *80MS(N,L)0701712A* | 35000 | 16 | 8.1 | 38500 | 35000 | 90.91% | 1.88 | 0 | 9.5 |  |  |  | No | R-410A | 2.9167 | Residential & Commercial | No
215669999 | Central HP <5.4 tons | AIRQUEST | HRCU-A-CB (Split System: Heat Pump with Remote Outdoor Unit-Air-Source) | H5H0V36*K*AAA* |  |  | ESH5X42M12A*+WALLCON | *80CTL0902120B* | 34000 | 16.5 | 8.5 | 35600 | 25200 | 70.79% | 1.78 | 0 | 9.5 |  |  |  | No | R-454B | 2.8333 | Residential & Commercial | No
215670015 | Central HP <5.4 tons | AIRQUEST | HRCU-A-CB (Split System: Heat Pump with Remote Outdoor Unit-Air-Source) | H5H0V36*K*AAA* |  |  | ESH5X42M12A*+WALLCON | *80CTL1352422B* | 34000 | 16.5 | 8.5 | 35600 | 25200 | 70.79% | 1.78 | 0 | 9.5 |  |  |  | No | R-454B | 2.8333 | Residential & Commercial | No
215670519 | Central HP <5.4 tons | AIRQUEST | HRCU-A-CB (Split System: Heat Pump with Remote Outdoor Unit-Air-Source) | H5H0V36*K*AAA* |  |  | ESH5X60M12A*+WALLCON | *97CMN0801714B* | 34400 | 16.5 | 8.5 | 34800 | 25000 | 71.84% | 1.78 | 0 | 9.5 |  |  |  | No | R-454B | 2.8667 | Residential & Commercial | No
211227399 | Central HP <5.4 tons | COMFORTMAKER | HRCU-A-CB (Split System: Heat Pump with Remote Outdoor Unit-Air-Source) | DLCURAH36ABK |  |  | EA*4X42L21A* | *80VSL0702120A* | 35400 | 16 | 8.1 | 38500 | 35000 | 90.91% | 1.88 | 0 | 9.5 |  |  |  | No | R-410A | 2.95 | Residential & Commercial | No
211227722 | Central HP <5.4 tons | COMFORTMAKER | HRCU-A-CB (Split System: Heat Pump with Remote Outdoor Unit-Air-Source) | DLCURAH36ABK |  |  | EA*4X42L21A* | OLV098A12* | 35000 | 15.2 | 8.1 | 38500 | 35200 | 91.43% | 1.86 | 0 | 9.5 |  |  |  | No | R-410A | 2.9167 | Residential & Commercial | No
211245990 | Central HP <5.4 tons | CARRIER | HRCU-A-CB (Split System: Heat Pump with Remote Outdoor Unit-Air-Source) | 38MURAQ24AB3* |  |  | CAP**2414AL* | GG96VTAA30040A | 23400 | 15.5 | 8.5 | 26800 | 24800 | 92.54% | 2.04 | 0 | 9.5 |  |  |  | No | R-410A | 1.95 | Residential & Commercial | No
215669751 | Central HP <5.4 tons | AIRQUEST | HRCU-A-CB (Split System: Heat Pump with Remote Outdoor Unit-Air-Source) | H5H0V36*K*AAA* |  |  | ESH5X36M12A*+WALLCON | *80CSU0601716A* | 33600 | 16.5 | 8.5 | 35800 | 25600 | 71.51% | 1.76 | 0 | 9.5 |  |  |  | No | R-454B | 2.8 | Residential & Commercial | No
215669983 | Central HP <5.4 tons | AIRQUEST | HRCU-A-CB (Split System: Heat Pump with Remote Outdoor Unit-Air-Source) | H5H0V36*K*AAA* |  |  | ESH5X42M12A*+WALLCON | *80CTL0702120B* | 34000 | 16.5 | 8.5 | 35600 | 25400 | 71.35% | 1.76 | 0 | 9.5 |  |  |  | No | R-454B | 2.8333 | Residential & Commercial | No
215670169 | Central HP <5.4 tons | AIRQUEST | HRCU-A-CB (Split System: Heat Pump with Remote Outdoor Unit-Air-Source) | H5H0V36*K*AAA* |  |  | ESH5X48M12A*+WALLCON | *80CTL0701412B* | 34000 | 16.5 | 8.5 | 35600 | 25400 | 71.35% | 1.76 | 0 | 9.5 |  |  |  | No | R-454B | 2.8333 | Residential & Commercial | No
215670369 | Central HP <5.4 tons | AIRQUEST | HRCU-A-CB (Split System: Heat Pump with Remote Outdoor Unit-Air-Source) | H5H0V36*K*AAA* |  |  | ESH5X48M12A*+WALLCON | *96CTN1202422B* | 34200 | 17 | 8.5 | 35400 | 25200 | 71.19% | 1.9 | 0 | 9.5 |  |  |  | No | R-454B | 2.85 | Residential & Commercial | No
215670119 | Central HP <5.4 tons | AIRQUEST | HRCU-A-CB (Split System: Heat Pump with Remote Outdoor Unit-Air-Source) | H5H0V36*K*AAA* |  |  | ESH5X42M12A*+WALLCON | *96CTN1202422B* | 34000 | 16.5 | 8.5 | 35600 | 25200 | 70.79% | 1.78 | 0 | 9.5 |  |  |  | No | R-454B | 2.8333 | Residential & Commercial | No
213349773 | Central HP <5.4 tons | KERR | HRCU-A-CB (Split System: Heat Pump with Remote Outdoor Unit-Air-Source) | A-KCD48SA-1 |  |  | B-KCD48SA-1 |  | 47000 | 15.6 | 9.4 | 50000 | 46000 | 92% | 1.9 | 8.5 | 8.2 |  |  |  | No | R-410A | 3.9167 | Residential & Commercial | No
215674127 | Central HP <5.4 tons | AIRQUEST | HRCU-A-CB (Split System: Heat Pump with Remote Outdoor Unit-Air-Source) | H5H0V48*K*AAA* |  |  | EA*5X48M21A*+WALLCON | *97CMN1002122B* | 44000 | 17.5 | 9 | 48500 | 34000 | 70.1% | 2.04 | 0 | 9.5 |  |  |  | No | R-454B | 3.6667 | Residential & Commercial | No
215674077 | Central HP <5.4 tons | AIRQUEST | HRCU-A-CB (Split System: Heat Pump with Remote Outdoor Unit-Air-Source) | H5H0V48*K*AAA* |  |  | EA*5X48M21A*+WALLCON | *95CSU0601716B* | 44000 | 17 | 9 | 49000 | 34600 | 70.61% | 2.04 | 0 | 9 |  |  |  | No | R-454B | 3.6667 | Residential & Commercial | No
211227565 | Central HP <5.4 tons | COMFORTMAKER | HRCU-A-CB (Split System: Heat Pump with Remote Outdoor Unit-Air-Source) | DLCURAH36ABK |  |  | EA*4X42L21A* | *95ESN0601714A* | 35000 | 15.5 | 8.1 | 38500 | 35000 | 90.91% | 1.86 | 0 | 9.5 |  |  |  | No | R-410A | 2.9167 | Residential & Commercial | No
211227684 | Central HP <5.4 tons | COMFORTMAKER | HRCU-A-CB (Split System: Heat Pump with Remote Outdoor Unit-Air-Source) | DLCURAH36ABK |  |  | EA*4X42L21A* | *96VTN0801716A* | 35200 | 15.5 | 8.1 | 38500 | 35000 | 90.91% | 1.86 | 0 | 9.5 |  |  |  | No | R-410A | 2.9333 | Residential & Commercial | No
211227861 | Central HP <5.4 tons | COMFORTMAKER | HRCU-A-CB (Split System: Heat Pump with Remote Outdoor Unit-Air-Source) | DLCURAH36ABK |  |  | EA*4X42L24A* | *80VSL0702120A* | 35400 | 16 | 8.1 | 38500 | 35000 | 90.91% | 1.88 | 0 | 9.5 |  |  |  | No | R-410A | 2.95 | Residential & Commercial | No
211227632 | Central HP <5.4 tons | COMFORTMAKER | HRCU-A-CB (Split System: Heat Pump with Remote Outdoor Unit-Air-Source) | DLCURAH36ABK |  |  | EA*4X42L21A* | *95ESU0601716A* | 35200 | 16 | 8.1 | 38500 | 35000 | 90.91% | 1.88 | 0 | 9.5 |  |  |  | No | R-410A | 2.9333 | Residential & Commercial | No
212383126 | Central HP <5.4 tons | COMFORTMAKER | HRCU-A-CB (Split System: Heat Pump with Remote Outdoor Unit-Air-Source) | DLCURAH36ABK |  |  | EA*4X36L21A* | *96VSN1002120A* | 35200 | 16 | 8.1 | 39000 | 35200 | 90.26% | 1.82 | 0 | 9.5 |  |  |  | No | R-410A | 2.9333 | Residential & Commercial | No
211227920 | Central HP <5.4 tons | COMFORTMAKER | HRCU-A-CB (Split System: Heat Pump with Remote Outdoor Unit-Air-Source) | DLCURAH36ABK |  |  | EA*4X42L24A* | *80VTL0902120A* | 35000 | 16 | 8.1 | 38500 | 35000 | 90.91% | 1.86 | 0 | 9.5 |  |  |  | No | R-410A | 2.9167 | Residential & Commercial | No
211229195 | Central HP <5.4 tons | COMFORTMAKER | HRCU-A-CB (Split System: Heat Pump with Remote Outdoor Unit-Air-Source) | DLCURAH36ABK |  |  | EA*4X48L21A* | OLV098A12* | 35400 | 15.2 | 8.1 | 38500 | 34800 | 90.39% | 2.02 | 0 | 9.5 |  |  |  | No | R-410A | 2.95 | Residential & Commercial | No
211229204 | Central HP <5.4 tons | COMFORTMAKER | HRCU-A-CB (Split System: Heat Pump with Remote Outdoor Unit-Air-Source) | DLCURAH36ABK |  |  | EA*4X48L21A* | OLV112A16A | 35800 | 15.5 | 8.5 | 38500 | 34800 | 90.39% | 2.04 | 0 | 9.5 |  |  |  | No | R-410A | 2.9833 | Residential & Commercial | No
213076468 | Central HP <5.4 tons | COMFORTMAKER | HRCU-A-CB (Split System: Heat Pump with Remote Outdoor Unit-Air-Source) | DLCURAH36ABK |  |  | EA*4X36L17A* | *80VTL0701716B* | 34800 | 15.5 | 8.1 | 38500 | 35200 | 91.43% | 1.82 | 0 | 9.5 |  |  |  | No | R-410A | 2.9 | Residential & Commercial | No
215679712 | Central HP <5.4 tons | TEMPSTAR | HRCU-A-CB (Split System: Heat Pump with Remote Outdoor Unit-Air-Source) | T5H0V36*K*AAA* |  |  | ESH5X36M12A*+WALLCON | *96CTN0802120B* | 33600 | 16 | 8.5 | 35800 | 25400 | 70.95% | 1.76 | 0 | 9.5 |  |  |  | No | R-454B | 2.8 | Residential & Commercial | No
215679742 | Central HP <5.4 tons | TEMPSTAR | HRCU-A-CB (Split System: Heat Pump with Remote Outdoor Unit-Air-Source) | T5H0V36*K*AAA* |  |  | ESH5X36M12A*+WALLCON | *97CTN0601716A* | 33400 | 16 | 8.5 | 36000 | 25800 | 71.67% | 1.76 | 0 | 9 |  |  |  | No | R-454B | 2.7833 | Residential & Commercial | No
215679792 | Central HP <5.4 tons | TEMPSTAR | HRCU-A-CB (Split System: Heat Pump with Remote Outdoor Unit-Air-Source) | T5H0V36*K*AAA* |  |  | ESH5X42M12A*+WALLCON | *96CTN0802120B* | 34000 | 16 | 8.5 | 35600 | 25200 | 70.79% | 1.76 | 0 | 9.5 |  |  |  | No | R-454B | 2.8333 | Residential & Commercial | No
215679912 | Central HP <5.4 tons | TEMPSTAR | HRCU-A-CB (Split System: Heat Pump with Remote Outdoor Unit-Air-Source) | T5H0V36*K*AAA* |  |  | ESH5X48M12A*+WALLCON | *97CTN0802120A* | 34200 | 16 | 8.5 | 35400 | 25200 | 71.19% | 1.88 | 0 | 9.5 |  |  |  | No | R-454B | 2.85 | Residential & Commercial | No
215678172 | Central HP <5.4 tons | TEMPSTAR | HRCU-A-CB (Split System: Heat Pump with Remote Outdoor Unit-Air-Source) | T5H0V60*K*AAA* |  |  | ESH5X60M12A*+WALLCON | *96CTN1002122B* | 55500 | 17 | 8.5 | 60000 | 42000 | 70% | 1.9 | 0 | 8.5 |  |  |  | No | R-454B | 4.625 | Residential & Commercial | No
215864693 | Central HP <5.4 tons | TRANE | HRCU-A-CB (Split System: Heat Pump with Remote Outdoor Unit-Air-Source) | 5TWV8X60A1 |  |  | 5PX*D008AS3 | S9V2D120D5PSC+LRP | 50000 | 18.1 | 8.5 | 53500 | 39000 | 72.9% | 1.9 | 0 | 9.5 |  |  |  | No | R-454B | 4.1667 | Residential & Commercial | No
215683870 | Central HP <5.4 tons | BRYANT HEATING AND COOLING SYSTEMS | HRCU-A-CB (Split System: Heat Pump with Remote Outdoor Unit-Air-Source) | 290VAN036**AA* |  |  | CAA**3717AM*+UI | 83*CA48060C17*** | 33800 | 17.5 | 9 | 35800 | 25600 | 71.51% | 1.88 | 0 | 9.5 |  |  |  | No | R-454B | 2.8167 | Residential & Commercial | No
215683890 | Central HP <5.4 tons | BRYANT HEATING AND COOLING SYSTEMS | HRCU-A-CB (Split System: Heat Pump with Remote Outdoor Unit-Air-Source) | 290VAN036**AA* |  |  | CAA**3717AM*+UI | 986TD42080C17*** | 33800 | 17.5 | 9 | 35800 | 25600 | 71.51% | 1.88 | 0 | 9.5 |  |  |  | No | R-454B | 2.8167 | Residential & Commercial | No
215669045 | Central HP <5.4 tons | AIRQUEST | HRCU-A-CB (Split System: Heat Pump with Remote Outdoor Unit-Air-Source) | H5H0V36*K*AAA* |  |  | EA*5X43M21A*+WALLCON | *97CMN0601714B* | 34200 | 17.5 | 9 | 35600 | 25400 | 71.35% | 1.88 | 0 | 9.5 |  |  |  | No | R-454B | 2.85 | Residential & Commercial | No
215681392 | Central HP <5.4 tons | TEMPSTAR | HRCU-A-CB (Split System: Heat Pump with Remote Outdoor Unit-Air-Source) | T5H0V48*K*AAA* |  |  | EA*5X60M24A*+WALLCON | *80CSU0802120B* | 45500 | 18 | 9 | 47000 | 33400 | 71.06% | 2.06 | 0 | 9.5 |  |  |  | No | R-454B | 3.7917 | Residential & Commercial | No
211239648 | Central HP <5.4 tons | CARRIER | HRCU-A-CB (Split System: Heat Pump with Remote Outdoor Unit-Air-Source) | 38MURAQ24AB3* |  |  | CAP**2414AL* | 59SP6A040V14**10 | 23400 | 15.5 | 8.5 | 26800 | 24800 | 92.54% | 2.04 | 0 | 9.5 |  |  |  | No | R-410A | 1.95 | Residential & Commercial | No
215681322 | Central HP <5.4 tons | TEMPSTAR | HRCU-A-CB (Split System: Heat Pump with Remote Outdoor Unit-Air-Source) | T5H0V48*K*AAA* |  |  | EA*5X48M21A*+WALLCON | *80CSU0601716B* | 44000 | 17 | 9 | 48500 | 34200 | 70.52% | 2.04 | 0 | 9.5 |  |  |  | No | R-454B | 3.6667 | Residential & Commercial | No
215675292 | Central HP <5.4 tons | TEMPSTAR | HRCU-A-CB (Split System: Heat Pump with Remote Outdoor Unit-Air-Source) | T5H0V48*K*AAA* |  |  | ESH5X60M12A*+WALLCON | *97CMN0802120B* | 45500 | 16.5 | 8.5 | 48000 | 33800 | 70.42% | 2.06 | 0 | 9.5 |  |  |  | No | R-454B | 3.7917 | Residential & Commercial | No
215682922 | Central HP <5.4 tons | TEMPSTAR | HRCU-A-CB (Split System: Heat Pump with Remote Outdoor Unit-Air-Source) | T5H0V60*K*AAA* |  |  | EVM5X60M24A*+WALLCON | *97CTN1202422A* | 56500 | 18.5 | 9 | 63000 | 44500 | 70.63% | 2.1 | 0 | 9 |  |  |  | No | R-454B | 4.7083 | Residential & Commercial | No
215677962 | Central HP <5.4 tons | TEMPSTAR | HRCU-A-CB (Split System: Heat Pump with Remote Outdoor Unit-Air-Source) | T5H0V60*K*AAA* |  |  | EA*5X61M24A*+WALLCON | *95CSU0802120B* | 56000 | 18 | 8.5 | 60000 | 42000 | 70% | 2.02 | 0 | 8.5 |  |  |  | No | R-454B | 4.6667 | Residential & Commercial | No
215678062 | Central HP <5.4 tons | TEMPSTAR | HRCU-A-CB (Split System: Heat Pump with Remote Outdoor Unit-Air-Source) | T5H0V60*K*AAA* |  |  | ESH5X60M12A*+WALLCON | *80CTL0701716B* | 54000 | 16.5 | 8.5 | 59000 | 41500 | 70.34% | 1.9 | 0 | 9 |  |  |  | No | R-454B | 4.5 | Residential & Commercial | No
215675412 | Central HP <5.4 tons | TEMPSTAR | HRCU-A-CB (Split System: Heat Pump with Remote Outdoor Unit-Air-Source) | T5H0V48*K*AAA* |  |  | EVM5X48M21A*+WALLCON | *95CSU0601716B* | 46500 | 17.5 | 9 | 50000 | 37000 | 74% | 1.98 | 0 | 9.5 |  |  |  | No | R-454B | 3.875 | Residential & Commercial | No
215676162 | Central HP <5.4 tons | TEMPSTAR | HRCU-A-CB (Split System: Heat Pump with Remote Outdoor Unit-Air-Source) | T5H0V48*K*AAA* |  |  | EVD5X48M21A*+WALLCON | *96CTN0801714B* | 46500 | 18 | 9 | 50000 | 35600 | 71.2% | 2 | 0 | 9.5 |  |  |  | No | R-454B | 3.875 | Residential & Commercial | No
215682662 | Central HP <5.4 tons | TEMPSTAR | HRCU-A-CB (Split System: Heat Pump with Remote Outdoor Unit-Air-Source) | T5H0V60*K*AAA* |  |  | EA*5X61M24A*+WALLCON | *96CTN0802120B* | 56000 | 18.5 | 9 | 60000 | 42000 | 70% | 2.02 | 0 | 9 |  |  |  | No | R-454B | 4.6667 | Residential & Commercial | No
215682742 | Central HP <5.4 tons | TEMPSTAR | HRCU-A-CB (Split System: Heat Pump with Remote Outdoor Unit-Air-Source) | T5H0V60*K*AAA* |  |  | ESH5X60M12A*+WALLCON | *80CSU0601716B* | 54500 | 17 | 8.5 | 58500 | 41000 | 70.09% | 1.92 | 0 | 9 |  |  |  | No | R-454B | 4.5417 | Residential & Commercial | No
215679852 | Central HP <5.4 tons | TEMPSTAR | HRCU-A-CB (Split System: Heat Pump with Remote Outdoor Unit-Air-Source) | T5H0V36*K*AAA* |  |  | ESH5X42M12A*+WALLCON | *97CTN1002122A* | 34000 | 16.5 | 8.5 | 35600 | 25200 | 70.79% | 1.78 | 0 | 9.5 |  |  |  | No | R-454B | 2.8333 | Residential & Commercial | No
215682812 | Central HP <5.4 tons | TEMPSTAR | HRCU-A-CB (Split System: Heat Pump with Remote Outdoor Unit-Air-Source) | T5H0V60*K*AAA* |  |  | EVM5X60M21A*+WALLCON | *80CSU0401712B* | 56000 | 18 | 8.5 | 60500 | 43500 | 71.9% | 2.12 | 0 | 9.5 |  |  |  | No | R-454B | 4.6667 | Residential & Commercial | No
215676982 | Central HP <5.4 tons | TEMPSTAR | HRCU-A-CB (Split System: Heat Pump with Remote Outdoor Unit-Air-Source) | T5H0V60*K*AAA* |  |  | EVM5X60M21A*+WALLCON | *80CSU1002120A* | 56500 | 18 | 9 | 64000 | 45000 | 70.31% | 2.08 | 0 | 9 |  |  |  | No | R-454B | 4.7083 | Residential & Commercial | No
215677032 | Central HP <5.4 tons | TEMPSTAR | HRCU-A-CB (Split System: Heat Pump with Remote Outdoor Unit-Air-Source) | T5H0V60*K*AAA* |  |  | EVM5X60M21A*+WALLCON | *95CSU0802120B* | 56500 | 18 | 9 | 64000 | 45000 | 70.31% | 2.06 | 0 | 9 |  |  |  | No | R-454B | 4.7083 | Residential & Commercial | No
215668627 | Central HP <5.4 tons | TEMPSTAR | HRCU-A-CB (Split System: Heat Pump with Remote Outdoor Unit-Air-Source) | T5H0V36*K*AAA* |  |  | EA*5X37M17A*+WALLCON | *96CTN0801714B* | 33800 | 17.5 | 9 | 35800 | 25600 | 71.51% | 1.88 | 0 | 9.5 |  |  |  | No | R-454B | 2.8167 | Residential & Commercial | No
215668659 | Central HP <5.4 tons | TEMPSTAR | HRCU-A-CB (Split System: Heat Pump with Remote Outdoor Unit-Air-Source) | T5H0V36*K*AAA* |  |  | EA*5X37M21A*+WALLCON | *80CTL0451712B* | 34000 | 17.5 | 9 | 35600 | 25400 | 71.35% | 1.86 | 0 | 9.5 |  |  |  | No | R-454B | 2.8333 | Residential & Commercial | No
215679822 | Central HP <5.4 tons | TEMPSTAR | HRCU-A-CB (Split System: Heat Pump with Remote Outdoor Unit-Air-Source) | T5H0V36*K*AAA* |  |  | ESH5X42M12A*+WALLCON | *97CTN0601716A* | 33600 | 16 | 8.5 | 35800 | 25600 | 71.51% | 1.76 | 0 | 9 |  |  |  | No | R-454B | 2.8 | Residential & Commercial | No
215679922 | Central HP <5.4 tons | TEMPSTAR | HRCU-A-CB (Split System: Heat Pump with Remote Outdoor Unit-Air-Source) | T5H0V36*K*AAA* |  |  | ESH5X48M12A*+WALLCON | *97CTN1002122A* | 34200 | 16.5 | 8.5 | 35400 | 25200 | 71.19% | 1.9 | 0 | 9.5 |  |  |  | No | R-454B | 2.85 | Residential & Commercial | No
215679942 | Central HP <5.4 tons | TEMPSTAR | HRCU-A-CB (Split System: Heat Pump with Remote Outdoor Unit-Air-Source) | T5H0V36*K*AAA* |  |  | ESH5X60M12A*+WALLCON | *96CTN0802120B* | 34600 | 16.5 | 8.5 | 34600 | 24800 | 71.68% | 1.8 | 0 | 9.5 |  |  |  | No | R-454B | 2.8833 | Residential & Commercial | No
215679972 | Central HP <5.4 tons | TEMPSTAR | HRCU-A-CB (Split System: Heat Pump with Remote Outdoor Unit-Air-Source) | T5H0V36*K*AAA* |  |  | ESH5X60M12A*+WALLCON | *97CTN0601716A* | 34200 | 16 | 8.5 | 34800 | 25200 | 72.41% | 1.8 | 0 | 9 |  |  |  | No | R-454B | 2.85 | Residential & Commercial | No
215677602 | Central HP <5.4 tons | TEMPSTAR | HRCU-A-CB (Split System: Heat Pump with Remote Outdoor Unit-Air-Source) | T5H0V60*K*AAA* |  |  | EVD5X61M21A*+WALLCON | *95CSU0802120B* | 57000 | 18 | 9 | 64000 | 45000 | 70.31% | 2.08 | 0 | 9 |  |  |  | No | R-454B | 4.75 | Residential & Commercial | No
215318956 | Central HP <5.4 tons | DAY & NIGHT | HRCU-A-CB (Split System: Heat Pump with Remote Outdoor Unit-Air-Source) | D5CURAH60AAK |  |  | D5FUAAH60XAK |  | 54000 | 15.2 | 8.4 | 54000 | 38000 | 70.37% | 1.8 | 0 | 8.7 |  |  |  | No | R-454B | 4.5 | Residential & Commercial | No
215681312 | Central HP <5.4 tons | TEMPSTAR | HRCU-A-CB (Split System: Heat Pump with Remote Outdoor Unit-Air-Source) | T5H0V48*K*AAA* |  |  | EA*5X48M21A*+WALLCON | *80CSU0401712B* | 44000 | 17.5 | 9 | 48500 | 34000 | 70.1% | 2.04 | 0 | 9.5 |  |  |  | No | R-454B | 3.6667 | Residential & Commercial | No
215668619 | Central HP <5.4 tons | TEMPSTAR | HRCU-A-CB (Split System: Heat Pump with Remote Outdoor Unit-Air-Source) | T5H0V36*K*AAA* |  |  | EA*5X37M17A*+WALLCON | *96CTN0601714B* | 33800 | 17.5 | 9 | 35800 | 25600 | 71.51% | 1.86 | 0 | 9.5 |  |  |  | No | R-454B | 2.8167 | Residential & Commercial | No
215682632 | Central HP <5.4 tons | TEMPSTAR | HRCU-A-CB (Split System: Heat Pump with Remote Outdoor Unit-Air-Source) | T5H0V60*K*AAA* |  |  | EA*5X60M24A*+WALLCON | *97CTN1202422A* | 55000 | 18.5 | 9 | 59000 | 41500 | 70.34% | 2.02 | 0 | 9 |  |  |  | No | R-454B | 4.5833 | Residential & Commercial | No
215675202 | Central HP <5.4 tons | TEMPSTAR | HRCU-A-CB (Split System: Heat Pump with Remote Outdoor Unit-Air-Source) | T5H0V48*K*AAA* |  |  | ESH5X60M12A*+WALLCON | *80CTL0901716B* | 45500 | 16.5 | 8.5 | 48000 | 34000 | 70.83% | 2.06 | 0 | 9.5 |  |  |  | No | R-454B | 3.7917 | Residential & Commercial | No
215682882 | Central HP <5.4 tons | TEMPSTAR | HRCU-A-CB (Split System: Heat Pump with Remote Outdoor Unit-Air-Source) | T5H0V60*K*AAA* |  |  | EVM5X60M24A*+WALLCON | *80CSU0802120B* | 57000 | 18 | 9 | 62500 | 44000 | 70.4% | 2.1 | 0 | 9.5 |  |  |  | No | R-454B | 4.75 | Residential & Commercial | No
215675702 | Central HP <5.4 tons | TEMPSTAR | HRCU-A-CB (Split System: Heat Pump with Remote Outdoor Unit-Air-Source) | T5H0V48*K*AAA* |  |  | EVM5X60M21A*+WALLCON | *80CTL0451712B* | 47500 | 18 | 9 | 50000 | 37600 | 75.2% | 1.98 | 0 | 9.5 |  |  |  | No | R-454B | 3.9583 | Residential & Commercial | No
215681362 | Central HP <5.4 tons | TEMPSTAR | HRCU-A-CB (Split System: Heat Pump with Remote Outdoor Unit-Air-Source) | T5H0V48*K*AAA* |  |  | EA*5X48M21A*+WALLCON | *97CTN0802120A* | 44000 | 17.5 | 9 | 48500 | 34200 | 70.52% | 2.06 | 0 | 9.5 |  |  |  | No | R-454B | 3.6667 | Residential & Commercial | No
215683132 | Central HP <5.4 tons | TEMPSTAR | HRCU-A-CB (Split System: Heat Pump with Remote Outdoor Unit-Air-Source) | T5H0V60*K*AAA* |  |  | EVD5X61M21A*+WALLCON | *80CSU0401712B* | 56500 | 18 | 9 | 61500 | 43500 | 70.73% | 2.12 | 0 | 9.5 |  |  |  | No | R-454B | 4.7083 | Residential & Commercial | No
215683940 | Central HP <5.4 tons | BRYANT HEATING AND COOLING SYSTEMS | HRCU-A-CB (Split System: Heat Pump with Remote Outdoor Unit-Air-Source) | 290VAN036**AA* |  |  | CAA**4221AM*+UI | 88*TB48070C17*** | 33000 | 17.5 | 9 | 36000 | 25800 | 71.67% | 1.86 | 0 | 9.5 |  |  |  | No | R-454B | 2.75 | Residential & Commercial | No
215683974 | Central HP <5.4 tons | BRYANT HEATING AND COOLING SYSTEMS | HRCU-A-CB (Split System: Heat Pump with Remote Outdoor Unit-Air-Source) | 290VAN036**AA* |  |  | CAA**4321AM*+UI | 83*CA48060C17*** | 34400 | 18 | 9 | 35400 | 25200 | 71.19% | 1.9 | 0 | 9.5 |  |  |  | No | R-454B | 2.8667 | Residential & Commercial | No
215683582 | Central HP <5.4 tons | BRYANT HEATING AND COOLING SYSTEMS | HRCU-A-CB (Split System: Heat Pump with Remote Outdoor Unit-Air-Source) | 290VAN024**AA* |  |  | CAA**2417AM*+UI | 88*TB36045C17*** | 22600 | 16.5 | 9 | 24200 | 17000 | 70.25% | 1.94 | 0 | 9.5 |  |  |  | No | R-454B | 1.8833 | Residential & Commercial | No
215677192 | Central HP <5.4 tons | TEMPSTAR | HRCU-A-CB (Split System: Heat Pump with Remote Outdoor Unit-Air-Source) | T5H0V60*K*AAA* |  |  | EVM5X60M24A*+WALLCON | *97CMN1202422B* | 56500 | 18.5 | 9 | 63000 | 44500 | 70.63% | 2.08 | 0 | 9 |  |  |  | No | R-454B | 4.7083 | Residential & Commercial | No
215676122 | Central HP <5.4 tons | TEMPSTAR | HRCU-A-CB (Split System: Heat Pump with Remote Outdoor Unit-Air-Source) | T5H0V48*K*AAA* |  |  | EVD5X48M21A*+WALLCON | *80CTL0701716B* | 46500 | 18 | 9 | 50000 | 36800 | 73.6% | 1.98 | 0 | 9.5 |  |  |  | No | R-454B | 3.875 | Residential & Commercial | No
215677792 | Central HP <5.4 tons | TEMPSTAR | HRCU-A-CB (Split System: Heat Pump with Remote Outdoor Unit-Air-Source) | T5H0V60*K*AAA* |  |  | EA*5X60M24A*+WALLCON | *80CTL1102120B* | 55000 | 18.5 | 9 | 59000 | 41500 | 70.34% | 2.02 | 0 | 9 |  |  |  | No | R-454B | 4.5833 | Residential & Commercial | No
215682702 | Central HP <5.4 tons | TEMPSTAR | HRCU-A-CB (Split System: Heat Pump with Remote Outdoor Unit-Air-Source) | T5H0V60*K*AAA* |  |  | EA*5X61M24A*+WALLCON | *97CTN1002122A* | 56000 | 18.5 | 9 | 60000 | 42000 | 70% | 2.02 | 0 | 9 |  |  |  | No | R-454B | 4.6667 | Residential & Commercial | No
215674027 | Central HP <5.4 tons | AIRQUEST | HRCU-A-CB (Split System: Heat Pump with Remote Outdoor Unit-Air-Source) | H5H0V48*K*AAA* |  |  | EA*5X48M21A*+WALLCON | *80CTL0701716B* | 44000 | 17.5 | 9 | 49000 | 34400 | 70.2% | 2.04 | 0 | 9.5 |  |  |  | No | R-454B | 3.6667 | Residential & Commercial | No
215683682 | Central HP <5.4 tons | BRYANT HEATING AND COOLING SYSTEMS | HRCU-A-CB (Split System: Heat Pump with Remote Outdoor Unit-Air-Source) | 290VAN024**AA* |  |  | CAA**3717AM*+UI | 986TD30040C14*** | 23400 | 16 | 9 | 24000 | 16900 | 70.42% | 1.98 | 0 | 9.5 |  |  |  | No | R-454B | 1.95 | Residential & Commercial | No
215683872 | Central HP <5.4 tons | BRYANT HEATING AND COOLING SYSTEMS | HRCU-A-CB (Split System: Heat Pump with Remote Outdoor Unit-Air-Source) | 290VAN036**AA* |  |  | CAA**3717AM*+UI | 88*TB36045C17*** | 33600 | 17 | 9 | 36000 | 25800 | 71.67% | 1.86 | 0 | 9 |  |  |  | No | R-454B | 2.8 | Residential & Commercial | No
215683660 | Central HP <5.4 tons | BRYANT HEATING AND COOLING SYSTEMS | HRCU-A-CB (Split System: Heat Pump with Remote Outdoor Unit-Air-Source) | 290VAN024**AA* |  |  | CAA**3617AM*+UI | 986TD30040C14*** | 22600 | 16 | 8.5 | 24200 | 17000 | 70.25% | 1.84 | 0 | 9.5 |  |  |  | No | R-454B | 1.8833 | Residential & Commercial | No
215678142 | Central HP <5.4 tons | TEMPSTAR | HRCU-A-CB (Split System: Heat Pump with Remote Outdoor Unit-Air-Source) | T5H0V60*K*AAA* |  |  | ESH5X60M12A*+WALLCON | *97CMN0802120B* | 55500 | 17 | 8.5 | 60000 | 42000 | 70% | 1.9 | 0 | 8.5 |  |  |  | No | R-454B | 4.625 | Residential & Commercial | No
215679512 | Central HP <5.4 tons | TEMPSTAR | HRCU-A-CB (Split System: Heat Pump with Remote Outdoor Unit-Air-Source) | T5H0V36*K*AAA* |  |  | EA*5X48M21A*+WALLCON | *80CSU0601716B* | 33800 | 18 | 9 | 35000 | 25000 | 71.43% | 1.9 | 0 | 9.5 |  |  |  | No | R-454B | 2.8167 | Residential & Commercial | No
215679632 | Central HP <5.4 tons | TEMPSTAR | HRCU-A-CB (Split System: Heat Pump with Remote Outdoor Unit-Air-Source) | T5H0V36*K*AAA* |  |  | EA*5X61M21A*+WALLCON | *97CTN0601716A* | 34400 | 17.5 | 9 | 34600 | 25200 | 72.83% | 1.9 | 0 | 9.5 |  |  |  | No | R-454B | 2.8667 | Residential & Commercial | No
215683878 | Central HP <5.4 tons | BRYANT HEATING AND COOLING SYSTEMS | HRCU-A-CB (Split System: Heat Pump with Remote Outdoor Unit-Air-Source) | 290VAN036**AA* |  |  | CAA**3717AM*+UI | 88*TB48090C17*** | 34000 | 17.5 | 9 | 35800 | 25400 | 70.95% | 1.88 | 0 | 9.5 |  |  |  | No | R-454B | 2.8333 | Residential & Commercial | No
215683886 | Central HP <5.4 tons | BRYANT HEATING AND COOLING SYSTEMS | HRCU-A-CB (Split System: Heat Pump with Remote Outdoor Unit-Air-Source) | 290VAN036**AA* |  |  | CAA**3717AM*+UI | 986TD30040C14*** | 32600 | 16 | 8.5 | 36200 | 25600 | 70.72% | 1.76 | 0 | 9.5 |  |  |  | No | R-454B | 2.7167 | Residential & Commercial | No
215684016 | Central HP <5.4 tons | BRYANT HEATING AND COOLING SYSTEMS | HRCU-A-CB (Split System: Heat Pump with Remote Outdoor Unit-Air-Source) | 290VAN036**AA* |  |  | CSAH*3612AM*+UI | 88*TB36070C14*** | 33400 | 16.5 | 8.5 | 35800 | 25600 | 71.51% | 1.76 | 0 | 9 |  |  |  | No | R-454B | 2.7833 | Residential & Commercial | No
215684018 | Central HP <5.4 tons | BRYANT HEATING AND COOLING SYSTEMS | HRCU-A-CB (Split System: Heat Pump with Remote Outdoor Unit-Air-Source) | 290VAN036**AA* |  |  | CSAH*3612AM*+UI | 88*TB48070C17*** | 33600 | 16.5 | 8.5 | 35800 | 25600 | 71.51% | 1.78 | 0 | 9 |  |  |  | No | R-454B | 2.8 | Residential & Commercial | No
215684068 | Central HP <5.4 tons | BRYANT HEATING AND COOLING SYSTEMS | HRCU-A-CB (Split System: Heat Pump with Remote Outdoor Unit-Air-Source) | 290VAN036**AA* |  |  | CSAH*4212AM*+UI | 88*TB60070C21*** | 34000 | 16.5 | 8.5 | 35600 | 25400 | 71.35% | 1.76 | 0 | 9.5 |  |  |  | No | R-454B | 2.8333 | Residential & Commercial | No
215684102 | Central HP <5.4 tons | BRYANT HEATING AND COOLING SYSTEMS | HRCU-A-CB (Split System: Heat Pump with Remote Outdoor Unit-Air-Source) | 290VAN036**AA* |  |  | CSAH*4212AM*+UI | 986TD66120C24*** | 34000 | 16.5 | 8.5 | 35600 | 25200 | 70.79% | 1.78 | 0 | 9.5 |  |  |  | No | R-454B | 2.8333 | Residential & Commercial | No
215683920 | Central HP <5.4 tons | BRYANT HEATING AND COOLING SYSTEMS | HRCU-A-CB (Split System: Heat Pump with Remote Outdoor Unit-Air-Source) | 290VAN036**AA* |  |  | CAA**3721AM*+UI | 987MC42080C17*** | 34200 | 17.5 | 9 | 35400 | 25400 | 71.75% | 1.88 | 0 | 9.5 |  |  |  | No | R-454B | 2.85 | Residential & Commercial | No
215684040 | Central HP <5.4 tons | BRYANT HEATING AND COOLING SYSTEMS | HRCU-A-CB (Split System: Heat Pump with Remote Outdoor Unit-Air-Source) | 290VAN036**AA* |  |  | CSAH*3612AM*+UI | 987MC42080C17*** | 33400 | 16 | 8.5 | 35800 | 25600 | 71.51% | 1.76 | 0 | 9 |  |  |  | No | R-454B | 2.7833 | Residential & Commercial | No
215684056 | Central HP <5.4 tons | BRYANT HEATING AND COOLING SYSTEMS | HRCU-A-CB (Split System: Heat Pump with Remote Outdoor Unit-Air-Source) | 290VAN036**AA* |  |  | CSAH*4212AM*+UI | 83*CA36040C17*** | 34000 | 16.5 | 8.5 | 35600 | 25400 | 71.35% | 1.76 | 0 | 9.5 |  |  |  | No | R-454B | 2.8333 | Residential & Commercial | No
215684074 | Central HP <5.4 tons | BRYANT HEATING AND COOLING SYSTEMS | HRCU-A-CB (Split System: Heat Pump with Remote Outdoor Unit-Air-Source) | 290VAN036**AA* |  |  | CSAH*4212AM*+UI | 88*TB60110C21*** | 34000 | 16.5 | 8.5 | 35600 | 25200 | 70.79% | 1.78 | 0 | 9.5 |  |  |  | No | R-454B | 2.8333 | Residential & Commercial | No
212972480 | Central HP <5.4 tons | TEMPSTAR | HRCU-A-CB (Split System: Heat Pump with Remote Outdoor Unit-Air-Source) | DLCURAH30ABK |  |  | EA*4X42L24A* | *80VTL1102122B* | 29800 | 15.2 | 8.1 | 34200 | 27600 | 80.7% | 1.8 | 0 | 9 |  |  |  | No | R-410A | 2.4833 | Residential & Commercial | No
215683916 | Central HP <5.4 tons | BRYANT HEATING AND COOLING SYSTEMS | HRCU-A-CB (Split System: Heat Pump with Remote Outdoor Unit-Air-Source) | 290VAN036**AA* |  |  | CAA**3721AM*+UI | 987MC42060C17*** | 34200 | 17.5 | 9 | 35600 | 25400 | 71.35% | 1.88 | 0 | 9.5 |  |  |  | No | R-454B | 2.85 | Residential & Commercial | No
215683918 | Central HP <5.4 tons | BRYANT HEATING AND COOLING SYSTEMS | HRCU-A-CB (Split System: Heat Pump with Remote Outdoor Unit-Air-Source) | 290VAN036**AA* |  |  | CAA**3721AM*+UI | 987MC60060C21*** | 34200 | 17.5 | 9 | 35400 | 25400 | 71.75% | 1.88 | 0 | 9.5 |  |  |  | No | R-454B | 2.85 | Residential & Commercial | No
215683934 | Central HP <5.4 tons | BRYANT HEATING AND COOLING SYSTEMS | HRCU-A-CB (Split System: Heat Pump with Remote Outdoor Unit-Air-Source) | 290VAN036**AA* |  |  | CAA**4221AM*+UI | 83*CA48060C17*** | 33000 | 17.5 | 8.5 | 35800 | 25600 | 71.51% | 1.86 | 0 | 9.5 |  |  |  | No | R-454B | 2.75 | Residential & Commercial | No
215684052 | Central HP <5.4 tons | BRYANT HEATING AND COOLING SYSTEMS | HRCU-A-CB (Split System: Heat Pump with Remote Outdoor Unit-Air-Source) | 290VAN036**AA* |  |  | CSAH*3612AM*+UI | 986TD66100C21*** | 33800 | 16.5 | 8.5 | 35800 | 25400 | 70.95% | 1.76 | 0 | 9.5 |  |  |  | No | R-454B | 2.8167 | Residential & Commercial | No
215684100 | Central HP <5.4 tons | BRYANT HEATING AND COOLING SYSTEMS | HRCU-A-CB (Split System: Heat Pump with Remote Outdoor Unit-Air-Source) | 290VAN036**AA* |  |  | CSAH*4212AM*+UI | 986TD66100C21*** | 34000 | 16.5 | 8.5 | 35600 | 25200 | 70.79% | 1.78 | 0 | 9.5 |  |  |  | No | R-454B | 2.8333 | Residential & Commercial | No
215683072 | Central HP <5.4 tons | TEMPSTAR | HRCU-A-CB (Split System: Heat Pump with Remote Outdoor Unit-Air-Source) | T5H0V60*K*AAA* |  |  | EVD5X60M24A*+WALLCON | *80CSU0802120B* | 57000 | 18 | 9 | 62500 | 44000 | 70.4% | 2.1 | 0 | 9.5 |  |  |  | No | R-454B | 4.75 | Residential & Commercial | No
215683142 | Central HP <5.4 tons | TEMPSTAR | HRCU-A-CB (Split System: Heat Pump with Remote Outdoor Unit-Air-Source) | T5H0V60*K*AAA* |  |  | EVD5X61M21A*+WALLCON | *80CSU0601716B* | 56500 | 18 | 9 | 61000 | 43500 | 71.31% | 2.1 | 0 | 9.5 |  |  |  | No | R-454B | 4.7083 | Residential & Commercial | No
215683192 | Central HP <5.4 tons | TEMPSTAR | HRCU-A-CB (Split System: Heat Pump with Remote Outdoor Unit-Air-Source) | T5H0V60*K*AAA* |  |  | EVD5X61M24A*+WALLCON | *96CTN0802120B* | 57500 | 18.5 | 9 | 64000 | 45000 | 70.31% | 2.08 | 0 | 9 |  |  |  | No | R-454B | 4.7917 | Residential & Commercial | No
213077389 | Central HP <5.4 tons | COMFORTMAKER | HRCU-A-CB (Split System: Heat Pump with Remote Outdoor Unit-Air-Source) | DLCURAH36ABK |  |  | EA*4X42L21A* | *96VTN0801716B* | 35000 | 15.5 | 8.1 | 38500 | 35200 | 91.43% | 1.86 | 0 | 9.5 |  |  |  | No | R-410A | 2.9167 | Residential & Commercial | No
212972465 | Central HP <5.4 tons | HEIL | HRCU-A-CB (Split System: Heat Pump with Remote Outdoor Unit-Air-Source) | DLCURAH30ABK |  |  | EA*4X42L21A* | *80VTL1102122B* | 29800 | 15.2 | 8.1 | 34200 | 27600 | 80.7% | 1.8 | 0 | 9 |  |  |  | No | R-410A | 2.4833 | Residential & Commercial | No
215674113 | Central HP <5.4 tons | TEMPSTAR | HRCU-A-CB (Split System: Heat Pump with Remote Outdoor Unit-Air-Source) | T5H0V48*K*AAA* |  |  | EA*5X48M21A*+WALLCON | *97CMN0801714B* | 44000 | 17 | 9 | 49000 | 34600 | 70.61% | 2.04 | 0 | 9 |  |  |  | No | R-454B | 3.6667 | Residential & Commercial | No
213078491 | Central HP <5.4 tons | COMFORTMAKER | HRCU-A-CB (Split System: Heat Pump with Remote Outdoor Unit-Air-Source) | DLCURAH36ABK |  |  | EA*4X36L21A* | *80MS(N,L)0902120A* | 35200 | 16.5 | 8.1 | 38500 | 35200 | 91.43% | 1.84 | 0 | 9.5 |  |  |  | No | R-410A | 2.9333 | Residential & Commercial | No
213079734 | Central HP <5.4 tons | COMFORTMAKER | HRCU-A-CB (Split System: Heat Pump with Remote Outdoor Unit-Air-Source) | DLCURAH36ABK |  |  | EA*4X36L21A* | *92MSN1002120A* | 35000 | 16.5 | 8.1 | 38500 | 35200 | 91.43% | 1.82 | 0 | 9.5 |  |  |  | No | R-410A | 2.9167 | Residential & Commercial | No
213077337 | Central HP <5.4 tons | COMFORTMAKER | HRCU-A-CB (Split System: Heat Pump with Remote Outdoor Unit-Air-Source) | DLCURAH36ABK |  |  | EA*4X36L17A* | *96VTN0801716B* | 35200 | 15.2 | 8.1 | 39000 | 35400 | 90.77% | 1.82 | 0 | 9.5 |  |  |  | No | R-410A | 2.9333 | Residential & Commercial | No
213080379 | Central HP <5.4 tons | COMFORTMAKER | HRCU-A-CB (Split System: Heat Pump with Remote Outdoor Unit-Air-Source) | DLCURAH36ABK |  |  | EA*4X36L21A* | *96MSN1002122A* | 35000 | 16 | 8.1 | 38500 | 35200 | 91.43% | 1.82 | 0 | 9.5 |  |  |  | No | R-410A | 2.9167 | Residential & Commercial | No
211239767 | Central HP <5.4 tons | CARRIER | HRCU-A-CB (Split System: Heat Pump with Remote Outdoor Unit-Air-Source) | 38MURAQ24AB3* |  |  | CAP**3017AL* | 59SP6A040V17**12 | 23200 | 16 | 8.5 | 25800 | 24200 | 93.8% | 2 | 0 | 9.5 |  |  |  | No | R-410A | 1.9333 | Residential & Commercial | No
211239878 | Central HP <5.4 tons | CARRIER | HRCU-A-CB (Split System: Heat Pump with Remote Outdoor Unit-Air-Source) | 38MURAQ24AB3* |  |  | CAP**3621AL* | 59SC5B040E17**12 | 24200 | 15.2 | 8.5 | 26400 | 22600 | 85.61% | 1.84 | 0 | 9.5 |  |  |  | No | R-410A | 2.0167 | Residential & Commercial | No
215683896 | Central HP <5.4 tons | BRYANT HEATING AND COOLING SYSTEMS | HRCU-A-CB (Split System: Heat Pump with Remote Outdoor Unit-Air-Source) | 290VAN036**AA* |  |  | CAA**3721AM*+UI | 83*CA60100C21*** | 34400 | 17.5 | 9 | 35400 | 25200 | 71.19% | 1.9 | 0 | 9.5 |  |  |  | No | R-454B | 2.8667 | Residential & Commercial | No
215683898 | Central HP <5.4 tons | BRYANT HEATING AND COOLING SYSTEMS | HRCU-A-CB (Split System: Heat Pump with Remote Outdoor Unit-Air-Source) | 290VAN036**AA* |  |  | CAA**3721AM*+UI | 88*TB36045C17*** | 34000 | 17.5 | 9 | 35600 | 25400 | 71.35% | 1.86 | 0 | 9.5 |  |  |  | No | R-454B | 2.8333 | Residential & Commercial | No
212984541 | Central HP <5.4 tons | CARRIER | HRCU-A-CB (Split System: Heat Pump with Remote Outdoor Unit-Air-Source) | 38MURAQ30AB3* |  |  | CNPV*4217AL* | 59SC2E080M17**16 | 30000 | 15.2 | 8.1 | 34000 | 27200 | 80% | 1.82 | 0 | 9 |  |  |  | No | R-410A | 2.5 | Residential & Commercial | No
212987764 | Central HP <5.4 tons | COMFORTMAKER | HRCU-A-CB (Split System: Heat Pump with Remote Outdoor Unit-Air-Source) | DLCURAH30ABK |  |  | EA*4X43L21A* | *96MSN0802120A* | 30200 | 15.2 | 8.1 | 33400 | 26400 | 79.04% | 1.84 | 0 | 9 |  |  |  | No | R-410A | 2.5167 | Residential & Commercial | No
213075877 | Central HP <5.4 tons | AIRQUEST | HRCU-A-CB (Split System: Heat Pump with Remote Outdoor Unit-Air-Source) | DLCURAH36ABK |  |  | EA*4X36L21A* | *95MSU1002120A* | 35200 | 16 | 8.1 | 38500 | 35200 | 91.43% | 1.84 | 0 | 9.5 |  |  |  | No | R-410A | 2.9333 | Residential & Commercial | No
215682932 | Central HP <5.4 tons | TEMPSTAR | HRCU-A-CB (Split System: Heat Pump with Remote Outdoor Unit-Air-Source) | T5H0V60*K*AAA* |  |  | EVM5X61M24A*+WALLCON | *96CTN0802120B* | 57500 | 18.5 | 9 | 64000 | 45000 | 70.31% | 2.08 | 0 | 9 |  |  |  | No | R-454B | 4.7917 | Residential & Commercial | No
215683182 | Central HP <5.4 tons | TEMPSTAR | HRCU-A-CB (Split System: Heat Pump with Remote Outdoor Unit-Air-Source) | T5H0V60*K*AAA* |  |  | EVD5X61M21A*+WALLCON | *97CTN1002122A* | 57500 | 18.5 | 9 | 64000 | 45000 | 70.31% | 2.06 | 0 | 9 |  |  |  | No | R-454B | 4.7917 | Residential & Commercial | No
212978073 | Central HP <5.4 tons | HEIL | HRCU-A-CB (Split System: Heat Pump with Remote Outdoor Unit-Air-Source) | DLCURAH30ABK |  |  | END4X42L17** | *80MS(N,L)0701412A* | 29800 | 15.2 | 8.1 | 34000 | 27200 | 80% | 1.82 | 0 | 9 |  |  |  | No | R-410A | 2.4833 | Residential & Commercial | No
212980935 | Central HP <5.4 tons | BRYANT HEATING AND COOLING SYSTEMS | HRCU-A-CB (Split System: Heat Pump with Remote Outdoor Unit-Air-Source) | 38MURAQ30AB3* |  |  | CAP**4224AL* | 8(0,1)*SB60110M21*** | 30400 | 15.2 | 8.1 | 34400 | 27400 | 79.65% | 1.82 | 0 | 9 |  |  |  | No | R-410A | 2.5333 | Residential & Commercial | No
212981218 | Central HP <5.4 tons | BRYANT HEATING AND COOLING SYSTEMS | HRCU-A-CB (Split System: Heat Pump with Remote Outdoor Unit-Air-Source) | 38MURAQ30AB3* |  |  | CAP**4224AL* | 8(0,1)*SB60135M24*** | 30200 | 15.2 | 8.1 | 34400 | 27400 | 79.65% | 1.8 | 0 | 9 |  |  |  | No | R-410A | 2.5167 | Residential & Commercial | No
212982157 | Central HP <5.4 tons | BRYANT HEATING AND COOLING SYSTEMS | HRCU-A-CB (Split System: Heat Pump with Remote Outdoor Unit-Air-Source) | 38MURAQ30AB3* |  |  | CAP**4221AL* | 83*SB36040M17*** | 30000 | 15.2 | 8.5 | 33800 | 27400 | 81.07% | 1.78 | 0 | 9 |  |  |  | No | R-410A | 2.5 | Residential & Commercial | No
212982925 | Central HP <5.4 tons | BRYANT HEATING AND COOLING SYSTEMS | HRCU-A-CB (Split System: Heat Pump with Remote Outdoor Unit-Air-Source) | 38MURAQ30AB3* |  |  | CAP**3621AL* | 83*SB60080M21*** | 29400 | 15.2 | 8.5 | 33800 | 28000 | 82.84% | 1.76 | 0 | 9 |  |  |  | No | R-410A | 2.45 | Residential & Commercial | No
215681702 | Central HP <5.4 tons | TEMPSTAR | HRCU-A-CB (Split System: Heat Pump with Remote Outdoor Unit-Air-Source) | T5H0V48*K*AAA* |  |  | ESH5X60M12A*+WALLCON | *80CSU0802120B* | 45500 | 17 | 8.5 | 48000 | 33600 | 70% | 2.06 | 0 | 9.5 |  |  |  | No | R-454B | 3.7917 | Residential & Commercial | No
211713269 | Central HP <5.4 tons | CARRIER | HRCU-A-CB (Split System: Heat Pump with Remote Outdoor Unit-Air-Source) | 38MURAQ30AB3* |  |  | CAP**4321AL* | 58S(B,C)*A090E17**14 | 30600 | 15.2 | 8.1 | 33200 | 26000 | 78.31% | 1.84 | 0 | 9 |  |  |  | No | R-410A | 2.55 | Residential & Commercial | No
211228113 | Central HP <5.4 tons | COMFORTMAKER | HRCU-A-CB (Split System: Heat Pump with Remote Outdoor Unit-Air-Source) | DLCURAH36ABK |  |  | EA*4X42L24A* | *96VTN0802120A* | 35000 | 16 | 8.1 | 38500 | 35000 | 90.91% | 1.86 | 0 | 9.5 |  |  |  | No | R-410A | 2.9167 | Residential & Commercial | No
213078961 | Central HP <5.4 tons | CARRIER | HRCU-A-CB (Split System: Heat Pump with Remote Outdoor Unit-Air-Source) | 38MURAQ36AB3* |  |  | CAP**3621AL* | 58SU*B060M17**16 | 35000 | 16.5 | 8.1 | 38500 | 35000 | 90.91% | 1.8 | 0 | 9.5 |  |  |  | No | R-410A | 2.9167 | Residential & Commercial | No
213079081 | Central HP <5.4 tons | CARRIER | HRCU-A-CB (Split System: Heat Pump with Remote Outdoor Unit-Air-Source) | 38MURAQ36AB3* |  |  | CAP**3621AL* | 58SU*B080M21**20 | 34800 | 16.5 | 8.1 | 38500 | 35200 | 91.43% | 1.82 | 0 | 9.5 |  |  |  | No | R-410A | 2.9 | Residential & Commercial | No
213077797 | Central HP <5.4 tons | COMFORTMAKER | HRCU-A-CB (Split System: Heat Pump with Remote Outdoor Unit-Air-Source) | DLCURAH36ABK |  |  | EA*4X42L24A* | *96VTN1202422B* | 35200 | 16 | 8.1 | 38500 | 35000 | 90.91% | 1.88 | 0 | 9.5 |  |  |  | No | R-410A | 2.9333 | Residential & Commercial | No
213078834 | Central HP <5.4 tons | COMFORTMAKER | HRCU-A-CB (Split System: Heat Pump with Remote Outdoor Unit-Air-Source) | DLCURAH36ABK |  |  | EA*4X36L21A* | *80MSU1002120A* | 35000 | 16 | 8.5 | 38500 | 35200 | 91.43% | 1.8 | 0 | 9.5 |  |  |  | No | R-410A | 2.9167 | Residential & Commercial | No
213080044 | Central HP <5.4 tons | COMFORTMAKER | HRCU-A-CB (Split System: Heat Pump with Remote Outdoor Unit-Air-Source) | DLCURAH36ABK |  |  | EA*4X42L21A* | *96MSN0801716A* | 35400 | 15.5 | 8.1 | 38500 | 35200 | 91.43% | 1.88 | 0 | 9.5 |  |  |  | No | R-410A | 2.95 | Residential & Commercial | No
212981111 | Central HP <5.4 tons | AIRQUEST | HRCU-A-CB (Split System: Heat Pump with Remote Outdoor Unit-Air-Source) | DLCURAH30ABK |  |  | EA*4X42L24A* | *80MS(N,L)1102420A* | 30000 | 15.5 | 8.1 | 34200 | 27600 | 80.7% | 1.8 | 0 | 9 |  |  |  | No | R-410A | 2.5 | Residential & Commercial | No
212984438 | Central HP <5.4 tons | COMFORTMAKER | HRCU-A-CB (Split System: Heat Pump with Remote Outdoor Unit-Air-Source) | DLCURAH30ABK |  |  | EA*4X36L17A* | *92MSN0801716A* | 29400 | 15.2 | 8.1 | 34000 | 28000 | 82.35% | 1.76 | 0 | 9 |  |  |  | No | R-410A | 2.45 | Residential & Commercial | No
213078822 | Central HP <5.4 tons | COMFORTMAKER | HRCU-A-CB (Split System: Heat Pump with Remote Outdoor Unit-Air-Source) | DLCURAH36ABK |  |  | EA*4X36L17A* | *80MSU1002120A* | 35400 | 15.5 | 8.1 | 39000 | 35400 | 90.77% | 1.84 | 0 | 9.5 |  |  |  | No | R-410A | 2.95 | Residential & Commercial | No
213079086 | Central HP <5.4 tons | COMFORTMAKER | HRCU-A-CB (Split System: Heat Pump with Remote Outdoor Unit-Air-Source) | DLCURAH36ABK |  |  | EA*4X36L21A* | *80MSU0601716A* | 35000 | 16.5 | 8.1 | 38500 | 35000 | 90.91% | 1.8 | 0 | 9.5 |  |  |  | No | R-410A | 2.9167 | Residential & Commercial | No
212982219 | Central HP <5.4 tons | AIRQUEST | HRCU-A-CB (Split System: Heat Pump with Remote Outdoor Unit-Air-Source) | DLCURAH30ABK |  |  | END4X42L17** | *80MSU0401712A* | 29800 | 15.2 | 8.5 | 33600 | 27000 | 80.36% | 1.82 | 0 | 9 |  |  |  | No | R-410A | 2.4833 | Residential & Commercial | No
212977044 | Central HP <5.4 tons | HEIL | HRCU-A-CB (Split System: Heat Pump with Remote Outdoor Unit-Air-Source) | DLCURAH30ABK |  |  | EA*4X42L24A* | *96VTN1002122B* | 30000 | 15.2 | 8.1 | 34200 | 27600 | 80.7% | 1.8 | 0 | 9 |  |  |  | No | R-410A | 2.5 | Residential & Commercial | No
215869158 | Central HP <5.4 tons | TRANE | HRCU-A-CB (Split System: Heat Pump with Remote Outdoor Unit-Air-Source) | 5TWV8X60A1 |  |  | 5TXCD010AS3 | S9V2C100D5VSB+LRP | 51000 | 18 | 8.5 | 53000 | 38500 | 72.64% | 1.9 | 0 | 9.8 |  |  |  | No | R-454B | 4.25 | Residential & Commercial | No
212984500 | Central HP <5.4 tons | HEIL | HRCU-A-CB (Split System: Heat Pump with Remote Outdoor Unit-Air-Source) | DLCURAH30ABK |  |  | EA*4X43L21A* | *92MSN0801716A* | 30400 | 15.5 | 8.1 | 33200 | 26400 | 79.52% | 1.84 | 0 | 9 |  |  |  | No | R-410A | 2.5333 | Residential & Commercial | No
212980973 | Central HP <5.4 tons | AIRQUEST | HRCU-A-CB (Split System: Heat Pump with Remote Outdoor Unit-Air-Source) | DLCURAH30ABK |  |  | EN(A,D,W)4X42L21** | *80MS(N,L)1102120A* | 30200 | 15.2 | 8.1 | 34400 | 27600 | 80.23% | 1.8 | 0 | 9 |  |  |  | No | R-410A | 2.5167 | Residential & Commercial | No
212977054 | Central HP <5.4 tons | HEIL | HRCU-A-CB (Split System: Heat Pump with Remote Outdoor Unit-Air-Source) | DLCURAH30ABK |  |  | EA*4X43L21A* | *96VTN1002122B* | 30400 | 15.2 | 8.1 | 33000 | 26400 | 80% | 1.84 | 0 | 9 |  |  |  | No | R-410A | 2.5333 | Residential & Commercial | No
212972908 | Central HP <5.4 tons | HEIL | HRCU-A-CB (Split System: Heat Pump with Remote Outdoor Unit-Air-Source) | DLCURAH24ABK |  |  | EA*4X24L17A* | *96VSN0401410B* | 23200 | 16 | 8.5 | 27000 | 26600 | 98.52% | 2.24 | 0 | 9.5 |  |  |  | No | R-410A | 1.9333 | Residential & Commercial | No
215674037 | Central HP <5.4 tons | AIRQUEST | HRCU-A-CB (Split System: Heat Pump with Remote Outdoor Unit-Air-Source) | H5H0V48*K*AAA* |  |  | EA*5X48M21A*+WALLCON | *80CTL0702120B* | 44000 | 17.5 | 9 | 48500 | 34200 | 70.52% | 2.06 | 0 | 9.5 |  |  |  | No | R-454B | 3.6667 | Residential & Commercial | No
215674337 | Central HP <5.4 tons | AIRQUEST | HRCU-A-CB (Split System: Heat Pump with Remote Outdoor Unit-Air-Source) | H5H0V48*K*AAA* |  |  | EA*5X61M21A*+WALLCON | *80CTL0701716B* | 45500 | 17.5 | 9 | 48000 | 34000 | 70.83% | 2.06 | 0 | 9.5 |  |  |  | No | R-454B | 3.7917 | Residential & Commercial | No
212974932 | Central HP <5.4 tons | HEIL | HRCU-A-CB (Split System: Heat Pump with Remote Outdoor Unit-Air-Source) | DLCURAH24ABK |  |  | EA*4X24L17A* | *96VTN0401410B* | 23000 | 16 | 8.5 | 27000 | 27000 | 100% | 2.28 | 0 | 9.5 |  |  |  | No | R-410A | 1.9167 | Residential & Commercial | No
213080800 | Central HP <5.4 tons | CARRIER | HRCU-A-CB (Split System: Heat Pump with Remote Outdoor Unit-Air-Source) | 38MURAQ36AB3* |  |  | CAP**4221AL* | 59SU5B080M21**20 | 35200 | 16 | 8.1 | 38500 | 35000 | 90.91% | 1.88 | 0 | 9.5 |  |  |  | No | R-410A | 2.9333 | Residential & Commercial | No
212974919 | Central HP <5.4 tons | HEIL | HRCU-A-CB (Split System: Heat Pump with Remote Outdoor Unit-Air-Source) | DLCURAH24ABK |  |  | EA*4X24L14A* | *96VTN0401410B* | 23000 | 16 | 8.5 | 27000 | 27200 | 100.7% | 2.3 | 0 | 9.5 |  |  |  | No | R-410A | 1.9167 | Residential & Commercial | No
212985004 | Central HP <5.4 tons | COMFORTMAKER | HRCU-A-CB (Split System: Heat Pump with Remote Outdoor Unit-Air-Source) | DLCURAH30ABK |  |  | EA*4X43L21A* | *92MSN0802120A* | 30600 | 15.5 | 8.5 | 33400 | 26400 | 79.04% | 1.86 | 0 | 9 |  |  |  | No | R-410A | 2.55 | Residential & Commercial | No
211712935 | Central HP <5.4 tons | COMFORTMAKER | HRCU-A-CB (Split System: Heat Pump with Remote Outdoor Unit-Air-Source) | DLCURAH30ABK |  |  | EA*4X42L24A* | *80ES(N,L)1552420A* | 29800 | 15.2 | 8.1 | 33800 | 27200 | 80.47% | 1.78 | 0 | 9 |  |  |  | No | R-410A | 2.4833 | Residential & Commercial | No
213080519 | Central HP <5.4 tons | HEIL | HRCU-A-CB (Split System: Heat Pump with Remote Outdoor Unit-Air-Source) | DLCURAH36ABK |  |  | EA*4X36L21A* | *95MSU0401712A* | 35000 | 15.2 | 8.1 | 39000 | 35400 | 90.77% | 1.82 | 0 | 9.5 |  |  |  | No | R-410A | 2.9167 | Residential & Commercial | No
213077479 | Central HP <5.4 tons | COMFORTMAKER | HRCU-A-CB (Split System: Heat Pump with Remote Outdoor Unit-Air-Source) | DLCURAH36ABK |  |  | EA*4X36L21A* | *96VTN0802120B* | 34800 | 16 | 8.1 | 38500 | 35200 | 91.43% | 1.82 | 0 | 9.5 |  |  |  | No | R-410A | 2.9 | Residential & Commercial | No
213078038 | Central HP <5.4 tons | COMFORTMAKER | HRCU-A-CB (Split System: Heat Pump with Remote Outdoor Unit-Air-Source) | DLCURAH36ABK |  |  | EA*4X36L17A* | *80MS(N,L)0701716A* | 35200 | 15.5 | 8.1 | 39000 | 35200 | 90.26% | 1.84 | 0 | 9.5 |  |  |  | No | R-410A | 2.9333 | Residential & Commercial | No
213080577 | Central HP <5.4 tons | COMFORTMAKER | HRCU-A-CB (Split System: Heat Pump with Remote Outdoor Unit-Air-Source) | DLCURAH36ABK |  |  | EA*4X48L21A* | *95MSU0401712A* | 35600 | 15.2 | 8.1 | 38000 | 34800 | 91.58% | 2.02 | 0 | 9.5 |  |  |  | No | R-410A | 2.9667 | Residential & Commercial | No
213080697 | Central HP <5.4 tons | COMFORTMAKER | HRCU-A-CB (Split System: Heat Pump with Remote Outdoor Unit-Air-Source) | DLCURAH36ABK |  |  | EA*4X42L21A* | *95MSU0601716A* | 35000 | 16 | 8.1 | 38500 | 35000 | 90.91% | 1.86 | 0 | 9.5 |  |  |  | No | R-410A | 2.9167 | Residential & Commercial | No
213353811 | Central HP <5.4 tons | COMFORTMAKER | HRCU-A-CB (Split System: Heat Pump with Remote Outdoor Unit-Air-Source) | DLCURAH30ABK |  |  | F5MA4*30L*B* |  | 30000 | 15.2 | 8.5 | 33600 | 27200 | 80.95% | 1.8 | 0 | 9 |  |  |  | No | R-410A | 2.5 | Residential & Commercial | No
211712646 | Central HP <5.4 tons | CARRIER | HRCU-A-CB (Split System: Heat Pump with Remote Outdoor Unit-Air-Source) | 38MURAQ30AB3* |  |  | CAP**4224AL* | GG96VTAA60100C | 29600 | 15.2 | 8.1 | 33800 | 27200 | 80.47% | 1.78 | 0 | 9 |  |  |  | No | R-410A | 2.4667 | Residential & Commercial | No
211712941 | Central HP <5.4 tons | CARRIER | HRCU-A-CB (Split System: Heat Pump with Remote Outdoor Unit-Air-Source) | 38MURAQ30AB3* |  |  | CAP**4224AL* | 58SU*A080E21**20 | 29800 | 15.2 | 8.1 | 33800 | 27200 | 80.47% | 1.78 | 0 | 9 |  |  |  | No | R-410A | 2.4833 | Residential & Commercial | No
212974138 | Central HP <5.4 tons | HEIL | HRCU-A-CB (Split System: Heat Pump with Remote Outdoor Unit-Air-Source) | DLCURAH30ABK |  |  | EA*4X37L21A* | *96VSN0802120B* | 30400 | 15.2 | 8.1 | 33400 | 26400 | 79.04% | 1.86 | 0 | 9 |  |  |  | No | R-410A | 2.5333 | Residential & Commercial | No
212980913 | Central HP <5.4 tons | AIRQUEST | HRCU-A-CB (Split System: Heat Pump with Remote Outdoor Unit-Air-Source) | DLCURAH30ABK |  |  | EA*4X37L21A* | *80MS(N,L)1102120A* | 30800 | 15.2 | 8.5 | 33400 | 26200 | 78.44% | 1.86 | 0 | 9 |  |  |  | No | R-410A | 2.5667 | Residential & Commercial | No
213787636 | Central HP <5.4 tons | HEIL | HRCU-A-CB (Split System: Heat Pump with Remote Outdoor Unit-Air-Source) | DLCURAH30ABK |  |  | FTMA4B48L0C* |  | 31600 | 15.75 | 9 | 32400 | 25800 | 79.63% | 1.88 | 0 | 9.5 |  |  |  | No | R-410A | 2.6333 | Residential & Commercial | No
211712930 | Central HP <5.4 tons | CARRIER | HRCU-A-CB (Split System: Heat Pump with Remote Outdoor Unit-Air-Source) | 38MURAQ30AB3* |  |  | CAP**4224AL* | 58S(B,C)*A155E24**20 | 29800 | 15.2 | 8.1 | 33800 | 27200 | 80.47% | 1.78 | 0 | 9 |  |  |  | No | R-410A | 2.4833 | Residential & Commercial | No
211714352 | Central HP <5.4 tons | CARRIER | HRCU-A-CB (Split System: Heat Pump with Remote Outdoor Unit-Air-Source) | 38MURAQ30AB3* |  |  | CNPV*4221AL* | GG96VTAA60100C | 30000 | 15.2 | 8.1 | 34000 | 27200 | 80% | 1.8 | 0 | 9 |  |  |  | No | R-410A | 2.5 | Residential & Commercial | No
212976451 | Central HP <5.4 tons | HEIL | HRCU-A-CB (Split System: Heat Pump with Remote Outdoor Unit-Air-Source) | DLCURAH30ABK |  |  | EA*4X37L21A* | *96VTN0802120B* | 30400 | 15.2 | 8.5 | 33400 | 26400 | 79.04% | 1.86 | 0 | 9 |  |  |  | No | R-410A | 2.5333 | Residential & Commercial | No
212976492 | Central HP <5.4 tons | HEIL | HRCU-A-CB (Split System: Heat Pump with Remote Outdoor Unit-Air-Source) | DLCURAH30ABK |  |  | EA*4X43L21A* | *96VTN0802120B* | 30600 | 15.2 | 8.1 | 33400 | 26400 | 79.04% | 1.86 | 0 | 9 |  |  |  | No | R-410A | 2.55 | Residential & Commercial | No
211227740 | Central HP <5.4 tons | COMFORTMAKER | HRCU-A-CB (Split System: Heat Pump with Remote Outdoor Unit-Air-Source) | DLCURAH36ABK |  |  | EA*4X42L21A* | OMV112K14A | 35200 | 15.5 | 8.1 | 38500 | 35200 | 91.43% | 1.86 | 0 | 9.5 |  |  |  | No | R-410A | 2.9333 | Residential & Commercial | No
213080272 | Central HP <5.4 tons | COMFORTMAKER | HRCU-A-CB (Split System: Heat Pump with Remote Outdoor Unit-Air-Source) | DLCURAH36ABK |  |  | EA*4X36L21A* | *96MSN1002120A* | 35200 | 16 | 8.1 | 38500 | 35200 | 91.43% | 1.8 | 0 | 9.5 |  |  |  | No | R-410A | 2.9333 | Residential & Commercial | No
211387133 | Central HP <5.4 tons | JOHNSON CONTROLS | HRCU-A-CB (Split System: Heat Pump with Remote Outdoor Unit-Air-Source) | HMH72B341 |  |  | XAHB36DBCN1 | TM9Y060B12MP11 | 33000 | 17 | 8.1 | 33200 | 23400 | 70.48% | 1.98 | 0 | 9.5 |  |  |  | No | R-410A | 2.75 | Residential & Commercial | No
211387836 | Central HP <5.4 tons | JOHNSON CONTROLS | HRCU-A-CB (Split System: Heat Pump with Remote Outdoor Unit-Air-Source) | HMH72B341 |  |  | XAFC36DBCN1 | TP9C080B12MP13 | 34000 | 17 | 8.1 | 34000 | 24400 | 71.76% | 2.06 | 0 | 9.5 |  |  |  | No | R-410A | 2.8333 | Residential & Commercial | No
213297052 | Central HP <5.4 tons | JOHNSON CONTROLS | HRCU-A-CB (Split System: Heat Pump with Remote Outdoor Unit-Air-Source) | HMH72B341 |  |  | XAHC36DXXN1+TXV | Z9ES060B12SMPS1 | 33000 | 16.5 | 8.1 | 32200 | 22800 | 70.81% | 2 | 0 | 9.5 |  |  |  | No | R-410A | 2.75 | Residential & Commercial | No
213297102 | Central HP <5.4 tons | JOHNSON CONTROLS | HRCU-A-CB (Split System: Heat Pump with Remote Outdoor Unit-Air-Source) | HMH72B341 |  |  | XAFB30CXXN1+TXV | Z8ET080B12LMPS1 | 33000 | 18.5 | 8.1 | 33000 | 23400 | 70.91% | 2.04 | 0 | 9.5 |  |  |  | No | R-410A | 2.75 | Residential & Commercial | No
213297287 | Central HP <5.4 tons | JOHNSON CONTROLS | HRCU-A-CB (Split System: Heat Pump with Remote Outdoor Unit-Air-Source) | HMH72B341 |  |  | XAUB30CXXN1+TXV | Z9ES060B12SMPS1 | 32400 | 17 | 8.1 | 33000 | 23200 | 70.3% | 2.02 | 0 | 9.5 |  |  |  | No | R-410A | 2.7 | Residential & Commercial | No
213297452 | Central HP <5.4 tons | JOHNSON CONTROLS | HRCU-A-CB (Split System: Heat Pump with Remote Outdoor Unit-Air-Source) | HMH72B341 |  |  | XAUB36DXXN1+TXV | Z9ET060B12SMPS1 | 34000 | 18.5 | 8.1 | 33400 | 24000 | 71.86% | 2.06 | 0 | 9.5 |  |  |  | No | R-410A | 2.8333 | Residential & Commercial | No
212980196 | Central HP <5.4 tons | HEIL | HRCU-A-CB (Split System: Heat Pump with Remote Outdoor Unit-Air-Source) | DLCURAH30ABK |  |  | EA*4X37L21A* | *80MS(N,L)0902116A* | 30600 | 15.2 | 8.1 | 33200 | 26400 | 79.52% | 1.86 | 0 | 9 |  |  |  | No | R-410A | 2.55 | Residential & Commercial | No
212977034 | Central HP <5.4 tons | HEIL | HRCU-A-CB (Split System: Heat Pump with Remote Outdoor Unit-Air-Source) | DLCURAH30ABK |  |  | EA*4X42L21A* | *96VTN1002122B* | 30000 | 15.2 | 8.1 | 34200 | 27600 | 80.7% | 1.8 | 0 | 9 |  |  |  | No | R-410A | 2.5 | Residential & Commercial | No
212980207 | Central HP <5.4 tons | HEIL | HRCU-A-CB (Split System: Heat Pump with Remote Outdoor Unit-Air-Source) | DLCURAH30ABK |  |  | EA*4X42L21A* | *80MS(N,L)0902116A* | 29600 | 15.2 | 8.1 | 33800 | 27600 | 81.66% | 1.78 | 0 | 9 |  |  |  | No | R-410A | 2.4667 | Residential & Commercial | No
213297837 | Central HP <5.4 tons | JOHNSON CONTROLS | HRCU-A-CB (Split System: Heat Pump with Remote Outdoor Unit-Air-Source) | HMH72B341 |  |  | XAUB30CXXN1+TXV | Z8ES080B12LMPS1 | 33000 | 18 | 8.5 | 33000 | 23400 | 70.91% | 2.04 | 0 | 9.5 |  |  |  | No | R-410A | 2.75 | Residential & Commercial | No
213297922 | Central HP <5.4 tons | JOHNSON CONTROLS | HRCU-A-CB (Split System: Heat Pump with Remote Outdoor Unit-Air-Source) | HMH72B341 |  |  | XAFC30CXXN1+TXV | Z8ET080C16LMPS1 | 33600 | 18.5 | 8.5 | 33000 | 23200 | 70.3% | 2.08 | 0 | 9.5 |  |  |  | No | R-410A | 2.8 | Residential & Commercial | No
213297017 | Central HP <5.4 tons | JOHNSON CONTROLS | HRCU-A-CB (Split System: Heat Pump with Remote Outdoor Unit-Air-Source) | HMH72B341 |  |  | XAFB36DXXN1+TXV | Z9ET080B12SMPS1 | 34000 | 18.5 | 8.1 | 33400 | 24200 | 72.46% | 2.08 | 0 | 9.5 |  |  |  | No | R-410A | 2.8333 | Residential & Commercial | No
213297252 | Central HP <5.4 tons | JOHNSON CONTROLS | HRCU-A-CB (Split System: Heat Pump with Remote Outdoor Unit-Air-Source) | HMH72B341 |  |  | XAFB36DBCN1 | Z9ET040A10SMPS1 | 33400 | 17.5 | 8.5 | 33000 | 23200 | 70.3% | 1.98 | 0 | 9.5 |  |  |  | No | R-410A | 2.7833 | Residential & Commercial | No
213297502 | Central HP <5.4 tons | JOHNSON CONTROLS | HRCU-A-CB (Split System: Heat Pump with Remote Outdoor Unit-Air-Source) | HMH72B341 |  |  | XAFC48FBCN1 | Z8ET080C16LMPS1 | 33600 | 17.5 | 8.5 | 32800 | 23200 | 70.73% | 2.08 | 0 | 9.5 |  |  |  | No | R-410A | 2.8 | Residential & Commercial | No
212975261 | Central HP <5.4 tons | HEIL | HRCU-A-CB (Split System: Heat Pump with Remote Outdoor Unit-Air-Source) | DLCURAH24ABK |  |  | EA*4X24L17A* | *96VTN0401712B* | 23400 | 16 | 8.5 | 27000 | 26200 | 97.04% | 2.18 | 0 | 9.5 |  |  |  | No | R-410A | 1.95 | Residential & Commercial | No
211385949 | Central HP <5.4 tons | JOHNSON CONTROLS | HRCU-A-CB (Split System: Heat Pump with Remote Outdoor Unit-Air-Source) | HMH72B341 |  |  | XAHC48FBCN1 | TM8E080B12MP11 | 32800 | 16.5 | 8.1 | 32400 | 23800 | 73.46% | 2 | 0 | 9 |  |  |  | No | R-410A | 2.7333 | Residential & Commercial | No
211387569 | Central HP <5.4 tons | JOHNSON CONTROLS | HRCU-A-CB (Split System: Heat Pump with Remote Outdoor Unit-Air-Source) | HMH72B341 |  |  | XAHC36DXXN1+TXV | TM9V080C16MP12 | 33400 | 17 | 8.1 | 33200 | 23400 | 70.48% | 2.04 | 0 | 9.5 |  |  |  | No | R-410A | 2.7833 | Residential & Commercial | No
211388020 | Central HP <5.4 tons | JOHNSON CONTROLS | HRCU-A-CB (Split System: Heat Pump with Remote Outdoor Unit-Air-Source) | HMH72B341 |  |  | XAUB30CXXN1+TXV | TP9C080B12MP13 | 32800 | 17 | 8.1 | 33600 | 23600 | 70.24% | 2.02 | 0 | 9.5 |  |  |  | No | R-410A | 2.7333 | Residential & Commercial | No
213076600 | Central HP <5.4 tons | CARRIER | HRCU-A-CB (Split System: Heat Pump with Remote Outdoor Unit-Air-Source) | 38MURAQ36AB3* |  |  | CAP**4221AL* | 58TP*B090V17**16 | 35000 | 16 | 8.1 | 38500 | 35000 | 90.91% | 1.86 | 0 | 9.5 |  |  |  | No | R-410A | 2.9167 | Residential & Commercial | No
212974168 | Central HP <5.4 tons | HEIL | HRCU-A-CB (Split System: Heat Pump with Remote Outdoor Unit-Air-Source) | DLCURAH30ABK |  |  | EA*4X43L21A* | *96VSN0802120B* | 30600 | 15.2 | 8.1 | 33400 | 26400 | 79.04% | 1.86 | 0 | 9 |  |  |  | No | R-410A | 2.55 | Residential & Commercial | No
214229224 | Central HP <5.4 tons | HEIL | HRCU-A-CB (Split System: Heat Pump with Remote Outdoor Unit-Air-Source) | DLCURAH30ABK |  |  | EA*4X36L17A* | *80MSU0601716A* | 29400 | 15.2 | 8.1 | 34000 | 27800 | 81.76% | 1.76 | 0 | 9 |  |  |  | No | R-410A | 2.45 | Residential & Commercial | No
212980181 | Central HP <5.4 tons | AIRQUEST | HRCU-A-CB (Split System: Heat Pump with Remote Outdoor Unit-Air-Source) | DLCURAH30ABK |  |  | EA*4X36L21A* | *80MS(N,L)0902116A* | 29400 | 15.2 | 8.1 | 34000 | 28000 | 82.35% | 1.76 | 0 | 9 |  |  |  | No | R-410A | 2.45 | Residential & Commercial | No
212970370 | Central HP <5.4 tons | COMFORTMAKER | HRCU-A-CB (Split System: Heat Pump with Remote Outdoor Unit-Air-Source) | DLCURAH36ABK |  |  | EA*4X36L17A* | *80VSL0701716B* | 35000 | 15.5 | 8.1 | 38500 | 35200 | 91.43% | 1.82 | 0 | 9.5 |  |  |  | No | R-410A | 2.9167 | Residential & Commercial | No
212986127 | Central HP <5.4 tons | CARRIER | HRCU-A-CB (Split System: Heat Pump with Remote Outdoor Unit-Air-Source) | 38MURAQ24AB3* |  |  | CAP**2414AL* | 59SC6A040M14**10 | 23200 | 16 | 8.5 | 27000 | 26600 | 98.52% | 2.22 | 0 | 9.5 |  |  |  | No | R-410A | 1.9333 | Residential & Commercial | No
212982627 | Central HP <5.4 tons | AIRQUEST | HRCU-A-CB (Split System: Heat Pump with Remote Outdoor Unit-Air-Source) | DLCURAH30ABK |  |  | EA*4X37L21A* | *80MSU0601716A* | 30800 | 15.2 | 8.5 | 33000 | 26200 | 79.39% | 1.84 | 0 | 9 |  |  |  | No | R-410A | 2.5667 | Residential & Commercial | No
212980548 | Central HP <5.4 tons | HEIL | HRCU-A-CB (Split System: Heat Pump with Remote Outdoor Unit-Air-Source) | DLCURAH30ABK |  |  | EA*4X43L21A* | *80MS(N,L)0902120A* | 30800 | 15.2 | 8.5 | 33600 | 26400 | 78.57% | 1.86 | 0 | 9 |  |  |  | No | R-410A | 2.5667 | Residential & Commercial | No
212982159 | Central HP <5.4 tons | AIRQUEST | HRCU-A-CB (Split System: Heat Pump with Remote Outdoor Unit-Air-Source) | DLCURAH30ABK |  |  | EA*4X42L21A* | *80MSU0401712A* | 30000 | 15.2 | 8.5 | 33800 | 27400 | 81.07% | 1.78 | 0 | 9 |  |  |  | No | R-410A | 2.5 | Residential & Commercial | No
212980526 | Central HP <5.4 tons | HEIL | HRCU-A-CB (Split System: Heat Pump with Remote Outdoor Unit-Air-Source) | DLCURAH30ABK |  |  | EA*4X42L21A* | *80MS(N,L)0902120A* | 30200 | 15.2 | 8.1 | 34400 | 27400 | 79.65% | 1.8 | 0 | 9 |  |  |  | No | R-410A | 2.5167 | Residential & Commercial | No
213080805 | Central HP <5.4 tons | COMFORTMAKER | HRCU-A-CB (Split System: Heat Pump with Remote Outdoor Unit-Air-Source) | DLCURAH36ABK |  |  | EA*4X42L21A* | *95MSU0802120A* | 35200 | 16 | 8.1 | 38500 | 35000 | 90.91% | 1.88 | 0 | 9.5 |  |  |  | No | R-410A | 2.9333 | Residential & Commercial | No
212986139 | Central HP <5.4 tons | CARRIER | HRCU-A-CB (Split System: Heat Pump with Remote Outdoor Unit-Air-Source) | 38MURAQ24AB3* |  |  | CAP**2417AL* | 59SC6A040M14**10 | 23200 | 16 | 8.5 | 27000 | 26400 | 97.78% | 2.2 | 0 | 9.5 |  |  |  | No | R-410A | 1.9333 | Residential & Commercial | No
212986559 | Central HP <5.4 tons | CARRIER | HRCU-A-CB (Split System: Heat Pump with Remote Outdoor Unit-Air-Source) | 38MURAQ24AB3* |  |  | CAP**3617AL* | 59SC6A040M17**12 | 23400 | 16 | 8.5 | 26200 | 24400 | 93.13% | 2 | 0 | 9.5 |  |  |  | No | R-410A | 1.95 | Residential & Commercial | No
211397561 | Central HP <5.4 tons | JOHNSON CONTROLS | HRCU-A-CB (Split System: Heat Pump with Remote Outdoor Unit-Air-Source) | HMH72B341 |  |  | XAFD48FXXN1+TXV | TMLV100C16MP12 | 34000 | 16.5 | 8.5 | 33000 | 24400 | 73.94% | 2.1 | 0 | 9 |  |  |  | No | R-410A | 2.8333 | Residential & Commercial | No
215674093 | Central HP <5.4 tons | TEMPSTAR | HRCU-A-CB (Split System: Heat Pump with Remote Outdoor Unit-Air-Source) | T5H0V48*K*AAA* |  |  | EA*5X48M21A*+WALLCON | *95CSU0802120B* | 44000 | 17.5 | 9 | 48500 | 34200 | 70.52% | 2.06 | 0 | 9.5 |  |  |  | No | R-454B | 3.6667 | Residential & Commercial | No
211397948 | Central HP <5.4 tons | JOHNSON CONTROLS | HRCU-A-CB (Split System: Heat Pump with Remote Outdoor Unit-Air-Source) | HMH72B341 |  |  | XAHC48FXXN1+TXV | TM8V080B12MP12 | 32400 | 16 | 8.1 | 32000 | 23600 | 73.75% | 1.98 | 0 | 8.5 |  |  |  | No | R-410A | 2.7 | Residential & Commercial | No
211398799 | Central HP <5.4 tons | JOHNSON CONTROLS | HRCU-A-CB (Split System: Heat Pump with Remote Outdoor Unit-Air-Source) | HMH72B341 |  |  | XAHC48FXXN1+TXV | TM8E080C16MP11 | 32800 | 16.5 | 8.5 | 31600 | 23000 | 72.78% | 2.04 | 0 | 9.5 |  |  |  | No | R-410A | 2.7333 | Residential & Commercial | No
212983154 | Central HP <5.4 tons | AIRQUEST | HRCU-A-CB (Split System: Heat Pump with Remote Outdoor Unit-Air-Source) | DLCURAH24ABK |  |  | EA*4X30L17A* | *92MSN0401712A* | 23400 | 16 | 8.5 | 26400 | 24800 | 93.94% | 2.04 | 0 | 9.5 |  |  |  | No | R-410A | 1.95 | Residential & Commercial | No
211712540 | Central HP <5.4 tons | COMFORTMAKER | HRCU-A-CB (Split System: Heat Pump with Remote Outdoor Unit-Air-Source) | DLCURAH30ABK |  |  | EA*4X42L21A* | *92ESN0802120A* | 30600 | 15.2 | 8.1 | 34200 | 27000 | 78.95% | 1.82 | 0 | 9 |  |  |  | No | R-410A | 2.55 | Residential & Commercial | No
215677884 | Central HP <5.4 tons | BRYANT HEATING AND COOLING SYSTEMS | HRCU-A-CB (Split System: Heat Pump with Remote Outdoor Unit-Air-Source) | 290VAN060**AA* |  |  | CAA**6121AM*+UI | 88*TB48070C17*** | 54500 | 18 | 8.5 | 58500 | 41500 | 70.94% | 1.92 | 0 | 9 |  |  |  | No | R-454B | 4.5417 | Residential & Commercial | No
211712578 | Central HP <5.4 tons | HEIL | HRCU-A-CB (Split System: Heat Pump with Remote Outdoor Unit-Air-Source) | DLCURAH30ABK |  |  | EA*4X42L21A* | *80ESU0802120A | 29800 | 15.2 | 8.1 | 33800 | 27200 | 80.47% | 1.78 | 0 | 9 |  |  |  | No | R-410A | 2.4833 | Residential & Commercial | No
211714139 | Central HP <5.4 tons | CARRIER | HRCU-A-CB (Split System: Heat Pump with Remote Outdoor Unit-Air-Source) | 38MURAQ30AB3* |  |  | CNPV*4217AL* | 58TP*A090V17**16 | 29800 | 15.2 | 8.1 | 33600 | 27000 | 80.36% | 1.8 | 0 | 9 |  |  |  | No | R-410A | 2.4833 | Residential & Commercial | No
212979458 | Central HP <5.4 tons | HEIL | HRCU-A-CB (Split System: Heat Pump with Remote Outdoor Unit-Air-Source) | DLCURAH30ABK |  |  | EA*4X42L24A* | *80MS(N,L)0702116A* | 29800 | 15.2 | 8.1 | 34200 | 27600 | 80.7% | 1.8 | 0 | 9 |  |  |  | No | R-410A | 2.4833 | Residential & Commercial | No
213077928 | Central HP <5.4 tons | COMFORTMAKER | HRCU-A-CB (Split System: Heat Pump with Remote Outdoor Unit-Air-Source) | DLCURAH36ABK |  |  | EA*4X36L21A* | *80MS(N,L)0701712A* | 34800 | 16 | 8.1 | 38500 | 35200 | 91.43% | 1.82 | 0 | 9.5 |  |  |  | No | R-410A | 2.9 | Residential & Commercial | No
213080649 | Central HP <5.4 tons | COMFORTMAKER | HRCU-A-CB (Split System: Heat Pump with Remote Outdoor Unit-Air-Source) | DLCURAH36ABK |  |  | EA*4X36L17A* | *95MSU0601716A* | 35200 | 15.5 | 8.1 | 39000 | 35200 | 90.26% | 1.84 | 0 | 9.5 |  |  |  | No | R-410A | 2.9333 | Residential & Commercial | No
213076633 | Central HP <5.4 tons | COMFORTMAKER | HRCU-A-CB (Split System: Heat Pump with Remote Outdoor Unit-Air-Source) | DLCURAH36ABK |  |  | EA*4X36L21A* | *80VTL0902120B* | 35000 | 16 | 8.1 | 38500 | 35200 | 91.43% | 1.82 | 0 | 9.5 |  |  |  | No | R-410A | 2.9167 | Residential & Commercial | No
212976735 | Central HP <5.4 tons | HEIL | HRCU-A-CB (Split System: Heat Pump with Remote Outdoor Unit-Air-Source) | DLCURAH30ABK |  |  | EA*4X42L21A* | *96VTN1002120B* | 30200 | 15.2 | 8.5 | 34200 | 27600 | 80.7% | 1.8 | 0 | 9 |  |  |  | No | R-410A | 2.5167 | Residential & Commercial | No
212982651 | Central HP <5.4 tons | AIRQUEST | HRCU-A-CB (Split System: Heat Pump with Remote Outdoor Unit-Air-Source) | DLCURAH30ABK |  |  | EA*4X42L24A* | *80MSU0601716A* | 30000 | 15.5 | 8.1 | 34200 | 27600 | 80.7% | 1.8 | 0 | 9 |  |  |  | No | R-410A | 2.5 | Residential & Commercial | No
211390544 | Central HP <5.4 tons | JOHNSON CONTROLS | HRCU-A-CB (Split System: Heat Pump with Remote Outdoor Unit-Air-Source) | HMH72B341 |  |  | XAHB36DBCN1 | TM8V080B12MP12 | 32800 | 16.5 | 8.1 | 33000 | 23400 | 70.91% | 1.98 | 0 | 9.5 |  |  |  | No | R-410A | 2.7333 | Residential & Commercial | No
211393118 | Central HP <5.4 tons | JOHNSON CONTROLS | HRCU-A-CB (Split System: Heat Pump with Remote Outdoor Unit-Air-Source) | HMH72B341 |  |  | XAFC36DBCN1 | TL9E080C16UH11 | 34000 | 17.5 | 8.1 | 34000 | 24400 | 71.76% | 2.1 | 0 | 9.5 |  |  |  | No | R-410A | 2.8333 | Residential & Commercial | No
211393968 | Central HP <5.4 tons | JOHNSON CONTROLS | HRCU-A-CB (Split System: Heat Pump with Remote Outdoor Unit-Air-Source) | HMH72B341 |  |  | XAFC48FBCN1 | TM9Y100C16MP11 | 33800 | 17.5 | 8.5 | 32800 | 24200 | 73.78% | 2.06 | 0 | 9 |  |  |  | No | R-410A | 2.8167 | Residential & Commercial | No
211394088 | Central HP <5.4 tons | JOHNSON CONTROLS | HRCU-A-CB (Split System: Heat Pump with Remote Outdoor Unit-Air-Source) | HMH72B341 |  |  | XAFC48FXXN1+TXV | TM9Y080C16MP11 | 33800 | 17.5 | 8.5 | 32800 | 24200 | 73.78% | 2.06 | 0 | 9 |  |  |  | No | R-410A | 2.8167 | Residential & Commercial | No
211395156 | Central HP <5.4 tons | JOHNSON CONTROLS | HRCU-A-CB (Split System: Heat Pump with Remote Outdoor Unit-Air-Source) | HMH72B341 |  |  | XAHC48FBCN1 | TP9C080C16MP13 | 32800 | 16.5 | 8.5 | 31800 | 23200 | 72.96% | 2.02 | 0 | 9 |  |  |  | No | R-410A | 2.7333 | Residential & Commercial | No
211395776 | Central HP <5.4 tons | JOHNSON CONTROLS | HRCU-A-CB (Split System: Heat Pump with Remote Outdoor Unit-Air-Source) | HMH72B341 |  |  | XAHC48FBCN1 | TM9V060B12MP12 | 32400 | 16 | 8.1 | 32000 | 23400 | 73.12% | 2 | 0 | 9 |  |  |  | No | R-410A | 2.7 | Residential & Commercial | No
211398047 | Central HP <5.4 tons | JOHNSON CONTROLS | HRCU-A-CB (Split System: Heat Pump with Remote Outdoor Unit-Air-Source) | HMH72B341 |  |  | XAFC48FBCN1 | TM8V080B12MP12 | 33000 | 16 | 8.1 | 32600 | 24000 | 73.62% | 2.02 | 0 | 9 |  |  |  | No | R-410A | 2.75 | Residential & Commercial | No
211388756 | Central HP <5.4 tons | JOHNSON CONTROLS | HRCU-A-CB (Split System: Heat Pump with Remote Outdoor Unit-Air-Source) | HMH72B341 |  |  | XAHC36DXXN1+TXV | TM9E080B12MP12 | 33400 | 17 | 8.1 | 33200 | 23400 | 70.48% | 2.02 | 0 | 9.5 |  |  |  | No | R-410A | 2.7833 | Residential & Commercial | No
211388838 | Central HP <5.4 tons | JOHNSON CONTROLS | HRCU-A-CB (Split System: Heat Pump with Remote Outdoor Unit-Air-Source) | HMH72B341 |  |  | XAFC36DXXN1+TXV | TM9E080B12MP12 | 34000 | 17.5 | 8.1 | 34000 | 24400 | 71.76% | 2.06 | 0 | 9.5 |  |  |  | No | R-410A | 2.8333 | Residential & Commercial | No
211389175 | Central HP <5.4 tons | JOHNSON CONTROLS | HRCU-A-CB (Split System: Heat Pump with Remote Outdoor Unit-Air-Source) | HMH72B341 |  |  | XAHB30CXXN1+TXV | TM9E060A10MP12 | 31600 | 16.5 | 8.1 | 33000 | 23200 | 70.3% | 1.96 | 0 | 9 |  |  |  | No | R-410A | 2.6333 | Residential & Commercial | No
211389342 | Central HP <5.4 tons | JOHNSON CONTROLS | HRCU-A-CB (Split System: Heat Pump with Remote Outdoor Unit-Air-Source) | HMH72B341 |  |  | XAHC30CXXN1+TXV | TM8Y120C20MP11 | 32800 | 17 | 8.1 | 32800 | 23000 | 70.12% | 2.02 | 0 | 9.5 |  |  |  | No | R-410A | 2.7333 | Residential & Commercial | No
211389491 | Central HP <5.4 tons | JOHNSON CONTROLS | HRCU-A-CB (Split System: Heat Pump with Remote Outdoor Unit-Air-Source) | HMH72B341 |  |  | XAHC36DBCN1 | TM8Y080C16MP11 | 34000 | 18 | 8.1 | 34000 | 24400 | 71.76% | 2.06 | 0 | 9.5 |  |  |  | No | R-410A | 2.8333 | Residential & Commercial | No
211390058 | Central HP <5.4 tons | JOHNSON CONTROLS | HRCU-A-CB (Split System: Heat Pump with Remote Outdoor Unit-Air-Source) | HMH72B341 |  |  | XAHC36DBCN1 | TPLC100C16MP13 | 34000 | 17 | 8.1 | 34000 | 24600 | 72.35% | 2.08 | 0 | 9.5 |  |  |  | No | R-410A | 2.8333 | Residential & Commercial | No
211390493 | Central HP <5.4 tons | JOHNSON CONTROLS | HRCU-A-CB (Split System: Heat Pump with Remote Outdoor Unit-Air-Source) | HMH72B341 |  |  | XAHC30CXXN1+TXV | TPLC080B12MP13 | 31800 | 16.5 | 8.1 | 33000 | 23200 | 70.3% | 1.96 | 0 | 9 |  |  |  | No | R-410A | 2.65 | Residential & Commercial | No
211390610 | Central HP <5.4 tons | JOHNSON CONTROLS | HRCU-A-CB (Split System: Heat Pump with Remote Outdoor Unit-Air-Source) | HMH72B341 |  |  | XAFC36DXXN1+TXV | TM8V080B12MP12 | 33800 | 17 | 8.1 | 34000 | 24200 | 71.18% | 2.04 | 0 | 9.5 |  |  |  | No | R-410A | 2.8167 | Residential & Commercial | No
211390675 | Central HP <5.4 tons | JOHNSON CONTROLS | HRCU-A-CB (Split System: Heat Pump with Remote Outdoor Unit-Air-Source) | HMH72B341 |  |  | XAFC30CXXN1+TXV | TM8V080B12MP12 | 32400 | 17 | 8.1 | 34000 | 23800 | 70% | 2 | 0 | 9.5 |  |  |  | No | R-410A | 2.7 | Residential & Commercial | No
211391110 | Central HP <5.4 tons | JOHNSON CONTROLS | HRCU-A-CB (Split System: Heat Pump with Remote Outdoor Unit-Air-Source) | HMH72B341 |  |  | XAFB36DBCN1 | TPLC060A12MP13 | 34000 | 17.5 | 8.1 | 34000 | 24200 | 71.18% | 2.06 | 0 | 9.5 |  |  |  | No | R-410A | 2.8333 | Residential & Commercial | No
211391915 | Central HP <5.4 tons | JOHNSON CONTROLS | HRCU-A-CB (Split System: Heat Pump with Remote Outdoor Unit-Air-Source) | HMH72B341 |  |  | XAFB30CXXN1+TXV | TM8E100B12MP11 | 32800 | 17.5 | 8.1 | 33400 | 23400 | 70.06% | 2.04 | 0 | 9.5 |  |  |  | No | R-410A | 2.7333 | Residential & Commercial | No
211391930 | Central HP <5.4 tons | JOHNSON CONTROLS | HRCU-A-CB (Split System: Heat Pump with Remote Outdoor Unit-Air-Source) | HMH72B341 |  |  | XAFB30CXXN1+TXV | TMLE100B12MP11 | 32800 | 17.5 | 8.1 | 33400 | 23400 | 70.06% | 2.04 | 0 | 9.5 |  |  |  | No | R-410A | 2.7333 | Residential & Commercial | No
211392316 | Central HP <5.4 tons | JOHNSON CONTROLS | HRCU-A-CB (Split System: Heat Pump with Remote Outdoor Unit-Air-Source) | HMH72B341 |  |  | XAFC36DXXN1+TXV | TMLE080B12MP11 | 34000 | 18 | 8.1 | 34000 | 24400 | 71.76% | 2.06 | 0 | 9.5 |  |  |  | No | R-410A | 2.8333 | Residential & Commercial | No
211392430 | Central HP <5.4 tons | JOHNSON CONTROLS | HRCU-A-CB (Split System: Heat Pump with Remote Outdoor Unit-Air-Source) | HMH72B341 |  |  | XAUB36DXXN1+TXV | TM8E080B12MP11 | 34000 | 18 | 8.1 | 34000 | 24400 | 71.76% | 2.06 | 0 | 9.5 |  |  |  | No | R-410A | 2.8333 | Residential & Commercial | No
211392583 | Central HP <5.4 tons | JOHNSON CONTROLS | HRCU-A-CB (Split System: Heat Pump with Remote Outdoor Unit-Air-Source) | HMH72B341 |  |  | XAHB30CXXN1+TXV | TM8E060A12MP11 | 32000 | 17 | 8.1 | 32800 | 23000 | 70.12% | 1.98 | 0 | 9.5 |  |  |  | No | R-410A | 2.6667 | Residential & Commercial | No
211392749 | Central HP <5.4 tons | JOHNSON CONTROLS | HRCU-A-CB (Split System: Heat Pump with Remote Outdoor Unit-Air-Source) | HMH72B341 |  |  | XAHB36DXXN1+TXV | TM8E040A12MP11 | 33200 | 17.5 | 8.1 | 33000 | 23200 | 70.3% | 2.02 | 0 | 9.5 |  |  |  | No | R-410A | 2.7667 | Residential & Commercial | No
211393069 | Central HP <5.4 tons | JOHNSON CONTROLS | HRCU-A-CB (Split System: Heat Pump with Remote Outdoor Unit-Air-Source) | HMH72B341 |  |  | XAHC36DXXN1+TXV | TL9E080C16UH11 | 34000 | 17 | 8.1 | 33800 | 24000 | 71.01% | 2.06 | 0 | 9.5 |  |  |  | No | R-410A | 2.8333 | Residential & Commercial | No
211393803 | Central HP <5.4 tons | JOHNSON CONTROLS | HRCU-A-CB (Split System: Heat Pump with Remote Outdoor Unit-Air-Source) | HMH72B341 |  |  | XAHD48FXXN1+TXV | TM9Y120D20MP11 | 33200 | 16.5 | 8.5 | 32000 | 23400 | 73.12% | 2.04 | 0 | 9 |  |  |  | No | R-410A | 2.7667 | Residential & Commercial | No
211394185 | Central HP <5.4 tons | JOHNSON CONTROLS | HRCU-A-CB (Split System: Heat Pump with Remote Outdoor Unit-Air-Source) | HMH72B341 |  |  | XAUC48FXXN1+TXV | TM9Y080B12MP11 | 33400 | 17 | 8.1 | 32800 | 24200 | 73.78% | 2.04 | 0 | 9 |  |  |  | No | R-410A | 2.7833 | Residential & Commercial | No
211394270 | Central HP <5.4 tons | JOHNSON CONTROLS | HRCU-A-CB (Split System: Heat Pump with Remote Outdoor Unit-Air-Source) | HMH72B341 |  |  | XAHD48FXXN1+TXV | TM9V120D20MP12 | 33400 | 16.5 | 8.5 | 32000 | 23200 | 72.5% | 2.06 | 0 | 9.5 |  |  |  | No | R-410A | 2.7833 | Residential & Commercial | No
213078170 | Central HP <5.4 tons | COMFORTMAKER | HRCU-A-CB (Split System: Heat Pump with Remote Outdoor Unit-Air-Source) | DLCURAH36ABK |  |  | EA*4X36L21A* | *80MS(N,L)0702116A* | 34800 | 16 | 8.1 | 38500 | 35200 | 91.43% | 1.82 | 0 | 9.5 |  |  |  | No | R-410A | 2.9 | Residential & Commercial | No
211398117 | Central HP <5.4 tons | JOHNSON CONTROLS | HRCU-A-CB (Split System: Heat Pump with Remote Outdoor Unit-Air-Source) | HMH72B341 |  |  | XAHD48FXXN1+TXV | TMLE120C16MP11 | 33000 | 16.5 | 8.5 | 31800 | 23200 | 72.96% | 2.04 | 0 | 9.5 |  |  |  | No | R-410A | 2.75 | Residential & Commercial | No
211398412 | Central HP <5.4 tons | JOHNSON CONTROLS | HRCU-A-CB (Split System: Heat Pump with Remote Outdoor Unit-Air-Source) | HMH72B341 |  |  | XAHC48FXXN1+TXV | TM8E100C16MP11 | 33000 | 17 | 8.5 | 31800 | 23200 | 72.96% | 2.04 | 0 | 9.5 |  |  |  | No | R-410A | 2.75 | Residential & Commercial | No
211398427 | Central HP <5.4 tons | JOHNSON CONTROLS | HRCU-A-CB (Split System: Heat Pump with Remote Outdoor Unit-Air-Source) | HMH72B341 |  |  | XAHC48FXXN1+TXV | TMLE100C16MP11 | 33000 | 17 | 8.5 | 31800 | 23200 | 72.96% | 2.04 | 0 | 9.5 |  |  |  | No | R-410A | 2.75 | Residential & Commercial | No
211398520 | Central HP <5.4 tons | JOHNSON CONTROLS | HRCU-A-CB (Split System: Heat Pump with Remote Outdoor Unit-Air-Source) | HMH72B341 |  |  | XAFC48FXXN1+TXV | TM8E100C16MP11 | 33600 | 17 | 8.5 | 32400 | 23600 | 72.84% | 2.06 | 0 | 9.5 |  |  |  | No | R-410A | 2.8 | Residential & Commercial | No
211398595 | Central HP <5.4 tons | JOHNSON CONTROLS | HRCU-A-CB (Split System: Heat Pump with Remote Outdoor Unit-Air-Source) | HMH72B341 |  |  | XAUC48FXXN1+TXV | TMLE100C16MP11 | 33600 | 17 | 8.5 | 32400 | 23600 | 72.84% | 2.06 | 0 | 9.5 |  |  |  | No | R-410A | 2.8 | Residential & Commercial | No
211398535 | Central HP <5.4 tons | JOHNSON CONTROLS | HRCU-A-CB (Split System: Heat Pump with Remote Outdoor Unit-Air-Source) | HMH72B341 |  |  | XAFC48FXXN1+TXV | TMLE100C16MP11 | 33600 | 17 | 8.5 | 32400 | 23600 | 72.84% | 2.06 | 0 | 9.5 |  |  |  | No | R-410A | 2.8 | Residential & Commercial | No
211398737 | Central HP <5.4 tons | JOHNSON CONTROLS | HRCU-A-CB (Split System: Heat Pump with Remote Outdoor Unit-Air-Source) | HMH72B341 |  |  | XAUC48FXXN1+TXV | TMLE100B12MP11 | 33400 | 17 | 8.5 | 32400 | 23800 | 73.46% | 2.06 | 0 | 9.5 |  |  |  | No | R-410A | 2.7833 | Residential & Commercial | No
211398844 | Central HP <5.4 tons | JOHNSON CONTROLS | HRCU-A-CB (Split System: Heat Pump with Remote Outdoor Unit-Air-Source) | HMH72B341 |  |  | XAHC48FBCN1 | TMLE080C16MP11 | 32800 | 16.5 | 8.5 | 31600 | 23000 | 72.78% | 2.04 | 0 | 9.5 |  |  |  | No | R-410A | 2.7333 | Residential & Commercial | No
211395245 | Central HP <5.4 tons | JOHNSON CONTROLS | HRCU-A-CB (Split System: Heat Pump with Remote Outdoor Unit-Air-Source) | HMH72B341 |  |  | XAFD48FBCN1 | TM9V080C16MP12 | 33400 | 16.5 | 8.5 | 32400 | 23600 | 72.84% | 2.06 | 0 | 9.5 |  |  |  | No | R-410A | 2.7833 | Residential & Commercial | No
211398677 | Central HP <5.4 tons | JOHNSON CONTROLS | HRCU-A-CB (Split System: Heat Pump with Remote Outdoor Unit-Air-Source) | HMH72B341 |  |  | XAFC48FXXN1+TXV | TMLE100B12MP11 | 33400 | 17 | 8.5 | 32400 | 23800 | 73.46% | 2.06 | 0 | 9.5 |  |  |  | No | R-410A | 2.7833 | Residential & Commercial | No
211398829 | Central HP <5.4 tons | JOHNSON CONTROLS | HRCU-A-CB (Split System: Heat Pump with Remote Outdoor Unit-Air-Source) | HMH72B341 |  |  | XAHC48FBCN1 | TM8E080C16MP11 | 32800 | 16.5 | 8.5 | 31600 | 23000 | 72.78% | 2.04 | 0 | 9.5 |  |  |  | No | R-410A | 2.7333 | Residential & Commercial | No
211398261 | Central HP <5.4 tons | JOHNSON CONTROLS | HRCU-A-CB (Split System: Heat Pump with Remote Outdoor Unit-Air-Source) | HMH72B341 |  |  | XAFD48FBCN1 | TMLE120C16MP11 | 33600 | 17 | 8.5 | 32400 | 23600 | 72.84% | 2.08 | 0 | 9.5 |  |  |  | No | R-410A | 2.8 | Residential & Commercial | No
211398327 | Central HP <5.4 tons | JOHNSON CONTROLS | HRCU-A-CB (Split System: Heat Pump with Remote Outdoor Unit-Air-Source) | HMH72B341 |  |  | XAFC48FBCN1 | TMLE120C16MP11 | 33600 | 17 | 8.5 | 32400 | 23600 | 72.84% | 2.08 | 0 | 9.5 |  |  |  | No | R-410A | 2.8 | Residential & Commercial | No
211396367 | Central HP <5.4 tons | JOHNSON CONTROLS | HRCU-A-CB (Split System: Heat Pump with Remote Outdoor Unit-Air-Source) | HMH72B341 |  |  | XAFC48FXXN1+TXV | TM9E060B12MP12 | 33200 | 16.5 | 8.1 | 32600 | 24000 | 73.62% | 2.02 | 0 | 9 |  |  |  | No | R-410A | 2.7667 | Residential & Commercial | No
211397705 | Central HP <5.4 tons | JOHNSON CONTROLS | HRCU-A-CB (Split System: Heat Pump with Remote Outdoor Unit-Air-Source) | HMH72B341 |  |  | XAFC48FXXN1+TXV | TM8V100C16MP12 | 34000 | 16.5 | 8.5 | 33200 | 24400 | 73.49% | 2.1 | 0 | 9 |  |  |  | No | R-410A | 2.8333 | Residential & Commercial | No
211395935 | Central HP <5.4 tons | JOHNSON CONTROLS | HRCU-A-CB (Split System: Heat Pump with Remote Outdoor Unit-Air-Source) | HMH72B341 |  |  | XAHD48FXXN1+TXV | TM9E100C16MP12 | 32800 | 16.5 | 8.5 | 31800 | 23200 | 72.96% | 2.02 | 0 | 9 |  |  |  | No | R-410A | 2.7333 | Residential & Commercial | No
211396684 | Central HP <5.4 tons | JOHNSON CONTROLS | HRCU-A-CB (Split System: Heat Pump with Remote Outdoor Unit-Air-Source) | HMH72B341 |  |  | XAUC48FXXN1+TXV | TM8Y120C20MP11 | 34000 | 16.5 | 8.5 | 33000 | 24200 | 73.33% | 2.1 | 0 | 9.5 |  |  |  | No | R-410A | 2.8333 | Residential & Commercial | No
211397038 | Central HP <5.4 tons | JOHNSON CONTROLS | HRCU-A-CB (Split System: Heat Pump with Remote Outdoor Unit-Air-Source) | HMH72B341 |  |  | XAUC48FXXN1+TXV | TM8Y080B12MP11 | 33200 | 17 | 8.5 | 32200 | 23600 | 73.29% | 2.04 | 0 | 9.5 |  |  |  | No | R-410A | 2.7667 | Residential & Commercial | No
211397185 | Central HP <5.4 tons | JOHNSON CONTROLS | HRCU-A-CB (Split System: Heat Pump with Remote Outdoor Unit-Air-Source) | HMH72B341 |  |  | XAHC48FBCN1 | TPLC120C20MP13 | 33800 | 16.5 | 8.5 | 32400 | 23800 | 73.46% | 2.06 | 0 | 9 |  |  |  | No | R-410A | 2.8167 | Residential & Commercial | No
211397270 | Central HP <5.4 tons | JOHNSON CONTROLS | HRCU-A-CB (Split System: Heat Pump with Remote Outdoor Unit-Air-Source) | HMH72B341 |  |  | XAHD48FXXN1+TXV | TPLC100C16MP13 | 33600 | 16 | 8.5 | 32400 | 23800 | 73.46% | 2.06 | 0 | 9 |  |  |  | No | R-410A | 2.8 | Residential & Commercial | No
211397853 | Central HP <5.4 tons | JOHNSON CONTROLS | HRCU-A-CB (Split System: Heat Pump with Remote Outdoor Unit-Air-Source) | HMH72B341 |  |  | XAUC48FXXN1+TXV | TMLV100C16MP12 | 34000 | 16.5 | 8.5 | 33200 | 24400 | 73.49% | 2.1 | 0 | 9 |  |  |  | No | R-410A | 2.8333 | Residential & Commercial | No
211398457 | Central HP <5.4 tons | JOHNSON CONTROLS | HRCU-A-CB (Split System: Heat Pump with Remote Outdoor Unit-Air-Source) | HMH72B341 |  |  | XAHC48FBCN1 | TMLE100C16MP11 | 33000 | 17 | 8.5 | 31800 | 23200 | 72.96% | 2.04 | 0 | 9.5 |  |  |  | No | R-410A | 2.75 | Residential & Commercial | No
211398792 | Central HP <5.4 tons | JOHNSON CONTROLS | HRCU-A-CB (Split System: Heat Pump with Remote Outdoor Unit-Air-Source) | HMH72B341 |  |  | XAHD48FBCN1 | TMLE080C16MP11 | 32800 | 16.5 | 8.5 | 31600 | 23000 | 72.78% | 2.02 | 0 | 9.5 |  |  |  | No | R-410A | 2.7333 | Residential & Commercial | No
211398859 | Central HP <5.4 tons | JOHNSON CONTROLS | HRCU-A-CB (Split System: Heat Pump with Remote Outdoor Unit-Air-Source) | HMH72B341 |  |  | XAFD48FXXN1+TXV | TM8E080C16MP11 | 33400 | 17 | 8.5 | 32200 | 23400 | 72.67% | 2.06 | 0 | 9.5 |  |  |  | No | R-410A | 2.7833 | Residential & Commercial | No
211396021 | Central HP <5.4 tons | JOHNSON CONTROLS | HRCU-A-CB (Split System: Heat Pump with Remote Outdoor Unit-Air-Source) | HMH72B341 |  |  | XAFC48FXXN1+TXV | TM9E100C16MP12 | 33400 | 17 | 8.5 | 32400 | 23600 | 72.84% | 2.06 | 0 | 9.5 |  |  |  | No | R-410A | 2.7833 | Residential & Commercial | No
211396939 | Central HP <5.4 tons | JOHNSON CONTROLS | HRCU-A-CB (Split System: Heat Pump with Remote Outdoor Unit-Air-Source) | HMH72B341 |  |  | XAUC48FXXN1+TXV | TM8Y100C16MP11 | 34000 | 17.5 | 8.5 | 33200 | 24400 | 73.49% | 2.08 | 0 | 9 |  |  |  | No | R-410A | 2.8333 | Residential & Commercial | No
211397023 | Central HP <5.4 tons | JOHNSON CONTROLS | HRCU-A-CB (Split System: Heat Pump with Remote Outdoor Unit-Air-Source) | HMH72B341 |  |  | XAFC48FBCN1 | TM8Y080B12MP11 | 33200 | 17 | 8.5 | 32200 | 23600 | 73.29% | 2.04 | 0 | 9.5 |  |  |  | No | R-410A | 2.7667 | Residential & Commercial | No
211397225 | Central HP <5.4 tons | JOHNSON CONTROLS | HRCU-A-CB (Split System: Heat Pump with Remote Outdoor Unit-Air-Source) | HMH72B341 |  |  | XAHD48FXXN1+TXV | TM8V080C16MP12 | 33600 | 16 | 8.5 | 32400 | 23800 | 73.46% | 2.06 | 0 | 9 |  |  |  | No | R-410A | 2.8 | Residential & Commercial | No
214810559 | Central HP <5.4 tons | InfinityLiving | HRCU-A-CB (Split System: Heat Pump with Remote Outdoor Unit-Air-Source) | EZ-48-HP |  |  | EZ-48-AH |  | 47000 | 15.6 | 9.4 | 50000 | 46000 | 92% | 1.85 | 8.5 | 8.2 |  |  |  | No | R-410A | 3.9167 | Residential & Commercial | No
211396213 | Central HP <5.4 tons | JOHNSON CONTROLS | HRCU-A-CB (Split System: Heat Pump with Remote Outdoor Unit-Air-Source) | HMH72B341 |  |  | XAHC48FXXN1+TXV | TM9E080B12MP12 | 32600 | 16.5 | 8.1 | 31800 | 23400 | 73.58% | 2 | 0 | 9 |  |  |  | No | R-410A | 2.7167 | Residential & Commercial | No
211396574 | Central HP <5.4 tons | JOHNSON CONTROLS | HRCU-A-CB (Split System: Heat Pump with Remote Outdoor Unit-Air-Source) | HMH72B341 |  |  | XAHC48FBCN1 | TM8Y100C20MP11 | 33800 | 16.5 | 8.5 | 32400 | 23800 | 73.46% | 2.06 | 0 | 9 |  |  |  | No | R-410A | 2.8167 | Residential & Commercial | No
211396915 | Central HP <5.4 tons | JOHNSON CONTROLS | HRCU-A-CB (Split System: Heat Pump with Remote Outdoor Unit-Air-Source) | HMH72B341 |  |  | XAFC48FXXN1+TXV | TM8Y080C16MP11 | 34000 | 17.5 | 8.5 | 33200 | 24400 | 73.49% | 2.08 | 0 | 9 |  |  |  | No | R-410A | 2.8333 | Residential & Commercial | No
211397240 | Central HP <5.4 tons | JOHNSON CONTROLS | HRCU-A-CB (Split System: Heat Pump with Remote Outdoor Unit-Air-Source) | HMH72B341 |  |  | XAHD48FXXN1+TXV | TMLV100C16MP12 | 33600 | 16 | 8.5 | 32400 | 23800 | 73.46% | 2.06 | 0 | 9 |  |  |  | No | R-410A | 2.8 | Residential & Commercial | No
211397334 | Central HP <5.4 tons | JOHNSON CONTROLS | HRCU-A-CB (Split System: Heat Pump with Remote Outdoor Unit-Air-Source) | HMH72B341 |  |  | XAHD48FBCN1 | TPLC080C16MP13 | 33600 | 16 | 8.5 | 32400 | 23800 | 73.46% | 2.06 | 0 | 9 |  |  |  | No | R-410A | 2.8 | Residential & Commercial | No
211397350 | Central HP <5.4 tons | JOHNSON CONTROLS | HRCU-A-CB (Split System: Heat Pump with Remote Outdoor Unit-Air-Source) | HMH72B341 |  |  | XAHD48FBCN1 | TPLC100C16MP13 | 33600 | 16 | 8.5 | 32400 | 23800 | 73.46% | 2.06 | 0 | 9 |  |  |  | No | R-410A | 2.8 | Residential & Commercial | No
211397759 | Central HP <5.4 tons | JOHNSON CONTROLS | HRCU-A-CB (Split System: Heat Pump with Remote Outdoor Unit-Air-Source) | HMH72B341 |  |  | XAFC48FXXN1+TXV | TPLC100C16MP13 | 34000 | 16.5 | 8.5 | 33200 | 24400 | 73.49% | 2.1 | 0 | 9 |  |  |  | No | R-410A | 2.8333 | Residential & Commercial | No
211394701 | Central HP <5.4 tons | JOHNSON CONTROLS | HRCU-A-CB (Split System: Heat Pump with Remote Outdoor Unit-Air-Source) | HMH72B341 |  |  | XAHD48FXXN1+TXV | TM9V100C16MP12 | 33000 | 16 | 8.5 | 31800 | 23200 | 72.96% | 2.04 | 0 | 9 |  |  |  | No | R-410A | 2.75 | Residential & Commercial | No
211395419 | Central HP <5.4 tons | JOHNSON CONTROLS | HRCU-A-CB (Split System: Heat Pump with Remote Outdoor Unit-Air-Source) | HMH72B341 |  |  | XAUC48FXXN1+TXV | TP9C080C16MP13 | 33400 | 16.5 | 8.5 | 32400 | 23600 | 72.84% | 2.06 | 0 | 9.5 |  |  |  | No | R-410A | 2.7833 | Residential & Commercial | No
211394449 | Central HP <5.4 tons | JOHNSON CONTROLS | HRCU-A-CB (Split System: Heat Pump with Remote Outdoor Unit-Air-Source) | HMH72B341 |  |  | XAHD48FBCN1 | TP9C100C20MP13 | 33600 | 16.5 | 8.5 | 32400 | 23800 | 73.46% | 2.06 | 0 | 9 |  |  |  | No | R-410A | 2.8 | Residential & Commercial | No
211394501 | Central HP <5.4 tons | JOHNSON CONTROLS | HRCU-A-CB (Split System: Heat Pump with Remote Outdoor Unit-Air-Source) | HMH72B341 |  |  | XAHC48FBCN1 | TM9V100C20MP12 | 33200 | 17 | 8.5 | 32000 | 23400 | 73.12% | 2.04 | 0 | 9 |  |  |  | No | R-410A | 2.7667 | Residential & Commercial | No
211394240 | Central HP <5.4 tons | JOHNSON CONTROLS | HRCU-A-CB (Split System: Heat Pump with Remote Outdoor Unit-Air-Source) | HMH72B341 |  |  | XAFC48FBCN1 | TM9Y060B12MP11 | 33200 | 16.5 | 8.1 | 32600 | 24000 | 73.62% | 2.02 | 0 | 9 |  |  |  | No | R-410A | 2.7667 | Residential & Commercial | No
211397376 | Central HP <5.4 tons | JOHNSON CONTROLS | HRCU-A-CB (Split System: Heat Pump with Remote Outdoor Unit-Air-Source) | HMH72B341 |  |  | XAHC48FXXN1+TXV | TM8V100C16MP12 | 33600 | 16.5 | 8.5 | 32400 | 23800 | 73.46% | 2.06 | 0 | 9 |  |  |  | No | R-410A | 2.8 | Residential & Commercial | No
211397415 | Central HP <5.4 tons | JOHNSON CONTROLS | HRCU-A-CB (Split System: Heat Pump with Remote Outdoor Unit-Air-Source) | HMH72B341 |  |  | XAHC48FXXN1+TXV | TPLC080C16MP13 | 33600 | 16.5 | 8.5 | 32400 | 23800 | 73.46% | 2.06 | 0 | 9 |  |  |  | No | R-410A | 2.8 | Residential & Commercial | No
211397744 | Central HP <5.4 tons | JOHNSON CONTROLS | HRCU-A-CB (Split System: Heat Pump with Remote Outdoor Unit-Air-Source) | HMH72B341 |  |  | XAFC48FXXN1+TXV | TPLC080C16MP13 | 34000 | 16.5 | 8.5 | 33200 | 24400 | 73.49% | 2.1 | 0 | 9 |  |  |  | No | R-410A | 2.8333 | Residential & Commercial | No
211394632 | Central HP <5.4 tons | JOHNSON CONTROLS | HRCU-A-CB (Split System: Heat Pump with Remote Outdoor Unit-Air-Source) | HMH72B341 |  |  | XAFC48FBCN1 | TM9V100C20MP12 | 34000 | 16.5 | 8.5 | 33000 | 24200 | 73.33% | 2.1 | 0 | 9 |  |  |  | No | R-410A | 2.8333 | Residential & Commercial | No
211393699 | Central HP <5.4 tons | JOHNSON CONTROLS | HRCU-A-CB (Split System: Heat Pump with Remote Outdoor Unit-Air-Source) | HMH72B341 |  |  | XAFA30DXXN1+TXV | TMLV060A12MP12 | 34000 | 17 | 8.1 | 34000 | 24200 | 71.18% | 2.04 | 0 | 9.5 |  |  |  | No | R-410A | 2.8333 | Residential & Commercial | No
211393788 | Central HP <5.4 tons | JOHNSON CONTROLS | HRCU-A-CB (Split System: Heat Pump with Remote Outdoor Unit-Air-Source) | HMH72B341 |  |  | XAFA30DXXN1+TXV | TL8E060A12UH11 | 33800 | 18 | 8.1 | 33800 | 23800 | 70.41% | 2.04 | 0 | 9.5 |  |  |  | No | R-410A | 2.8167 | Residential & Commercial | No
211393863 | Central HP <5.4 tons | JOHNSON CONTROLS | HRCU-A-CB (Split System: Heat Pump with Remote Outdoor Unit-Air-Source) | HMH72B341 |  |  | XAHD48FXXN1+TXV | TM9Y100C16MP11 | 33200 | 15.5 | 8.1 | 32400 | 23600 | 72.84% | 2.02 | 0 | 9 |  |  |  | No | R-410A | 2.7667 | Residential & Commercial | No
211395948 | Central HP <5.4 tons | JOHNSON CONTROLS | HRCU-A-CB (Split System: Heat Pump with Remote Outdoor Unit-Air-Source) | HMH72B341 |  |  | XAHD48FBCN1 | TM9E100C16MP12 | 32800 | 16.5 | 8.5 | 31800 | 23200 | 72.96% | 2.02 | 0 | 9 |  |  |  | No | R-410A | 2.7333 | Residential & Commercial | No
211396033 | Central HP <5.4 tons | JOHNSON CONTROLS | HRCU-A-CB (Split System: Heat Pump with Remote Outdoor Unit-Air-Source) | HMH72B341 |  |  | XAFC48FBCN1 | TM9E100C16MP12 | 33400 | 17 | 8.5 | 32400 | 23600 | 72.84% | 2.06 | 0 | 9.5 |  |  |  | No | R-410A | 2.7833 | Residential & Commercial | No
211395133 | Central HP <5.4 tons | JOHNSON CONTROLS | HRCU-A-CB (Split System: Heat Pump with Remote Outdoor Unit-Air-Source) | HMH72B341 |  |  | XAHC48FBCN1 | TM9V080C16MP12 | 32800 | 16.5 | 8.5 | 31800 | 23200 | 72.96% | 2.02 | 0 | 9 |  |  |  | No | R-410A | 2.7333 | Residential & Commercial | No
211395331 | Central HP <5.4 tons | JOHNSON CONTROLS | HRCU-A-CB (Split System: Heat Pump with Remote Outdoor Unit-Air-Source) | HMH72B341 |  |  | XAFC48FXXN1+TXV | TP9C080C16MP13 | 33400 | 16.5 | 8.5 | 32400 | 23600 | 72.84% | 2.06 | 0 | 9.5 |  |  |  | No | R-410A | 2.7833 | Residential & Commercial | No
214810560 | Central HP <5.4 tons | InfinityLiving | HRCU-A-CB (Split System: Heat Pump with Remote Outdoor Unit-Air-Source) | EZ-60-HP |  |  | EZ-60-AH |  | 55000 | 15.3 | 9.4 | 59000 | 48500 | 82.2% | 1.91 | 9 | 8.8 |  |  |  | No | R-410A | 4.5833 | Residential & Commercial | No
211394732 | Central HP <5.4 tons | JOHNSON CONTROLS | HRCU-A-CB (Split System: Heat Pump with Remote Outdoor Unit-Air-Source) | HMH72B341 |  |  | XAHD48FBCN1 | TM9V100C16MP12 | 33000 | 16 | 8.5 | 31800 | 23200 | 72.96% | 2.04 | 0 | 9 |  |  |  | No | R-410A | 2.75 | Residential & Commercial | No
211394818 | Central HP <5.4 tons | JOHNSON CONTROLS | HRCU-A-CB (Split System: Heat Pump with Remote Outdoor Unit-Air-Source) | HMH72B341 |  |  | XAHC48FBCN1 | TP9C100C16MP13 | 33000 | 16.5 | 8.5 | 31800 | 23200 | 72.96% | 2.04 | 0 | 9 |  |  |  | No | R-410A | 2.75 | Residential & Commercial | No
211393423 | Central HP <5.4 tons | JOHNSON CONTROLS | HRCU-A-CB (Split System: Heat Pump with Remote Outdoor Unit-Air-Source) | HMH72B341 |  |  | XAHC36DBCN1 | TL8E080C16UH11 | 34000 | 17 | 8.1 | 34000 | 24600 | 72.35% | 2.06 | 0 | 9 |  |  |  | No | R-410A | 2.8333 | Residential & Commercial | No
212978550 | Central HP <5.4 tons | HEIL | HRCU-A-CB (Split System: Heat Pump with Remote Outdoor Unit-Air-Source) | DLCURAH30ABK |  |  | EA*4X42L21A* | *80MS(N,L)0701712A* | 29800 | 15.2 | 8.1 | 34200 | 27600 | 80.7% | 1.8 | 0 | 9 |  |  |  | No | R-410A | 2.4833 | Residential & Commercial | No
212981224 | Central HP <5.4 tons | HEIL | HRCU-A-CB (Split System: Heat Pump with Remote Outdoor Unit-Air-Source) | DLCURAH30ABK |  |  | EA*4X42L24A* | *80MS(N,L)1352420A* | 30200 | 15.2 | 8.1 | 34400 | 27400 | 79.65% | 1.8 | 0 | 9 |  |  |  | No | R-410A | 2.5167 | Residential & Commercial | No
211391050 | Central HP <5.4 tons | JOHNSON CONTROLS | HRCU-A-CB (Split System: Heat Pump with Remote Outdoor Unit-Air-Source) | HMH72B341 |  |  | XAFB36DBCN1 | TM8V060A12MP12 | 34000 | 17.5 | 8.1 | 34000 | 24200 | 71.18% | 2.06 | 0 | 9.5 |  |  |  | No | R-410A | 2.8333 | Residential & Commercial | No
211392304 | Central HP <5.4 tons | JOHNSON CONTROLS | HRCU-A-CB (Split System: Heat Pump with Remote Outdoor Unit-Air-Source) | HMH72B341 |  |  | XAFC36DXXN1+TXV | TM8E080B12MP11 | 34000 | 18 | 8.1 | 34000 | 24400 | 71.76% | 2.06 | 0 | 9.5 |  |  |  | No | R-410A | 2.8333 | Residential & Commercial | No
211392486 | Central HP <5.4 tons | JOHNSON CONTROLS | HRCU-A-CB (Split System: Heat Pump with Remote Outdoor Unit-Air-Source) | HMH72B341 |  |  | XAFB30CXXN1+TXV | TMLE080B12MP11 | 32800 | 17.5 | 8.1 | 34000 | 23800 | 70% | 2.02 | 0 | 9.5 |  |  |  | No | R-410A | 2.7333 | Residential & Commercial | No
211392527 | Central HP <5.4 tons | JOHNSON CONTROLS | HRCU-A-CB (Split System: Heat Pump with Remote Outdoor Unit-Air-Source) | HMH72B341 |  |  | XAHB36DXXN1+TXV | TM8E060A12MP11 | 33200 | 17 | 8.1 | 33200 | 23400 | 70.48% | 2 | 0 | 9.5 |  |  |  | No | R-410A | 2.7667 | Residential & Commercial | No
211397714 | Central HP <5.4 tons | JOHNSON CONTROLS | HRCU-A-CB (Split System: Heat Pump with Remote Outdoor Unit-Air-Source) | HMH72B341 |  |  | XAFC48FXXN1+TXV | TM8V080C16MP12 | 34000 | 16.5 | 8.5 | 33200 | 24400 | 73.49% | 2.1 | 0 | 9 |  |  |  | No | R-410A | 2.8333 | Residential & Commercial | No
211394350 | Central HP <5.4 tons | JOHNSON CONTROLS | HRCU-A-CB (Split System: Heat Pump with Remote Outdoor Unit-Air-Source) | HMH72B341 |  |  | XAFD48FXXN1+TXV | TP9C120D20MP13 | 34000 | 17 | 8.5 | 32400 | 23800 | 73.46% | 2.1 | 0 | 9.5 |  |  |  | No | R-410A | 2.8333 | Residential & Commercial | No
211395102 | Central HP <5.4 tons | JOHNSON CONTROLS | HRCU-A-CB (Split System: Heat Pump with Remote Outdoor Unit-Air-Source) | HMH72B341 |  |  | XAHC48FXXN1+TXV | TP9C080C16MP13 | 32800 | 16.5 | 8.5 | 31800 | 23200 | 72.96% | 2.02 | 0 | 9 |  |  |  | No | R-410A | 2.7333 | Residential & Commercial | No
211394318 | Central HP <5.4 tons | JOHNSON CONTROLS | HRCU-A-CB (Split System: Heat Pump with Remote Outdoor Unit-Air-Source) | HMH72B341 |  |  | XAHD48FBCN1 | TP9C120D20MP13 | 33400 | 16.5 | 8.5 | 32000 | 23200 | 72.5% | 2.06 | 0 | 9.5 |  |  |  | No | R-410A | 2.7833 | Residential & Commercial | No
211394434 | Central HP <5.4 tons | JOHNSON CONTROLS | HRCU-A-CB (Split System: Heat Pump with Remote Outdoor Unit-Air-Source) | HMH72B341 |  |  | XAHD48FBCN1 | TM9V100C20MP12 | 33600 | 16.5 | 8.5 | 32400 | 23800 | 73.46% | 2.06 | 0 | 9 |  |  |  | No | R-410A | 2.8 | Residential & Commercial | No
211395359 | Central HP <5.4 tons | JOHNSON CONTROLS | HRCU-A-CB (Split System: Heat Pump with Remote Outdoor Unit-Air-Source) | HMH72B341 |  |  | XAFC48FBCN1 | TM9V080C16MP12 | 33400 | 16.5 | 8.5 | 32400 | 23600 | 72.84% | 2.06 | 0 | 9.5 |  |  |  | No | R-410A | 2.7833 | Residential & Commercial | No
211395820 | Central HP <5.4 tons | JOHNSON CONTROLS | HRCU-A-CB (Split System: Heat Pump with Remote Outdoor Unit-Air-Source) | HMH72B341 |  |  | XAFC48FXXN1+TXV | TM9V060B12MP12 | 33000 | 16.5 | 8.1 | 32400 | 24000 | 74.07% | 2.04 | 0 | 9 |  |  |  | No | R-410A | 2.75 | Residential & Commercial | No
211394116 | Central HP <5.4 tons | JOHNSON CONTROLS | HRCU-A-CB (Split System: Heat Pump with Remote Outdoor Unit-Air-Source) | HMH72B341 |  |  | XAUC48FXXN1+TXV | TM9Y080C16MP11 | 33800 | 17.5 | 8.5 | 32800 | 24200 | 73.78% | 2.06 | 0 | 9 |  |  |  | No | R-410A | 2.8167 | Residential & Commercial | No
211394952 | Central HP <5.4 tons | JOHNSON CONTROLS | HRCU-A-CB (Split System: Heat Pump with Remote Outdoor Unit-Air-Source) | HMH72B341 |  |  | XAUC48FXXN1+TXV | TM9V100C16MP12 | 33800 | 16.5 | 8.5 | 32400 | 23800 | 73.46% | 2.08 | 0 | 9.5 |  |  |  | No | R-410A | 2.8167 | Residential & Commercial | No
214229279 | Central HP <5.4 tons | HEIL | HRCU-A-CB (Split System: Heat Pump with Remote Outdoor Unit-Air-Source) | DLCURAH36ABK |  |  | EA*4X36L17A* | *80MSU0601716A* | 34800 | 16 | 8.1 | 38500 | 35200 | 91.43% | 1.82 | 0 | 9.5 |  |  |  | No | R-410A | 2.9 | Residential & Commercial | No
211713274 | Central HP <5.4 tons | COMFORTMAKER | HRCU-A-CB (Split System: Heat Pump with Remote Outdoor Unit-Air-Source) | DLCURAH30ABK |  |  | EA*4X43L21A* | *80ES(N,L)0901714A* | 30600 | 15.2 | 8.1 | 33200 | 26000 | 78.31% | 1.84 | 0 | 9 |  |  |  | No | R-410A | 2.55 | Residential & Commercial | No
211395911 | Central HP <5.4 tons | JOHNSON CONTROLS | HRCU-A-CB (Split System: Heat Pump with Remote Outdoor Unit-Air-Source) | HMH72B341 |  |  | XAUC48FXXN1+TXV | TP9C060B12MP13 | 33000 | 16.5 | 8.1 | 32400 | 24000 | 74.07% | 2.04 | 0 | 9 |  |  |  | No | R-410A | 2.75 | Residential & Commercial | No
211395963 | Central HP <5.4 tons | JOHNSON CONTROLS | HRCU-A-CB (Split System: Heat Pump with Remote Outdoor Unit-Air-Source) | HMH72B341 |  |  | XAHC48FXXN1+TXV | TM9E100C16MP12 | 32800 | 16.5 | 8.5 | 31800 | 23200 | 72.96% | 2.02 | 0 | 9 |  |  |  | No | R-410A | 2.7333 | Residential & Commercial | No
211396656 | Central HP <5.4 tons | JOHNSON CONTROLS | HRCU-A-CB (Split System: Heat Pump with Remote Outdoor Unit-Air-Source) | HMH72B341 |  |  | XAFC48FXXN1+TXV | TM8Y100C20MP11 | 34000 | 16.5 | 8.5 | 33000 | 24200 | 73.33% | 2.1 | 0 | 9.5 |  |  |  | No | R-410A | 2.8333 | Residential & Commercial | No
211396713 | Central HP <5.4 tons | JOHNSON CONTROLS | HRCU-A-CB (Split System: Heat Pump with Remote Outdoor Unit-Air-Source) | HMH72B341 |  |  | XAUC48FXXN1+TXV | TM8Y100C20MP11 | 34000 | 16.5 | 8.5 | 33000 | 24200 | 73.33% | 2.1 | 0 | 9.5 |  |  |  | No | R-410A | 2.8333 | Residential & Commercial | No
211396800 | Central HP <5.4 tons | JOHNSON CONTROLS | HRCU-A-CB (Split System: Heat Pump with Remote Outdoor Unit-Air-Source) | HMH72B341 |  |  | XAHC48FXXN1+TXV | TM8Y080C16MP11 | 33600 | 17 | 8.1 | 32600 | 24000 | 73.62% | 2.04 | 0 | 9 |  |  |  | No | R-410A | 2.8 | Residential & Commercial | No
211398029 | Central HP <5.4 tons | JOHNSON CONTROLS | HRCU-A-CB (Split System: Heat Pump with Remote Outdoor Unit-Air-Source) | HMH72B341 |  |  | XAFC48FXXN1+TXV | TPLC080B12MP13 | 33000 | 16 | 8.1 | 32600 | 24000 | 73.62% | 2.02 | 0 | 9 |  |  |  | No | R-410A | 2.75 | Residential & Commercial | No
211398216 | Central HP <5.4 tons | JOHNSON CONTROLS | HRCU-A-CB (Split System: Heat Pump with Remote Outdoor Unit-Air-Source) | HMH72B341 |  |  | XAFD48FXXN1+TXV | TM8E120C16MP11 | 33600 | 17 | 8.5 | 32400 | 23600 | 72.84% | 2.08 | 0 | 9.5 |  |  |  | No | R-410A | 2.8 | Residential & Commercial | No
211398383 | Central HP <5.4 tons | JOHNSON CONTROLS | HRCU-A-CB (Split System: Heat Pump with Remote Outdoor Unit-Air-Source) | HMH72B341 |  |  | XAHD48FBCN1 | TM8E100C16MP11 | 32800 | 16.5 | 8.5 | 31600 | 23200 | 73.42% | 2.02 | 0 | 9.5 |  |  |  | No | R-410A | 2.7333 | Residential & Commercial | No
211398565 | Central HP <5.4 tons | JOHNSON CONTROLS | HRCU-A-CB (Split System: Heat Pump with Remote Outdoor Unit-Air-Source) | HMH72B341 |  |  | XAUC48FXXN1+TXV | TM8E100C16MP11 | 33600 | 17 | 8.5 | 32400 | 23600 | 72.84% | 2.06 | 0 | 9.5 |  |  |  | No | R-410A | 2.8 | Residential & Commercial | No
211398814 | Central HP <5.4 tons | JOHNSON CONTROLS | HRCU-A-CB (Split System: Heat Pump with Remote Outdoor Unit-Air-Source) | HMH72B341 |  |  | XAHC48FXXN1+TXV | TMLE080C16MP11 | 32800 | 16.5 | 8.5 | 31600 | 23000 | 72.78% | 2.04 | 0 | 9.5 |  |  |  | No | R-410A | 2.7333 | Residential & Commercial | No
212383293 | Central HP <5.4 tons | COMFORTMAKER | HRCU-A-CB (Split System: Heat Pump with Remote Outdoor Unit-Air-Source) | DLCURAH36ABK |  |  | EA*4X36L21A* | *80ES(N,L)0901714A* | 35600 | 15.5 | 8.1 | 39500 | 35200 | 89.11% | 1.84 | 0 | 9.5 |  |  |  | No | R-410A | 2.9667 | Residential & Commercial | No
211712948 | Central HP <5.4 tons | HEIL | HRCU-A-CB (Split System: Heat Pump with Remote Outdoor Unit-Air-Source) | DLCURAH30ABK |  |  | EA*4X42L24A* | *80ESU0802120A | 29800 | 15.2 | 8.1 | 33800 | 27200 | 80.47% | 1.78 | 0 | 9 |  |  |  | No | R-410A | 2.4833 | Residential & Commercial | No
211394545 | Central HP <5.4 tons | JOHNSON CONTROLS | HRCU-A-CB (Split System: Heat Pump with Remote Outdoor Unit-Air-Source) | HMH72B341 |  |  | XAFD48FXXN1+TXV | TP9C100C20MP13 | 34000 | 16.5 | 8.5 | 33000 | 24200 | 73.33% | 2.1 | 0 | 9 |  |  |  | No | R-410A | 2.8333 | Residential & Commercial | No
211393204 | Central HP <5.4 tons | JOHNSON CONTROLS | HRCU-A-CB (Split System: Heat Pump with Remote Outdoor Unit-Air-Source) | HMH72B341 |  |  | XAFC36DXXN1+TXV | TL9E060B12UH11 | 33800 | 18 | 8.1 | 34000 | 24200 | 71.18% | 2.04 | 0 | 9.5 |  |  |  | No | R-410A | 2.8167 | Residential & Commercial | No
211396840 | Central HP <5.4 tons | JOHNSON CONTROLS | HRCU-A-CB (Split System: Heat Pump with Remote Outdoor Unit-Air-Source) | HMH72B341 |  |  | XAFD48FXXN1+TXV | TM8Y100C16MP11 | 34000 | 17.5 | 8.5 | 33200 | 24400 | 73.49% | 2.08 | 0 | 9 |  |  |  | No | R-410A | 2.8333 | Residential & Commercial | No
211398201 | Central HP <5.4 tons | JOHNSON CONTROLS | HRCU-A-CB (Split System: Heat Pump with Remote Outdoor Unit-Air-Source) | HMH72B341 |  |  | XAHC48FBCN1 | TMLE120C16MP11 | 33000 | 17 | 8.5 | 31600 | 23200 | 73.42% | 2.04 | 0 | 9.5 |  |  |  | No | R-410A | 2.75 | Residential & Commercial | No
211398478 | Central HP <5.4 tons | JOHNSON CONTROLS | HRCU-A-CB (Split System: Heat Pump with Remote Outdoor Unit-Air-Source) | HMH72B341 |  |  | XAFD48FXXN1+TXV | TMLE100C16MP11 | 33600 | 17 | 8.5 | 32400 | 23600 | 72.84% | 2.08 | 0 | 9.5 |  |  |  | No | R-410A | 2.8 | Residential & Commercial | No
211398635 | Central HP <5.4 tons | JOHNSON CONTROLS | HRCU-A-CB (Split System: Heat Pump with Remote Outdoor Unit-Air-Source) | HMH72B341 |  |  | XAHC48FBCN1 | TM8E100B12MP11 | 32600 | 17 | 8.1 | 31800 | 23200 | 72.96% | 2.02 | 0 | 9 |  |  |  | No | R-410A | 2.7167 | Residential & Commercial | No
211393998 | Central HP <5.4 tons | JOHNSON CONTROLS | HRCU-A-CB (Split System: Heat Pump with Remote Outdoor Unit-Air-Source) | HMH72B341 |  |  | XAHD48FXXN1+TXV | TM9Y080C16MP11 | 32800 | 17 | 8.1 | 31800 | 23200 | 72.96% | 2.02 | 0 | 9 |  |  |  | No | R-410A | 2.7333 | Residential & Commercial | No
211397098 | Central HP <5.4 tons | JOHNSON CONTROLS | HRCU-A-CB (Split System: Heat Pump with Remote Outdoor Unit-Air-Source) | HMH72B341 |  |  | XAHC48FXXN1+TXV | TPLC100C20MP13 | 33800 | 16.5 | 8.5 | 32400 | 23800 | 73.46% | 2.06 | 0 | 9 |  |  |  | No | R-410A | 2.8167 | Residential & Commercial | No
211397400 | Central HP <5.4 tons | JOHNSON CONTROLS | HRCU-A-CB (Split System: Heat Pump with Remote Outdoor Unit-Air-Source) | HMH72B341 |  |  | XAHC48FXXN1+TXV | TMLV100C16MP12 | 33600 | 16.5 | 8.5 | 32400 | 23800 | 73.46% | 2.06 | 0 | 9 |  |  |  | No | R-410A | 2.8 | Residential & Commercial | No
211395051 | Central HP <5.4 tons | JOHNSON CONTROLS | HRCU-A-CB (Split System: Heat Pump with Remote Outdoor Unit-Air-Source) | HMH72B341 |  |  | XAHD48FBCN1 | TP9C080C16MP13 | 32600 | 16 | 8.1 | 31800 | 23200 | 72.96% | 2.02 | 0 | 9 |  |  |  | No | R-410A | 2.7167 | Residential & Commercial | No
212383288 | Central HP <5.4 tons | CARRIER | HRCU-A-CB (Split System: Heat Pump with Remote Outdoor Unit-Air-Source) | 38MURAQ36AB3* |  |  | CAP**3621AL* | 58S(B,C)*A090E17**14 | 35600 | 15.5 | 8.1 | 39500 | 35200 | 89.11% | 1.84 | 0 | 9.5 |  |  |  | No | R-410A | 2.9667 | Residential & Commercial | No
211395269 | Central HP <5.4 tons | JOHNSON CONTROLS | HRCU-A-CB (Split System: Heat Pump with Remote Outdoor Unit-Air-Source) | HMH72B341 |  |  | XAFD48FBCN1 | TP9C080C16MP13 | 33400 | 16.5 | 8.5 | 32400 | 23600 | 72.84% | 2.06 | 0 | 9.5 |  |  |  | No | R-410A | 2.7833 | Residential & Commercial | No
212382931 | Central HP <5.4 tons | CARRIER | HRCU-A-CB (Split System: Heat Pump with Remote Outdoor Unit-Air-Source) | 38MURAQ36AB3* |  |  | CAP**3617AL* | 58TP*A090V17**16 | 35200 | 15.5 | 8.1 | 39000 | 35200 | 90.26% | 1.82 | 0 | 9.5 |  |  |  | No | R-410A | 2.9333 | Residential & Commercial | No
211395483 | Central HP <5.4 tons | JOHNSON CONTROLS | HRCU-A-CB (Split System: Heat Pump with Remote Outdoor Unit-Air-Source) | HMH72B341 |  |  | XAHC48FXXN1+TXV | TP9C080B12MP13 | 32800 | 16 | 8.1 | 32200 | 23600 | 73.29% | 2.02 | 0 | 9 |  |  |  | No | R-410A | 2.7333 | Residential & Commercial | No
211395748 | Central HP <5.4 tons | JOHNSON CONTROLS | HRCU-A-CB (Split System: Heat Pump with Remote Outdoor Unit-Air-Source) | HMH72B341 |  |  | XAHC48FXXN1+TXV | TP9C060B12MP13 | 32400 | 16 | 8.1 | 32000 | 23400 | 73.12% | 2 | 0 | 9 |  |  |  | No | R-410A | 2.7 | Residential & Commercial | No
211388508 | Central HP <5.4 tons | JOHNSON CONTROLS | HRCU-A-CB (Split System: Heat Pump with Remote Outdoor Unit-Air-Source) | HMH72B341 |  |  | XAFB36DXXN1+TXV | TM9V040A10MP12 | 33200 | 17 | 8.1 | 33200 | 23400 | 70.48% | 2 | 0 | 9.5 |  |  |  | No | R-410A | 2.7667 | Residential & Commercial | No
213079390 | Central HP <5.4 tons | COMFORTMAKER | HRCU-A-CB (Split System: Heat Pump with Remote Outdoor Unit-Air-Source) | DLCURAH36ABK |  |  | EA*4X36L21A* | *92MSN0601714A* | 35000 | 16 | 8.1 | 38500 | 35200 | 91.43% | 1.82 | 0 | 9.5 |  |  |  | No | R-410A | 2.9167 | Residential & Commercial | No
213080817 | Central HP <5.4 tons | COMFORTMAKER | HRCU-A-CB (Split System: Heat Pump with Remote Outdoor Unit-Air-Source) | DLCURAH36ABK |  |  | EA*4X42L24A* | *95MSU0802120A* | 35200 | 16 | 8.1 | 38500 | 35000 | 90.91% | 1.88 | 0 | 9.5 |  |  |  | No | R-410A | 2.9333 | Residential & Commercial | No
212970380 | Central HP <5.4 tons | COMFORTMAKER | HRCU-A-CB (Split System: Heat Pump with Remote Outdoor Unit-Air-Source) | DLCURAH36ABK |  |  | EA*4X36L21A* | *80VSL0701716B* | 35200 | 15.5 | 8.1 | 38500 | 35200 | 91.43% | 1.84 | 0 | 9.5 |  |  |  | No | R-410A | 2.9333 | Residential & Commercial | No
212982615 | Central HP <5.4 tons | AIRQUEST | HRCU-A-CB (Split System: Heat Pump with Remote Outdoor Unit-Air-Source) | DLCURAH30ABK |  |  | EA*4X36L21A* | *80MSU0601716A* | 29600 | 15.2 | 8.1 | 34000 | 27800 | 81.76% | 1.78 | 0 | 9 |  |  |  | No | R-410A | 2.4667 | Residential & Commercial | No
212383327 | Central HP <5.4 tons | CARRIER | HRCU-A-CB (Split System: Heat Pump with Remote Outdoor Unit-Air-Source) | 38MURAQ36AB3* |  |  | CAP**3621AL* | 59SC2D080E17**16 | 35200 | 16 | 8.1 | 39000 | 35200 | 90.26% | 1.82 | 0 | 9.5 |  |  |  | No | R-410A | 2.9333 | Residential & Commercial | No
212383112 | Central HP <5.4 tons | CARRIER | HRCU-A-CB (Split System: Heat Pump with Remote Outdoor Unit-Air-Source) | 38MURAQ36AB3* |  |  | CAP**3621AL* | 59SP6A080V21**20 | 35400 | 16 | 8.1 | 39500 | 35200 | 89.11% | 1.82 | 0 | 9.5 |  |  |  | No | R-410A | 2.95 | Residential & Commercial | No
215828259 | Central HP <5.4 tons | GREE | HRCU-A-CB (Split System: Heat Pump with Remote Outdoor Unit-Air-Source) | GUD36W/A-D(U) |  |  | GCAT36*/NAA | EL297UH070XV36B | 31400 | 15.2 | 8.5 | 34000 | 23800 | 70% | 1.75 | 0 | 9 |  |  |  | No | R-410A | 2.6167 | Residential & Commercial | No
211392471 | Central HP <5.4 tons | JOHNSON CONTROLS | HRCU-A-CB (Split System: Heat Pump with Remote Outdoor Unit-Air-Source) | HMH72B341 |  |  | XAFB30CXXN1+TXV | TM8E080B12MP11 | 32800 | 17.5 | 8.1 | 34000 | 23800 | 70% | 2.02 | 0 | 9.5 |  |  |  | No | R-410A | 2.7333 | Residential & Commercial | No
211390690 | Central HP <5.4 tons | JOHNSON CONTROLS | HRCU-A-CB (Split System: Heat Pump with Remote Outdoor Unit-Air-Source) | HMH72B341 |  |  | XAFC30CXXN1+TXV | TPLC080B12MP13 | 32400 | 17 | 8.1 | 34000 | 23800 | 70% | 2 | 0 | 9.5 |  |  |  | No | R-410A | 2.7 | Residential & Commercial | No
211390806 | Central HP <5.4 tons | JOHNSON CONTROLS | HRCU-A-CB (Split System: Heat Pump with Remote Outdoor Unit-Air-Source) | HMH72B341 |  |  | XAFB30CXXN1+TXV | TM8V080B12MP12 | 32400 | 17 | 8.1 | 33600 | 23600 | 70.24% | 2 | 0 | 9.5 |  |  |  | No | R-410A | 2.7 | Residential & Commercial | No
211390990 | Central HP <5.4 tons | JOHNSON CONTROLS | HRCU-A-CB (Split System: Heat Pump with Remote Outdoor Unit-Air-Source) | HMH72B341 |  |  | XAHB30CXXN1+TXV | TPLC060A12MP13 | 32000 | 17 | 8.1 | 32800 | 23000 | 70.12% | 1.98 | 0 | 9.5 |  |  |  | No | R-410A | 2.6667 | Residential & Commercial | No
211391617 | Central HP <5.4 tons | JOHNSON CONTROLS | HRCU-A-CB (Split System: Heat Pump with Remote Outdoor Unit-Air-Source) | HMH72B341 |  |  | XAHC36DBCN1 | TM8E100B12MP11 | 33400 | 17.5 | 8.1 | 33000 | 23400 | 70.91% | 2.02 | 0 | 9.5 |  |  |  | No | R-410A | 2.7833 | Residential & Commercial | No
211392035 | Central HP <5.4 tons | JOHNSON CONTROLS | HRCU-A-CB (Split System: Heat Pump with Remote Outdoor Unit-Air-Source) | HMH72B341 |  |  | XAHC30CXXN1+TXV | TM8E080C16MP11 | 32200 | 17.5 | 8.1 | 32400 | 22800 | 70.37% | 2 | 0 | 9.5 |  |  |  | No | R-410A | 2.6833 | Residential & Commercial | No
211239664 | Central HP <5.4 tons | CARRIER | HRCU-A-CB (Split System: Heat Pump with Remote Outdoor Unit-Air-Source) | 38MURAQ24AB3* |  |  | CAP**2417AL* | 59SP6A040V14**10 | 23400 | 15.5 | 8.5 | 26800 | 24800 | 92.54% | 2.04 | 0 | 9.5 |  |  |  | No | R-410A | 1.95 | Residential & Commercial | No
211177529 | Central HP <5.4 tons | GREE | HRCU-A-CB (Split System: Heat Pump with Remote Outdoor Unit-Air-Source) | GUD36W/A-D(U) |  |  | GCAT36*/NAA | ML296UH070XV36B-* | 31800 | 15.2 | 8.5 | 34000 | 23800 | 70% | 1.75 | 0 | 9 |  |  |  | No | R-410A | 2.65 | Residential & Commercial | No
211644151 | Central HP <5.4 tons | GREE | HRCU-A-C (Split System: Heat Pump with Remote Outdoor Unit with No Indoor Fan --Air Source) | GUD36W/A-D(U) |  |  | GCAT36*/NAA |  | 32000 | 15.2 | 8.5 | 34000 | 24000 | 70.59% | 1.8 | 0 | 9.5 |  |  |  | No | R-410A | 2.6667 | Residential & Commercial | No
213080381 | Central HP <5.4 tons | HEIL | HRCU-A-CB (Split System: Heat Pump with Remote Outdoor Unit-Air-Source) | DLCURAH36ABK |  |  | EA*4X36L21A* | *96MSN1002122A* | 35000 | 16 | 8.1 | 38500 | 35200 | 91.43% | 1.82 | 0 | 9.5 |  |  |  | No | R-410A | 2.9167 | Residential & Commercial | No
213080783 | Central HP <5.4 tons | HEIL | HRCU-A-CB (Split System: Heat Pump with Remote Outdoor Unit-Air-Source) | DLCURAH36ABK |  |  | EA*4X36L21A* | *95MSU0802120A* | 35000 | 16 | 8.1 | 38500 | 35200 | 91.43% | 1.82 | 0 | 9.5 |  |  |  | No | R-410A | 2.9167 | Residential & Commercial | No
211389978 | Central HP <5.4 tons | JOHNSON CONTROLS | HRCU-A-CB (Split System: Heat Pump with Remote Outdoor Unit-Air-Source) | HMH72B341 |  |  | XAHC36DXXN1+TXV | TPLC100C16MP13 | 34000 | 17 | 8.1 | 34000 | 24600 | 72.35% | 2.08 | 0 | 9.5 |  |  |  | No | R-410A | 2.8333 | Residential & Commercial | No
211395685 | Central HP <5.4 tons | JOHNSON CONTROLS | HRCU-A-CB (Split System: Heat Pump with Remote Outdoor Unit-Air-Source) | HMH72B341 |  |  | XAUC48FXXN1+TXV | TP9C080B12MP13 | 33400 | 16.5 | 8.5 | 32600 | 24000 | 73.62% | 2.06 | 0 | 9 |  |  |  | No | R-410A | 2.7833 | Residential & Commercial | No
211396414 | Central HP <5.4 tons | JOHNSON CONTROLS | HRCU-A-CB (Split System: Heat Pump with Remote Outdoor Unit-Air-Source) | HMH72B341 |  |  | XAUC48FXXN1+TXV | TM9E060B12MP12 | 33200 | 16.5 | 8.1 | 32600 | 24000 | 73.62% | 2.02 | 0 | 9 |  |  |  | No | R-410A | 2.7667 | Residential & Commercial | No
211395510 | Central HP <5.4 tons | JOHNSON CONTROLS | HRCU-A-CB (Split System: Heat Pump with Remote Outdoor Unit-Air-Source) | HMH72B341 |  |  | XAHC48FBCN1 | TM9V080B12MP12 | 32800 | 16 | 8.1 | 32200 | 23600 | 73.29% | 2.02 | 0 | 9 |  |  |  | No | R-410A | 2.7333 | Residential & Commercial | No
211389094 | Central HP <5.4 tons | JOHNSON CONTROLS | HRCU-A-CB (Split System: Heat Pump with Remote Outdoor Unit-Air-Source) | HMH72B341 |  |  | XAFB36DBCN1 | TM9E060B12MP12 | 34000 | 17.5 | 8.1 | 34000 | 24200 | 71.18% | 2.04 | 0 | 9.5 |  |  |  | No | R-410A | 2.8333 | Residential & Commercial | No
211389187 | Central HP <5.4 tons | JOHNSON CONTROLS | HRCU-A-CB (Split System: Heat Pump with Remote Outdoor Unit-Air-Source) | HMH72B341 |  |  | XAFB36DXXN1+TXV | TM9E060A10MP12 | 33600 | 17.5 | 8.1 | 33800 | 23800 | 70.41% | 2.02 | 0 | 9.5 |  |  |  | No | R-410A | 2.8 | Residential & Commercial | No
211389035 | Central HP <5.4 tons | JOHNSON CONTROLS | HRCU-A-CB (Split System: Heat Pump with Remote Outdoor Unit-Air-Source) | HMH72B341 |  |  | XAFC36DXXN1+TXV | TM9E060B12MP12 | 34000 | 17.5 | 8.1 | 34000 | 24200 | 71.18% | 2.04 | 0 | 9.5 |  |  |  | No | R-410A | 2.8333 | Residential & Commercial | No
211389435 | Central HP <5.4 tons | JOHNSON CONTROLS | HRCU-A-CB (Split System: Heat Pump with Remote Outdoor Unit-Air-Source) | HMH72B341 |  |  | XAFC30CXXN1+TXV | TM8Y100C20MP11 | 33600 | 18 | 8.5 | 33600 | 23600 | 70.24% | 2.06 | 0 | 9.5 |  |  |  | No | R-410A | 2.8 | Residential & Commercial | No
211393496 | Central HP <5.4 tons | JOHNSON CONTROLS | HRCU-A-CB (Split System: Heat Pump with Remote Outdoor Unit-Air-Source) | HMH72B341 |  |  | XAHB36DXXN1+TXV | TL8E060A12UH11 | 33200 | 17.5 | 8.1 | 33000 | 23400 | 70.91% | 2 | 0 | 9.5 |  |  |  | No | R-410A | 2.7667 | Residential & Commercial | No
211396173 | Central HP <5.4 tons | JOHNSON CONTROLS | HRCU-A-CB (Split System: Heat Pump with Remote Outdoor Unit-Air-Source) | HMH72B341 |  |  | XAFC48FBCN1 | TM9E080C16MP12 | 34000 | 17 | 8.1 | 33400 | 24600 | 73.65% | 2.08 | 0 | 9 |  |  |  | No | R-410A | 2.8333 | Residential & Commercial | No
211391184 | Central HP <5.4 tons | JOHNSON CONTROLS | HRCU-A-CB (Split System: Heat Pump with Remote Outdoor Unit-Air-Source) | HMH72B341 |  |  | XAUB30CXXN1+TXV | TM8V060A12MP12 | 32800 | 17.5 | 8.1 | 33400 | 23400 | 70.06% | 2.02 | 0 | 9.5 |  |  |  | No | R-410A | 2.7333 | Residential & Commercial | No
211391482 | Central HP <5.4 tons | JOHNSON CONTROLS | HRCU-A-CB (Split System: Heat Pump with Remote Outdoor Unit-Air-Source) | HMH72B341 |  |  | XAHC30CXXN1+TXV | TMLE100C16MP11 | 32200 | 16.5 | 8.1 | 32400 | 22800 | 70.37% | 2 | 0 | 9.5 |  |  |  | No | R-410A | 2.6833 | Residential & Commercial | No
211395591 | Central HP <5.4 tons | JOHNSON CONTROLS | HRCU-A-CB (Split System: Heat Pump with Remote Outdoor Unit-Air-Source) | HMH72B341 |  |  | XAFC48FXXN1+TXV | TP9C080B12MP13 | 33400 | 16.5 | 8.5 | 32600 | 24000 | 73.62% | 2.06 | 0 | 9 |  |  |  | No | R-410A | 2.7833 | Residential & Commercial | No
211394839 | Central HP <5.4 tons | JOHNSON CONTROLS | HRCU-A-CB (Split System: Heat Pump with Remote Outdoor Unit-Air-Source) | HMH72B341 |  |  | XAFD48FXXN1+TXV | TM9V100C16MP12 | 33800 | 16.5 | 8.5 | 32400 | 23600 | 72.84% | 2.08 | 0 | 9.5 |  |  |  | No | R-410A | 2.8167 | Residential & Commercial | No
211391716 | Central HP <5.4 tons | JOHNSON CONTROLS | HRCU-A-CB (Split System: Heat Pump with Remote Outdoor Unit-Air-Source) | HMH72B341 |  |  | XAHB30CXXN1+TXV | TM8E100B12MP11 | 32000 | 17 | 8.1 | 32800 | 23000 | 70.12% | 1.98 | 0 | 9.5 |  |  |  | No | R-410A | 2.6667 | Residential & Commercial | No
211392050 | Central HP <5.4 tons | JOHNSON CONTROLS | HRCU-A-CB (Split System: Heat Pump with Remote Outdoor Unit-Air-Source) | HMH72B341 |  |  | XAHC30CXXN1+TXV | TMLE080C16MP11 | 32200 | 17.5 | 8.1 | 32400 | 22800 | 70.37% | 2 | 0 | 9.5 |  |  |  | No | R-410A | 2.6833 | Residential & Commercial | No
211392277 | Central HP <5.4 tons | JOHNSON CONTROLS | HRCU-A-CB (Split System: Heat Pump with Remote Outdoor Unit-Air-Source) | HMH72B341 |  |  | XAHB30CXXN1+TXV | TM8E080B12MP11 | 32000 | 17 | 8.1 | 32800 | 23400 | 71.34% | 1.98 | 0 | 9 |  |  |  | No | R-410A | 2.6667 | Residential & Commercial | No
211393983 | Central HP <5.4 tons | JOHNSON CONTROLS | HRCU-A-CB (Split System: Heat Pump with Remote Outdoor Unit-Air-Source) | HMH72B341 |  |  | XAUC48FXXN1+TXV | TM9Y100C16MP11 | 33800 | 17.5 | 8.5 | 32800 | 24200 | 73.78% | 2.06 | 0 | 9 |  |  |  | No | R-410A | 2.8167 | Residential & Commercial | No
211395021 | Central HP <5.4 tons | JOHNSON CONTROLS | HRCU-A-CB (Split System: Heat Pump with Remote Outdoor Unit-Air-Source) | HMH72B341 |  |  | XAHD48FXXN1+TXV | TP9C080C16MP13 | 32600 | 16 | 8.1 | 31800 | 23200 | 72.96% | 2.02 | 0 | 9 |  |  |  | No | R-410A | 2.7167 | Residential & Commercial | No
211395640 | Central HP <5.4 tons | JOHNSON CONTROLS | HRCU-A-CB (Split System: Heat Pump with Remote Outdoor Unit-Air-Source) | HMH72B341 |  |  | XAUC48FXXN1+TXV | TM9V080B12MP12 | 33400 | 16.5 | 8.5 | 32600 | 24000 | 73.62% | 2.06 | 0 | 9 |  |  |  | No | R-410A | 2.7833 | Residential & Commercial | No
211397113 | Central HP <5.4 tons | JOHNSON CONTROLS | HRCU-A-CB (Split System: Heat Pump with Remote Outdoor Unit-Air-Source) | HMH72B341 |  |  | XAHC48FXXN1+TXV | TPLC120C20MP13 | 33800 | 16.5 | 8.5 | 32400 | 23800 | 73.46% | 2.06 | 0 | 9 |  |  |  | No | R-410A | 2.8167 | Residential & Commercial | No
211397546 | Central HP <5.4 tons | JOHNSON CONTROLS | HRCU-A-CB (Split System: Heat Pump with Remote Outdoor Unit-Air-Source) | HMH72B341 |  |  | XAFD48FXXN1+TXV | TM8V080C16MP12 | 34000 | 16.5 | 8.5 | 33000 | 24400 | 73.94% | 2.1 | 0 | 9 |  |  |  | No | R-410A | 2.8333 | Residential & Commercial | No
211389935 | Central HP <5.4 tons | JOHNSON CONTROLS | HRCU-A-CB (Split System: Heat Pump with Remote Outdoor Unit-Air-Source) | HMH72B341 |  |  | XAHC36DXXN1+TXV | TM8V080C16MP12 | 34000 | 17 | 8.1 | 34000 | 24600 | 72.35% | 2.08 | 0 | 9.5 |  |  |  | No | R-410A | 2.8333 | Residential & Commercial | No
215864756 | Central HP <5.4 tons | AMERICAN STANDARD | HRCU-A-CB (Split System: Heat Pump with Remote Outdoor Unit-Air-Source) | 5A6V8X60A1 |  |  | 5TXCD010AS3 | S9V2C100D5PSC+LRP | 51000 | 18 | 8.5 | 53000 | 38500 | 72.64% | 1.9 | 0 | 9.8 |  |  |  | No | R-454B | 4.25 | Residential & Commercial | No
211396077 | Central HP <5.4 tons | JOHNSON CONTROLS | HRCU-A-CB (Split System: Heat Pump with Remote Outdoor Unit-Air-Source) | HMH72B341 |  |  | XAHD48FBCN1 | TM9E080C16MP12 | 33600 | 16.5 | 8.1 | 32800 | 24200 | 73.78% | 2.04 | 0 | 9 |  |  |  | No | R-410A | 2.8 | Residential & Commercial | No
213076969 | Central HP <5.4 tons | COMFORTMAKER | HRCU-A-CB (Split System: Heat Pump with Remote Outdoor Unit-Air-Source) | DLCURAH36ABK |  |  | EA*4X42L21A* | *96VSN0801716B* | 35000 | 15.5 | 8.1 | 38500 | 35200 | 91.43% | 1.86 | 0 | 9.5 |  |  |  | No | R-410A | 2.9167 | Residential & Commercial | No
211394144 | Central HP <5.4 tons | JOHNSON CONTROLS | HRCU-A-CB (Split System: Heat Pump with Remote Outdoor Unit-Air-Source) | HMH72B341 |  |  | XAHC48FBCN1 | TM9Y080B12MP11 | 32600 | 16.5 | 8.1 | 32400 | 23800 | 73.46% | 2 | 0 | 9 |  |  |  | No | R-410A | 2.7167 | Residential & Commercial | No
211394967 | Central HP <5.4 tons | JOHNSON CONTROLS | HRCU-A-CB (Split System: Heat Pump with Remote Outdoor Unit-Air-Source) | HMH72B341 |  |  | XAFC48FBCN1 | TP9C100C16MP13 | 33800 | 16.5 | 8.5 | 32400 | 23800 | 73.46% | 2.08 | 0 | 9.5 |  |  |  | No | R-410A | 2.8167 | Residential & Commercial | No
211395621 | Central HP <5.4 tons | JOHNSON CONTROLS | HRCU-A-CB (Split System: Heat Pump with Remote Outdoor Unit-Air-Source) | HMH72B341 |  |  | XAFC48FBCN1 | TM9V080B12MP12 | 33400 | 16.5 | 8.5 | 32600 | 24000 | 73.62% | 2.06 | 0 | 9 |  |  |  | No | R-410A | 2.7833 | Residential & Commercial | No
211396123 | Central HP <5.4 tons | JOHNSON CONTROLS | HRCU-A-CB (Split System: Heat Pump with Remote Outdoor Unit-Air-Source) | HMH72B341 |  |  | XAFD48FXXN1+TXV | TM9E080C16MP12 | 34000 | 17 | 8.1 | 33400 | 24600 | 73.65% | 2.08 | 0 | 9 |  |  |  | No | R-410A | 2.8333 | Residential & Commercial | No
211396589 | Central HP <5.4 tons | JOHNSON CONTROLS | HRCU-A-CB (Split System: Heat Pump with Remote Outdoor Unit-Air-Source) | HMH72B341 |  |  | XAFD48FXXN1+TXV | TM8Y120C20MP11 | 34000 | 16.5 | 8.5 | 34000 | 24200 | 71.18% | 2.1 | 0 | 9.5 |  |  |  | No | R-410A | 2.8333 | Residential & Commercial | No
211396006 | Central HP <5.4 tons | JOHNSON CONTROLS | HRCU-A-CB (Split System: Heat Pump with Remote Outdoor Unit-Air-Source) | HMH72B341 |  |  | XAFD48FBCN1 | TM9E100C16MP12 | 33400 | 17 | 8.5 | 32400 | 23600 | 72.84% | 2.06 | 0 | 9.5 |  |  |  | No | R-410A | 2.7833 | Residential & Commercial | No
211389065 | Central HP <5.4 tons | JOHNSON CONTROLS | HRCU-A-CB (Split System: Heat Pump with Remote Outdoor Unit-Air-Source) | HMH72B341 |  |  | XAFC30CXXN1+TXV | TM9E060B12MP12 | 32600 | 17 | 8.1 | 33600 | 23600 | 70.24% | 2 | 0 | 9.5 |  |  |  | No | R-410A | 2.7167 | Residential & Commercial | No
211389313 | Central HP <5.4 tons | JOHNSON CONTROLS | HRCU-A-CB (Split System: Heat Pump with Remote Outdoor Unit-Air-Source) | HMH72B341 |  |  | XAHC36DBCN1 | TM8Y120C20MP11 | 34000 | 17 | 8.1 | 33800 | 24200 | 71.6% | 2.08 | 0 | 9.5 |  |  |  | No | R-410A | 2.8333 | Residential & Commercial | No
211396698 | Central HP <5.4 tons | JOHNSON CONTROLS | HRCU-A-CB (Split System: Heat Pump with Remote Outdoor Unit-Air-Source) | HMH72B341 |  |  | XAFC48FBCN1 | TM8Y100C20MP11 | 34000 | 16.5 | 8.5 | 33000 | 24200 | 73.33% | 2.1 | 0 | 9.5 |  |  |  | No | R-410A | 2.8333 | Residential & Commercial | No
211396825 | Central HP <5.4 tons | JOHNSON CONTROLS | HRCU-A-CB (Split System: Heat Pump with Remote Outdoor Unit-Air-Source) | HMH72B341 |  |  | XAHC48FBCN1 | TM8Y080C16MP11 | 33600 | 17 | 8.1 | 32600 | 24000 | 73.62% | 2.04 | 0 | 9 |  |  |  | No | R-410A | 2.8 | Residential & Commercial | No
211392271 | Central HP <5.4 tons | JOHNSON CONTROLS | HRCU-A-CB (Split System: Heat Pump with Remote Outdoor Unit-Air-Source) | HMH72B341 |  |  | XAHB36DBCN1 | TMLE080B12MP11 | 33200 | 17 | 8.1 | 33200 | 23400 | 70.48% | 2 | 0 | 9.5 |  |  |  | No | R-410A | 2.7667 | Residential & Commercial | No
211389268 | Central HP <5.4 tons | JOHNSON CONTROLS | HRCU-A-CB (Split System: Heat Pump with Remote Outdoor Unit-Air-Source) | HMH72B341 |  |  | XAUB30CXXN1+TXV | TM9E040A10MP12 | 32200 | 17 | 8.1 | 33400 | 23400 | 70.06% | 1.98 | 0 | 9.5 |  |  |  | No | R-410A | 2.6833 | Residential & Commercial | No
211389813 | Central HP <5.4 tons | JOHNSON CONTROLS | HRCU-A-CB (Split System: Heat Pump with Remote Outdoor Unit-Air-Source) | HMH72B341 |  |  | XAHB36DXXN1+TXV | TM8Y060A12MP11 | 32800 | 17.5 | 8.1 | 32600 | 23000 | 70.55% | 1.98 | 0 | 9.5 |  |  |  | No | R-410A | 2.7333 | Residential & Commercial | No
211397663 | Central HP <5.4 tons | JOHNSON CONTROLS | HRCU-A-CB (Split System: Heat Pump with Remote Outdoor Unit-Air-Source) | HMH72B341 |  |  | XAFD48FBCN1 | TPLC080C16MP13 | 34000 | 16.5 | 8.5 | 33000 | 24400 | 73.94% | 2.1 | 0 | 9 |  |  |  | No | R-410A | 2.8333 | Residential & Commercial | No
211391080 | Central HP <5.4 tons | JOHNSON CONTROLS | HRCU-A-CB (Split System: Heat Pump with Remote Outdoor Unit-Air-Source) | HMH72B341 |  |  | XAFB36DBCN1 | TMLV060A12MP12 | 34000 | 17.5 | 8.1 | 34000 | 24200 | 71.18% | 2.06 | 0 | 9.5 |  |  |  | No | R-410A | 2.8333 | Residential & Commercial | No
211396257 | Central HP <5.4 tons | JOHNSON CONTROLS | HRCU-A-CB (Split System: Heat Pump with Remote Outdoor Unit-Air-Source) | HMH72B341 |  |  | XAFC48FXXN1+TXV | TM9E080B12MP12 | 33200 | 16.5 | 8.5 | 32400 | 23800 | 73.46% | 2.04 | 0 | 9 |  |  |  | No | R-410A | 2.7667 | Residential & Commercial | No
211395990 | Central HP <5.4 tons | JOHNSON CONTROLS | HRCU-A-CB (Split System: Heat Pump with Remote Outdoor Unit-Air-Source) | HMH72B341 |  |  | XAFD48FXXN1+TXV | TM9E100C16MP12 | 33400 | 17 | 8.5 | 32400 | 23600 | 72.84% | 2.06 | 0 | 9.5 |  |  |  | No | R-410A | 2.7833 | Residential & Commercial | No
211396742 | Central HP <5.4 tons | JOHNSON CONTROLS | HRCU-A-CB (Split System: Heat Pump with Remote Outdoor Unit-Air-Source) | HMH72B341 |  |  | XAHD48FXXN1+TXV | TM8Y080C16MP11 | 33600 | 17 | 8.1 | 32600 | 24000 | 73.62% | 2.04 | 0 | 9 |  |  |  | No | R-410A | 2.8 | Residential & Commercial | No
211396993 | Central HP <5.4 tons | JOHNSON CONTROLS | HRCU-A-CB (Split System: Heat Pump with Remote Outdoor Unit-Air-Source) | HMH72B341 |  |  | XAHC48FBCN1 | TM8Y080B12MP11 | 32600 | 17 | 8.1 | 31600 | 23000 | 72.78% | 2.02 | 0 | 9 |  |  |  | No | R-410A | 2.7167 | Residential & Commercial | No
211396061 | Central HP <5.4 tons | JOHNSON CONTROLS | HRCU-A-CB (Split System: Heat Pump with Remote Outdoor Unit-Air-Source) | HMH72B341 |  |  | XAHD48FXXN1+TXV | TM9E080C16MP12 | 33600 | 16.5 | 8.1 | 32800 | 24200 | 73.78% | 2.04 | 0 | 9 |  |  |  | No | R-410A | 2.8 | Residential & Commercial | No
211396322 | Central HP <5.4 tons | JOHNSON CONTROLS | HRCU-A-CB (Split System: Heat Pump with Remote Outdoor Unit-Air-Source) | HMH72B341 |  |  | XAHC48FXXN1+TXV | TM9E060B12MP12 | 32400 | 16 | 8.1 | 32000 | 23600 | 73.75% | 2 | 0 | 9 |  |  |  | No | R-410A | 2.7 | Residential & Commercial | No
211398276 | Central HP <5.4 tons | JOHNSON CONTROLS | HRCU-A-CB (Split System: Heat Pump with Remote Outdoor Unit-Air-Source) | HMH72B341 |  |  | XAFC48FXXN1+TXV | TM8E120C16MP11 | 33600 | 17 | 8.5 | 32400 | 23600 | 72.84% | 2.08 | 0 | 9.5 |  |  |  | No | R-410A | 2.8 | Residential & Commercial | No
211398303 | Central HP <5.4 tons | JOHNSON CONTROLS | HRCU-A-CB (Split System: Heat Pump with Remote Outdoor Unit-Air-Source) | HMH72B341 |  |  | XAFC48FBCN1 | TM8E120C16MP11 | 33600 | 17 | 8.5 | 32400 | 23600 | 72.84% | 2.08 | 0 | 9.5 |  |  |  | No | R-410A | 2.8 | Residential & Commercial | No
211394213 | Central HP <5.4 tons | JOHNSON CONTROLS | HRCU-A-CB (Split System: Heat Pump with Remote Outdoor Unit-Air-Source) | HMH72B341 |  |  | XAHC48FBCN1 | TM9Y060B12MP11 | 32400 | 16.5 | 8.1 | 32200 | 23600 | 73.29% | 1.98 | 0 | 9 |  |  |  | No | R-410A | 2.7 | Residential & Commercial | No
211393527 | Central HP <5.4 tons | JOHNSON CONTROLS | HRCU-A-CB (Split System: Heat Pump with Remote Outdoor Unit-Air-Source) | HMH72B341 |  |  | XAHB30CXXN1+TXV | TL8E060A12UH11 | 32000 | 17.5 | 8.1 | 32600 | 23000 | 70.55% | 1.98 | 0 | 9.5 |  |  |  | No | R-410A | 2.6667 | Residential & Commercial | No
211394414 | Central HP <5.4 tons | JOHNSON CONTROLS | HRCU-A-CB (Split System: Heat Pump with Remote Outdoor Unit-Air-Source) | HMH72B341 |  |  | XAHD48FXXN1+TXV | TP9C100C20MP13 | 33600 | 16.5 | 8.5 | 32400 | 23800 | 73.46% | 2.06 | 0 | 9 |  |  |  | No | R-410A | 2.8 | Residential & Commercial | No
211394647 | Central HP <5.4 tons | JOHNSON CONTROLS | HRCU-A-CB (Split System: Heat Pump with Remote Outdoor Unit-Air-Source) | HMH72B341 |  |  | XAUC48FXXN1+TXV | TM9V100C20MP12 | 34000 | 16.5 | 8.5 | 33000 | 24200 | 73.33% | 2.1 | 0 | 9 |  |  |  | No | R-410A | 2.8333 | Residential & Commercial | No
213078824 | Central HP <5.4 tons | HEIL | HRCU-A-CB (Split System: Heat Pump with Remote Outdoor Unit-Air-Source) | DLCURAH36ABK |  |  | EA*4X36L17A* | *80MSU1002120A* | 35400 | 15.5 | 8.1 | 39000 | 35400 | 90.77% | 1.84 | 0 | 9.5 |  |  |  | No | R-410A | 2.95 | Residential & Commercial | No
213079644 | Central HP <5.4 tons | COMFORTMAKER | HRCU-A-CB (Split System: Heat Pump with Remote Outdoor Unit-Air-Source) | DLCURAH36ABK |  |  | EA*4X36L21A* | *92MSN0802120A* | 35000 | 16.5 | 8.1 | 38500 | 35200 | 91.43% | 1.82 | 0 | 9.5 |  |  |  | No | R-410A | 2.9167 | Residential & Commercial | No
212984959 | Central HP <5.4 tons | CARRIER | HRCU-A-CB (Split System: Heat Pump with Remote Outdoor Unit-Air-Source) | 38MURAQ30AB3* |  |  | CAP**3621AL* | 59SC2E080M21**20 | 30000 | 15.2 | 8.1 | 34400 | 28000 | 81.4% | 1.78 | 0 | 9 |  |  |  | No | R-410A | 2.5 | Residential & Commercial | No
212988035 | Central HP <5.4 tons | CARRIER | HRCU-A-CB (Split System: Heat Pump with Remote Outdoor Unit-Air-Source) | 38MURAQ30AB3* |  |  | CAP**3721AL* | 59SC6A100M21**20 | 30800 | 15.2 | 8.5 | 33200 | 26200 | 78.92% | 1.84 | 0 | 9 |  |  |  | No | R-410A | 2.5667 | Residential & Commercial | No
211194260 | Central HP <5.4 tons | CARRIER | HRCU-A-CB (Split System: Heat Pump with Remote Outdoor Unit-Air-Source) | 38MURAQ30AB3* |  |  | CAP**3721AL* | 58SU*A040E17**12 | 31000 | 15.2 | 8.1 | 33400 | 26000 | 77.84% | 1.86 | 0 | 9 |  |  |  | No | R-410A | 2.5833 | Residential & Commercial | No
213080781 | Central HP <5.4 tons | COMFORTMAKER | HRCU-A-CB (Split System: Heat Pump with Remote Outdoor Unit-Air-Source) | DLCURAH36ABK |  |  | EA*4X36L21A* | *95MSU0802120A* | 35000 | 16 | 8.1 | 38500 | 35200 | 91.43% | 1.82 | 0 | 9.5 |  |  |  | No | R-410A | 2.9167 | Residential & Commercial | No
213075881 | Central HP <5.4 tons | HEIL | HRCU-A-CB (Split System: Heat Pump with Remote Outdoor Unit-Air-Source) | DLCURAH36ABK |  |  | EA*4X36L21A* | *95MSU1002120A* | 35200 | 16 | 8.1 | 38500 | 35200 | 91.43% | 1.84 | 0 | 9.5 |  |  |  | No | R-410A | 2.9333 | Residential & Commercial | No
211393189 | Central HP <5.4 tons | JOHNSON CONTROLS | HRCU-A-CB (Split System: Heat Pump with Remote Outdoor Unit-Air-Source) | HMH72B341 |  |  | XAHB30CXXN1+TXV | TL9E060B12UH11 | 31600 | 16.5 | 8.1 | 32200 | 22800 | 70.81% | 1.96 | 0 | 9.5 |  |  |  | No | R-410A | 2.6333 | Residential & Commercial | No
211712332 | Central HP <5.4 tons | COMFORTMAKER | HRCU-A-CB (Split System: Heat Pump with Remote Outdoor Unit-Air-Source) | DLCURAH30ABK |  |  | EA*4X42L21A* | *80ESU0401712A* | 30400 | 15.2 | 8.1 | 34200 | 27000 | 78.95% | 1.8 | 0 | 9 |  |  |  | No | R-410A | 2.5333 | Residential & Commercial | No
211393219 | Central HP <5.4 tons | JOHNSON CONTROLS | HRCU-A-CB (Split System: Heat Pump with Remote Outdoor Unit-Air-Source) | HMH72B341 |  |  | XAFC36DBCN1 | TL9E060B12UH11 | 33800 | 18 | 8.1 | 34000 | 24200 | 71.18% | 2.04 | 0 | 9.5 |  |  |  | No | R-410A | 2.8167 | Residential & Commercial | No
211393818 | Central HP <5.4 tons | JOHNSON CONTROLS | HRCU-A-CB (Split System: Heat Pump with Remote Outdoor Unit-Air-Source) | HMH72B341 |  |  | XAHD48FBCN1 | TM9Y120D20MP11 | 33200 | 16.5 | 8.5 | 32000 | 23400 | 73.12% | 2.04 | 0 | 9 |  |  |  | No | R-410A | 2.7667 | Residential & Commercial | No
211394305 | Central HP <5.4 tons | JOHNSON CONTROLS | HRCU-A-CB (Split System: Heat Pump with Remote Outdoor Unit-Air-Source) | HMH72B341 |  |  | XAHD48FBCN1 | TM9V120D20MP12 | 33400 | 16.5 | 8.5 | 32000 | 23200 | 72.5% | 2.06 | 0 | 9.5 |  |  |  | No | R-410A | 2.7833 | Residential & Commercial | No
211392719 | Central HP <5.4 tons | JOHNSON CONTROLS | HRCU-A-CB (Split System: Heat Pump with Remote Outdoor Unit-Air-Source) | HMH72B341 |  |  | XAUB30CXXN1+TXV | TM8E060A12MP11 | 32800 | 17.5 | 8.1 | 33400 | 23400 | 70.06% | 2.02 | 0 | 9.5 |  |  |  | No | R-410A | 2.7333 | Residential & Commercial | No
211717298 | Central HP <5.4 tons | GREE | HRCU-A-C (Split System: Heat Pump with Remote Outdoor Unit with No Indoor Fan --Air Source) | FLEXX36HP230V1AO |  |  | FLEXX36C |  | 32000 | 15.2 | 8.5 | 34000 | 24000 | 70.59% | 1.8 | 0 | 9.5 |  |  |  | No | R-410A | 2.6667 | Residential & Commercial | No
212979740 | Central HP <5.4 tons | AIRQUEST | HRCU-A-CB (Split System: Heat Pump with Remote Outdoor Unit-Air-Source) | DLCURAH30ABK |  |  | EA*4X43L21A* | *80MS(N,L)0901714A* | 30400 | 15.2 | 8.1 | 33000 | 26400 | 80% | 1.84 | 0 | 9 |  |  |  | No | R-410A | 2.5333 | Residential & Commercial | No
212980544 | Central HP <5.4 tons | AIRQUEST | HRCU-A-CB (Split System: Heat Pump with Remote Outdoor Unit-Air-Source) | DLCURAH30ABK |  |  | EA*4X43L21A* | *80MS(N,L)0902120A* | 30800 | 15.2 | 8.5 | 33600 | 26400 | 78.57% | 1.86 | 0 | 9 |  |  |  | No | R-410A | 2.5667 | Residential & Commercial | No
211713202 | Central HP <5.4 tons | COMFORTMAKER | HRCU-A-CB (Split System: Heat Pump with Remote Outdoor Unit-Air-Source) | DLCURAH30ABK |  |  | EA*4X43L21A* | *96VTN0802120A* | 30400 | 15.2 | 8.1 | 33000 | 26200 | 79.39% | 1.84 | 0 | 9 |  |  |  | No | R-410A | 2.5333 | Residential & Commercial | No
211713124 | Central HP <5.4 tons | CARRIER | HRCU-A-CB (Split System: Heat Pump with Remote Outdoor Unit-Air-Source) | 38MURAQ30AB3* |  |  | CAP**4321AL* | 58SU*A040E17**12 | 31200 | 15.2 | 8.1 | 33400 | 26000 | 77.84% | 1.86 | 0 | 9 |  |  |  | No | R-410A | 2.6 | Residential & Commercial | No
211390931 | Central HP <5.4 tons | JOHNSON CONTROLS | HRCU-A-CB (Split System: Heat Pump with Remote Outdoor Unit-Air-Source) | HMH72B341 |  |  | XAHB36DBCN1 | TMLV060A12MP12 | 33400 | 16.5 | 8.1 | 33600 | 23800 | 70.83% | 2.02 | 0 | 9.5 |  |  |  | No | R-410A | 2.7833 | Residential & Commercial | No
211388493 | Central HP <5.4 tons | JOHNSON CONTROLS | HRCU-A-CB (Split System: Heat Pump with Remote Outdoor Unit-Air-Source) | HMH72B341 |  |  | XAHB30CXXN1+TXV | TM9V040A10MP12 | 31400 | 16 | 8.1 | 32800 | 23000 | 70.12% | 1.96 | 0 | 9.5 |  |  |  | No | R-410A | 2.6167 | Residential & Commercial | No
211388525 | Central HP <5.4 tons | JOHNSON CONTROLS | HRCU-A-CB (Split System: Heat Pump with Remote Outdoor Unit-Air-Source) | HMH72B341 |  |  | XAUB36DXXN1+TXV | TM9V040A10MP12 | 33200 | 17 | 8.1 | 33200 | 23400 | 70.48% | 2 | 0 | 9.5 |  |  |  | No | R-410A | 2.7667 | Residential & Commercial | No
211388868 | Central HP <5.4 tons | JOHNSON CONTROLS | HRCU-A-CB (Split System: Heat Pump with Remote Outdoor Unit-Air-Source) | HMH72B341 |  |  | XAFC30CXXN1+TXV | TM9E080B12MP12 | 32800 | 17.5 | 8.1 | 33400 | 23400 | 70.06% | 2.02 | 0 | 9.5 |  |  |  | No | R-410A | 2.7333 | Residential & Commercial | No
211389327 | Central HP <5.4 tons | JOHNSON CONTROLS | HRCU-A-CB (Split System: Heat Pump with Remote Outdoor Unit-Air-Source) | HMH72B341 |  |  | XAHC36DBCN1 | TM8Y100C20MP11 | 34000 | 17 | 8.1 | 33800 | 24200 | 71.6% | 2.08 | 0 | 9.5 |  |  |  | No | R-410A | 2.8333 | Residential & Commercial | No
211389520 | Central HP <5.4 tons | JOHNSON CONTROLS | HRCU-A-CB (Split System: Heat Pump with Remote Outdoor Unit-Air-Source) | HMH72B341 |  |  | XAHC30CXXN1+TXV | TM8Y080C16MP11 | 32600 | 18 | 8.1 | 33000 | 23200 | 70.3% | 2 | 0 | 9 |  |  |  | No | R-410A | 2.7167 | Residential & Commercial | No
211389124 | Central HP <5.4 tons | JOHNSON CONTROLS | HRCU-A-CB (Split System: Heat Pump with Remote Outdoor Unit-Air-Source) | HMH72B341 |  |  | XAFB30CXXN1+TXV | TM9E060B12MP12 | 32600 | 17 | 8.1 | 33600 | 23600 | 70.24% | 2 | 0 | 9.5 |  |  |  | No | R-410A | 2.7167 | Residential & Commercial | No
211389139 | Central HP <5.4 tons | JOHNSON CONTROLS | HRCU-A-CB (Split System: Heat Pump with Remote Outdoor Unit-Air-Source) | HMH72B341 |  |  | XAUB30CXXN1+TXV | TM9E060B12MP12 | 32600 | 17 | 8.1 | 33600 | 23600 | 70.24% | 2 | 0 | 9.5 |  |  |  | No | R-410A | 2.7167 | Residential & Commercial | No
211389506 | Central HP <5.4 tons | JOHNSON CONTROLS | HRCU-A-CB (Split System: Heat Pump with Remote Outdoor Unit-Air-Source) | HMH72B341 |  |  | XAHC30CXXN1+TXV | TM8Y100C16MP11 | 32600 | 18 | 8.1 | 33000 | 23200 | 70.3% | 2 | 0 | 9 |  |  |  | No | R-410A | 2.7167 | Residential & Commercial | No
211396954 | Central HP <5.4 tons | JOHNSON CONTROLS | HRCU-A-CB (Split System: Heat Pump with Remote Outdoor Unit-Air-Source) | HMH72B341 |  |  | XAFC48FBCN1 | TM8Y080C16MP11 | 34000 | 17.5 | 8.5 | 33200 | 24400 | 73.49% | 2.08 | 0 | 9 |  |  |  | No | R-410A | 2.8333 | Residential & Commercial | No
211396969 | Central HP <5.4 tons | JOHNSON CONTROLS | HRCU-A-CB (Split System: Heat Pump with Remote Outdoor Unit-Air-Source) | HMH72B341 |  |  | XAUC48FXXN1+TXV | TM8Y080C16MP11 | 34000 | 17.5 | 8.5 | 33200 | 24400 | 73.49% | 2.08 | 0 | 9 |  |  |  | No | R-410A | 2.8333 | Residential & Commercial | No
211397068 | Central HP <5.4 tons | JOHNSON CONTROLS | HRCU-A-CB (Split System: Heat Pump with Remote Outdoor Unit-Air-Source) | HMH72B341 |  |  | XAHC48FXXN1+TXV | TM8V100C20MP12 | 33800 | 16.5 | 8.5 | 32400 | 23800 | 73.46% | 2.06 | 0 | 9 |  |  |  | No | R-410A | 2.8167 | Residential & Commercial | No
211397255 | Central HP <5.4 tons | JOHNSON CONTROLS | HRCU-A-CB (Split System: Heat Pump with Remote Outdoor Unit-Air-Source) | HMH72B341 |  |  | XAHD48FXXN1+TXV | TPLC080C16MP13 | 33600 | 16 | 8.5 | 32400 | 23800 | 73.46% | 2.06 | 0 | 9 |  |  |  | No | R-410A | 2.8 | Residential & Commercial | No
213077069 | Central HP <5.4 tons | COMFORTMAKER | HRCU-A-CB (Split System: Heat Pump with Remote Outdoor Unit-Air-Source) | DLCURAH36ABK |  |  | EA*4X42L24A* | *96VSN0802120B* | 35000 | 16 | 8.1 | 38500 | 35000 | 90.91% | 1.88 | 0 | 9.5 |  |  |  | No | R-410A | 2.9167 | Residential & Commercial | No
211397868 | Central HP <5.4 tons | JOHNSON CONTROLS | HRCU-A-CB (Split System: Heat Pump with Remote Outdoor Unit-Air-Source) | HMH72B341 |  |  | XAFC48FBCN1 | TPLC080C16MP13 | 34000 | 16.5 | 8.5 | 33200 | 24400 | 73.49% | 2.1 | 0 | 9 |  |  |  | No | R-410A | 2.8333 | Residential & Commercial | No
211397164 | Central HP <5.4 tons | JOHNSON CONTROLS | HRCU-A-CB (Split System: Heat Pump with Remote Outdoor Unit-Air-Source) | HMH72B341 |  |  | XAHC48FBCN1 | TMLV120C20MP12 | 33800 | 16.5 | 8.5 | 32400 | 23800 | 73.46% | 2.06 | 0 | 9 |  |  |  | No | R-410A | 2.8167 | Residential & Commercial | No
211397466 | Central HP <5.4 tons | JOHNSON CONTROLS | HRCU-A-CB (Split System: Heat Pump with Remote Outdoor Unit-Air-Source) | HMH72B341 |  |  | XAHC48FBCN1 | TM8V080C16MP12 | 33600 | 16.5 | 8.5 | 32400 | 23800 | 73.46% | 2.06 | 0 | 9 |  |  |  | No | R-410A | 2.8 | Residential & Commercial | No
211388547 | Central HP <5.4 tons | JOHNSON CONTROLS | HRCU-A-CB (Split System: Heat Pump with Remote Outdoor Unit-Air-Source) | HMH72B341 |  |  | XAUB30CXXN1+TXV | TM9V040A10MP12 | 32000 | 16.5 | 8.1 | 33400 | 23400 | 70.06% | 2 | 0 | 9.5 |  |  |  | No | R-410A | 2.6667 | Residential & Commercial | No
211388682 | Central HP <5.4 tons | JOHNSON CONTROLS | HRCU-A-CB (Split System: Heat Pump with Remote Outdoor Unit-Air-Source) | HMH72B341 |  |  | XAHC36DBCN1 | TM9E080C16MP12 | 34000 | 17.5 | 8.1 | 34000 | 24400 | 71.76% | 2.06 | 0 | 9.5 |  |  |  | No | R-410A | 2.8333 | Residential & Commercial | No
211389657 | Central HP <5.4 tons | JOHNSON CONTROLS | HRCU-A-CB (Split System: Heat Pump with Remote Outdoor Unit-Air-Source) | HMH72B341 |  |  | XAHB36DXXN1+TXV | TM8Y080B12MP11 | 33000 | 17.5 | 8.1 | 32800 | 23000 | 70.12% | 2 | 0 | 9.5 |  |  |  | No | R-410A | 2.75 | Residential & Commercial | No
211390142 | Central HP <5.4 tons | JOHNSON CONTROLS | HRCU-A-CB (Split System: Heat Pump with Remote Outdoor Unit-Air-Source) | HMH72B341 |  |  | XAHC30CXXN1+TXV | TPLC100C16MP13 | 32400 | 17 | 8.1 | 32400 | 22800 | 70.37% | 2 | 0 | 9.5 |  |  |  | No | R-410A | 2.7 | Residential & Commercial | No
211390461 | Central HP <5.4 tons | JOHNSON CONTROLS | HRCU-A-CB (Split System: Heat Pump with Remote Outdoor Unit-Air-Source) | HMH72B341 |  |  | XAHC36DBCN1 | TPLC080B12MP13 | 32800 | 16.5 | 8.1 | 32800 | 23200 | 70.73% | 1.98 | 0 | 9.5 |  |  |  | No | R-410A | 2.7333 | Residential & Commercial | No
211390559 | Central HP <5.4 tons | JOHNSON CONTROLS | HRCU-A-CB (Split System: Heat Pump with Remote Outdoor Unit-Air-Source) | HMH72B341 |  |  | XAHB36DBCN1 | TPLC080B12MP13 | 32800 | 16.5 | 8.1 | 33000 | 23400 | 70.91% | 1.98 | 0 | 9.5 |  |  |  | No | R-410A | 2.7333 | Residential & Commercial | No
211390577 | Central HP <5.4 tons | JOHNSON CONTROLS | HRCU-A-CB (Split System: Heat Pump with Remote Outdoor Unit-Air-Source) | HMH72B341 |  |  | XAHB30CXXN1+TXV | TM8V080B12MP12 | 31600 | 16.5 | 8.1 | 32800 | 23000 | 70.12% | 1.96 | 0 | 9 |  |  |  | No | R-410A | 2.6333 | Residential & Commercial | No
211390592 | Central HP <5.4 tons | JOHNSON CONTROLS | HRCU-A-CB (Split System: Heat Pump with Remote Outdoor Unit-Air-Source) | HMH72B341 |  |  | XAHB30CXXN1+TXV | TPLC080B12MP13 | 31600 | 16.5 | 8.1 | 32800 | 23000 | 70.12% | 1.96 | 0 | 9 |  |  |  | No | R-410A | 2.6333 | Residential & Commercial | No
211391095 | Central HP <5.4 tons | JOHNSON CONTROLS | HRCU-A-CB (Split System: Heat Pump with Remote Outdoor Unit-Air-Source) | HMH72B341 |  |  | XAUB36DXXN1+TXV | TMLV060A12MP12 | 34000 | 17.5 | 8.1 | 34000 | 24200 | 71.18% | 2.06 | 0 | 9.5 |  |  |  | No | R-410A | 2.8333 | Residential & Commercial | No
211397531 | Central HP <5.4 tons | JOHNSON CONTROLS | HRCU-A-CB (Split System: Heat Pump with Remote Outdoor Unit-Air-Source) | HMH72B341 |  |  | XAFD48FXXN1+TXV | TM8V100C16MP12 | 34000 | 16.5 | 8.5 | 33000 | 24400 | 73.94% | 2.1 | 0 | 9 |  |  |  | No | R-410A | 2.8333 | Residential & Commercial | No
212989556 | Central HP <5.4 tons | HEIL | HRCU-A-CB (Split System: Heat Pump with Remote Outdoor Unit-Air-Source) | DLCURAH30ABK |  |  | EA*4X42L24A* | *95MSU0802120A* | 30000 | 15.2 | 8.1 | 34200 | 27600 | 80.7% | 1.8 | 0 | 9 |  |  |  | No | R-410A | 2.5 | Residential & Commercial | No
213353809 | Central HP <5.4 tons | AIRQUEST | HRCU-A-CB (Split System: Heat Pump with Remote Outdoor Unit-Air-Source) | DLCURAH30ABK |  |  | F5MA4*30L*B* |  | 30000 | 15.2 | 8.5 | 33600 | 27200 | 80.95% | 1.8 | 0 | 9 |  |  |  | No | R-410A | 2.5 | Residential & Commercial | No
211712528 | Central HP <5.4 tons | COMFORTMAKER | HRCU-A-CB (Split System: Heat Pump with Remote Outdoor Unit-Air-Source) | DLCURAH30ABK |  |  | EA*4X42L21A* | *92ESN0801716A* | 29600 | 15.2 | 8.1 | 33800 | 27400 | 81.07% | 1.78 | 0 | 9 |  |  |  | No | R-410A | 2.4667 | Residential & Commercial | No
211717300 | Central HP <5.4 tons | GREE | HRCU-A-C (Split System: Heat Pump with Remote Outdoor Unit with No Indoor Fan --Air Source) | FLEXX60HP230V1AO |  |  | FLEXX60C |  | 50500 | 15.2 | 8.5 | 53000 | 37200 | 70.19% | 1.8 | 0 | 9.5 |  |  |  | No | R-410A | 4.2083 | Residential & Commercial | No
212981321 | Central HP <5.4 tons | AIRQUEST | HRCU-A-CB (Split System: Heat Pump with Remote Outdoor Unit-Air-Source) | DLCURAH30ABK |  |  | EA*4X42L24A* | *80MS(N,L)1552420A* | 29800 | 15.2 | 8.1 | 34200 | 27600 | 80.7% | 1.8 | 0 | 9 |  |  |  | No | R-410A | 2.4833 | Residential & Commercial | No
212972487 | Central HP <5.4 tons | COMFORTMAKER | HRCU-A-CB (Split System: Heat Pump with Remote Outdoor Unit-Air-Source) | DLCURAH30ABK |  |  | EA*4X43L21A* | *80VTL1102122B* | 30400 | 15.2 | 8.1 | 33400 | 26400 | 79.04% | 1.84 | 0 | 9 |  |  |  | No | R-410A | 2.5333 | Residential & Commercial | No
211398231 | Central HP <5.4 tons | JOHNSON CONTROLS | HRCU-A-CB (Split System: Heat Pump with Remote Outdoor Unit-Air-Source) | HMH72B341 |  |  | XAFD48FXXN1+TXV | TMLE120C16MP11 | 33600 | 17 | 8.5 | 32400 | 23600 | 72.84% | 2.08 | 0 | 9.5 |  |  |  | No | R-410A | 2.8 | Residential & Commercial | No
211398397 | Central HP <5.4 tons | JOHNSON CONTROLS | HRCU-A-CB (Split System: Heat Pump with Remote Outdoor Unit-Air-Source) | HMH72B341 |  |  | XAHD48FBCN1 | TMLE100C16MP11 | 32800 | 16.5 | 8.5 | 31600 | 23200 | 73.42% | 2.02 | 0 | 9.5 |  |  |  | No | R-410A | 2.7333 | Residential & Commercial | No
211397648 | Central HP <5.4 tons | JOHNSON CONTROLS | HRCU-A-CB (Split System: Heat Pump with Remote Outdoor Unit-Air-Source) | HMH72B341 |  |  | XAFD48FBCN1 | TMLV100C16MP12 | 34000 | 16.5 | 8.5 | 33000 | 24400 | 73.94% | 2.1 | 0 | 9 |  |  |  | No | R-410A | 2.8333 | Residential & Commercial | No
211391797 | Central HP <5.4 tons | JOHNSON CONTROLS | HRCU-A-CB (Split System: Heat Pump with Remote Outdoor Unit-Air-Source) | HMH72B341 |  |  | XAFC30CXXN1+TXV | TM8E100B12MP11 | 32800 | 17.5 | 8.1 | 33400 | 23400 | 70.06% | 2.04 | 0 | 9.5 |  |  |  | No | R-410A | 2.7333 | Residential & Commercial | No
211392415 | Central HP <5.4 tons | JOHNSON CONTROLS | HRCU-A-CB (Split System: Heat Pump with Remote Outdoor Unit-Air-Source) | HMH72B341 |  |  | XAFB36DBCN1 | TM8E080B12MP11 | 34000 | 18 | 8.1 | 34000 | 24400 | 71.76% | 2.06 | 0 | 9.5 |  |  |  | No | R-410A | 2.8333 | Residential & Commercial | No
215828257 | Central HP <5.4 tons | GREE | HRCU-A-CB (Split System: Heat Pump with Remote Outdoor Unit-Air-Source) | GUD36W/A-D(U) |  |  | GCAT36*/NAA | A952V080BU4S** | 32000 | 15.2 | 8.5 | 34000 | 23800 | 70% | 1.75 | 0 | 9 |  |  |  | No | R-410A | 2.6667 | Residential & Commercial | No
211712770 | Central HP <5.4 tons | CARRIER | HRCU-A-CB (Split System: Heat Pump with Remote Outdoor Unit-Air-Source) | 38MURAQ30AB3* |  |  | CAP**4224AL* | 59TP6B080V21**20 | 29600 | 15.2 | 8.1 | 33600 | 27400 | 81.55% | 1.78 | 0 | 9 |  |  |  | No | R-410A | 2.4667 | Residential & Commercial | No
212982927 | Central HP <5.4 tons | AIRQUEST | HRCU-A-CB (Split System: Heat Pump with Remote Outdoor Unit-Air-Source) | DLCURAH30ABK |  |  | EA*4X36L21A* | *80MSU0802120A* | 29400 | 15.2 | 8.5 | 33800 | 28000 | 82.84% | 1.76 | 0 | 9 |  |  |  | No | R-410A | 2.45 | Residential & Commercial | No
211390329 | Central HP <5.4 tons | JOHNSON CONTROLS | HRCU-A-CB (Split System: Heat Pump with Remote Outdoor Unit-Air-Source) | HMH72B341 |  |  | XAFC30CXXN1+TXV | TM8V100C16MP12 | 33000 | 17.5 | 8.5 | 33000 | 23200 | 70.3% | 2.04 | 0 | 9.5 |  |  |  | No | R-410A | 2.75 | Residential & Commercial | No
211390372 | Central HP <5.4 tons | JOHNSON CONTROLS | HRCU-A-CB (Split System: Heat Pump with Remote Outdoor Unit-Air-Source) | HMH72B341 |  |  | XAFC30CXXN1+TXV | TPLC080C16MP13 | 33000 | 17.5 | 8.5 | 33000 | 23200 | 70.3% | 2.04 | 0 | 9.5 |  |  |  | No | R-410A | 2.75 | Residential & Commercial | No
211393301 | Central HP <5.4 tons | JOHNSON CONTROLS | HRCU-A-CB (Split System: Heat Pump with Remote Outdoor Unit-Air-Source) | HMH72B341 |  |  | XAUB30CXXN1+TXV | TL9E060B12UH11 | 32600 | 17.5 | 8.1 | 33600 | 23600 | 70.24% | 2 | 0 | 9.5 |  |  |  | No | R-410A | 2.7167 | Residential & Commercial | No
211393586 | Central HP <5.4 tons | JOHNSON CONTROLS | HRCU-A-CB (Split System: Heat Pump with Remote Outdoor Unit-Air-Source) | HMH72B341 |  |  | XAFB30CXXN1+TXV | TL8E060A12UH11 | 32800 | 18 | 8.1 | 33400 | 23400 | 70.06% | 2.02 | 0 | 9.5 |  |  |  | No | R-410A | 2.7333 | Residential & Commercial | No
211394579 | Central HP <5.4 tons | JOHNSON CONTROLS | HRCU-A-CB (Split System: Heat Pump with Remote Outdoor Unit-Air-Source) | HMH72B341 |  |  | XAFD48FBCN1 | TP9C100C20MP13 | 34000 | 16.5 | 8.5 | 33000 | 24200 | 73.33% | 2.1 | 0 | 9 |  |  |  | No | R-410A | 2.8333 | Residential & Commercial | No
211394747 | Central HP <5.4 tons | JOHNSON CONTROLS | HRCU-A-CB (Split System: Heat Pump with Remote Outdoor Unit-Air-Source) | HMH72B341 |  |  | XAHD48FBCN1 | TP9C100C16MP13 | 33000 | 16 | 8.5 | 31800 | 23200 | 72.96% | 2.04 | 0 | 9 |  |  |  | No | R-410A | 2.75 | Residential & Commercial | No
211395567 | Central HP <5.4 tons | JOHNSON CONTROLS | HRCU-A-CB (Split System: Heat Pump with Remote Outdoor Unit-Air-Source) | HMH72B341 |  |  | XAFC48FXXN1+TXV | TM9V080B12MP12 | 33400 | 16.5 | 8.5 | 32600 | 24000 | 73.62% | 2.06 | 0 | 9 |  |  |  | No | R-410A | 2.7833 | Residential & Commercial | No
211398290 | Central HP <5.4 tons | JOHNSON CONTROLS | HRCU-A-CB (Split System: Heat Pump with Remote Outdoor Unit-Air-Source) | HMH72B341 |  |  | XAFC48FXXN1+TXV | TMLE120C16MP11 | 33600 | 17 | 8.5 | 32400 | 23600 | 72.84% | 2.08 | 0 | 9.5 |  |  |  | No | R-410A | 2.8 | Residential & Commercial | No
211394767 | Central HP <5.4 tons | JOHNSON CONTROLS | HRCU-A-CB (Split System: Heat Pump with Remote Outdoor Unit-Air-Source) | HMH72B341 |  |  | XAHC48FXXN1+TXV | TM9V100C16MP12 | 33000 | 16.5 | 8.5 | 31800 | 23200 | 72.96% | 2.04 | 0 | 9 |  |  |  | No | R-410A | 2.75 | Residential & Commercial | No
211390446 | Central HP <5.4 tons | JOHNSON CONTROLS | HRCU-A-CB (Split System: Heat Pump with Remote Outdoor Unit-Air-Source) | HMH72B341 |  |  | XAHC36DBCN1 | TM8V080B12MP12 | 32800 | 16.5 | 8.1 | 32800 | 23200 | 70.73% | 1.98 | 0 | 9.5 |  |  |  | No | R-410A | 2.7333 | Residential & Commercial | No
211389476 | Central HP <5.4 tons | JOHNSON CONTROLS | HRCU-A-CB (Split System: Heat Pump with Remote Outdoor Unit-Air-Source) | HMH72B341 |  |  | XAHC36DBCN1 | TM8Y100C16MP11 | 34000 | 18 | 8.1 | 34000 | 24400 | 71.76% | 2.06 | 0 | 9.5 |  |  |  | No | R-410A | 2.8333 | Residential & Commercial | No
211389964 | Central HP <5.4 tons | JOHNSON CONTROLS | HRCU-A-CB (Split System: Heat Pump with Remote Outdoor Unit-Air-Source) | HMH72B341 |  |  | XAHC36DXXN1+TXV | TPLC080C16MP13 | 34000 | 17 | 8.1 | 34000 | 24600 | 72.35% | 2.08 | 0 | 9.5 |  |  |  | No | R-410A | 2.8333 | Residential & Commercial | No
211391199 | Central HP <5.4 tons | JOHNSON CONTROLS | HRCU-A-CB (Split System: Heat Pump with Remote Outdoor Unit-Air-Source) | HMH72B341 |  |  | XAUB30CXXN1+TXV | TMLV060A12MP12 | 32800 | 17.5 | 8.1 | 33400 | 23400 | 70.06% | 2.02 | 0 | 9.5 |  |  |  | No | R-410A | 2.7333 | Residential & Commercial | No
211391669 | Central HP <5.4 tons | JOHNSON CONTROLS | HRCU-A-CB (Split System: Heat Pump with Remote Outdoor Unit-Air-Source) | HMH72B341 |  |  | XAHB36DXXN1+TXV | TM8E100B12MP11 | 33200 | 17.5 | 8.1 | 33000 | 23400 | 70.91% | 2.02 | 0 | 9.5 |  |  |  | No | R-410A | 2.7667 | Residential & Commercial | No
211392144 | Central HP <5.4 tons | JOHNSON CONTROLS | HRCU-A-CB (Split System: Heat Pump with Remote Outdoor Unit-Air-Source) | HMH72B341 |  |  | XAHC36DXXN1+TXV | TM8E080B12MP11 | 33400 | 17.5 | 8.1 | 33200 | 23400 | 70.48% | 2.02 | 0 | 9.5 |  |  |  | No | R-410A | 2.7833 | Residential & Commercial | No
212973186 | Central HP <5.4 tons | COMFORTMAKER | HRCU-A-CB (Split System: Heat Pump with Remote Outdoor Unit-Air-Source) | DLCURAH24ABK |  |  | EA*4X24L17A* | *96VSN0401712B* | 23400 | 16 | 8.5 | 27000 | 26200 | 97.04% | 2.18 | 0 | 9.5 |  |  |  | No | R-410A | 1.95 | Residential & Commercial | No
213076049 | Central HP <5.4 tons | HEIL | HRCU-A-CB (Split System: Heat Pump with Remote Outdoor Unit-Air-Source) | DLCURAH30ABK |  |  | EA*4X42L24A* | *95MSU1002120A* | 29800 | 15.2 | 8.1 | 38000 | 27600 | 72.63% | 1.78 | 0 | 9 |  |  |  | No | R-410A | 2.4833 | Residential & Commercial | No
211389920 | Central HP <5.4 tons | JOHNSON CONTROLS | HRCU-A-CB (Split System: Heat Pump with Remote Outdoor Unit-Air-Source) | HMH72B341 |  |  | XAHC36DXXN1+TXV | TM8V100C16MP12 | 34000 | 17 | 8.1 | 34000 | 24600 | 72.35% | 2.08 | 0 | 9.5 |  |  |  | No | R-410A | 2.8333 | Residential & Commercial | No
211388950 | Central HP <5.4 tons | JOHNSON CONTROLS | HRCU-A-CB (Split System: Heat Pump with Remote Outdoor Unit-Air-Source) | HMH72B341 |  |  | XAHC36DXXN1+TXV | TM9E060B12MP12 | 33400 | 17 | 8.1 | 33400 | 23800 | 71.26% | 2 | 0 | 9.5 |  |  |  | No | R-410A | 2.7833 | Residential & Commercial | No
211389202 | Central HP <5.4 tons | JOHNSON CONTROLS | HRCU-A-CB (Split System: Heat Pump with Remote Outdoor Unit-Air-Source) | HMH72B341 |  |  | XAFB36DBCN1 | TM9E060A10MP12 | 33600 | 17.5 | 8.1 | 33800 | 23800 | 70.41% | 2.02 | 0 | 9.5 |  |  |  | No | R-410A | 2.8 | Residential & Commercial | No
211398356 | Central HP <5.4 tons | JOHNSON CONTROLS | HRCU-A-CB (Split System: Heat Pump with Remote Outdoor Unit-Air-Source) | HMH72B341 |  |  | XAHD48FXXN1+TXV | TM8E100C16MP11 | 32800 | 16.5 | 8.5 | 31600 | 23200 | 73.42% | 2.02 | 0 | 9.5 |  |  |  | No | R-410A | 2.7333 | Residential & Commercial | No
211398472 | Central HP <5.4 tons | JOHNSON CONTROLS | HRCU-A-CB (Split System: Heat Pump with Remote Outdoor Unit-Air-Source) | HMH72B341 |  |  | XAFD48FXXN1+TXV | TM8E100C16MP11 | 33600 | 17 | 8.5 | 32400 | 23600 | 72.84% | 2.08 | 0 | 9.5 |  |  |  | No | R-410A | 2.8 | Residential & Commercial | No
211398707 | Central HP <5.4 tons | JOHNSON CONTROLS | HRCU-A-CB (Split System: Heat Pump with Remote Outdoor Unit-Air-Source) | HMH72B341 |  |  | XAUC48FXXN1+TXV | TM8E100B12MP11 | 33400 | 17 | 8.5 | 32400 | 23800 | 73.46% | 2.06 | 0 | 9.5 |  |  |  | No | R-410A | 2.7833 | Residential & Commercial | No
211392456 | Central HP <5.4 tons | JOHNSON CONTROLS | HRCU-A-CB (Split System: Heat Pump with Remote Outdoor Unit-Air-Source) | HMH72B341 |  |  | XAUB36DXXN1+TXV | TMLE080B12MP11 | 34000 | 18 | 8.1 | 34000 | 24400 | 71.76% | 2.06 | 0 | 9.5 |  |  |  | No | R-410A | 2.8333 | Residential & Commercial | No
211389254 | Central HP <5.4 tons | JOHNSON CONTROLS | HRCU-A-CB (Split System: Heat Pump with Remote Outdoor Unit-Air-Source) | HMH72B341 |  |  | XAFB30CXXN1+TXV | TM9E040A10MP12 | 32200 | 17 | 8.1 | 33400 | 23400 | 70.06% | 1.98 | 0 | 9.5 |  |  |  | No | R-410A | 2.6833 | Residential & Commercial | No
212386794 | Central HP <5.4 tons | AireForce | HRCU-A-C (Split System: Heat Pump with Remote Outdoor Unit with No Indoor Fan --Air Source) | GXH48-60MSK4DH |  |  | UE60X4AD |  | 50500 | 15.2 | 8.5 | 53000 | 37200 | 70.19% | 1.8 | 0 | 9.5 |  |  |  | No | R-410A | 4.2083 | Residential & Commercial | No
211397981 | Central HP <5.4 tons | JOHNSON CONTROLS | HRCU-A-CB (Split System: Heat Pump with Remote Outdoor Unit-Air-Source) | HMH72B341 |  |  | XAHC48FBCN1 | TM8V080B12MP12 | 32400 | 16 | 8.1 | 32000 | 23600 | 73.75% | 1.98 | 0 | 8.5 |  |  |  | No | R-410A | 2.7 | Residential & Commercial | No
211394873 | Central HP <5.4 tons | JOHNSON CONTROLS | HRCU-A-CB (Split System: Heat Pump with Remote Outdoor Unit-Air-Source) | HMH72B341 |  |  | XAFD48FBCN1 | TM9V100C16MP12 | 33800 | 16.5 | 8.5 | 32400 | 23600 | 72.84% | 2.08 | 0 | 9.5 |  |  |  | No | R-410A | 2.8167 | Residential & Commercial | No
211394920 | Central HP <5.4 tons | JOHNSON CONTROLS | HRCU-A-CB (Split System: Heat Pump with Remote Outdoor Unit-Air-Source) | HMH72B341 |  |  | XAFC48FXXN1+TXV | TP9C100C16MP13 | 33800 | 16.5 | 8.5 | 32400 | 23800 | 73.46% | 2.08 | 0 | 9.5 |  |  |  | No | R-410A | 2.8167 | Residential & Commercial | No
211394938 | Central HP <5.4 tons | JOHNSON CONTROLS | HRCU-A-CB (Split System: Heat Pump with Remote Outdoor Unit-Air-Source) | HMH72B341 |  |  | XAFC48FBCN1 | TM9V100C16MP12 | 33800 | 16.5 | 8.5 | 32400 | 23800 | 73.46% | 2.08 | 0 | 9.5 |  |  |  | No | R-410A | 2.8167 | Residential & Commercial | No
211398662 | Central HP <5.4 tons | JOHNSON CONTROLS | HRCU-A-CB (Split System: Heat Pump with Remote Outdoor Unit-Air-Source) | HMH72B341 |  |  | XAFC48FXXN1+TXV | TM8E100B12MP11 | 33400 | 17 | 8.5 | 32400 | 23800 | 73.46% | 2.06 | 0 | 9.5 |  |  |  | No | R-410A | 2.7833 | Residential & Commercial | No
211395888 | Central HP <5.4 tons | JOHNSON CONTROLS | HRCU-A-CB (Split System: Heat Pump with Remote Outdoor Unit-Air-Source) | HMH72B341 |  |  | XAUC48FXXN1+TXV | TM9V060B12MP12 | 33000 | 16.5 | 8.1 | 32400 | 24000 | 74.07% | 2.04 | 0 | 9 |  |  |  | No | R-410A | 2.75 | Residential & Commercial | No
211394659 | Central HP <5.4 tons | JOHNSON CONTROLS | HRCU-A-CB (Split System: Heat Pump with Remote Outdoor Unit-Air-Source) | HMH72B341 |  |  | XAFC48FBCN1 | TP9C100C20MP13 | 34000 | 16.5 | 8.5 | 33000 | 24200 | 73.33% | 2.1 | 0 | 9 |  |  |  | No | R-410A | 2.8333 | Residential & Commercial | No
211395872 | Central HP <5.4 tons | JOHNSON CONTROLS | HRCU-A-CB (Split System: Heat Pump with Remote Outdoor Unit-Air-Source) | HMH72B341 |  |  | XAFC48FBCN1 | TM9V060B12MP12 | 33000 | 16.5 | 8.1 | 32400 | 24000 | 74.07% | 2.04 | 0 | 9 |  |  |  | No | R-410A | 2.75 | Residential & Commercial | No
213078966 | Central HP <5.4 tons | COMFORTMAKER | HRCU-A-CB (Split System: Heat Pump with Remote Outdoor Unit-Air-Source) | DLCURAH36ABK |  |  | EA*4X36L21A* | *80MSU0401712A* | 35000 | 16 | 8.1 | 38500 | 35200 | 91.43% | 1.8 | 0 | 9.5 |  |  |  | No | R-410A | 2.9167 | Residential & Commercial | No
211392346 | Central HP <5.4 tons | JOHNSON CONTROLS | HRCU-A-CB (Split System: Heat Pump with Remote Outdoor Unit-Air-Source) | HMH72B341 |  |  | XAFC36DBCN1 | TMLE080B12MP11 | 34000 | 18 | 8.1 | 34000 | 24400 | 71.76% | 2.06 | 0 | 9.5 |  |  |  | No | R-410A | 2.8333 | Residential & Commercial | No
211397618 | Central HP <5.4 tons | JOHNSON CONTROLS | HRCU-A-CB (Split System: Heat Pump with Remote Outdoor Unit-Air-Source) | HMH72B341 |  |  | XAFD48FBCN1 | TM8V100C16MP12 | 34000 | 16.5 | 8.5 | 33000 | 24400 | 73.94% | 2.1 | 0 | 9 |  |  |  | No | R-410A | 2.8333 | Residential & Commercial | No
211393176 | Central HP <5.4 tons | JOHNSON CONTROLS | HRCU-A-CB (Split System: Heat Pump with Remote Outdoor Unit-Air-Source) | HMH72B341 |  |  | XAHC30CXXN1+TXV | TL9E060B12UH11 | 31800 | 17 | 8.1 | 32800 | 23200 | 70.73% | 1.96 | 0 | 9 |  |  |  | No | R-410A | 2.65 | Residential & Commercial | No
211398751 | Central HP <5.4 tons | JOHNSON CONTROLS | HRCU-A-CB (Split System: Heat Pump with Remote Outdoor Unit-Air-Source) | HMH72B341 |  |  | XAHD48FXXN1+TXV | TM8E080C16MP11 | 32800 | 16.5 | 8.5 | 31600 | 23000 | 72.78% | 2.02 | 0 | 9.5 |  |  |  | No | R-410A | 2.7333 | Residential & Commercial | No
211398014 | Central HP <5.4 tons | JOHNSON CONTROLS | HRCU-A-CB (Split System: Heat Pump with Remote Outdoor Unit-Air-Source) | HMH72B341 |  |  | XAFC48FXXN1+TXV | TM8V080B12MP12 | 33000 | 16 | 8.1 | 32600 | 24000 | 73.62% | 2.02 | 0 | 9 |  |  |  | No | R-410A | 2.75 | Residential & Commercial | No
211397879 | Central HP <5.4 tons | JOHNSON CONTROLS | HRCU-A-CB (Split System: Heat Pump with Remote Outdoor Unit-Air-Source) | HMH72B341 |  |  | XAUC48FXXN1+TXV | TPLC080C16MP13 | 34000 | 16.5 | 8.5 | 33200 | 24400 | 73.49% | 2.1 | 0 | 9 |  |  |  | No | R-410A | 2.8333 | Residential & Commercial | No
211397996 | Central HP <5.4 tons | JOHNSON CONTROLS | HRCU-A-CB (Split System: Heat Pump with Remote Outdoor Unit-Air-Source) | HMH72B341 |  |  | XAHC48FBCN1 | TPLC080B12MP13 | 32400 | 16 | 8.1 | 32000 | 23600 | 73.75% | 1.98 | 0 | 8.5 |  |  |  | No | R-410A | 2.7 | Residential & Commercial | No
211392979 | Central HP <5.4 tons | JOHNSON CONTROLS | HRCU-A-CB (Split System: Heat Pump with Remote Outdoor Unit-Air-Source) | HMH72B341 |  |  | XAHC36DXXN1+TXV | TL9E100C20UH11 | 34000 | 16.5 | 8.1 | 34000 | 24600 | 72.35% | 2.08 | 0 | 9.5 |  |  |  | No | R-410A | 2.8333 | Residential & Commercial | No
211393683 | Central HP <5.4 tons | JOHNSON CONTROLS | HRCU-A-CB (Split System: Heat Pump with Remote Outdoor Unit-Air-Source) | HMH72B341 |  |  | XAFA30DXXN1+TXV | TM8V060A12MP12 | 34000 | 17 | 8.1 | 34000 | 24200 | 71.18% | 2.04 | 0 | 9.5 |  |  |  | No | R-410A | 2.8333 | Residential & Commercial | No
211398132 | Central HP <5.4 tons | JOHNSON CONTROLS | HRCU-A-CB (Split System: Heat Pump with Remote Outdoor Unit-Air-Source) | HMH72B341 |  |  | XAHD48FBCN1 | TM8E120C16MP11 | 33000 | 16.5 | 8.5 | 31800 | 23200 | 72.96% | 2.04 | 0 | 9.5 |  |  |  | No | R-410A | 2.75 | Residential & Commercial | No
211398147 | Central HP <5.4 tons | JOHNSON CONTROLS | HRCU-A-CB (Split System: Heat Pump with Remote Outdoor Unit-Air-Source) | HMH72B341 |  |  | XAHD48FBCN1 | TMLE120C16MP11 | 33000 | 16.5 | 8.5 | 31800 | 23200 | 72.96% | 2.04 | 0 | 9.5 |  |  |  | No | R-410A | 2.75 | Residential & Commercial | No
211398550 | Central HP <5.4 tons | JOHNSON CONTROLS | HRCU-A-CB (Split System: Heat Pump with Remote Outdoor Unit-Air-Source) | HMH72B341 |  |  | XAFC48FBCN1 | TM8E100C16MP11 | 33600 | 17 | 8.5 | 32400 | 23600 | 72.84% | 2.06 | 0 | 9.5 |  |  |  | No | R-410A | 2.8 | Residential & Commercial | No
211398580 | Central HP <5.4 tons | JOHNSON CONTROLS | HRCU-A-CB (Split System: Heat Pump with Remote Outdoor Unit-Air-Source) | HMH72B341 |  |  | XAFC48FBCN1 | TMLE100C16MP11 | 33600 | 17 | 8.5 | 32400 | 23600 | 72.84% | 2.06 | 0 | 9.5 |  |  |  | No | R-410A | 2.8 | Residential & Commercial | No
211392174 | Central HP <5.4 tons | JOHNSON CONTROLS | HRCU-A-CB (Split System: Heat Pump with Remote Outdoor Unit-Air-Source) | HMH72B341 |  |  | XAHC36DBCN1 | TM8E080B12MP11 | 33400 | 17.5 | 8.1 | 33200 | 23400 | 70.48% | 2.02 | 0 | 9.5 |  |  |  | No | R-410A | 2.7833 | Residential & Commercial | No
211392241 | Central HP <5.4 tons | JOHNSON CONTROLS | HRCU-A-CB (Split System: Heat Pump with Remote Outdoor Unit-Air-Source) | HMH72B341 |  |  | XAHB36DXXN1+TXV | TMLE080B12MP11 | 33200 | 17 | 8.1 | 33200 | 23400 | 70.48% | 2 | 0 | 9.5 |  |  |  | No | R-410A | 2.7667 | Residential & Commercial | No
211392289 | Central HP <5.4 tons | JOHNSON CONTROLS | HRCU-A-CB (Split System: Heat Pump with Remote Outdoor Unit-Air-Source) | HMH72B341 |  |  | XAHB30CXXN1+TXV | TMLE080B12MP11 | 32000 | 17 | 8.1 | 32800 | 23400 | 71.34% | 1.98 | 0 | 9 |  |  |  | No | R-410A | 2.6667 | Residential & Commercial | No
212982963 | Central HP <5.4 tons | AIRQUEST | HRCU-A-CB (Split System: Heat Pump with Remote Outdoor Unit-Air-Source) | DLCURAH30ABK |  |  | EA*4X42L24A* | *80MSU0802120A* | 29600 | 15.5 | 8.5 | 33600 | 27400 | 81.55% | 1.78 | 0 | 9 |  |  |  | No | R-410A | 2.4667 | Residential & Commercial | No
212974136 | Central HP <5.4 tons | COMFORTMAKER | HRCU-A-CB (Split System: Heat Pump with Remote Outdoor Unit-Air-Source) | DLCURAH30ABK |  |  | EA*4X37L21A* | *96VSN0802120B* | 30400 | 15.2 | 8.1 | 33400 | 26400 | 79.04% | 1.86 | 0 | 9 |  |  |  | No | R-410A | 2.5333 | Residential & Commercial | No
211392391 | Central HP <5.4 tons | JOHNSON CONTROLS | HRCU-A-CB (Split System: Heat Pump with Remote Outdoor Unit-Air-Source) | HMH72B341 |  |  | XAFB36DXXN1+TXV | TM8E080B12MP11 | 34000 | 18 | 8.1 | 34000 | 24400 | 71.76% | 2.06 | 0 | 9.5 |  |  |  | No | R-410A | 2.8333 | Residential & Commercial | No
211390357 | Central HP <5.4 tons | JOHNSON CONTROLS | HRCU-A-CB (Split System: Heat Pump with Remote Outdoor Unit-Air-Source) | HMH72B341 |  |  | XAFC30CXXN1+TXV | TMLV100C16MP12 | 33000 | 17.5 | 8.5 | 33000 | 23200 | 70.3% | 2.04 | 0 | 9.5 |  |  |  | No | R-410A | 2.75 | Residential & Commercial | No
211390387 | Central HP <5.4 tons | JOHNSON CONTROLS | HRCU-A-CB (Split System: Heat Pump with Remote Outdoor Unit-Air-Source) | HMH72B341 |  |  | XAFC30CXXN1+TXV | TPLC100C16MP13 | 33000 | 17.5 | 8.5 | 33000 | 23200 | 70.3% | 2.04 | 0 | 9.5 |  |  |  | No | R-410A | 2.75 | Residential & Commercial | No
211390975 | Central HP <5.4 tons | JOHNSON CONTROLS | HRCU-A-CB (Split System: Heat Pump with Remote Outdoor Unit-Air-Source) | HMH72B341 |  |  | XAHB30CXXN1+TXV | TMLV060A12MP12 | 32000 | 17 | 8.1 | 32800 | 23000 | 70.12% | 1.98 | 0 | 9.5 |  |  |  | No | R-410A | 2.6667 | Residential & Commercial | No
211395306 | Central HP <5.4 tons | JOHNSON CONTROLS | HRCU-A-CB (Split System: Heat Pump with Remote Outdoor Unit-Air-Source) | HMH72B341 |  |  | XAFC48FXXN1+TXV | TM9V080C16MP12 | 33400 | 16.5 | 8.5 | 32400 | 23600 | 72.84% | 2.06 | 0 | 9.5 |  |  |  | No | R-410A | 2.7833 | Residential & Commercial | No
211393316 | Central HP <5.4 tons | JOHNSON CONTROLS | HRCU-A-CB (Split System: Heat Pump with Remote Outdoor Unit-Air-Source) | HMH72B341 |  |  | XAHC36DXXN1+TXV | TL8E100C20UH11 | 34000 | 17 | 8.1 | 34000 | 24400 | 71.76% | 2.1 | 0 | 9.5 |  |  |  | No | R-410A | 2.8333 | Residential & Commercial | No
211194294 | Central HP <5.4 tons | CARRIER | HRCU-A-CB (Split System: Heat Pump with Remote Outdoor Unit-Air-Source) | 38MURAQ30AB3* |  |  | FMA4X36**AL* |  | 31200 | 15.5 | 8.5 | 35400 | 26800 | 75.71% | 1.86 | 0 | 9 |  |  |  | No | R-410A | 2.6 | Residential & Commercial | No
212972475 | Central HP <5.4 tons | COMFORTMAKER | HRCU-A-CB (Split System: Heat Pump with Remote Outdoor Unit-Air-Source) | DLCURAH30ABK |  |  | EA*4X42L24A* | *80VTL1102122B* | 29800 | 15.2 | 8.1 | 34200 | 27600 | 80.7% | 1.8 | 0 | 9 |  |  |  | No | R-410A | 2.4833 | Residential & Commercial | No
212596402 | Central HP <5.4 tons | GE Appliances | HRCU-A-C (Split System: Heat Pump with Remote Outdoor Unit with No Indoor Fan --Air Source) | AUH2436ZGDA* |  |  | NCCC36BT4** |  | 32000 | 15.2 | 8.5 | 34000 | 24000 | 70.59% | 1.8 | 0 | 9.5 |  |  |  | No | R-410A | 2.6667 | Residential & Commercial | No
210025750 | Central HP <5.4 tons | AIRQUEST | HRCU-A-CB (Split System: Heat Pump with Remote Outdoor Unit-Air-Source) | DLCURAH60ABK |  |  | DLFUAAH60XAK |  | 55000 | 15.3 | 9.4 | 59000 | 48500 | 82.2% | 1.91 | 9 | 8.8 |  |  |  | No | R-410A | 4.5833 | Residential & Commercial | No
211394337 | Central HP <5.4 tons | JOHNSON CONTROLS | HRCU-A-CB (Split System: Heat Pump with Remote Outdoor Unit-Air-Source) | HMH72B341 |  |  | XAFD48FXXN1+TXV | TM9V120D20MP12 | 34000 | 17 | 8.5 | 32400 | 23800 | 73.46% | 2.1 | 0 | 9.5 |  |  |  | No | R-410A | 2.8333 | Residential & Commercial | No
213080529 | Central HP <5.4 tons | COMFORTMAKER | HRCU-A-CB (Split System: Heat Pump with Remote Outdoor Unit-Air-Source) | DLCURAH36ABK |  |  | EA*4X37L17A* | *95MSU0401712A* | 35600 | 15.2 | 8.1 | 38500 | 35200 | 91.43% | 1.98 | 0 | 9.5 |  |  |  | No | R-410A | 2.9667 | Residential & Commercial | No
211393482 | Central HP <5.4 tons | JOHNSON CONTROLS | HRCU-A-CB (Split System: Heat Pump with Remote Outdoor Unit-Air-Source) | HMH72B341 |  |  | XAFC30CXXN1+TXV | TL8E080C16UH11 | 33200 | 17.5 | 8.5 | 33400 | 23400 | 70.06% | 2.04 | 0 | 9.5 |  |  |  | No | R-410A | 2.7667 | Residential & Commercial | No
211393833 | Central HP <5.4 tons | JOHNSON CONTROLS | HRCU-A-CB (Split System: Heat Pump with Remote Outdoor Unit-Air-Source) | HMH72B341 |  |  | XAFD48FXXN1+TXV | TM9Y120D20MP11 | 34000 | 16.5 | 8.5 | 32400 | 23800 | 73.46% | 2.08 | 0 | 9.5 |  |  |  | No | R-410A | 2.8333 | Residential & Commercial | No
211394073 | Central HP <5.4 tons | JOHNSON CONTROLS | HRCU-A-CB (Split System: Heat Pump with Remote Outdoor Unit-Air-Source) | HMH72B341 |  |  | XAFD48FBCN1 | TM9Y080C16MP11 | 33400 | 17.5 | 8.5 | 32400 | 23600 | 72.84% | 2.06 | 0 | 9.5 |  |  |  | No | R-410A | 2.7833 | Residential & Commercial | No
211398647 | Central HP <5.4 tons | JOHNSON CONTROLS | HRCU-A-CB (Split System: Heat Pump with Remote Outdoor Unit-Air-Source) | HMH72B341 |  |  | XAHC48FBCN1 | TMLE100B12MP11 | 32600 | 17 | 8.1 | 31800 | 23200 | 72.96% | 2.02 | 0 | 9 |  |  |  | No | R-410A | 2.7167 | Residential & Commercial | No
211393953 | Central HP <5.4 tons | JOHNSON CONTROLS | HRCU-A-CB (Split System: Heat Pump with Remote Outdoor Unit-Air-Source) | HMH72B341 |  |  | XAFC48FXXN1+TXV | TM9Y100C16MP11 | 33800 | 17.5 | 8.5 | 32800 | 24200 | 73.78% | 2.06 | 0 | 9 |  |  |  | No | R-410A | 2.8167 | Residential & Commercial | No
213076035 | Central HP <5.4 tons | COMFORTMAKER | HRCU-A-CB (Split System: Heat Pump with Remote Outdoor Unit-Air-Source) | DLCURAH30ABK |  |  | EA*4X42L21A* | *95MSU1002120A* | 29800 | 15.2 | 8.1 | 38500 | 27600 | 71.69% | 1.78 | 0 | 9 |  |  |  | No | R-410A | 2.4833 | Residential & Commercial | No
211222525 | Central HP <5.4 tons | COMFORTMAKER | HRCU-A-CB (Split System: Heat Pump with Remote Outdoor Unit-Air-Source) | DLCURAH30ABK |  |  | EA*4X37L21A* | *80ESU0401712A* | 31000 | 15.2 | 8.1 | 33400 | 26000 | 77.84% | 1.86 | 0 | 9 |  |  |  | No | R-410A | 2.5833 | Residential & Commercial | No
211222741 | Central HP <5.4 tons | COMFORTMAKER | HRCU-A-CB (Split System: Heat Pump with Remote Outdoor Unit-Air-Source) | DLCURAH30ABK |  |  | FM(C,U)4Z30**AL* |  | 30400 | 15.5 | 8.5 | 35000 | 27400 | 78.29% | 1.82 | 0 | 9 |  |  |  | No | R-410A | 2.5333 | Residential & Commercial | No
212982951 | Central HP <5.4 tons | AIRQUEST | HRCU-A-CB (Split System: Heat Pump with Remote Outdoor Unit-Air-Source) | DLCURAH30ABK |  |  | EA*4X42L21A* | *80MSU0802120A* | 29600 | 15.5 | 8.5 | 33600 | 27600 | 82.14% | 1.78 | 0 | 9 |  |  |  | No | R-410A | 2.4667 | Residential & Commercial | No
212386792 | Central HP <5.4 tons | AireForce | HRCU-A-C (Split System: Heat Pump with Remote Outdoor Unit with No Indoor Fan --Air Source) | GXH24-36MSK4DH |  |  | UE36X4AB |  | 32000 | 15.2 | 8.5 | 34000 | 24000 | 70.59% | 1.8 | 0 | 9.5 |  |  |  | No | R-410A | 2.6667 | Residential & Commercial | No
207706572 | Central HP <5.4 tons | CanAir | HRCU-A-CB (Split System: Heat Pump with Remote Outdoor Unit-Air-Source) | CDH2048C21 |  |  | CDH2048F21 |  | 47000 | 15.6 | 9.4 | 50000 | 46000 | 92% | 1.9 | 8.5 | 8.2 |  |  |  | No | R-410A | 3.9167 | Residential & Commercial | No
215869159 | Central HP <5.4 tons | AMERICAN STANDARD | HRCU-A-CB (Split System: Heat Pump with Remote Outdoor Unit-Air-Source) | 5A6V8X60A1 |  |  | 5TXCD010AS3 | S9V2C100D5VSB+LRP | 51000 | 18 | 8.5 | 53000 | 38500 | 72.64% | 1.9 | 0 | 9.8 |  |  |  | No | R-454B | 4.25 | Residential & Commercial | No
210342131 | Central HP <5.4 tons | CanAir | HRCU-A-CB (Split System: Heat Pump with Remote Outdoor Unit-Air-Source) | CDH2060C22 |  |  | CDH2060F21 |  | 55000 | 15.3 | 9.4 | 59000 | 48500 | 82.2% | 1.91 | 9 | 8.8 |  |  |  | No | R-410A | 4.5833 | Residential & Commercial | No
215319152 | Central HP <5.4 tons | AIRQUEST | HRCU-A-CB (Split System: Heat Pump with Remote Outdoor Unit-Air-Source) | D5CURAH60AAK |  |  | D5FUAAH60XAK |  | 54000 | 15.2 | 8.4 | 54000 | 38000 | 70.37% | 1.8 | 0 | 8.7 |  |  |  | No | R-454B | 4.5 | Residential & Commercial | No
211392405 | Central HP <5.4 tons | JOHNSON CONTROLS | HRCU-A-CB (Split System: Heat Pump with Remote Outdoor Unit-Air-Source) | HMH72B341 |  |  | XAFB36DXXN1+TXV | TMLE080B12MP11 | 34000 | 18 | 8.1 | 34000 | 24400 | 71.76% | 2.06 | 0 | 9.5 |  |  |  | No | R-410A | 2.8333 | Residential & Commercial | No
211394887 | Central HP <5.4 tons | JOHNSON CONTROLS | HRCU-A-CB (Split System: Heat Pump with Remote Outdoor Unit-Air-Source) | HMH72B341 |  |  | XAFD48FBCN1 | TP9C100C16MP13 | 33800 | 16.5 | 8.5 | 32400 | 23600 | 72.84% | 2.08 | 0 | 9.5 |  |  |  | No | R-410A | 2.8167 | Residential & Commercial | No
211644153 | Central HP <5.4 tons | GREE | HRCU-A-C (Split System: Heat Pump with Remote Outdoor Unit with No Indoor Fan --Air Source) | GUD60W/A-D(U) |  |  | GCAT60*/NAA |  | 50500 | 15.2 | 8.5 | 53000 | 37200 | 70.19% | 1.8 | 0 | 9.5 |  |  |  | No | R-410A | 4.2083 | Residential & Commercial | No
211394170 | Central HP <5.4 tons | JOHNSON CONTROLS | HRCU-A-CB (Split System: Heat Pump with Remote Outdoor Unit-Air-Source) | HMH72B341 |  |  | XAFC48FBCN1 | TM9Y080B12MP11 | 33400 | 17 | 8.1 | 32800 | 24200 | 73.78% | 2.04 | 0 | 9 |  |  |  | No | R-410A | 2.7833 | Residential & Commercial | No
212596404 | Central HP <5.4 tons | GE Appliances | HRCU-A-C (Split System: Heat Pump with Remote Outdoor Unit with No Indoor Fan --Air Source) | AUH4860ZGDA* |  |  | NCCC60DT4** |  | 50500 | 15.2 | 8.5 | 53000 | 37200 | 70.19% | 1.8 | 0 | 9.5 |  |  |  | No | R-410A | 4.2083 | Residential & Commercial | No
213076043 | Central HP <5.4 tons | BRYANT HEATING AND COOLING SYSTEMS | HRCU-A-CB (Split System: Heat Pump with Remote Outdoor Unit-Air-Source) | 38MURAQ30AB3* |  |  | CAP**4224AL* | 935SB60100M21*** | 29800 | 15.2 | 8.1 | 38000 | 27600 | 72.63% | 1.78 | 0 | 9 |  |  |  | No | R-410A | 2.4833 | Residential & Commercial | No
213075875 | Central HP <5.4 tons | BRYANT HEATING AND COOLING SYSTEMS | HRCU-A-CB (Split System: Heat Pump with Remote Outdoor Unit-Air-Source) | 38MURAQ36AB3* |  |  | CAP**3621AL* | 935SB60100M21*** | 35200 | 16 | 8.1 | 38500 | 35200 | 91.43% | 1.84 | 0 | 9.5 |  |  |  | No | R-410A | 2.9333 | Residential & Commercial | No
209852138 | Central HP <5.4 tons | AIRQUEST | HRCU-A-CB (Split System: Heat Pump with Remote Outdoor Unit-Air-Source) | DLCURAH48ABK |  |  | DLFUAAH48XAK |  | 47000 | 15.6 | 9.4 | 50000 | 46000 | 92% | 1.9 | 8.5 | 8.2 |  |  |  | No | R-410A | 3.9167 | Residential & Commercial | No
213163955 | #VALUE! | CHECK REQUIRED | CHECK REQUIRED | CHECK REQUIRED | CHECK REQUIRED |  | CHECK REQUIRED |  | CHECK REQUIRED | CHECK REQUIRED | CHECK REQUIRED | CHECK REQUIRED | CHECK REQUIRED | CHECK REQUIRED | CHECK REQUIRED | CHECK REQUIRED | CHECK REQUIRED |  |  |  | No |  | #VALUE! | #VALUE! | No
213163986 | #VALUE! | CHECK REQUIRED | CHECK REQUIRED | CHECK REQUIRED | CHECK REQUIRED |  | CHECK REQUIRED |  | CHECK REQUIRED | CHECK REQUIRED | CHECK REQUIRED | CHECK REQUIRED | CHECK REQUIRED | CHECK REQUIRED | CHECK REQUIRED | CHECK REQUIRED | CHECK REQUIRED |  |  |  | No |  | #VALUE! | #VALUE! | No
212287803 | #VALUE! | CHECK REQUIRED | CHECK REQUIRED | CHECK REQUIRED | CHECK REQUIRED |  | CHECK REQUIRED |  | CHECK REQUIRED | CHECK REQUIRED | CHECK REQUIRED | CHECK REQUIRED | CHECK REQUIRED | CHECK REQUIRED | CHECK REQUIRED | CHECK REQUIRED | CHECK REQUIRED |  |  |  | No |  | #VALUE! | #VALUE! | No
212287818 | #VALUE! | CHECK REQUIRED | CHECK REQUIRED | CHECK REQUIRED | CHECK REQUIRED |  | CHECK REQUIRED |  | CHECK REQUIRED | CHECK REQUIRED | CHECK REQUIRED | CHECK REQUIRED | CHECK REQUIRED | CHECK REQUIRED | CHECK REQUIRED | CHECK REQUIRED | CHECK REQUIRED |  |  |  | No |  | #VALUE! | #VALUE! | No
212287819 | #VALUE! | CHECK REQUIRED | CHECK REQUIRED | CHECK REQUIRED | CHECK REQUIRED |  | CHECK REQUIRED |  | CHECK REQUIRED | CHECK REQUIRED | CHECK REQUIRED | CHECK REQUIRED | CHECK REQUIRED | CHECK REQUIRED | CHECK REQUIRED | CHECK REQUIRED | CHECK REQUIRED |  |  |  | No |  | #VALUE! | #VALUE! | No
212603048 | #VALUE! | CHECK REQUIRED | CHECK REQUIRED | CHECK REQUIRED | CHECK REQUIRED |  | CHECK REQUIRED |  | CHECK REQUIRED | CHECK REQUIRED | CHECK REQUIRED | CHECK REQUIRED | CHECK REQUIRED | CHECK REQUIRED | CHECK REQUIRED | CHECK REQUIRED | CHECK REQUIRED |  |  |  | No |  | #VALUE! | #VALUE! | No
213088821 | #VALUE! | CHECK REQUIRED | CHECK REQUIRED | CHECK REQUIRED | CHECK REQUIRED |  | CHECK REQUIRED |  | CHECK REQUIRED | CHECK REQUIRED | CHECK REQUIRED | CHECK REQUIRED | CHECK REQUIRED | CHECK REQUIRED | CHECK REQUIRED | CHECK REQUIRED | CHECK REQUIRED |  |  |  | No |  | #VALUE! | #VALUE! | No
212363945 | #VALUE! | CHECK REQUIRED | CHECK REQUIRED | CHECK REQUIRED | CHECK REQUIRED |  | CHECK REQUIRED |  | CHECK REQUIRED | CHECK REQUIRED | CHECK REQUIRED | CHECK REQUIRED | CHECK REQUIRED | CHECK REQUIRED | CHECK REQUIRED | CHECK REQUIRED | CHECK REQUIRED |  |  |  | No |  | #VALUE! | #VALUE! | No
212287802 | #VALUE! | CHECK REQUIRED | CHECK REQUIRED | CHECK REQUIRED | CHECK REQUIRED |  | CHECK REQUIRED |  | CHECK REQUIRED | CHECK REQUIRED | CHECK REQUIRED | CHECK REQUIRED | CHECK REQUIRED | CHECK REQUIRED | CHECK REQUIRED | CHECK REQUIRED | CHECK REQUIRED |  |  |  | No |  | #VALUE! | #VALUE! | No
212287820 | #VALUE! | CHECK REQUIRED | CHECK REQUIRED | CHECK REQUIRED | CHECK REQUIRED |  | CHECK REQUIRED |  | CHECK REQUIRED | CHECK REQUIRED | CHECK REQUIRED | CHECK REQUIRED | CHECK REQUIRED | CHECK REQUIRED | CHECK REQUIRED | CHECK REQUIRED | CHECK REQUIRED |  |  |  | No |  | #VALUE! | #VALUE! | No
212363625 | #VALUE! | CHECK REQUIRED | CHECK REQUIRED | CHECK REQUIRED | CHECK REQUIRED |  | CHECK REQUIRED |  | CHECK REQUIRED | CHECK REQUIRED | CHECK REQUIRED | CHECK REQUIRED | CHECK REQUIRED | CHECK REQUIRED | CHECK REQUIRED | CHECK REQUIRED | CHECK REQUIRED |  |  |  | No |  | #VALUE! | #VALUE! | No
212363643 | #VALUE! | CHECK REQUIRED | CHECK REQUIRED | CHECK REQUIRED | CHECK REQUIRED |  | CHECK REQUIRED |  | CHECK REQUIRED | CHECK REQUIRED | CHECK REQUIRED | CHECK REQUIRED | CHECK REQUIRED | CHECK REQUIRED | CHECK REQUIRED | CHECK REQUIRED | CHECK REQUIRED |  |  |  | No |  | #VALUE! | #VALUE! | No
212363645 | #VALUE! | CHECK REQUIRED | CHECK REQUIRED | CHECK REQUIRED | CHECK REQUIRED |  | CHECK REQUIRED |  | CHECK REQUIRED | CHECK REQUIRED | CHECK REQUIRED | CHECK REQUIRED | CHECK REQUIRED | CHECK REQUIRED | CHECK REQUIRED | CHECK REQUIRED | CHECK REQUIRED |  |  |  | No |  | #VALUE! | #VALUE! | No
212363944 | #VALUE! | CHECK REQUIRED | CHECK REQUIRED | CHECK REQUIRED | CHECK REQUIRED |  | CHECK REQUIRED |  | CHECK REQUIRED | CHECK REQUIRED | CHECK REQUIRED | CHECK REQUIRED | CHECK REQUIRED | CHECK REQUIRED | CHECK REQUIRED | CHECK REQUIRED | CHECK REQUIRED |  |  |  | No |  | #VALUE! | #VALUE! | No
212363961 | #VALUE! | CHECK REQUIRED | CHECK REQUIRED | CHECK REQUIRED | CHECK REQUIRED |  | CHECK REQUIRED |  | CHECK REQUIRED | CHECK REQUIRED | CHECK REQUIRED | CHECK REQUIRED | CHECK REQUIRED | CHECK REQUIRED | CHECK REQUIRED | CHECK REQUIRED | CHECK REQUIRED |  |  |  | No |  | #VALUE! | #VALUE! | No
212287817 | #VALUE! | CHECK REQUIRED | CHECK REQUIRED | CHECK REQUIRED | CHECK REQUIRED |  | CHECK REQUIRED |  | CHECK REQUIRED | CHECK REQUIRED | CHECK REQUIRED | CHECK REQUIRED | CHECK REQUIRED | CHECK REQUIRED | CHECK REQUIRED | CHECK REQUIRED | CHECK REQUIRED |  |  |  | No |  | #VALUE! | #VALUE! | No
213164003 | #VALUE! | CHECK REQUIRED | CHECK REQUIRED | CHECK REQUIRED | CHECK REQUIRED |  | CHECK REQUIRED |  | CHECK REQUIRED | CHECK REQUIRED | CHECK REQUIRED | CHECK REQUIRED | CHECK REQUIRED | CHECK REQUIRED | CHECK REQUIRED | CHECK REQUIRED | CHECK REQUIRED |  |  |  | No |  | #VALUE! | #VALUE! | No
210470120 | #VALUE! | CHECK REQUIRED | CHECK REQUIRED | CHECK REQUIRED | CHECK REQUIRED |  | CHECK REQUIRED |  | CHECK REQUIRED | CHECK REQUIRED | CHECK REQUIRED | CHECK REQUIRED | CHECK REQUIRED | CHECK REQUIRED | CHECK REQUIRED | CHECK REQUIRED | CHECK REQUIRED |  |  |  | No |  | #VALUE! | #VALUE! | No
210470204 | #VALUE! | CHECK REQUIRED | CHECK REQUIRED | CHECK REQUIRED | CHECK REQUIRED |  | CHECK REQUIRED |  | CHECK REQUIRED | CHECK REQUIRED | CHECK REQUIRED | CHECK REQUIRED | CHECK REQUIRED | CHECK REQUIRED | CHECK REQUIRED | CHECK REQUIRED | CHECK REQUIRED |  |  |  | No |  | #VALUE! | #VALUE! | No
210470222 | #VALUE! | CHECK REQUIRED | CHECK REQUIRED | CHECK REQUIRED | CHECK REQUIRED |  | CHECK REQUIRED |  | CHECK REQUIRED | CHECK REQUIRED | CHECK REQUIRED | CHECK REQUIRED | CHECK REQUIRED | CHECK REQUIRED | CHECK REQUIRED | CHECK REQUIRED | CHECK REQUIRED |  |  |  | No |  | #VALUE! | #VALUE! | No
210470256 | #VALUE! | CHECK REQUIRED | CHECK REQUIRED | CHECK REQUIRED | CHECK REQUIRED |  | CHECK REQUIRED |  | CHECK REQUIRED | CHECK REQUIRED | CHECK REQUIRED | CHECK REQUIRED | CHECK REQUIRED | CHECK REQUIRED | CHECK REQUIRED | CHECK REQUIRED | CHECK REQUIRED |  |  |  | No |  | #VALUE! | #VALUE! | No
210470388 | #VALUE! | CHECK REQUIRED | CHECK REQUIRED | CHECK REQUIRED | CHECK REQUIRED |  | CHECK REQUIRED |  | CHECK REQUIRED | CHECK REQUIRED | CHECK REQUIRED | CHECK REQUIRED | CHECK REQUIRED | CHECK REQUIRED | CHECK REQUIRED | CHECK REQUIRED | CHECK REQUIRED |  |  |  | No |  | #VALUE! | #VALUE! | No
213164005 | #VALUE! | CHECK REQUIRED | CHECK REQUIRED | CHECK REQUIRED | CHECK REQUIRED |  | CHECK REQUIRED |  | CHECK REQUIRED | CHECK REQUIRED | CHECK REQUIRED | CHECK REQUIRED | CHECK REQUIRED | CHECK REQUIRED | CHECK REQUIRED | CHECK REQUIRED | CHECK REQUIRED |  |  |  | No |  | #VALUE! | #VALUE! | No
212363675 | #VALUE! | CHECK REQUIRED | CHECK REQUIRED | CHECK REQUIRED | CHECK REQUIRED |  | CHECK REQUIRED |  | CHECK REQUIRED | CHECK REQUIRED | CHECK REQUIRED | CHECK REQUIRED | CHECK REQUIRED | CHECK REQUIRED | CHECK REQUIRED | CHECK REQUIRED | CHECK REQUIRED |  |  |  | No |  | #VALUE! | #VALUE! | No
210470121 | #VALUE! | CHECK REQUIRED | CHECK REQUIRED | CHECK REQUIRED | CHECK REQUIRED |  | CHECK REQUIRED |  | CHECK REQUIRED | CHECK REQUIRED | CHECK REQUIRED | CHECK REQUIRED | CHECK REQUIRED | CHECK REQUIRED | CHECK REQUIRED | CHECK REQUIRED | CHECK REQUIRED |  |  |  | No |  | #VALUE! | #VALUE! | No
210470123 | #VALUE! | CHECK REQUIRED | CHECK REQUIRED | CHECK REQUIRED | CHECK REQUIRED |  | CHECK REQUIRED |  | CHECK REQUIRED | CHECK REQUIRED | CHECK REQUIRED | CHECK REQUIRED | CHECK REQUIRED | CHECK REQUIRED | CHECK REQUIRED | CHECK REQUIRED | CHECK REQUIRED |  |  |  | No |  | #VALUE! | #VALUE! | No
210470520 | #VALUE! | CHECK REQUIRED | CHECK REQUIRED | CHECK REQUIRED | CHECK REQUIRED |  | CHECK REQUIRED |  | CHECK REQUIRED | CHECK REQUIRED | CHECK REQUIRED | CHECK REQUIRED | CHECK REQUIRED | CHECK REQUIRED | CHECK REQUIRED | CHECK REQUIRED | CHECK REQUIRED |  |  |  | No |  | #VALUE! | #VALUE! | No
210472793 | #VALUE! | CHECK REQUIRED | CHECK REQUIRED | CHECK REQUIRED | CHECK REQUIRED |  | CHECK REQUIRED |  | CHECK REQUIRED | CHECK REQUIRED | CHECK REQUIRED | CHECK REQUIRED | CHECK REQUIRED | CHECK REQUIRED | CHECK REQUIRED | CHECK REQUIRED | CHECK REQUIRED |  |  |  | No |  | #VALUE! | #VALUE! | No
210472794 | #VALUE! | CHECK REQUIRED | CHECK REQUIRED | CHECK REQUIRED | CHECK REQUIRED |  | CHECK REQUIRED |  | CHECK REQUIRED | CHECK REQUIRED | CHECK REQUIRED | CHECK REQUIRED | CHECK REQUIRED | CHECK REQUIRED | CHECK REQUIRED | CHECK REQUIRED | CHECK REQUIRED |  |  |  | No |  | #VALUE! | #VALUE! | No
210472795 | #VALUE! | CHECK REQUIRED | CHECK REQUIRED | CHECK REQUIRED | CHECK REQUIRED |  | CHECK REQUIRED |  | CHECK REQUIRED | CHECK REQUIRED | CHECK REQUIRED | CHECK REQUIRED | CHECK REQUIRED | CHECK REQUIRED | CHECK REQUIRED | CHECK REQUIRED | CHECK REQUIRED |  |  |  | No |  | #VALUE! | #VALUE! | No
210469936 | #VALUE! | CHECK REQUIRED | CHECK REQUIRED | CHECK REQUIRED | CHECK REQUIRED |  | CHECK REQUIRED |  | CHECK REQUIRED | CHECK REQUIRED | CHECK REQUIRED | CHECK REQUIRED | CHECK REQUIRED | CHECK REQUIRED | CHECK REQUIRED | CHECK REQUIRED | CHECK REQUIRED |  |  |  | No |  | #VALUE! | #VALUE! | No
210473229 | #VALUE! | CHECK REQUIRED | CHECK REQUIRED | CHECK REQUIRED | CHECK REQUIRED |  | CHECK REQUIRED |  | CHECK REQUIRED | CHECK REQUIRED | CHECK REQUIRED | CHECK REQUIRED | CHECK REQUIRED | CHECK REQUIRED | CHECK REQUIRED | CHECK REQUIRED | CHECK REQUIRED |  |  |  | No |  | #VALUE! | #VALUE! | No
210599126 | #VALUE! | CHECK REQUIRED | CHECK REQUIRED | CHECK REQUIRED | CHECK REQUIRED |  | CHECK REQUIRED |  | CHECK REQUIRED | CHECK REQUIRED | CHECK REQUIRED | CHECK REQUIRED | CHECK REQUIRED | CHECK REQUIRED | CHECK REQUIRED | CHECK REQUIRED | CHECK REQUIRED |  |  |  | No |  | #VALUE! | #VALUE! | No
210599141 | #VALUE! | CHECK REQUIRED | CHECK REQUIRED | CHECK REQUIRED | CHECK REQUIRED |  | CHECK REQUIRED |  | CHECK REQUIRED | CHECK REQUIRED | CHECK REQUIRED | CHECK REQUIRED | CHECK REQUIRED | CHECK REQUIRED | CHECK REQUIRED | CHECK REQUIRED | CHECK REQUIRED |  |  |  | No |  | #VALUE! | #VALUE! | No
210599156 | #VALUE! | CHECK REQUIRED | CHECK REQUIRED | CHECK REQUIRED | CHECK REQUIRED |  | CHECK REQUIRED |  | CHECK REQUIRED | CHECK REQUIRED | CHECK REQUIRED | CHECK REQUIRED | CHECK REQUIRED | CHECK REQUIRED | CHECK REQUIRED | CHECK REQUIRED | CHECK REQUIRED |  |  |  | No |  | #VALUE! | #VALUE! | No
210599291 | #VALUE! | CHECK REQUIRED | CHECK REQUIRED | CHECK REQUIRED | CHECK REQUIRED |  | CHECK REQUIRED |  | CHECK REQUIRED | CHECK REQUIRED | CHECK REQUIRED | CHECK REQUIRED | CHECK REQUIRED | CHECK REQUIRED | CHECK REQUIRED | CHECK REQUIRED | CHECK REQUIRED |  |  |  | No |  | #VALUE! | #VALUE! | No
210599125 | #VALUE! | CHECK REQUIRED | CHECK REQUIRED | CHECK REQUIRED | CHECK REQUIRED |  | CHECK REQUIRED |  | CHECK REQUIRED | CHECK REQUIRED | CHECK REQUIRED | CHECK REQUIRED | CHECK REQUIRED | CHECK REQUIRED | CHECK REQUIRED | CHECK REQUIRED | CHECK REQUIRED |  |  |  | No |  | #VALUE! | #VALUE! | No
210599140 | #VALUE! | CHECK REQUIRED | CHECK REQUIRED | CHECK REQUIRED | CHECK REQUIRED |  | CHECK REQUIRED |  | CHECK REQUIRED | CHECK REQUIRED | CHECK REQUIRED | CHECK REQUIRED | CHECK REQUIRED | CHECK REQUIRED | CHECK REQUIRED | CHECK REQUIRED | CHECK REQUIRED |  |  |  | No |  | #VALUE! | #VALUE! | No
210599259 | #VALUE! | CHECK REQUIRED | CHECK REQUIRED | CHECK REQUIRED | CHECK REQUIRED |  | CHECK REQUIRED |  | CHECK REQUIRED | CHECK REQUIRED | CHECK REQUIRED | CHECK REQUIRED | CHECK REQUIRED | CHECK REQUIRED | CHECK REQUIRED | CHECK REQUIRED | CHECK REQUIRED |  |  |  | No |  | #VALUE! | #VALUE! | No
212363574 | #VALUE! | CHECK REQUIRED | CHECK REQUIRED | CHECK REQUIRED | CHECK REQUIRED |  | CHECK REQUIRED |  | CHECK REQUIRED | CHECK REQUIRED | CHECK REQUIRED | CHECK REQUIRED | CHECK REQUIRED | CHECK REQUIRED | CHECK REQUIRED | CHECK REQUIRED | CHECK REQUIRED |  |  |  | No |  | #VALUE! | #VALUE! | No
212363581 | #VALUE! | CHECK REQUIRED | CHECK REQUIRED | CHECK REQUIRED | CHECK REQUIRED |  | CHECK REQUIRED |  | CHECK REQUIRED | CHECK REQUIRED | CHECK REQUIRED | CHECK REQUIRED | CHECK REQUIRED | CHECK REQUIRED | CHECK REQUIRED | CHECK REQUIRED | CHECK REQUIRED |  |  |  | No |  | #VALUE! | #VALUE! | No
212363629 | #VALUE! | CHECK REQUIRED | CHECK REQUIRED | CHECK REQUIRED | CHECK REQUIRED |  | CHECK REQUIRED |  | CHECK REQUIRED | CHECK REQUIRED | CHECK REQUIRED | CHECK REQUIRED | CHECK REQUIRED | CHECK REQUIRED | CHECK REQUIRED | CHECK REQUIRED | CHECK REQUIRED |  |  |  | No |  | #VALUE! | #VALUE! | No
212363638 | #VALUE! | CHECK REQUIRED | CHECK REQUIRED | CHECK REQUIRED | CHECK REQUIRED |  | CHECK REQUIRED |  | CHECK REQUIRED | CHECK REQUIRED | CHECK REQUIRED | CHECK REQUIRED | CHECK REQUIRED | CHECK REQUIRED | CHECK REQUIRED | CHECK REQUIRED | CHECK REQUIRED |  |  |  | No |  | #VALUE! | #VALUE! | No
212363640 | #VALUE! | CHECK REQUIRED | CHECK REQUIRED | CHECK REQUIRED | CHECK REQUIRED |  | CHECK REQUIRED |  | CHECK REQUIRED | CHECK REQUIRED | CHECK REQUIRED | CHECK REQUIRED | CHECK REQUIRED | CHECK REQUIRED | CHECK REQUIRED | CHECK REQUIRED | CHECK REQUIRED |  |  |  | No |  | #VALUE! | #VALUE! | No
212363647 | #VALUE! | CHECK REQUIRED | CHECK REQUIRED | CHECK REQUIRED | CHECK REQUIRED |  | CHECK REQUIRED |  | CHECK REQUIRED | CHECK REQUIRED | CHECK REQUIRED | CHECK REQUIRED | CHECK REQUIRED | CHECK REQUIRED | CHECK REQUIRED | CHECK REQUIRED | CHECK REQUIRED |  |  |  | No |  | #VALUE! | #VALUE! | No
212363679 | #VALUE! | CHECK REQUIRED | CHECK REQUIRED | CHECK REQUIRED | CHECK REQUIRED |  | CHECK REQUIRED |  | CHECK REQUIRED | CHECK REQUIRED | CHECK REQUIRED | CHECK REQUIRED | CHECK REQUIRED | CHECK REQUIRED | CHECK REQUIRED | CHECK REQUIRED | CHECK REQUIRED |  |  |  | No |  | #VALUE! | #VALUE! | No
212363688 | #VALUE! | CHECK REQUIRED | CHECK REQUIRED | CHECK REQUIRED | CHECK REQUIRED |  | CHECK REQUIRED |  | CHECK REQUIRED | CHECK REQUIRED | CHECK REQUIRED | CHECK REQUIRED | CHECK REQUIRED | CHECK REQUIRED | CHECK REQUIRED | CHECK REQUIRED | CHECK REQUIRED |  |  |  | No |  | #VALUE! | #VALUE! | No
212363867 | #VALUE! | CHECK REQUIRED | CHECK REQUIRED | CHECK REQUIRED | CHECK REQUIRED |  | CHECK REQUIRED |  | CHECK REQUIRED | CHECK REQUIRED | CHECK REQUIRED | CHECK REQUIRED | CHECK REQUIRED | CHECK REQUIRED | CHECK REQUIRED | CHECK REQUIRED | CHECK REQUIRED |  |  |  | No |  | #VALUE! | #VALUE! | No
212363872 | #VALUE! | CHECK REQUIRED | CHECK REQUIRED | CHECK REQUIRED | CHECK REQUIRED |  | CHECK REQUIRED |  | CHECK REQUIRED | CHECK REQUIRED | CHECK REQUIRED | CHECK REQUIRED | CHECK REQUIRED | CHECK REQUIRED | CHECK REQUIRED | CHECK REQUIRED | CHECK REQUIRED |  |  |  | No |  | #VALUE! | #VALUE! | No
212363881 | #VALUE! | CHECK REQUIRED | CHECK REQUIRED | CHECK REQUIRED | CHECK REQUIRED |  | CHECK REQUIRED |  | CHECK REQUIRED | CHECK REQUIRED | CHECK REQUIRED | CHECK REQUIRED | CHECK REQUIRED | CHECK REQUIRED | CHECK REQUIRED | CHECK REQUIRED | CHECK REQUIRED |  |  |  | No |  | #VALUE! | #VALUE! | No
212363906 | #VALUE! | CHECK REQUIRED | CHECK REQUIRED | CHECK REQUIRED | CHECK REQUIRED |  | CHECK REQUIRED |  | CHECK REQUIRED | CHECK REQUIRED | CHECK REQUIRED | CHECK REQUIRED | CHECK REQUIRED | CHECK REQUIRED | CHECK REQUIRED | CHECK REQUIRED | CHECK REQUIRED |  |  |  | No |  | #VALUE! | #VALUE! | No
212363908 | #VALUE! | CHECK REQUIRED | CHECK REQUIRED | CHECK REQUIRED | CHECK REQUIRED |  | CHECK REQUIRED |  | CHECK REQUIRED | CHECK REQUIRED | CHECK REQUIRED | CHECK REQUIRED | CHECK REQUIRED | CHECK REQUIRED | CHECK REQUIRED | CHECK REQUIRED | CHECK REQUIRED |  |  |  | No |  | #VALUE! | #VALUE! | No
212363924 | #VALUE! | CHECK REQUIRED | CHECK REQUIRED | CHECK REQUIRED | CHECK REQUIRED |  | CHECK REQUIRED |  | CHECK REQUIRED | CHECK REQUIRED | CHECK REQUIRED | CHECK REQUIRED | CHECK REQUIRED | CHECK REQUIRED | CHECK REQUIRED | CHECK REQUIRED | CHECK REQUIRED |  |  |  | No |  | #VALUE! | #VALUE! | No
210469937 | #VALUE! | CHECK REQUIRED | CHECK REQUIRED | CHECK REQUIRED | CHECK REQUIRED |  | CHECK REQUIRED |  | CHECK REQUIRED | CHECK REQUIRED | CHECK REQUIRED | CHECK REQUIRED | CHECK REQUIRED | CHECK REQUIRED | CHECK REQUIRED | CHECK REQUIRED | CHECK REQUIRED |  |  |  | No |  | #VALUE! | #VALUE! | No
210599076 | #VALUE! | CHECK REQUIRED | CHECK REQUIRED | CHECK REQUIRED | CHECK REQUIRED |  | CHECK REQUIRED |  | CHECK REQUIRED | CHECK REQUIRED | CHECK REQUIRED | CHECK REQUIRED | CHECK REQUIRED | CHECK REQUIRED | CHECK REQUIRED | CHECK REQUIRED | CHECK REQUIRED |  |  |  | No |  | #VALUE! | #VALUE! | No
210597823 | #VALUE! | CHECK REQUIRED | CHECK REQUIRED | CHECK REQUIRED | CHECK REQUIRED |  | CHECK REQUIRED |  | CHECK REQUIRED | CHECK REQUIRED | CHECK REQUIRED | CHECK REQUIRED | CHECK REQUIRED | CHECK REQUIRED | CHECK REQUIRED | CHECK REQUIRED | CHECK REQUIRED |  |  |  | No |  | #VALUE! | #VALUE! | No
210470206 | #VALUE! | CHECK REQUIRED | CHECK REQUIRED | CHECK REQUIRED | CHECK REQUIRED |  | CHECK REQUIRED |  | CHECK REQUIRED | CHECK REQUIRED | CHECK REQUIRED | CHECK REQUIRED | CHECK REQUIRED | CHECK REQUIRED | CHECK REQUIRED | CHECK REQUIRED | CHECK REQUIRED |  |  |  | No |  | #VALUE! | #VALUE! | No
210599160 | #VALUE! | CHECK REQUIRED | CHECK REQUIRED | CHECK REQUIRED | CHECK REQUIRED |  | CHECK REQUIRED |  | CHECK REQUIRED | CHECK REQUIRED | CHECK REQUIRED | CHECK REQUIRED | CHECK REQUIRED | CHECK REQUIRED | CHECK REQUIRED | CHECK REQUIRED | CHECK REQUIRED |  |  |  | No |  | #VALUE! | #VALUE! | No
212363877 | #VALUE! | CHECK REQUIRED | CHECK REQUIRED | CHECK REQUIRED | CHECK REQUIRED |  | CHECK REQUIRED |  | CHECK REQUIRED | CHECK REQUIRED | CHECK REQUIRED | CHECK REQUIRED | CHECK REQUIRED | CHECK REQUIRED | CHECK REQUIRED | CHECK REQUIRED | CHECK REQUIRED |  |  |  | No |  | #VALUE! | #VALUE! | No
212363879 | #VALUE! | CHECK REQUIRED | CHECK REQUIRED | CHECK REQUIRED | CHECK REQUIRED |  | CHECK REQUIRED |  | CHECK REQUIRED | CHECK REQUIRED | CHECK REQUIRED | CHECK REQUIRED | CHECK REQUIRED | CHECK REQUIRED | CHECK REQUIRED | CHECK REQUIRED | CHECK REQUIRED |  |  |  | No |  | #VALUE! | #VALUE! | No
212363912 | #VALUE! | CHECK REQUIRED | CHECK REQUIRED | CHECK REQUIRED | CHECK REQUIRED |  | CHECK REQUIRED |  | CHECK REQUIRED | CHECK REQUIRED | CHECK REQUIRED | CHECK REQUIRED | CHECK REQUIRED | CHECK REQUIRED | CHECK REQUIRED | CHECK REQUIRED | CHECK REQUIRED |  |  |  | No |  | #VALUE! | #VALUE! | No
212363926 | #VALUE! | CHECK REQUIRED | CHECK REQUIRED | CHECK REQUIRED | CHECK REQUIRED |  | CHECK REQUIRED |  | CHECK REQUIRED | CHECK REQUIRED | CHECK REQUIRED | CHECK REQUIRED | CHECK REQUIRED | CHECK REQUIRED | CHECK REQUIRED | CHECK REQUIRED | CHECK REQUIRED |  |  |  | No |  | #VALUE! | #VALUE! | No
212287801 | #VALUE! | CHECK REQUIRED | CHECK REQUIRED | CHECK REQUIRED | CHECK REQUIRED |  | CHECK REQUIRED |  | CHECK REQUIRED | CHECK REQUIRED | CHECK REQUIRED | CHECK REQUIRED | CHECK REQUIRED | CHECK REQUIRED | CHECK REQUIRED | CHECK REQUIRED | CHECK REQUIRED |  |  |  | No |  | #VALUE! | #VALUE! | No
213164002 | #VALUE! | CHECK REQUIRED | CHECK REQUIRED | CHECK REQUIRED | CHECK REQUIRED |  | CHECK REQUIRED |  | CHECK REQUIRED | CHECK REQUIRED | CHECK REQUIRED | CHECK REQUIRED | CHECK REQUIRED | CHECK REQUIRED | CHECK REQUIRED | CHECK REQUIRED | CHECK REQUIRED |  |  |  | No |  | #VALUE! | #VALUE! | No
213164004 | #VALUE! | CHECK REQUIRED | CHECK REQUIRED | CHECK REQUIRED | CHECK REQUIRED |  | CHECK REQUIRED |  | CHECK REQUIRED | CHECK REQUIRED | CHECK REQUIRED | CHECK REQUIRED | CHECK REQUIRED | CHECK REQUIRED | CHECK REQUIRED | CHECK REQUIRED | CHECK REQUIRED |  |  |  | No |  | #VALUE! | #VALUE! | No
212363592 | #VALUE! | CHECK REQUIRED | CHECK REQUIRED | CHECK REQUIRED | CHECK REQUIRED |  | CHECK REQUIRED |  | CHECK REQUIRED | CHECK REQUIRED | CHECK REQUIRED | CHECK REQUIRED | CHECK REQUIRED | CHECK REQUIRED | CHECK REQUIRED | CHECK REQUIRED | CHECK REQUIRED |  |  |  | No |  | #VALUE! | #VALUE! | No
212363611 | #VALUE! | CHECK REQUIRED | CHECK REQUIRED | CHECK REQUIRED | CHECK REQUIRED |  | CHECK REQUIRED |  | CHECK REQUIRED | CHECK REQUIRED | CHECK REQUIRED | CHECK REQUIRED | CHECK REQUIRED | CHECK REQUIRED | CHECK REQUIRED | CHECK REQUIRED | CHECK REQUIRED |  |  |  | No |  | #VALUE! | #VALUE! | No
212363612 | #VALUE! | CHECK REQUIRED | CHECK REQUIRED | CHECK REQUIRED | CHECK REQUIRED |  | CHECK REQUIRED |  | CHECK REQUIRED | CHECK REQUIRED | CHECK REQUIRED | CHECK REQUIRED | CHECK REQUIRED | CHECK REQUIRED | CHECK REQUIRED | CHECK REQUIRED | CHECK REQUIRED |  |  |  | No |  | #VALUE! | #VALUE! | No
213163988 | #VALUE! | CHECK REQUIRED | CHECK REQUIRED | CHECK REQUIRED | CHECK REQUIRED |  | CHECK REQUIRED |  | CHECK REQUIRED | CHECK REQUIRED | CHECK REQUIRED | CHECK REQUIRED | CHECK REQUIRED | CHECK REQUIRED | CHECK REQUIRED | CHECK REQUIRED | CHECK REQUIRED |  |  |  | No |  | #VALUE! | #VALUE! | No
212287816 | #VALUE! | CHECK REQUIRED | CHECK REQUIRED | CHECK REQUIRED | CHECK REQUIRED |  | CHECK REQUIRED |  | CHECK REQUIRED | CHECK REQUIRED | CHECK REQUIRED | CHECK REQUIRED | CHECK REQUIRED | CHECK REQUIRED | CHECK REQUIRED | CHECK REQUIRED | CHECK REQUIRED |  |  |  | No |  | #VALUE! | #VALUE! | No
212287823 | #VALUE! | CHECK REQUIRED | CHECK REQUIRED | CHECK REQUIRED | CHECK REQUIRED |  | CHECK REQUIRED |  | CHECK REQUIRED | CHECK REQUIRED | CHECK REQUIRED | CHECK REQUIRED | CHECK REQUIRED | CHECK REQUIRED | CHECK REQUIRED | CHECK REQUIRED | CHECK REQUIRED |  |  |  | No |  | #VALUE! | #VALUE! | No
212363678 | #VALUE! | CHECK REQUIRED | CHECK REQUIRED | CHECK REQUIRED | CHECK REQUIRED |  | CHECK REQUIRED |  | CHECK REQUIRED | CHECK REQUIRED | CHECK REQUIRED | CHECK REQUIRED | CHECK REQUIRED | CHECK REQUIRED | CHECK REQUIRED | CHECK REQUIRED | CHECK REQUIRED |  |  |  | No |  | #VALUE! | #VALUE! | No
212287825 | #VALUE! | CHECK REQUIRED | CHECK REQUIRED | CHECK REQUIRED | CHECK REQUIRED |  | CHECK REQUIRED |  | CHECK REQUIRED | CHECK REQUIRED | CHECK REQUIRED | CHECK REQUIRED | CHECK REQUIRED | CHECK REQUIRED | CHECK REQUIRED | CHECK REQUIRED | CHECK REQUIRED |  |  |  | No |  | #VALUE! | #VALUE! | No
212363597 | #VALUE! | CHECK REQUIRED | CHECK REQUIRED | CHECK REQUIRED | CHECK REQUIRED |  | CHECK REQUIRED |  | CHECK REQUIRED | CHECK REQUIRED | CHECK REQUIRED | CHECK REQUIRED | CHECK REQUIRED | CHECK REQUIRED | CHECK REQUIRED | CHECK REQUIRED | CHECK REQUIRED |  |  |  | No |  | #VALUE! | #VALUE! | No
212363606 | #VALUE! | CHECK REQUIRED | CHECK REQUIRED | CHECK REQUIRED | CHECK REQUIRED |  | CHECK REQUIRED |  | CHECK REQUIRED | CHECK REQUIRED | CHECK REQUIRED | CHECK REQUIRED | CHECK REQUIRED | CHECK REQUIRED | CHECK REQUIRED | CHECK REQUIRED | CHECK REQUIRED |  |  |  | No |  | #VALUE! | #VALUE! | No
212363665 | #VALUE! | CHECK REQUIRED | CHECK REQUIRED | CHECK REQUIRED | CHECK REQUIRED |  | CHECK REQUIRED |  | CHECK REQUIRED | CHECK REQUIRED | CHECK REQUIRED | CHECK REQUIRED | CHECK REQUIRED | CHECK REQUIRED | CHECK REQUIRED | CHECK REQUIRED | CHECK REQUIRED |  |  |  | No |  | #VALUE! | #VALUE! | No
212363856 | #VALUE! | CHECK REQUIRED | CHECK REQUIRED | CHECK REQUIRED | CHECK REQUIRED |  | CHECK REQUIRED |  | CHECK REQUIRED | CHECK REQUIRED | CHECK REQUIRED | CHECK REQUIRED | CHECK REQUIRED | CHECK REQUIRED | CHECK REQUIRED | CHECK REQUIRED | CHECK REQUIRED |  |  |  | No |  | #VALUE! | #VALUE! | No
212363892 | #VALUE! | CHECK REQUIRED | CHECK REQUIRED | CHECK REQUIRED | CHECK REQUIRED |  | CHECK REQUIRED |  | CHECK REQUIRED | CHECK REQUIRED | CHECK REQUIRED | CHECK REQUIRED | CHECK REQUIRED | CHECK REQUIRED | CHECK REQUIRED | CHECK REQUIRED | CHECK REQUIRED |  |  |  | No |  | #VALUE! | #VALUE! | No
212363572 | #VALUE! | CHECK REQUIRED | CHECK REQUIRED | CHECK REQUIRED | CHECK REQUIRED |  | CHECK REQUIRED |  | CHECK REQUIRED | CHECK REQUIRED | CHECK REQUIRED | CHECK REQUIRED | CHECK REQUIRED | CHECK REQUIRED | CHECK REQUIRED | CHECK REQUIRED | CHECK REQUIRED |  |  |  | No |  | #VALUE! | #VALUE! | No
212363656 | #VALUE! | CHECK REQUIRED | CHECK REQUIRED | CHECK REQUIRED | CHECK REQUIRED |  | CHECK REQUIRED |  | CHECK REQUIRED | CHECK REQUIRED | CHECK REQUIRED | CHECK REQUIRED | CHECK REQUIRED | CHECK REQUIRED | CHECK REQUIRED | CHECK REQUIRED | CHECK REQUIRED |  |  |  | No |  | #VALUE! | #VALUE! | No
212363674 | #VALUE! | CHECK REQUIRED | CHECK REQUIRED | CHECK REQUIRED | CHECK REQUIRED |  | CHECK REQUIRED |  | CHECK REQUIRED | CHECK REQUIRED | CHECK REQUIRED | CHECK REQUIRED | CHECK REQUIRED | CHECK REQUIRED | CHECK REQUIRED | CHECK REQUIRED | CHECK REQUIRED |  |  |  | No |  | #VALUE! | #VALUE! | No
212287805 | #VALUE! | CHECK REQUIRED | CHECK REQUIRED | CHECK REQUIRED | CHECK REQUIRED |  | CHECK REQUIRED |  | CHECK REQUIRED | CHECK REQUIRED | CHECK REQUIRED | CHECK REQUIRED | CHECK REQUIRED | CHECK REQUIRED | CHECK REQUIRED | CHECK REQUIRED | CHECK REQUIRED |  |  |  | No |  | #VALUE! | #VALUE! | No
212363690 | #VALUE! | CHECK REQUIRED | CHECK REQUIRED | CHECK REQUIRED | CHECK REQUIRED |  | CHECK REQUIRED |  | CHECK REQUIRED | CHECK REQUIRED | CHECK REQUIRED | CHECK REQUIRED | CHECK REQUIRED | CHECK REQUIRED | CHECK REQUIRED | CHECK REQUIRED | CHECK REQUIRED |  |  |  | No |  | #VALUE! | #VALUE! | No
212920614 | #VALUE! | CHECK REQUIRED | CHECK REQUIRED | CHECK REQUIRED | CHECK REQUIRED |  | CHECK REQUIRED |  | CHECK REQUIRED | CHECK REQUIRED | CHECK REQUIRED | CHECK REQUIRED | CHECK REQUIRED | CHECK REQUIRED | CHECK REQUIRED | CHECK REQUIRED | CHECK REQUIRED |  |  |  | No |  | #VALUE! | #VALUE! | No
213164009 | #VALUE! | CHECK REQUIRED | CHECK REQUIRED | CHECK REQUIRED | CHECK REQUIRED |  | CHECK REQUIRED |  | CHECK REQUIRED | CHECK REQUIRED | CHECK REQUIRED | CHECK REQUIRED | CHECK REQUIRED | CHECK REQUIRED | CHECK REQUIRED | CHECK REQUIRED | CHECK REQUIRED |  |  |  | No |  | #VALUE! | #VALUE! | No
213163993 | #VALUE! | CHECK REQUIRED | CHECK REQUIRED | CHECK REQUIRED | CHECK REQUIRED |  | CHECK REQUIRED |  | CHECK REQUIRED | CHECK REQUIRED | CHECK REQUIRED | CHECK REQUIRED | CHECK REQUIRED | CHECK REQUIRED | CHECK REQUIRED | CHECK REQUIRED | CHECK REQUIRED |  |  |  | No |  | #VALUE! | #VALUE! | No
210470125 | #VALUE! | CHECK REQUIRED | CHECK REQUIRED | CHECK REQUIRED | CHECK REQUIRED |  | CHECK REQUIRED |  | CHECK REQUIRED | CHECK REQUIRED | CHECK REQUIRED | CHECK REQUIRED | CHECK REQUIRED | CHECK REQUIRED | CHECK REQUIRED | CHECK REQUIRED | CHECK REQUIRED |  |  |  | No |  | #VALUE! | #VALUE! | No
210470652 | #VALUE! | CHECK REQUIRED | CHECK REQUIRED | CHECK REQUIRED | CHECK REQUIRED |  | CHECK REQUIRED |  | CHECK REQUIRED | CHECK REQUIRED | CHECK REQUIRED | CHECK REQUIRED | CHECK REQUIRED | CHECK REQUIRED | CHECK REQUIRED | CHECK REQUIRED | CHECK REQUIRED |  |  |  | No |  | #VALUE! | #VALUE! | No
212363901 | #VALUE! | CHECK REQUIRED | CHECK REQUIRED | CHECK REQUIRED | CHECK REQUIRED |  | CHECK REQUIRED |  | CHECK REQUIRED | CHECK REQUIRED | CHECK REQUIRED | CHECK REQUIRED | CHECK REQUIRED | CHECK REQUIRED | CHECK REQUIRED | CHECK REQUIRED | CHECK REQUIRED |  |  |  | No |  | #VALUE! | #VALUE! | No
212363569 | #VALUE! | CHECK REQUIRED | CHECK REQUIRED | CHECK REQUIRED | CHECK REQUIRED |  | CHECK REQUIRED |  | CHECK REQUIRED | CHECK REQUIRED | CHECK REQUIRED | CHECK REQUIRED | CHECK REQUIRED | CHECK REQUIRED | CHECK REQUIRED | CHECK REQUIRED | CHECK REQUIRED |  |  |  | No |  | #VALUE! | #VALUE! | No
212363583 | #VALUE! | CHECK REQUIRED | CHECK REQUIRED | CHECK REQUIRED | CHECK REQUIRED |  | CHECK REQUIRED |  | CHECK REQUIRED | CHECK REQUIRED | CHECK REQUIRED | CHECK REQUIRED | CHECK REQUIRED | CHECK REQUIRED | CHECK REQUIRED | CHECK REQUIRED | CHECK REQUIRED |  |  |  | No |  | #VALUE! | #VALUE! | No
212363686 | #VALUE! | CHECK REQUIRED | CHECK REQUIRED | CHECK REQUIRED | CHECK REQUIRED |  | CHECK REQUIRED |  | CHECK REQUIRED | CHECK REQUIRED | CHECK REQUIRED | CHECK REQUIRED | CHECK REQUIRED | CHECK REQUIRED | CHECK REQUIRED | CHECK REQUIRED | CHECK REQUIRED |  |  |  | No |  | #VALUE! | #VALUE! | No
212363885 | #VALUE! | CHECK REQUIRED | CHECK REQUIRED | CHECK REQUIRED | CHECK REQUIRED |  | CHECK REQUIRED |  | CHECK REQUIRED | CHECK REQUIRED | CHECK REQUIRED | CHECK REQUIRED | CHECK REQUIRED | CHECK REQUIRED | CHECK REQUIRED | CHECK REQUIRED | CHECK REQUIRED |  |  |  | No |  | #VALUE! | #VALUE! | No
212363919 | #VALUE! | CHECK REQUIRED | CHECK REQUIRED | CHECK REQUIRED | CHECK REQUIRED |  | CHECK REQUIRED |  | CHECK REQUIRED | CHECK REQUIRED | CHECK REQUIRED | CHECK REQUIRED | CHECK REQUIRED | CHECK REQUIRED | CHECK REQUIRED | CHECK REQUIRED | CHECK REQUIRED |  |  |  | No |  | #VALUE! | #VALUE! | No
212363937 | #VALUE! | CHECK REQUIRED | CHECK REQUIRED | CHECK REQUIRED | CHECK REQUIRED |  | CHECK REQUIRED |  | CHECK REQUIRED | CHECK REQUIRED | CHECK REQUIRED | CHECK REQUIRED | CHECK REQUIRED | CHECK REQUIRED | CHECK REQUIRED | CHECK REQUIRED | CHECK REQUIRED |  |  |  | No |  | #VALUE! | #VALUE! | No
212363570 | #VALUE! | CHECK REQUIRED | CHECK REQUIRED | CHECK REQUIRED | CHECK REQUIRED |  | CHECK REQUIRED |  | CHECK REQUIRED | CHECK REQUIRED | CHECK REQUIRED | CHECK REQUIRED | CHECK REQUIRED | CHECK REQUIRED | CHECK REQUIRED | CHECK REQUIRED | CHECK REQUIRED |  |  |  | No |  | #VALUE! | #VALUE! | No
212363586 | #VALUE! | CHECK REQUIRED | CHECK REQUIRED | CHECK REQUIRED | CHECK REQUIRED |  | CHECK REQUIRED |  | CHECK REQUIRED | CHECK REQUIRED | CHECK REQUIRED | CHECK REQUIRED | CHECK REQUIRED | CHECK REQUIRED | CHECK REQUIRED | CHECK REQUIRED | CHECK REQUIRED |  |  |  | No |  | #VALUE! | #VALUE! | No
212363587 | #VALUE! | CHECK REQUIRED | CHECK REQUIRED | CHECK REQUIRED | CHECK REQUIRED |  | CHECK REQUIRED |  | CHECK REQUIRED | CHECK REQUIRED | CHECK REQUIRED | CHECK REQUIRED | CHECK REQUIRED | CHECK REQUIRED | CHECK REQUIRED | CHECK REQUIRED | CHECK REQUIRED |  |  |  | No |  | #VALUE! | #VALUE! | No
210470205 | #VALUE! | CHECK REQUIRED | CHECK REQUIRED | CHECK REQUIRED | CHECK REQUIRED |  | CHECK REQUIRED |  | CHECK REQUIRED | CHECK REQUIRED | CHECK REQUIRED | CHECK REQUIRED | CHECK REQUIRED | CHECK REQUIRED | CHECK REQUIRED | CHECK REQUIRED | CHECK REQUIRED |  |  |  | No |  | #VALUE! | #VALUE! | No
210470220 | #VALUE! | CHECK REQUIRED | CHECK REQUIRED | CHECK REQUIRED | CHECK REQUIRED |  | CHECK REQUIRED |  | CHECK REQUIRED | CHECK REQUIRED | CHECK REQUIRED | CHECK REQUIRED | CHECK REQUIRED | CHECK REQUIRED | CHECK REQUIRED | CHECK REQUIRED | CHECK REQUIRED |  |  |  | No |  | #VALUE! | #VALUE! | No
210470223 | #VALUE! | CHECK REQUIRED | CHECK REQUIRED | CHECK REQUIRED | CHECK REQUIRED |  | CHECK REQUIRED |  | CHECK REQUIRED | CHECK REQUIRED | CHECK REQUIRED | CHECK REQUIRED | CHECK REQUIRED | CHECK REQUIRED | CHECK REQUIRED | CHECK REQUIRED | CHECK REQUIRED |  |  |  | No |  | #VALUE! | #VALUE! | No
210470289 | #VALUE! | CHECK REQUIRED | CHECK REQUIRED | CHECK REQUIRED | CHECK REQUIRED |  | CHECK REQUIRED |  | CHECK REQUIRED | CHECK REQUIRED | CHECK REQUIRED | CHECK REQUIRED | CHECK REQUIRED | CHECK REQUIRED | CHECK REQUIRED | CHECK REQUIRED | CHECK REQUIRED |  |  |  | No |  | #VALUE! | #VALUE! | No
210470322 | #VALUE! | CHECK REQUIRED | CHECK REQUIRED | CHECK REQUIRED | CHECK REQUIRED |  | CHECK REQUIRED |  | CHECK REQUIRED | CHECK REQUIRED | CHECK REQUIRED | CHECK REQUIRED | CHECK REQUIRED | CHECK REQUIRED | CHECK REQUIRED | CHECK REQUIRED | CHECK REQUIRED |  |  |  | No |  | #VALUE! | #VALUE! | No
213164000 | #VALUE! | CHECK REQUIRED | CHECK REQUIRED | CHECK REQUIRED | CHECK REQUIRED |  | CHECK REQUIRED |  | CHECK REQUIRED | CHECK REQUIRED | CHECK REQUIRED | CHECK REQUIRED | CHECK REQUIRED | CHECK REQUIRED | CHECK REQUIRED | CHECK REQUIRED | CHECK REQUIRED |  |  |  | No |  | #VALUE! | #VALUE! | No
210470209 | #VALUE! | CHECK REQUIRED | CHECK REQUIRED | CHECK REQUIRED | CHECK REQUIRED |  | CHECK REQUIRED |  | CHECK REQUIRED | CHECK REQUIRED | CHECK REQUIRED | CHECK REQUIRED | CHECK REQUIRED | CHECK REQUIRED | CHECK REQUIRED | CHECK REQUIRED | CHECK REQUIRED |  |  |  | No |  | #VALUE! | #VALUE! | No
210470218 | #VALUE! | CHECK REQUIRED | CHECK REQUIRED | CHECK REQUIRED | CHECK REQUIRED |  | CHECK REQUIRED |  | CHECK REQUIRED | CHECK REQUIRED | CHECK REQUIRED | CHECK REQUIRED | CHECK REQUIRED | CHECK REQUIRED | CHECK REQUIRED | CHECK REQUIRED | CHECK REQUIRED |  |  |  | No |  | #VALUE! | #VALUE! | No
210470311 | #VALUE! | CHECK REQUIRED | CHECK REQUIRED | CHECK REQUIRED | CHECK REQUIRED |  | CHECK REQUIRED |  | CHECK REQUIRED | CHECK REQUIRED | CHECK REQUIRED | CHECK REQUIRED | CHECK REQUIRED | CHECK REQUIRED | CHECK REQUIRED | CHECK REQUIRED | CHECK REQUIRED |  |  |  | No |  | #VALUE! | #VALUE! | No
210470575 | #VALUE! | CHECK REQUIRED | CHECK REQUIRED | CHECK REQUIRED | CHECK REQUIRED |  | CHECK REQUIRED |  | CHECK REQUIRED | CHECK REQUIRED | CHECK REQUIRED | CHECK REQUIRED | CHECK REQUIRED | CHECK REQUIRED | CHECK REQUIRED | CHECK REQUIRED | CHECK REQUIRED |  |  |  | No |  | #VALUE! | #VALUE! | No
212363614 | #VALUE! | CHECK REQUIRED | CHECK REQUIRED | CHECK REQUIRED | CHECK REQUIRED |  | CHECK REQUIRED |  | CHECK REQUIRED | CHECK REQUIRED | CHECK REQUIRED | CHECK REQUIRED | CHECK REQUIRED | CHECK REQUIRED | CHECK REQUIRED | CHECK REQUIRED | CHECK REQUIRED |  |  |  | No |  | #VALUE! | #VALUE! | No
212363630 | #VALUE! | CHECK REQUIRED | CHECK REQUIRED | CHECK REQUIRED | CHECK REQUIRED |  | CHECK REQUIRED |  | CHECK REQUIRED | CHECK REQUIRED | CHECK REQUIRED | CHECK REQUIRED | CHECK REQUIRED | CHECK REQUIRED | CHECK REQUIRED | CHECK REQUIRED | CHECK REQUIRED |  |  |  | No |  | #VALUE! | #VALUE! | No
212363934 | #VALUE! | CHECK REQUIRED | CHECK REQUIRED | CHECK REQUIRED | CHECK REQUIRED |  | CHECK REQUIRED |  | CHECK REQUIRED | CHECK REQUIRED | CHECK REQUIRED | CHECK REQUIRED | CHECK REQUIRED | CHECK REQUIRED | CHECK REQUIRED | CHECK REQUIRED | CHECK REQUIRED |  |  |  | No |  | #VALUE! | #VALUE! | No
210472740 | #VALUE! | CHECK REQUIRED | CHECK REQUIRED | CHECK REQUIRED | CHECK REQUIRED |  | CHECK REQUIRED |  | CHECK REQUIRED | CHECK REQUIRED | CHECK REQUIRED | CHECK REQUIRED | CHECK REQUIRED | CHECK REQUIRED | CHECK REQUIRED | CHECK REQUIRED | CHECK REQUIRED |  |  |  | No |  | #VALUE! | #VALUE! | No
210473108 | #VALUE! | CHECK REQUIRED | CHECK REQUIRED | CHECK REQUIRED | CHECK REQUIRED |  | CHECK REQUIRED |  | CHECK REQUIRED | CHECK REQUIRED | CHECK REQUIRED | CHECK REQUIRED | CHECK REQUIRED | CHECK REQUIRED | CHECK REQUIRED | CHECK REQUIRED | CHECK REQUIRED |  |  |  | No |  | #VALUE! | #VALUE! | No
210599077 | #VALUE! | CHECK REQUIRED | CHECK REQUIRED | CHECK REQUIRED | CHECK REQUIRED |  | CHECK REQUIRED |  | CHECK REQUIRED | CHECK REQUIRED | CHECK REQUIRED | CHECK REQUIRED | CHECK REQUIRED | CHECK REQUIRED | CHECK REQUIRED | CHECK REQUIRED | CHECK REQUIRED |  |  |  | No |  | #VALUE! | #VALUE! | No
210599211 | #VALUE! | CHECK REQUIRED | CHECK REQUIRED | CHECK REQUIRED | CHECK REQUIRED |  | CHECK REQUIRED |  | CHECK REQUIRED | CHECK REQUIRED | CHECK REQUIRED | CHECK REQUIRED | CHECK REQUIRED | CHECK REQUIRED | CHECK REQUIRED | CHECK REQUIRED | CHECK REQUIRED |  |  |  | No |  | #VALUE! | #VALUE! | No
210599247 | #VALUE! | CHECK REQUIRED | CHECK REQUIRED | CHECK REQUIRED | CHECK REQUIRED |  | CHECK REQUIRED |  | CHECK REQUIRED | CHECK REQUIRED | CHECK REQUIRED | CHECK REQUIRED | CHECK REQUIRED | CHECK REQUIRED | CHECK REQUIRED | CHECK REQUIRED | CHECK REQUIRED |  |  |  | No |  | #VALUE! | #VALUE! | No
210473097 | #VALUE! | CHECK REQUIRED | CHECK REQUIRED | CHECK REQUIRED | CHECK REQUIRED |  | CHECK REQUIRED |  | CHECK REQUIRED | CHECK REQUIRED | CHECK REQUIRED | CHECK REQUIRED | CHECK REQUIRED | CHECK REQUIRED | CHECK REQUIRED | CHECK REQUIRED | CHECK REQUIRED |  |  |  | No |  | #VALUE! | #VALUE! | No
212363864 | #VALUE! | CHECK REQUIRED | CHECK REQUIRED | CHECK REQUIRED | CHECK REQUIRED |  | CHECK REQUIRED |  | CHECK REQUIRED | CHECK REQUIRED | CHECK REQUIRED | CHECK REQUIRED | CHECK REQUIRED | CHECK REQUIRED | CHECK REQUIRED | CHECK REQUIRED | CHECK REQUIRED |  |  |  | No |  | #VALUE! | #VALUE! | No
212363573 | #VALUE! | CHECK REQUIRED | CHECK REQUIRED | CHECK REQUIRED | CHECK REQUIRED |  | CHECK REQUIRED |  | CHECK REQUIRED | CHECK REQUIRED | CHECK REQUIRED | CHECK REQUIRED | CHECK REQUIRED | CHECK REQUIRED | CHECK REQUIRED | CHECK REQUIRED | CHECK REQUIRED |  |  |  | No |  | #VALUE! | #VALUE! | No
212363580 | #VALUE! | CHECK REQUIRED | CHECK REQUIRED | CHECK REQUIRED | CHECK REQUIRED |  | CHECK REQUIRED |  | CHECK REQUIRED | CHECK REQUIRED | CHECK REQUIRED | CHECK REQUIRED | CHECK REQUIRED | CHECK REQUIRED | CHECK REQUIRED | CHECK REQUIRED | CHECK REQUIRED |  |  |  | No |  | #VALUE! | #VALUE! | No
212363589 | #VALUE! | CHECK REQUIRED | CHECK REQUIRED | CHECK REQUIRED | CHECK REQUIRED |  | CHECK REQUIRED |  | CHECK REQUIRED | CHECK REQUIRED | CHECK REQUIRED | CHECK REQUIRED | CHECK REQUIRED | CHECK REQUIRED | CHECK REQUIRED | CHECK REQUIRED | CHECK REQUIRED |  |  |  | No |  | #VALUE! | #VALUE! | No
212363607 | #VALUE! | CHECK REQUIRED | CHECK REQUIRED | CHECK REQUIRED | CHECK REQUIRED |  | CHECK REQUIRED |  | CHECK REQUIRED | CHECK REQUIRED | CHECK REQUIRED | CHECK REQUIRED | CHECK REQUIRED | CHECK REQUIRED | CHECK REQUIRED | CHECK REQUIRED | CHECK REQUIRED |  |  |  | No |  | #VALUE! | #VALUE! | No
212363875 | #VALUE! | CHECK REQUIRED | CHECK REQUIRED | CHECK REQUIRED | CHECK REQUIRED |  | CHECK REQUIRED |  | CHECK REQUIRED | CHECK REQUIRED | CHECK REQUIRED | CHECK REQUIRED | CHECK REQUIRED | CHECK REQUIRED | CHECK REQUIRED | CHECK REQUIRED | CHECK REQUIRED |  |  |  | No |  | #VALUE! | #VALUE! | No
212363882 | #VALUE! | CHECK REQUIRED | CHECK REQUIRED | CHECK REQUIRED | CHECK REQUIRED |  | CHECK REQUIRED |  | CHECK REQUIRED | CHECK REQUIRED | CHECK REQUIRED | CHECK REQUIRED | CHECK REQUIRED | CHECK REQUIRED | CHECK REQUIRED | CHECK REQUIRED | CHECK REQUIRED |  |  |  | No |  | #VALUE! | #VALUE! | No
212363950 | #VALUE! | CHECK REQUIRED | CHECK REQUIRED | CHECK REQUIRED | CHECK REQUIRED |  | CHECK REQUIRED |  | CHECK REQUIRED | CHECK REQUIRED | CHECK REQUIRED | CHECK REQUIRED | CHECK REQUIRED | CHECK REQUIRED | CHECK REQUIRED | CHECK REQUIRED | CHECK REQUIRED |  |  |  | No |  | #VALUE! | #VALUE! | No
212363913 | #VALUE! | CHECK REQUIRED | CHECK REQUIRED | CHECK REQUIRED | CHECK REQUIRED |  | CHECK REQUIRED |  | CHECK REQUIRED | CHECK REQUIRED | CHECK REQUIRED | CHECK REQUIRED | CHECK REQUIRED | CHECK REQUIRED | CHECK REQUIRED | CHECK REQUIRED | CHECK REQUIRED |  |  |  | No |  | #VALUE! | #VALUE! | No
212363931 | #VALUE! | CHECK REQUIRED | CHECK REQUIRED | CHECK REQUIRED | CHECK REQUIRED |  | CHECK REQUIRED |  | CHECK REQUIRED | CHECK REQUIRED | CHECK REQUIRED | CHECK REQUIRED | CHECK REQUIRED | CHECK REQUIRED | CHECK REQUIRED | CHECK REQUIRED | CHECK REQUIRED |  |  |  | No |  | #VALUE! | #VALUE! | No
212363947 | #VALUE! | CHECK REQUIRED | CHECK REQUIRED | CHECK REQUIRED | CHECK REQUIRED |  | CHECK REQUIRED |  | CHECK REQUIRED | CHECK REQUIRED | CHECK REQUIRED | CHECK REQUIRED | CHECK REQUIRED | CHECK REQUIRED | CHECK REQUIRED | CHECK REQUIRED | CHECK REQUIRED |  |  |  | No |  | #VALUE! | #VALUE! | No
212363949 | #VALUE! | CHECK REQUIRED | CHECK REQUIRED | CHECK REQUIRED | CHECK REQUIRED |  | CHECK REQUIRED |  | CHECK REQUIRED | CHECK REQUIRED | CHECK REQUIRED | CHECK REQUIRED | CHECK REQUIRED | CHECK REQUIRED | CHECK REQUIRED | CHECK REQUIRED | CHECK REQUIRED |  |  |  | No |  | #VALUE! | #VALUE! | No
212363956 | #VALUE! | CHECK REQUIRED | CHECK REQUIRED | CHECK REQUIRED | CHECK REQUIRED |  | CHECK REQUIRED |  | CHECK REQUIRED | CHECK REQUIRED | CHECK REQUIRED | CHECK REQUIRED | CHECK REQUIRED | CHECK REQUIRED | CHECK REQUIRED | CHECK REQUIRED | CHECK REQUIRED |  |  |  | No |  | #VALUE! | #VALUE! | No
212363965 | #VALUE! | CHECK REQUIRED | CHECK REQUIRED | CHECK REQUIRED | CHECK REQUIRED |  | CHECK REQUIRED |  | CHECK REQUIRED | CHECK REQUIRED | CHECK REQUIRED | CHECK REQUIRED | CHECK REQUIRED | CHECK REQUIRED | CHECK REQUIRED | CHECK REQUIRED | CHECK REQUIRED |  |  |  | No |  | #VALUE! | #VALUE! | No
212363972 | #VALUE! | CHECK REQUIRED | CHECK REQUIRED | CHECK REQUIRED | CHECK REQUIRED |  | CHECK REQUIRED |  | CHECK REQUIRED | CHECK REQUIRED | CHECK REQUIRED | CHECK REQUIRED | CHECK REQUIRED | CHECK REQUIRED | CHECK REQUIRED | CHECK REQUIRED | CHECK REQUIRED |  |  |  | No |  | #VALUE! | #VALUE! | No
212363938 | #VALUE! | CHECK REQUIRED | CHECK REQUIRED | CHECK REQUIRED | CHECK REQUIRED |  | CHECK REQUIRED |  | CHECK REQUIRED | CHECK REQUIRED | CHECK REQUIRED | CHECK REQUIRED | CHECK REQUIRED | CHECK REQUIRED | CHECK REQUIRED | CHECK REQUIRED | CHECK REQUIRED |  |  |  | No |  | #VALUE! | #VALUE! | No
210599642 | #VALUE! | CHECK REQUIRED | CHECK REQUIRED | CHECK REQUIRED | CHECK REQUIRED |  | CHECK REQUIRED |  | CHECK REQUIRED | CHECK REQUIRED | CHECK REQUIRED | CHECK REQUIRED | CHECK REQUIRED | CHECK REQUIRED | CHECK REQUIRED | CHECK REQUIRED | CHECK REQUIRED |  |  |  | No |  | #VALUE! | #VALUE! | No
210599644 | #VALUE! | CHECK REQUIRED | CHECK REQUIRED | CHECK REQUIRED | CHECK REQUIRED |  | CHECK REQUIRED |  | CHECK REQUIRED | CHECK REQUIRED | CHECK REQUIRED | CHECK REQUIRED | CHECK REQUIRED | CHECK REQUIRED | CHECK REQUIRED | CHECK REQUIRED | CHECK REQUIRED |  |  |  | No |  | #VALUE! | #VALUE! | No
212363941 | #VALUE! | CHECK REQUIRED | CHECK REQUIRED | CHECK REQUIRED | CHECK REQUIRED |  | CHECK REQUIRED |  | CHECK REQUIRED | CHECK REQUIRED | CHECK REQUIRED | CHECK REQUIRED | CHECK REQUIRED | CHECK REQUIRED | CHECK REQUIRED | CHECK REQUIRED | CHECK REQUIRED |  |  |  | No |  | #VALUE! | #VALUE! | No
212363955 | #VALUE! | CHECK REQUIRED | CHECK REQUIRED | CHECK REQUIRED | CHECK REQUIRED |  | CHECK REQUIRED |  | CHECK REQUIRED | CHECK REQUIRED | CHECK REQUIRED | CHECK REQUIRED | CHECK REQUIRED | CHECK REQUIRED | CHECK REQUIRED | CHECK REQUIRED | CHECK REQUIRED |  |  |  | No |  | #VALUE! | #VALUE! | No
212363884 | #VALUE! | CHECK REQUIRED | CHECK REQUIRED | CHECK REQUIRED | CHECK REQUIRED |  | CHECK REQUIRED |  | CHECK REQUIRED | CHECK REQUIRED | CHECK REQUIRED | CHECK REQUIRED | CHECK REQUIRED | CHECK REQUIRED | CHECK REQUIRED | CHECK REQUIRED | CHECK REQUIRED |  |  |  | No |  | #VALUE! | #VALUE! | No
212363902 | #VALUE! | CHECK REQUIRED | CHECK REQUIRED | CHECK REQUIRED | CHECK REQUIRED |  | CHECK REQUIRED |  | CHECK REQUIRED | CHECK REQUIRED | CHECK REQUIRED | CHECK REQUIRED | CHECK REQUIRED | CHECK REQUIRED | CHECK REQUIRED | CHECK REQUIRED | CHECK REQUIRED |  |  |  | No |  | #VALUE! | #VALUE! | No
212363903 | #VALUE! | CHECK REQUIRED | CHECK REQUIRED | CHECK REQUIRED | CHECK REQUIRED |  | CHECK REQUIRED |  | CHECK REQUIRED | CHECK REQUIRED | CHECK REQUIRED | CHECK REQUIRED | CHECK REQUIRED | CHECK REQUIRED | CHECK REQUIRED | CHECK REQUIRED | CHECK REQUIRED |  |  |  | No |  | #VALUE! | #VALUE! | No
212363590 | #VALUE! | CHECK REQUIRED | CHECK REQUIRED | CHECK REQUIRED | CHECK REQUIRED |  | CHECK REQUIRED |  | CHECK REQUIRED | CHECK REQUIRED | CHECK REQUIRED | CHECK REQUIRED | CHECK REQUIRED | CHECK REQUIRED | CHECK REQUIRED | CHECK REQUIRED | CHECK REQUIRED |  |  |  | No |  | #VALUE! | #VALUE! | No
212363599 | #VALUE! | CHECK REQUIRED | CHECK REQUIRED | CHECK REQUIRED | CHECK REQUIRED |  | CHECK REQUIRED |  | CHECK REQUIRED | CHECK REQUIRED | CHECK REQUIRED | CHECK REQUIRED | CHECK REQUIRED | CHECK REQUIRED | CHECK REQUIRED | CHECK REQUIRED | CHECK REQUIRED |  |  |  | No |  | #VALUE! | #VALUE! | No
212363604 | #VALUE! | CHECK REQUIRED | CHECK REQUIRED | CHECK REQUIRED | CHECK REQUIRED |  | CHECK REQUIRED |  | CHECK REQUIRED | CHECK REQUIRED | CHECK REQUIRED | CHECK REQUIRED | CHECK REQUIRED | CHECK REQUIRED | CHECK REQUIRED | CHECK REQUIRED | CHECK REQUIRED |  |  |  | No |  | #VALUE! | #VALUE! | No
212363633 | #VALUE! | CHECK REQUIRED | CHECK REQUIRED | CHECK REQUIRED | CHECK REQUIRED |  | CHECK REQUIRED |  | CHECK REQUIRED | CHECK REQUIRED | CHECK REQUIRED | CHECK REQUIRED | CHECK REQUIRED | CHECK REQUIRED | CHECK REQUIRED | CHECK REQUIRED | CHECK REQUIRED |  |  |  | No |  | #VALUE! | #VALUE! | No
212363654 | #VALUE! | CHECK REQUIRED | CHECK REQUIRED | CHECK REQUIRED | CHECK REQUIRED |  | CHECK REQUIRED |  | CHECK REQUIRED | CHECK REQUIRED | CHECK REQUIRED | CHECK REQUIRED | CHECK REQUIRED | CHECK REQUIRED | CHECK REQUIRED | CHECK REQUIRED | CHECK REQUIRED |  |  |  | No |  | #VALUE! | #VALUE! | No
212363681 | #VALUE! | CHECK REQUIRED | CHECK REQUIRED | CHECK REQUIRED | CHECK REQUIRED |  | CHECK REQUIRED |  | CHECK REQUIRED | CHECK REQUIRED | CHECK REQUIRED | CHECK REQUIRED | CHECK REQUIRED | CHECK REQUIRED | CHECK REQUIRED | CHECK REQUIRED | CHECK REQUIRED |  |  |  | No |  | #VALUE! | #VALUE! | No
212287806 | #VALUE! | CHECK REQUIRED | CHECK REQUIRED | CHECK REQUIRED | CHECK REQUIRED |  | CHECK REQUIRED |  | CHECK REQUIRED | CHECK REQUIRED | CHECK REQUIRED | CHECK REQUIRED | CHECK REQUIRED | CHECK REQUIRED | CHECK REQUIRED | CHECK REQUIRED | CHECK REQUIRED |  |  |  | No |  | #VALUE! | #VALUE! | No
212363568 | #VALUE! | CHECK REQUIRED | CHECK REQUIRED | CHECK REQUIRED | CHECK REQUIRED |  | CHECK REQUIRED |  | CHECK REQUIRED | CHECK REQUIRED | CHECK REQUIRED | CHECK REQUIRED | CHECK REQUIRED | CHECK REQUIRED | CHECK REQUIRED | CHECK REQUIRED | CHECK REQUIRED |  |  |  | No |  | #VALUE! | #VALUE! | No
212363600 | #VALUE! | CHECK REQUIRED | CHECK REQUIRED | CHECK REQUIRED | CHECK REQUIRED |  | CHECK REQUIRED |  | CHECK REQUIRED | CHECK REQUIRED | CHECK REQUIRED | CHECK REQUIRED | CHECK REQUIRED | CHECK REQUIRED | CHECK REQUIRED | CHECK REQUIRED | CHECK REQUIRED |  |  |  | No |  | #VALUE! | #VALUE! | No
212363651 | #VALUE! | CHECK REQUIRED | CHECK REQUIRED | CHECK REQUIRED | CHECK REQUIRED |  | CHECK REQUIRED |  | CHECK REQUIRED | CHECK REQUIRED | CHECK REQUIRED | CHECK REQUIRED | CHECK REQUIRED | CHECK REQUIRED | CHECK REQUIRED | CHECK REQUIRED | CHECK REQUIRED |  |  |  | No |  | #VALUE! | #VALUE! | No
212363667 | #VALUE! | CHECK REQUIRED | CHECK REQUIRED | CHECK REQUIRED | CHECK REQUIRED |  | CHECK REQUIRED |  | CHECK REQUIRED | CHECK REQUIRED | CHECK REQUIRED | CHECK REQUIRED | CHECK REQUIRED | CHECK REQUIRED | CHECK REQUIRED | CHECK REQUIRED | CHECK REQUIRED |  |  |  | No |  | #VALUE! | #VALUE! | No
213163981 | #VALUE! | CHECK REQUIRED | CHECK REQUIRED | CHECK REQUIRED | CHECK REQUIRED |  | CHECK REQUIRED |  | CHECK REQUIRED | CHECK REQUIRED | CHECK REQUIRED | CHECK REQUIRED | CHECK REQUIRED | CHECK REQUIRED | CHECK REQUIRED | CHECK REQUIRED | CHECK REQUIRED |  |  |  | No |  | #VALUE! | #VALUE! | No
212287814 | #VALUE! | CHECK REQUIRED | CHECK REQUIRED | CHECK REQUIRED | CHECK REQUIRED |  | CHECK REQUIRED |  | CHECK REQUIRED | CHECK REQUIRED | CHECK REQUIRED | CHECK REQUIRED | CHECK REQUIRED | CHECK REQUIRED | CHECK REQUIRED | CHECK REQUIRED | CHECK REQUIRED |  |  |  | No |  | #VALUE! | #VALUE! | No
212287830 | #VALUE! | CHECK REQUIRED | CHECK REQUIRED | CHECK REQUIRED | CHECK REQUIRED |  | CHECK REQUIRED |  | CHECK REQUIRED | CHECK REQUIRED | CHECK REQUIRED | CHECK REQUIRED | CHECK REQUIRED | CHECK REQUIRED | CHECK REQUIRED | CHECK REQUIRED | CHECK REQUIRED |  |  |  | No |  | #VALUE! | #VALUE! | No
212363657 | #VALUE! | CHECK REQUIRED | CHECK REQUIRED | CHECK REQUIRED | CHECK REQUIRED |  | CHECK REQUIRED |  | CHECK REQUIRED | CHECK REQUIRED | CHECK REQUIRED | CHECK REQUIRED | CHECK REQUIRED | CHECK REQUIRED | CHECK REQUIRED | CHECK REQUIRED | CHECK REQUIRED |  |  |  | No |  | #VALUE! | #VALUE! | No
212363671 | #VALUE! | CHECK REQUIRED | CHECK REQUIRED | CHECK REQUIRED | CHECK REQUIRED |  | CHECK REQUIRED |  | CHECK REQUIRED | CHECK REQUIRED | CHECK REQUIRED | CHECK REQUIRED | CHECK REQUIRED | CHECK REQUIRED | CHECK REQUIRED | CHECK REQUIRED | CHECK REQUIRED |  |  |  | No |  | #VALUE! | #VALUE! | No
213163956 | #VALUE! | CHECK REQUIRED | CHECK REQUIRED | CHECK REQUIRED | CHECK REQUIRED |  | CHECK REQUIRED |  | CHECK REQUIRED | CHECK REQUIRED | CHECK REQUIRED | CHECK REQUIRED | CHECK REQUIRED | CHECK REQUIRED | CHECK REQUIRED | CHECK REQUIRED | CHECK REQUIRED |  |  |  | No |  | #VALUE! | #VALUE! | No
212363639 | #VALUE! | CHECK REQUIRED | CHECK REQUIRED | CHECK REQUIRED | CHECK REQUIRED |  | CHECK REQUIRED |  | CHECK REQUIRED | CHECK REQUIRED | CHECK REQUIRED | CHECK REQUIRED | CHECK REQUIRED | CHECK REQUIRED | CHECK REQUIRED | CHECK REQUIRED | CHECK REQUIRED |  |  |  | No |  | #VALUE! | #VALUE! | No
212363682 | #VALUE! | CHECK REQUIRED | CHECK REQUIRED | CHECK REQUIRED | CHECK REQUIRED |  | CHECK REQUIRED |  | CHECK REQUIRED | CHECK REQUIRED | CHECK REQUIRED | CHECK REQUIRED | CHECK REQUIRED | CHECK REQUIRED | CHECK REQUIRED | CHECK REQUIRED | CHECK REQUIRED |  |  |  | No |  | #VALUE! | #VALUE! | No
212363683 | #VALUE! | CHECK REQUIRED | CHECK REQUIRED | CHECK REQUIRED | CHECK REQUIRED |  | CHECK REQUIRED |  | CHECK REQUIRED | CHECK REQUIRED | CHECK REQUIRED | CHECK REQUIRED | CHECK REQUIRED | CHECK REQUIRED | CHECK REQUIRED | CHECK REQUIRED | CHECK REQUIRED |  |  |  | No |  | #VALUE! | #VALUE! | No
213164007 | #VALUE! | CHECK REQUIRED | CHECK REQUIRED | CHECK REQUIRED | CHECK REQUIRED |  | CHECK REQUIRED |  | CHECK REQUIRED | CHECK REQUIRED | CHECK REQUIRED | CHECK REQUIRED | CHECK REQUIRED | CHECK REQUIRED | CHECK REQUIRED | CHECK REQUIRED | CHECK REQUIRED |  |  |  | No |  | #VALUE! | #VALUE! | No
210599142 | #VALUE! | CHECK REQUIRED | CHECK REQUIRED | CHECK REQUIRED | CHECK REQUIRED |  | CHECK REQUIRED |  | CHECK REQUIRED | CHECK REQUIRED | CHECK REQUIRED | CHECK REQUIRED | CHECK REQUIRED | CHECK REQUIRED | CHECK REQUIRED | CHECK REQUIRED | CHECK REQUIRED |  |  |  | No |  | #VALUE! | #VALUE! | No
210599157 | #VALUE! | CHECK REQUIRED | CHECK REQUIRED | CHECK REQUIRED | CHECK REQUIRED |  | CHECK REQUIRED |  | CHECK REQUIRED | CHECK REQUIRED | CHECK REQUIRED | CHECK REQUIRED | CHECK REQUIRED | CHECK REQUIRED | CHECK REQUIRED | CHECK REQUIRED | CHECK REQUIRED |  |  |  | No |  | #VALUE! | #VALUE! | No
210599158 | #VALUE! | CHECK REQUIRED | CHECK REQUIRED | CHECK REQUIRED | CHECK REQUIRED |  | CHECK REQUIRED |  | CHECK REQUIRED | CHECK REQUIRED | CHECK REQUIRED | CHECK REQUIRED | CHECK REQUIRED | CHECK REQUIRED | CHECK REQUIRED | CHECK REQUIRED | CHECK REQUIRED |  |  |  | No |  | #VALUE! | #VALUE! | No
210599307 | #VALUE! | CHECK REQUIRED | CHECK REQUIRED | CHECK REQUIRED | CHECK REQUIRED |  | CHECK REQUIRED |  | CHECK REQUIRED | CHECK REQUIRED | CHECK REQUIRED | CHECK REQUIRED | CHECK REQUIRED | CHECK REQUIRED | CHECK REQUIRED | CHECK REQUIRED | CHECK REQUIRED |  |  |  | No |  | #VALUE! | #VALUE! | No
212363618 | #VALUE! | CHECK REQUIRED | CHECK REQUIRED | CHECK REQUIRED | CHECK REQUIRED |  | CHECK REQUIRED |  | CHECK REQUIRED | CHECK REQUIRED | CHECK REQUIRED | CHECK REQUIRED | CHECK REQUIRED | CHECK REQUIRED | CHECK REQUIRED | CHECK REQUIRED | CHECK REQUIRED |  |  |  | No |  | #VALUE! | #VALUE! | No
212363635 | #VALUE! | CHECK REQUIRED | CHECK REQUIRED | CHECK REQUIRED | CHECK REQUIRED |  | CHECK REQUIRED |  | CHECK REQUIRED | CHECK REQUIRED | CHECK REQUIRED | CHECK REQUIRED | CHECK REQUIRED | CHECK REQUIRED | CHECK REQUIRED | CHECK REQUIRED | CHECK REQUIRED |  |  |  | No |  | #VALUE! | #VALUE! | No
212363891 | #VALUE! | CHECK REQUIRED | CHECK REQUIRED | CHECK REQUIRED | CHECK REQUIRED |  | CHECK REQUIRED |  | CHECK REQUIRED | CHECK REQUIRED | CHECK REQUIRED | CHECK REQUIRED | CHECK REQUIRED | CHECK REQUIRED | CHECK REQUIRED | CHECK REQUIRED | CHECK REQUIRED |  |  |  | No |  | #VALUE! | #VALUE! | No
212363930 | #VALUE! | CHECK REQUIRED | CHECK REQUIRED | CHECK REQUIRED | CHECK REQUIRED |  | CHECK REQUIRED |  | CHECK REQUIRED | CHECK REQUIRED | CHECK REQUIRED | CHECK REQUIRED | CHECK REQUIRED | CHECK REQUIRED | CHECK REQUIRED | CHECK REQUIRED | CHECK REQUIRED |  |  |  | No |  | #VALUE! | #VALUE! | No
212363948 | #VALUE! | CHECK REQUIRED | CHECK REQUIRED | CHECK REQUIRED | CHECK REQUIRED |  | CHECK REQUIRED |  | CHECK REQUIRED | CHECK REQUIRED | CHECK REQUIRED | CHECK REQUIRED | CHECK REQUIRED | CHECK REQUIRED | CHECK REQUIRED | CHECK REQUIRED | CHECK REQUIRED |  |  |  | No |  | #VALUE! | #VALUE! | No
212363952 | #VALUE! | CHECK REQUIRED | CHECK REQUIRED | CHECK REQUIRED | CHECK REQUIRED |  | CHECK REQUIRED |  | CHECK REQUIRED | CHECK REQUIRED | CHECK REQUIRED | CHECK REQUIRED | CHECK REQUIRED | CHECK REQUIRED | CHECK REQUIRED | CHECK REQUIRED | CHECK REQUIRED |  |  |  | No |  | #VALUE! | #VALUE! | No
212363969 | #VALUE! | CHECK REQUIRED | CHECK REQUIRED | CHECK REQUIRED | CHECK REQUIRED |  | CHECK REQUIRED |  | CHECK REQUIRED | CHECK REQUIRED | CHECK REQUIRED | CHECK REQUIRED | CHECK REQUIRED | CHECK REQUIRED | CHECK REQUIRED | CHECK REQUIRED | CHECK REQUIRED |  |  |  | No |  | #VALUE! | #VALUE! | No
212363970 | #VALUE! | CHECK REQUIRED | CHECK REQUIRED | CHECK REQUIRED | CHECK REQUIRED |  | CHECK REQUIRED |  | CHECK REQUIRED | CHECK REQUIRED | CHECK REQUIRED | CHECK REQUIRED | CHECK REQUIRED | CHECK REQUIRED | CHECK REQUIRED | CHECK REQUIRED | CHECK REQUIRED |  |  |  | No |  | #VALUE! | #VALUE! | No
213164010 | #VALUE! | CHECK REQUIRED | CHECK REQUIRED | CHECK REQUIRED | CHECK REQUIRED |  | CHECK REQUIRED |  | CHECK REQUIRED | CHECK REQUIRED | CHECK REQUIRED | CHECK REQUIRED | CHECK REQUIRED | CHECK REQUIRED | CHECK REQUIRED | CHECK REQUIRED | CHECK REQUIRED |  |  |  | No |  | #VALUE! | #VALUE! | No
212363636 | #VALUE! | CHECK REQUIRED | CHECK REQUIRED | CHECK REQUIRED | CHECK REQUIRED |  | CHECK REQUIRED |  | CHECK REQUIRED | CHECK REQUIRED | CHECK REQUIRED | CHECK REQUIRED | CHECK REQUIRED | CHECK REQUIRED | CHECK REQUIRED | CHECK REQUIRED | CHECK REQUIRED |  |  |  | No |  | #VALUE! | #VALUE! | No
212363668 | #VALUE! | CHECK REQUIRED | CHECK REQUIRED | CHECK REQUIRED | CHECK REQUIRED |  | CHECK REQUIRED |  | CHECK REQUIRED | CHECK REQUIRED | CHECK REQUIRED | CHECK REQUIRED | CHECK REQUIRED | CHECK REQUIRED | CHECK REQUIRED | CHECK REQUIRED | CHECK REQUIRED |  |  |  | No |  | #VALUE! | #VALUE! | No
212363685 | #VALUE! | CHECK REQUIRED | CHECK REQUIRED | CHECK REQUIRED | CHECK REQUIRED |  | CHECK REQUIRED |  | CHECK REQUIRED | CHECK REQUIRED | CHECK REQUIRED | CHECK REQUIRED | CHECK REQUIRED | CHECK REQUIRED | CHECK REQUIRED | CHECK REQUIRED | CHECK REQUIRED |  |  |  | No |  | #VALUE! | #VALUE! | No
212287811 | #VALUE! | CHECK REQUIRED | CHECK REQUIRED | CHECK REQUIRED | CHECK REQUIRED |  | CHECK REQUIRED |  | CHECK REQUIRED | CHECK REQUIRED | CHECK REQUIRED | CHECK REQUIRED | CHECK REQUIRED | CHECK REQUIRED | CHECK REQUIRED | CHECK REQUIRED | CHECK REQUIRED |  |  |  | No |  | #VALUE! | #VALUE! | No
212287828 | #VALUE! | CHECK REQUIRED | CHECK REQUIRED | CHECK REQUIRED | CHECK REQUIRED |  | CHECK REQUIRED |  | CHECK REQUIRED | CHECK REQUIRED | CHECK REQUIRED | CHECK REQUIRED | CHECK REQUIRED | CHECK REQUIRED | CHECK REQUIRED | CHECK REQUIRED | CHECK REQUIRED |  |  |  | No |  | #VALUE! | #VALUE! | No
212363687 | #VALUE! | CHECK REQUIRED | CHECK REQUIRED | CHECK REQUIRED | CHECK REQUIRED |  | CHECK REQUIRED |  | CHECK REQUIRED | CHECK REQUIRED | CHECK REQUIRED | CHECK REQUIRED | CHECK REQUIRED | CHECK REQUIRED | CHECK REQUIRED | CHECK REQUIRED | CHECK REQUIRED |  |  |  | No |  | #VALUE! | #VALUE! | No
212287809 | #VALUE! | CHECK REQUIRED | CHECK REQUIRED | CHECK REQUIRED | CHECK REQUIRED |  | CHECK REQUIRED |  | CHECK REQUIRED | CHECK REQUIRED | CHECK REQUIRED | CHECK REQUIRED | CHECK REQUIRED | CHECK REQUIRED | CHECK REQUIRED | CHECK REQUIRED | CHECK REQUIRED |  |  |  | No |  | #VALUE! | #VALUE! | No
213163967 | #VALUE! | CHECK REQUIRED | CHECK REQUIRED | CHECK REQUIRED | CHECK REQUIRED |  | CHECK REQUIRED |  | CHECK REQUIRED | CHECK REQUIRED | CHECK REQUIRED | CHECK REQUIRED | CHECK REQUIRED | CHECK REQUIRED | CHECK REQUIRED | CHECK REQUIRED | CHECK REQUIRED |  |  |  | No |  | #VALUE! | #VALUE! | No
213163991 | #VALUE! | CHECK REQUIRED | CHECK REQUIRED | CHECK REQUIRED | CHECK REQUIRED |  | CHECK REQUIRED |  | CHECK REQUIRED | CHECK REQUIRED | CHECK REQUIRED | CHECK REQUIRED | CHECK REQUIRED | CHECK REQUIRED | CHECK REQUIRED | CHECK REQUIRED | CHECK REQUIRED |  |  |  | No |  | #VALUE! | #VALUE! | No
210470192 | #VALUE! | CHECK REQUIRED | CHECK REQUIRED | CHECK REQUIRED | CHECK REQUIRED |  | CHECK REQUIRED |  | CHECK REQUIRED | CHECK REQUIRED | CHECK REQUIRED | CHECK REQUIRED | CHECK REQUIRED | CHECK REQUIRED | CHECK REQUIRED | CHECK REQUIRED | CHECK REQUIRED |  |  |  | No |  | #VALUE! | #VALUE! | No
210470219 | #VALUE! | CHECK REQUIRED | CHECK REQUIRED | CHECK REQUIRED | CHECK REQUIRED |  | CHECK REQUIRED |  | CHECK REQUIRED | CHECK REQUIRED | CHECK REQUIRED | CHECK REQUIRED | CHECK REQUIRED | CHECK REQUIRED | CHECK REQUIRED | CHECK REQUIRED | CHECK REQUIRED |  |  |  | No |  | #VALUE! | #VALUE! | No
210470193 | #VALUE! | CHECK REQUIRED | CHECK REQUIRED | CHECK REQUIRED | CHECK REQUIRED |  | CHECK REQUIRED |  | CHECK REQUIRED | CHECK REQUIRED | CHECK REQUIRED | CHECK REQUIRED | CHECK REQUIRED | CHECK REQUIRED | CHECK REQUIRED | CHECK REQUIRED | CHECK REQUIRED |  |  |  | No |  | #VALUE! | #VALUE! | No
210470200 | #VALUE! | CHECK REQUIRED | CHECK REQUIRED | CHECK REQUIRED | CHECK REQUIRED |  | CHECK REQUIRED |  | CHECK REQUIRED | CHECK REQUIRED | CHECK REQUIRED | CHECK REQUIRED | CHECK REQUIRED | CHECK REQUIRED | CHECK REQUIRED | CHECK REQUIRED | CHECK REQUIRED |  |  |  | No |  | #VALUE! | #VALUE! | No
210470399 | #VALUE! | CHECK REQUIRED | CHECK REQUIRED | CHECK REQUIRED | CHECK REQUIRED |  | CHECK REQUIRED |  | CHECK REQUIRED | CHECK REQUIRED | CHECK REQUIRED | CHECK REQUIRED | CHECK REQUIRED | CHECK REQUIRED | CHECK REQUIRED | CHECK REQUIRED | CHECK REQUIRED |  |  |  | No |  | #VALUE! | #VALUE! | No
210470225 | #VALUE! | CHECK REQUIRED | CHECK REQUIRED | CHECK REQUIRED | CHECK REQUIRED |  | CHECK REQUIRED |  | CHECK REQUIRED | CHECK REQUIRED | CHECK REQUIRED | CHECK REQUIRED | CHECK REQUIRED | CHECK REQUIRED | CHECK REQUIRED | CHECK REQUIRED | CHECK REQUIRED |  |  |  | No |  | #VALUE! | #VALUE! | No
210470377 | #VALUE! | CHECK REQUIRED | CHECK REQUIRED | CHECK REQUIRED | CHECK REQUIRED |  | CHECK REQUIRED |  | CHECK REQUIRED | CHECK REQUIRED | CHECK REQUIRED | CHECK REQUIRED | CHECK REQUIRED | CHECK REQUIRED | CHECK REQUIRED | CHECK REQUIRED | CHECK REQUIRED |  |  |  | No |  | #VALUE! | #VALUE! | No
210470128 | #VALUE! | CHECK REQUIRED | CHECK REQUIRED | CHECK REQUIRED | CHECK REQUIRED |  | CHECK REQUIRED |  | CHECK REQUIRED | CHECK REQUIRED | CHECK REQUIRED | CHECK REQUIRED | CHECK REQUIRED | CHECK REQUIRED | CHECK REQUIRED | CHECK REQUIRED | CHECK REQUIRED |  |  |  | No |  | #VALUE! | #VALUE! | No
210470130 | #VALUE! | CHECK REQUIRED | CHECK REQUIRED | CHECK REQUIRED | CHECK REQUIRED |  | CHECK REQUIRED |  | CHECK REQUIRED | CHECK REQUIRED | CHECK REQUIRED | CHECK REQUIRED | CHECK REQUIRED | CHECK REQUIRED | CHECK REQUIRED | CHECK REQUIRED | CHECK REQUIRED |  |  |  | No |  | #VALUE! | #VALUE! | No
210470131 | #VALUE! | CHECK REQUIRED | CHECK REQUIRED | CHECK REQUIRED | CHECK REQUIRED |  | CHECK REQUIRED |  | CHECK REQUIRED | CHECK REQUIRED | CHECK REQUIRED | CHECK REQUIRED | CHECK REQUIRED | CHECK REQUIRED | CHECK REQUIRED | CHECK REQUIRED | CHECK REQUIRED |  |  |  | No |  | #VALUE! | #VALUE! | No
210470196 | #VALUE! | CHECK REQUIRED | CHECK REQUIRED | CHECK REQUIRED | CHECK REQUIRED |  | CHECK REQUIRED |  | CHECK REQUIRED | CHECK REQUIRED | CHECK REQUIRED | CHECK REQUIRED | CHECK REQUIRED | CHECK REQUIRED | CHECK REQUIRED | CHECK REQUIRED | CHECK REQUIRED |  |  |  | No |  | #VALUE! | #VALUE! | No
210469930 | #VALUE! | CHECK REQUIRED | CHECK REQUIRED | CHECK REQUIRED | CHECK REQUIRED |  | CHECK REQUIRED |  | CHECK REQUIRED | CHECK REQUIRED | CHECK REQUIRED | CHECK REQUIRED | CHECK REQUIRED | CHECK REQUIRED | CHECK REQUIRED | CHECK REQUIRED | CHECK REQUIRED |  |  |  | No |  | #VALUE! | #VALUE! | No
210470027 | #VALUE! | CHECK REQUIRED | CHECK REQUIRED | CHECK REQUIRED | CHECK REQUIRED |  | CHECK REQUIRED |  | CHECK REQUIRED | CHECK REQUIRED | CHECK REQUIRED | CHECK REQUIRED | CHECK REQUIRED | CHECK REQUIRED | CHECK REQUIRED | CHECK REQUIRED | CHECK REQUIRED |  |  |  | No |  | #VALUE! | #VALUE! | No
210470198 | #VALUE! | CHECK REQUIRED | CHECK REQUIRED | CHECK REQUIRED | CHECK REQUIRED |  | CHECK REQUIRED |  | CHECK REQUIRED | CHECK REQUIRED | CHECK REQUIRED | CHECK REQUIRED | CHECK REQUIRED | CHECK REQUIRED | CHECK REQUIRED | CHECK REQUIRED | CHECK REQUIRED |  |  |  | No |  | #VALUE! | #VALUE! | No
210470190 | #VALUE! | CHECK REQUIRED | CHECK REQUIRED | CHECK REQUIRED | CHECK REQUIRED |  | CHECK REQUIRED |  | CHECK REQUIRED | CHECK REQUIRED | CHECK REQUIRED | CHECK REQUIRED | CHECK REQUIRED | CHECK REQUIRED | CHECK REQUIRED | CHECK REQUIRED | CHECK REQUIRED |  |  |  | No |  | #VALUE! | #VALUE! | No
210470194 | #VALUE! | CHECK REQUIRED | CHECK REQUIRED | CHECK REQUIRED | CHECK REQUIRED |  | CHECK REQUIRED |  | CHECK REQUIRED | CHECK REQUIRED | CHECK REQUIRED | CHECK REQUIRED | CHECK REQUIRED | CHECK REQUIRED | CHECK REQUIRED | CHECK REQUIRED | CHECK REQUIRED |  |  |  | No |  | #VALUE! | #VALUE! | No
210470201 | #VALUE! | CHECK REQUIRED | CHECK REQUIRED | CHECK REQUIRED | CHECK REQUIRED |  | CHECK REQUIRED |  | CHECK REQUIRED | CHECK REQUIRED | CHECK REQUIRED | CHECK REQUIRED | CHECK REQUIRED | CHECK REQUIRED | CHECK REQUIRED | CHECK REQUIRED | CHECK REQUIRED |  |  |  | No |  | #VALUE! | #VALUE! | No
210470208 | #VALUE! | CHECK REQUIRED | CHECK REQUIRED | CHECK REQUIRED | CHECK REQUIRED |  | CHECK REQUIRED |  | CHECK REQUIRED | CHECK REQUIRED | CHECK REQUIRED | CHECK REQUIRED | CHECK REQUIRED | CHECK REQUIRED | CHECK REQUIRED | CHECK REQUIRED | CHECK REQUIRED |  |  |  | No |  | #VALUE! | #VALUE! | No
210470344 | #VALUE! | CHECK REQUIRED | CHECK REQUIRED | CHECK REQUIRED | CHECK REQUIRED |  | CHECK REQUIRED |  | CHECK REQUIRED | CHECK REQUIRED | CHECK REQUIRED | CHECK REQUIRED | CHECK REQUIRED | CHECK REQUIRED | CHECK REQUIRED | CHECK REQUIRED | CHECK REQUIRED |  |  |  | No |  | #VALUE! | #VALUE! | No
210470410 | #VALUE! | CHECK REQUIRED | CHECK REQUIRED | CHECK REQUIRED | CHECK REQUIRED |  | CHECK REQUIRED |  | CHECK REQUIRED | CHECK REQUIRED | CHECK REQUIRED | CHECK REQUIRED | CHECK REQUIRED | CHECK REQUIRED | CHECK REQUIRED | CHECK REQUIRED | CHECK REQUIRED |  |  |  | No |  | #VALUE! | #VALUE! | No
210597816 | #VALUE! | CHECK REQUIRED | CHECK REQUIRED | CHECK REQUIRED | CHECK REQUIRED |  | CHECK REQUIRED |  | CHECK REQUIRED | CHECK REQUIRED | CHECK REQUIRED | CHECK REQUIRED | CHECK REQUIRED | CHECK REQUIRED | CHECK REQUIRED | CHECK REQUIRED | CHECK REQUIRED |  |  |  | No |  | #VALUE! | #VALUE! | No
210469933 | #VALUE! | CHECK REQUIRED | CHECK REQUIRED | CHECK REQUIRED | CHECK REQUIRED |  | CHECK REQUIRED |  | CHECK REQUIRED | CHECK REQUIRED | CHECK REQUIRED | CHECK REQUIRED | CHECK REQUIRED | CHECK REQUIRED | CHECK REQUIRED | CHECK REQUIRED | CHECK REQUIRED |  |  |  | No |  | #VALUE! | #VALUE! | No
212363632 | #VALUE! | CHECK REQUIRED | CHECK REQUIRED | CHECK REQUIRED | CHECK REQUIRED |  | CHECK REQUIRED |  | CHECK REQUIRED | CHECK REQUIRED | CHECK REQUIRED | CHECK REQUIRED | CHECK REQUIRED | CHECK REQUIRED | CHECK REQUIRED | CHECK REQUIRED | CHECK REQUIRED |  |  |  | No |  | #VALUE! | #VALUE! | No
210470212 | #VALUE! | CHECK REQUIRED | CHECK REQUIRED | CHECK REQUIRED | CHECK REQUIRED |  | CHECK REQUIRED |  | CHECK REQUIRED | CHECK REQUIRED | CHECK REQUIRED | CHECK REQUIRED | CHECK REQUIRED | CHECK REQUIRED | CHECK REQUIRED | CHECK REQUIRED | CHECK REQUIRED |  |  |  | No |  | #VALUE! | #VALUE! | No
210470245 | #VALUE! | CHECK REQUIRED | CHECK REQUIRED | CHECK REQUIRED | CHECK REQUIRED |  | CHECK REQUIRED |  | CHECK REQUIRED | CHECK REQUIRED | CHECK REQUIRED | CHECK REQUIRED | CHECK REQUIRED | CHECK REQUIRED | CHECK REQUIRED | CHECK REQUIRED | CHECK REQUIRED |  |  |  | No |  | #VALUE! | #VALUE! | No
210470432 | #VALUE! | CHECK REQUIRED | CHECK REQUIRED | CHECK REQUIRED | CHECK REQUIRED |  | CHECK REQUIRED |  | CHECK REQUIRED | CHECK REQUIRED | CHECK REQUIRED | CHECK REQUIRED | CHECK REQUIRED | CHECK REQUIRED | CHECK REQUIRED | CHECK REQUIRED | CHECK REQUIRED |  |  |  | No |  | #VALUE! | #VALUE! | No
210472741 | #VALUE! | CHECK REQUIRED | CHECK REQUIRED | CHECK REQUIRED | CHECK REQUIRED |  | CHECK REQUIRED |  | CHECK REQUIRED | CHECK REQUIRED | CHECK REQUIRED | CHECK REQUIRED | CHECK REQUIRED | CHECK REQUIRED | CHECK REQUIRED | CHECK REQUIRED | CHECK REQUIRED |  |  |  | No |  | #VALUE! | #VALUE! | No
210473119 | #VALUE! | CHECK REQUIRED | CHECK REQUIRED | CHECK REQUIRED | CHECK REQUIRED |  | CHECK REQUIRED |  | CHECK REQUIRED | CHECK REQUIRED | CHECK REQUIRED | CHECK REQUIRED | CHECK REQUIRED | CHECK REQUIRED | CHECK REQUIRED | CHECK REQUIRED | CHECK REQUIRED |  |  |  | No |  | #VALUE! | #VALUE! | No
210599195 | #VALUE! | CHECK REQUIRED | CHECK REQUIRED | CHECK REQUIRED | CHECK REQUIRED |  | CHECK REQUIRED |  | CHECK REQUIRED | CHECK REQUIRED | CHECK REQUIRED | CHECK REQUIRED | CHECK REQUIRED | CHECK REQUIRED | CHECK REQUIRED | CHECK REQUIRED | CHECK REQUIRED |  |  |  | No |  | #VALUE! | #VALUE! | No
210599130 | #VALUE! | CHECK REQUIRED | CHECK REQUIRED | CHECK REQUIRED | CHECK REQUIRED |  | CHECK REQUIRED |  | CHECK REQUIRED | CHECK REQUIRED | CHECK REQUIRED | CHECK REQUIRED | CHECK REQUIRED | CHECK REQUIRED | CHECK REQUIRED | CHECK REQUIRED | CHECK REQUIRED |  |  |  | No |  | #VALUE! | #VALUE! | No
210599137 | #VALUE! | CHECK REQUIRED | CHECK REQUIRED | CHECK REQUIRED | CHECK REQUIRED |  | CHECK REQUIRED |  | CHECK REQUIRED | CHECK REQUIRED | CHECK REQUIRED | CHECK REQUIRED | CHECK REQUIRED | CHECK REQUIRED | CHECK REQUIRED | CHECK REQUIRED | CHECK REQUIRED |  |  |  | No |  | #VALUE! | #VALUE! | No
210599081 | #VALUE! | CHECK REQUIRED | CHECK REQUIRED | CHECK REQUIRED | CHECK REQUIRED |  | CHECK REQUIRED |  | CHECK REQUIRED | CHECK REQUIRED | CHECK REQUIRED | CHECK REQUIRED | CHECK REQUIRED | CHECK REQUIRED | CHECK REQUIRED | CHECK REQUIRED | CHECK REQUIRED |  |  |  | No |  | #VALUE! | #VALUE! | No
210599133 | #VALUE! | CHECK REQUIRED | CHECK REQUIRED | CHECK REQUIRED | CHECK REQUIRED |  | CHECK REQUIRED |  | CHECK REQUIRED | CHECK REQUIRED | CHECK REQUIRED | CHECK REQUIRED | CHECK REQUIRED | CHECK REQUIRED | CHECK REQUIRED | CHECK REQUIRED | CHECK REQUIRED |  |  |  | No |  | #VALUE! | #VALUE! | No
210597758 | #VALUE! | CHECK REQUIRED | CHECK REQUIRED | CHECK REQUIRED | CHECK REQUIRED |  | CHECK REQUIRED |  | CHECK REQUIRED | CHECK REQUIRED | CHECK REQUIRED | CHECK REQUIRED | CHECK REQUIRED | CHECK REQUIRED | CHECK REQUIRED | CHECK REQUIRED | CHECK REQUIRED |  |  |  | No |  | #VALUE! | #VALUE! | No
210597760 | #VALUE! | CHECK REQUIRED | CHECK REQUIRED | CHECK REQUIRED | CHECK REQUIRED |  | CHECK REQUIRED |  | CHECK REQUIRED | CHECK REQUIRED | CHECK REQUIRED | CHECK REQUIRED | CHECK REQUIRED | CHECK REQUIRED | CHECK REQUIRED | CHECK REQUIRED | CHECK REQUIRED |  |  |  | No |  | #VALUE! | #VALUE! | No
210597961 | #VALUE! | CHECK REQUIRED | CHECK REQUIRED | CHECK REQUIRED | CHECK REQUIRED |  | CHECK REQUIRED |  | CHECK REQUIRED | CHECK REQUIRED | CHECK REQUIRED | CHECK REQUIRED | CHECK REQUIRED | CHECK REQUIRED | CHECK REQUIRED | CHECK REQUIRED | CHECK REQUIRED |  |  |  | No |  | #VALUE! | #VALUE! | No
210599149 | #VALUE! | CHECK REQUIRED | CHECK REQUIRED | CHECK REQUIRED | CHECK REQUIRED |  | CHECK REQUIRED |  | CHECK REQUIRED | CHECK REQUIRED | CHECK REQUIRED | CHECK REQUIRED | CHECK REQUIRED | CHECK REQUIRED | CHECK REQUIRED | CHECK REQUIRED | CHECK REQUIRED |  |  |  | No |  | #VALUE! | #VALUE! | No
210599165 | #VALUE! | CHECK REQUIRED | CHECK REQUIRED | CHECK REQUIRED | CHECK REQUIRED |  | CHECK REQUIRED |  | CHECK REQUIRED | CHECK REQUIRED | CHECK REQUIRED | CHECK REQUIRED | CHECK REQUIRED | CHECK REQUIRED | CHECK REQUIRED | CHECK REQUIRED | CHECK REQUIRED |  |  |  | No |  | #VALUE! | #VALUE! | No
210599299 | #VALUE! | CHECK REQUIRED | CHECK REQUIRED | CHECK REQUIRED | CHECK REQUIRED |  | CHECK REQUIRED |  | CHECK REQUIRED | CHECK REQUIRED | CHECK REQUIRED | CHECK REQUIRED | CHECK REQUIRED | CHECK REQUIRED | CHECK REQUIRED | CHECK REQUIRED | CHECK REQUIRED |  |  |  | No |  | #VALUE! | #VALUE! | No
210597965 | #VALUE! | CHECK REQUIRED | CHECK REQUIRED | CHECK REQUIRED | CHECK REQUIRED |  | CHECK REQUIRED |  | CHECK REQUIRED | CHECK REQUIRED | CHECK REQUIRED | CHECK REQUIRED | CHECK REQUIRED | CHECK REQUIRED | CHECK REQUIRED | CHECK REQUIRED | CHECK REQUIRED |  |  |  | No |  | #VALUE! | #VALUE! | No
210597933 | #VALUE! | CHECK REQUIRED | CHECK REQUIRED | CHECK REQUIRED | CHECK REQUIRED |  | CHECK REQUIRED |  | CHECK REQUIRED | CHECK REQUIRED | CHECK REQUIRED | CHECK REQUIRED | CHECK REQUIRED | CHECK REQUIRED | CHECK REQUIRED | CHECK REQUIRED | CHECK REQUIRED |  |  |  | No |  | #VALUE! | #VALUE! | No
210599083 | #VALUE! | CHECK REQUIRED | CHECK REQUIRED | CHECK REQUIRED | CHECK REQUIRED |  | CHECK REQUIRED |  | CHECK REQUIRED | CHECK REQUIRED | CHECK REQUIRED | CHECK REQUIRED | CHECK REQUIRED | CHECK REQUIRED | CHECK REQUIRED | CHECK REQUIRED | CHECK REQUIRED |  |  |  | No |  | #VALUE! | #VALUE! | No
210599199 | #VALUE! | CHECK REQUIRED | CHECK REQUIRED | CHECK REQUIRED | CHECK REQUIRED |  | CHECK REQUIRED |  | CHECK REQUIRED | CHECK REQUIRED | CHECK REQUIRED | CHECK REQUIRED | CHECK REQUIRED | CHECK REQUIRED | CHECK REQUIRED | CHECK REQUIRED | CHECK REQUIRED |  |  |  | No |  | #VALUE! | #VALUE! | No
210599215 | #VALUE! | CHECK REQUIRED | CHECK REQUIRED | CHECK REQUIRED | CHECK REQUIRED |  | CHECK REQUIRED |  | CHECK REQUIRED | CHECK REQUIRED | CHECK REQUIRED | CHECK REQUIRED | CHECK REQUIRED | CHECK REQUIRED | CHECK REQUIRED | CHECK REQUIRED | CHECK REQUIRED |  |  |  | No |  | #VALUE! | #VALUE! | No
210599267 | #VALUE! | CHECK REQUIRED | CHECK REQUIRED | CHECK REQUIRED | CHECK REQUIRED |  | CHECK REQUIRED |  | CHECK REQUIRED | CHECK REQUIRED | CHECK REQUIRED | CHECK REQUIRED | CHECK REQUIRED | CHECK REQUIRED | CHECK REQUIRED | CHECK REQUIRED | CHECK REQUIRED |  |  |  | No |  | #VALUE! | #VALUE! | No
210599283 | #VALUE! | CHECK REQUIRED | CHECK REQUIRED | CHECK REQUIRED | CHECK REQUIRED |  | CHECK REQUIRED |  | CHECK REQUIRED | CHECK REQUIRED | CHECK REQUIRED | CHECK REQUIRED | CHECK REQUIRED | CHECK REQUIRED | CHECK REQUIRED | CHECK REQUIRED | CHECK REQUIRED |  |  |  | No |  | #VALUE! | #VALUE! | No