## Read Me
Mass Save Heat Pump Qualified Products List (HPQPL) | [5 empty] | Last updated | 2025-02-11
This list is updated approximately every four weeks. For the most current list, visit MassSave.com/HPQPL. For questions regarding qualified products and eligible installations, reach out to us at HVAC@MassSave.com or 833-664-0348.
Installation Type | Equipment Type | Equipment Capacity1 |  | Efficiency Ratings
|  | Tons | Btu/Hr | EER2 | IEER3 | COP4 @ 47°F | COP4 @ 17°F
Residential and Commercial | Air Source Heat Pumps (ASHP) | < 5.4 | < 65,000 | See ASHPs < 5.4 Tons table below
Commercial |  | ≥ 5.4 and < 11.33 | ≥ 65,000 and < 135,000 | 11.1 | 15.4 | 3.5 | 2.25
|  | ≥ 11.33 and < 20 | ≥ 135,000 and < 240,000 | 10.7 | 14.6 | 3.4 | 2.05
|  | ≥ 20 and ≤ 150 | ≥ 240,000 and ≤ 1,800,000 | 9.6 | 13 | 3.3 | 2.05
Residential | Air to Water Heat Pumps (AWHP) | See AWHP criteria listed below
Residential | Ground Source Heat Pumps (GSHP) | ENERGY STAR Certified (see tab)
Commercial | Ground Source Heat Pumps - Closed Loop (GSHP-C) | ≤ 150 | ≤ 1,800,000 | 17.1 | --- | 3.6 | ---
| Ground Source Heat Pumps - Open Loop (GSHP-O) | ≤ 150 | ≤ 1,800,000 | 21.1 | --- | 4.1 | ---
1 Btu / Hr based on AHRI rated cooling capacity @ 95°F; Tons are calculated as Btu / Hr divided by 12,000 Btu / Hr 2 Energy Efficiency Ratio 3 Integrated Energy Efficiency Ratio 4 Coefficient of Performance
Equipment Type | Equipment Capacity1 |  | Efficiency Ratings
| Tons | Btu/Hr | EER² (1230-2021) Listed "Active" | EER² (1230-2014) | IEER3 | COP4 @ 47°F | COP4 @ 17°F
Air Source Variable Refriegerant Flow Heat Pumps (VRF) | ≥ 5.4 and < 11.33 | ≥ 65,000 and < 135,000 | 10.3 | 11.1 | 18.9 | 3.4 | 2.25
| ≥ 11.33 and < 20 | ≥ 135,000 and < 240,000 | 9.9 | 10.7 | 18 | 3.25 | 2.07
| ≥ 20 and ≤ 150 | ≥ 240,000 and ≤ 1,800,000 | 9.1 | 9.6 | 16.4 | 3.25 | 2.07
1 Btu / Hr based on AHRI rated cooling capacity @ 95°F; Tons are calculated as Btu / Hr divided by 12,000 Btu / Hr 2 Energy Efficiency Ratio 3 Integrated Energy Efficiency Ratio 4 Coefficient of Performance
Air Source Heat Pumps (ASHPs) < 5.4 Tons
Equipment |  |  | Efficiency Ratings 1
|  |  | HSPF2 2 | SEER2 3 | HCR4 @5°F | COP5 @5°F
Ductless | Mini-Split | Single-Zone | 8.5 | 15.2 | 70% | 1.75
Ductless | Mini-Split | Multi-Zone
Ducted | Mini-Split | Single-Zone | 8.1 | 15.2 | 70% | 1.75
Ducted | Mini-Split | Multi-Zone
Ducted | Central | --
Single Packaged Roof Top Units (Commercial Only) |  |  | 7.2 | 15.2 | 10.6 EER2⁶
Ducted | High Velocity | -- | 7 | 12.5 | 70% | 1.5
1 Aligns with ENERGY STAR 6.1 Cold-Climate Specification, except Ducted High Velocity Heat Pumps 2 Heating Season Performance Factor 3 Seasonal Energy Efficiency Ratio 4 Heating Capacity Ratio, calculated as heating capacity at the specified temperature divided by heating capacity @ 47°F 5 Coefficient of Performance 6 Energy Efficiency Ratio
The Data Fields below are sourced directly from the AHRI Directory of Cerified Product Performance
AHRI Directory
Air Source Heat Pumps < 5.4 Tons |  |  | Air Source Heat Pumps > 5.4 Tons |  | VRF Heat Pumps |  |  | Ground Source Heat Pumps
AHRI Certified Reference Number |  |  | AHRI Certified Reference Number |  | AHRI Certified Reference Number |  |  | AHRI Certified Reference Number
Brand Name |  |  | Brand Name |  | Brand Name |  |  | Brand Name
AHRI Type |  |  | AHRI Type |  | AHRI Type |  |  | AHRI Type
Indoor Type |  |  | Outdoor Unit Model Number |  | Indoor Type |  |  | Program Type
Outdoor Unit Model Number |  |  | Indoor Unit Model Number |  | System Model Number |  |  | Outdoor Unit Model Number
Indoor Unit Model Number(s) |  |  | Cooling Capacity (95F) |  | Module Model Number 1 |  |  | Indoor Unit Model Number(s)
Furnace Model Number |  |  | EER (95F) |  | Module Model Number 2 |  |  | Full Load GLHP Cooling Capacity (Btuh)
Cooling Capacity (AFull) - Single or High Stage (95F), btuh |  |  | IEER |  | Module Model Number 3 |  |  | Full Load GLHP Cooling EER (Btuh/watt)
SEER2 |  |  | COP at 47°F |  | Cooling Capacity (95F) |  |  | Full Load GLHP Heating COP
EER2 (AFull) - Single or High Stage (95F) |  |  | Heating Capacity at 47°F |  | EER (95F) |  |  | Full Load GLHP Heating Capacity (Btuh)
HSPF2 (Region IV) |  |  | Heating Capacity at 17°F |  | IEER
Heating Capacity (H1Full) - Single or High Stage (47F), btuh |  |  | COP at 17°F |  | High COP (47F)
Heating Capacity at 5°F as calculated by M1 |  |  |  |  | High Heating Capacity (47F)
Heating COP at 5°F as calculated by M1 |  |  |  |  | Low Heating Capacity (17F)
Heating Capacity at 17°F as calculated by M1 |  |  |  |  | Low COP (17F)
Equipment Category | AHRI Types
Ducted | ·HRCU-A-CB = Split System: Heat Pump with Remote Outdoor Unit-Air-Source ·HRCU-A-C =Split System: Heat Pump with Remote Outdoor Unit with No Indoor Fan --Air Source (Ducted) ·HSP-A = Single-Package Heat Pump Air-Source ·HMSV-A-CB = Multi-Split Heat Pump (Ducted, Mixed) ·HMSR-A-CB = Multi-Split Heat Recovery Heat Pump (Ducted, Mixed)
Ductless | ·HRCU-A-CB-O =Mini-Split Heat Pump, with Remote Outdoor Unit Air-Source, Free Delivery ·HMSV-A-CB-O = Multi-Split Heat Pump, Free Delivery (Non-ducted) ·HMSR-A-CB-O = Multi-Split Heat Recovery Heat Pump, Free Delivery (Non-ducted)
Ducted High Velocity | ·SDHV-HRCU-A-CB = Small-duct, High-velocity Heat Pump, Split-System, Air-Cooled
Air to Water Heat Pumps (Residential Only)
Criteria is as follows:
•Minimum COP of 1.7 while delivering 110°F supply water at an outside temperature of 5°F.
•Fully displacing existing hydronic heating
•Maximum 6 tons nominal capacity
Integrated Controls
Integrated controls automatically switch between a heat pump and fossil fuel heating system at a pre-set outdoor temperature.
Eligibility
For residential heat pump rebates: |  | click here
For commercial heat pump rebates |  | click here
To note, effective January 1, 2025, the Consortium for Energy Efficiency (CEE) published updates to the CEE Residential Electric HVAC and Water Heating performance requirements, which serve as the basis of eligibility for federal 25C tax credits. These credits could be subject to change in the future. For tax advice, consult a tax professional.

## Air Source Heat Pump
AHRI Certified Reference Number | Equipment Type | Outdoor Unit Brand Name | AHRI Type | Outdoor Unit Model Number | Indoor Unit Brand Name | Indoor Unit Type | Indoor Unit Model Number(s) | Furnace Model Number | Cooling Capacity (AFull) - Single or High Stage (95F), btuh | SEER2 | HSPF2 (Region IV) | Heating Capacity (H1Full) - Single or High Stage (47F), btuh | Heating Capacity at 5°F as calculated by M1 | Heating Capacity Ratio @ 5°F | Heating COP at 5°F as calculated by M1 | EER (95F) | EER2 (AFull) - Single or High Stage (95F) | IEER | COP at 47°F | COP at 17°F | Dual Fuel | Refrigerant Type | Tonnage | Rebate Type | Source | Tax Credit (IRA) Eligibility
205142809 | Mini/Multi Split | SAMSUNG | HMSR-A-CB-O | AM036TXMDCH |  | Non-Ducted Indoor Units | 0 |  | 38000 | 22 | 10 | 42000 | 31000 | 73.81% | 2.1 | 12.5 | 12.5 |  |  |  |  | R-410A | 3.1667 | Residential & Commercial | VSMSHP | Non-Ducted CEE Tier 2
216997639 | Mini/Multi Split | BLUERIDGE | HMSV-A-CB-O | BDM1A48SC0 |  | Non-Ducted Indoor Units | 0 |  | 43000 | 21.8 | 10 | 48000 | 37000 | 77.08% | 2 | 0 | 12 |  |  |  |  | R-454B | 3.5833 | Residential & Commercial | VSMSHP | Non-Ducted CEE Tier 2
216997642 | Mini/Multi Split | BLUERIDGE | HMSV-A-CB-O | BDM1A55SC0 |  | Non-Ducted Indoor Units | 0 |  | 47000 | 22 | 10.6 | 55000 | 46000 | 83.64% | 2 | 0 | 12 |  |  |  |  | R-454B | 3.9167 | Residential & Commercial | VSMSHP | Non-Ducted CEE Tier 2
216743357 | Mini/Multi Split | WABBAN | HMSV-A-CB-O | BBM36HX4O* |  | Non-Ducted Indoor Units | 0 |  | 34000 | 21 | 10 | 36000 | 32400 | 90% | 1.82 | 12 | 12 |  |  |  |  | R-410A | 2.8333 | Residential & Commercial | VSMSHP | Non-Ducted CEE Tier 2
216743358 | Mini/Multi Split | WABBAN | HMSV-A-CB-O | BBM42HX4O* |  | Non-Ducted Indoor Units | 0 |  | 36000 | 21 | 10 | 40000 | 32400 | 81% | 1.92 | 12 | 12 |  |  |  |  | R-410A | 3 | Residential & Commercial | VSMSHP | Non-Ducted CEE Tier 2
216743359 | Mini/Multi Split | WABBAN | HMSV-A-CB-O | BBM18HX4O* |  | Non-Ducted Indoor Units | 0 |  | 17000 | 21 | 10 | 18000 | 13600 | 75.56% | 2.22 | 12 | 12 |  |  |  |  | R-410A | 1.4167 | Residential & Commercial | VSMSHP | Non-Ducted CEE Tier 2
216743360 | Mini/Multi Split | WABBAN | HMSV-A-CB-O | BBM24HX4O* |  | Non-Ducted Indoor Units | 0 |  | 23200 | 21 | 10 | 24000 | 21600 | 90% | 2.1 | 12.5 | 12.5 |  |  |  |  | R-410A | 1.9333 | Residential & Commercial | VSMSHP | Non-Ducted CEE Tier 2
216743361 | Mini/Multi Split | WABBAN | HMSV-A-CB-O | BBM30HX4O* |  | Non-Ducted Indoor Units | 0 |  | 28400 | 21 | 10 | 30000 | 22800 | 76% | 1.84 | 12.5 | 12.5 |  |  |  |  | R-410A | 2.3667 | Residential & Commercial | VSMSHP | Non-Ducted CEE Tier 2
216743342 | Mini/Multi Split | WABBAN | HMSV-A-CB-O | BBM18H4O* |  | Non-Ducted Indoor Units | 0 |  | 18000 | 21 | 9 | 19000 | 13500 | 71.05% | 2.01 | 12.5 | 12.5 |  |  |  |  | R-410A | 1.5 | Residential & Commercial | VSMSHP
216743343 | Mini/Multi Split | WABBAN | HMSV-A-CB-O | BBM24H4O* |  | Non-Ducted Indoor Units | 0 |  | 24000 | 21 | 9 | 26000 | 18400 | 70.77% | 1.81 | 12.5 | 11.8 |  |  |  |  | R-410A | 2 | Residential & Commercial | VSMSHP
216743344 | Mini/Multi Split | WABBAN | HMSV-A-CB-O | BBM30H4O* |  | Non-Ducted Indoor Units | 0 |  | 28400 | 20 | 8.6 | 30000 | 21200 | 70.67% | 1.85 | 12.5 | 11.8 |  |  |  |  | R-410A | 2.3667 | Residential & Commercial | VSMSHP
216743345 | Mini/Multi Split | WABBAN | HMSV-A-CB-O | BBM36H4O* |  | Non-Ducted Indoor Units | 0 |  | 34000 | 21 | 8.6 | 36000 | 25400 | 70.56% | 2.32 | 12.5 | 11.8 |  |  |  |  | R-410A | 2.8333 | Residential & Commercial | VSMSHP
216743334 | Mini/Multi Split | WABBAN | HMSV-A-CB-O | BBM42H3O* |  | Non-Ducted Indoor Units | 0 |  | 39000 | 21 | 8.6 | 40000 | 28400 | 71% | 1.84 | 10.4 | 10.4 |  |  |  |  | R-410A | 3.25 | Residential & Commercial | VSMSHP
216997629 | Mini/Multi Split | BLUERIDGE | HMSV-A-CB-O | BXM3A55UC0 |  | Non-Ducted Indoor Units | 0 |  | 51000 | 22.2 | 10.5 | 55000 | 47000 | 85.45% | 2 | 0 | 12 |  |  |  |  | R-454B | 4.25 | Residential & Commercial | VSMSHP | Non-Ducted CEE Tier 2
216997636 | Mini/Multi Split | BLUERIDGE | HMSV-A-CB-O | BDM1A36SC0 |  | Non-Ducted Indoor Units | 0 |  | 34000 | 23 | 9.9 | 36000 | 25200 | 70% | 2 | 0 | 12 |  |  |  |  | R-454B | 2.8333 | Residential & Commercial | VSMSHP | Non-Ducted CEE Tier 2
216997632 | Mini/Multi Split | BLUERIDGE | HMSV-A-CB-O | BDM1A18SC0 |  | Non-Ducted Indoor Units | 0 |  | 18000 | 23.9 | 10 | 18000 | 13300 | 73.89% | 2.3 | 0 | 13 |  |  |  |  | R-454B | 1.5 | Residential & Commercial | VSMSHP | Non-Ducted CEE Tier 2
216997633 | Mini/Multi Split | BLUERIDGE | HMSV-A-CB-O | BDM1A27SC0 |  | Non-Ducted Indoor Units | 0 |  | 26000 | 23 | 9 | 26000 | 18200 | 70% | 2 | 0 | 12 |  |  |  |  | R-454B | 2.1667 | Residential & Commercial | VSMSHP
216997623 | Mini/Multi Split | BLUERIDGE | HMSV-A-CB-O | BXM3A36UC0 |  | Non-Ducted Indoor Units | 0 |  | 36000 | 23 | 10.7 | 36000 | 36000 | 100% | 2 | 0 | 13 |  |  |  |  | R-454B | 3 | Residential & Commercial | VSMSHP | Non-Ducted CEE Tier 2
216997626 | Mini/Multi Split | BLUERIDGE | HMSV-A-CB-O | BXM3A48UC0 |  | Non-Ducted Indoor Units | 0 |  | 47000 | 23 | 11 | 49000 | 47000 | 95.92% | 2 | 0 | 12 |  |  |  |  | R-454B | 3.9167 | Residential & Commercial | VSMSHP | Non-Ducted CEE Tier 2
216997617 | Mini/Multi Split | BLUERIDGE | HMSV-A-CB-O | BXM3A18UC0 |  | Non-Ducted Indoor Units | 0 |  | 19000 | 25 | 10.4 | 20000 | 19000 | 95% | 2 | 0 | 15 |  |  |  |  | R-454B | 1.5833 | Residential & Commercial | VSMSHP | Non-Ducted CEE Tier 2
216997620 | Mini/Multi Split | BLUERIDGE | HMSV-A-CB-O | BXM3A27UC0 |  | Non-Ducted Indoor Units | 0 |  | 27000 | 23 | 10.5 | 27000 | 27000 | 100% | 2 | 0 | 12.5 |  |  |  |  | R-454B | 2.25 | Residential & Commercial | VSMSHP | Non-Ducted CEE Tier 2
216997611 | Mini/Multi Split | BLUERIDGE | HMSV-A-CB-O | BXM1A48SC0 |  | Non-Ducted Indoor Units | 0 |  | 47000 | 24 | 10.3 | 48000 | 36000 | 75% | 2 | 0 | 12.5 |  |  |  |  | R-454B | 3.9167 | Residential & Commercial | VSMSHP | Non-Ducted CEE Tier 2
216997605 | Mini/Multi Split | BLUERIDGE | HMSV-A-CB-O | BXM1A27SC0 |  | Non-Ducted Indoor Units | 0 |  | 27000 | 25 | 9.5 | 27000 | 19000 | 70.37% | 2 | 0 | 13 |  |  |  |  | R-454B | 2.25 | Residential & Commercial | VSMSHP | Non-Ducted CEE Tier 2
216997608 | Mini/Multi Split | BLUERIDGE | HMSV-A-CB-O | BXM1A36SC0 |  | Non-Ducted Indoor Units | 0 |  | 36000 | 24 | 9.5 | 37000 | 26000 | 70.27% | 2 | 0 | 12 |  |  |  |  | R-454B | 3 | Residential & Commercial | VSMSHP | Non-Ducted CEE Tier 2
216980946 | Mini/Multi Split | 1HVAC | HMSV-A-CB-O | EZ-48Z-M5B |  | Non-Ducted Indoor Units | 0 |  | 43000 | 21.8 | 10 | 48000 | 37000 | 77.08% | 2 | 0 | 12 |  |  |  |  | R-454B | 3.5833 | Residential & Commercial | VSMSHP | Non-Ducted CEE Tier 2
216997602 | Mini/Multi Split | BLUERIDGE | HMSV-A-CB-O | BXM1A18SC0 |  | Non-Ducted Indoor Units | 0 |  | 18000 | 25.1 | 9.8 | 19000 | 13500 | 71.05% | 2.3 | 0 | 14 |  |  |  |  | R-454B | 1.5 | Residential & Commercial | VSMSHP | Non-Ducted CEE Tier 2
216980936 | Mini/Multi Split | PolarWave | HMSV-A-CB-O | EZ-48Z-M5B |  | Non-Ducted Indoor Units | 0 |  | 43000 | 21.8 | 10 | 48000 | 37000 | 77.08% | 2 | 0 | 12 |  |  |  |  | R-454B | 3.5833 | Residential & Commercial | VSMSHP | Non-Ducted CEE Tier 2
216980943 | Mini/Multi Split | 1HVAC | HMSV-A-CB-O | EZ-36Z-M4B |  | Non-Ducted Indoor Units | 0 |  | 34000 | 23 | 9.9 | 36000 | 25200 | 70% | 2 | 0 | 12 |  |  |  |  | R-454B | 2.8333 | Residential & Commercial | VSMSHP | Non-Ducted CEE Tier 2
216980939 | Mini/Multi Split | 1HVAC | HMSV-A-CB-O | EZ-18Z-M2B |  | Non-Ducted Indoor Units | 0 |  | 18000 | 23.9 | 10 | 18000 | 13300 | 73.89% | 2.3 | 0 | 13 |  |  |  |  | R-454B | 1.5 | Residential & Commercial | VSMSHP | Non-Ducted CEE Tier 2
216980940 | Mini/Multi Split | 1HVAC | HMSV-A-CB-O | EZ-27Z-M3B |  | Non-Ducted Indoor Units | 0 |  | 26000 | 23 | 9 | 26000 | 18200 | 70% | 2 | 0 | 12 |  |  |  |  | R-454B | 2.1667 | Residential & Commercial | VSMSHP
216980926 | Mini/Multi Split | DIYCOOL | HMSV-A-CB-O | EZ-48Z-M5B |  | Non-Ducted Indoor Units | 0 |  | 43000 | 21.8 | 10 | 48000 | 37000 | 77.08% | 2 | 0 | 12 |  |  |  |  | R-454B | 3.5833 | Residential & Commercial | VSMSHP | Non-Ducted CEE Tier 2
216980933 | Mini/Multi Split | PolarWave | HMSV-A-CB-O | EZ-36Z-M4B |  | Non-Ducted Indoor Units | 0 |  | 34000 | 23 | 9.9 | 36000 | 25200 | 70% | 2 | 0 | 12 |  |  |  |  | R-454B | 2.8333 | Residential & Commercial | VSMSHP | Non-Ducted CEE Tier 2
216980929 | Mini/Multi Split | PolarWave | HMSV-A-CB-O | EZ-18Z-M2B |  | Non-Ducted Indoor Units | 0 |  | 18000 | 23.9 | 10 | 18000 | 13300 | 73.89% | 2.3 | 0 | 13 |  |  |  |  | R-454B | 1.5 | Residential & Commercial | VSMSHP | Non-Ducted CEE Tier 2
216980930 | Mini/Multi Split | PolarWave | HMSV-A-CB-O | EZ-27Z-M3B |  | Non-Ducted Indoor Units | 0 |  | 26000 | 23 | 9 | 26000 | 18200 | 70% | 2 | 0 | 12 |  |  |  |  | R-454B | 2.1667 | Residential & Commercial | VSMSHP
216980916 | Mini/Multi Split | InfinityLiving | HMSV-A-CB-O | EZ-48Z-M5B |  | Non-Ducted Indoor Units | 0 |  | 43000 | 21.8 | 10 | 48000 | 37000 | 77.08% | 2 | 0 | 12 |  |  |  |  | R-454B | 3.5833 | Residential & Commercial | VSMSHP | Non-Ducted CEE Tier 2
216980923 | Mini/Multi Split | DIYCOOL | HMSV-A-CB-O | EZ-36Z-M4B |  | Non-Ducted Indoor Units | 0 |  | 34000 | 23 | 9.9 | 36000 | 25200 | 70% | 2 | 0 | 12 |  |  |  |  | R-454B | 2.8333 | Residential & Commercial | VSMSHP | Non-Ducted CEE Tier 2
216980919 | Mini/Multi Split | DIYCOOL | HMSV-A-CB-O | EZ-18Z-M2B |  | Non-Ducted Indoor Units | 0 |  | 18000 | 23.9 | 10 | 18000 | 13300 | 73.89% | 2.3 | 0 | 13 |  |  |  |  | R-454B | 1.5 | Residential & Commercial | VSMSHP | Non-Ducted CEE Tier 2
216980920 | Mini/Multi Split | DIYCOOL | HMSV-A-CB-O | EZ-27Z-M3B |  | Non-Ducted Indoor Units | 0 |  | 26000 | 23 | 9 | 26000 | 18200 | 70% | 2 | 0 | 12 |  |  |  |  | R-454B | 2.1667 | Residential & Commercial | VSMSHP
216598397 | Mini/Multi Split | NG Trade | HMSV-A-CB-O | MOBMH480D |  | Non-Ducted Indoor Units | 0 |  | 45000 | 21.3 | 10 | 48000 | 36000 | 75% | 2.1 | 0 | 11.7 |  |  |  |  | R-454B | 3.75 | Residential & Commercial | VSMSHP | Non-Ducted CEE Tier 2
216980913 | Mini/Multi Split | InfinityLiving | HMSV-A-CB-O | EZ-36Z-M4B |  | Non-Ducted Indoor Units | 0 |  | 34000 | 23 | 9.9 | 36000 | 25200 | 70% | 2 | 0 | 12 |  |  |  |  | R-454B | 2.8333 | Residential & Commercial | VSMSHP | Non-Ducted CEE Tier 2
216980909 | Mini/Multi Split | InfinityLiving | HMSV-A-CB-O | EZ-18Z-M2B |  | Non-Ducted Indoor Units | 0 |  | 18000 | 23.9 | 10 | 18000 | 13300 | 73.89% | 2.3 | 0 | 13 |  |  |  |  | R-454B | 1.5 | Residential & Commercial | VSMSHP | Non-Ducted CEE Tier 2
216980910 | Mini/Multi Split | InfinityLiving | HMSV-A-CB-O | EZ-27Z-M3B |  | Non-Ducted Indoor Units | 0 |  | 26000 | 23 | 9 | 26000 | 18200 | 70% | 2 | 0 | 12 |  |  |  |  | R-454B | 2.1667 | Residential & Commercial | VSMSHP
216598391 | Mini/Multi Split | NG Trade | HMSV-A-CB-O | MOBMH270D |  | Non-Ducted Indoor Units | 0 |  | 26000 | 23 | 9.5 | 27000 | 19000 | 70.37% | 2 | 0 | 12.2 |  |  |  |  | R-454B | 2.1667 | Residential & Commercial | VSMSHP | Non-Ducted CEE Tier 2
216598394 | Mini/Multi Split | NG Trade | HMSV-A-CB-O | MOBMH360D |  | Non-Ducted Indoor Units | 0 |  | 35000 | 23.1 | 10 | 37000 | 26000 | 70.27% | 2 | 0 | 12 |  |  |  |  | R-454B | 2.9167 | Residential & Commercial | VSMSHP | Non-Ducted CEE Tier 2
216684168 | Mini/Multi Split | ZEPHYR | HMSV-A-CB-O | ZE-542M525 |  | Non-Ducted Indoor Units | 0 |  | 42000 | 22 | 9.5 | 48000 | 36000 | 75% | 1.92 | 0 | 12 |  |  |  |  | R-454B | 3.5 | Residential & Commercial | VSMSHP | Non-Ducted CEE Tier 2
216684161 | Mini/Multi Split | ZEPHYR | HMSV-A-CB-O | ZE-518M225 |  | Non-Ducted Indoor Units | 0 |  | 18000 | 22 | 10 | 18000 | 18000 | 100% | 1.99 | 0 | 13.3 |  |  |  |  | R-454B | 1.5 | Residential & Commercial | VSMSHP | Non-Ducted CEE Tier 2
216684164 | Mini/Multi Split | ZEPHYR | HMSV-A-CB-O | ZE-527M325 |  | Non-Ducted Indoor Units | 0 |  | 27000 | 23 | 10 | 27000 | 27000 | 100% | 1.82 | 0 | 12.85 |  |  |  |  | R-454B | 2.25 | Residential & Commercial | VSMSHP | Non-Ducted CEE Tier 2
216626027 | Mini/Multi Split | SLIMAIR | HMSV-A-CB-O | SHC5Z55AH2AG |  | Non-Ducted Indoor Units | 0 |  | 51000 | 21.4 | 10.6 | 55000 | 48000 | 87.27% | 2 | 0 | 12 |  |  |  |  | R-454B | 4.25 | Residential & Commercial | VSMSHP | Non-Ducted CEE Tier 2
216683820 | Mini/Multi Split | DIRECT AIR | HMSV-A-CB-O | DIRM4-27DA25-3Z* |  | Non-Ducted Indoor Units | 0 |  | 27000 | 25 | 9.5 | 27000 | 19000 | 70.37% | 2 | 0 | 13 |  |  |  |  | R-454B | 2.25 | Residential & Commercial | VSMSHP | Non-Ducted CEE Tier 2
216684171 | Mini/Multi Split | ZEPHYR | HMSV-A-CB-O | ZE-536M425 |  | Non-Ducted Indoor Units | 0 |  | 36000 | 22 | 10 | 36000 | 36000 | 100% | 1.92 | 0 | 12.85 |  |  |  |  | R-454B | 3 | Residential & Commercial | VSMSHP | Non-Ducted CEE Tier 2
216626021 | Mini/Multi Split | SLIMAIR | HMSV-A-CB-O | SHC4Z36AH2AG |  | Non-Ducted Indoor Units | 0 |  | 36000 | 21.5 | 11.3 | 36000 | 37000 | 102.8% | 1.9 | 0 | 12.2 |  |  |  |  | R-454B | 3 | Residential & Commercial | VSMSHP | Non-Ducted CEE Tier 2
216626024 | Mini/Multi Split | SLIMAIR | HMSV-A-CB-O | SHC5Z48AH2AG |  | Non-Ducted Indoor Units | 0 |  | 45000 | 21.2 | 10.2 | 49000 | 48000 | 97.96% | 2 | 0 | 12 |  |  |  |  | R-454B | 3.75 | Residential & Commercial | VSMSHP | Non-Ducted CEE Tier 2
216626015 | Mini/Multi Split | SLIMAIR | HMSV-A-CB-O | SHC2Z18AH2AG |  | Non-Ducted Indoor Units | 0 |  | 19000 | 21 | 10 | 20000 | 18000 | 90% | 2 | 0 | 13 |  |  |  |  | R-454B | 1.5833 | Residential & Commercial | VSMSHP | Non-Ducted CEE Tier 2
216626018 | Mini/Multi Split | SLIMAIR | HMSV-A-CB-O | SHC3Z27AH2AG |  | Non-Ducted Indoor Units | 0 |  | 27000 | 21 | 10 | 27000 | 27000 | 100% | 1.9 | 0 | 12 |  |  |  |  | R-454B | 2.25 | Residential & Commercial | VSMSHP | Non-Ducted CEE Tier 2
216623786 | Mini/Multi Split | FRANKLIN | HMSV-A-CB-O | MST283F25MHAA |  | Non-Ducted Indoor Units | 0 |  | 28000 | 23 | 10.6 | 28000 | 25000 | 89.29% | 1.8 | 12.5 | 12.5 |  |  |  |  | R-410A | 2.3333 | Residential & Commercial | VSMSHP | Non-Ducted CEE Tier 2
216623789 | Mini/Multi Split | GOODMAN | HMSV-A-CB-O | MST283G22MHAA |  | Non-Ducted Indoor Units | 0 |  | 28000 | 22.6 | 9.8 | 28000 | 25000 | 89.29% | 1.8 | 11.5 | 11.8 |  |  |  |  | R-410A | 2.3333 | Residential & Commercial | VSMSHP | Non-Ducted CEE Tier 2
216623574 | Mini/Multi Split | MAINLINE | HMSV-A-CB-O | ML48HP230MULH-O* |  | Non-Ducted Indoor Units | 0 |  | 47000 | 23 | 11 | 49000 | 47000 | 95.92% | 2 | 0 | 12 |  |  |  |  | R-454B | 3.9167 | Residential & Commercial | VSMSHP | Non-Ducted CEE Tier 2
216623577 | Mini/Multi Split | MAINLINE | HMSV-A-CB-O | ML55HP230MULH-O* |  | Non-Ducted Indoor Units | 0 |  | 51000 | 22.2 | 10.5 | 55000 | 47000 | 85.45% | 2 | 0 | 12 |  |  |  |  | R-454B | 4.25 | Residential & Commercial | VSMSHP | Non-Ducted CEE Tier 2
216623568 | Mini/Multi Split | MAINLINE | HMSV-A-CB-O | ML27HP230MULH-O* |  | Non-Ducted Indoor Units | 0 |  | 27000 | 23 | 10.5 | 27000 | 27000 | 100% | 2 | 0 | 12.5 |  |  |  |  | R-454B | 2.25 | Residential & Commercial | VSMSHP | Non-Ducted CEE Tier 2
216623571 | Mini/Multi Split | MAINLINE | HMSV-A-CB-O | ML36HP230MULH-O* |  | Non-Ducted Indoor Units | 0 |  | 36000 | 23 | 10.7 | 36000 | 36000 | 100% | 2 | 0 | 13 |  |  |  |  | R-454B | 3 | Residential & Commercial | VSMSHP | Non-Ducted CEE Tier 2
216623562 | Mini/Multi Split | MAINLINE | HMSV-A-CB-O | ML48HP230MUL-O* |  | Non-Ducted Indoor Units | 0 |  | 47000 | 24 | 10.3 | 48000 | 36000 | 75% | 2 | 0 | 12.5 |  |  |  |  | R-454B | 3.9167 | Residential & Commercial | VSMSHP | Non-Ducted CEE Tier 2
216623565 | Mini/Multi Split | MAINLINE | HMSV-A-CB-O | ML18HP230MULH-O* |  | Non-Ducted Indoor Units | 0 |  | 19000 | 25 | 10.4 | 20000 | 19000 | 95% | 2 | 0 | 15 |  |  |  |  | R-454B | 1.5833 | Residential & Commercial | VSMSHP | Non-Ducted CEE Tier 2
216623556 | Mini/Multi Split | MAINLINE | HMSV-A-CB-O | ML27HP230MUL-O* |  | Non-Ducted Indoor Units | 0 |  | 27000 | 25 | 9.5 | 27000 | 19000 | 70.37% | 2 | 0 | 13 |  |  |  |  | R-454B | 2.25 | Residential & Commercial | VSMSHP | Non-Ducted CEE Tier 2
216623559 | Mini/Multi Split | MAINLINE | HMSV-A-CB-O | ML36HP230MUL-O* |  | Non-Ducted Indoor Units | 0 |  | 36000 | 24 | 9.5 | 37000 | 26000 | 70.27% | 2 | 0 | 12 |  |  |  |  | R-454B | 3 | Residential & Commercial | VSMSHP | Non-Ducted CEE Tier 2
216623553 | Mini/Multi Split | MAINLINE | HMSV-A-CB-O | ML18HP230MUL-O* |  | Non-Ducted Indoor Units | 0 |  | 18000 | 25.1 | 9.8 | 19000 | 13500 | 71.05% | 2.3 | 0 | 14 |  |  |  |  | R-454B | 1.5 | Residential & Commercial | VSMSHP | Non-Ducted CEE Tier 2
216619376 | Mini/Multi Split | AC PRO.COM | HMSV-A-CB-O | MHPC-D-018BMC |  | Non-Ducted Indoor Units | 0 |  | 18000 | 21 | 10 | 18000 | 13800 | 76.67% | 2 | 0 | 12 |  |  |  |  | R-32 | 1.5 | Residential & Commercial | VSMSHP | Non-Ducted CEE Tier 2
216619377 | Mini/Multi Split | AC PRO.COM | HMSV-A-CB-O | MHPC-D-024BMC |  | Non-Ducted Indoor Units | 0 |  | 24000 | 21 | 10 | 24000 | 21600 | 90% | 2 | 0 | 13.3 |  |  |  |  | R-32 | 2 | Residential & Commercial | VSMSHP | Non-Ducted CEE Tier 2
216619378 | Mini/Multi Split | AC PRO.COM | HMSV-A-CB-O | MHPC-D-030BMC |  | Non-Ducted Indoor Units | 0 |  | 28400 | 21 | 10 | 30000 | 27000 | 90% | 2.07 | 0 | 13.6 |  |  |  |  | R-32 | 2.3667 | Residential & Commercial | VSMSHP | Non-Ducted CEE Tier 2
216619379 | Mini/Multi Split | AC PRO.COM | HMSV-A-CB-O | MHPC-D-036BMC |  | Non-Ducted Indoor Units | 0 |  | 36000 | 21 | 10 | 36000 | 36000 | 100% | 2.1 | 0 | 12 |  |  |  |  | R-32 | 3 | Residential & Commercial | VSMSHP | Non-Ducted CEE Tier 2
216619380 | Mini/Multi Split | AC PRO.COM | HMSV-A-CB-O | MHPC-D-042BMC |  | Non-Ducted Indoor Units | 0 |  | 42000 | 21 | 10 | 42000 | 37800 | 90% | 2.1 | 0 | 13 |  |  |  |  | R-32 | 3.5 | Residential & Commercial | VSMSHP | Non-Ducted CEE Tier 2
216619397 | Mini/Multi Split | Mirage | HMSV-A-CB-O | OGFH181C |  | Non-Ducted Indoor Units | 0 |  | 18000 | 24 | 10 | 20000 | 15800 | 79% | 2 | 0 | 13 |  |  |  |  | R-454B | 1.5 | Residential & Commercial | VSMSHP | Non-Ducted CEE Tier 2
216619398 | Mini/Multi Split | Mirage | HMSV-A-CB-O | OGFH271C |  | Non-Ducted Indoor Units | 0 |  | 27000 | 24 | 10 | 28000 | 19800 | 70.71% | 2 | 0 | 12 |  |  |  |  | R-454B | 2.25 | Residential & Commercial | VSMSHP | Non-Ducted CEE Tier 2
216619399 | Mini/Multi Split | Mirage | HMSV-A-CB-O | OGFH351C |  | Non-Ducted Indoor Units | 0 |  | 35000 | 22.5 | 9.5 | 36000 | 25400 | 70.56% | 2 | 0 | 12 |  |  |  |  | R-454B | 2.9167 | Residential & Commercial | VSMSHP | Non-Ducted CEE Tier 2
216619400 | Mini/Multi Split | Mirage | HMSV-A-CB-O | OGFH421C |  | Non-Ducted Indoor Units | 0 |  | 42000 | 22 | 9.5 | 42000 | 30000 | 71.43% | 2 | 0 | 12 |  |  |  |  | R-454B | 3.5 | Residential & Commercial | VSMSHP | Non-Ducted CEE Tier 2
216618254 | Mini/Multi Split | Hisense | HMSR-A-CB-O | AVW-60F3DAH2 |  | Non-Ducted Indoor Units | 0 |  | 60000 | 21.5 | 11 | 63000 | 63000 | 100% | 2.3 | 0 | 11 |  |  |  |  | R-32 | 5 | Residential & Commercial | VSMSHP | Non-Ducted CEE Tier 2
216617697 | Mini/Multi Split | Stelpro | HMSV-A-CB-O | SMZ5B1V-H55A-O |  | Non-Ducted Indoor Units | 0 |  | 51000 | 22.2 | 10.5 | 55000 | 47000 | 85.45% | 2 | 0 | 12 |  |  |  |  | R-454B | 4.25 | Residential & Commercial | VSMSHP | Non-Ducted CEE Tier 2
216618256 | Mini/Multi Split | TOSOT | HMSV-A-CB-O | TM48D6MO |  | Non-Ducted Indoor Units | 0 |  | 48000 | 21 | 10 | 48000 | 37800 | 78.75% | 2.1 | 0 | 12 |  |  |  |  | R-32 | 4 | Residential & Commercial | VSMSHP | Non-Ducted CEE Tier 2
216618251 | Mini/Multi Split | Hisense | HMSR-A-CB-O | AVW-48F3DAH2 |  | Non-Ducted Indoor Units | 0 |  | 48000 | 22 | 10.8 | 54000 | 54000 | 100% | 2.4 | 0 | 12 |  |  |  |  | R-32 | 4 | Residential & Commercial | VSMSHP | Non-Ducted CEE Tier 2
216618248 | Mini/Multi Split | Hisense | HMSR-A-CB-O | AVW-36F3DAH2 |  | Non-Ducted Indoor Units | 0 |  | 36000 | 23 | 10.8 | 42000 | 42000 | 100% | 2.46 | 0 | 13 |  |  |  |  | R-32 | 3 | Residential & Commercial | VSMSHP | Non-Ducted CEE Tier 2
216617691 | Mini/Multi Split | Stelpro | HMSV-A-CB-O | SMZ4B1V-H36A-O |  | Non-Ducted Indoor Units | 0 |  | 36000 | 23 | 10.7 | 36000 | 36000 | 100% | 2 | 0 | 13 |  |  |  |  | R-454B | 3 | Residential & Commercial | VSMSHP | Non-Ducted CEE Tier 2
216617694 | Mini/Multi Split | Stelpro | HMSV-A-CB-O | SMZ5B1V-H48A-O |  | Non-Ducted Indoor Units | 0 |  | 47000 | 23 | 11 | 49000 | 47000 | 95.92% | 2 | 0 | 12 |  |  |  |  | R-454B | 3.9167 | Residential & Commercial | VSMSHP | Non-Ducted CEE Tier 2
216617685 | Mini/Multi Split | Stelpro | HMSV-A-CB-O | SMZ2B1V-H18A-O |  | Non-Ducted Indoor Units | 0 |  | 19000 | 25 | 10.4 | 20000 | 19000 | 95% | 2 | 0 | 15 |  |  |  |  | R-454B | 1.5833 | Residential & Commercial | VSMSHP | Non-Ducted CEE Tier 2
216617688 | Mini/Multi Split | Stelpro | HMSV-A-CB-O | SMZ3B1V-H27A-O |  | Non-Ducted Indoor Units | 0 |  | 27000 | 23 | 10.5 | 27000 | 27000 | 100% | 2 | 0 | 12.5 |  |  |  |  | R-454B | 2.25 | Residential & Commercial | VSMSHP | Non-Ducted CEE Tier 2
216617679 | Mini/Multi Split | Stelpro | HMSV-A-CB-O | SMZ5B1-H48A-O |  | Non-Ducted Indoor Units | 0 |  | 47000 | 23 | 11 | 49000 | 47000 | 95.92% | 2 | 0 | 12 |  |  |  |  | R-454B | 3.9167 | Residential & Commercial | VSMSHP | Non-Ducted CEE Tier 2
216617682 | Mini/Multi Split | Stelpro | HMSV-A-CB-O | SMZ5B1-H55A-O |  | Non-Ducted Indoor Units | 0 |  | 51000 | 22.2 | 10.5 | 55000 | 47000 | 85.45% | 2 | 0 | 12 |  |  |  |  | R-454B | 4.25 | Residential & Commercial | VSMSHP | Non-Ducted CEE Tier 2
216598388 | Mini/Multi Split | NG Trade | HMSV-A-CB-O | MOBMH180D |  | Non-Ducted Indoor Units | 0 |  | 18000 | 23 | 10 | 19000 | 13500 | 71.05% | 2.2 | 0 | 12.5 |  |  |  |  | R-454B | 1.5 | Residential & Commercial | VSMSHP | Non-Ducted CEE Tier 2
216617676 | Mini/Multi Split | Stelpro | HMSV-A-CB-O | SMZ4B1-H36A-O |  | Non-Ducted Indoor Units | 0 |  | 36000 | 23 | 10.7 | 36000 | 36000 | 100% | 2 | 0 | 13 |  |  |  |  | R-454B | 3 | Residential & Commercial | VSMSHP | Non-Ducted CEE Tier 2
216617670 | Mini/Multi Split | Stelpro | HMSV-A-CB-O | SMZ2B1-H18A-O |  | Non-Ducted Indoor Units | 0 |  | 19000 | 25 | 10.4 | 20000 | 19000 | 95% | 2 | 0 | 15 |  |  |  |  | R-454B | 1.5833 | Residential & Commercial | VSMSHP | Non-Ducted CEE Tier 2
216617673 | Mini/Multi Split | Stelpro | HMSV-A-CB-O | SMZ3B1-H27A-O |  | Non-Ducted Indoor Units | 0 |  | 27000 | 23 | 10.5 | 27000 | 27000 | 100% | 2 | 0 | 12.5 |  |  |  |  | R-454B | 2.25 | Residential & Commercial | VSMSHP | Non-Ducted CEE Tier 2
216797290 | Mini/Multi Split | Mitsubishi Electric | HMSV-A-CB-O | PUMY-HL48NKMU*** |  | Non-Ducted Indoor Units | 0 |  | 48000 | 23 | 11.5 | 54000 | 54000 | 100% | 2 | 0 | 13.1 |  |  |  |  | R-454B | 4 | Residential & Commercial | VSMSHP | Non-Ducted CEE Tier 2
216797293 | Mini/Multi Split | Mitsubishi Electric | HMSV-A-CB-O | PUMY-L60NKMU*** |  | Non-Ducted Indoor Units | 0 |  | 60000 | 20 | 10.5 | 66000 | 46500 | 70.45% | 2 | 0 | 12 |  |  |  |  | R-454B | 5 | Residential & Commercial | VSMSHP | Non-Ducted CEE Tier 2
216797284 | Mini/Multi Split | Mitsubishi Electric | HMSV-A-CB-O | PUMY-HL42NKMU*** |  | Non-Ducted Indoor Units | 0 |  | 42000 | 21.5 | 11.1 | 48000 | 48000 | 100% | 2 | 0 | 13.4 |  |  |  |  | R-454B | 3.5 | Residential & Commercial | VSMSHP | Non-Ducted CEE Tier 2
216797287 | Mini/Multi Split | Mitsubishi Electric | HMSV-A-CB-O | PUMY-L48NKMU*** |  | Non-Ducted Indoor Units | 0 |  | 48000 | 23 | 10.4 | 50000 | 35400 | 70.8% | 2.1 | 0 | 12 |  |  |  |  | R-454B | 4 | Residential & Commercial | VSMSHP | Non-Ducted CEE Tier 2
216797278 | Mini/Multi Split | Mitsubishi Electric | HMSV-A-CB-O | PUMY-L36NKMU*** |  | Non-Ducted Indoor Units | 0 |  | 36000 | 23 | 11 | 41000 | 29000 | 70.73% | 2.2 | 0 | 14.1 |  |  |  |  | R-454B | 3 | Residential & Commercial | VSMSHP | Non-Ducted CEE Tier 2
216797281 | Mini/Multi Split | Mitsubishi Electric | HMSV-A-CB-O | PUMY-HL36NKMU*** |  | Non-Ducted Indoor Units | 0 |  | 36000 | 23 | 12 | 42000 | 42000 | 100% | 2 | 0 | 14.5 |  |  |  |  | R-454B | 3 | Residential & Commercial | VSMSHP | Non-Ducted CEE Tier 2
216775667 | Mini/Multi Split | KADEN | HMSV-A-CB-O | KOB-HH-PS648HP-2AAMA |  | Non-Ducted Indoor Units | 0 |  | 47000 | 23 | 11 | 49000 | 47000 | 95.92% | 2 | 0 | 12 |  |  |  |  | R-454B | 3.9167 | Residential & Commercial | VSMSHP | Non-Ducted CEE Tier 2
216775670 | Mini/Multi Split | KADEN | HMSV-A-CB-O | KOB-HH-PS655HP-2AAMA |  | Non-Ducted Indoor Units | 0 |  | 51000 | 22.2 | 10.5 | 55000 | 47000 | 85.45% | 2 | 0 | 12 |  |  |  |  | R-454B | 4.25 | Residential & Commercial | VSMSHP | Non-Ducted CEE Tier 2
216775661 | Mini/Multi Split | KADEN | HMSV-A-CB-O | KOB-HH-PS427HP-2AAMA |  | Non-Ducted Indoor Units | 0 |  | 27000 | 23 | 10.5 | 27000 | 27000 | 100% | 2 | 0 | 12.5 |  |  |  |  | R-454B | 2.25 | Residential & Commercial | VSMSHP | Non-Ducted CEE Tier 2
216775664 | Mini/Multi Split | KADEN | HMSV-A-CB-O | KOB-HH-PS536HP-2AAMA |  | Non-Ducted Indoor Units | 0 |  | 36000 | 23 | 10.7 | 36000 | 36000 | 100% | 2 | 0 | 13 |  |  |  |  | R-454B | 3 | Residential & Commercial | VSMSHP | Non-Ducted CEE Tier 2
216775658 | Mini/Multi Split | KADEN | HMSV-A-CB-O | KOB-HH-PS318HP-2AAMA |  | Non-Ducted Indoor Units | 0 |  | 19000 | 25 | 10.4 | 20000 | 19000 | 95% | 2 | 0 | 15 |  |  |  |  | R-454B | 1.5833 | Residential & Commercial | VSMSHP | Non-Ducted CEE Tier 2
216775649 | Mini/Multi Split | KADEN | HMSV-A-CB-O | KOB-PS536HP-2AAMA |  | Non-Ducted Indoor Units | 0 |  | 36000 | 24 | 9.5 | 37000 | 26000 | 70.27% | 2 | 0 | 12 |  |  |  |  | R-454B | 3 | Residential & Commercial | VSMSHP | Non-Ducted CEE Tier 2
216775652 | Mini/Multi Split | KADEN | HMSV-A-CB-O | KOB-PS648HP-2AAMA |  | Non-Ducted Indoor Units | 0 |  | 47000 | 24 | 10.3 | 48000 | 36000 | 75% | 2 | 0 | 12.5 |  |  |  |  | R-454B | 3.9167 | Residential & Commercial | VSMSHP | Non-Ducted CEE Tier 2
216505933 | Mini/Multi Split | Mitsubishi Electric | HMSV-A-CB-O | MXZ-3D24NLHZ*** |  | Non-Ducted Indoor Units | 0 |  | 22000 | 20 | 10 | 25000 | 25000 | 100% | 2.02 | 0 | 13 |  |  |  |  | R-454B | 1.8333 | Residential & Commercial | VSMSHP | Non-Ducted CEE Tier 2
216505934 | Mini/Multi Split | Mitsubishi Electric | HMSV-A-CB-O | MXZ-3D30NLHZ*** |  | Non-Ducted Indoor Units | 0 |  | 28400 | 20 | 10 | 28600 | 28600 | 100% | 1.86 | 0 | 11.5 |  |  |  |  | R-454B | 2.3667 | Residential & Commercial | VSMSHP | Non-Ducted CEE Tier 2
216505924 | Mini/Multi Split | Mitsubishi Electric | HMSV-A-CB-O | MXZ-3D24NL*** |  | Non-Ducted Indoor Units | 0 |  | 22000 | 20 | 10 | 25000 | 19800 | 79.2% | 2.06 | 0 | 13.7 |  |  |  |  | R-454B | 1.8333 | Residential & Commercial | VSMSHP | Non-Ducted CEE Tier 2
216505925 | Mini/Multi Split | Mitsubishi Electric | HMSV-A-CB-O | MXZ-2D20NLHZ*** |  | Non-Ducted Indoor Units | 0 |  | 18000 | 19.3 | 10 | 22000 | 22000 | 100% | 2 | 0 | 13.5 |  |  |  |  | R-454B | 1.5 | Residential & Commercial | VSMSHP | Non-Ducted CEE Tier 2
216505497 | Mini/Multi Split | MOOVAIR | HMSV-A-CB-O | MXHSA1832AN1 |  | Non-Ducted Indoor Units | 0 |  | 18000 | 25.1 | 9.8 | 19000 | 13500 | 71.05% | 2.3 | 0 | 14 |  |  |  |  | R-454B | 1.5 | Residential & Commercial | VSMSHP | Non-Ducted CEE Tier 2
216505500 | Mini/Multi Split | ELIOS | HMSV-A-CB-O | EXHSA1832AN1 |  | Non-Ducted Indoor Units | 0 |  | 18000 | 23 | 10 | 19000 | 13500 | 71.05% | 2.2 | 0 | 12.5 |  |  |  |  | R-454B | 1.5 | Residential & Commercial | VSMSHP | Non-Ducted CEE Tier 2
216497950 | Mini/Multi Split | AC PRO | HMSV-A-CB-O | MHPC-H-048BMB |  | Non-Ducted Indoor Units | 0 |  | 47000 | 24 | 10.3 | 48000 | 36000 | 75% | 2 | 0 | 12.5 |  |  |  |  | R-454B | 3.9167 | Residential & Commercial | VSMSHP | Non-Ducted CEE Tier 2
216497944 | Mini/Multi Split | AC PRO | HMSV-A-CB-O | MHPC-H-027BMB |  | Non-Ducted Indoor Units | 0 |  | 27000 | 25 | 9.5 | 27000 | 19000 | 70.37% | 2 | 0 | 13 |  |  |  |  | R-454B | 2.25 | Residential & Commercial | VSMSHP | Non-Ducted CEE Tier 2
216497947 | Mini/Multi Split | AC PRO | HMSV-A-CB-O | MHPC-H-036BMB |  | Non-Ducted Indoor Units | 0 |  | 36000 | 24 | 9.5 | 37000 | 26000 | 70.27% | 2 | 0 | 12 |  |  |  |  | R-454B | 3 | Residential & Commercial | VSMSHP | Non-Ducted CEE Tier 2
209864939 | Mini/Multi Split | CTMorley | HMSV-A-CB-O | MOU-5A55H-2 |  | Non-Ducted Indoor Units | 0 |  | 55000 | 20 | 9.5 | 55000 | 45500 | 82.73% | 1.8 | 10.5 | 10.5 |  |  |  |  | R-410A | 4.5833 | Residential & Commercial | VSMSHP | Non-Ducted CEE Tier 2
216497941 | Mini/Multi Split | AC PRO | HMSV-A-CB-O | MHPC-H-018BMB |  | Non-Ducted Indoor Units | 0 |  | 18000 | 25.1 | 9.8 | 19000 | 13500 | 71.05% | 2.3 | 0 | 14 |  |  |  |  | R-454B | 1.5 | Residential & Commercial | VSMSHP | Non-Ducted CEE Tier 2
212631690 | Mini/Multi Split | Custom Comfort | HMSV-A-CB-O | CCOXHAMZ327HP |  | Non-Ducted Indoor Units | 0 |  | 27000 | 21.8 | 10 | 27000 | 27000 | 100% | 1.8 | 0 | 12.2 |  |  |  |  | R-410A | 2.25 | Residential & Commercial | VSMSHP | Non-Ducted CEE Tier 2
212615070 | Mini/Multi Split | YONAN | HMSV-A-CB-O | YSMO-24HFN1 |  | Non-Ducted Indoor Units | 0 |  | 24000 | 22.3 | 9.6 | 24000 | 17000 | 70.83% | 1.83 | 12.5 | 12.5 |  |  |  |  | R-410A | 2 | Residential & Commercial | VSMSHP | Non-Ducted CEE Tier 2
215415538 | Mini/Multi Split | Durastar | HMSV-A-CB-O | DRA6U48M2A |  | Non-Ducted Indoor Units | 0 |  | 45000 | 21.3 | 10 | 48000 | 36000 | 75% | 2.1 | 0 | 11.7 |  |  |  |  | R-454B | 3.75 | Residential & Commercial | VSMSHP | Non-Ducted CEE Tier 2
215415532 | Mini/Multi Split | Durastar | HMSV-A-CB-O | DRA6H48M2A |  | Non-Ducted Indoor Units | 0 |  | 45000 | 21.2 | 10.2 | 49000 | 48000 | 97.96% | 2 | 0 | 12 |  |  |  |  | R-454B | 3.75 | Residential & Commercial | VSMSHP | Non-Ducted CEE Tier 2
215415535 | Mini/Multi Split | Durastar | HMSV-A-CB-O | DRA6H55M2A |  | Non-Ducted Indoor Units | 0 |  | 51000 | 21.4 | 10.6 | 55000 | 48000 | 87.27% | 2 | 0 | 12 |  |  |  |  | R-454B | 4.25 | Residential & Commercial | VSMSHP | Non-Ducted CEE Tier 2
212604259 | Mini/Multi Split | MIDEA | HMSV-A-CB-O | MDV-V48WMN1T* |  | Non-Ducted Indoor Units | 0 |  | 48000 | 19 | 9.3 | 50000 | 35000 | 70% | 1.8 | 0 | 11 |  |  |  |  | R-410A | 4 | Residential & Commercial | VSMSHP
213301876 | Mini/Multi Split | MDV | HMSV-A-CB-O | M4OX630-36HFN1-M1X |  | Non-Ducted Indoor Units | 0 |  | 36000 | 21 | 10.9 | 36000 | 36000 | 100% | 1.95 | 0 | 12 |  |  |  |  | R-410A | 3 | Residential & Commercial | VSMSHP | Non-Ducted CEE Tier 2
213301877 | Mini/Multi Split | MDV | HMSV-A-CB-O | M4OX630-36HFN1-M1X* |  | Non-Ducted Indoor Units | 0 |  | 36000 | 22.4 | 10.9 | 36000 | 37000 | 102.8% | 2 | 0 | 12.5 |  |  |  |  | R-410A | 3 | Residential & Commercial | VSMSHP | Non-Ducted CEE Tier 2
213286778 | Mini/Multi Split | Wells | HMSV-A-CB-O | WMCA-27HFMO |  | Non-Ducted Indoor Units | 0 |  | 27000 | 20.5 | 9.6 | 27000 | 27000 | 100% | 1.8 | 0 | 11.8 |  |  |  |  | R-410A | 2.25 | Residential & Commercial | VSMSHP | Non-Ducted CEE Tier 2
213286781 | Mini/Multi Split | Wells | HMSV-A-CB-O | WMCA-48HFMO |  | Non-Ducted Indoor Units | 0 |  | 48000 | 21.2 | 10 | 49000 | 45000 | 91.84% | 2 | 11 | 11 |  |  |  |  | R-410A | 4 | Residential & Commercial | VSMSHP | Non-Ducted CEE Tier 2
213298359 | Mini/Multi Split | KANIONco | HMSV-A-CB-O | KWSMO-18IR410AHSP |  | Non-Ducted Indoor Units | 0 |  | 17000 | 22 | 9 | 19600 | 13800 | 70.41% | 1.8 | 12.5 | 12 |  |  |  |  | R-410A | 1.4167 | Residential & Commercial | VSMSHP
213286775 | Mini/Multi Split | Wells | HMSV-A-CB-O | WMCA-18HFMO |  | Non-Ducted Indoor Units | 0 |  | 19000 | 20.5 | 9 | 20000 | 18000 | 90% | 1.8 | 12.5 | 12.5 |  |  |  |  | R-410A | 1.5833 | Residential & Commercial | VSMSHP
213286756 | Mini/Multi Split | J-KU | HMSV-A-CB-O | JKS-36H2HP-M4O |  | Non-Ducted Indoor Units | 0 |  | 32000 | 21 | 9 | 36000 | 36000 | 100% | 1.84 | 12.5 | 12.5 |  |  |  |  | R-410A | 2.6667 | Residential & Commercial | VSMSHP
211120894 | Mini/Multi Split | Multi MFG | HMSV-A-CB-O | 42HPC5-HH-A |  | Non-Ducted Indoor Units | 0 |  | 42000 | 20 | 8.95 | 41500 | 36000 | 86.75% | 1.84 | 10.5 | 10.5 |  |  |  |  | R-410A | 3.5 | Residential & Commercial | VSMSHP
209862184 | Mini/Multi Split | KLIMAIRE | HMSV-A-CB-O | KMIR324-H217-2 |  | Non-Ducted Indoor Units | 0 |  | 24000 | 22.3 | 9.6 | 24000 | 17000 | 70.83% | 1.83 | 12.5 | 12.5 |  |  |  |  | R-410A | 2 | Residential & Commercial | VSMSHP | Non-Ducted CEE Tier 2
209549026 | Mini/Multi Split | THERMOCORE SYSTEMS | HMSV-A-CB-O | T423D-H224-C |  | Non-Ducted Indoor Units | 0 |  | 24000 | 24.6 | 10 | 25000 | 18500 | 74% | 1.9 | 13.1 | 13.4 |  |  |  |  | R-410A | 2 | Residential & Commercial | VSMSHP | Non-Ducted CEE Tier 2
209843673 | Mini/Multi Split | American Standard / Mitsubishi Electric | HMSV-A-CB-O | NTXMMX24A132B* |  | Non-Ducted Indoor Units | 0 |  | 22000 | 20 | 9.5 | 25000 | 18200 | 72.8% | 2.2 | 13.6 | 13.6 |  |  |  |  | R-410A | 1.8333 | Residential & Commercial | VSMSHP | Non-Ducted CEE Tier 2
209843683 | Mini/Multi Split | American Standard / Mitsubishi Electric | HMSV-A-CB-O | NTXMPH24A132B* |  | Non-Ducted Indoor Units | 0 |  | 22000 | 19 | 9 | 25000 | 25000 | 100% | 1.95 | 13.5 | 13.5 |  |  |  |  | R-410A | 1.8333 | Residential & Commercial | VSMSHP
209843684 | Mini/Multi Split | American Standard / Mitsubishi Electric | HMSV-A-CB-O | NTXMPH30A132B* |  | Non-Ducted Indoor Units | 0 |  | 28400 | 18 | 9.7 | 28600 | 28600 | 100% | 1.8 | 12.5 | 12.5 |  |  |  |  | R-410A | 2.3667 | Residential & Commercial | VSMSHP | Non-Ducted CEE Tier 2
209836212 | Mini/Multi Split | Trane / Mitsubishi Electric | HMSV-A-CB-O | NTXMPH20A122B* |  | Non-Ducted Indoor Units | 0 |  | 18000 | 16.5 | 9.2 | 22000 | 21600 | 98.18% | 1.89 | 13.5 | 13.5 |  |  |  |  | R-410A | 1.5 | Residential & Commercial | VSMSHP
209836186 | Mini/Multi Split | Mitsubishi Electric | HMSV-A-CB-O | MXZ-2C20NAHZ3*** |  | Non-Ducted Indoor Units | 0 |  | 18000 | 16.5 | 9.2 | 22000 | 21600 | 98.18% | 1.89 | 13.5 | 13.5 |  |  |  |  | R-410A | 1.5 | Residential & Commercial | VSMSHP
209836195 | Mini/Multi Split | Trane / Mitsubishi Electric | HMSV-A-CB-O | NTXMPH24A132B* |  | Non-Ducted Indoor Units | 0 |  | 22000 | 19 | 9 | 25000 | 25000 | 100% | 1.95 | 13.5 | 13.5 |  |  |  |  | R-410A | 1.8333 | Residential & Commercial | VSMSHP
209836196 | Mini/Multi Split | Trane / Mitsubishi Electric | HMSV-A-CB-O | NTXMPH30A132B* |  | Non-Ducted Indoor Units | 0 |  | 28400 | 18 | 9.7 | 28600 | 28600 | 100% | 1.8 | 12.5 | 12.5 |  |  |  |  | R-410A | 2.3667 | Residential & Commercial | VSMSHP | Non-Ducted CEE Tier 2
209836203 | Mini/Multi Split | Mitsubishi Electric | HMSV-A-CB-O | MXZ-3C24NAHZ3*** |  | Non-Ducted Indoor Units | 0 |  | 22000 | 19 | 9 | 25000 | 25000 | 100% | 1.95 | 13.5 | 13.5 |  |  |  |  | R-410A | 1.8333 | Residential & Commercial | VSMSHP
209836204 | Mini/Multi Split | Mitsubishi Electric | HMSV-A-CB-O | MXZ-3C30NAHZ3*** |  | Non-Ducted Indoor Units | 0 |  | 28400 | 18 | 9.7 | 28600 | 28600 | 100% | 1.8 | 12.5 | 12.5 |  |  |  |  | R-410A | 2.3667 | Residential & Commercial | VSMSHP | Non-Ducted CEE Tier 2
209416881 | Mini/Multi Split | NOVAIR | HMSV-A-CB-O | LEA28MZ-3P-35SK-O |  | Non-Ducted Indoor Units | 0 |  | 28000 | 22.6 | 9.8 | 28000 | 25000 | 89.29% | 1.8 | 11.5 | 11.8 |  |  |  |  | R-410A | 2.3333 | Residential & Commercial | VSMSHP | Non-Ducted CEE Tier 2
209416884 | Mini/Multi Split | NOVAIR | HMSV-A-CB-O | LEA20MZ-2P-35SK-O |  | Non-Ducted Indoor Units | 0 |  | 19000 | 20.5 | 9 | 20000 | 18000 | 90% | 1.8 | 12.5 | 12.5 |  |  |  |  | R-410A | 1.5833 | Residential & Commercial | VSMSHP
209319644 | Mini/Multi Split | ECO AIR | HMSV-A-CB-O | M4OI-36HFN1-M |  | Non-Ducted Indoor Units | 0 |  | 36000 | 22.2 | 10.3 | 37000 | 36000 | 97.3% | 1.9 | 13.6 | 13.6 |  |  |  |  | R-410A | 3 | Residential & Commercial | VSMSHP | Non-Ducted CEE Tier 2
209319650 | Mini/Multi Split | ECO AIR | HMSV-A-CB-O | M5OA-55HFN1-M-[X] |  | Non-Ducted Indoor Units | 0 |  | 55000 | 22 | 9.5 | 55000 | 46000 | 83.64% | 1.9 | 10.5 | 10.5 |  |  |  |  | R-410A | 4.5833 | Residential & Commercial | VSMSHP | Non-Ducted CEE Tier 2
209319638 | Mini/Multi Split | ECO AIR | HMSV-A-CB-O | M2OI-18HFN1-M |  | Non-Ducted Indoor Units | 0 |  | 19000 | 22 | 9.8 | 20000 | 19700 | 98.5% | 1.9 | 12.5 | 12.5 |  |  |  |  | R-410A | 1.5833 | Residential & Commercial | VSMSHP | Non-Ducted CEE Tier 2
209319641 | Mini/Multi Split | ECO AIR | HMSV-A-CB-O | M3OI-28HFN1-M |  | Non-Ducted Indoor Units | 0 |  | 28000 | 23 | 10.6 | 28000 | 25000 | 89.29% | 1.8 | 12.5 | 12.5 |  |  |  |  | R-410A | 2.3333 | Residential & Commercial | VSMSHP | Non-Ducted CEE Tier 2
212524533 | Mini/Multi Split | COMFORT-AIRE | HMSV-A-CB-O | A-VFH24TC-1 |  | Non-Ducted Indoor Units | 0 |  | 23200 | 21 | 10 | 24000 | 21600 | 90% | 2.1 | 12.5 | 12.5 |  |  |  |  | R-410A | 1.9333 | Residential & Commercial | VSMSHP | Non-Ducted CEE Tier 2
209179153 | Mini/Multi Split | LENNOX | HMSV-A-CB-O | LIZ042HO-210P432-1 |  | Non-Ducted Indoor Units | 0 |  | 36000 | 21 | 10 | 40000 | 32400 | 81% | 1.92 | 12 | 12 |  |  |  |  | R-410A | 3 | Residential & Commercial | VSMSHP | Non-Ducted CEE Tier 2
212406544 | Mini/Multi Split | MIDEA | HMSV-A-CB-O | MDV-V36WMN1TE* |  | Non-Ducted Indoor Units | 0 |  | 36000 | 19.2 | 9.5 | 40000 | 28000 | 70% | 1.8 | 0 | 12.1 |  |  |  |  | R-410A | 3 | Residential & Commercial | VSMSHP | Non-Ducted CEE Tier 2
209179147 | Mini/Multi Split | LENNOX | HMSV-A-CB-O | LIZ030HO-210P432-1 |  | Non-Ducted Indoor Units | 0 |  | 28400 | 21 | 10 | 30000 | 22800 | 76% | 1.84 | 12.5 | 12.5 |  |  |  |  | R-410A | 2.3667 | Residential & Commercial | VSMSHP | Non-Ducted CEE Tier 2
209179150 | Mini/Multi Split | LENNOX | HMSV-A-CB-O | LIZ036HO-210P432-1 |  | Non-Ducted Indoor Units | 0 |  | 34000 | 21 | 10 | 36000 | 32400 | 90% | 1.82 | 12 | 12 |  |  |  |  | R-410A | 2.8333 | Residential & Commercial | VSMSHP | Non-Ducted CEE Tier 2
209179141 | Mini/Multi Split | LENNOX | HMSV-A-CB-O | LIZ018HO-210P432-1 |  | Non-Ducted Indoor Units | 0 |  | 17000 | 21 | 10 | 18000 | 13600 | 75.56% | 2.22 | 12 | 12 |  |  |  |  | R-410A | 1.4167 | Residential & Commercial | VSMSHP | Non-Ducted CEE Tier 2
209179144 | Mini/Multi Split | LENNOX | HMSV-A-CB-O | LIZ024HO-210P432-1 |  | Non-Ducted Indoor Units | 0 |  | 23200 | 21 | 10 | 24000 | 21600 | 90% | 2.1 | 12.5 | 12.5 |  |  |  |  | R-410A | 1.9333 | Residential & Commercial | VSMSHP | Non-Ducted CEE Tier 2
208816895 | Mini/Multi Split | SEA BREEZE+ | HMSV-A-CB-O | HMZ24H424ZMO |  | Non-Ducted Indoor Units | 0 |  | 24000 | 23.7 | 10.8 | 24000 | 24000 | 100% | 1.8 | 12.6 | 12.8 |  |  |  |  | R-410A | 2 | Residential & Commercial | VSMSHP | Non-Ducted CEE Tier 2
208816898 | Mini/Multi Split | SEA BREEZE+ | HMSV-A-CB-O | HMZ48H424ZMO |  | Non-Ducted Indoor Units | 0 |  | 55000 | 20 | 9.5 | 55000 | 45500 | 82.73% | 1.8 | 10.5 | 10.5 |  |  |  |  | R-410A | 4.5833 | Residential & Commercial | VSMSHP | Non-Ducted CEE Tier 2
208816892 | Mini/Multi Split | SEA BREEZE+ | HMSV-A-CB-O | HMZ18H424ZMO |  | Non-Ducted Indoor Units | 0 |  | 19000 | 20.5 | 9 | 20000 | 18000 | 90% | 1.8 | 12.5 | 12.5 |  |  |  |  | R-410A | 1.5833 | Residential & Commercial | VSMSHP
208786087 | Mini/Multi Split | GREE | HMSV-A-CB-O | GWHD(36)ND3MO |  | Non-Ducted Indoor Units | 0 |  | 34000 | 21 | 10 | 36000 | 32400 | 90% | 1.82 | 12 | 12 |  |  |  |  | R-410A | 2.8333 | Residential & Commercial | VSMSHP | Non-Ducted CEE Tier 2
208786088 | Mini/Multi Split | GREE | HMSV-A-CB-O | GWHD(42)ND3MO |  | Non-Ducted Indoor Units | 0 |  | 36000 | 21 | 10 | 40000 | 32400 | 81% | 1.92 | 12 | 12 |  |  |  |  | R-410A | 3 | Residential & Commercial | VSMSHP | Non-Ducted CEE Tier 2
208786089 | Mini/Multi Split | GREE | HMSV-A-CB-O | GWHD(18)ND3MO |  | Non-Ducted Indoor Units | 0 |  | 17000 | 21 | 10 | 18000 | 13600 | 75.56% | 2.22 | 12 | 12 |  |  |  |  | R-410A | 1.4167 | Residential & Commercial | VSMSHP | Non-Ducted CEE Tier 2
208786090 | Mini/Multi Split | GREE | HMSV-A-CB-O | GWHD(24)ND3MO |  | Non-Ducted Indoor Units | 0 |  | 23200 | 21 | 10 | 24000 | 21600 | 90% | 2.1 | 12.5 | 12.5 |  |  |  |  | R-410A | 1.9333 | Residential & Commercial | VSMSHP | Non-Ducted CEE Tier 2
208786091 | Mini/Multi Split | GREE | HMSV-A-CB-O | GWHD(30)ND3MO |  | Non-Ducted Indoor Units | 0 |  | 28400 | 21 | 10 | 30000 | 22800 | 76% | 1.84 | 12.5 | 12.5 |  |  |  |  | R-410A | 2.3667 | Residential & Commercial | VSMSHP | Non-Ducted CEE Tier 2
212615014 | Mini/Multi Split | Relief Sciences | HMSV-A-CB-O | LANG36OD35-4 |  | Non-Ducted Indoor Units | 0 |  | 36000 | 20 | 9.7 | 37000 | 36000 | 97.3% | 1.9 | 12.5 | 12.5 |  |  |  |  | R-410A | 3 | Residential & Commercial | VSMSHP | Non-Ducted CEE Tier 2
212615018 | Mini/Multi Split | Relief Sciences | HMSV-A-CB-O | LANG18OD35-2 |  | Non-Ducted Indoor Units | 0 |  | 19000 | 20.5 | 9 | 20000 | 18000 | 90% | 1.8 | 12.5 | 12.5 |  |  |  |  | R-410A | 1.5833 | Residential & Commercial | VSMSHP
212608416 | Mini/Multi Split | LENNOX | HMSV-A-CB | VPC048H4M-3P* |  | Non-Ducted Indoor Units | 0 |  | 48000 | 19 | 9.3 | 50000 | 35000 | 70% | 1.8 | 0 | 11 |  |  |  |  | R-410A | 4 | Residential & Commercial | VSMSHP
212508370 | Mini/Multi Split | Perfect Aire | HMSV-A-CB-O | UB1MSHHQC24-MZO3 |  | Non-Ducted Indoor Units | 0 |  | 24000 | 22 | 9.05 | 24000 | 24000 | 100% | 1.84 | 12.5 | 12.5 |  |  |  |  | R-410A | 2 | Residential & Commercial | VSMSHP
208674948 | Mini/Multi Split | Stealth Comfort | HMSV-A-CB-O | SC-36Z-HH-M4 |  | Non-Ducted Indoor Units | 0 |  | 36000 | 16 | 8.6 | 36000 | 28200 | 78.33% | 1.82 | 9 | 9 |  |  |  |  | R-410A | 3 | Residential & Commercial | VSMSHP
208674951 | Mini/Multi Split | Stealth Comfort | HMSV-A-CB-O | SC-42Z-HH-M5 |  | Non-Ducted Indoor Units | 0 |  | 42000 | 16 | 8.6 | 42000 | 31200 | 74.29% | 1.82 | 9 | 9 |  |  |  |  | R-410A | 3.5 | Residential & Commercial | VSMSHP
208674942 | Mini/Multi Split | Stealth Comfort | HMSV-A-CB-O | SC-18Z-HH-M2 |  | Non-Ducted Indoor Units | 0 |  | 18000 | 20 | 10 | 21000 | 21800 | 103.8% | 1.81 | 12.5 | 12 |  |  |  |  | R-410A | 1.5 | Residential & Commercial | VSMSHP | Non-Ducted CEE Tier 2
208674945 | Mini/Multi Split | Stealth Comfort | HMSV-A-CB-O | SC-27Z-HH-M3 |  | Non-Ducted Indoor Units | 0 |  | 22000 | 20 | 10 | 26000 | 30000 | 115.4% | 1.8 | 12.5 | 12 |  |  |  |  | R-410A | 1.8333 | Residential & Commercial | VSMSHP | Non-Ducted CEE Tier 2
212604424 | Mini/Multi Split | DAIKIN | HMSV-A-CB-O | 2MXLH18WVJU* |  | Non-Ducted Indoor Units | 0 |  | 17800 | 16 | 8.5 | 18500 | 18900 | 102.2% | 1.8 | 0 | 12 |  |  |  |  | R-410A | 1.4833 | Residential & Commercial | VSMSHP
212604425 | Mini/Multi Split | DAIKIN | HMSV-A-CB-O | 3MXLH24WVJU* |  | Non-Ducted Indoor Units | 0 |  | 24000 | 18 | 9.3 | 24000 | 21600 | 90% | 1.8 | 0 | 11.7 |  |  |  |  | R-410A | 2 | Residential & Commercial | VSMSHP
212604426 | Mini/Multi Split | DAIKIN | HMSV-A-CB-O | 4MXLH36WVJU* |  | Non-Ducted Indoor Units | 0 |  | 34400 | 20 | 8.8 | 36600 | 36600 | 100% | 1.8 | 0 | 11.7 |  |  |  |  | R-410A | 2.8667 | Residential & Commercial | VSMSHP
208674939 | Mini/Multi Split | DIYCOOL | HMSV-A-CB-O | SC-42Z-HH-M5 |  | Non-Ducted Indoor Units | 0 |  | 42000 | 16 | 8.6 | 42000 | 31200 | 74.29% | 1.82 | 9 | 9 |  |  |  |  | R-410A | 3.5 | Residential & Commercial | VSMSHP
212604263 | Mini/Multi Split | MIDEA | HMSV-A-CB-O | MDV-V24WMN1T* |  | Non-Ducted Indoor Units | 0 |  | 24400 | 18.8 | 9.2 | 26000 | 18200 | 70% | 1.8 | 0 | 12.2 |  |  |  |  | R-410A | 2.0333 | Residential & Commercial | VSMSHP
208674930 | Mini/Multi Split | DIYCOOL | HMSV-A-CB-O | SC-18Z-HH-M2 |  | Non-Ducted Indoor Units | 0 |  | 18000 | 20 | 10 | 21000 | 21800 | 103.8% | 1.81 | 12.5 | 12 |  |  |  |  | R-410A | 1.5 | Residential & Commercial | VSMSHP | Non-Ducted CEE Tier 2
208674936 | Mini/Multi Split | DIYCOOL | HMSV-A-CB-O | SC-36Z-HH-M4 |  | Non-Ducted Indoor Units | 0 |  | 36000 | 16 | 8.6 | 36000 | 28200 | 78.33% | 1.82 | 9 | 9 |  |  |  |  | R-410A | 3 | Residential & Commercial | VSMSHP
208674924 | Mini/Multi Split | ACIQ | HMSV-A-CB-O | SC-36Z-HH-M4 |  | Non-Ducted Indoor Units | 0 |  | 36000 | 16 | 8.6 | 36000 | 28200 | 78.33% | 1.82 | 9 | 9 |  |  |  |  | R-410A | 3 | Residential & Commercial | VSMSHP
208674927 | Mini/Multi Split | ACIQ | HMSV-A-CB-O | SC-42Z-HH-M5 |  | Non-Ducted Indoor Units | 0 |  | 42000 | 16 | 8.6 | 42000 | 31200 | 74.29% | 1.82 | 9 | 9 |  |  |  |  | R-410A | 3.5 | Residential & Commercial | VSMSHP
208674915 | Mini/Multi Split | 1HVAC | HMSV-A-CB-O | SC-42Z-HH-M5 |  | Non-Ducted Indoor Units | 0 |  | 42000 | 16 | 8.6 | 42000 | 31200 | 74.29% | 1.82 | 9 | 9 |  |  |  |  | R-410A | 3.5 | Residential & Commercial | VSMSHP
208674921 | Mini/Multi Split | ACIQ | HMSV-A-CB-O | SC-27Z-HH-M3 |  | Non-Ducted Indoor Units | 0 |  | 22000 | 20 | 10 | 26000 | 30000 | 115.4% | 1.8 | 12.5 | 12 |  |  |  |  | R-410A | 1.8333 | Residential & Commercial | VSMSHP | Non-Ducted CEE Tier 2
208674909 | Mini/Multi Split | 1HVAC | HMSV-A-CB-O | SC-27Z-HH-M3 |  | Non-Ducted Indoor Units | 0 |  | 22000 | 20 | 10 | 26000 | 30000 | 115.4% | 1.8 | 12.5 | 12 |  |  |  |  | R-410A | 1.8333 | Residential & Commercial | VSMSHP | Non-Ducted CEE Tier 2
208674912 | Mini/Multi Split | 1HVAC | HMSV-A-CB-O | SC-36Z-HH-M4 |  | Non-Ducted Indoor Units | 0 |  | 36000 | 16 | 8.6 | 36000 | 28200 | 78.33% | 1.82 | 9 | 9 |  |  |  |  | R-410A | 3 | Residential & Commercial | VSMSHP
208650622 | Mini/Multi Split | BLUERIDGE | HMSV-A-CB-O | BMM55HHC |  | Non-Ducted Indoor Units | 0 |  | 55000 | 20 | 9.5 | 55000 | 45500 | 82.73% | 1.8 | 10.5 | 10.5 |  |  |  |  | R-410A | 4.5833 | Residential & Commercial | VSMSHP | Non-Ducted CEE Tier 2
208674906 | Mini/Multi Split | 1HVAC | HMSV-A-CB-O | SC-18Z-HH-M2 |  | Non-Ducted Indoor Units | 0 |  | 18000 | 20 | 10 | 21000 | 21800 | 103.8% | 1.81 | 12.5 | 12 |  |  |  |  | R-410A | 1.5 | Residential & Commercial | VSMSHP | Non-Ducted CEE Tier 2
212508371 | Mini/Multi Split | Perfect Aire | HMSV-A-CB-O | UB1MSHHQC18-MZO2 |  | Non-Ducted Indoor Units | 0 |  | 18000 | 21 | 9.5 | 18000 | 18000 | 100% | 1.84 | 12.5 | 12.5 |  |  |  |  | R-410A | 1.5 | Residential & Commercial | VSMSHP | Non-Ducted CEE Tier 2
212508372 | Mini/Multi Split | COMFORT-AIRE | HMSV-A-CB-O | A-VFH18DC-1 |  | Non-Ducted Indoor Units | 0 |  | 17000 | 21 | 10 | 18000 | 13600 | 75.56% | 2.22 | 12 | 12 |  |  |  |  | R-410A | 1.4167 | Residential & Commercial | VSMSHP | Non-Ducted CEE Tier 2
208568362 | Mini/Multi Split | MIDEA | HMSV-A-CB-O | M3OJ-24HFN1-M |  | Non-Ducted Indoor Units | 0 |  | 24000 | 22.3 | 9.6 | 24000 | 17000 | 70.83% | 1.83 | 12.5 | 12.5 |  |  |  |  | R-410A | 2 | Residential & Commercial | VSMSHP | Non-Ducted CEE Tier 2
208650724 | Mini/Multi Split | HAXXAIR | HMSV-A-CB-O | HVHM-18T2D |  | Non-Ducted Indoor Units | 0 |  | 18000 | 21 | 9.5 | 18000 | 18000 | 100% | 1.84 | 12.5 | 12.5 |  |  |  |  | R-410A | 1.5 | Residential & Commercial | VSMSHP | Non-Ducted CEE Tier 2
208497428 | Mini/Multi Split | C&H | HMSV-A-CB-O | CH-HPR55M-230VO |  | Non-Ducted Indoor Units | 0 |  | 55000 | 22 | 9.5 | 55000 | 46000 | 83.64% | 1.9 | 10.5 | 10.5 |  |  |  |  | R-410A | 4.5833 | Residential & Commercial | VSMSHP | Non-Ducted CEE Tier 2
208284491 | Mini/Multi Split | TRUST AIR CONDITIONERS | HMSV-A-CB-O | M4H36H/O4S4P |  | Non-Ducted Indoor Units | 0 |  | 36000 | 22.2 | 10.3 | 37000 | 36000 | 97.3% | 1.9 | 13.6 | 13.6 |  |  |  |  | R-410A | 3 | Residential & Commercial | VSMSHP | Non-Ducted CEE Tier 2
208284494 | Mini/Multi Split | TRUST AIR CONDITIONERS | HMSV-A-CB-O | M5H48H/O4S4P |  | Non-Ducted Indoor Units | 0 |  | 48000 | 21.8 | 9.8 | 49000 | 45000 | 91.84% | 2 | 11.6 | 11.7 |  |  |  |  | R-410A | 4 | Residential & Commercial | VSMSHP | Non-Ducted CEE Tier 2
208284485 | Mini/Multi Split | TRUST AIR CONDITIONERS | HMSV-A-CB-O | M2H18H/O4S4P |  | Non-Ducted Indoor Units | 0 |  | 19000 | 22 | 9.8 | 20000 | 19700 | 98.5% | 1.9 | 12.5 | 12.5 |  |  |  |  | R-410A | 1.5833 | Residential & Commercial | VSMSHP | Non-Ducted CEE Tier 2
208284488 | Mini/Multi Split | TRUST AIR CONDITIONERS | HMSV-A-CB-O | M3H27H/O4S4P |  | Non-Ducted Indoor Units | 0 |  | 28000 | 23 | 10.6 | 28000 | 25000 | 89.29% | 1.8 | 12.5 | 12.5 |  |  |  |  | R-410A | 2.3333 | Residential & Commercial | VSMSHP | Non-Ducted CEE Tier 2
208136319 | Mini/Multi Split | MOOVAIR | HMSV-A-CB-O | DMA55HOM25230X3 |  | Non-Ducted Indoor Units | 0 |  | 55000 | 22 | 9.5 | 55000 | 46000 | 83.64% | 1.9 | 10.5 | 10.5 |  |  |  |  | R-410A | 4.5833 | Residential & Commercial | VSMSHP | Non-Ducted CEE Tier 2
208136313 | Mini/Multi Split | ELIOS | HMSV-A-CB-O | DEA55HOM25230X3 |  | Non-Ducted Indoor Units | 0 |  | 55000 | 22 | 9.5 | 55000 | 46000 | 83.64% | 1.9 | 10.5 | 10.5 |  |  |  |  | R-410A | 4.5833 | Residential & Commercial | VSMSHP | Non-Ducted CEE Tier 2
208132543 | Mini/Multi Split | MDV | HMSV-A-CB-O | M5OA-55HFN1-M-[X]*(2) |  | Non-Ducted Indoor Units | 0 |  | 55000 | 20 | 9.5 | 55000 | 45500 | 82.73% | 1.8 | 10.5 | 10.5 |  |  |  |  | R-410A | 4.5833 | Residential & Commercial | VSMSHP | Non-Ducted CEE Tier 2
208128294 | Mini/Multi Split | SEA BREEZE+ | HMSV-A-CB-O | HMZ28H424ZMO |  | Non-Ducted Indoor Units | 0 |  | 28000 | 22.6 | 9.8 | 28000 | 25000 | 89.29% | 1.8 | 11.5 | 11.8 |  |  |  |  | R-410A | 2.3333 | Residential & Commercial | VSMSHP | Non-Ducted CEE Tier 2
208128297 | Mini/Multi Split | SEA BREEZE+ | HMSV-A-CB-O | HMZ36H424ZMO |  | Non-Ducted Indoor Units | 0 |  | 36000 | 20 | 9.7 | 37000 | 36000 | 97.3% | 1.9 | 12.5 | 12.5 |  |  |  |  | R-410A | 3 | Residential & Commercial | VSMSHP | Non-Ducted CEE Tier 2
208128285 | Mini/Multi Split | SEA BREEZE+ | HMSV-A-CB-O | MZ27H424ZMO |  | Non-Ducted Indoor Units | 0 |  | 24000 | 22.3 | 9.6 | 24000 | 17000 | 70.83% | 1.83 | 12.5 | 12.5 |  |  |  |  | R-410A | 2 | Residential & Commercial | VSMSHP | Non-Ducted CEE Tier 2
208128250 | Mini/Multi Split | Comfor Matic | HMSV-A-CB-O | GFMCB18-H2 |  | Non-Ducted Indoor Units | 0 |  | 18000 | 21 | 9 | 19000 | 13500 | 71.05% | 2.01 | 12.5 | 12.5 |  |  |  |  | R-410A | 1.5 | Residential & Commercial | VSMSHP
208128251 | Mini/Multi Split | Comfor Matic | HMSV-A-CB-O | GFMCB24-H2 |  | Non-Ducted Indoor Units | 0 |  | 24000 | 21 | 9 | 26000 | 18400 | 70.77% | 1.81 | 12.5 | 11.8 |  |  |  |  | R-410A | 2 | Residential & Commercial | VSMSHP
208121938 | Mini/Multi Split | EMI | HMSV-A-CB-O | MHMZ436DA |  | Non-Ducted Indoor Units | 0 |  | 36000 | 22.2 | 10.3 | 37000 | 36000 | 97.3% | 1.9 | 13.6 | 13.6 |  |  |  |  | R-410A | 3 | Residential & Commercial | VSMSHP | Non-Ducted CEE Tier 2
208121941 | Mini/Multi Split | EMI | HMSV-A-CB-O | MHMZ548DA |  | Non-Ducted Indoor Units | 0 |  | 48000 | 21.8 | 9.8 | 49000 | 45000 | 91.84% | 2 | 11.6 | 11.7 |  |  |  |  | R-410A | 4 | Residential & Commercial | VSMSHP | Non-Ducted CEE Tier 2
208121932 | Mini/Multi Split | EMI | HMSV-A-CB-O | MHMZ218DA |  | Non-Ducted Indoor Units | 0 |  | 19000 | 22 | 9.8 | 20000 | 19700 | 98.5% | 1.9 | 12.5 | 12.5 |  |  |  |  | R-410A | 1.5833 | Residential & Commercial | VSMSHP | Non-Ducted CEE Tier 2
208121935 | Mini/Multi Split | EMI | HMSV-A-CB-O | MHMZ327DA |  | Non-Ducted Indoor Units | 0 |  | 28000 | 23 | 10.6 | 28000 | 25000 | 89.29% | 1.8 | 12.5 | 12.5 |  |  |  |  | R-410A | 2.3333 | Residential & Commercial | VSMSHP | Non-Ducted CEE Tier 2
208106854 | Mini/Multi Split | DUCANE | HMSV-A-CB-O | 4DHP2S48M-1P |  | Non-Ducted Indoor Units | 0 |  | 48000 | 21.8 | 9.8 | 49000 | 45000 | 91.84% | 2 | 11.6 | 11.7 |  |  |  |  | R-410A | 4 | Residential & Commercial | VSMSHP | Non-Ducted CEE Tier 2
208119922 | Mini/Multi Split | Cooper & Hunter | HMSV-A-CB-O | CHV6-48URBM |  | Non-Ducted Indoor Units | 0 |  | 48000 | 18.5 | 10 | 54000 | 38000 | 70.37% | 2.2 | 12.6 | 12.6 |  |  |  |  | R-410A | 4 | Residential & Commercial | VSMSHP | Non-Ducted CEE Tier 2
208106845 | Mini/Multi Split | DUCANE | HMSV-A-CB-O | 4DHP2S24M-1P |  | Non-Ducted Indoor Units | 0 |  | 24000 | 24.6 | 10 | 25000 | 18500 | 74% | 1.9 | 13.1 | 13.4 |  |  |  |  | R-410A | 2 | Residential & Commercial | VSMSHP | Non-Ducted CEE Tier 2
208106839 | Mini/Multi Split | CONCORD | HMSV-A-CB-O | 4DHP2S48M-1P |  | Non-Ducted Indoor Units | 0 |  | 48000 | 21.8 | 9.8 | 49000 | 45000 | 91.84% | 2 | 11.6 | 11.7 |  |  |  |  | R-410A | 4 | Residential & Commercial | VSMSHP | Non-Ducted CEE Tier 2
208106830 | Mini/Multi Split | CONCORD | HMSV-A-CB-O | 4DHP2S24M-1P |  | Non-Ducted Indoor Units | 0 |  | 24000 | 24.6 | 10 | 25000 | 18500 | 74% | 1.9 | 13.1 | 13.4 |  |  |  |  | R-410A | 2 | Residential & Commercial | VSMSHP | Non-Ducted CEE Tier 2
208106824 | Mini/Multi Split | Armstrong Air | HMSV-A-CB-O | 4DHP2S48M-1P |  | Non-Ducted Indoor Units | 0 |  | 48000 | 21.8 | 9.8 | 49000 | 45000 | 91.84% | 2 | 11.6 | 11.7 |  |  |  |  | R-410A | 4 | Residential & Commercial | VSMSHP | Non-Ducted CEE Tier 2
208106815 | Mini/Multi Split | Armstrong Air | HMSV-A-CB-O | 4DHP2S24M-1P |  | Non-Ducted Indoor Units | 0 |  | 24000 | 24.6 | 10 | 25000 | 18500 | 74% | 1.9 | 13.1 | 13.4 |  |  |  |  | R-410A | 2 | Residential & Commercial | VSMSHP | Non-Ducted CEE Tier 2
208106809 | Mini/Multi Split | AirEase | HMSV-A-CB-O | 4DHP2S48M-1P |  | Non-Ducted Indoor Units | 0 |  | 48000 | 21.8 | 9.8 | 49000 | 45000 | 91.84% | 2 | 11.6 | 11.7 |  |  |  |  | R-410A | 4 | Residential & Commercial | VSMSHP | Non-Ducted CEE Tier 2
208106800 | Mini/Multi Split | AirEase | HMSV-A-CB-O | 4DHP2S24M-1P |  | Non-Ducted Indoor Units | 0 |  | 24000 | 24.6 | 10 | 25000 | 18500 | 74% | 1.9 | 13.1 | 13.4 |  |  |  |  | R-410A | 2 | Residential & Commercial | VSMSHP | Non-Ducted CEE Tier 2
208106794 | Mini/Multi Split | Allied | HMSV-A-CB-O | 4DHP2S48M-1P |  | Non-Ducted Indoor Units | 0 |  | 48000 | 21.8 | 9.8 | 49000 | 45000 | 91.84% | 2 | 11.6 | 11.7 |  |  |  |  | R-410A | 4 | Residential & Commercial | VSMSHP | Non-Ducted CEE Tier 2
208106785 | Mini/Multi Split | Allied | HMSV-A-CB-O | 4DHP2S24M-1P |  | Non-Ducted Indoor Units | 0 |  | 24000 | 24.6 | 10 | 25000 | 18500 | 74% | 1.9 | 13.1 | 13.4 |  |  |  |  | R-410A | 2 | Residential & Commercial | VSMSHP | Non-Ducted CEE Tier 2
207862107 | Mini/Multi Split | Breeze33 | HMSV-A-CB-O | BZ33-HYP485Z2-G2-P |  | Non-Ducted Indoor Units | 0 |  | 48000 | 21.8 | 9.8 | 49000 | 45000 | 91.84% | 2 | 11.6 | 11.7 |  |  |  |  | R-410A | 4 | Residential & Commercial | VSMSHP | Non-Ducted CEE Tier 2
216775643 | Mini/Multi Split | KADEN | HMSV-A-CB-O | KOB-PS318HP-2AAMA |  | Non-Ducted Indoor Units | 0 |  | 18000 | 25.1 | 9.8 | 19000 | 13500 | 71.05% | 2.3 | 0 | 14 |  |  |  |  | R-454B | 1.5 | Residential & Commercial | VSMSHP | Non-Ducted CEE Tier 2
207862101 | Mini/Multi Split | Breeze33 | HMSV-A-CB-O | BZ33-HYP273Z2-G2-P |  | Non-Ducted Indoor Units | 0 |  | 28000 | 23 | 10.6 | 28000 | 25000 | 89.29% | 1.8 | 12.5 | 12.5 |  |  |  |  | R-410A | 2.3333 | Residential & Commercial | VSMSHP | Non-Ducted CEE Tier 2
207862104 | Mini/Multi Split | Breeze33 | HMSV-A-CB-O | BZ33-HYP364Z2-G2-P |  | Non-Ducted Indoor Units | 0 |  | 36000 | 22.2 | 10.3 | 37000 | 36000 | 97.3% | 1.9 | 13.6 | 13.6 |  |  |  |  | R-410A | 3 | Residential & Commercial | VSMSHP | Non-Ducted CEE Tier 2
207862098 | Mini/Multi Split | Breeze33 | HMSV-A-CB-O | BZ33-HYP182Z2-G2-P |  | Non-Ducted Indoor Units | 0 |  | 19000 | 22 | 9.8 | 20000 | 19700 | 98.5% | 1.9 | 12.5 | 12.5 |  |  |  |  | R-410A | 1.5833 | Residential & Commercial | VSMSHP | Non-Ducted CEE Tier 2
216772301 | Mini/Multi Split | KINGHOME | HMSV-A-CB-O | KM48X6O |  | Non-Ducted Indoor Units | 0 |  | 48000 | 21 | 10 | 48000 | 37800 | 78.75% | 2.1 | 0 | 12 |  |  |  |  | R-32 | 4 | Residential & Commercial | VSMSHP | Non-Ducted CEE Tier 2
207641237 | Mini/Multi Split | MDV | HMSV-A-CB-O | M4OI-36HFN1-M* |  | Non-Ducted Indoor Units | 0 |  | 36000 | 20 | 9.7 | 37000 | 36000 | 97.3% | 1.9 | 12.5 | 12.5 |  |  |  |  | R-410A | 3 | Residential & Commercial | VSMSHP | Non-Ducted CEE Tier 2
207641238 | Mini/Multi Split | MDV | HMSV-A-CB-O | M5OG-48HFN1-M-[X]-20* |  | Non-Ducted Indoor Units | 0 |  | 48000 | 21.2 | 10 | 49000 | 45000 | 91.84% | 2 | 11 | 11 |  |  |  |  | R-410A | 4 | Residential & Commercial | VSMSHP | Non-Ducted CEE Tier 2
216775646 | Mini/Multi Split | KADEN | HMSV-A-CB-O | KOB-PS427HP-2AAMA |  | Non-Ducted Indoor Units | 0 |  | 27000 | 25 | 9.5 | 27000 | 19000 | 70.37% | 2 | 0 | 13 |  |  |  |  | R-454B | 2.25 | Residential & Commercial | VSMSHP | Non-Ducted CEE Tier 2
216772339 | Mini/Multi Split | ECO AC | HMSV-A-CB-O | EMH-2O18KBB |  | Non-Ducted Indoor Units | 0 |  | 18000 | 21 | 10 | 18000 | 13800 | 76.67% | 2 | 0 | 12 |  |  |  |  | R-32 | 1.5 | Residential & Commercial | VSMSHP | Non-Ducted CEE Tier 2
216772340 | Mini/Multi Split | ECO AC | HMSV-A-CB-O | EMH-3O24KBB |  | Non-Ducted Indoor Units | 0 |  | 24000 | 21 | 10 | 24000 | 21600 | 90% | 2 | 0 | 13.3 |  |  |  |  | R-32 | 2 | Residential & Commercial | VSMSHP | Non-Ducted CEE Tier 2
216772341 | Mini/Multi Split | ECO AC | HMSV-A-CB-O | EMH-4O30KBB |  | Non-Ducted Indoor Units | 0 |  | 28400 | 21 | 10 | 30000 | 27000 | 90% | 2.07 | 0 | 13.6 |  |  |  |  | R-32 | 2.3667 | Residential & Commercial | VSMSHP | Non-Ducted CEE Tier 2
216772342 | Mini/Multi Split | ECO AC | HMSV-A-CB-O | EMH-4O36KBB |  | Non-Ducted Indoor Units | 0 |  | 36000 | 21 | 10 | 36000 | 36000 | 100% | 2.1 | 0 | 12 |  |  |  |  | R-32 | 3 | Residential & Commercial | VSMSHP | Non-Ducted CEE Tier 2
216772343 | Mini/Multi Split | ECO AC | HMSV-A-CB-O | EMH-5O42KBB |  | Non-Ducted Indoor Units | 0 |  | 42000 | 21 | 10 | 42000 | 37800 | 90% | 2.1 | 0 | 13 |  |  |  |  | R-32 | 3.5 | Residential & Commercial | VSMSHP | Non-Ducted CEE Tier 2
216772344 | Mini/Multi Split | ECO AC | HMSV-A-CB-O | EMH-*O48KBB |  | Non-Ducted Indoor Units | 0 |  | 48000 | 21 | 10 | 48000 | 37800 | 78.75% | 2.1 | 0 | 12 |  |  |  |  | R-32 | 4 | Residential & Commercial | VSMSHP | Non-Ducted CEE Tier 2
216772307 | Mini/Multi Split | TOSOT | HMSV-A-CB-O | TMV-V60WL/NHC-T(U) |  | Non-Ducted Indoor Units | 0 |  | 60000 | 22.5 | 9.2 | 64500 | 46500 | 72.09% | 2.2 | 0 | 10.5 |  |  |  |  | R-32 | 5 | Residential & Commercial | VSMSHP
216772308 | Mini/Multi Split | WILLIS | HMSV-A-CB-O | MZUHW18KR32-O |  | Non-Ducted Indoor Units | 0 |  | 18000 | 21 | 10 | 18000 | 13800 | 76.67% | 2 | 0 | 12 |  |  |  |  | R-32 | 1.5 | Residential & Commercial | VSMSHP | Non-Ducted CEE Tier 2
216772309 | Mini/Multi Split | WILLIS | HMSV-A-CB-O | MZUHW24KR32-O |  | Non-Ducted Indoor Units | 0 |  | 24000 | 21 | 10 | 24000 | 21600 | 90% | 2 | 0 | 13.3 |  |  |  |  | R-32 | 2 | Residential & Commercial | VSMSHP | Non-Ducted CEE Tier 2
216772310 | Mini/Multi Split | WILLIS | HMSV-A-CB-O | MZUHW30KR32-O |  | Non-Ducted Indoor Units | 0 |  | 28400 | 21 | 10 | 30000 | 27000 | 90% | 2.07 | 0 | 13.6 |  |  |  |  | R-32 | 2.3667 | Residential & Commercial | VSMSHP | Non-Ducted CEE Tier 2
216772311 | Mini/Multi Split | WILLIS | HMSV-A-CB-O | MZUHW36KR32-O |  | Non-Ducted Indoor Units | 0 |  | 36000 | 21 | 10 | 36000 | 36000 | 100% | 2.1 | 0 | 12 |  |  |  |  | R-32 | 3 | Residential & Commercial | VSMSHP | Non-Ducted CEE Tier 2
216772312 | Mini/Multi Split | WILLIS | HMSV-A-CB-O | MZUHW42KR32-O |  | Non-Ducted Indoor Units | 0 |  | 42000 | 21 | 10 | 42000 | 37800 | 90% | 2.1 | 0 | 13 |  |  |  |  | R-32 | 3.5 | Residential & Commercial | VSMSHP | Non-Ducted CEE Tier 2
201863419 | Mini/Multi Split | KOOLKING | HMSV-A-CB-O | M4OF-36HFN1-M |  | Non-Ducted Indoor Units | 0 |  | 36000 | 21.4 | 8.6 | 36000 | 26200 | 72.78% | 1.8 | 10.5 | 10.5 |  |  |  |  | R-410A | 3 | Residential & Commercial | VSMSHP
216772249 | Mini/Multi Split | GREE | HMSV-A-CB-O | GMV-V60WL/NHC-T(U) |  | Non-Ducted Indoor Units | 0 |  | 60000 | 22.5 | 9.2 | 64500 | 46500 | 72.09% | 2.2 | 0 | 10.5 |  |  |  |  | R-32 | 5 | Residential & Commercial | VSMSHP
215569874 | Mini/Multi Split | Viessmann | HMSV-A-CB-O | DLCMTAH48EAK |  | Non-Ducted Indoor Units | 0 |  | 48000 | 18.7 | 8.8 | 48000 | 34000 | 70.83% | 1.8 | 0 | 10 |  |  |  |  | R-410A | 4 | Residential & Commercial | VSMSHP
215569876 | Mini/Multi Split | Viessmann | HMSV-A-CB-O | DLCMTAH18BAK |  | Non-Ducted Indoor Units | 0 |  | 18000 | 18 | 8.7 | 18000 | 13000 | 72.22% | 1.9 | 0 | 11.5 |  |  |  |  | R-410A | 1.5 | Residential & Commercial | VSMSHP
207825597 | Mini/Multi Split | DIYCOOL | HMSV-A-CB-O | ACIQ-48Z-HH-M5B |  | Non-Ducted Indoor Units | 0 |  | 48000 | 21.8 | 9.8 | 49000 | 45000 | 91.84% | 2 | 11.6 | 11.7 |  |  |  |  | R-410A | 4 | Residential & Commercial | VSMSHP | Non-Ducted CEE Tier 2
207825591 | Mini/Multi Split | DIYCOOL | HMSV-A-CB-O | ACIQ-27Z-HH-M3B |  | Non-Ducted Indoor Units | 0 |  | 28000 | 23 | 10.6 | 28000 | 25000 | 89.29% | 1.8 | 12.5 | 12.5 |  |  |  |  | R-410A | 2.3333 | Residential & Commercial | VSMSHP | Non-Ducted CEE Tier 2
207825594 | Mini/Multi Split | DIYCOOL | HMSV-A-CB-O | ACIQ-36Z-HH-M4B |  | Non-Ducted Indoor Units | 0 |  | 36000 | 22.2 | 10.3 | 37000 | 36000 | 97.3% | 1.9 | 13.6 | 13.6 |  |  |  |  | R-410A | 3 | Residential & Commercial | VSMSHP | Non-Ducted CEE Tier 2
207825585 | Mini/Multi Split | ACIQ | HMSV-A-CB-O | ACIQ-48Z-HH-M5B |  | Non-Ducted Indoor Units | 0 |  | 48000 | 21.8 | 9.8 | 49000 | 45000 | 91.84% | 2 | 11.6 | 11.7 |  |  |  |  | R-410A | 4 | Residential & Commercial | VSMSHP | Non-Ducted CEE Tier 2
207825588 | Mini/Multi Split | DIYCOOL | HMSV-A-CB-O | ACIQ-18Z-HH-M2B |  | Non-Ducted Indoor Units | 0 |  | 19000 | 22 | 9.8 | 20000 | 19700 | 98.5% | 1.9 | 12.5 | 12.5 |  |  |  |  | R-410A | 1.5833 | Residential & Commercial | VSMSHP | Non-Ducted CEE Tier 2
207825579 | Mini/Multi Split | ACIQ | HMSV-A-CB-O | ACIQ-27Z-HH-M3B |  | Non-Ducted Indoor Units | 0 |  | 28000 | 23 | 10.6 | 28000 | 25000 | 89.29% | 1.8 | 12.5 | 12.5 |  |  |  |  | R-410A | 2.3333 | Residential & Commercial | VSMSHP | Non-Ducted CEE Tier 2
207825582 | Mini/Multi Split | ACIQ | HMSV-A-CB-O | ACIQ-36Z-HH-M4B |  | Non-Ducted Indoor Units | 0 |  | 36000 | 22.2 | 10.3 | 37000 | 36000 | 97.3% | 1.9 | 13.6 | 13.6 |  |  |  |  | R-410A | 3 | Residential & Commercial | VSMSHP | Non-Ducted CEE Tier 2
207825573 | Mini/Multi Split | 1HVAC | HMSV-A-CB-O | ACIQ-48Z-HH-M5B |  | Non-Ducted Indoor Units | 0 |  | 48000 | 21.8 | 9.8 | 49000 | 45000 | 91.84% | 2 | 11.6 | 11.7 |  |  |  |  | R-410A | 4 | Residential & Commercial | VSMSHP | Non-Ducted CEE Tier 2
207825576 | Mini/Multi Split | ACIQ | HMSV-A-CB-O | ACIQ-18Z-HH-M2B |  | Non-Ducted Indoor Units | 0 |  | 19000 | 22 | 9.8 | 20000 | 19700 | 98.5% | 1.9 | 12.5 | 12.5 |  |  |  |  | R-410A | 1.5833 | Residential & Commercial | VSMSHP | Non-Ducted CEE Tier 2
207825567 | Mini/Multi Split | 1HVAC | HMSV-A-CB-O | ACIQ-27Z-HH-M3B |  | Non-Ducted Indoor Units | 0 |  | 28000 | 23 | 10.6 | 28000 | 25000 | 89.29% | 1.8 | 12.5 | 12.5 |  |  |  |  | R-410A | 2.3333 | Residential & Commercial | VSMSHP | Non-Ducted CEE Tier 2
207825570 | Mini/Multi Split | 1HVAC | HMSV-A-CB-O | ACIQ-36Z-HH-M4B |  | Non-Ducted Indoor Units | 0 |  | 36000 | 22.2 | 10.3 | 37000 | 36000 | 97.3% | 1.9 | 13.6 | 13.6 |  |  |  |  | R-410A | 3 | Residential & Commercial | VSMSHP | Non-Ducted CEE Tier 2
207825564 | Mini/Multi Split | 1HVAC | HMSV-A-CB-O | ACIQ-18Z-HH-M2B |  | Non-Ducted Indoor Units | 0 |  | 19000 | 22 | 9.8 | 20000 | 19700 | 98.5% | 1.9 | 12.5 | 12.5 |  |  |  |  | R-410A | 1.5833 | Residential & Commercial | VSMSHP | Non-Ducted CEE Tier 2
207821954 | Mini/Multi Split | Innovair | HMSV-A-CB-O | VOM36H7R4P7 |  | Non-Ducted Indoor Units | 0 |  | 32000 | 21 | 9 | 36000 | 36000 | 100% | 1.84 | 12.5 | 12.5 |  |  |  |  | R-410A | 2.6667 | Residential & Commercial | VSMSHP
207821957 | Mini/Multi Split | Innovair | HMSV-A-CB-O | VOM42H7R5P7 |  | Non-Ducted Indoor Units | 0 |  | 42000 | 20 | 8.95 | 41500 | 36000 | 86.75% | 1.84 | 10.5 | 10.5 |  |  |  |  | R-410A | 3.5 | Residential & Commercial | VSMSHP
207821951 | Mini/Multi Split | Innovair | HMSV-A-CB-O | VOM24H7R3P7 |  | Non-Ducted Indoor Units | 0 |  | 24000 | 22 | 9.05 | 24000 | 24000 | 100% | 1.84 | 12.5 | 12.5 |  |  |  |  | R-410A | 2 | Residential & Commercial | VSMSHP
207821948 | Mini/Multi Split | Innovair | HMSV-A-CB-O | VOM18H7R2P7 |  | Non-Ducted Indoor Units | 0 |  | 18000 | 21 | 9.5 | 18000 | 18000 | 100% | 1.84 | 12.5 | 12.5 |  |  |  |  | R-410A | 1.5 | Residential & Commercial | VSMSHP | Non-Ducted CEE Tier 2
207804201 | Mini/Multi Split | ForestAir | HMSV-A-CB-O | FA-H16-D21TL/O2-ES |  | Non-Ducted Indoor Units | 0 |  | 17000 | 22 | 9 | 19600 | 13800 | 70.41% | 1.8 | 12.5 | 12 |  |  |  |  | R-410A | 1.4167 | Residential & Commercial | VSMSHP
207768730 | Mini/Multi Split | LENNOX | HMSV-A-CB-O | MLB030S4M-1P |  | Non-Ducted Indoor Units | 0 |  | 28000 | 23 | 10.6 | 28000 | 25000 | 89.29% | 1.8 | 12.5 | 12.5 |  |  |  |  | R-410A | 2.3333 | Residential & Commercial | VSMSHP | Non-Ducted CEE Tier 2
207768727 | Mini/Multi Split | LENNOX | HMSV-A-CB-O | MLB018S4M-1P |  | Non-Ducted Indoor Units | 0 |  | 19000 | 21.7 | 9.8 | 20000 | 19700 | 98.5% | 1.9 | 12.5 | 12.5 |  |  |  |  | R-410A | 1.5833 | Residential & Commercial | VSMSHP | Non-Ducted CEE Tier 2
207760042 | Mini/Multi Split | BOSCH | HMSV-A-CB-O | BMS500-AAM048-1CSXHC |  | Non-Ducted Indoor Units | 0 |  | 48000 | 21.8 | 9.8 | 49000 | 45000 | 91.84% | 2 | 11.6 | 11.7 |  |  |  |  | R-410A | 4 | Residential & Commercial | VSMSHP | Non-Ducted CEE Tier 2
207760036 | Mini/Multi Split | BOSCH | HMSV-A-CB-O | BMS500-AAM027-1CSXHC |  | Non-Ducted Indoor Units | 0 |  | 28000 | 23 | 10.6 | 28000 | 25000 | 89.29% | 1.8 | 12.5 | 12.5 |  |  |  |  | R-410A | 2.3333 | Residential & Commercial | VSMSHP | Non-Ducted CEE Tier 2
207760039 | Mini/Multi Split | BOSCH | HMSV-A-CB-O | BMS500-AAM036-1CSXHC |  | Non-Ducted Indoor Units | 0 |  | 36000 | 22.2 | 10.3 | 37000 | 36000 | 97.3% | 1.9 | 13.6 | 13.6 |  |  |  |  | R-410A | 3 | Residential & Commercial | VSMSHP | Non-Ducted CEE Tier 2
207760033 | Mini/Multi Split | BOSCH | HMSV-A-CB-O | BMS500-AAM018-1CSXHC |  | Non-Ducted Indoor Units | 0 |  | 19000 | 22 | 9.8 | 20000 | 19700 | 98.5% | 1.9 | 12.5 | 12.5 |  |  |  |  | R-410A | 1.5833 | Residential & Commercial | VSMSHP | Non-Ducted CEE Tier 2
207743794 | Mini/Multi Split | DIRECT AIR | HMSV-A-CB-O | DIRM-48HXPRO28-5Z |  | Non-Ducted Indoor Units | 0 |  | 48000 | 21.8 | 9.8 | 49000 | 45000 | 91.84% | 2 | 11.6 | 11.7 |  |  |  |  | R-410A | 4 | Residential & Commercial | VSMSHP | Non-Ducted CEE Tier 2
207743788 | Mini/Multi Split | DIRECT AIR | HMSV-A-CB-O | DIRM-28HXPRO28-3Z |  | Non-Ducted Indoor Units | 0 |  | 28000 | 23 | 10.6 | 28000 | 25000 | 89.29% | 1.8 | 12.5 | 12.5 |  |  |  |  | R-410A | 2.3333 | Residential & Commercial | VSMSHP | Non-Ducted CEE Tier 2
207743791 | Mini/Multi Split | DIRECT AIR | HMSV-A-CB-O | DIRM-36HXPRO28-4Z |  | Non-Ducted Indoor Units | 0 |  | 36000 | 22.2 | 10.3 | 37000 | 36000 | 97.3% | 1.9 | 13.6 | 13.6 |  |  |  |  | R-410A | 3 | Residential & Commercial | VSMSHP | Non-Ducted CEE Tier 2
207743785 | Mini/Multi Split | DIRECT AIR | HMSV-A-CB-O | DIRM-18HXPRO28-2Z |  | Non-Ducted Indoor Units | 0 |  | 19000 | 22 | 9.8 | 20000 | 19700 | 98.5% | 1.9 | 12.5 | 12.5 |  |  |  |  | R-410A | 1.5833 | Residential & Commercial | VSMSHP | Non-Ducted CEE Tier 2
207742550 | Mini/Multi Split | MOOVAIR | HMSV-A-CB-O | DMA48HOM25230X3 |  | Non-Ducted Indoor Units | 0 |  | 48000 | 21.8 | 9.8 | 49000 | 45000 | 91.84% | 2 | 11.6 | 11.7 |  |  |  |  | R-410A | 4 | Residential & Commercial | VSMSHP | Non-Ducted CEE Tier 2
207742544 | Mini/Multi Split | MOOVAIR | HMSV-A-CB-O | DMA27HOM25230X3 |  | Non-Ducted Indoor Units | 0 |  | 28000 | 23 | 10.6 | 28000 | 25000 | 89.29% | 1.8 | 12.5 | 12.5 |  |  |  |  | R-410A | 2.3333 | Residential & Commercial | VSMSHP | Non-Ducted CEE Tier 2
207742547 | Mini/Multi Split | MOOVAIR | HMSV-A-CB-O | DMA36HOM25230X3 |  | Non-Ducted Indoor Units | 0 |  | 36000 | 22.2 | 10.3 | 37000 | 36000 | 97.3% | 1.9 | 13.6 | 13.6 |  |  |  |  | R-410A | 3 | Residential & Commercial | VSMSHP | Non-Ducted CEE Tier 2
207742541 | Mini/Multi Split | MOOVAIR | HMSV-A-CB-O | DMA18HOM25230X3 |  | Non-Ducted Indoor Units | 0 |  | 19000 | 22 | 9.8 | 20000 | 19700 | 98.5% | 1.9 | 12.5 | 12.5 |  |  |  |  | R-410A | 1.5833 | Residential & Commercial | VSMSHP | Non-Ducted CEE Tier 2
207742466 | Mini/Multi Split | ELIOS | HMSV-A-CB-O | DEA36HOM25230X3 |  | Non-Ducted Indoor Units | 0 |  | 36000 | 22.2 | 10.3 | 37000 | 36000 | 97.3% | 1.9 | 13.6 | 13.6 |  |  |  |  | R-410A | 3 | Residential & Commercial | VSMSHP | Non-Ducted CEE Tier 2
207742460 | Mini/Multi Split | ELIOS | HMSV-A-CB-O | DEA18HOM25230X3 |  | Non-Ducted Indoor Units | 0 |  | 19000 | 22 | 9.8 | 20000 | 19700 | 98.5% | 1.9 | 12.5 | 12.5 |  |  |  |  | R-410A | 1.5833 | Residential & Commercial | VSMSHP | Non-Ducted CEE Tier 2
207742463 | Mini/Multi Split | ELIOS | HMSV-A-CB-O | DEA27HOM25230X3 |  | Non-Ducted Indoor Units | 0 |  | 28000 | 23 | 10.6 | 28000 | 25000 | 89.29% | 1.8 | 12.5 | 12.5 |  |  |  |  | R-410A | 2.3333 | Residential & Commercial | VSMSHP | Non-Ducted CEE Tier 2
207742379 | Mini/Multi Split | C&H | HMSV-A-CB-O | CH-HPR36M-230VO |  | Non-Ducted Indoor Units | 0 |  | 36000 | 22.2 | 10.3 | 37000 | 36000 | 97.3% | 1.9 | 13.6 | 13.6 |  |  |  |  | R-410A | 3 | Residential & Commercial | VSMSHP | Non-Ducted CEE Tier 2
207742373 | Mini/Multi Split | C&H | HMSV-A-CB-O | CH-HPR19M-230VO |  | Non-Ducted Indoor Units | 0 |  | 19000 | 22 | 9.8 | 20000 | 19700 | 98.5% | 1.9 | 12.5 | 12.5 |  |  |  |  | R-410A | 1.5833 | Residential & Commercial | VSMSHP | Non-Ducted CEE Tier 2
207742376 | Mini/Multi Split | C&H | HMSV-A-CB-O | CH-HPR28M-230VO |  | Non-Ducted Indoor Units | 0 |  | 28000 | 23 | 10.6 | 28000 | 25000 | 89.29% | 1.8 | 12.5 | 12.5 |  |  |  |  | R-410A | 2.3333 | Residential & Commercial | VSMSHP | Non-Ducted CEE Tier 2
207699113 | Mini/Multi Split | MDV | HMSV-A-CB-O | M3OJ-24HFN1-M-L |  | Non-Ducted Indoor Units | 0 |  | 24000 | 24.6 | 10 | 24800 | 17800 | 71.77% | 1.93 | 13 | 13.4 |  |  |  |  | R-410A | 2 | Residential & Commercial | VSMSHP | Non-Ducted CEE Tier 2
207699116 | Mini/Multi Split | LENNOX | HMSV-A-CB-O | MPC024S4M-1P |  | Non-Ducted Indoor Units | 0 |  | 24000 | 24.6 | 10 | 24800 | 17800 | 71.77% | 1.93 | 13 | 13.4 |  |  |  |  | R-410A | 2 | Residential & Commercial | VSMSHP | Non-Ducted CEE Tier 2
207699107 | Mini/Multi Split | LENNOX | HMSV-A-CB-O | MLB048S4M-2P |  | Non-Ducted Indoor Units | 0 |  | 48000 | 21.8 | 9.8 | 49000 | 45000 | 91.84% | 2 | 11.6 | 11.7 |  |  |  |  | R-410A | 4 | Residential & Commercial | VSMSHP | Non-Ducted CEE Tier 2
207699104 | Mini/Multi Split | LENNOX | HMSV-A-CB-O | MLB036S4M-1P |  | Non-Ducted Indoor Units | 0 |  | 36000 | 22.2 | 10.3 | 37000 | 36000 | 97.3% | 1.9 | 13.6 | 13.6 |  |  |  |  | R-410A | 3 | Residential & Commercial | VSMSHP | Non-Ducted CEE Tier 2
216771328 | Mini/Multi Split | COSTWAY | HMSV-A-CB-O | FP10840US-WH |  | Non-Ducted Indoor Units | 0 |  | 30000 | 23 | 10 | 30000 | 24600 | 82% | 2 | 0 | 12.5 |  |  |  |  | R-32 | 2.5 | Residential & Commercial | VSMSHP | Non-Ducted CEE Tier 2
214097935 | Mini/Multi Split | AUX | HMSV-A-CB-O | AM2-H18/2DR3A |  | Non-Ducted Indoor Units | 0 |  | 17700 | 22 | 10 | 18000 | 14000 | 77.78% | 2 | 0 | 12.3 |  |  |  |  | R-32 | 1.475 | Residential & Commercial | VSMSHP | Non-Ducted CEE Tier 2
216770124 | Mini/Multi Split | WILLIS | HMSV-A-CB-O | GWHD(18)ND6MO |  | Non-Ducted Indoor Units | 0 |  | 18000 | 21 | 10 | 18000 | 13800 | 76.67% | 2 | 0 | 12 |  |  |  |  | R-32 | 1.5 | Residential & Commercial | VSMSHP | Non-Ducted CEE Tier 2
216770125 | Mini/Multi Split | WILLIS | HMSV-A-CB-O | GWHD(24)ND6MO |  | Non-Ducted Indoor Units | 0 |  | 24000 | 21 | 10 | 24000 | 21600 | 90% | 2 | 0 | 13.3 |  |  |  |  | R-32 | 2 | Residential & Commercial | VSMSHP | Non-Ducted CEE Tier 2
216770126 | Mini/Multi Split | WILLIS | HMSV-A-CB-O | GWHD(30)ND6MO |  | Non-Ducted Indoor Units | 0 |  | 28400 | 21 | 10 | 30000 | 27000 | 90% | 2.07 | 0 | 13.6 |  |  |  |  | R-32 | 2.3667 | Residential & Commercial | VSMSHP | Non-Ducted CEE Tier 2
216770127 | Mini/Multi Split | WILLIS | HMSV-A-CB-O | GWHD(36)ND6MO |  | Non-Ducted Indoor Units | 0 |  | 36000 | 21 | 10 | 36000 | 36000 | 100% | 2.1 | 0 | 12 |  |  |  |  | R-32 | 3 | Residential & Commercial | VSMSHP | Non-Ducted CEE Tier 2
216770128 | Mini/Multi Split | WILLIS | HMSV-A-CB-O | GWHD(42)ND6MO |  | Non-Ducted Indoor Units | 0 |  | 42000 | 21 | 10 | 42000 | 37800 | 90% | 2.1 | 0 | 13 |  |  |  |  | R-32 | 3.5 | Residential & Commercial | VSMSHP | Non-Ducted CEE Tier 2
207698162 | Mini/Multi Split | Pioneer | HMSV-A-CB-O | YN020GLFI22M2D |  | Non-Ducted Indoor Units | 0 |  | 17000 | 22 | 9 | 19600 | 13800 | 70.41% | 1.8 | 12.5 | 12 |  |  |  |  | R-410A | 1.4167 | Residential & Commercial | VSMSHP
207683483 | Mini/Multi Split | MIDEA | HMSV-A-CB-O | MMCMHAQ48EA3 |  | Non-Ducted Indoor Units | 0 |  | 48000 | 21.8 | 9.8 | 49000 | 45000 | 91.84% | 2 | 11.6 | 11.7 |  |  |  |  | R-410A | 4 | Residential & Commercial | VSMSHP | Non-Ducted CEE Tier 2
207683477 | Mini/Multi Split | MIDEA | HMSV-A-CB-O | MMCMHAQ30DA3 |  | Non-Ducted Indoor Units | 0 |  | 30000 | 26 | 9.8 | 30000 | 25200 | 84% | 1.8 | 12.5 | 13 |  |  |  |  | R-410A | 2.5 | Residential & Commercial | VSMSHP | Non-Ducted CEE Tier 2
207683474 | Mini/Multi Split | MIDEA | HMSV-A-CB-O | MMCMHAQ24CA3 |  | Non-Ducted Indoor Units | 0 |  | 24000 | 24.6 | 10 | 25000 | 18500 | 74% | 1.9 | 13.1 | 13.4 |  |  |  |  | R-410A | 2 | Residential & Commercial | VSMSHP | Non-Ducted CEE Tier 2
207683271 | Mini/Multi Split | CanAir | HMSV-A-CB-O | C28MC548H21 |  | Non-Ducted Indoor Units | 0 |  | 48000 | 21.8 | 9.8 | 49000 | 45000 | 91.84% | 2 | 11.6 | 11.7 |  |  |  |  | R-410A | 4 | Residential & Commercial | VSMSHP | Non-Ducted CEE Tier 2
207683265 | Mini/Multi Split | CanAir | HMSV-A-CB-O | C28MC324H21 |  | Non-Ducted Indoor Units | 0 |  | 24000 | 24.6 | 10 | 25000 | 18500 | 74% | 1.9 | 13.1 | 13.4 |  |  |  |  | R-410A | 2 | Residential & Commercial | VSMSHP | Non-Ducted CEE Tier 2
207683238 | Mini/Multi Split | NAPOLEON | HMSV-A-CB-O | NDHAM-28-O |  | Non-Ducted Indoor Units | 0 |  | 28000 | 22.6 | 9.8 | 28000 | 25000 | 89.29% | 1.8 | 11.5 | 11.8 |  |  |  |  | R-410A | 2.3333 | Residential & Commercial | VSMSHP | Non-Ducted CEE Tier 2
207658982 | Mini/Multi Split | COMFORTSTAR | HMSV-A-CB-O | CVH-36-4SH |  | Non-Ducted Indoor Units | 0 |  | 36000 | 22.2 | 10.3 | 37000 | 36000 | 97.3% | 1.9 | 13.6 | 13.6 |  |  |  |  | R-410A | 3 | Residential & Commercial | VSMSHP | Non-Ducted CEE Tier 2
207683241 | Mini/Multi Split | NAPOLEON | HMSV-A-CB-O | NDHAM-36-O |  | Non-Ducted Indoor Units | 0 |  | 36000 | 20 | 9.7 | 37000 | 36000 | 97.3% | 1.9 | 12.5 | 12.5 |  |  |  |  | R-410A | 3 | Residential & Commercial | VSMSHP | Non-Ducted CEE Tier 2
207658984 | Mini/Multi Split | COMFORTSTAR | HMSV-A-CB-O | CVH-48-5SH |  | Non-Ducted Indoor Units | 0 |  | 48000 | 21.8 | 9.8 | 49000 | 45000 | 91.84% | 2 | 11.6 | 11.7 |  |  |  |  | R-410A | 4 | Residential & Commercial | VSMSHP | Non-Ducted CEE Tier 2
207658976 | Mini/Multi Split | COMFORTSTAR | HMSV-A-CB-O | CVH-18-2SH |  | Non-Ducted Indoor Units | 0 |  | 19000 | 22 | 9.8 | 20000 | 19700 | 98.5% | 1.9 | 12.5 | 12.5 |  |  |  |  | R-410A | 1.5833 | Residential & Commercial | VSMSHP | Non-Ducted CEE Tier 2
207658979 | Mini/Multi Split | COMFORTSTAR | HMSV-A-CB-O | CVH-27-3SH |  | Non-Ducted Indoor Units | 0 |  | 28000 | 23 | 10.6 | 28000 | 25000 | 89.29% | 1.8 | 12.5 | 12.5 |  |  |  |  | R-410A | 2.3333 | Residential & Commercial | VSMSHP | Non-Ducted CEE Tier 2
207658618 | Mini/Multi Split | MDV | HMSV-A-CB-O | M5OG-48HFN1-M-[X]-20-L |  | Non-Ducted Indoor Units | 0 |  | 48000 | 21.8 | 9.8 | 49000 | 45000 | 91.84% | 2 | 11.6 | 11.7 |  |  |  |  | R-410A | 4 | Residential & Commercial | VSMSHP | Non-Ducted CEE Tier 2
207657622 | Mini/Multi Split | Convectair | HMSV-A-CB-O | 8422-C36-O |  | Non-Ducted Indoor Units | 0 |  | 36000 | 22.2 | 10.3 | 37000 | 36000 | 97.3% | 1.9 | 13.6 | 13.6 |  |  |  |  | R-410A | 3 | Residential & Commercial | VSMSHP | Non-Ducted CEE Tier 2
207657617 | Mini/Multi Split | COMFORT-AIRE | HMSV-A-CB-O | A-VMH48PV-1 |  | Non-Ducted Indoor Units | 0 |  | 48000 | 21.8 | 9.8 | 49000 | 45000 | 91.84% | 2 | 11.6 | 11.7 |  |  |  |  | R-410A | 4 | Residential & Commercial | VSMSHP | Non-Ducted CEE Tier 2
207657612 | Mini/Multi Split | COMFORT-AIRE | HMSV-A-CB-O | A-VMH28TV-1 |  | Non-Ducted Indoor Units | 0 |  | 28000 | 23 | 10.6 | 28000 | 25000 | 89.29% | 1.8 | 12.5 | 12.5 |  |  |  |  | R-410A | 2.3333 | Residential & Commercial | VSMSHP | Non-Ducted CEE Tier 2
207657615 | Mini/Multi Split | COMFORT-AIRE | HMSV-A-CB-O | A-VMH36QV-1 |  | Non-Ducted Indoor Units | 0 |  | 36000 | 22.2 | 10.3 | 37000 | 36000 | 97.3% | 1.9 | 13.6 | 13.6 |  |  |  |  | R-410A | 3 | Residential & Commercial | VSMSHP | Non-Ducted CEE Tier 2
207657610 | Mini/Multi Split | COMFORT-AIRE | HMSV-A-CB-O | A-VMH18DV-1 |  | Non-Ducted Indoor Units | 0 |  | 19000 | 22 | 9.8 | 20000 | 19700 | 98.5% | 1.9 | 12.5 | 12.5 |  |  |  |  | R-410A | 1.5833 | Residential & Commercial | VSMSHP | Non-Ducted CEE Tier 2
207657606 | Mini/Multi Split | KERR | HMSV-A-CB-O | A-KMH48PV-1 |  | Non-Ducted Indoor Units | 0 |  | 48000 | 21.8 | 9.8 | 49000 | 45000 | 91.84% | 2 | 11.6 | 11.7 |  |  |  |  | R-410A | 4 | Residential & Commercial | VSMSHP | Non-Ducted CEE Tier 2
207657601 | Mini/Multi Split | KERR | HMSV-A-CB-O | A-KMH28TV-1 |  | Non-Ducted Indoor Units | 0 |  | 28000 | 23 | 10.6 | 28000 | 25000 | 89.29% | 1.8 | 12.5 | 12.5 |  |  |  |  | R-410A | 2.3333 | Residential & Commercial | VSMSHP | Non-Ducted CEE Tier 2
207657604 | Mini/Multi Split | KERR | HMSV-A-CB-O | A-KMH36QV-1 |  | Non-Ducted Indoor Units | 0 |  | 36000 | 22.2 | 10.3 | 37000 | 36000 | 97.3% | 1.9 | 13.6 | 13.6 |  |  |  |  | R-410A | 3 | Residential & Commercial | VSMSHP | Non-Ducted CEE Tier 2
207657599 | Mini/Multi Split | KERR | HMSV-A-CB-O | A-KMH18DV-1 |  | Non-Ducted Indoor Units | 0 |  | 19000 | 22 | 9.8 | 20000 | 19700 | 98.5% | 1.9 | 12.5 | 12.5 |  |  |  |  | R-410A | 1.5833 | Residential & Commercial | VSMSHP | Non-Ducted CEE Tier 2
207657341 | Mini/Multi Split | PERFECTAIRE | HMSV-A-CB-O | 3PAMS36-HH-MZO4 |  | Non-Ducted Indoor Units | 0 |  | 36000 | 20 | 9.7 | 37000 | 36000 | 97.3% | 1.9 | 12.5 | 12.5 |  |  |  |  | R-410A | 3 | Residential & Commercial | VSMSHP | Non-Ducted CEE Tier 2
207657344 | Mini/Multi Split | PERFECTAIRE | HMSV-A-CB-O | 3PAMS48-HH-MZO5 |  | Non-Ducted Indoor Units | 0 |  | 48000 | 21.2 | 10 | 49000 | 45000 | 91.84% | 2 | 11 | 11 |  |  |  |  | R-410A | 4 | Residential & Commercial | VSMSHP | Non-Ducted CEE Tier 2
207657339 | Mini/Multi Split | PERFECTAIRE | HMSV-A-CB-O | 3PAMS27-HH-MZO3 |  | Non-Ducted Indoor Units | 0 |  | 28000 | 22.6 | 9.8 | 28000 | 25000 | 89.29% | 1.8 | 11.5 | 11.8 |  |  |  |  | R-410A | 2.3333 | Residential & Commercial | VSMSHP | Non-Ducted CEE Tier 2
207657335 | Mini/Multi Split | PERFECTAIRE | HMSV-A-CB-O | 3PAMS18-HH-MZO2 |  | Non-Ducted Indoor Units | 0 |  | 19000 | 20.5 | 9 | 20000 | 18000 | 90% | 1.8 | 12.5 | 12.5 |  |  |  |  | R-410A | 1.5833 | Residential & Commercial | VSMSHP
207643188 | Mini/Multi Split | AIRQUEST | HMSV-A-CB-O | DLCMHBH48EAK |  | Non-Ducted Indoor Units | 0 |  | 48000 | 21.2 | 10 | 49000 | 45000 | 91.84% | 2 | 11 | 11 |  |  |  |  | R-410A | 4 | Residential & Commercial | VSMSHP | Non-Ducted CEE Tier 2
207643191 | Mini/Multi Split | AIRQUEST | HMSV-A-CB-O | DLCMHBH36DAK |  | Non-Ducted Indoor Units | 0 |  | 36000 | 20 | 9.7 | 37000 | 36000 | 97.3% | 1.9 | 12.5 | 12.5 |  |  |  |  | R-410A | 3 | Residential & Commercial | VSMSHP | Non-Ducted CEE Tier 2
207643179 | Mini/Multi Split | AIRQUEST | HMSV-A-CB-O | DLCMHBH24CAK |  | Non-Ducted Indoor Units | 0 |  | 24000 | 22.3 | 9.6 | 24000 | 17000 | 70.83% | 1.83 | 12.5 | 12.5 |  |  |  |  | R-410A | 2 | Residential & Commercial | VSMSHP | Non-Ducted CEE Tier 2
207643167 | Mini/Multi Split | SMART COMFORT | HMSV-A-CB-O | DLCMHBH48EAK |  | Non-Ducted Indoor Units | 0 |  | 48000 | 21.2 | 10 | 49000 | 45000 | 91.84% | 2 | 11 | 11 |  |  |  |  | R-410A | 4 | Residential & Commercial | VSMSHP | Non-Ducted CEE Tier 2
207643158 | Mini/Multi Split | SMART COMFORT | HMSV-A-CB-O | DLCMHBH24CAK |  | Non-Ducted Indoor Units | 0 |  | 24000 | 22.3 | 9.6 | 24000 | 17000 | 70.83% | 1.83 | 12.5 | 12.5 |  |  |  |  | R-410A | 2 | Residential & Commercial | VSMSHP | Non-Ducted CEE Tier 2
207643146 | Mini/Multi Split | TEMPSTAR | HMSV-A-CB-O | DLCMHBH48EAK |  | Non-Ducted Indoor Units | 0 |  | 48000 | 21.2 | 10 | 49000 | 45000 | 91.84% | 2 | 11 | 11 |  |  |  |  | R-410A | 4 | Residential & Commercial | VSMSHP | Non-Ducted CEE Tier 2
207643137 | Mini/Multi Split | TEMPSTAR | HMSV-A-CB-O | DLCMHBH24CAK |  | Non-Ducted Indoor Units | 0 |  | 24000 | 22.3 | 9.6 | 24000 | 17000 | 70.83% | 1.83 | 12.5 | 12.5 |  |  |  |  | R-410A | 2 | Residential & Commercial | VSMSHP | Non-Ducted CEE Tier 2
207643125 | Mini/Multi Split | MIDEA | HMSV-A-CB-O | DLCMHBH48EAK |  | Non-Ducted Indoor Units | 0 |  | 48000 | 21.2 | 10 | 49000 | 45000 | 91.84% | 2 | 11 | 11 |  |  |  |  | R-410A | 4 | Residential & Commercial | VSMSHP | Non-Ducted CEE Tier 2
207643128 | Mini/Multi Split | MIDEA | HMSV-A-CB-O | DLCMHBH36DAK |  | Non-Ducted Indoor Units | 0 |  | 36000 | 20 | 9.7 | 37000 | 36000 | 97.3% | 1.9 | 12.5 | 12.5 |  |  |  |  | R-410A | 3 | Residential & Commercial | VSMSHP | Non-Ducted CEE Tier 2
207643116 | Mini/Multi Split | MIDEA | HMSV-A-CB-O | DLCMHBH24CAK |  | Non-Ducted Indoor Units | 0 |  | 24000 | 22.3 | 9.6 | 24000 | 17000 | 70.83% | 1.83 | 12.5 | 12.5 |  |  |  |  | R-410A | 2 | Residential & Commercial | VSMSHP | Non-Ducted CEE Tier 2
207643104 | Mini/Multi Split | KENMORE | HMSV-A-CB-O | DLCMHBH48EAK |  | Non-Ducted Indoor Units | 0 |  | 48000 | 21.2 | 10 | 49000 | 45000 | 91.84% | 2 | 11 | 11 |  |  |  |  | R-410A | 4 | Residential & Commercial | VSMSHP | Non-Ducted CEE Tier 2
207643107 | Mini/Multi Split | KENMORE | HMSV-A-CB-O | DLCMHBH36DAK |  | Non-Ducted Indoor Units | 0 |  | 36000 | 20 | 9.7 | 37000 | 36000 | 97.3% | 1.9 | 12.5 | 12.5 |  |  |  |  | R-410A | 3 | Residential & Commercial | VSMSHP | Non-Ducted CEE Tier 2
207643095 | Mini/Multi Split | KENMORE | HMSV-A-CB-O | DLCMHBH24CAK |  | Non-Ducted Indoor Units | 0 |  | 24000 | 22.3 | 9.6 | 24000 | 17000 | 70.83% | 1.83 | 12.5 | 12.5 |  |  |  |  | R-410A | 2 | Residential & Commercial | VSMSHP | Non-Ducted CEE Tier 2
207643083 | Mini/Multi Split | KEEPRITE | HMSV-A-CB-O | DLCMHBH48EAK |  | Non-Ducted Indoor Units | 0 |  | 48000 | 21.2 | 10 | 49000 | 45000 | 91.84% | 2 | 11 | 11 |  |  |  |  | R-410A | 4 | Residential & Commercial | VSMSHP | Non-Ducted CEE Tier 2
207643074 | Mini/Multi Split | KEEPRITE | HMSV-A-CB-O | DLCMHBH24CAK |  | Non-Ducted Indoor Units | 0 |  | 24000 | 22.3 | 9.6 | 24000 | 17000 | 70.83% | 1.83 | 12.5 | 12.5 |  |  |  |  | R-410A | 2 | Residential & Commercial | VSMSHP | Non-Ducted CEE Tier 2
207643062 | Mini/Multi Split | HEIL | HMSV-A-CB-O | DLCMHBH48EAK |  | Non-Ducted Indoor Units | 0 |  | 48000 | 21.2 | 10 | 49000 | 45000 | 91.84% | 2 | 11 | 11 |  |  |  |  | R-410A | 4 | Residential & Commercial | VSMSHP | Non-Ducted CEE Tier 2
207643053 | Mini/Multi Split | HEIL | HMSV-A-CB-O | DLCMHBH24CAK |  | Non-Ducted Indoor Units | 0 |  | 24000 | 22.3 | 9.6 | 24000 | 17000 | 70.83% | 1.83 | 12.5 | 12.5 |  |  |  |  | R-410A | 2 | Residential & Commercial | VSMSHP | Non-Ducted CEE Tier 2
207643041 | Mini/Multi Split | DAY & NIGHT | HMSV-A-CB-O | DLCMHBH48EAK |  | Non-Ducted Indoor Units | 0 |  | 48000 | 21.2 | 10 | 49000 | 45000 | 91.84% | 2 | 11 | 11 |  |  |  |  | R-410A | 4 | Residential & Commercial | VSMSHP | Non-Ducted CEE Tier 2
207643044 | Mini/Multi Split | DAY & NIGHT | HMSV-A-CB-O | DLCMHBH36DAK |  | Non-Ducted Indoor Units | 0 |  | 36000 | 20 | 9.7 | 37000 | 36000 | 97.3% | 1.9 | 12.5 | 12.5 |  |  |  |  | R-410A | 3 | Residential & Commercial | VSMSHP | Non-Ducted CEE Tier 2
207643032 | Mini/Multi Split | DAY & NIGHT | HMSV-A-CB-O | DLCMHBH24CAK |  | Non-Ducted Indoor Units | 0 |  | 24000 | 22.3 | 9.6 | 24000 | 17000 | 70.83% | 1.83 | 12.5 | 12.5 |  |  |  |  | R-410A | 2 | Residential & Commercial | VSMSHP | Non-Ducted CEE Tier 2
207643020 | Mini/Multi Split | COMFORTMAKER | HMSV-A-CB-O | DLCMHBH48EAK |  | Non-Ducted Indoor Units | 0 |  | 48000 | 21.2 | 10 | 49000 | 45000 | 91.84% | 2 | 11 | 11 |  |  |  |  | R-410A | 4 | Residential & Commercial | VSMSHP | Non-Ducted CEE Tier 2
207643023 | Mini/Multi Split | COMFORTMAKER | HMSV-A-CB-O | DLCMHBH36DAK |  | Non-Ducted Indoor Units | 0 |  | 36000 | 20 | 9.7 | 37000 | 36000 | 97.3% | 1.9 | 12.5 | 12.5 |  |  |  |  | R-410A | 3 | Residential & Commercial | VSMSHP | Non-Ducted CEE Tier 2
207643011 | Mini/Multi Split | COMFORTMAKER | HMSV-A-CB-O | DLCMHBH24CAK |  | Non-Ducted Indoor Units | 0 |  | 24000 | 22.3 | 9.6 | 24000 | 17000 | 70.83% | 1.83 | 12.5 | 12.5 |  |  |  |  | R-410A | 2 | Residential & Commercial | VSMSHP | Non-Ducted CEE Tier 2
207642999 | Mini/Multi Split | ARCOAIRE | HMSV-A-CB-O | DLCMHBH48EAK |  | Non-Ducted Indoor Units | 0 |  | 48000 | 21.2 | 10 | 49000 | 45000 | 91.84% | 2 | 11 | 11 |  |  |  |  | R-410A | 4 | Residential & Commercial | VSMSHP | Non-Ducted CEE Tier 2
207642990 | Mini/Multi Split | ARCOAIRE | HMSV-A-CB-O | DLCMHBH24CAK |  | Non-Ducted Indoor Units | 0 |  | 24000 | 22.3 | 9.6 | 24000 | 17000 | 70.83% | 1.83 | 12.5 | 12.5 |  |  |  |  | R-410A | 2 | Residential & Commercial | VSMSHP | Non-Ducted CEE Tier 2
207642975 | Mini/Multi Split | MIDEA | HMSV-A-CB-O | 38MGHBQ36DA3 |  | Non-Ducted Indoor Units | 0 |  | 36000 | 22.2 | 10.3 | 37000 | 36000 | 97.3% | 1.9 | 13.6 | 13.6 |  |  |  |  | R-410A | 3 | Residential & Commercial | VSMSHP | Non-Ducted CEE Tier 2
207642972 | Mini/Multi Split | MIDEA | HMSV-A-CB-O | 38MGHBQ48EA3 |  | Non-Ducted Indoor Units | 0 |  | 48000 | 21.8 | 9.8 | 49000 | 45000 | 91.84% | 2 | 11.6 | 11.7 |  |  |  |  | R-410A | 4 | Residential & Commercial | VSMSHP | Non-Ducted CEE Tier 2
207642963 | Mini/Multi Split | MIDEA | HMSV-A-CB-O | 38MGHBQ24CA3 |  | Non-Ducted Indoor Units | 0 |  | 24000 | 24.6 | 10 | 25000 | 18500 | 74% | 1.9 | 13.1 | 13.4 |  |  |  |  | R-410A | 2 | Residential & Commercial | VSMSHP | Non-Ducted CEE Tier 2
207642966 | Mini/Multi Split | MIDEA | HMSV-A-CB-O | 38MGHBQ30DA3 |  | Non-Ducted Indoor Units | 0 |  | 30000 | 26 | 9.8 | 30000 | 25200 | 84% | 1.8 | 12.5 | 13 |  |  |  |  | R-410A | 2.5 | Residential & Commercial | VSMSHP | Non-Ducted CEE Tier 2
207642951 | Mini/Multi Split | Weathermaker | HMSV-A-CB-O | 38MGHBQ48EA3 |  | Non-Ducted Indoor Units | 0 |  | 48000 | 21.8 | 9.8 | 49000 | 45000 | 91.84% | 2 | 11.6 | 11.7 |  |  |  |  | R-410A | 4 | Residential & Commercial | VSMSHP | Non-Ducted CEE Tier 2
207642942 | Mini/Multi Split | Weathermaker | HMSV-A-CB-O | 38MGHBQ24CA3 |  | Non-Ducted Indoor Units | 0 |  | 24000 | 24.6 | 10 | 25000 | 18500 | 74% | 1.9 | 13.1 | 13.4 |  |  |  |  | R-410A | 2 | Residential & Commercial | VSMSHP | Non-Ducted CEE Tier 2
207642945 | Mini/Multi Split | Weathermaker | HMSV-A-CB-O | 38MGHBQ30DA3 |  | Non-Ducted Indoor Units | 0 |  | 30000 | 26 | 9.8 | 30000 | 25200 | 84% | 1.8 | 12.5 | 13 |  |  |  |  | R-410A | 2.5 | Residential & Commercial | VSMSHP | Non-Ducted CEE Tier 2
207642930 | Mini/Multi Split | PAYNE | HMSV-A-CB-O | 38MGHBQ48EA3 |  | Non-Ducted Indoor Units | 0 |  | 48000 | 21.8 | 9.8 | 49000 | 45000 | 91.84% | 2 | 11.6 | 11.7 |  |  |  |  | R-410A | 4 | Residential & Commercial | VSMSHP | Non-Ducted CEE Tier 2
207642933 | Mini/Multi Split | PAYNE | HMSV-A-CB-O | 38MGHBQ36DA3 |  | Non-Ducted Indoor Units | 0 |  | 36000 | 22.2 | 10.3 | 37000 | 36000 | 97.3% | 1.9 | 13.6 | 13.6 |  |  |  |  | R-410A | 3 | Residential & Commercial | VSMSHP | Non-Ducted CEE Tier 2
207642924 | Mini/Multi Split | PAYNE | HMSV-A-CB-O | 38MGHBQ30DA3 |  | Non-Ducted Indoor Units | 0 |  | 30000 | 26 | 9.8 | 30000 | 25200 | 84% | 1.8 | 12.5 | 13 |  |  |  |  | R-410A | 2.5 | Residential & Commercial | VSMSHP | Non-Ducted CEE Tier 2
207642921 | Mini/Multi Split | PAYNE | HMSV-A-CB-O | 38MGHBQ24CA3 |  | Non-Ducted Indoor Units | 0 |  | 24000 | 24.6 | 10 | 25000 | 18500 | 74% | 1.9 | 13.1 | 13.4 |  |  |  |  | R-410A | 2 | Residential & Commercial | VSMSHP | Non-Ducted CEE Tier 2
207642912 | Mini/Multi Split | BRYANT | HMSV-A-CB-O | 38MGHBQ36DA3 |  | Non-Ducted Indoor Units | 0 |  | 36000 | 22.2 | 10.3 | 37000 | 36000 | 97.3% | 1.9 | 13.6 | 13.6 |  |  |  |  | R-410A | 3 | Residential & Commercial | VSMSHP | Non-Ducted CEE Tier 2
207642909 | Mini/Multi Split | BRYANT | HMSV-A-CB-O | 38MGHBQ48EA3 |  | Non-Ducted Indoor Units | 0 |  | 48000 | 21.8 | 9.8 | 49000 | 45000 | 91.84% | 2 | 11.6 | 11.7 |  |  |  |  | R-410A | 4 | Residential & Commercial | VSMSHP | Non-Ducted CEE Tier 2
207642900 | Mini/Multi Split | BRYANT | HMSV-A-CB-O | 38MGHBQ24CA3 |  | Non-Ducted Indoor Units | 0 |  | 24000 | 24.6 | 10 | 25000 | 18500 | 74% | 1.9 | 13.1 | 13.4 |  |  |  |  | R-410A | 2 | Residential & Commercial | VSMSHP | Non-Ducted CEE Tier 2
207642903 | Mini/Multi Split | BRYANT | HMSV-A-CB-O | 38MGHBQ30DA3 |  | Non-Ducted Indoor Units | 0 |  | 30000 | 26 | 9.8 | 30000 | 25200 | 84% | 1.8 | 12.5 | 13 |  |  |  |  | R-410A | 2.5 | Residential & Commercial | VSMSHP | Non-Ducted CEE Tier 2
207642888 | Mini/Multi Split | CARRIER | HMSV-A-CB-O | 38MGHBQ48EA3 |  | Non-Ducted Indoor Units | 0 |  | 48000 | 21.8 | 9.8 | 49000 | 45000 | 91.84% | 2 | 11.6 | 11.7 |  |  |  |  | R-410A | 4 | Residential & Commercial | VSMSHP | Non-Ducted CEE Tier 2
207642891 | Mini/Multi Split | CARRIER | HMSV-A-CB-O | 38MGHBQ36DA3 |  | Non-Ducted Indoor Units | 0 |  | 36000 | 22.2 | 10.3 | 37000 | 36000 | 97.3% | 1.9 | 13.6 | 13.6 |  |  |  |  | R-410A | 3 | Residential & Commercial | VSMSHP | Non-Ducted CEE Tier 2
207642882 | Mini/Multi Split | CARRIER | HMSV-A-CB-O | 38MGHBQ30DA3 |  | Non-Ducted Indoor Units | 0 |  | 30000 | 26 | 9.8 | 30000 | 25200 | 84% | 1.8 | 12.5 | 13 |  |  |  |  | R-410A | 2.5 | Residential & Commercial | VSMSHP | Non-Ducted CEE Tier 2
207642879 | Mini/Multi Split | CARRIER | HMSV-A-CB-O | 38MGHBQ24CA3 |  | Non-Ducted Indoor Units | 0 |  | 24000 | 24.6 | 10 | 25000 | 18500 | 74% | 1.9 | 13.1 | 13.4 |  |  |  |  | R-410A | 2 | Residential & Commercial | VSMSHP | Non-Ducted CEE Tier 2
207641322 | Mini/Multi Split | LBG Products | HMSV-A-CB-O | LMUHB36DO |  | Non-Ducted Indoor Units | 0 |  | 36000 | 20 | 9.7 | 37000 | 36000 | 97.3% | 1.9 | 12.5 | 12.5 |  |  |  |  | R-410A | 3 | Residential & Commercial | VSMSHP | Non-Ducted CEE Tier 2
207641325 | Mini/Multi Split | LBG Products | HMSV-A-CB-O | LMUHB48DO |  | Non-Ducted Indoor Units | 0 |  | 48000 | 21.2 | 10 | 49000 | 45000 | 91.84% | 2 | 11 | 11 |  |  |  |  | R-410A | 4 | Residential & Commercial | VSMSHP | Non-Ducted CEE Tier 2
207641320 | Mini/Multi Split | LBG Products | HMSV-A-CB-O | LMUHB27DO |  | Non-Ducted Indoor Units | 0 |  | 28000 | 22.6 | 9.8 | 28000 | 25000 | 89.29% | 1.8 | 11.5 | 11.8 |  |  |  |  | R-410A | 2.3333 | Residential & Commercial | VSMSHP | Non-Ducted CEE Tier 2
207641316 | Mini/Multi Split | LBG Products | HMSV-A-CB-O | LMUHB18DO |  | Non-Ducted Indoor Units | 0 |  | 19000 | 20.5 | 9 | 20000 | 18000 | 90% | 1.8 | 12.5 | 12.5 |  |  |  |  | R-410A | 1.5833 | Residential & Commercial | VSMSHP
207641300 | Mini/Multi Split | BLUERIDGE | HMSV-A-CB-O | BMM48HHC |  | Non-Ducted Indoor Units | 0 |  | 48000 | 21.2 | 10 | 49000 | 45000 | 91.84% | 2 | 11 | 11 |  |  |  |  | R-410A | 4 | Residential & Commercial | VSMSHP | Non-Ducted CEE Tier 2
207641291 | Mini/Multi Split | BLUERIDGE | HMSV-A-CB-O | BMM18HHC |  | Non-Ducted Indoor Units | 0 |  | 19000 | 20.5 | 9 | 20000 | 18000 | 90% | 1.8 | 12.5 | 12.5 |  |  |  |  | R-410A | 1.5833 | Residential & Commercial | VSMSHP
207641297 | Mini/Multi Split | BLUERIDGE | HMSV-A-CB-O | BMM36HHC |  | Non-Ducted Indoor Units | 0 |  | 36000 | 20 | 9.7 | 37000 | 36000 | 97.3% | 1.9 | 12.5 | 12.5 |  |  |  |  | R-410A | 3 | Residential & Commercial | VSMSHP | Non-Ducted CEE Tier 2
207641295 | Mini/Multi Split | BLUERIDGE | HMSV-A-CB-O | BMM27HHC |  | Non-Ducted Indoor Units | 0 |  | 28000 | 22.6 | 9.8 | 28000 | 25000 | 89.29% | 1.8 | 11.5 | 11.8 |  |  |  |  | R-410A | 2.3333 | Residential & Commercial | VSMSHP | Non-Ducted CEE Tier 2
207641228 | Mini/Multi Split | MDV | HMSV-A-CB-O | M4OI-36HFN1-M |  | Non-Ducted Indoor Units | 0 |  | 36000 | 22.2 | 10.3 | 37000 | 36000 | 97.3% | 1.9 | 13.6 | 13.6 |  |  |  |  | R-410A | 3 | Residential & Commercial | VSMSHP | Non-Ducted CEE Tier 2
207617657 | Mini/Multi Split | MDV | HMSV-A-CB-O | M5OG-42HFN1-M-[X] |  | Non-Ducted Indoor Units | 0 |  | 42000 | 22.3 | 10.5 | 43000 | 44000 | 102.3% | 2 | 12.5 | 11.7 |  |  |  |  | R-410A | 3.5 | Residential & Commercial | VSMSHP | Non-Ducted CEE Tier 2
207641233 | Mini/Multi Split | MDV | HMSV-A-CB-O | M3OJ-24HFN1-M* |  | Non-Ducted Indoor Units | 0 |  | 24000 | 22.3 | 9.6 | 24000 | 17000 | 70.83% | 1.83 | 12.5 | 12.5 |  |  |  |  | R-410A | 2 | Residential & Commercial | VSMSHP | Non-Ducted CEE Tier 2
207641236 | Mini/Multi Split | MDV | HMSV-A-CB-O | M2OI-18HFN1-M* |  | Non-Ducted Indoor Units | 0 |  | 19000 | 20.5 | 9 | 20000 | 18000 | 90% | 1.8 | 12.5 | 12.5 |  |  |  |  | R-410A | 1.5833 | Residential & Commercial | VSMSHP
207617655 | Mini/Multi Split | MDV | HMSV-A-CB-O | M3OI-24HFN1-M |  | Non-Ducted Indoor Units | 0 |  | 24000 | 23.7 | 10.8 | 24000 | 24000 | 100% | 1.8 | 12.6 | 12.8 |  |  |  |  | R-410A | 2 | Residential & Commercial | VSMSHP | Non-Ducted CEE Tier 2
207617652 | Mini/Multi Split | MDV | HMSV-A-CB-O | M4OG-30HFN1-M |  | Non-Ducted Indoor Units | 0 |  | 30000 | 26 | 9.8 | 30000 | 25200 | 84% | 1.8 | 12.5 | 13 |  |  |  |  | R-410A | 2.5 | Residential & Commercial | VSMSHP | Non-Ducted CEE Tier 2
207616620 | Mini/Multi Split | SMARTFLEX | HMSV-A-CB-O | DHS42CMB22S |  | Non-Ducted Indoor Units | 0 |  | 42000 | 16 | 8.6 | 42000 | 31200 | 74.29% | 1.82 | 9 | 9 |  |  |  |  | R-410A | 3.5 | Residential & Commercial | VSMSHP
207617649 | Mini/Multi Split | MDV | HMSV-A-CB-O | M3OJ-24HFN1-M |  | Non-Ducted Indoor Units | 0 |  | 24000 | 24.6 | 10 | 25000 | 18500 | 74% | 1.9 | 13.1 | 13.4 |  |  |  |  | R-410A | 2 | Residential & Commercial | VSMSHP | Non-Ducted CEE Tier 2
207616612 | Mini/Multi Split | SMARTFLEX | HRCU-A-CB-O | DHS18CMB22S |  | Non-Ducted Indoor Units | 0 |  | 18000 | 20 | 10 | 21000 | 21800 | 103.8% | 1.81 | 12.5 | 12 |  |  |  |  | R-410A | 1.5 | Residential & Commercial | VSMSHP | Non-Ducted CEE Tier 2
207616617 | Mini/Multi Split | SMARTFLEX | HMSV-A-CB-O | DHS36CMB22S |  | Non-Ducted Indoor Units | 0 |  | 36000 | 16 | 8.6 | 36000 | 28200 | 78.33% | 1.82 | 9 | 9 |  |  |  |  | R-410A | 3 | Residential & Commercial | VSMSHP
207616614 | Mini/Multi Split | SMARTFLEX | HMSV-A-CB-O | DHS24CMB22S |  | Non-Ducted Indoor Units | 0 |  | 22000 | 20 | 10 | 26000 | 30000 | 115.4% | 1.8 | 12.5 | 12 |  |  |  |  | R-410A | 1.8333 | Residential & Commercial | VSMSHP | Non-Ducted CEE Tier 2
207616600 | Mini/Multi Split | Coleman | HMSV-A-CB-O | DHS42CMB22S |  | Non-Ducted Indoor Units | 0 |  | 42000 | 16 | 8.6 | 42000 | 31200 | 74.29% | 1.82 | 9 | 9 |  |  |  |  | R-410A | 3.5 | Residential & Commercial | VSMSHP
207616609 | Mini/Multi Split | SMARTFLEX | HMSV-A-CB-O | DHW36CMB22S |  | Non-Ducted Indoor Units | 0 |  | 34000 | 21 | 8.6 | 36000 | 25400 | 70.56% | 2.32 | 12.5 | 11.8 |  |  |  |  | R-410A | 2.8333 | Residential & Commercial | VSMSHP
207616592 | Mini/Multi Split | Coleman | HRCU-A-CB-O | DHS18CMB22S |  | Non-Ducted Indoor Units | 0 |  | 18000 | 20 | 10 | 21000 | 21800 | 103.8% | 1.81 | 12.5 | 12 |  |  |  |  | R-410A | 1.5 | Residential & Commercial | VSMSHP | Non-Ducted CEE Tier 2
207616597 | Mini/Multi Split | Coleman | HMSV-A-CB-O | DHS36CMB22S |  | Non-Ducted Indoor Units | 0 |  | 36000 | 16 | 8.6 | 36000 | 28200 | 78.33% | 1.82 | 9 | 9 |  |  |  |  | R-410A | 3 | Residential & Commercial | VSMSHP
207616594 | Mini/Multi Split | Coleman | HMSV-A-CB-O | DHS24CMB22S |  | Non-Ducted Indoor Units | 0 |  | 22000 | 20 | 10 | 26000 | 30000 | 115.4% | 1.8 | 12.5 | 12 |  |  |  |  | R-410A | 1.8333 | Residential & Commercial | VSMSHP | Non-Ducted CEE Tier 2
207616580 | Mini/Multi Split | CHAMPION | HMSV-A-CB-O | DHS42CMB22S |  | Non-Ducted Indoor Units | 0 |  | 42000 | 16 | 8.6 | 42000 | 31200 | 74.29% | 1.82 | 9 | 9 |  |  |  |  | R-410A | 3.5 | Residential & Commercial | VSMSHP
207616589 | Mini/Multi Split | Coleman | HMSV-A-CB-O | DHW36CMB22S |  | Non-Ducted Indoor Units | 0 |  | 34000 | 21 | 8.6 | 36000 | 25400 | 70.56% | 2.32 | 12.5 | 11.8 |  |  |  |  | R-410A | 2.8333 | Residential & Commercial | VSMSHP
207616572 | Mini/Multi Split | CHAMPION | HRCU-A-CB-O | DHS18CMB22S |  | Non-Ducted Indoor Units | 0 |  | 18000 | 20 | 10 | 21000 | 21800 | 103.8% | 1.81 | 12.5 | 12 |  |  |  |  | R-410A | 1.5 | Residential & Commercial | VSMSHP | Non-Ducted CEE Tier 2
207616577 | Mini/Multi Split | CHAMPION | HMSV-A-CB-O | DHS36CMB22S |  | Non-Ducted Indoor Units | 0 |  | 36000 | 16 | 8.6 | 36000 | 28200 | 78.33% | 1.82 | 9 | 9 |  |  |  |  | R-410A | 3 | Residential & Commercial | VSMSHP
207616574 | Mini/Multi Split | CHAMPION | HMSV-A-CB-O | DHS24CMB22S |  | Non-Ducted Indoor Units | 0 |  | 22000 | 20 | 10 | 26000 | 30000 | 115.4% | 1.8 | 12.5 | 12 |  |  |  |  | R-410A | 1.8333 | Residential & Commercial | VSMSHP | Non-Ducted CEE Tier 2
207616560 | Mini/Multi Split | Luxaire | HMSV-A-CB-O | DHS42CMB22S |  | Non-Ducted Indoor Units | 0 |  | 42000 | 16 | 8.6 | 42000 | 31200 | 74.29% | 1.82 | 9 | 9 |  |  |  |  | R-410A | 3.5 | Residential & Commercial | VSMSHP
207616569 | Mini/Multi Split | CHAMPION | HMSV-A-CB-O | DHW36CMB22S |  | Non-Ducted Indoor Units | 0 |  | 34000 | 21 | 8.6 | 36000 | 25400 | 70.56% | 2.32 | 12.5 | 11.8 |  |  |  |  | R-410A | 2.8333 | Residential & Commercial | VSMSHP
207616552 | Mini/Multi Split | Luxaire | HRCU-A-CB-O | DHS18CMB22S |  | Non-Ducted Indoor Units | 0 |  | 18000 | 20 | 10 | 21000 | 21800 | 103.8% | 1.81 | 12.5 | 12 |  |  |  |  | R-410A | 1.5 | Residential & Commercial | VSMSHP | Non-Ducted CEE Tier 2
207616557 | Mini/Multi Split | Luxaire | HMSV-A-CB-O | DHS36CMB22S |  | Non-Ducted Indoor Units | 0 |  | 36000 | 16 | 8.6 | 36000 | 28200 | 78.33% | 1.82 | 9 | 9 |  |  |  |  | R-410A | 3 | Residential & Commercial | VSMSHP
207616554 | Mini/Multi Split | Luxaire | HMSV-A-CB-O | DHS24CMB22S |  | Non-Ducted Indoor Units | 0 |  | 22000 | 20 | 10 | 26000 | 30000 | 115.4% | 1.8 | 12.5 | 12 |  |  |  |  | R-410A | 1.8333 | Residential & Commercial | VSMSHP | Non-Ducted CEE Tier 2
207616540 | Mini/Multi Split | York | HMSV-A-CB-O | DHS42CMB22S |  | Non-Ducted Indoor Units | 0 |  | 42000 | 16 | 8.6 | 42000 | 31200 | 74.29% | 1.82 | 9 | 9 |  |  |  |  | R-410A | 3.5 | Residential & Commercial | VSMSHP
207616549 | Mini/Multi Split | Luxaire | HMSV-A-CB-O | DHW36CMB22S |  | Non-Ducted Indoor Units | 0 |  | 34000 | 21 | 8.6 | 36000 | 25400 | 70.56% | 2.32 | 12.5 | 11.8 |  |  |  |  | R-410A | 2.8333 | Residential & Commercial | VSMSHP
207616532 | Mini/Multi Split | York | HRCU-A-CB-O | DHS18CMB22S |  | Non-Ducted Indoor Units | 0 |  | 18000 | 20 | 10 | 21000 | 21800 | 103.8% | 1.81 | 12.5 | 12 |  |  |  |  | R-410A | 1.5 | Residential & Commercial | VSMSHP | Non-Ducted CEE Tier 2
207616537 | Mini/Multi Split | York | HMSV-A-CB-O | DHS36CMB22S |  | Non-Ducted Indoor Units | 0 |  | 36000 | 16 | 8.6 | 36000 | 28200 | 78.33% | 1.82 | 9 | 9 |  |  |  |  | R-410A | 3 | Residential & Commercial | VSMSHP
207616534 | Mini/Multi Split | York | HMSV-A-CB-O | DHS24CMB22S |  | Non-Ducted Indoor Units | 0 |  | 22000 | 20 | 10 | 26000 | 30000 | 115.4% | 1.8 | 12.5 | 12 |  |  |  |  | R-410A | 1.8333 | Residential & Commercial | VSMSHP | Non-Ducted CEE Tier 2
207616529 | Mini/Multi Split | York | HMSV-A-CB-O | DHW36CMB22S |  | Non-Ducted Indoor Units | 0 |  | 34000 | 21 | 8.6 | 36000 | 25400 | 70.56% | 2.32 | 12.5 | 11.8 |  |  |  |  | R-410A | 2.8333 | Residential & Commercial | VSMSHP
207615696 | Mini/Multi Split | Impecca | HMSV-A-CB-O | ISAM-3621 |  | Non-Ducted Indoor Units | 0 |  | 34000 | 21 | 8.6 | 36000 | 25400 | 70.56% | 2.32 | 12.5 | 11.8 |  |  |  |  | R-410A | 2.8333 | Residential & Commercial | VSMSHP
207615699 | Mini/Multi Split | Impecca | HMSV-A-CB-O | ISAM-4221 |  | Non-Ducted Indoor Units | 0 |  | 39000 | 21 | 8.6 | 40000 | 28400 | 71% | 1.84 | 10.4 | 10.4 |  |  |  |  | R-410A | 3.25 | Residential & Commercial | VSMSHP
207615690 | Mini/Multi Split | Impecca | HMSV-A-CB-O | ISAM-2421 |  | Non-Ducted Indoor Units | 0 |  | 24000 | 21 | 9 | 26000 | 18400 | 70.77% | 1.81 | 12.5 | 11.8 |  |  |  |  | R-410A | 2 | Residential & Commercial | VSMSHP
207615693 | Mini/Multi Split | Impecca | HMSV-A-CB-O | ISAM-3021 |  | Non-Ducted Indoor Units | 0 |  | 28400 | 20 | 8.6 | 30000 | 21200 | 70.67% | 1.85 | 12.5 | 11.8 |  |  |  |  | R-410A | 2.3667 | Residential & Commercial | VSMSHP
207590849 | Mini/Multi Split | Convectair | HMSV-A-CB-O | 8322-C27-O |  | Non-Ducted Indoor Units | 0 |  | 28000 | 23 | 10.6 | 28000 | 25000 | 89.29% | 1.8 | 12.5 | 12.5 |  |  |  |  | R-410A | 2.3333 | Residential & Commercial | VSMSHP | Non-Ducted CEE Tier 2
207590852 | Mini/Multi Split | Convectair | HMSV-A-CB-O | 8522-C48-O |  | Non-Ducted Indoor Units | 0 |  | 48000 | 21.8 | 9.8 | 49000 | 45000 | 91.84% | 2 | 11.6 | 11.7 |  |  |  |  | R-410A | 4 | Residential & Commercial | VSMSHP | Non-Ducted CEE Tier 2
207590846 | Mini/Multi Split | Convectair | HMSV-A-CB-O | 8222-C18-O |  | Non-Ducted Indoor Units | 0 |  | 19000 | 22 | 9.8 | 20000 | 19700 | 98.5% | 1.9 | 12.5 | 12.5 |  |  |  |  | R-410A | 1.5833 | Residential & Commercial | VSMSHP | Non-Ducted CEE Tier 2
207339191 | Mini/Multi Split | MDV | HMSV-A-CB-O | M2OA-18HFN1-MQ1 |  | Non-Ducted Indoor Units | 0 |  | 18000 | 21.2 | 9.6 | 19000 | 14000 | 73.68% | 2 | 12.5 | 12.5 |  |  |  |  | R-410A | 1.5 | Residential & Commercial | VSMSHP | Non-Ducted CEE Tier 2
207339192 | Mini/Multi Split | MDV | HMSV-A-CB-O | M3OH-27HFN1-MQ1 |  | Non-Ducted Indoor Units | 0 |  | 27000 | 22 | 9.5 | 27000 | 19000 | 70.37% | 1.9 | 12 | 12 |  |  |  |  | R-410A | 2.25 | Residential & Commercial | VSMSHP | Non-Ducted CEE Tier 2
207339195 | Mini/Multi Split | MRCOOL | HMSV-A-CB-O | DIY-MULTI3-27HP230C |  | Non-Ducted Indoor Units | 0 |  | 27000 | 22 | 9.5 | 27000 | 19000 | 70.37% | 1.9 | 12 | 12 |  |  |  |  | R-410A | 2.25 | Residential & Commercial | VSMSHP | Non-Ducted CEE Tier 2
207339196 | Mini/Multi Split | MRCOOL | HMSV-A-CB-O | DIY-MULTI2-18HP230C |  | Non-Ducted Indoor Units | 0 |  | 18000 | 21.2 | 9.6 | 19000 | 14000 | 73.68% | 2 | 12.5 | 12.5 |  |  |  |  | R-410A | 1.5 | Residential & Commercial | VSMSHP | Non-Ducted CEE Tier 2
207349914 | Mini/Multi Split | SAMSUNG | HMSV-A-CB-O | AJ020BXJ2CH |  | Non-Ducted Indoor Units | 0 |  | 18000 | 19.5 | 8.6 | 22000 | 15500 | 70.45% | 1.76 | 12.7 | 12.7 |  |  |  |  | R-410A | 1.5 | Residential & Commercial | VSMSHP
207349916 | Mini/Multi Split | SAMSUNG | HMSV-A-CB-O | AJ036BXJ4CH |  | Non-Ducted Indoor Units | 0 |  | 32000 | 21 | 9 | 36000 | 26400 | 73.33% | 1.81 | 12.5 | 12.5 |  |  |  |  | R-410A | 2.6667 | Residential & Commercial | VSMSHP
207349917 | Mini/Multi Split | SAMSUNG | HMSV-A-CB-O | AJ020BXS3CH |  | Non-Ducted Indoor Units | 0 |  | 21000 | 19 | 9 | 22000 | 22000 | 100% | 1.95 | 13.5 | 13.5 |  |  |  |  | R-410A | 1.75 | Residential & Commercial | VSMSHP
207349918 | Mini/Multi Split | SAMSUNG | HMSV-A-CB-O | AJ024BXS4CH |  | Non-Ducted Indoor Units | 0 |  | 25000 | 20 | 9 | 25000 | 25000 | 100% | 1.83 | 13 | 13 |  |  |  |  | R-410A | 2.0833 | Residential & Commercial | VSMSHP
207349919 | Mini/Multi Split | SAMSUNG | HMSV-A-CB-O | AJ030BXS4CH |  | Non-Ducted Indoor Units | 0 |  | 28400 | 20 | 9 | 28600 | 28600 | 100% | 1.8 | 12.5 | 12.5 |  |  |  |  | R-410A | 2.3667 | Residential & Commercial | VSMSHP
207349920 | Mini/Multi Split | SAMSUNG | HMSV-A-CB-O | AJ036BXS4CH |  | Non-Ducted Indoor Units | 0 |  | 34000 | 21.5 | 9.3 | 36600 | 36600 | 100% | 2.04 | 12.5 | 12.5 |  |  |  |  | R-410A | 2.8333 | Residential & Commercial | VSMSHP
206905350 | Mini/Multi Split | BLUERIDGE | HMSV-A-CB-O | BMHH27M22C |  | Non-Ducted Indoor Units | 0 |  | 28000 | 22 | 9 | 28000 | 26800 | 95.71% | 1.9 | 13 | 12.5 |  |  |  |  | R-410A | 2.3333 | Residential & Commercial | VSMSHP
206902030 | Mini/Multi Split | ECO AC | HMSV-A-CB-O | EMH-3O27BA |  | Non-Ducted Indoor Units | 0 |  | 27000 | 22 | 8.9 | 28000 | 20800 | 74.29% | 1.9 | 12 | 12 |  |  |  |  | R-410A | 2.25 | Residential & Commercial | VSMSHP
206764068 | Mini/Multi Split | FRANKLIN | HMSV-A-CB-O | MST183E23MHAA |  | Non-Ducted Indoor Units | 0 |  | 19000 | 22 | 9.8 | 20000 | 19700 | 98.5% | 1.9 | 12.5 | 12.5 |  |  |  |  | R-410A | 1.5833 | Residential & Commercial | VSMSHP | Non-Ducted CEE Tier 2
206726759 | Mini/Multi Split | LBG Products | HMSV-A-CB-O | LMUH36DWO |  | Non-Ducted Indoor Units | 0 |  | 36000 | 16 | 8.6 | 36000 | 28200 | 78.33% | 1.82 | 9 | 9 |  |  |  |  | R-410A | 3 | Residential & Commercial | VSMSHP
206726762 | Mini/Multi Split | LBG Products | HMSV-A-CB-O | LMUH42DWO |  | Non-Ducted Indoor Units | 0 |  | 42000 | 16 | 8.6 | 42000 | 31200 | 74.29% | 1.82 | 9 | 9 |  |  |  |  | R-410A | 3.5 | Residential & Commercial | VSMSHP
206726756 | Mini/Multi Split | LBG Products | HMSV-A-CB-O | LMUH24DWO |  | Non-Ducted Indoor Units | 0 |  | 22000 | 20 | 10 | 26000 | 30000 | 115.4% | 1.8 | 12.5 | 12 |  |  |  |  | R-410A | 1.8333 | Residential & Commercial | VSMSHP | Non-Ducted CEE Tier 2
206726751 | Mini/Multi Split | LBG Products | HMSV-A-CB-O | LMH42DTO |  | Non-Ducted Indoor Units | 0 |  | 39000 | 21 | 8.6 | 40000 | 28400 | 71% | 1.84 | 10.4 | 10.4 |  |  |  |  | R-410A | 3.25 | Residential & Commercial | VSMSHP
206726754 | Mini/Multi Split | LBG Products | HRCU-A-CB-O | LMUH18DWO |  | Non-Ducted Indoor Units | 0 |  | 18000 | 20 | 10 | 21000 | 21800 | 103.8% | 1.81 | 12.5 | 12 |  |  |  |  | R-410A | 1.5 | Residential & Commercial | VSMSHP | Non-Ducted CEE Tier 2
206726739 | Mini/Multi Split | LBG Products | HMSV-A-CB-O | LMH18DTO |  | Non-Ducted Indoor Units | 0 |  | 18000 | 21 | 9 | 19000 | 13500 | 71.05% | 2.01 | 12.5 | 12.5 |  |  |  |  | R-410A | 1.5 | Residential & Commercial | VSMSHP
206726748 | Mini/Multi Split | LBG Products | HMSV-A-CB-O | LMH36DTO |  | Non-Ducted Indoor Units | 0 |  | 34000 | 21 | 8.6 | 36000 | 25400 | 70.56% | 2.32 | 12.5 | 11.8 |  |  |  |  | R-410A | 2.8333 | Residential & Commercial | VSMSHP
206720387 | Mini/Multi Split | FOREST AIR | HMSV-A-CB-O | FGH-36ES/MZ |  | Non-Ducted Indoor Units | 0 |  | 34000 | 21 | 8.6 | 36000 | 25400 | 70.56% | 2.32 | 12.5 | 11.8 |  |  |  |  | R-410A | 2.8333 | Residential & Commercial | VSMSHP
206720390 | Mini/Multi Split | FOREST AIR | HMSV-A-CB-O | FGH-42ES/MZ |  | Non-Ducted Indoor Units | 0 |  | 39000 | 21 | 8.6 | 40000 | 28400 | 71% | 1.84 | 10.4 | 10.4 |  |  |  |  | R-410A | 3.25 | Residential & Commercial | VSMSHP
206720378 | Mini/Multi Split | FOREST AIR | HMSV-A-CB-O | FGH-18ES/MZ |  | Non-Ducted Indoor Units | 0 |  | 18000 | 21 | 9 | 19000 | 13500 | 71.05% | 2.01 | 12.5 | 12.5 |  |  |  |  | R-410A | 1.5 | Residential & Commercial | VSMSHP
206720381 | Mini/Multi Split | FOREST AIR | HMSV-A-CB-O | FGH-24ES/MZ |  | Non-Ducted Indoor Units | 0 |  | 24000 | 21 | 9 | 26000 | 18400 | 70.77% | 1.81 | 12.5 | 11.8 |  |  |  |  | R-410A | 2 | Residential & Commercial | VSMSHP
206717007 | Mini/Multi Split | LG | HMSV-A-CB-O | LMU361HHV |  | Non-Ducted Indoor Units | 0 |  | 36000 | 22 | 11 | 45000 | 41500 | 92.22% | 2.01 | 14.5 | 14.5 |  |  |  |  | R-410A | 3 | Residential & Commercial | VSMSHP | Non-Ducted CEE Tier 2
206717001 | Mini/Multi Split | LG | HMSV-A-CB-O | LMU421HHV |  | Non-Ducted Indoor Units | 0 |  | 42000 | 21.5 | 11 | 48000 | 44000 | 91.67% | 2 | 13.8 | 13.8 |  |  |  |  | R-410A | 3.5 | Residential & Commercial | VSMSHP | Non-Ducted CEE Tier 2
206717002 | Mini/Multi Split | LG | HMSV-A-CB-O | LMU480HHV |  | Non-Ducted Indoor Units | 0 |  | 48000 | 20.5 | 10.5 | 52500 | 48000 | 91.43% | 2.1 | 13.1 | 13.1 |  |  |  |  | R-410A | 4 | Residential & Commercial | VSMSHP | Non-Ducted CEE Tier 2
206716986 | Mini/Multi Split | MDV | HMSV-A-CB-O | M2OI-18HFN1-M |  | Non-Ducted Indoor Units | 0 |  | 19000 | 22 | 9.8 | 20000 | 19700 | 98.5% | 1.9 | 12.5 | 12.5 |  |  |  |  | R-410A | 1.5833 | Residential & Commercial | VSMSHP | Non-Ducted CEE Tier 2
206714984 | Mini/Multi Split | MDV | HMSV-A-CB-O | M5OG-48HFN1-M-[X]-20 |  | Non-Ducted Indoor Units | 0 |  | 48000 | 21.8 | 9.8 | 49000 | 45000 | 91.84% | 2 | 11.6 | 11.7 |  |  |  |  | R-410A | 4 | Residential & Commercial | VSMSHP | Non-Ducted CEE Tier 2
206714976 | Mini/Multi Split | MDV | HMSV-A-CB-O | M3OI-28HFN1-M |  | Non-Ducted Indoor Units | 0 |  | 28000 | 23 | 10.6 | 28000 | 25000 | 89.29% | 1.8 | 12.5 | 12.5 |  |  |  |  | R-410A | 2.3333 | Residential & Commercial | VSMSHP | Non-Ducted CEE Tier 2
206714978 | Mini/Multi Split | MDV | HMSV-A-CB-O | M4OH-36HFN1-M-20 |  | Non-Ducted Indoor Units | 0 |  | 36000 | 21.8 | 9.5 | 36400 | 36000 | 98.9% | 1.75 | 13.6 | 13.6 |  |  |  |  | R-410A | 3 | Residential & Commercial | VSMSHP | Non-Ducted CEE Tier 2
206579779 | Mini/Multi Split | MAMMOTH | HMSV-A-CB-O | GXH42(12.3)FMK4DH1 |  | Non-Ducted Indoor Units | 0 |  | 39000 | 21 | 8.6 | 40000 | 28400 | 71% | 1.84 | 10.4 | 10.4 |  |  |  |  | R-410A | 3.25 | Residential & Commercial | VSMSHP
206579773 | Mini/Multi Split | MAMMOTH | HMSV-A-CB-O | GXH30(8.8)FMK4DH1 |  | Non-Ducted Indoor Units | 0 |  | 28400 | 20 | 8.6 | 30000 | 21200 | 70.67% | 1.85 | 12.5 | 11.8 |  |  |  |  | R-410A | 2.3667 | Residential & Commercial | VSMSHP
206579776 | Mini/Multi Split | MAMMOTH | HMSV-A-CB-O | GXH36(10.6)FMK4DH1 |  | Non-Ducted Indoor Units | 0 |  | 34000 | 21 | 8.6 | 36000 | 25400 | 70.56% | 2.32 | 12.5 | 11.8 |  |  |  |  | R-410A | 2.8333 | Residential & Commercial | VSMSHP
206579767 | Mini/Multi Split | MAMMOTH | HMSV-A-CB-O | GXH18(5.3)FMK4DH1 |  | Non-Ducted Indoor Units | 0 |  | 18000 | 21 | 9 | 19000 | 13500 | 71.05% | 2.01 | 12.5 | 12.5 |  |  |  |  | R-410A | 1.5 | Residential & Commercial | VSMSHP
206579770 | Mini/Multi Split | MAMMOTH | HMSV-A-CB-O | GXH24(7.0)FMK4DH1 |  | Non-Ducted Indoor Units | 0 |  | 24000 | 21 | 9 | 26000 | 18400 | 70.77% | 1.81 | 12.5 | 11.8 |  |  |  |  | R-410A | 2 | Residential & Commercial | VSMSHP
206579761 | Mini/Multi Split | NORTEK | HMSV-A-CB-O | GXH36(10.6)FMK4DH1 |  | Non-Ducted Indoor Units | 0 |  | 34000 | 21 | 8.6 | 36000 | 25400 | 70.56% | 2.32 | 12.5 | 11.8 |  |  |  |  | R-410A | 2.8333 | Residential & Commercial | VSMSHP
206579764 | Mini/Multi Split | NORTEK | HMSV-A-CB-O | GXH42(12.3)FMK4DH1 |  | Non-Ducted Indoor Units | 0 |  | 39000 | 21 | 8.6 | 40000 | 28400 | 71% | 1.84 | 10.4 | 10.4 |  |  |  |  | R-410A | 3.25 | Residential & Commercial | VSMSHP
206579755 | Mini/Multi Split | NORTEK | HMSV-A-CB-O | GXH24(7.0)FMK4DH1 |  | Non-Ducted Indoor Units | 0 |  | 24000 | 21 | 9 | 26000 | 18400 | 70.77% | 1.81 | 12.5 | 11.8 |  |  |  |  | R-410A | 2 | Residential & Commercial | VSMSHP
206579758 | Mini/Multi Split | NORTEK | HMSV-A-CB-O | GXH30(8.8)FMK4DH1 |  | Non-Ducted Indoor Units | 0 |  | 28400 | 20 | 8.6 | 30000 | 21200 | 70.67% | 1.85 | 12.5 | 11.8 |  |  |  |  | R-410A | 2.3667 | Residential & Commercial | VSMSHP
206717015 | Mini/Multi Split | LG | HMSV-A-CB-O | LMU601HV |  | Non-Ducted Indoor Units | 0 |  | 60000 | 20.5 | 10 | 64000 | 46000 | 71.88% | 2.01 | 11.3 | 11.3 |  |  |  |  | R-410A | 5 | Residential & Commercial | VSMSHP | Non-Ducted CEE Tier 2
206428584 | Mini/Multi Split | ACD | HRCU-A-CB-O | MUD18KCH23S-O |  | Non-Ducted Indoor Units | 0 |  | 18000 | 20 | 10 | 21000 | 21800 | 103.8% | 1.81 | 12.5 | 12 |  |  |  |  | R-410A | 1.5 | Residential & Commercial | VSMSHP | Non-Ducted CEE Tier 2
206428585 | Mini/Multi Split | ACD | HMSV-A-CB-O | MUD24KCH23S-O |  | Non-Ducted Indoor Units | 0 |  | 22000 | 20 | 10 | 26000 | 30000 | 115.4% | 1.8 | 12.5 | 12 |  |  |  |  | R-410A | 1.8333 | Residential & Commercial | VSMSHP | Non-Ducted CEE Tier 2
206428586 | Mini/Multi Split | ACD | HMSV-A-CB-O | MUD36KCH23S-O |  | Non-Ducted Indoor Units | 0 |  | 36000 | 16 | 8.6 | 36000 | 28200 | 78.33% | 1.82 | 9 | 9 |  |  |  |  | R-410A | 3 | Residential & Commercial | VSMSHP
206428587 | Mini/Multi Split | ACD | HMSV-A-CB-O | MUD42KCH23S-O |  | Non-Ducted Indoor Units | 0 |  | 42000 | 16 | 8.6 | 42000 | 31200 | 74.29% | 1.82 | 9 | 9 |  |  |  |  | R-410A | 3.5 | Residential & Commercial | VSMSHP
206428591 | Mini/Multi Split | Perfect Aire | HMSV-A-CB-O | 3PAMSHHQC18-MZO2 |  | Non-Ducted Indoor Units | 0 |  | 18000 | 21 | 9.5 | 18000 | 18000 | 100% | 1.84 | 12.5 | 12.5 |  |  |  |  | R-410A | 1.5 | Residential & Commercial | VSMSHP | Non-Ducted CEE Tier 2
206428592 | Mini/Multi Split | Perfect Aire | HMSV-A-CB-O | 3PAMSHHQC24-MZO3 |  | Non-Ducted Indoor Units | 0 |  | 24000 | 22 | 9.05 | 24000 | 24000 | 100% | 1.84 | 12.5 | 12.5 |  |  |  |  | R-410A | 2 | Residential & Commercial | VSMSHP
206517597 | Mini/Multi Split | WESTINGHOUSE | HMSV-A-CB-O | WHP42M5A21S |  | Non-Ducted Indoor Units | 0 |  | 42000 | 20 | 8.95 | 41500 | 36000 | 86.75% | 1.84 | 10.5 | 10.5 |  |  |  |  | R-410A | 3.5 | Residential & Commercial | VSMSHP
206369533 | Mini/Multi Split | Durastar | HMSV-A-CB-O | DRA3U28M1A |  | Non-Ducted Indoor Units | 0 |  | 27000 | 22 | 8.9 | 28000 | 20800 | 74.29% | 1.9 | 12 | 12 |  |  |  |  | R-410A | 2.25 | Residential & Commercial | VSMSHP
206315404 | Mini/Multi Split | Star Air Kontrol | HMSV-A-CB-O | SAK-27-22MUZ/220(OUT) |  | Non-Ducted Indoor Units | 0 |  | 27000 | 22 | 8.9 | 28000 | 20800 | 74.29% | 1.9 | 12 | 12 |  |  |  |  | R-410A | 2.25 | Residential & Commercial | VSMSHP
206347270 | Mini/Multi Split | ZEPHYR | HMSV-A-CB-O | ZE-36M422SCO |  | Non-Ducted Indoor Units | 0 |  | 32000 | 21 | 9 | 36000 | 36000 | 100% | 1.84 | 12.5 | 12.5 |  |  |  |  | R-410A | 2.6667 | Residential & Commercial | VSMSHP
206362049 | Mini/Multi Split | Airlux | HMSV-A-CB-O | AM3M27O |  | Non-Ducted Indoor Units | 0 |  | 27000 | 22 | 8.9 | 28000 | 20800 | 74.29% | 1.9 | 12 | 12 |  |  |  |  | R-410A | 2.25 | Residential & Commercial | VSMSHP
206346128 | Mini/Multi Split | ZEPHYR | HMSV-A-CB-O | ZE-18M222SCO |  | Non-Ducted Indoor Units | 0 |  | 18000 | 21 | 9.5 | 18000 | 18000 | 100% | 1.84 | 12.5 | 12.5 |  |  |  |  | R-410A | 1.5 | Residential & Commercial | VSMSHP | Non-Ducted CEE Tier 2
206346130 | Mini/Multi Split | ZEPHYR | HMSV-A-CB-O | ZE-24M322SCO |  | Non-Ducted Indoor Units | 0 |  | 24000 | 22 | 9.05 | 24000 | 24000 | 100% | 1.84 | 12.5 | 12.5 |  |  |  |  | R-410A | 2 | Residential & Commercial | VSMSHP
206346134 | Mini/Multi Split | ZEPHYR | HMSV-A-CB-O | ZE-42M522SCO |  | Non-Ducted Indoor Units | 0 |  | 42000 | 20 | 8.95 | 41500 | 36000 | 86.75% | 1.84 | 10.5 | 10.5 |  |  |  |  | R-410A | 3.5 | Residential & Commercial | VSMSHP
206346140 | Mini/Multi Split | AZUR | HMSV-A-CB-O | AZ-42M522SCO |  | Non-Ducted Indoor Units | 0 |  | 42000 | 20 | 8.95 | 41500 | 36000 | 86.75% | 1.84 | 10.5 | 10.5 |  |  |  |  | R-410A | 3.5 | Residential & Commercial | VSMSHP
206346136 | Mini/Multi Split | AZUR | HMSV-A-CB-O | AZ-24M322SCO |  | Non-Ducted Indoor Units | 0 |  | 24000 | 22 | 9.05 | 24000 | 24000 | 100% | 1.84 | 12.5 | 12.5 |  |  |  |  | R-410A | 2 | Residential & Commercial | VSMSHP
206347268 | Mini/Multi Split | AZUR | HMSV-A-CB-O | AZ-36M422SCO |  | Non-Ducted Indoor Units | 0 |  | 32000 | 21 | 9 | 36000 | 36000 | 100% | 1.84 | 12.5 | 12.5 |  |  |  |  | R-410A | 2.6667 | Residential & Commercial | VSMSHP
206221553 | Mini/Multi Split | BLUERIDGE | HMSV-A-CB-O | BMKH18M23UH |  | Non-Ducted Indoor Units | 0 |  | 18000 | 20 | 10 | 21000 | 21800 | 103.8% | 1.81 | 12.5 | 12 |  |  |  |  | R-410A | 1.5 | Residential & Commercial | VSMSHP | Non-Ducted CEE Tier 2
206221554 | Mini/Multi Split | BLUERIDGE | HMSV-A-CB-O | BMKH24M23UH |  | Non-Ducted Indoor Units | 0 |  | 22000 | 20 | 10 | 26000 | 30000 | 115.4% | 1.8 | 12.5 | 12 |  |  |  |  | R-410A | 1.8333 | Residential & Commercial | VSMSHP | Non-Ducted CEE Tier 2
206221555 | Mini/Multi Split | BLUERIDGE | HMSV-A-CB-O | BMKH36M23UH |  | Non-Ducted Indoor Units | 0 |  | 36000 | 16 | 8.6 | 36000 | 28200 | 78.33% | 1.82 | 9 | 9 |  |  |  |  | R-410A | 3 | Residential & Commercial | VSMSHP
206221556 | Mini/Multi Split | BLUERIDGE | HMSV-A-CB-O | BMKH42M23UH |  | Non-Ducted Indoor Units | 0 |  | 42000 | 16 | 8.6 | 42000 | 31200 | 74.29% | 1.82 | 9 | 9 |  |  |  |  | R-410A | 3.5 | Residential & Commercial | VSMSHP
206221558 | Mini/Multi Split | TRANE | HRCU-A-CB-O | 4TXM2330A14NU** |  | Non-Ducted Indoor Units | 0 |  | 36000 | 16 | 8.6 | 36000 | 28200 | 78.33% | 1.82 | 11 | 9 |  |  |  |  | R-410A | 3 | Residential & Commercial | VSMSHP
206221559 | Mini/Multi Split | AMERICAN STANDARD | HRCU-A-CB-O | 4TXM2330A14NU** |  | Non-Ducted Indoor Units | 0 |  | 36000 | 16 | 8.6 | 36000 | 28200 | 78.33% | 1.82 | 11 | 9 |  |  |  |  | R-410A | 3 | Residential & Commercial | VSMSHP
206221526 | Mini/Multi Split | RUUD | HMSV-A-CB | ROMH36FXZHJ |  | Non-Ducted Indoor Units | 0 |  | 35200 | 20.5 | 9.5 | 36400 | 36400 | 100% | 2.02 | 13 | 13 |  |  |  |  | R-410A | 2.9333 | Residential & Commercial | VSMSHP | Non-Ducted CEE Tier 2
206221520 | Mini/Multi Split | RUUD | HMSV-A-CB | ROMH18FXZHJ |  | Non-Ducted Indoor Units | 0 |  | 18000 | 21.5 | 9.6 | 22000 | 22000 | 100% | 1.84 | 13.5 | 13.5 |  |  |  |  | R-410A | 1.5 | Residential & Commercial | VSMSHP | Non-Ducted CEE Tier 2
206221523 | Mini/Multi Split | RUUD | HMSV-A-CB | ROMH24FXZHJ |  | Non-Ducted Indoor Units | 0 |  | 22000 | 20 | 10 | 25000 | 25600 | 102.4% | 2.06 | 13.3 | 13.3 |  |  |  |  | R-410A | 1.8333 | Residential & Commercial | VSMSHP | Non-Ducted CEE Tier 2
206315649 | Mini/Multi Split | DIYCOOL | HMSV-A-CB-O | ACIQ-18Z-HH-M2 |  | Non-Ducted Indoor Units | 0 |  | 19000 | 21.5 | 9 | 20000 | 17000 | 85% | 1.9 | 12.5 | 12.5 |  |  |  |  | R-410A | 1.5833 | Residential & Commercial | VSMSHP
206315650 | Mini/Multi Split | DIYCOOL | HMSV-A-CB-O | ACIQ-27Z-HH-M3 |  | Non-Ducted Indoor Units | 0 |  | 28000 | 22 | 9 | 28000 | 26800 | 95.71% | 1.9 | 13 | 12.5 |  |  |  |  | R-410A | 2.3333 | Residential & Commercial | VSMSHP
206315653 | Mini/Multi Split | ACIQ | HMSV-A-CB-O | ACIQ-18Z-HH-M2 |  | Non-Ducted Indoor Units | 0 |  | 19000 | 21.5 | 9 | 20000 | 17000 | 85% | 1.9 | 12.5 | 12.5 |  |  |  |  | R-410A | 1.5833 | Residential & Commercial | VSMSHP
206315654 | Mini/Multi Split | ACIQ | HMSV-A-CB-O | ACIQ-27Z-HH-M3 |  | Non-Ducted Indoor Units | 0 |  | 28000 | 22 | 9 | 28000 | 26800 | 95.71% | 1.9 | 13 | 12.5 |  |  |  |  | R-410A | 2.3333 | Residential & Commercial | VSMSHP
206315657 | Mini/Multi Split | 1HVAC | HMSV-A-CB-O | ACIQ-18Z-HH-M2 |  | Non-Ducted Indoor Units | 0 |  | 19000 | 21.5 | 9 | 20000 | 17000 | 85% | 1.9 | 12.5 | 12.5 |  |  |  |  | R-410A | 1.5833 | Residential & Commercial | VSMSHP
206315658 | Mini/Multi Split | 1HVAC | HMSV-A-CB-O | ACIQ-27Z-HH-M3 |  | Non-Ducted Indoor Units | 0 |  | 28000 | 22 | 9 | 28000 | 26800 | 95.71% | 1.9 | 13 | 12.5 |  |  |  |  | R-410A | 2.3333 | Residential & Commercial | VSMSHP
206319651 | Mini/Multi Split | TRANE | HRCU-A-CB-O | 4TXM2336A15NU** |  | Non-Ducted Indoor Units | 0 |  | 42000 | 16 | 8.6 | 42000 | 31200 | 74.29% | 1.82 | 11 | 9 |  |  |  |  | R-410A | 3.5 | Residential & Commercial | VSMSHP
206319652 | Mini/Multi Split | AMERICAN STANDARD | HRCU-A-CB-O | 4TXM2336A15NU** |  | Non-Ducted Indoor Units | 0 |  | 42000 | 16 | 8.6 | 42000 | 31200 | 74.29% | 1.82 | 11 | 9 |  |  |  |  | R-410A | 3.5 | Residential & Commercial | VSMSHP
205967237 | Mini/Multi Split | LG | HMSR-A-CB-O | ARUM036GSS5 |  | Non-Ducted Indoor Units | 0 |  | 36000 | 23 | 10.6 | 53000 | 48000 | 90.57% | 1.83 | 15.5 | 15.5 |  |  |  |  | R-410A | 3 | Residential & Commercial | VSMSHP | Non-Ducted CEE Tier 2
205959992 | Mini/Multi Split | GREE | HRCU-A-CB-O | GWHD(36)ND3LO |  | Non-Ducted Indoor Units | 0 |  | 36000 | 16 | 8.6 | 36000 | 28200 | 78.33% | 1.82 | 11 | 9 |  |  |  |  | R-410A | 3 | Residential & Commercial | VSMSHP
205959993 | Mini/Multi Split | GREE | HRCU-A-CB-O | GWHD(42)ND3LO |  | Non-Ducted Indoor Units | 0 |  | 42000 | 16 | 8.6 | 42000 | 31200 | 74.29% | 1.82 | 11 | 9 |  |  |  |  | R-410A | 3.5 | Residential & Commercial | VSMSHP
205967235 | Mini/Multi Split | LG | HMSR-A-CB-O | ARUM048GSS5 |  | Non-Ducted Indoor Units | 0 |  | 48000 | 23.3 | 10.3 | 61000 | 48000 | 78.69% | 1.83 | 13.5 | 13.5 |  |  |  |  | R-410A | 4 | Residential & Commercial | VSMSHP | Non-Ducted CEE Tier 2
205816512 | Mini/Multi Split | GOODMAN | HMSV-A-CB-O | MST273E23MHAA |  | Non-Ducted Indoor Units | 0 |  | 28000 | 22 | 9 | 28000 | 26800 | 95.71% | 1.9 | 13 | 12.5 |  |  |  |  | R-410A | 2.3333 | Residential & Commercial | VSMSHP
205818827 | Mini/Multi Split | BOREAL | HMSV-A-CB-O | MBRS42HPJ1OA |  | Non-Ducted Indoor Units | 0 |  | 39000 | 21 | 8.6 | 40000 | 28400 | 71% | 1.84 | 10.4 | 10.4 |  |  |  |  | R-410A | 3.25 | Residential & Commercial | VSMSHP
205818828 | Mini/Multi Split | BOREAL | HMSV-A-CB-O | MBRS18HPJ1OA |  | Non-Ducted Indoor Units | 0 |  | 18000 | 21 | 9 | 19000 | 13500 | 71.05% | 2.01 | 12.5 | 12.5 |  |  |  |  | R-410A | 1.5 | Residential & Commercial | VSMSHP
205818829 | Mini/Multi Split | BOREAL | HMSV-A-CB-O | MBRS24HPJ1OA |  | Non-Ducted Indoor Units | 0 |  | 24000 | 21 | 9 | 26000 | 18400 | 70.77% | 1.81 | 12.5 | 11.8 |  |  |  |  | R-410A | 2 | Residential & Commercial | VSMSHP
205818830 | Mini/Multi Split | BOREAL | HMSV-A-CB-O | MBRS30HPJ1OA |  | Non-Ducted Indoor Units | 0 |  | 28400 | 20 | 8.6 | 30000 | 21200 | 70.67% | 1.85 | 12.5 | 11.8 |  |  |  |  | R-410A | 2.3667 | Residential & Commercial | VSMSHP
205818831 | Mini/Multi Split | BOREAL | HMSV-A-CB-O | MBRS36HPJ1OA |  | Non-Ducted Indoor Units | 0 |  | 34000 | 21 | 8.6 | 36000 | 25400 | 70.56% | 2.32 | 12.5 | 11.8 |  |  |  |  | R-410A | 2.8333 | Residential & Commercial | VSMSHP
205772854 | Mini/Multi Split | Weathermaker | HMSV-A-CB-O | 38MGRQ36D--3 |  | Non-Ducted Indoor Units | 0 |  | 36000 | 21.5 | 9.5 | 36000 | 36000 | 100% | 1.9 | 13.5 | 13.5 |  |  |  |  | R-410A | 3 | Residential & Commercial | VSMSHP | Non-Ducted CEE Tier 2
205772851 | Mini/Multi Split | Weathermaker | HMSV-A-CB-O | 38MGRQ30D--3 |  | Non-Ducted Indoor Units | 0 |  | 30000 | 22.5 | 9.5 | 28000 | 20400 | 72.86% | 1.85 | 12.5 | 12 |  |  |  |  | R-410A | 2.5 | Residential & Commercial | VSMSHP | Non-Ducted CEE Tier 2
205645132 | Mini/Multi Split | PERFECTAIRE | HMSV-A-CB-O | 2PAMS18-HH-MZO2 |  | Non-Ducted Indoor Units | 0 |  | 19000 | 21.5 | 9 | 20000 | 17000 | 85% | 1.9 | 12.5 | 12.5 |  |  |  |  | R-410A | 1.5833 | Residential & Commercial | VSMSHP
205645135 | Mini/Multi Split | PERFECTAIRE | HMSV-A-CB-O | 2PAMS27-HH-MZO3 |  | Non-Ducted Indoor Units | 0 |  | 28000 | 22 | 9 | 28000 | 26800 | 95.71% | 1.9 | 13 | 12.5 |  |  |  |  | R-410A | 2.3333 | Residential & Commercial | VSMSHP
205470446 | Mini/Multi Split | Breeze33 | HMSV-A-CB-O | BZ33-HYP18HP2Z2-P |  | Non-Ducted Indoor Units | 0 |  | 19000 | 21.5 | 9 | 20000 | 17000 | 85% | 1.9 | 12.5 | 12.5 |  |  |  |  | R-410A | 1.5833 | Residential & Commercial | VSMSHP
205470449 | Mini/Multi Split | Breeze33 | HMSV-A-CB-O | BZ33-HYP27HP3Z2-P |  | Non-Ducted Indoor Units | 0 |  | 28000 | 22 | 9 | 28000 | 26800 | 95.71% | 1.9 | 13 | 12.5 |  |  |  |  | R-410A | 2.3333 | Residential & Commercial | VSMSHP
205470408 | Mini/Multi Split | WESTINGHOUSE | HMSV-A-CB-O | WHP18M2A21S |  | Non-Ducted Indoor Units | 0 |  | 18000 | 21 | 9.5 | 18000 | 18000 | 100% | 1.84 | 12.5 | 12.5 |  |  |  |  | R-410A | 1.5 | Residential & Commercial | VSMSHP | Non-Ducted CEE Tier 2
205470409 | Mini/Multi Split | WESTINGHOUSE | HMSV-A-CB-O | WHP24M3A21S |  | Non-Ducted Indoor Units | 0 |  | 24000 | 22 | 9.05 | 24000 | 24000 | 100% | 1.84 | 12.5 | 12.5 |  |  |  |  | R-410A | 2 | Residential & Commercial | VSMSHP
205446269 | Mini/Multi Split | WESTINGHOUSE | HMSV-A-CB-O | WHP36M4A21S |  | Non-Ducted Indoor Units | 0 |  | 32000 | 21 | 9 | 36000 | 36000 | 100% | 1.84 | 12.5 | 12.5 |  |  |  |  | R-410A | 2.6667 | Residential & Commercial | VSMSHP
205263894 | Mini/Multi Split | C&H | HMSV-A-CB-O | CH-HYP19MSPH-230VO |  | Non-Ducted Indoor Units | 0 |  | 19000 | 21.5 | 9 | 20000 | 17000 | 85% | 1.9 | 12.5 | 12.5 |  |  |  |  | R-410A | 1.5833 | Residential & Commercial | VSMSHP
205150429 | Mini/Multi Split | FRIEDRICH | HMSV-A-CB-O | FPHMR18A3A |  | Non-Ducted Indoor Units | 0 |  | 18000 | 21 | 9.5 | 18000 | 18000 | 100% | 1.84 | 12.5 | 12.5 |  |  |  |  | R-410A | 1.5 | Residential & Commercial | VSMSHP | Non-Ducted CEE Tier 2
205263902 | Mini/Multi Split | C&H | HMSV-A-CB-O | CH-HYP28MSPH-230VO |  | Non-Ducted Indoor Units | 0 |  | 28000 | 22 | 9 | 28000 | 26800 | 95.71% | 1.9 | 13 | 12.5 |  |  |  |  | R-410A | 2.3333 | Residential & Commercial | VSMSHP
205230040 | Mini/Multi Split | SAMSUNG | HMSR-A-CB-O | AM053TXMDCH |  | Non-Ducted Indoor Units | 0 |  | 53000 | 20 | 10 | 61000 | 43000 | 70.49% | 2 | 11.5 | 11.5 |  |  |  |  | R-410A | 4.4167 | Residential & Commercial | VSMSHP | Non-Ducted CEE Tier 2
205150432 | Mini/Multi Split | AIR-CON | HMSV-A-CB-O | AMSCI4H4S18 |  | Non-Ducted Indoor Units | 0 |  | 18000 | 21 | 9.5 | 18000 | 18000 | 100% | 1.84 | 12.5 | 12.5 |  |  |  |  | R-410A | 1.5 | Residential & Commercial | VSMSHP | Non-Ducted CEE Tier 2
205150426 | Mini/Multi Split | AIR-CON | HMSV-A-CB-O | AMSCI4H4S42 |  | Non-Ducted Indoor Units | 0 |  | 42000 | 20 | 8.95 | 41500 | 36000 | 86.75% | 1.84 | 10.5 | 10.5 |  |  |  |  | R-410A | 3.5 | Residential & Commercial | VSMSHP
205142810 | Mini/Multi Split | SAMSUNG | HMSR-A-CB-O | AM048TXMDCH |  | Non-Ducted Indoor Units | 0 |  | 48000 | 20.5 | 10 | 54000 | 38000 | 70.37% | 2 | 11.5 | 11.5 |  |  |  |  | R-410A | 4 | Residential & Commercial | VSMSHP | Non-Ducted CEE Tier 2
205141512 | Mini/Multi Split | FRIEDRICH | HMSV-A-CB-O | FPHMR42A3A |  | Non-Ducted Indoor Units | 0 |  | 42000 | 20 | 8.95 | 41500 | 36000 | 86.75% | 1.84 | 10.5 | 10.5 |  |  |  |  | R-410A | 3.5 | Residential & Commercial | VSMSHP
205123812 | Mini/Multi Split | HISENSE | HMSV-A-CB-O | AMW5-42U3STA |  | Non-Ducted Indoor Units | 0 |  | 42000 | 20 | 8.95 | 41500 | 36000 | 86.75% | 1.84 | 10.5 | 10.5 |  |  |  |  | R-410A | 3.5 | Residential & Commercial | VSMSHP
205047861 | Mini/Multi Split | C&H | HMSV-A-CB-O | CH-HYP19MSPH-230VO |  | Non-Ducted Indoor Units | 0 |  | 19000 | 21.5 | 9 | 20000 | 17000 | 85% | 1.9 | 12.5 | 12.5 |  |  |  |  | R-410A | 1.5833 | Residential & Commercial | VSMSHP
205092305 | Mini/Multi Split | MIDEA | HMSV-A-CB-O | MCH3U-27PHH2 |  | Non-Ducted Indoor Units | 0 |  | 19000 | 21.5 | 9 | 20000 | 17000 | 85% | 1.9 | 12.5 | 12.5 |  |  |  |  | R-410A | 1.5833 | Residential & Commercial | VSMSHP
205047867 | Mini/Multi Split | C&H | HMSV-A-CB-O | CH-HYP28MSPH-230VO |  | Non-Ducted Indoor Units | 0 |  | 28000 | 22 | 9 | 28000 | 26800 | 95.71% | 1.9 | 13 | 12.5 |  |  |  |  | R-410A | 2.3333 | Residential & Commercial | VSMSHP
205047864 | Mini/Multi Split | C&H | HMSV-A-CB-O | CH-HYP36MSPH-230VO |  | Non-Ducted Indoor Units | 0 |  | 36000 | 21.5 | 9.5 | 36000 | 36000 | 100% | 1.9 | 13.5 | 13.5 |  |  |  |  | R-410A | 3 | Residential & Commercial | VSMSHP | Non-Ducted CEE Tier 2
205049559 | Mini/Multi Split | RUUD | HMSV-A-CB | UOMH18AFXZJ |  | Non-Ducted Indoor Units | 0 |  | 18000 | 21.5 | 9.6 | 22000 | 22000 | 100% | 1.84 | 13.5 | 13.5 |  |  |  |  | R-410A | 1.5 | Residential & Commercial | VSMSHP | Non-Ducted CEE Tier 2
205049560 | Mini/Multi Split | RHEEM | HMSV-A-CB | ROMH18AFXZJ |  | Non-Ducted Indoor Units | 0 |  | 18000 | 21.5 | 9.6 | 22000 | 22000 | 100% | 1.84 | 13.5 | 13.5 |  |  |  |  | R-410A | 1.5 | Residential & Commercial | VSMSHP | Non-Ducted CEE Tier 2
214056546 | Mini/Multi Split | AIR TECH | HMSV-A-CB-O | ATVO60NGUG2 |  | Non-Ducted Indoor Units | 0 |  | 60000 | 21 | 9.2 | 60000 | 42000 | 70% | 2.1 | 0 | 11 |  |  |  |  | R-410A | 5 | Residential & Commercial | VSMSHP
214056550 | Mini/Multi Split | AIR TECH | HMSV-A-CB-O | ATVO48NGUG2 |  | Non-Ducted Indoor Units | 0 |  | 48000 | 22 | 9.2 | 48000 | 33600 | 70% | 2.2 | 0 | 11.5 |  |  |  |  | R-410A | 4 | Residential & Commercial | VSMSHP
214056553 | Mini/Multi Split | AIR TECH | HMSV-A-CB-O | ATVO36NGUG2 |  | Non-Ducted Indoor Units | 0 |  | 36000 | 23 | 9 | 36000 | 25200 | 70% | 2.4 | 0 | 13 |  |  |  |  | R-410A | 3 | Residential & Commercial | VSMSHP
204816953 | Mini/Multi Split | HISENSE | HMSV-A-CB-O | AMW2-18U3SFA |  | Non-Ducted Indoor Units | 0 |  | 18000 | 21 | 9.5 | 18000 | 18000 | 100% | 1.84 | 12.5 | 12.5 |  |  |  |  | R-410A | 1.5 | Residential & Commercial | VSMSHP | Non-Ducted CEE Tier 2
204793306 | Mini/Multi Split | DIAL | HMSV-A-CB-O | 24000Z-03-O |  | Non-Ducted Indoor Units | 0 |  | 24000 | 22 | 9.05 | 24000 | 24000 | 100% | 1.84 | 12.5 | 12.5 |  |  |  |  | R-410A | 2 | Residential & Commercial | VSMSHP
204793307 | Mini/Multi Split | DIAL | HMSV-A-CB-O | 36000Z-04-O |  | Non-Ducted Indoor Units | 0 |  | 32000 | 21 | 9 | 36000 | 36000 | 100% | 1.84 | 12.5 | 12.5 |  |  |  |  | R-410A | 2.6667 | Residential & Commercial | VSMSHP
204711128 | Mini/Multi Split | Breeze33 | HMSV-A-CB-O | BZ33-HYP18HP2Z2 |  | Non-Ducted Indoor Units | 0 |  | 19000 | 21.5 | 9 | 20000 | 17000 | 85% | 1.9 | 12.5 | 12.5 |  |  |  |  | R-410A | 1.5833 | Residential & Commercial | VSMSHP
204711129 | Mini/Multi Split | Breeze33 | HMSV-A-CB-O | BZ33-HYP27HP3Z2 |  | Non-Ducted Indoor Units | 0 |  | 28000 | 22 | 9 | 28000 | 26800 | 95.71% | 1.9 | 13 | 12.5 |  |  |  |  | R-410A | 2.3333 | Residential & Commercial | VSMSHP
204706294 | Mini/Multi Split | ACC | HMSV-A-CB-O | MST183E23MHAA |  | Non-Ducted Indoor Units | 0 |  | 19000 | 21.5 | 9 | 20000 | 17000 | 85% | 1.9 | 12.5 | 12.5 |  |  |  |  | R-410A | 1.5833 | Residential & Commercial | VSMSHP
204706295 | Mini/Multi Split | ACC | HMSV-A-CB-O | MST303E23MHAA |  | Non-Ducted Indoor Units | 0 |  | 28000 | 22 | 9 | 28000 | 26800 | 95.71% | 1.9 | 13 | 12.5 |  |  |  |  | R-410A | 2.3333 | Residential & Commercial | VSMSHP
204706296 | Mini/Multi Split | ACC | HMSV-A-CB-O | MST363E23MHAA |  | Non-Ducted Indoor Units | 0 |  | 36000 | 21.5 | 9.5 | 36000 | 36000 | 100% | 1.9 | 13.5 | 13.5 |  |  |  |  | R-410A | 3 | Residential & Commercial | VSMSHP | Non-Ducted CEE Tier 2
204631560 | Mini/Multi Split | MIDEA | HMSV-A-CB | MV1-36DMN1-(C) |  | Non-Ducted Indoor Units | 0 |  | 36000 | 19.2 | 9.5 | 37000 | 26000 | 70.27% | 2.1 | 12.1 | 12.1 |  |  |  |  | R-410A | 3 | Residential & Commercial | VSMSHP | Non-Ducted CEE Tier 2
213927619 | Mini/Multi Split | MAXI AIR | HMSV-A-CB-O | NE-T53-MULTI28E |  | Non-Ducted Indoor Units | 0 |  | 28000 | 23 | 10.6 | 28000 | 25000 | 89.29% | 1.8 | 12.5 | 12.5 |  |  |  |  | R-410A | 2.3333 | Residential & Commercial | VSMSHP | Non-Ducted CEE Tier 2
213886050 | Mini/Multi Split | SLIMAIR | HMSV-A-CB-O | SHC5Z55VE2AG |  | Non-Ducted Indoor Units | 0 |  | 55000 | 20 | 9.5 | 55000 | 45500 | 82.73% | 1.8 | 10.5 | 10.5 |  |  |  |  | R-410A | 4.5833 | Residential & Commercial | VSMSHP | Non-Ducted CEE Tier 2
204462794 | Mini/Multi Split | AIR-CON | HMSV-A-CB-O | AMSCI4H4S24 |  | Non-Ducted Indoor Units | 0 |  | 24000 | 22 | 9.05 | 24000 | 24000 | 100% | 1.84 | 12.5 | 12.5 |  |  |  |  | R-410A | 2 | Residential & Commercial | VSMSHP
204462795 | Mini/Multi Split | AIR-CON | HMSV-A-CB-O | AMSCI4H4S36 |  | Non-Ducted Indoor Units | 0 |  | 32000 | 21 | 9 | 36000 | 36000 | 100% | 1.84 | 12.5 | 12.5 |  |  |  |  | R-410A | 2.6667 | Residential & Commercial | VSMSHP
204517339 | Mini/Multi Split | AIR MAX | HMSV-A-CB-O | GFMCB18-H2 |  | Non-Ducted Indoor Units | 0 |  | 18000 | 21 | 9 | 19000 | 13500 | 71.05% | 2.01 | 12.5 | 12.5 |  |  |  |  | R-410A | 1.5 | Residential & Commercial | VSMSHP
204517340 | Mini/Multi Split | AIR MAX | HMSV-A-CB-O | GFMCB24-H2 |  | Non-Ducted Indoor Units | 0 |  | 24000 | 21 | 9 | 26000 | 18400 | 70.77% | 1.81 | 12.5 | 11.8 |  |  |  |  | R-410A | 2 | Residential & Commercial | VSMSHP
213886044 | Mini/Multi Split | SLIMAIR | HMSV-A-CB-O | SHC4Z36VE2AG |  | Non-Ducted Indoor Units | 0 |  | 36000 | 20 | 9.7 | 37000 | 36000 | 97.3% | 1.9 | 12.5 | 12.5 |  |  |  |  | R-410A | 3 | Residential & Commercial | VSMSHP | Non-Ducted CEE Tier 2
213886047 | Mini/Multi Split | SLIMAIR | HMSV-A-CB-O | SHC5Z48VE2AG |  | Non-Ducted Indoor Units | 0 |  | 48000 | 21.2 | 10 | 49000 | 45000 | 91.84% | 2 | 11 | 11 |  |  |  |  | R-410A | 4 | Residential & Commercial | VSMSHP | Non-Ducted CEE Tier 2
213886038 | Mini/Multi Split | SLIMAIR | HMSV-A-CB-O | SHC2Z18VE2AG |  | Non-Ducted Indoor Units | 0 |  | 19000 | 20.5 | 9 | 20000 | 18000 | 90% | 1.8 | 12.5 | 12.5 |  |  |  |  | R-410A | 1.5833 | Residential & Commercial | VSMSHP
213886041 | Mini/Multi Split | SLIMAIR | HMSV-A-CB-O | SHC3Z27VE2AG |  | Non-Ducted Indoor Units | 0 |  | 28000 | 22.6 | 9.8 | 28000 | 25000 | 89.29% | 1.8 | 11.5 | 11.8 |  |  |  |  | R-410A | 2.3333 | Residential & Commercial | VSMSHP | Non-Ducted CEE Tier 2
204005788 | Mini/Multi Split | ELIOS | HMSV-A-CB-O | DE27HOM25230X3 |  | Non-Ducted Indoor Units | 0 |  | 28000 | 22 | 9 | 28000 | 26800 | 95.71% | 1.9 | 13 | 12.5 |  |  |  |  | R-410A | 2.3333 | Residential & Commercial | VSMSHP
204462622 | Mini/Multi Split | KINGHOME | HRCU-A-CB-O | KM18UH5O |  | Non-Ducted Indoor Units | 0 |  | 18000 | 20 | 10 | 21000 | 21800 | 103.8% | 1.81 | 12.5 | 12 |  |  |  |  | R-410A | 1.5 | Residential & Commercial | VSMSHP | Non-Ducted CEE Tier 2
204462623 | Mini/Multi Split | KINGHOME | HRCU-A-CB-O | KM24UH5O |  | Non-Ducted Indoor Units | 0 |  | 22000 | 20 | 10 | 26000 | 30000 | 115.4% | 1.8 | 12.5 | 12 |  |  |  |  | R-410A | 1.8333 | Residential & Commercial | VSMSHP | Non-Ducted CEE Tier 2
204462624 | Mini/Multi Split | KINGHOME | HRCU-A-CB-O | KM36UH5O |  | Non-Ducted Indoor Units | 0 |  | 36000 | 16 | 8.6 | 36000 | 28200 | 78.33% | 1.82 | 9 | 9 |  |  |  |  | R-410A | 3 | Residential & Commercial | VSMSHP
204462625 | Mini/Multi Split | KINGHOME | HRCU-A-CB-O | KM42UH5O |  | Non-Ducted Indoor Units | 0 |  | 42000 | 16 | 8.6 | 42000 | 31200 | 74.29% | 1.82 | 9 | 9 |  |  |  |  | R-410A | 3.5 | Residential & Commercial | VSMSHP
204344215 | Mini/Multi Split | Hisense | HMSV-A-CB-O | AVW-36H3FH |  | Non-Ducted Indoor Units | 0 |  | 36000 | 19.5 | 10.4 | 42000 | 31000 | 73.81% | 2.2 | 14.2 | 14.2 |  |  |  |  | R-410A | 3 | Residential & Commercial | VSMSHP | Non-Ducted CEE Tier 2
204344216 | Mini/Multi Split | Hisense | HMSV-A-CB-O | AVW-48H3FH |  | Non-Ducted Indoor Units | 0 |  | 48000 | 18.5 | 10 | 54000 | 38000 | 70.37% | 2.2 | 12.6 | 12.6 |  |  |  |  | R-410A | 4 | Residential & Commercial | VSMSHP | Non-Ducted CEE Tier 2
204344218 | Mini/Multi Split | TOSOT | HRCU-A-CB-O | TM18H5O |  | Non-Ducted Indoor Units | 0 |  | 18000 | 20 | 10 | 21000 | 21800 | 103.8% | 1.81 | 12.5 | 12 |  |  |  |  | R-410A | 1.5 | Residential & Commercial | VSMSHP | Non-Ducted CEE Tier 2
204344219 | Mini/Multi Split | TOSOT | HRCU-A-CB-O | TM24H5O |  | Non-Ducted Indoor Units | 0 |  | 22000 | 20 | 10 | 26000 | 30000 | 115.4% | 1.8 | 12.5 | 12 |  |  |  |  | R-410A | 1.8333 | Residential & Commercial | VSMSHP | Non-Ducted CEE Tier 2
204344220 | Mini/Multi Split | TOSOT | HRCU-A-CB-O | TM36H5O |  | Non-Ducted Indoor Units | 0 |  | 36000 | 16 | 8.6 | 36000 | 28200 | 78.33% | 1.82 | 9 | 9 |  |  |  |  | R-410A | 3 | Residential & Commercial | VSMSHP
204344221 | Mini/Multi Split | TOSOT | HRCU-A-CB-O | TM42H5O |  | Non-Ducted Indoor Units | 0 |  | 42000 | 16 | 8.6 | 42000 | 31200 | 74.29% | 1.82 | 9 | 9 |  |  |  |  | R-410A | 3.5 | Residential & Commercial | VSMSHP
204288780 | Mini/Multi Split | GREE | HMSV-A-CB-O | MULTIU36HP230V1DO |  | Non-Ducted Indoor Units | 0 |  | 36000 | 16 | 8.6 | 36000 | 28200 | 78.33% | 1.82 | 9 | 9 |  |  |  |  | R-410A | 3 | Residential & Commercial | VSMSHP
204288781 | Mini/Multi Split | GREE | HMSV-A-CB-O | MULTIU42HP230V1DO |  | Non-Ducted Indoor Units | 0 |  | 42000 | 16 | 8.6 | 42000 | 31200 | 74.29% | 1.82 | 9 | 9 |  |  |  |  | R-410A | 3.5 | Residential & Commercial | VSMSHP
204340534 | Mini/Multi Split | TRANE | HRCU-A-CB-O | 4TXM2318A12NU** |  | Non-Ducted Indoor Units | 0 |  | 18000 | 20 | 10 | 21000 | 21800 | 103.8% | 1.81 | 12.5 | 12 |  |  |  |  | R-410A | 1.5 | Residential & Commercial | VSMSHP | Non-Ducted CEE Tier 2
204340535 | Mini/Multi Split | AMERICAN STANDARD | HRCU-A-CB-O | 4TXM2318A12NU** |  | Non-Ducted Indoor Units | 0 |  | 18000 | 20 | 10 | 21000 | 21800 | 103.8% | 1.81 | 12.5 | 12 |  |  |  |  | R-410A | 1.5 | Residential & Commercial | VSMSHP | Non-Ducted CEE Tier 2
204340536 | Mini/Multi Split | TRANE | HMSV-A-CB-O | 4TXM2324A13NU** |  | Non-Ducted Indoor Units | 0 |  | 22000 | 20 | 10 | 26000 | 30000 | 115.4% | 1.8 | 12.5 | 12 |  |  |  |  | R-410A | 1.8333 | Residential & Commercial | VSMSHP | Non-Ducted CEE Tier 2
204340537 | Mini/Multi Split | AMERICAN STANDARD | HMSV-A-CB-O | 4TXM2324A13NU** |  | Non-Ducted Indoor Units | 0 |  | 22000 | 20 | 10 | 26000 | 30000 | 115.4% | 1.8 | 12.5 | 12 |  |  |  |  | R-410A | 1.8333 | Residential & Commercial | VSMSHP | Non-Ducted CEE Tier 2
204005785 | Mini/Multi Split | ELIOS | HMSV-A-CB-O | DE18HOM25230X3 |  | Non-Ducted Indoor Units | 0 |  | 19000 | 21.5 | 9 | 20000 | 17000 | 85% | 1.9 | 12.5 | 12.5 |  |  |  |  | R-410A | 1.5833 | Residential & Commercial | VSMSHP
204005786 | Mini/Multi Split | ELIOS | HMSV-A-CB-O | DE36HOM25230X3 |  | Non-Ducted Indoor Units | 0 |  | 36000 | 21.5 | 9.5 | 36000 | 36000 | 100% | 1.9 | 13.5 | 13.5 |  |  |  |  | R-410A | 3 | Residential & Commercial | VSMSHP | Non-Ducted CEE Tier 2
204101247 | Mini/Multi Split | FRIEDRICH | HMSV-A-CB-O | FPHMR36A3A |  | Non-Ducted Indoor Units | 0 |  | 32000 | 21 | 9 | 36000 | 36000 | 100% | 1.84 | 12.5 | 12.5 |  |  |  |  | R-410A | 2.6667 | Residential & Commercial | VSMSHP
204198639 | Mini/Multi Split | HAXXAIR | HMSV-A-CB-O | HVHM-24T2D |  | Non-Ducted Indoor Units | 0 |  | 24000 | 22 | 9.05 | 24000 | 24000 | 100% | 1.84 | 12.5 | 12.5 |  |  |  |  | R-410A | 2 | Residential & Commercial | VSMSHP
204005772 | Mini/Multi Split | MOOVAIR | HMSV-A-CB-O | DM27HOM25230X3 |  | Non-Ducted Indoor Units | 0 |  | 28000 | 22 | 9 | 28000 | 26800 | 95.71% | 1.9 | 13 | 12.5 |  |  |  |  | R-410A | 2.3333 | Residential & Commercial | VSMSHP
204005751 | Mini/Multi Split | MOOVAIR | HMSV-A-CB-O | DM18HOM25230X3 |  | Non-Ducted Indoor Units | 0 |  | 19000 | 21.5 | 9 | 20000 | 17000 | 85% | 1.9 | 12.5 | 12.5 |  |  |  |  | R-410A | 1.5833 | Residential & Commercial | VSMSHP
204005752 | Mini/Multi Split | MOOVAIR | HMSV-A-CB-O | DM36HOM25230X3 |  | Non-Ducted Indoor Units | 0 |  | 36000 | 21.5 | 9.5 | 36000 | 36000 | 100% | 1.9 | 13.5 | 13.5 |  |  |  |  | R-410A | 3 | Residential & Commercial | VSMSHP | Non-Ducted CEE Tier 2
203991183 | Mini/Multi Split | BOSCH | HMSV-A-CB-O | BMS500-AAM027-1CSXHB |  | Non-Ducted Indoor Units | 0 |  | 28000 | 22 | 9 | 28000 | 26800 | 95.71% | 1.9 | 13 | 12.5 |  |  |  |  | R-410A | 2.3333 | Residential & Commercial | VSMSHP
203991186 | Mini/Multi Split | BOSCH | HMSV-A-CB-O | BMS500-AAM036-1CSXHB |  | Non-Ducted Indoor Units | 0 |  | 36000 | 21.5 | 9.5 | 36000 | 36000 | 100% | 1.9 | 13.5 | 13.5 |  |  |  |  | R-410A | 3 | Residential & Commercial | VSMSHP | Non-Ducted CEE Tier 2
203994967 | Mini/Multi Split | YORK | HMSV-A-CB-O | YVAHP036B21S* |  | Non-Ducted Indoor Units | 0 |  | 36000 | 22.2 | 10.8 | 40000 | 29000 | 72.5% | 1.81 | 16.7 | 16.7 |  |  |  |  | R-410A | 3 | Residential & Commercial | VSMSHP | Non-Ducted CEE Tier 2
203994969 | Mini/Multi Split | HITACHI | HMSV-A-CB-O | HVAHP036B21S* |  | Non-Ducted Indoor Units | 0 |  | 36000 | 22.2 | 10.8 | 40000 | 29000 | 72.5% | 1.81 | 16.7 | 16.7 |  |  |  |  | R-410A | 3 | Residential & Commercial | VSMSHP | Non-Ducted CEE Tier 2
203994971 | Mini/Multi Split | Coleman | HMSV-A-CB-O | CVAHP036B21S* |  | Non-Ducted Indoor Units | 0 |  | 36000 | 22.2 | 10.8 | 40000 | 29000 | 72.5% | 1.81 | 16.7 | 16.7 |  |  |  |  | R-410A | 3 | Residential & Commercial | VSMSHP | Non-Ducted CEE Tier 2
203991180 | Mini/Multi Split | BOSCH | HMSV-A-CB-O | BMS500-AAM018-1CSXHB |  | Non-Ducted Indoor Units | 0 |  | 19000 | 21.5 | 9 | 20000 | 17000 | 85% | 1.9 | 12.5 | 12.5 |  |  |  |  | R-410A | 1.5833 | Residential & Commercial | VSMSHP
203966617 | Mini/Multi Split | AIRQUEST | HMSV-A-CB-O | DLCMRAH27CAK |  | Non-Ducted Indoor Units | 0 |  | 27000 | 22 | 9.6 | 27000 | 22600 | 83.7% | 2.06 | 11.5 | 11.5 |  |  |  |  | R-410A | 2.25 | Residential & Commercial | VSMSHP | Non-Ducted CEE Tier 2
203978137 | Mini/Multi Split | HISENSE | HMSV-A-CB-O | AMW3-24U3SAA |  | Non-Ducted Indoor Units | 0 |  | 24000 | 22 | 9.05 | 24000 | 24000 | 100% | 1.84 | 12.5 | 12.5 |  |  |  |  | R-410A | 2 | Residential & Commercial | VSMSHP
203978166 | Mini/Multi Split | HISENSE | HMSV-A-CB-O | AMW4-36U3STA |  | Non-Ducted Indoor Units | 0 |  | 32000 | 21 | 9 | 36000 | 36000 | 100% | 1.84 | 12.5 | 12.5 |  |  |  |  | R-410A | 2.6667 | Residential & Commercial | VSMSHP
203966607 | Mini/Multi Split | AIRQUEST | HMSV-A-CB-O | DLCMRAH36DAK |  | Non-Ducted Indoor Units | 0 |  | 36000 | 21.4 | 8.6 | 36000 | 26200 | 72.78% | 1.8 | 10.5 | 10.5 |  |  |  |  | R-410A | 3 | Residential & Commercial | VSMSHP
203514060 | Mini/Multi Split | EMI | HMSV-A-CB-O | DHMZ436DA |  | Non-Ducted Indoor Units | 0 |  | 36000 | 21.5 | 9.5 | 36000 | 36000 | 100% | 1.9 | 13.5 | 13.5 |  |  |  |  | R-410A | 3 | Residential & Commercial | VSMSHP | Non-Ducted CEE Tier 2
203514061 | Mini/Multi Split | EMI | HMSV-A-CB-O | DHMZ218DA |  | Non-Ducted Indoor Units | 0 |  | 19000 | 21.5 | 9 | 20000 | 17000 | 85% | 1.9 | 12.5 | 12.5 |  |  |  |  | R-410A | 1.5833 | Residential & Commercial | VSMSHP
203514062 | Mini/Multi Split | EMI | HMSV-A-CB-O | DHMZ327DA |  | Non-Ducted Indoor Units | 0 |  | 28000 | 22 | 9 | 28000 | 26800 | 95.71% | 1.9 | 13 | 12.5 |  |  |  |  | R-410A | 2.3333 | Residential & Commercial | VSMSHP
203989085 | Mini/Multi Split | GREE | HMSV-A-CB-O | MULTIU18HP230V1DO |  | Non-Ducted Indoor Units | 0 |  | 18000 | 20 | 10 | 21000 | 21800 | 103.8% | 1.81 | 12.5 | 12 |  |  |  |  | R-410A | 1.5 | Residential & Commercial | VSMSHP | Non-Ducted CEE Tier 2
203989086 | Mini/Multi Split | GREE | HMSV-A-CB-O | MULTIU24HP230V1DO |  | Non-Ducted Indoor Units | 0 |  | 22000 | 20 | 10 | 26000 | 30000 | 115.4% | 1.8 | 12.5 | 12 |  |  |  |  | R-410A | 1.8333 | Residential & Commercial | VSMSHP | Non-Ducted CEE Tier 2
203449484 | Mini/Multi Split | MIRAGE | HMSV-A-CB-O | OVMH271A |  | Non-Ducted Indoor Units | 0 |  | 27000 | 22 | 8.9 | 28000 | 20800 | 74.29% | 1.9 | 12 | 12 |  |  |  |  | R-410A | 2.25 | Residential & Commercial | VSMSHP
203343585 | Mini/Multi Split | LENNOX | HMSV-A-CB-O | MLA018S4M-2P |  | Non-Ducted Indoor Units | 0 |  | 19000 | 21.5 | 9 | 20000 | 17000 | 85% | 1.9 | 12.5 | 12.5 |  |  |  |  | R-410A | 1.5833 | Residential & Commercial | VSMSHP
203269782 | Mini/Multi Split | DIRECT AIR | HMSV-A-CB-O | M2OH-18HFN1-M |  | Non-Ducted Indoor Units | 0 |  | 19000 | 21.5 | 9 | 20000 | 17000 | 85% | 1.9 | 12.5 | 12.5 |  |  |  |  | R-410A | 1.5833 | Residential & Commercial | VSMSHP
203269783 | Mini/Multi Split | DIRECT AIR | HMSV-A-CB-O | M3OH-27HFN1-M |  | Non-Ducted Indoor Units | 0 |  | 28000 | 22 | 9 | 28000 | 26800 | 95.71% | 1.9 | 13 | 12.5 |  |  |  |  | R-410A | 2.3333 | Residential & Commercial | VSMSHP
203269784 | Mini/Multi Split | DIRECT AIR | HMSV-A-CB-O | M4OH-36HFN1-M |  | Non-Ducted Indoor Units | 0 |  | 36000 | 21.5 | 9.5 | 36000 | 36000 | 100% | 1.9 | 13.5 | 13.5 |  |  |  |  | R-410A | 3 | Residential & Commercial | VSMSHP | Non-Ducted CEE Tier 2
203376863 | Mini/Multi Split | AIRTEMP | HMSV-A-CB-O | GXH42(12.3)FMK4DH |  | Non-Ducted Indoor Units | 0 |  | 39000 | 21 | 8.6 | 40000 | 28400 | 71% | 1.84 | 10.4 | 10.4 |  |  |  |  | R-410A | 3.25 | Residential & Commercial | VSMSHP
202918822 | Mini/Multi Split | BLUERIDGE | HMSV-A-CB-O | BMHH36M17C |  | Non-Ducted Indoor Units | 0 |  | 36000 | 21.5 | 9.5 | 36000 | 36000 | 100% | 1.9 | 13.5 | 13.5 |  |  |  |  | R-410A | 3 | Residential & Commercial | VSMSHP | Non-Ducted CEE Tier 2
202575895 | Mini/Multi Split | AireForce | HMSV-A-CB-O | GXH42(12.3)FMK4DH |  | Non-Ducted Indoor Units | 0 |  | 39000 | 21 | 8.6 | 40000 | 28400 | 71% | 1.84 | 10.4 | 10.4 |  |  |  |  | R-410A | 3.25 | Residential & Commercial | VSMSHP
202575871 | Mini/Multi Split | COMFORTSTAR | HMSV-A-CB-O | CM2-18-2ZX |  | Non-Ducted Indoor Units | 0 |  | 19000 | 21.5 | 9 | 20000 | 17000 | 85% | 1.9 | 12.5 | 12.5 |  |  |  |  | R-410A | 1.5833 | Residential & Commercial | VSMSHP
202575872 | Mini/Multi Split | COMFORTSTAR | HMSV-A-CB-O | CM3-27-3ZX |  | Non-Ducted Indoor Units | 0 |  | 28000 | 22 | 9 | 28000 | 26800 | 95.71% | 1.9 | 13 | 12.5 |  |  |  |  | R-410A | 2.3333 | Residential & Commercial | VSMSHP
202575873 | Mini/Multi Split | COMFORTSTAR | HMSV-A-CB-O | CM4-36-4ZX |  | Non-Ducted Indoor Units | 0 |  | 36000 | 21.5 | 9.5 | 36000 | 36000 | 100% | 1.9 | 13.5 | 13.5 |  |  |  |  | R-410A | 3 | Residential & Commercial | VSMSHP | Non-Ducted CEE Tier 2
202557960 | Mini/Multi Split | GREE | HRCU-A-CB-O | GWHD(18)ND3JO |  | Non-Ducted Indoor Units | 0 |  | 18000 | 20 | 10 | 21000 | 21800 | 103.8% | 1.81 | 12.5 | 12 |  |  |  |  | R-410A | 1.5 | Residential & Commercial | VSMSHP | Non-Ducted CEE Tier 2
202557961 | Mini/Multi Split | GREE | HMSV-A-CB-O | GWHD(24)ND3JO |  | Non-Ducted Indoor Units | 0 |  | 22000 | 20 | 10 | 26000 | 30000 | 115.4% | 1.8 | 12.5 | 12 |  |  |  |  | R-410A | 1.8333 | Residential & Commercial | VSMSHP | Non-Ducted CEE Tier 2
202557962 | Mini/Multi Split | GREE | HMSV-A-CB-O | GWHD(36)ND3JO |  | Non-Ducted Indoor Units | 0 |  | 36000 | 16 | 8.6 | 36000 | 28200 | 78.33% | 1.82 | 9 | 9 |  |  |  |  | R-410A | 3 | Residential & Commercial | VSMSHP
202557963 | Mini/Multi Split | GREE | HMSV-A-CB-O | GWHD(42)ND3JO |  | Non-Ducted Indoor Units | 0 |  | 42000 | 16 | 8.6 | 42000 | 31200 | 74.29% | 1.82 | 9 | 9 |  |  |  |  | R-410A | 3.5 | Residential & Commercial | VSMSHP
202265568 | Mini/Multi Split | YMGI | HMSV-A-CB-O | WMMS-48CH-V2B(59)4 |  | Non-Ducted Indoor Units | 0 |  | 34000 | 21 | 8.6 | 36000 | 25400 | 70.56% | 2.32 | 12.5 | 11.8 |  |  |  |  | R-410A | 2.8333 | Residential & Commercial | VSMSHP
202265571 | Mini/Multi Split | YMGI | HMSV-A-CB-O | WMMS-60CH-V2B(59)4 |  | Non-Ducted Indoor Units | 0 |  | 39000 | 21 | 8.6 | 40000 | 28400 | 71% | 1.84 | 10.4 | 10.4 |  |  |  |  | R-410A | 3.25 | Residential & Commercial | VSMSHP
202265565 | Mini/Multi Split | YMGI | HMSV-A-CB-O | WMMS-42CH-V2B(59)4 |  | Non-Ducted Indoor Units | 0 |  | 28400 | 20 | 8.6 | 30000 | 21200 | 70.67% | 1.85 | 12.5 | 11.8 |  |  |  |  | R-410A | 2.3667 | Residential & Commercial | VSMSHP
202265559 | Mini/Multi Split | YMGI | HMSV-A-CB-O | WMMS-30CH-V2B(59)4 |  | Non-Ducted Indoor Units | 0 |  | 18000 | 21 | 9 | 19000 | 13500 | 71.05% | 2.01 | 12.5 | 12.5 |  |  |  |  | R-410A | 1.5 | Residential & Commercial | VSMSHP
202265562 | Mini/Multi Split | YMGI | HMSV-A-CB-O | WMMS-36CH-V2B(59)4 |  | Non-Ducted Indoor Units | 0 |  | 24000 | 21 | 9 | 26000 | 18400 | 70.77% | 1.81 | 12.5 | 11.8 |  |  |  |  | R-410A | 2 | Residential & Commercial | VSMSHP
202208603 | Mini/Multi Split | SMARTFLEX | HMSV-A-CB-O | DHW42CMB21S |  | Non-Ducted Indoor Units | 0 |  | 39000 | 21 | 8.6 | 40000 | 28400 | 71% | 1.84 | 10.4 | 10.4 |  |  |  |  | R-410A | 3.25 | Residential & Commercial | VSMSHP
202110503 | Mini/Multi Split | ACD | HMSV-A-CB-O | MPD36KCH21S-O |  | Non-Ducted Indoor Units | 0 |  | 34000 | 21 | 8.6 | 36000 | 25400 | 70.56% | 2.32 | 12.5 | 11.8 |  |  |  |  | R-410A | 2.8333 | Residential & Commercial | VSMSHP
202110506 | Mini/Multi Split | ACD | HMSV-A-CB-O | MPD42KCH21S-O |  | Non-Ducted Indoor Units | 0 |  | 39000 | 21 | 8.6 | 40000 | 28400 | 71% | 1.84 | 10.4 | 10.4 |  |  |  |  | R-410A | 3.25 | Residential & Commercial | VSMSHP
202119270 | Mini/Multi Split | SMART COMFORT | HMSV-A-CB-O | DLCMRAH27CAK |  | Non-Ducted Indoor Units | 0 |  | 27000 | 22 | 9.6 | 27000 | 22600 | 83.7% | 2.06 | 11.5 | 11.5 |  |  |  |  | R-410A | 2.25 | Residential & Commercial | VSMSHP | Non-Ducted CEE Tier 2
202119271 | Mini/Multi Split | SMART COMFORT | HMSV-A-CB-O | DLCMRAH36DAK |  | Non-Ducted Indoor Units | 0 |  | 36000 | 21.4 | 8.6 | 36000 | 26200 | 72.78% | 1.8 | 10.5 | 10.5 |  |  |  |  | R-410A | 3 | Residential & Commercial | VSMSHP
202110494 | Mini/Multi Split | ACD | HMSV-A-CB-O | MPD18KCH22S-O |  | Non-Ducted Indoor Units | 0 |  | 18000 | 21 | 9 | 19000 | 13500 | 71.05% | 2.01 | 12.5 | 12.5 |  |  |  |  | R-410A | 1.5 | Residential & Commercial | VSMSHP
202110500 | Mini/Multi Split | ACD | HMSV-A-CB-O | MPD30KCH21S-O |  | Non-Ducted Indoor Units | 0 |  | 28400 | 20 | 8.6 | 30000 | 21200 | 70.67% | 1.85 | 12.5 | 11.8 |  |  |  |  | R-410A | 2.3667 | Residential & Commercial | VSMSHP
202098116 | Mini/Multi Split | SAMSUNG | HMSV-A-CB-O | AM036NXMDCR |  | Non-Ducted Indoor Units | 0 |  | 38000 | 22 | 10 | 42000 | 31000 | 73.81% | 2.1 | 12.5 | 12.5 |  |  |  |  | R-410A | 3.1667 | Residential & Commercial | VSMSHP | Non-Ducted CEE Tier 2
202083996 | Mini/Multi Split | SAMSUNG | HMSV-A-CB-O | AM060NXMDCR |  | Non-Ducted Indoor Units | 0 |  | 60000 | 19 | 9.8 | 66000 | 47000 | 71.21% | 2 | 11.2 | 11.2 |  |  |  |  | R-410A | 5 | Residential & Commercial | VSMSHP | Non-Ducted CEE Tier 2
202083810 | Mini/Multi Split | SAMSUNG | HMSV-A-CB-O | AM053NXMDCR |  | Non-Ducted Indoor Units | 0 |  | 53000 | 20 | 10 | 61000 | 43000 | 70.49% | 2 | 11.5 | 11.5 |  |  |  |  | R-410A | 4.4167 | Residential & Commercial | VSMSHP | Non-Ducted CEE Tier 2
202057118 | Mini/Multi Split | SAMSUNG | HMSV-A-CB-O | AM048NXMDCR |  | Non-Ducted Indoor Units | 0 |  | 48000 | 20.5 | 10 | 54000 | 38000 | 70.37% | 2 | 11.5 | 11.5 |  |  |  |  | R-410A | 4 | Residential & Commercial | VSMSHP | Non-Ducted CEE Tier 2
201866479 | Mini/Multi Split | KERR | HMSV-A-CB-O | A-KMH18DU-1 |  | Non-Ducted Indoor Units | 0 |  | 19000 | 21.5 | 9 | 20000 | 17000 | 85% | 1.9 | 12.5 | 12.5 |  |  |  |  | R-410A | 1.5833 | Residential & Commercial | VSMSHP
201866480 | Mini/Multi Split | KERR | HMSV-A-CB-O | A-KMH28TU-1 |  | Non-Ducted Indoor Units | 0 |  | 28000 | 22 | 9 | 28000 | 26800 | 95.71% | 1.9 | 13 | 12.5 |  |  |  |  | R-410A | 2.3333 | Residential & Commercial | VSMSHP
201866481 | Mini/Multi Split | KERR | HMSV-A-CB-O | A-KMH36QU-1 |  | Non-Ducted Indoor Units | 0 |  | 36000 | 21.5 | 9.5 | 36000 | 36000 | 100% | 1.9 | 13.5 | 13.5 |  |  |  |  | R-410A | 3 | Residential & Commercial | VSMSHP | Non-Ducted CEE Tier 2
202053797 | Mini/Multi Split | INNOVAIR | HMSV-A-CB-O | VOM0522H7RE602 |  | Non-Ducted Indoor Units | 0 |  | 18000 | 21 | 9 | 19000 | 13500 | 71.05% | 2.01 | 12.5 | 12.5 |  |  |  |  | R-410A | 1.5 | Residential & Commercial | VSMSHP
202053798 | Mini/Multi Split | INNOVAIR | HMSV-A-CB-O | VOM0733H7RE603 |  | Non-Ducted Indoor Units | 0 |  | 24000 | 21 | 9 | 26000 | 18400 | 70.77% | 1.81 | 12.5 | 11.8 |  |  |  |  | R-410A | 2 | Residential & Commercial | VSMSHP
202053799 | Mini/Multi Split | INNOVAIR | HMSV-A-CB-O | VOM0833H7RE604 |  | Non-Ducted Indoor Units | 0 |  | 28400 | 20 | 8.6 | 30000 | 21200 | 70.67% | 1.85 | 12.5 | 11.8 |  |  |  |  | R-410A | 2.3667 | Residential & Commercial | VSMSHP
202053800 | Mini/Multi Split | INNOVAIR | HMSV-A-CB-O | VOM0836H7RE605 |  | Non-Ducted Indoor Units | 0 |  | 34000 | 21 | 8.6 | 36000 | 25400 | 70.56% | 2.32 | 12.5 | 11.8 |  |  |  |  | R-410A | 2.8333 | Residential & Commercial | VSMSHP
202053801 | Mini/Multi Split | INNOVAIR | HMSV-A-CB-O | VOM0847H7RE605 |  | Non-Ducted Indoor Units | 0 |  | 39000 | 21 | 8.6 | 40000 | 28400 | 71% | 1.84 | 10.4 | 10.4 |  |  |  |  | R-410A | 3.25 | Residential & Commercial | VSMSHP
202007082 | Mini/Multi Split | BLUERIDGE | HMSV-A-CB-O | BM27M23C |  | Non-Ducted Indoor Units | 0 |  | 27000 | 22 | 8.9 | 28000 | 20800 | 74.29% | 1.9 | 12 | 12 |  |  |  |  | R-410A | 2.25 | Residential & Commercial | VSMSHP
201863418 | Mini/Multi Split | KOOLKING | HMSV-A-CB-O | M3OF-27HFN1-M |  | Non-Ducted Indoor Units | 0 |  | 27000 | 22 | 9.6 | 27000 | 22600 | 83.7% | 2.06 | 11.5 | 11.5 |  |  |  |  | R-410A | 2.25 | Residential & Commercial | VSMSHP | Non-Ducted CEE Tier 2
201862957 | Mini/Multi Split | CENTURY | HMSV-A-CB-O | A-VMH18DU-1 |  | Non-Ducted Indoor Units | 0 |  | 19000 | 21.5 | 9 | 20000 | 17000 | 85% | 1.9 | 12.5 | 12.5 |  |  |  |  | R-410A | 1.5833 | Residential & Commercial | VSMSHP
201862958 | Mini/Multi Split | CENTURY | HMSV-A-CB-O | A-VMH28TU-1 |  | Non-Ducted Indoor Units | 0 |  | 28000 | 22 | 9 | 28000 | 26800 | 95.71% | 1.9 | 13 | 12.5 |  |  |  |  | R-410A | 2.3333 | Residential & Commercial | VSMSHP
201862959 | Mini/Multi Split | CENTURY | HMSV-A-CB-O | A-VMH36QU-1 |  | Non-Ducted Indoor Units | 0 |  | 36000 | 21.5 | 9.5 | 36000 | 36000 | 100% | 1.9 | 13.5 | 13.5 |  |  |  |  | R-410A | 3 | Residential & Commercial | VSMSHP | Non-Ducted CEE Tier 2
201835690 | Mini/Multi Split | HEIL | HMSV-A-CB-O | DLCMRAH27CAK |  | Non-Ducted Indoor Units | 0 |  | 27000 | 22 | 9.6 | 27000 | 22600 | 83.7% | 2.06 | 11.5 | 11.5 |  |  |  |  | R-410A | 2.25 | Residential & Commercial | VSMSHP | Non-Ducted CEE Tier 2
201835691 | Mini/Multi Split | KEEPRITE | HMSV-A-CB-O | DLCMRAH27CAK |  | Non-Ducted Indoor Units | 0 |  | 27000 | 22 | 9.6 | 27000 | 22600 | 83.7% | 2.06 | 11.5 | 11.5 |  |  |  |  | R-410A | 2.25 | Residential & Commercial | VSMSHP | Non-Ducted CEE Tier 2
201835692 | Mini/Multi Split | HEIL | HMSV-A-CB-O | DLCMRAH36DAK |  | Non-Ducted Indoor Units | 0 |  | 36000 | 21.4 | 8.6 | 36000 | 26200 | 72.78% | 1.8 | 10.5 | 10.5 |  |  |  |  | R-410A | 3 | Residential & Commercial | VSMSHP
201835693 | Mini/Multi Split | KEEPRITE | HMSV-A-CB-O | DLCMRAH36DAK |  | Non-Ducted Indoor Units | 0 |  | 36000 | 21.4 | 8.6 | 36000 | 26200 | 72.78% | 1.8 | 10.5 | 10.5 |  |  |  |  | R-410A | 3 | Residential & Commercial | VSMSHP
201846984 | Mini/Multi Split | PAYNE | HMSV-A-CB-O | 38MGRQ36D--3 |  | Non-Ducted Indoor Units | 0 |  | 36000 | 21.5 | 9.5 | 36000 | 36000 | 100% | 1.9 | 13.5 | 13.5 |  |  |  |  | R-410A | 3 | Residential & Commercial | VSMSHP | Non-Ducted CEE Tier 2
201847004 | Mini/Multi Split | MIDEA | HMSV-A-CB-O | 38MGRQ36D--3 |  | Non-Ducted Indoor Units | 0 |  | 36000 | 21.5 | 9.5 | 36000 | 36000 | 100% | 1.9 | 13.5 | 13.5 |  |  |  |  | R-410A | 3 | Residential & Commercial | VSMSHP | Non-Ducted CEE Tier 2
201835525 | Mini/Multi Split | ARCOAIRE | HMSV-A-CB-O | DLCMRAH27CAK |  | Non-Ducted Indoor Units | 0 |  | 27000 | 22 | 9.6 | 27000 | 22600 | 83.7% | 2.06 | 11.5 | 11.5 |  |  |  |  | R-410A | 2.25 | Residential & Commercial | VSMSHP | Non-Ducted CEE Tier 2
201835573 | Mini/Multi Split | COMFORTMAKER | HMSV-A-CB-O | DLCMRAH27CAK |  | Non-Ducted Indoor Units | 0 |  | 27000 | 22 | 9.6 | 27000 | 22600 | 83.7% | 2.06 | 11.5 | 11.5 |  |  |  |  | R-410A | 2.25 | Residential & Commercial | VSMSHP | Non-Ducted CEE Tier 2
201835574 | Mini/Multi Split | COMFORTMAKER | HMSV-A-CB-O | DLCMRAH36DAK |  | Non-Ducted Indoor Units | 0 |  | 36000 | 21.4 | 8.6 | 36000 | 26200 | 72.78% | 1.8 | 10.5 | 10.5 |  |  |  |  | R-410A | 3 | Residential & Commercial | VSMSHP
201835621 | Mini/Multi Split | DAY & NIGHT | HMSV-A-CB-O | DLCMRAH27CAK |  | Non-Ducted Indoor Units | 0 |  | 27000 | 22 | 9.6 | 27000 | 22600 | 83.7% | 2.06 | 11.5 | 11.5 |  |  |  |  | R-410A | 2.25 | Residential & Commercial | VSMSHP | Non-Ducted CEE Tier 2
201835622 | Mini/Multi Split | DAY & NIGHT | HMSV-A-CB-O | DLCMRAH36DAK |  | Non-Ducted Indoor Units | 0 |  | 36000 | 21.4 | 8.6 | 36000 | 26200 | 72.78% | 1.8 | 10.5 | 10.5 |  |  |  |  | R-410A | 3 | Residential & Commercial | VSMSHP
201835786 | Mini/Multi Split | TEMPSTAR | HMSV-A-CB-O | DLCMRAH27CAK |  | Non-Ducted Indoor Units | 0 |  | 27000 | 22 | 9.6 | 27000 | 22600 | 83.7% | 2.06 | 11.5 | 11.5 |  |  |  |  | R-410A | 2.25 | Residential & Commercial | VSMSHP | Non-Ducted CEE Tier 2
201835787 | Mini/Multi Split | KENMORE | HMSV-A-CB-O | DLCMRAH27CAK |  | Non-Ducted Indoor Units | 0 |  | 27000 | 22 | 9.6 | 27000 | 22600 | 83.7% | 2.06 | 11.5 | 11.5 |  |  |  |  | R-410A | 2.25 | Residential & Commercial | VSMSHP | Non-Ducted CEE Tier 2
201835788 | Mini/Multi Split | KENMORE | HMSV-A-CB-O | DLCMRAH36DAK |  | Non-Ducted Indoor Units | 0 |  | 36000 | 21.4 | 8.6 | 36000 | 26200 | 72.78% | 1.8 | 10.5 | 10.5 |  |  |  |  | R-410A | 3 | Residential & Commercial | VSMSHP
201835789 | Mini/Multi Split | TEMPSTAR | HMSV-A-CB-O | DLCMRAH36DAK |  | Non-Ducted Indoor Units | 0 |  | 36000 | 21.4 | 8.6 | 36000 | 26200 | 72.78% | 1.8 | 10.5 | 10.5 |  |  |  |  | R-410A | 3 | Residential & Commercial | VSMSHP
201810023 | Mini/Multi Split | MDV | HMSV-A-CB-O | M3OH-27HFN1-M |  | Non-Ducted Indoor Units | 0 |  | 28000 | 22 | 9 | 28000 | 26800 | 95.71% | 1.9 | 13 | 12.5 |  |  |  |  | R-410A | 2.3333 | Residential & Commercial | VSMSHP
201830360 | Mini/Multi Split | AC PRO | HMSV-A-CB-O | 2PAMSH27-MZO3 |  | Non-Ducted Indoor Units | 0 |  | 27000 | 22 | 8.9 | 28000 | 20800 | 74.29% | 1.9 | 12 | 12 |  |  |  |  | R-410A | 2.25 | Residential & Commercial | VSMSHP
201810034 | Mini/Multi Split | COMFORT-AIRE | HMSV-A-CB-O | A-VMH18DU-1 |  | Non-Ducted Indoor Units | 0 |  | 19000 | 21.5 | 9 | 20000 | 17000 | 85% | 1.9 | 12.5 | 12.5 |  |  |  |  | R-410A | 1.5833 | Residential & Commercial | VSMSHP
201771973 | Mini/Multi Split | MIDEA | HMSV-A-CB-O | DLCMRAH27CAK |  | Non-Ducted Indoor Units | 0 |  | 27000 | 22 | 9.6 | 27000 | 22600 | 83.7% | 2.06 | 11.5 | 11.5 |  |  |  |  | R-410A | 2.25 | Residential & Commercial | VSMSHP | Non-Ducted CEE Tier 2
201763894 | Mini/Multi Split | ECO AIR | HMSV-A-CB-O | M3OF-27HFN1-M |  | Non-Ducted Indoor Units | 0 |  | 27000 | 22 | 8.9 | 28000 | 20800 | 74.29% | 1.9 | 12 | 12 |  |  |  |  | R-410A | 2.25 | Residential & Commercial | VSMSHP
201771987 | Mini/Multi Split | LENNOX | HMSV-A-CB-O | MLA018S4M-1P |  | Non-Ducted Indoor Units | 0 |  | 19000 | 21.5 | 9 | 20000 | 17000 | 85% | 1.9 | 12.5 | 12.5 |  |  |  |  | R-410A | 1.5833 | Residential & Commercial | VSMSHP
201771989 | Mini/Multi Split | LENNOX | HMSV-A-CB-O | MLA036S4M-1P |  | Non-Ducted Indoor Units | 0 |  | 36000 | 21.5 | 9.5 | 36000 | 36000 | 100% | 1.9 | 13.5 | 13.5 |  |  |  |  | R-410A | 3 | Residential & Commercial | VSMSHP | Non-Ducted CEE Tier 2
200059075 | Mini/Multi Split | SLIMAIR TECHNOLOGIES | HMSV-A-CB-O | SHC3Z27-VB2 |  | Non-Ducted Indoor Units | 0 |  | 27000 | 22 | 8.9 | 28000 | 20800 | 74.29% | 1.9 | 12 | 12 |  |  |  |  | R-410A | 2.25 | Residential & Commercial | VSMSHP
200059076 | Mini/Multi Split | SLIMAIR | HMSV-A-CB-O | SHC3Z27-VB2 |  | Non-Ducted Indoor Units | 0 |  | 27000 | 22 | 8.9 | 28000 | 20800 | 74.29% | 1.9 | 12 | 12 |  |  |  |  | R-410A | 2.25 | Residential & Commercial | VSMSHP
10595430 | Mini/Multi Split | RHEEM | HMSV-A-CB | ROMH36FXZHJ |  | Non-Ducted Indoor Units | 0 |  | 35200 | 20.5 | 9.5 | 36400 | 36400 | 100% | 2.02 | 13 | 13 |  |  |  |  | R-410A | 2.9333 | Residential & Commercial | VSMSHP | Non-Ducted CEE Tier 2
10595431 | Mini/Multi Split | RUUD | HMSV-A-CB | UOMH36FXZHJ |  | Non-Ducted Indoor Units | 0 |  | 35200 | 20.5 | 9.5 | 36400 | 36400 | 100% | 2.02 | 13 | 13 |  |  |  |  | R-410A | 2.9333 | Residential & Commercial | VSMSHP | Non-Ducted CEE Tier 2
10595418 | Mini/Multi Split | RHEEM | HMSV-A-CB | ROMH18FXZHJ |  | Non-Ducted Indoor Units | 0 |  | 18000 | 21.5 | 9.6 | 22000 | 22000 | 100% | 1.84 | 13.5 | 13.5 |  |  |  |  | R-410A | 1.5 | Residential & Commercial | VSMSHP | Non-Ducted CEE Tier 2
10595419 | Mini/Multi Split | RUUD | HMSV-A-CB | UOMH18FXZHJ |  | Non-Ducted Indoor Units | 0 |  | 18000 | 21.5 | 9.6 | 22000 | 22000 | 100% | 1.84 | 13.5 | 13.5 |  |  |  |  | R-410A | 1.5 | Residential & Commercial | VSMSHP | Non-Ducted CEE Tier 2
10595424 | Mini/Multi Split | RHEEM | HMSV-A-CB | ROMH24FXZHJ |  | Non-Ducted Indoor Units | 0 |  | 22000 | 20 | 10 | 25000 | 25600 | 102.4% | 2.06 | 13.3 | 13.3 |  |  |  |  | R-410A | 1.8333 | Residential & Commercial | VSMSHP | Non-Ducted CEE Tier 2
10595425 | Mini/Multi Split | RUUD | HMSV-A-CB | UOMH24FXZHJ |  | Non-Ducted Indoor Units | 0 |  | 22000 | 20 | 10 | 25000 | 25600 | 102.4% | 2.06 | 13.3 | 13.3 |  |  |  |  | R-410A | 1.8333 | Residential & Commercial | VSMSHP | Non-Ducted CEE Tier 2
10569060 | Mini/Multi Split | LENNOX | HMSV-A-CB-O | LIZ042HO-210P432 |  | Non-Ducted Indoor Units | 0 |  | 39000 | 21 | 8.6 | 40000 | 28400 | 71% | 1.84 | 10.4 | 10.4 |  |  |  |  | R-410A | 3.25 | Residential & Commercial | VSMSHP
10569061 | Mini/Multi Split | AC PRO.COM | HMSV-A-CB-O | AWHD(42)ND3EO |  | Non-Ducted Indoor Units | 0 |  | 39000 | 21 | 8.6 | 40000 | 28400 | 71% | 1.84 | 10.4 | 10.4 |  |  |  |  | R-410A | 3.25 | Residential & Commercial | VSMSHP
200059083 | Mini/Multi Split | COMFORT-AIRE | HMSV-A-CB-O | A-VFH18DB-1 |  | Non-Ducted Indoor Units | 0 |  | 18000 | 21 | 9 | 19000 | 13500 | 71.05% | 2.01 | 12.5 | 12.5 |  |  |  |  | R-410A | 1.5 | Residential & Commercial | VSMSHP
200059084 | Mini/Multi Split | CENTURY | HMSV-A-CB-O | A-VFH18DB-1 |  | Non-Ducted Indoor Units | 0 |  | 18000 | 21 | 9 | 19000 | 13500 | 71.05% | 2.01 | 12.5 | 12.5 |  |  |  |  | R-410A | 1.5 | Residential & Commercial | VSMSHP
200059085 | Mini/Multi Split | COMFORT-AIRE | HMSV-A-CB-O | A-VFH24TB-1 |  | Non-Ducted Indoor Units | 0 |  | 24000 | 21 | 9 | 26000 | 18400 | 70.77% | 1.81 | 12.5 | 11.8 |  |  |  |  | R-410A | 2 | Residential & Commercial | VSMSHP
200059086 | Mini/Multi Split | CENTURY | HMSV-A-CB-O | A-VFH24TB-1 |  | Non-Ducted Indoor Units | 0 |  | 24000 | 21 | 9 | 26000 | 18400 | 70.77% | 1.81 | 12.5 | 11.8 |  |  |  |  | R-410A | 2 | Residential & Commercial | VSMSHP
200059087 | Mini/Multi Split | COMFORT-AIRE | HMSV-A-CB-O | A-VFH30QB-1 |  | Non-Ducted Indoor Units | 0 |  | 28400 | 20 | 8.6 | 30000 | 21200 | 70.67% | 1.85 | 12.5 | 11.8 |  |  |  |  | R-410A | 2.3667 | Residential & Commercial | VSMSHP
200059088 | Mini/Multi Split | CENTURY | HMSV-A-CB-O | A-VFH30QB-1 |  | Non-Ducted Indoor Units | 0 |  | 28400 | 20 | 8.6 | 30000 | 21200 | 70.67% | 1.85 | 12.5 | 11.8 |  |  |  |  | R-410A | 2.3667 | Residential & Commercial | VSMSHP
200059089 | Mini/Multi Split | COMFORT-AIRE | HMSV-A-CB-O | A-VFH36QB-1 |  | Non-Ducted Indoor Units | 0 |  | 34000 | 21 | 8.6 | 36000 | 25400 | 70.56% | 2.32 | 12.5 | 11.8 |  |  |  |  | R-410A | 2.8333 | Residential & Commercial | VSMSHP
200059090 | Mini/Multi Split | CENTURY | HMSV-A-CB-O | A-VFH36QB-1 |  | Non-Ducted Indoor Units | 0 |  | 34000 | 21 | 8.6 | 36000 | 25400 | 70.56% | 2.32 | 12.5 | 11.8 |  |  |  |  | R-410A | 2.8333 | Residential & Commercial | VSMSHP
200059091 | Mini/Multi Split | COMFORT-AIRE | HMSV-A-CB-O | A-VFH42PB-1 |  | Non-Ducted Indoor Units | 0 |  | 39000 | 21 | 8.6 | 40000 | 28400 | 71% | 1.84 | 10.4 | 10.4 |  |  |  |  | R-410A | 3.25 | Residential & Commercial | VSMSHP
200059092 | Mini/Multi Split | CENTURY | HMSV-A-CB-O | A-VFH42PB-1 |  | Non-Ducted Indoor Units | 0 |  | 39000 | 21 | 8.6 | 40000 | 28400 | 71% | 1.84 | 10.4 | 10.4 |  |  |  |  | R-410A | 3.25 | Residential & Commercial | VSMSHP
10569056 | Mini/Multi Split | LENNOX | HMSV-A-CB-O | LIZ036HO-210P432 |  | Non-Ducted Indoor Units | 0 |  | 34000 | 21 | 8.6 | 36000 | 25400 | 70.56% | 2.32 | 12.5 | 11.8 |  |  |  |  | R-410A | 2.8333 | Residential & Commercial | VSMSHP
10569057 | Mini/Multi Split | AC PRO.COM | HMSV-A-CB-O | AWHD(36)ND3GO |  | Non-Ducted Indoor Units | 0 |  | 34000 | 21 | 8.6 | 36000 | 25400 | 70.56% | 2.32 | 12.5 | 11.8 |  |  |  |  | R-410A | 2.8333 | Residential & Commercial | VSMSHP
10569052 | Mini/Multi Split | LENNOX | HMSV-A-CB-O | LIZ030HO-210P432 |  | Non-Ducted Indoor Units | 0 |  | 28400 | 20 | 8.6 | 30000 | 21200 | 70.67% | 1.85 | 12.5 | 11.8 |  |  |  |  | R-410A | 2.3667 | Residential & Commercial | VSMSHP
10569053 | Mini/Multi Split | AC PRO.COM | HMSV-A-CB-O | AWHD(30)ND3GO |  | Non-Ducted Indoor Units | 0 |  | 28400 | 20 | 8.6 | 30000 | 21200 | 70.67% | 1.85 | 12.5 | 11.8 |  |  |  |  | R-410A | 2.3667 | Residential & Commercial | VSMSHP
10569044 | Mini/Multi Split | LENNOX | HMSV-A-CB-O | LIZ018HO-210P432 |  | Non-Ducted Indoor Units | 0 |  | 18000 | 21 | 9 | 19000 | 13500 | 71.05% | 2.01 | 12.5 | 12.5 |  |  |  |  | R-410A | 1.5 | Residential & Commercial | VSMSHP
10569045 | Mini/Multi Split | AC PRO.COM | HMSV-A-CB-O | AWHD(18)ND3GO |  | Non-Ducted Indoor Units | 0 |  | 18000 | 21 | 9 | 19000 | 13500 | 71.05% | 2.01 | 12.5 | 12.5 |  |  |  |  | R-410A | 1.5 | Residential & Commercial | VSMSHP
10569046 | Mini/Multi Split | LENNOX | HMSV-A-CB-O | LIZ024HO-210P432 |  | Non-Ducted Indoor Units | 0 |  | 24000 | 21 | 9 | 26000 | 18400 | 70.77% | 1.81 | 12.5 | 11.8 |  |  |  |  | R-410A | 2 | Residential & Commercial | VSMSHP
10569047 | Mini/Multi Split | AC PRO.COM | HMSV-A-CB-O | AWHD(24)ND3GO |  | Non-Ducted Indoor Units | 0 |  | 24000 | 21 | 9 | 26000 | 18400 | 70.77% | 1.81 | 12.5 | 11.8 |  |  |  |  | R-410A | 2 | Residential & Commercial | VSMSHP
10531401 | Mini/Multi Split | BLUERIDGE | HMSV-A-CB-O | BMKH24M-NDG3 |  | Non-Ducted Indoor Units | 0 |  | 24000 | 21 | 9 | 26000 | 18400 | 70.77% | 1.81 | 12.5 | 11.8 |  |  |  |  | R-410A | 2 | Residential & Commercial | VSMSHP
10531402 | Mini/Multi Split | BLUERIDGE | HMSV-A-CB-O | BMKH36M-NDG3 |  | Non-Ducted Indoor Units | 0 |  | 34000 | 21 | 8.6 | 36000 | 25400 | 70.56% | 2.32 | 12.5 | 11.8 |  |  |  |  | R-410A | 2.8333 | Residential & Commercial | VSMSHP
10445376 | Mini/Multi Split | LG | HMSV-A-CB-O | LMU300HHV |  | Non-Ducted Indoor Units | 0 |  | 28400 | 20 | 9.8 | 28600 | 24000 | 83.92% | 1.85 | 12.5 | 12.5 |  |  |  |  | R-410A | 2.3667 | Residential & Commercial | VSMSHP | Non-Ducted CEE Tier 2
10445372 | Mini/Multi Split | LG | HMSV-A-CB-O | LMU180HHV |  | Non-Ducted Indoor Units | 0 |  | 18000 | 21 | 9.2 | 22000 | 19800 | 90% | 1.83 | 13.5 | 13.5 |  |  |  |  | R-410A | 1.5 | Residential & Commercial | VSMSHP
10514710 | Mini/Multi Split | LG | HMSV-A-CB-O | ARUN060GSS4 |  | Non-Ducted Indoor Units | 0 |  | 60000 | 23 | 10 | 66000 | 50000 | 75.76% | 1.83 | 10 | 10 |  |  |  |  | R-410A | 5 | Residential & Commercial | VSMSHP | Non-Ducted CEE Tier 2
10445374 | Mini/Multi Split | LG | HMSV-A-CB-O | LMU240HHV |  | Non-Ducted Indoor Units | 0 |  | 24000 | 21 | 9.8 | 26000 | 22000 | 84.62% | 1.83 | 13.5 | 13.5 |  |  |  |  | R-410A | 2 | Residential & Commercial | VSMSHP | Non-Ducted CEE Tier 2
10349244 | Mini/Multi Split | SEA BREEZE | HMSV-A-CB-O | SMZ24H421ZOGB |  | Non-Ducted Indoor Units | 0 |  | 24000 | 21 | 9 | 26000 | 18400 | 70.77% | 1.81 | 12.5 | 11.8 |  |  |  |  | R-410A | 2 | Residential & Commercial | VSMSHP
10435321 | Mini/Multi Split | SEA BREEZE | HMSV-A-CB-O | SMZ18H422ZOGB |  | Non-Ducted Indoor Units | 0 |  | 18000 | 21 | 9 | 19000 | 13500 | 71.05% | 2.01 | 12.5 | 12.5 |  |  |  |  | R-410A | 1.5 | Residential & Commercial | VSMSHP
10349249 | Mini/Multi Split | SEA BREEZE | HMSV-A-CB-O | SMZ30H421ZOGB |  | Non-Ducted Indoor Units | 0 |  | 28400 | 20 | 8.6 | 30000 | 21200 | 70.67% | 1.85 | 12.5 | 11.8 |  |  |  |  | R-410A | 2.3667 | Residential & Commercial | VSMSHP
10327038 | Mini/Multi Split | TGM | HMSV-A-CB-O | MMCUT27AS3 |  | Non-Ducted Indoor Units | 0 |  | 27000 | 22 | 8.9 | 28000 | 20800 | 74.29% | 1.9 | 12 | 12 |  |  |  |  | R-410A | 2.25 | Residential & Commercial | VSMSHP
10327039 | Mini/Multi Split | CLASSIC | HMSV-A-CB-O | MMCUC27AS3 |  | Non-Ducted Indoor Units | 0 |  | 27000 | 22 | 8.9 | 28000 | 20800 | 74.29% | 1.9 | 12 | 12 |  |  |  |  | R-410A | 2.25 | Residential & Commercial | VSMSHP
206726742 | Mini/Multi Split | LBG Products | HMSV-A-CB-O | LMH24DTO |  | Non-Ducted Indoor Units | 0 |  | 24000 | 21 | 9 | 26000 | 18400 | 70.77% | 1.81 | 12.5 | 11.8 |  |  |  |  | R-410A | 2 | Residential & Commercial | VSMSHP
10221199 | Mini/Multi Split | PANASONIC | HMSV-A-CB-O | CU-3E19RBU-5 |  | Non-Ducted Indoor Units | 0 |  | 19000 | 22 | 10.1 | 26000 | 18900 | 72.69% | 1.88 | 12.55 | 12.55 |  |  |  |  | R-410A | 1.5833 | Residential & Commercial | VSMSHP | Non-Ducted CEE Tier 2
10221204 | Mini/Multi Split | PANASONIC | HMSV-A-CB-O | CU-4E24RBU-5 |  | Non-Ducted Indoor Units | 0 |  | 24000 | 22 | 9.5 | 29800 | 21000 | 70.47% | 1.95 | 12.55 | 12.55 |  |  |  |  | R-410A | 2 | Residential & Commercial | VSMSHP | Non-Ducted CEE Tier 2
10208229 | Mini/Multi Split | PANASONIC | HMSV-A-CB-O | CU-2E18SBU-5 |  | Non-Ducted Indoor Units | 0 |  | 16700 | 19 | 9.5 | 20200 | 16800 | 83.17% | 1.82 | 12.55 | 12.55 |  |  |  |  | R-410A | 1.3917 | Residential & Commercial | VSMSHP | Non-Ducted CEE Tier 2
10300061 | Mini/Multi Split | GOODMAN | HMSV-A-CB-O | MST273E21MCAA |  | Non-Ducted Indoor Units | 0 |  | 27000 | 22 | 8.9 | 28000 | 20800 | 74.29% | 1.9 | 12 | 12 |  |  |  |  | R-410A | 2.25 | Residential & Commercial | VSMSHP
10149870 | Mini/Multi Split | AIR-CON | HMSV-A-CB-O | AMTCM4H4R30 |  | Non-Ducted Indoor Units | 0 |  | 28400 | 20 | 8.6 | 30000 | 21200 | 70.67% | 1.85 | 12.5 | 11.8 |  |  |  |  | R-410A | 2.3667 | Residential & Commercial | VSMSHP
10149873 | Mini/Multi Split | AIR-CON | HMSV-A-CB-O | AMTCM4H4R36 |  | Non-Ducted Indoor Units | 0 |  | 34000 | 21 | 8.6 | 36000 | 25400 | 70.56% | 2.32 | 12.5 | 11.8 |  |  |  |  | R-410A | 2.8333 | Residential & Commercial | VSMSHP
10147097 | Mini/Multi Split | SAMSUNG | HMSV-A-CB-O | AM060MXMDCH |  | Non-Ducted Indoor Units | 0 |  | 60000 | 19 | 9.8 | 66000 | 47000 | 71.21% | 2 | 11.2 | 11.2 |  |  |  |  | R-410A | 5 | Residential & Commercial | VSMSHP | Non-Ducted CEE Tier 2
10149864 | Mini/Multi Split | AIR-CON | HMSV-A-CB-O | AMTCM4H4R18 |  | Non-Ducted Indoor Units | 0 |  | 18000 | 21 | 9 | 19000 | 13500 | 71.05% | 2.01 | 12.5 | 12.5 |  |  |  |  | R-410A | 1.5 | Residential & Commercial | VSMSHP
10149876 | Mini/Multi Split | AIR-CON | HMSV-A-CB-O | AMTCM4H4R42 |  | Non-Ducted Indoor Units | 0 |  | 39000 | 21 | 8.6 | 40000 | 28400 | 71% | 1.84 | 10.4 | 10.4 |  |  |  |  | R-410A | 3.25 | Residential & Commercial | VSMSHP
10087086 | Mini/Multi Split | BLUERIDGE | HMSV-A-CB-O | BMKH42M-NDG3 |  | Non-Ducted Indoor Units | 0 |  | 39000 | 21 | 8.6 | 40000 | 28400 | 71% | 1.84 | 10.4 | 10.4 |  |  |  |  | R-410A | 3.25 | Residential & Commercial | VSMSHP
10070561 | Mini/Multi Split | LG | HMSR-A-CB-O | ARUB060GSS4 |  | Non-Ducted Indoor Units | 0 |  | 60000 | 23 | 10 | 67000 | 50000 | 74.63% | 1.83 | 10 | 10 |  |  |  |  | R-410A | 5 | Residential & Commercial | VSMSHP | Non-Ducted CEE Tier 2
10070562 | Mini/Multi Split | LG | HMSV-A-CB-O | ARUN024GSS4 |  | Non-Ducted Indoor Units | 0 |  | 24000 | 18.15 | 10.2 | 31200 | 26200 | 83.97% | 2.16 | 10.7 | 10.7 |  |  |  |  | R-410A | 2 | Residential & Commercial | VSMSHP | Non-Ducted CEE Tier 2
208119921 | Mini/Multi Split | Cooper & Hunter | HMSV-A-CB-O | CHV6-36URBM |  | Non-Ducted Indoor Units | 0 |  | 36000 | 19.5 | 10.4 | 42000 | 31000 | 73.81% | 2.2 | 14.2 | 14.2 |  |  |  |  | R-410A | 3 | Residential & Commercial | VSMSHP | Non-Ducted CEE Tier 2
9967099 | Mini/Multi Split | YONAN | HMSV-A-CB-O | YBO-30HRN1 |  | Non-Ducted Indoor Units | 0 |  | 27000 | 22 | 8.9 | 28000 | 20800 | 74.29% | 1.9 | 12 | 12 |  |  |  |  | R-410A | 2.25 | Residential & Commercial | VSMSHP
9993639 | Mini/Multi Split | TK'S | HMSV-A-CB-O | Y2OD-30HFN1 |  | Non-Ducted Indoor Units | 0 |  | 27000 | 22 | 8.9 | 28000 | 20800 | 74.29% | 1.9 | 12 | 12 |  |  |  |  | R-410A | 2.25 | Residential & Commercial | VSMSHP
216566096 | Mini/Multi Split | Coleman | HMSV-A-CB-O | UMC36CN23STG1 |  | Non-Ducted Indoor Units | 0 |  | 36000 | 22 | 10 | 36000 | 36000 | 100% | 1.92 | 0 | 12.85 |  |  |  |  | R-454B | 3 | Residential & Commercial | VSMSHP | Non-Ducted CEE Tier 2
211727024 | Mini/Multi Split | TOSOT | HMSV-A-CB-O | TM36HMO |  | Non-Ducted Indoor Units | 0 |  | 34000 | 21 | 10 | 36000 | 32400 | 90% | 1.82 | 0 | 12 |  |  |  |  | R-410A | 2.8333 | Residential & Commercial | VSMSHP | Non-Ducted CEE Tier 2
211727025 | Mini/Multi Split | TOSOT | HMSV-A-CB-O | TM42HMO |  | Non-Ducted Indoor Units | 0 |  | 36000 | 21 | 10 | 40000 | 32400 | 81% | 1.92 | 0 | 12 |  |  |  |  | R-410A | 3 | Residential & Commercial | VSMSHP | Non-Ducted CEE Tier 2
210488262 | Mini/Multi Split | Ameristar | HMSV-A-CB-O | M4THM1936A14N** |  | Non-Ducted Indoor Units | 0 |  | 34000 | 19 | 10 | 36000 | 32400 | 90% | 1.82 | 12 | 12 |  |  |  |  | R-410A | 2.8333 | Residential & Commercial | VSMSHP | Non-Ducted CEE Tier 2
210488263 | Mini/Multi Split | Ameristar | HMSV-A-CB-O | M4THM1942A15N** |  | Non-Ducted Indoor Units | 0 |  | 36000 | 19 | 10 | 40000 | 32400 | 81% | 1.92 | 12 | 12 |  |  |  |  | R-410A | 3 | Residential & Commercial | VSMSHP | Non-Ducted CEE Tier 2
9958975 | Mini/Multi Split | GREE | HMSV-A-CB-O | MULTI18HP230V1CO |  | Non-Ducted Indoor Units | 0 |  | 18000 | 21 | 9 | 19000 | 13500 | 71.05% | 2.01 | 12.5 | 12.5 |  |  |  |  | R-410A | 1.5 | Residential & Commercial | VSMSHP
10087084 | Mini/Multi Split | BLUERIDGE | HMSV-A-CB-O | BMKH18M-NDG3 |  | Non-Ducted Indoor Units | 0 |  | 18000 | 21 | 9 | 19000 | 13500 | 71.05% | 2.01 | 12.5 | 12.5 |  |  |  |  | R-410A | 1.5 | Residential & Commercial | VSMSHP
10087085 | Mini/Multi Split | BLUERIDGE | HMSV-A-CB-O | BMKH30M-NDG3 |  | Non-Ducted Indoor Units | 0 |  | 28400 | 20 | 8.6 | 30000 | 21200 | 70.67% | 1.85 | 12.5 | 11.8 |  |  |  |  | R-410A | 2.3667 | Residential & Commercial | VSMSHP
214861887 | Mini/Multi Split | MDV | HMSV-A-CB-O | M4OD31-27HFN10-M1X-D* |  | Non-Ducted Indoor Units | 0 |  | 27000 | 21 | 10 | 27000 | 27000 | 100% | 1.9 | 0 | 12 |  |  |  |  | R-454B | 2.25 | Residential & Commercial | VSMSHP | Non-Ducted CEE Tier 2
214861857 | Mini/Multi Split | MDV | HMSV-A-CB-O | M4OD30-27HFN10-M1D-D* |  | Non-Ducted Indoor Units | 0 |  | 26000 | 23 | 9.5 | 27000 | 19000 | 70.37% | 2 | 0 | 12.2 |  |  |  |  | R-454B | 2.1667 | Residential & Commercial | VSMSHP | Non-Ducted CEE Tier 2
212608406 | Mini/Multi Split | LENNOX | HMSV-A-CB | VPC024H4M-3P* |  | Non-Ducted Indoor Units | 0 |  | 24400 | 18.8 | 9.2 | 26000 | 18200 | 70% | 1.8 | 0 | 12.2 |  |  |  |  | R-410A | 2.0333 | Residential & Commercial | VSMSHP
212608408 | Mini/Multi Split | LENNOX | HMSV-A-CB | VPC036H4M-3PD* |  | Non-Ducted Indoor Units | 0 |  | 36000 | 19.2 | 9.5 | 40000 | 28000 | 70% | 1.8 | 0 | 12.1 |  |  |  |  | R-410A | 3 | Residential & Commercial | VSMSHP | Non-Ducted CEE Tier 2
9959456 | Mini/Multi Split | KERR | HMSV-A-CB-O | A-KFH18DB-1 |  | Non-Ducted Indoor Units | 0 |  | 18000 | 21 | 9 | 19000 | 13500 | 71.05% | 2.01 | 12.5 | 12.5 |  |  |  |  | R-410A | 1.5 | Residential & Commercial | VSMSHP
9959458 | Mini/Multi Split | KERR | HMSV-A-CB-O | A-KFH24TB-1 |  | Non-Ducted Indoor Units | 0 |  | 24000 | 21 | 9 | 26000 | 18400 | 70.77% | 1.81 | 12.5 | 11.8 |  |  |  |  | R-410A | 2 | Residential & Commercial | VSMSHP
9959460 | Mini/Multi Split | KERR | HMSV-A-CB-O | A-KFH30QB-1 |  | Non-Ducted Indoor Units | 0 |  | 28400 | 20 | 8.6 | 30000 | 21200 | 70.67% | 1.85 | 12.5 | 11.8 |  |  |  |  | R-410A | 2.3667 | Residential & Commercial | VSMSHP
9959462 | Mini/Multi Split | KERR | HMSV-A-CB-O | A-KFH36QB-1 |  | Non-Ducted Indoor Units | 0 |  | 34000 | 21 | 8.6 | 36000 | 25400 | 70.56% | 2.32 | 12.5 | 11.8 |  |  |  |  | R-410A | 2.8333 | Residential & Commercial | VSMSHP
9959464 | Mini/Multi Split | KERR | HMSV-A-CB-O | A-KFH42PB-1 |  | Non-Ducted Indoor Units | 0 |  | 39000 | 21 | 8.6 | 40000 | 28400 | 71% | 1.84 | 10.4 | 10.4 |  |  |  |  | R-410A | 3.25 | Residential & Commercial | VSMSHP
8994411 | Mini/Multi Split | MDV | HMSV-A-CB-O | M2OH-18HFN1-M |  | Non-Ducted Indoor Units | 0 |  | 19000 | 21.5 | 9 | 20000 | 17000 | 85% | 1.9 | 12.5 | 12.5 |  |  |  |  | R-410A | 1.5833 | Residential & Commercial | VSMSHP
216760287 | Mini/Multi Split | TOSHIBA CARRIER | HMSV-A-CB-O | MCY-MUB0368HS2P-UL |  | Non-Ducted Indoor Units | 0 |  | 36000 | 29.7 | 12.2 | 40000 | 29400 | 73.5% | 2.54 | 0 | 17.2 |  |  |  |  | R-454B | 3 | Residential & Commercial | VSMSHP | Non-Ducted CEE Tier 2
216760288 | Mini/Multi Split | TOSHIBA CARRIER | HMSV-A-CB-O | MCY-MUB0488HS2P-UL |  | Non-Ducted Indoor Units | 0 |  | 48000 | 25.5 | 11.25 | 54000 | 38000 | 70.37% | 2.52 | 0 | 13.9 |  |  |  |  | R-454B | 4 | Residential & Commercial | VSMSHP | Non-Ducted CEE Tier 2
9956415 | Mini/Multi Split | GREE | HMSV-A-CB-O | MULTI24HP230V1CO |  | Non-Ducted Indoor Units | 0 |  | 24000 | 21 | 9 | 26000 | 18400 | 70.77% | 1.81 | 12.5 | 11.8 |  |  |  |  | R-410A | 2 | Residential & Commercial | VSMSHP
9956416 | Mini/Multi Split | GREE | HMSV-A-CB-O | MULTI30HP230V1CO |  | Non-Ducted Indoor Units | 0 |  | 28400 | 20 | 8.6 | 30000 | 21200 | 70.67% | 1.85 | 12.5 | 11.8 |  |  |  |  | R-410A | 2.3667 | Residential & Commercial | VSMSHP
9956417 | Mini/Multi Split | GREE | HMSV-A-CB-O | MULTI36HP230V1CO |  | Non-Ducted Indoor Units | 0 |  | 34000 | 21 | 8.6 | 36000 | 25400 | 70.56% | 2.32 | 12.5 | 11.8 |  |  |  |  | R-410A | 2.8333 | Residential & Commercial | VSMSHP
9956418 | Mini/Multi Split | GREE | HMSV-A-CB-O | MULTI42HP230V1CO |  | Non-Ducted Indoor Units | 0 |  | 39000 | 21 | 8.6 | 40000 | 28400 | 71% | 1.84 | 10.4 | 10.4 |  |  |  |  | R-410A | 3.25 | Residential & Commercial | VSMSHP
216765715 | Mini/Multi Split | Generallux | HMSV-A-CB-O | TFM2G18CHAIR454B |  | Non-Ducted Indoor Units | 0 |  | 18000 | 24 | 10 | 20000 | 15800 | 79% | 2 | 0 | 13 |  |  |  |  | R-454B | 1.5 | Residential & Commercial | VSMSHP | Non-Ducted CEE Tier 2
216765716 | Mini/Multi Split | Generallux | HMSV-A-CB-O | TFM3G27CHAIR454B |  | Non-Ducted Indoor Units | 0 |  | 27000 | 24 | 10 | 28000 | 19800 | 70.71% | 2 | 0 | 12 |  |  |  |  | R-454B | 2.25 | Residential & Commercial | VSMSHP | Non-Ducted CEE Tier 2
216765717 | Mini/Multi Split | Generallux | HMSV-A-CB-O | TFM4G36CHAIR454B |  | Non-Ducted Indoor Units | 0 |  | 35000 | 22.5 | 9.5 | 36000 | 25400 | 70.56% | 2 | 0 | 12 |  |  |  |  | R-454B | 2.9167 | Residential & Commercial | VSMSHP | Non-Ducted CEE Tier 2
216765718 | Mini/Multi Split | Generallux | HMSV-A-CB-O | TFM5G42CHAIR454B |  | Non-Ducted Indoor Units | 0 |  | 42000 | 22 | 9.5 | 42000 | 30000 | 71.43% | 2 | 0 | 12 |  |  |  |  | R-454B | 3.5 | Residential & Commercial | VSMSHP | Non-Ducted CEE Tier 2
9951750 | Mini/Multi Split | GAIR | HMSV-A-CB-O | G3OF-27HFN1-M |  | Non-Ducted Indoor Units | 0 |  | 27000 | 22 | 8.9 | 28000 | 20800 | 74.29% | 1.9 | 12 | 12 |  |  |  |  | R-410A | 2.25 | Residential & Commercial | VSMSHP
207742469 | Mini/Multi Split | ELIOS | HMSV-A-CB-O | DEA48HOM25230X3 |  | Non-Ducted Indoor Units | 0 |  | 48000 | 21.8 | 9.8 | 49000 | 45000 | 91.84% | 2 | 11.6 | 11.7 |  |  |  |  | R-410A | 4 | Residential & Commercial | VSMSHP | Non-Ducted CEE Tier 2
213363382 | Mini/Multi Split | ARCOAIRE | HMSV-A-CB-O | DLCMTAH48EAK |  | Non-Ducted Indoor Units | 0 |  | 48000 | 18.7 | 8.8 | 48000 | 34000 | 70.83% | 1.8 | 0 | 10 |  |  |  |  | R-410A | 4 | Residential & Commercial | VSMSHP
214442634 | Mini/Multi Split | CENTURY | HMSV-A-CB-O | A-VMH55PV-1 |  | Non-Ducted Indoor Units | 0 |  | 55000 | 22 | 9.5 | 55000 | 46000 | 83.64% | 1.9 | 10.5 | 10.5 |  |  |  |  | R-410A | 4.5833 | Residential & Commercial | VSMSHP | Non-Ducted CEE Tier 2
207683486 | Mini/Multi Split | MIDEA | HMSV-A-CB-O | MMCMHAQ36DA3 |  | Non-Ducted Indoor Units | 0 |  | 36000 | 22.2 | 10.3 | 37000 | 36000 | 97.3% | 1.9 | 13.6 | 13.6 |  |  |  |  | R-410A | 3 | Residential & Commercial | VSMSHP | Non-Ducted CEE Tier 2
207742381 | Mini/Multi Split | C&H | HMSV-A-CB-O | CH-HPR48M-230VO |  | Non-Ducted Indoor Units | 0 |  | 48000 | 21.8 | 9.8 | 49000 | 45000 | 91.84% | 2 | 11.6 | 11.7 |  |  |  |  | R-410A | 4 | Residential & Commercial | VSMSHP | Non-Ducted CEE Tier 2
216765608 | Mini/Multi Split | COMFORTMAKER | HMSV-A-CB-O | D5CMTAH27DAK |  | Non-Ducted Indoor Units | 0 |  | 26400 | 18.5 | 8.5 | 26400 | 18600 | 70.45% | 2 | 0 | 10.5 |  |  |  |  | R-454B | 2.2 | Residential & Commercial | VSMSHP
216765609 | Mini/Multi Split | COMFORTMAKER | HMSV-A-CB-O | D5CMTAH36EAK |  | Non-Ducted Indoor Units | 0 |  | 36000 | 18.8 | 8.5 | 36000 | 25200 | 70% | 1.9 | 0 | 9.5 |  |  |  |  | R-454B | 3 | Residential & Commercial | VSMSHP
216765610 | Mini/Multi Split | COMFORTMAKER | HMSV-A-CB-O | D5CMTAH48FAK |  | Non-Ducted Indoor Units | 0 |  | 48000 | 18.7 | 9.5 | 48000 | 36000 | 75% | 1.85 | 0 | 10 |  |  |  |  | R-454B | 4 | Residential & Commercial | VSMSHP | Non-Ducted CEE Tier 2
216765611 | Mini/Multi Split | DAY & NIGHT | HMSV-A-CB-O | D5CMTAH18CAK |  | Non-Ducted Indoor Units | 0 |  | 18000 | 18.5 | 9.2 | 18000 | 15000 | 83.33% | 2 | 0 | 11.7 |  |  |  |  | R-454B | 1.5 | Residential & Commercial | VSMSHP
216765612 | Mini/Multi Split | DAY & NIGHT | HMSV-A-CB-O | D5CMTAH27DAK |  | Non-Ducted Indoor Units | 0 |  | 26400 | 18.5 | 8.5 | 26400 | 18600 | 70.45% | 2 | 0 | 10.5 |  |  |  |  | R-454B | 2.2 | Residential & Commercial | VSMSHP
216765613 | Mini/Multi Split | DAY & NIGHT | HMSV-A-CB-O | D5CMTAH36EAK |  | Non-Ducted Indoor Units | 0 |  | 36000 | 18.8 | 8.5 | 36000 | 25200 | 70% | 1.9 | 0 | 9.5 |  |  |  |  | R-454B | 3 | Residential & Commercial | VSMSHP
216765614 | Mini/Multi Split | DAY & NIGHT | HMSV-A-CB-O | D5CMTAH48FAK |  | Non-Ducted Indoor Units | 0 |  | 48000 | 18.7 | 9.5 | 48000 | 36000 | 75% | 1.85 | 0 | 10 |  |  |  |  | R-454B | 4 | Residential & Commercial | VSMSHP | Non-Ducted CEE Tier 2
216765615 | Mini/Multi Split | HEIL | HMSV-A-CB-O | D5CMTAH18CAK |  | Non-Ducted Indoor Units | 0 |  | 18000 | 18.5 | 9.2 | 18000 | 15000 | 83.33% | 2 | 0 | 11.7 |  |  |  |  | R-454B | 1.5 | Residential & Commercial | VSMSHP
216765616 | Mini/Multi Split | HEIL | HMSV-A-CB-O | D5CMTAH27DAK |  | Non-Ducted Indoor Units | 0 |  | 26400 | 18.5 | 8.5 | 26400 | 18600 | 70.45% | 2 | 0 | 10.5 |  |  |  |  | R-454B | 2.2 | Residential & Commercial | VSMSHP
216765617 | Mini/Multi Split | HEIL | HMSV-A-CB-O | D5CMTAH36EAK |  | Non-Ducted Indoor Units | 0 |  | 36000 | 18.8 | 8.5 | 36000 | 25200 | 70% | 1.9 | 0 | 9.5 |  |  |  |  | R-454B | 3 | Residential & Commercial | VSMSHP
216765618 | Mini/Multi Split | HEIL | HMSV-A-CB-O | D5CMTAH48FAK |  | Non-Ducted Indoor Units | 0 |  | 48000 | 18.7 | 9.5 | 48000 | 36000 | 75% | 1.85 | 0 | 10 |  |  |  |  | R-454B | 4 | Residential & Commercial | VSMSHP | Non-Ducted CEE Tier 2
216765619 | Mini/Multi Split | KEEPRITE | HMSV-A-CB-O | D5CMTAH18CAK |  | Non-Ducted Indoor Units | 0 |  | 18000 | 18.5 | 9.2 | 18000 | 15000 | 83.33% | 2 | 0 | 11.7 |  |  |  |  | R-454B | 1.5 | Residential & Commercial | VSMSHP
216765620 | Mini/Multi Split | KEEPRITE | HMSV-A-CB-O | D5CMTAH27DAK |  | Non-Ducted Indoor Units | 0 |  | 26400 | 18.5 | 8.5 | 26400 | 18600 | 70.45% | 2 | 0 | 10.5 |  |  |  |  | R-454B | 2.2 | Residential & Commercial | VSMSHP
216765621 | Mini/Multi Split | KEEPRITE | HMSV-A-CB-O | D5CMTAH36EAK |  | Non-Ducted Indoor Units | 0 |  | 36000 | 18.8 | 8.5 | 36000 | 25200 | 70% | 1.9 | 0 | 9.5 |  |  |  |  | R-454B | 3 | Residential & Commercial | VSMSHP
216765622 | Mini/Multi Split | KEEPRITE | HMSV-A-CB-O | D5CMTAH48FAK |  | Non-Ducted Indoor Units | 0 |  | 48000 | 18.7 | 9.5 | 48000 | 36000 | 75% | 1.85 | 0 | 10 |  |  |  |  | R-454B | 4 | Residential & Commercial | VSMSHP | Non-Ducted CEE Tier 2
216765623 | Mini/Multi Split | KENMORE | HMSV-A-CB-O | D5CMTAH18CAK |  | Non-Ducted Indoor Units | 0 |  | 18000 | 18.5 | 9.2 | 18000 | 15000 | 83.33% | 2 | 0 | 11.7 |  |  |  |  | R-454B | 1.5 | Residential & Commercial | VSMSHP
216765624 | Mini/Multi Split | KENMORE | HMSV-A-CB-O | D5CMTAH27DAK |  | Non-Ducted Indoor Units | 0 |  | 26400 | 18.5 | 8.5 | 26400 | 18600 | 70.45% | 2 | 0 | 10.5 |  |  |  |  | R-454B | 2.2 | Residential & Commercial | VSMSHP
216765625 | Mini/Multi Split | KENMORE | HMSV-A-CB-O | D5CMTAH36EAK |  | Non-Ducted Indoor Units | 0 |  | 36000 | 18.8 | 8.5 | 36000 | 25200 | 70% | 1.9 | 0 | 9.5 |  |  |  |  | R-454B | 3 | Residential & Commercial | VSMSHP
216765626 | Mini/Multi Split | KENMORE | HMSV-A-CB-O | D5CMTAH48FAK |  | Non-Ducted Indoor Units | 0 |  | 48000 | 18.7 | 9.5 | 48000 | 36000 | 75% | 1.85 | 0 | 10 |  |  |  |  | R-454B | 4 | Residential & Commercial | VSMSHP | Non-Ducted CEE Tier 2
216765627 | Mini/Multi Split | MIDEA | HMSV-A-CB-O | D5CMTAH18CAK |  | Non-Ducted Indoor Units | 0 |  | 18000 | 18.5 | 9.2 | 18000 | 15000 | 83.33% | 2 | 0 | 11.7 |  |  |  |  | R-454B | 1.5 | Residential & Commercial | VSMSHP
216765628 | Mini/Multi Split | MIDEA | HMSV-A-CB-O | D5CMTAH27DAK |  | Non-Ducted Indoor Units | 0 |  | 26400 | 18.5 | 8.5 | 26400 | 18600 | 70.45% | 2 | 0 | 10.5 |  |  |  |  | R-454B | 2.2 | Residential & Commercial | VSMSHP
216765629 | Mini/Multi Split | MIDEA | HMSV-A-CB-O | D5CMTAH36EAK |  | Non-Ducted Indoor Units | 0 |  | 36000 | 18.8 | 8.5 | 36000 | 25200 | 70% | 1.9 | 0 | 9.5 |  |  |  |  | R-454B | 3 | Residential & Commercial | VSMSHP
216765630 | Mini/Multi Split | MIDEA | HMSV-A-CB-O | D5CMTAH48FAK |  | Non-Ducted Indoor Units | 0 |  | 48000 | 18.7 | 9.5 | 48000 | 36000 | 75% | 1.85 | 0 | 10 |  |  |  |  | R-454B | 4 | Residential & Commercial | VSMSHP | Non-Ducted CEE Tier 2
216765631 | Mini/Multi Split | TEMPSTAR | HMSV-A-CB-O | D5CMTAH18CAK |  | Non-Ducted Indoor Units | 0 |  | 18000 | 18.5 | 9.2 | 18000 | 15000 | 83.33% | 2 | 0 | 11.7 |  |  |  |  | R-454B | 1.5 | Residential & Commercial | VSMSHP
216765632 | Mini/Multi Split | TEMPSTAR | HMSV-A-CB-O | D5CMTAH27DAK |  | Non-Ducted Indoor Units | 0 |  | 26400 | 18.5 | 8.5 | 26400 | 18600 | 70.45% | 2 | 0 | 10.5 |  |  |  |  | R-454B | 2.2 | Residential & Commercial | VSMSHP
216765633 | Mini/Multi Split | TEMPSTAR | HMSV-A-CB-O | D5CMTAH36EAK |  | Non-Ducted Indoor Units | 0 |  | 36000 | 18.8 | 8.5 | 36000 | 25200 | 70% | 1.9 | 0 | 9.5 |  |  |  |  | R-454B | 3 | Residential & Commercial | VSMSHP
216765634 | Mini/Multi Split | TEMPSTAR | HMSV-A-CB-O | D5CMTAH48FAK |  | Non-Ducted Indoor Units | 0 |  | 48000 | 18.7 | 9.5 | 48000 | 36000 | 75% | 1.85 | 0 | 10 |  |  |  |  | R-454B | 4 | Residential & Commercial | VSMSHP | Non-Ducted CEE Tier 2
216765635 | Mini/Multi Split | SMART COMFORT | HMSV-A-CB-O | D5CMTAH18CAK |  | Non-Ducted Indoor Units | 0 |  | 18000 | 18.5 | 9.2 | 18000 | 15000 | 83.33% | 2 | 0 | 11.7 |  |  |  |  | R-454B | 1.5 | Residential & Commercial | VSMSHP
216765636 | Mini/Multi Split | SMART COMFORT | HMSV-A-CB-O | D5CMTAH27DAK |  | Non-Ducted Indoor Units | 0 |  | 26400 | 18.5 | 8.5 | 26400 | 18600 | 70.45% | 2 | 0 | 10.5 |  |  |  |  | R-454B | 2.2 | Residential & Commercial | VSMSHP
216765637 | Mini/Multi Split | SMART COMFORT | HMSV-A-CB-O | D5CMTAH36EAK |  | Non-Ducted Indoor Units | 0 |  | 36000 | 18.8 | 8.5 | 36000 | 25200 | 70% | 1.9 | 0 | 9.5 |  |  |  |  | R-454B | 3 | Residential & Commercial | VSMSHP
216765638 | Mini/Multi Split | SMART COMFORT | HMSV-A-CB-O | D5CMTAH48FAK |  | Non-Ducted Indoor Units | 0 |  | 48000 | 18.7 | 9.5 | 48000 | 36000 | 75% | 1.85 | 0 | 10 |  |  |  |  | R-454B | 4 | Residential & Commercial | VSMSHP | Non-Ducted CEE Tier 2
216765639 | Mini/Multi Split | AIRQUEST | HMSV-A-CB-O | D5CMTAH18CAK |  | Non-Ducted Indoor Units | 0 |  | 18000 | 18.5 | 9.2 | 18000 | 15000 | 83.33% | 2 | 0 | 11.7 |  |  |  |  | R-454B | 1.5 | Residential & Commercial | VSMSHP
216765640 | Mini/Multi Split | AIRQUEST | HMSV-A-CB-O | D5CMTAH27DAK |  | Non-Ducted Indoor Units | 0 |  | 26400 | 18.5 | 8.5 | 26400 | 18600 | 70.45% | 2 | 0 | 10.5 |  |  |  |  | R-454B | 2.2 | Residential & Commercial | VSMSHP
216765641 | Mini/Multi Split | AIRQUEST | HMSV-A-CB-O | D5CMTAH36EAK |  | Non-Ducted Indoor Units | 0 |  | 36000 | 18.8 | 8.5 | 36000 | 25200 | 70% | 1.9 | 0 | 9.5 |  |  |  |  | R-454B | 3 | Residential & Commercial | VSMSHP
216765642 | Mini/Multi Split | AIRQUEST | HMSV-A-CB-O | D5CMTAH48FAK |  | Non-Ducted Indoor Units | 0 |  | 48000 | 18.7 | 9.5 | 48000 | 36000 | 75% | 1.85 | 0 | 10 |  |  |  |  | R-454B | 4 | Residential & Commercial | VSMSHP | Non-Ducted CEE Tier 2
216765643 | Mini/Multi Split | LPS Legacy | HMSV-A-CB-O | D5CMTAH18CAK |  | Non-Ducted Indoor Units | 0 |  | 18000 | 18.5 | 9.2 | 18000 | 15000 | 83.33% | 2 | 0 | 11.7 |  |  |  |  | R-454B | 1.5 | Residential & Commercial | VSMSHP
216765644 | Mini/Multi Split | LPS Legacy | HMSV-A-CB-O | D5CMTAH27DAK |  | Non-Ducted Indoor Units | 0 |  | 26400 | 18.5 | 8.5 | 26400 | 18600 | 70.45% | 2 | 0 | 10.5 |  |  |  |  | R-454B | 2.2 | Residential & Commercial | VSMSHP
216765645 | Mini/Multi Split | LPS Legacy | HMSV-A-CB-O | D5CMTAH36EAK |  | Non-Ducted Indoor Units | 0 |  | 36000 | 18.8 | 8.5 | 36000 | 25200 | 70% | 1.9 | 0 | 9.5 |  |  |  |  | R-454B | 3 | Residential & Commercial | VSMSHP
216765646 | Mini/Multi Split | LPS Legacy | HMSV-A-CB-O | D5CMTAH48FAK |  | Non-Ducted Indoor Units | 0 |  | 48000 | 18.7 | 9.5 | 48000 | 36000 | 75% | 1.85 | 0 | 10 |  |  |  |  | R-454B | 4 | Residential & Commercial | VSMSHP | Non-Ducted CEE Tier 2
216765647 | Mini/Multi Split | Grandaire | HMSV-A-CB-O | D5CMTAH18CAK |  | Non-Ducted Indoor Units | 0 |  | 18000 | 18.5 | 9.2 | 18000 | 15000 | 83.33% | 2 | 0 | 11.7 |  |  |  |  | R-454B | 1.5 | Residential & Commercial | VSMSHP
216765648 | Mini/Multi Split | Grandaire | HMSV-A-CB-O | D5CMTAH27DAK |  | Non-Ducted Indoor Units | 0 |  | 26400 | 18.5 | 8.5 | 26400 | 18600 | 70.45% | 2 | 0 | 10.5 |  |  |  |  | R-454B | 2.2 | Residential & Commercial | VSMSHP
216765649 | Mini/Multi Split | Grandaire | HMSV-A-CB-O | D5CMTAH36EAK |  | Non-Ducted Indoor Units | 0 |  | 36000 | 18.8 | 8.5 | 36000 | 25200 | 70% | 1.9 | 0 | 9.5 |  |  |  |  | R-454B | 3 | Residential & Commercial | VSMSHP
216765650 | Mini/Multi Split | Grandaire | HMSV-A-CB-O | D5CMTAH48FAK |  | Non-Ducted Indoor Units | 0 |  | 48000 | 18.7 | 9.5 | 48000 | 36000 | 75% | 1.85 | 0 | 10 |  |  |  |  | R-454B | 4 | Residential & Commercial | VSMSHP | Non-Ducted CEE Tier 2
207642954 | Mini/Multi Split | Weathermaker | HMSV-A-CB-O | 38MGHBQ36DA3 |  | Non-Ducted Indoor Units | 0 |  | 36000 | 22.2 | 10.3 | 37000 | 36000 | 97.3% | 1.9 | 13.6 | 13.6 |  |  |  |  | R-410A | 3 | Residential & Commercial | VSMSHP | Non-Ducted CEE Tier 2
216765583 | Mini/Multi Split | CARRIER | HMSV-A-CB-O | 37MTRAQ18CA3 |  | Non-Ducted Indoor Units | 0 |  | 18000 | 18.5 | 9.2 | 18000 | 15000 | 83.33% | 2 | 0 | 11.7 |  |  |  |  | R-454B | 1.5 | Residential & Commercial | VSMSHP
216765584 | Mini/Multi Split | CARRIER | HMSV-A-CB-O | 37MTRAQ27DA3 |  | Non-Ducted Indoor Units | 0 |  | 26400 | 18.5 | 8.5 | 26400 | 18600 | 70.45% | 2 | 0 | 10.5 |  |  |  |  | R-454B | 2.2 | Residential & Commercial | VSMSHP
216765585 | Mini/Multi Split | CARRIER | HMSV-A-CB-O | 37MTRAQ36EA3 |  | Non-Ducted Indoor Units | 0 |  | 36000 | 18.8 | 8.5 | 36000 | 25200 | 70% | 1.9 | 0 | 9.5 |  |  |  |  | R-454B | 3 | Residential & Commercial | VSMSHP
216765586 | Mini/Multi Split | CARRIER | HMSV-A-CB-O | 37MTRAQ48FA3 |  | Non-Ducted Indoor Units | 0 |  | 48000 | 18.7 | 9.5 | 48000 | 36000 | 75% | 1.85 | 0 | 10 |  |  |  |  | R-454B | 4 | Residential & Commercial | VSMSHP | Non-Ducted CEE Tier 2
216765587 | Mini/Multi Split | BRYANT | HMSV-A-CB-O | 37MTRAQ18CA3 |  | Non-Ducted Indoor Units | 0 |  | 18000 | 18.5 | 9.2 | 18000 | 15000 | 83.33% | 2 | 0 | 11.7 |  |  |  |  | R-454B | 1.5 | Residential & Commercial | VSMSHP
216765588 | Mini/Multi Split | BRYANT | HMSV-A-CB-O | 37MTRAQ27DA3 |  | Non-Ducted Indoor Units | 0 |  | 26400 | 18.5 | 8.5 | 26400 | 18600 | 70.45% | 2 | 0 | 10.5 |  |  |  |  | R-454B | 2.2 | Residential & Commercial | VSMSHP
216765589 | Mini/Multi Split | BRYANT | HMSV-A-CB-O | 37MTRAQ36EA3 |  | Non-Ducted Indoor Units | 0 |  | 36000 | 18.8 | 8.5 | 36000 | 25200 | 70% | 1.9 | 0 | 9.5 |  |  |  |  | R-454B | 3 | Residential & Commercial | VSMSHP
216765590 | Mini/Multi Split | BRYANT | HMSV-A-CB-O | 37MTRAQ48FA3 |  | Non-Ducted Indoor Units | 0 |  | 48000 | 18.7 | 9.5 | 48000 | 36000 | 75% | 1.85 | 0 | 10 |  |  |  |  | R-454B | 4 | Residential & Commercial | VSMSHP | Non-Ducted CEE Tier 2
216765591 | Mini/Multi Split | PAYNE | HMSV-A-CB-O | 37MTRAQ18CA3 |  | Non-Ducted Indoor Units | 0 |  | 18000 | 18.5 | 9.2 | 18000 | 15000 | 83.33% | 2 | 0 | 11.7 |  |  |  |  | R-454B | 1.5 | Residential & Commercial | VSMSHP
216765592 | Mini/Multi Split | PAYNE | HMSV-A-CB-O | 37MTRAQ27DA3 |  | Non-Ducted Indoor Units | 0 |  | 26400 | 18.5 | 8.5 | 26400 | 18600 | 70.45% | 2 | 0 | 10.5 |  |  |  |  | R-454B | 2.2 | Residential & Commercial | VSMSHP
216765593 | Mini/Multi Split | PAYNE | HMSV-A-CB-O | 37MTRAQ36EA3 |  | Non-Ducted Indoor Units | 0 |  | 36000 | 18.8 | 8.5 | 36000 | 25200 | 70% | 1.9 | 0 | 9.5 |  |  |  |  | R-454B | 3 | Residential & Commercial | VSMSHP
216765594 | Mini/Multi Split | PAYNE | HMSV-A-CB-O | 37MTRAQ48FA3 |  | Non-Ducted Indoor Units | 0 |  | 48000 | 18.7 | 9.5 | 48000 | 36000 | 75% | 1.85 | 0 | 10 |  |  |  |  | R-454B | 4 | Residential & Commercial | VSMSHP | Non-Ducted CEE Tier 2
216765595 | Mini/Multi Split | Weathermaker | HMSV-A-CB-O | 37MTRAQ18CA3 |  | Non-Ducted Indoor Units | 0 |  | 18000 | 18.5 | 9.2 | 18000 | 15000 | 83.33% | 2 | 0 | 11.7 |  |  |  |  | R-454B | 1.5 | Residential & Commercial | VSMSHP
216765596 | Mini/Multi Split | Weathermaker | HMSV-A-CB-O | 37MTRAQ27DA3 |  | Non-Ducted Indoor Units | 0 |  | 26400 | 18.5 | 8.5 | 26400 | 18600 | 70.45% | 2 | 0 | 10.5 |  |  |  |  | R-454B | 2.2 | Residential & Commercial | VSMSHP
216765597 | Mini/Multi Split | Weathermaker | HMSV-A-CB-O | 37MTRAQ36EA3 |  | Non-Ducted Indoor Units | 0 |  | 36000 | 18.8 | 8.5 | 36000 | 25200 | 70% | 1.9 | 0 | 9.5 |  |  |  |  | R-454B | 3 | Residential & Commercial | VSMSHP
216765598 | Mini/Multi Split | Weathermaker | HMSV-A-CB-O | 37MTRAQ48FA3 |  | Non-Ducted Indoor Units | 0 |  | 48000 | 18.7 | 9.5 | 48000 | 36000 | 75% | 1.85 | 0 | 10 |  |  |  |  | R-454B | 4 | Residential & Commercial | VSMSHP | Non-Ducted CEE Tier 2
216765599 | Mini/Multi Split | MIDEA | HMSV-A-CB-O | 37MTRAQ18CA3 |  | Non-Ducted Indoor Units | 0 |  | 18000 | 18.5 | 9.2 | 18000 | 15000 | 83.33% | 2 | 0 | 11.7 |  |  |  |  | R-454B | 1.5 | Residential & Commercial | VSMSHP
216765600 | Mini/Multi Split | MIDEA | HMSV-A-CB-O | 37MTRAQ27DA3 |  | Non-Ducted Indoor Units | 0 |  | 26400 | 18.5 | 8.5 | 26400 | 18600 | 70.45% | 2 | 0 | 10.5 |  |  |  |  | R-454B | 2.2 | Residential & Commercial | VSMSHP
216765601 | Mini/Multi Split | MIDEA | HMSV-A-CB-O | 37MTRAQ36EA3 |  | Non-Ducted Indoor Units | 0 |  | 36000 | 18.8 | 8.5 | 36000 | 25200 | 70% | 1.9 | 0 | 9.5 |  |  |  |  | R-454B | 3 | Residential & Commercial | VSMSHP
216765602 | Mini/Multi Split | MIDEA | HMSV-A-CB-O | 37MTRAQ48FA3 |  | Non-Ducted Indoor Units | 0 |  | 48000 | 18.7 | 9.5 | 48000 | 36000 | 75% | 1.85 | 0 | 10 |  |  |  |  | R-454B | 4 | Residential & Commercial | VSMSHP | Non-Ducted CEE Tier 2
216765603 | Mini/Multi Split | ARCOAIRE | HMSV-A-CB-O | D5CMTAH18CAK |  | Non-Ducted Indoor Units | 0 |  | 18000 | 18.5 | 9.2 | 18000 | 15000 | 83.33% | 2 | 0 | 11.7 |  |  |  |  | R-454B | 1.5 | Residential & Commercial | VSMSHP
216765604 | Mini/Multi Split | ARCOAIRE | HMSV-A-CB-O | D5CMTAH27DAK |  | Non-Ducted Indoor Units | 0 |  | 26400 | 18.5 | 8.5 | 26400 | 18600 | 70.45% | 2 | 0 | 10.5 |  |  |  |  | R-454B | 2.2 | Residential & Commercial | VSMSHP
216765605 | Mini/Multi Split | ARCOAIRE | HMSV-A-CB-O | D5CMTAH36EAK |  | Non-Ducted Indoor Units | 0 |  | 36000 | 18.8 | 8.5 | 36000 | 25200 | 70% | 1.9 | 0 | 9.5 |  |  |  |  | R-454B | 3 | Residential & Commercial | VSMSHP
216765606 | Mini/Multi Split | ARCOAIRE | HMSV-A-CB-O | D5CMTAH48FAK |  | Non-Ducted Indoor Units | 0 |  | 48000 | 18.7 | 9.5 | 48000 | 36000 | 75% | 1.85 | 0 | 10 |  |  |  |  | R-454B | 4 | Residential & Commercial | VSMSHP | Non-Ducted CEE Tier 2
216765607 | Mini/Multi Split | COMFORTMAKER | HMSV-A-CB-O | D5CMTAH18CAK |  | Non-Ducted Indoor Units | 0 |  | 18000 | 18.5 | 9.2 | 18000 | 15000 | 83.33% | 2 | 0 | 11.7 |  |  |  |  | R-454B | 1.5 | Residential & Commercial | VSMSHP
9854619 | Mini/Multi Split | MDV | HMSV-A-CB-O | M4OH-30HFN1-M |  | Non-Ducted Indoor Units | 0 |  | 30000 | 22.5 | 9.5 | 28000 | 20400 | 72.86% | 1.85 | 12.5 | 12 |  |  |  |  | R-410A | 2.5 | Residential & Commercial | VSMSHP | Non-Ducted CEE Tier 2
9854626 | Mini/Multi Split | CARRIER | HMSV-A-CB-O | 38MGRQ30D--3 |  | Non-Ducted Indoor Units | 0 |  | 30000 | 22.5 | 9.5 | 28000 | 20400 | 72.86% | 1.85 | 12.5 | 12 |  |  |  |  | R-410A | 2.5 | Residential & Commercial | VSMSHP | Non-Ducted CEE Tier 2
9854627 | Mini/Multi Split | BRYANT | HMSV-A-CB-O | 38MGRQ30D--3 |  | Non-Ducted Indoor Units | 0 |  | 30000 | 22.5 | 9.5 | 28000 | 20400 | 72.86% | 1.85 | 12.5 | 12 |  |  |  |  | R-410A | 2.5 | Residential & Commercial | VSMSHP | Non-Ducted CEE Tier 2
9084224 | Mini/Multi Split | GREE | HMSV-A-CB-O | GWHD(18)ND3GO |  | Non-Ducted Indoor Units | 0 |  | 18000 | 21 | 9 | 19000 | 13500 | 71.05% | 2.01 | 12.5 | 12.5 |  |  |  |  | R-410A | 1.5 | Residential & Commercial | VSMSHP
9084225 | Mini/Multi Split | GREE | HMSV-A-CB-O | GWHD(24)ND3GO |  | Non-Ducted Indoor Units | 0 |  | 24000 | 21 | 9 | 26000 | 18400 | 70.77% | 1.81 | 12.5 | 11.8 |  |  |  |  | R-410A | 2 | Residential & Commercial | VSMSHP
9084226 | Mini/Multi Split | GREE | HMSV-A-CB-O | GWHD(30)ND3GO |  | Non-Ducted Indoor Units | 0 |  | 28400 | 20 | 8.6 | 30000 | 21200 | 70.67% | 1.85 | 12.5 | 11.8 |  |  |  |  | R-410A | 2.3667 | Residential & Commercial | VSMSHP
9084227 | Mini/Multi Split | GREE | HMSV-A-CB-O | GWHD(36)ND3GO |  | Non-Ducted Indoor Units | 0 |  | 34000 | 21 | 8.6 | 36000 | 25400 | 70.56% | 2.32 | 12.5 | 11.8 |  |  |  |  | R-410A | 2.8333 | Residential & Commercial | VSMSHP
212925602 | Mini/Multi Split | COMFORMATIC | HMSV-A-CB-O | GFMCX24-H2 |  | Non-Ducted Indoor Units | 0 |  | 23200 | 21 | 10 | 24000 | 21600 | 90% | 2.1 | 12.5 | 12.5 |  |  |  |  | R-410A | 1.9333 | Residential & Commercial | VSMSHP | Non-Ducted CEE Tier 2
9119173 | Mini/Multi Split | C&H | HMSV-A-CB-O | CH42MVCT230VO |  | Non-Ducted Indoor Units | 0 |  | 39000 | 21 | 8.6 | 40000 | 28400 | 71% | 1.84 | 10.4 | 10.4 |  |  |  |  | R-410A | 3.25 | Residential & Commercial | VSMSHP
212925867 | Mini/Multi Split | Mitsubishi Electric | HMSV-A-CB-O | MXZ-2C20NAHZ4-** |  | Non-Ducted Indoor Units | 0 |  | 18000 | 17 | 10 | 22000 | 21600 | 98.18% | 1.89 | 0 | 13.5 |  |  |  |  | R-410A | 1.5 | Residential & Commercial | VSMSHP | Non-Ducted CEE Tier 2
212925868 | Mini/Multi Split | Mitsubishi Electric | HMSV-A-CB-O | MXZ-3C30NAHZ4-** |  | Non-Ducted Indoor Units | 0 |  | 28400 | 18 | 10 | 28600 | 28600 | 100% | 1.8 | 0 | 12.5 |  |  |  |  | R-410A | 2.3667 | Residential & Commercial | VSMSHP | Non-Ducted CEE Tier 2
212925880 | Mini/Multi Split | Mitsubishi Electric | HMSV-A-CB-O | MXZ-3C24NA4-** |  | Non-Ducted Indoor Units | 0 |  | 22000 | 20 | 10 | 25000 | 19600 | 78.4% | 1.8 | 0 | 13.6 |  |  |  |  | R-410A | 1.8333 | Residential & Commercial | VSMSHP | Non-Ducted CEE Tier 2
216760289 | Mini/Multi Split | TOSHIBA CARRIER | HMSV-A-CB-O | MCY-MUB0608HS2P-UL |  | Non-Ducted Indoor Units | 0 |  | 60000 | 23.95 | 10.8 | 66000 | 48500 | 73.48% | 2.36 | 0 | 12.65 |  |  |  |  | R-454B | 5 | Residential & Commercial | VSMSHP | Non-Ducted CEE Tier 2
216763006 | Mini/Multi Split | Manuflow | HMSV-A-CB-O | TFM5G42CHAIR454B |  | Non-Ducted Indoor Units | 0 |  | 42000 | 22 | 9.5 | 42000 | 30000 | 71.43% | 2 | 0 | 12 |  |  |  |  | R-454B | 3.5 | Residential & Commercial | VSMSHP | Non-Ducted CEE Tier 2
216760275 | Mini/Multi Split | LENNOX | HMSV-A-CB-O | MMLD036S6M-1P |  | Non-Ducted Indoor Units | 0 |  | 34000 | 21.5 | 9.5 | 36600 | 36600 | 100% | 2.04 | 0 | 12.5 |  |  |  |  | R-32 | 2.8333 | Residential & Commercial | VSMSHP | Non-Ducted CEE Tier 2
216760276 | Mini/Multi Split | LENNOX | HMSV-A-CB-O | MMLD030S6M-1P |  | Non-Ducted Indoor Units | 0 |  | 28400 | 22.5 | 10 | 28600 | 28600 | 100% | 1.81 | 0 | 13.5 |  |  |  |  | R-32 | 2.3667 | Residential & Commercial | VSMSHP | Non-Ducted CEE Tier 2
216760277 | Mini/Multi Split | LENNOX | HMSV-A-CB-O | MMLD024S6M-1P |  | Non-Ducted Indoor Units | 0 |  | 25000 | 23 | 10.4 | 25000 | 25000 | 100% | 1.85 | 0 | 14.55 |  |  |  |  | R-32 | 2.0833 | Residential & Commercial | VSMSHP | Non-Ducted CEE Tier 2
216760278 | Mini/Multi Split | LENNOX | HMSV-A-CB-O | MMLD020S6M-1P |  | Non-Ducted Indoor Units | 0 |  | 21000 | 23 | 10.5 | 22000 | 22000 | 100% | 1.95 | 0 | 15 |  |  |  |  | R-32 | 1.75 | Residential & Commercial | VSMSHP | Non-Ducted CEE Tier 2
216763003 | Mini/Multi Split | Manuflow | HMSV-A-CB-O | TFM2G18CHAIR454B |  | Non-Ducted Indoor Units | 0 |  | 18000 | 24 | 10 | 20000 | 15800 | 79% | 2 | 0 | 13 |  |  |  |  | R-454B | 1.5 | Residential & Commercial | VSMSHP | Non-Ducted CEE Tier 2
216763004 | Mini/Multi Split | Manuflow | HMSV-A-CB-O | TFM3G27CHAIR454B |  | Non-Ducted Indoor Units | 0 |  | 27000 | 24 | 10 | 28000 | 19800 | 70.71% | 2 | 0 | 12 |  |  |  |  | R-454B | 2.25 | Residential & Commercial | VSMSHP | Non-Ducted CEE Tier 2
216763005 | Mini/Multi Split | Manuflow | HMSV-A-CB-O | TFM4G36CHAIR454B |  | Non-Ducted Indoor Units | 0 |  | 35000 | 22.5 | 9.5 | 36000 | 25400 | 70.56% | 2 | 0 | 12 |  |  |  |  | R-454B | 2.9167 | Residential & Commercial | VSMSHP | Non-Ducted CEE Tier 2
216760150 | Mini/Multi Split | Multi MFG | HMSV-A-CB-O | 55MPC6-HH-B |  | Non-Ducted Indoor Units | 0 |  | 51000 | 21.4 | 10.6 | 55000 | 48000 | 87.27% | 2 | 0 | 12 |  |  |  |  | R-454B | 4.25 | Residential & Commercial | VSMSHP | Non-Ducted CEE Tier 2
216723151 | Mini/Multi Split | TOSOT | HMSV-A-CB-O | TMSCI7H4R48 |  | Non-Ducted Indoor Units | 0 |  | 48000 | 21 | 10 | 48000 | 37800 | 78.75% | 2.1 | 0 | 12 |  |  |  |  | R-32 | 4 | Residential & Commercial | VSMSHP | Non-Ducted CEE Tier 2
216732433 | Mini/Multi Split | COSTWAY | HMSV-A-CB-O | FP10839US-WH |  | Non-Ducted Indoor Units | 0 |  | 17700 | 22 | 10 | 18000 | 14500 | 80.56% | 2 | 0 | 12.3 |  |  |  |  | R-32 | 1.475 | Residential & Commercial | VSMSHP | Non-Ducted CEE Tier 2
216732434 | Mini/Multi Split | COSTWAY | HMSV-A-CB-O | FP10841US-WH |  | Non-Ducted Indoor Units | 0 |  | 24000 | 23 | 10 | 24000 | 21600 | 90% | 2 | 0 | 12.5 |  |  |  |  | R-32 | 2 | Residential & Commercial | VSMSHP | Non-Ducted CEE Tier 2
216732435 | Mini/Multi Split | COSTWAY | HMSV-A-CB-O | FP10842US-WH |  | Non-Ducted Indoor Units | 0 |  | 36000 | 23 | 10 | 36000 | 25600 | 71.11% | 2 | 0 | 12.3 |  |  |  |  | R-32 | 3 | Residential & Commercial | VSMSHP | Non-Ducted CEE Tier 2
9001025 | Mini/Multi Split | GIBSON | HMSV-A-CB-O | GXH42(12.3)FMK4DH |  | Non-Ducted Indoor Units | 0 |  | 39000 | 21 | 8.6 | 40000 | 28400 | 71% | 1.84 | 10.4 | 10.4 |  |  |  |  | R-410A | 3.25 | Residential & Commercial | VSMSHP
9101137 | Mini/Multi Split | GARRISON | HMSV-A-CB-O | 3554191 |  | Non-Ducted Indoor Units | 0 |  | 27000 | 22 | 8.9 | 28000 | 20800 | 74.29% | 1.9 | 12 | 12 |  |  |  |  | R-410A | 2.25 | Residential & Commercial | VSMSHP
9118473 | Mini/Multi Split | CARRIER | HMSV-A-CB-O | 38MGRQ36D--3 |  | Non-Ducted Indoor Units | 0 |  | 36000 | 21.5 | 9.5 | 36000 | 36000 | 100% | 1.9 | 13.5 | 13.5 |  |  |  |  | R-410A | 3 | Residential & Commercial | VSMSHP | Non-Ducted CEE Tier 2
9118474 | Mini/Multi Split | BRYANT | HMSV-A-CB-O | 38MGRQ36D--3 |  | Non-Ducted Indoor Units | 0 |  | 36000 | 21.5 | 9.5 | 36000 | 36000 | 100% | 1.9 | 13.5 | 13.5 |  |  |  |  | R-410A | 3 | Residential & Commercial | VSMSHP | Non-Ducted CEE Tier 2
216760264 | Mini/Multi Split | LENNOX | HMSV-A-CB-O | MMPD036S6M-1P |  | Non-Ducted Indoor Units | 0 |  | 32000 | 22.5 | 9.5 | 36000 | 26400 | 73.33% | 1.81 | 0 | 12.5 |  |  |  |  | R-32 | 2.6667 | Residential & Commercial | VSMSHP | Non-Ducted CEE Tier 2
216760266 | Mini/Multi Split | LENNOX | HMSV-A-CB-O | MMPD020S6M-1P |  | Non-Ducted Indoor Units | 0 |  | 18000 | 20 | 9 | 22000 | 15500 | 70.45% | 1.81 | 0 | 12.7 |  |  |  |  | R-32 | 1.5 | Residential & Commercial | VSMSHP
216723136 | Mini/Multi Split | TOSOT | HMSV-A-CB-O | TMSCI7H4R18 |  | Non-Ducted Indoor Units | 0 |  | 18000 | 21 | 10 | 18000 | 13800 | 76.67% | 2 | 0 | 12 |  |  |  |  | R-32 | 1.5 | Residential & Commercial | VSMSHP | Non-Ducted CEE Tier 2
216723137 | Mini/Multi Split | TOSOT | HMSV-A-CB-O | TMSCI7H4R24 |  | Non-Ducted Indoor Units | 0 |  | 24000 | 21 | 10 | 24000 | 21600 | 90% | 2 | 0 | 13.3 |  |  |  |  | R-32 | 2 | Residential & Commercial | VSMSHP | Non-Ducted CEE Tier 2
216723138 | Mini/Multi Split | TOSOT | HMSV-A-CB-O | TMSCI7H4R30 |  | Non-Ducted Indoor Units | 0 |  | 28400 | 21 | 10 | 30000 | 27000 | 90% | 2.07 | 0 | 13.6 |  |  |  |  | R-32 | 2.3667 | Residential & Commercial | VSMSHP | Non-Ducted CEE Tier 2
216723139 | Mini/Multi Split | TOSOT | HMSV-A-CB-O | TMSCI7H4R36 |  | Non-Ducted Indoor Units | 0 |  | 36000 | 21 | 10 | 36000 | 36000 | 100% | 2.1 | 0 | 12 |  |  |  |  | R-32 | 3 | Residential & Commercial | VSMSHP | Non-Ducted CEE Tier 2
216723140 | Mini/Multi Split | TOSOT | HMSV-A-CB-O | TMSCI7H4R42 |  | Non-Ducted Indoor Units | 0 |  | 42000 | 21 | 10 | 42000 | 37800 | 90% | 2.1 | 0 | 13 |  |  |  |  | R-32 | 3.5 | Residential & Commercial | VSMSHP | Non-Ducted CEE Tier 2
216760144 | Mini/Multi Split | Multi MFG | HMSV-A-CB-O | 36MPC5-HH-B |  | Non-Ducted Indoor Units | 0 |  | 36000 | 21.5 | 11.3 | 36000 | 37000 | 102.8% | 1.9 | 0 | 12.2 |  |  |  |  | R-454B | 3 | Residential & Commercial | VSMSHP | Non-Ducted CEE Tier 2
216760147 | Mini/Multi Split | Multi MFG | HMSV-A-CB-O | 48MPC6-HH-B |  | Non-Ducted Indoor Units | 0 |  | 45000 | 21.2 | 10.2 | 49000 | 48000 | 97.96% | 2 | 0 | 12 |  |  |  |  | R-454B | 3.75 | Residential & Commercial | VSMSHP | Non-Ducted CEE Tier 2
216760138 | Mini/Multi Split | Multi MFG | HMSV-A-CB-O | 18MPC3-HH-B |  | Non-Ducted Indoor Units | 0 |  | 19000 | 21 | 10 | 20000 | 18000 | 90% | 2 | 0 | 13 |  |  |  |  | R-454B | 1.5833 | Residential & Commercial | VSMSHP | Non-Ducted CEE Tier 2
216760141 | Mini/Multi Split | Multi MFG | HMSV-A-CB-O | 27MPC4-HH-B |  | Non-Ducted Indoor Units | 0 |  | 27000 | 21 | 10 | 27000 | 27000 | 100% | 1.9 | 0 | 12 |  |  |  |  | R-454B | 2.25 | Residential & Commercial | VSMSHP | Non-Ducted CEE Tier 2
216760132 | Mini/Multi Split | Multi MFG | HMSV-A-CB-O | 48MPC6-HE-B |  | Non-Ducted Indoor Units | 0 |  | 45000 | 21.3 | 10 | 48000 | 36000 | 75% | 2.1 | 0 | 11.7 |  |  |  |  | R-454B | 3.75 | Residential & Commercial | VSMSHP | Non-Ducted CEE Tier 2
216760123 | Mini/Multi Split | Multi MFG | HMSV-A-CB-O | 18MPC3-HE-B |  | Non-Ducted Indoor Units | 0 |  | 18000 | 23 | 10 | 19000 | 13500 | 71.05% | 2.2 | 0 | 12.5 |  |  |  |  | R-454B | 1.5 | Residential & Commercial | VSMSHP | Non-Ducted CEE Tier 2
216760129 | Mini/Multi Split | Multi MFG | HMSV-A-CB-O | 36MPC5-HE-B |  | Non-Ducted Indoor Units | 0 |  | 35000 | 23.1 | 10 | 37000 | 26000 | 70.27% | 2 | 0 | 12 |  |  |  |  | R-454B | 2.9167 | Residential & Commercial | VSMSHP | Non-Ducted CEE Tier 2
216723120 | Mini/Multi Split | ZERO | HMSV-A-CB-O | Z2SOV-18HDTB-US |  | Non-Ducted Indoor Units | 0 |  | 18000 | 24 | 10 | 20000 | 15800 | 79% | 2 | 0 | 13 |  |  |  |  | R-454B | 1.5 | Residential & Commercial | VSMSHP | Non-Ducted CEE Tier 2
216723121 | Mini/Multi Split | ZERO | HMSV-A-CB-O | Z3SOV-27HDTB-US |  | Non-Ducted Indoor Units | 0 |  | 27000 | 24 | 10 | 28000 | 19800 | 70.71% | 2 | 0 | 12 |  |  |  |  | R-454B | 2.25 | Residential & Commercial | VSMSHP | Non-Ducted CEE Tier 2
216723122 | Mini/Multi Split | ZERO | HMSV-A-CB-O | Z4SOV-36HDTB-US |  | Non-Ducted Indoor Units | 0 |  | 35000 | 22.5 | 9.5 | 36000 | 25400 | 70.56% | 2 | 0 | 12 |  |  |  |  | R-454B | 2.9167 | Residential & Commercial | VSMSHP | Non-Ducted CEE Tier 2
216723123 | Mini/Multi Split | ZERO | HMSV-A-CB-O | Z5SOV-42HDTB-US |  | Non-Ducted Indoor Units | 0 |  | 42000 | 22 | 9.5 | 42000 | 30000 | 71.43% | 2 | 0 | 12 |  |  |  |  | R-454B | 3.5 | Residential & Commercial | VSMSHP | Non-Ducted CEE Tier 2
216760126 | Mini/Multi Split | Multi MFG | HMSV-A-CB-O | 27MPC4-HE-B |  | Non-Ducted Indoor Units | 0 |  | 26000 | 23 | 9.5 | 27000 | 19000 | 70.37% | 2 | 0 | 12.2 |  |  |  |  | R-454B | 2.1667 | Residential & Commercial | VSMSHP | Non-Ducted CEE Tier 2
216720933 | Mini/Multi Split | COMFORTSTAR | HMSV-A-CB-O | CMZ3-55-6Z |  | Non-Ducted Indoor Units | 0 |  | 45000 | 21.3 | 10 | 48000 | 36000 | 75% | 2.1 | 0 | 11.7 |  |  |  |  | R-454B | 3.75 | Residential & Commercial | VSMSHP | Non-Ducted CEE Tier 2
216720927 | Mini/Multi Split | COMFORTSTAR | HMSV-A-CB-O | CMZ3-30-4Z |  | Non-Ducted Indoor Units | 0 |  | 26000 | 23 | 9.5 | 27000 | 19000 | 70.37% | 2 | 0 | 12.2 |  |  |  |  | R-454B | 2.1667 | Residential & Commercial | VSMSHP | Non-Ducted CEE Tier 2
216720930 | Mini/Multi Split | COMFORTSTAR | HMSV-A-CB-O | CMZ3-48-5Z |  | Non-Ducted Indoor Units | 0 |  | 35000 | 23.1 | 10 | 37000 | 26000 | 70.27% | 2 | 0 | 12 |  |  |  |  | R-454B | 2.9167 | Residential & Commercial | VSMSHP | Non-Ducted CEE Tier 2
216720921 | Mini/Multi Split | COMFORTSTAR | HMSV-A-CB-O | CVH3-60-6SH |  | Non-Ducted Indoor Units | 0 |  | 51000 | 21.4 | 10.6 | 55000 | 48000 | 87.27% | 2 | 0 | 12 |  |  |  |  | R-454B | 4.25 | Residential & Commercial | VSMSHP | Non-Ducted CEE Tier 2
216720924 | Mini/Multi Split | COMFORTSTAR | HMSV-A-CB-O | CMZ3-24-3Z |  | Non-Ducted Indoor Units | 0 |  | 18000 | 23 | 10 | 19000 | 13500 | 71.05% | 2.2 | 0 | 12.5 |  |  |  |  | R-454B | 1.5 | Residential & Commercial | VSMSHP | Non-Ducted CEE Tier 2
216720915 | Mini/Multi Split | COMFORTSTAR | HMSV-A-CB-O | CVH3-36-5SH |  | Non-Ducted Indoor Units | 0 |  | 36000 | 21.5 | 11.3 | 36000 | 37000 | 102.8% | 1.9 | 0 | 12.2 |  |  |  |  | R-454B | 3 | Residential & Commercial | VSMSHP | Non-Ducted CEE Tier 2
216720918 | Mini/Multi Split | COMFORTSTAR | HMSV-A-CB-O | CVH3-48-6SH |  | Non-Ducted Indoor Units | 0 |  | 45000 | 21.2 | 10.2 | 49000 | 48000 | 97.96% | 2 | 0 | 12 |  |  |  |  | R-454B | 3.75 | Residential & Commercial | VSMSHP | Non-Ducted CEE Tier 2
216720909 | Mini/Multi Split | COMFORTSTAR | HMSV-A-CB-O | CVH3-18-3SH |  | Non-Ducted Indoor Units | 0 |  | 19000 | 21 | 10 | 20000 | 18000 | 90% | 2 | 0 | 13 |  |  |  |  | R-454B | 1.5833 | Residential & Commercial | VSMSHP | Non-Ducted CEE Tier 2
216720912 | Mini/Multi Split | COMFORTSTAR | HMSV-A-CB-O | CVH3-27-4SH |  | Non-Ducted Indoor Units | 0 |  | 27000 | 21 | 10 | 27000 | 27000 | 100% | 1.9 | 0 | 12 |  |  |  |  | R-454B | 2.25 | Residential & Commercial | VSMSHP | Non-Ducted CEE Tier 2
9000111 | Mini/Multi Split | PIONEER | HMSV-A-CB-O | YN030GMFI22M3D |  | Non-Ducted Indoor Units | 0 |  | 27000 | 22 | 8.9 | 28000 | 20800 | 74.29% | 1.9 | 12 | 12 |  |  |  |  | R-410A | 2.25 | Residential & Commercial | VSMSHP
216760012 | Mini/Multi Split | ECO-AIR | HMSV-A-CB-O | EDMO-53H |  | Non-Ducted Indoor Units | 0 |  | 51000 | 22.2 | 10.5 | 55000 | 47000 | 85.45% | 2 | 0 | 12 |  |  |  |  | R-454B | 4.25 | Residential & Commercial | VSMSHP | Non-Ducted CEE Tier 2
8994415 | Mini/Multi Split | MDV | HMSV-A-CB-O | M4OH-36HFN1-M |  | Non-Ducted Indoor Units | 0 |  | 36000 | 21.5 | 9.5 | 36000 | 36000 | 100% | 1.9 | 13.5 | 13.5 |  |  |  |  | R-410A | 3 | Residential & Commercial | VSMSHP | Non-Ducted CEE Tier 2
216760006 | Mini/Multi Split | ECO-AIR | HMSV-A-CB-O | EDMO-36H |  | Non-Ducted Indoor Units | 0 |  | 36000 | 23 | 10.7 | 36000 | 36000 | 100% | 2 | 0 | 13 |  |  |  |  | R-454B | 3 | Residential & Commercial | VSMSHP | Non-Ducted CEE Tier 2
216760009 | Mini/Multi Split | ECO-AIR | HMSV-A-CB-O | EDMO-48H |  | Non-Ducted Indoor Units | 0 |  | 47000 | 23 | 11 | 49000 | 47000 | 95.92% | 2 | 0 | 12 |  |  |  |  | R-454B | 3.9167 | Residential & Commercial | VSMSHP | Non-Ducted CEE Tier 2
216760000 | Mini/Multi Split | ECO-AIR | HMSV-A-CB-O | EDMO-18H |  | Non-Ducted Indoor Units | 0 |  | 19000 | 25 | 10.4 | 20000 | 19000 | 95% | 2 | 0 | 15 |  |  |  |  | R-454B | 1.5833 | Residential & Commercial | VSMSHP | Non-Ducted CEE Tier 2
216760003 | Mini/Multi Split | ECO-AIR | HMSV-A-CB-O | EDMO-27H |  | Non-Ducted Indoor Units | 0 |  | 27000 | 23 | 10.5 | 27000 | 27000 | 100% | 2 | 0 | 12.5 |  |  |  |  | R-454B | 2.25 | Residential & Commercial | VSMSHP | Non-Ducted CEE Tier 2
8993378 | Mini/Multi Split | EMI | HMSV-A-CB-O | MZ3H27DAA |  | Non-Ducted Indoor Units | 0 |  | 27000 | 22 | 8.9 | 28000 | 20800 | 74.29% | 1.9 | 12 | 12 |  |  |  |  | R-410A | 2.25 | Residential & Commercial | VSMSHP
216759994 | Mini/Multi Split | ECO-AIR | HMSV-A-CB-O | EDMO-48E |  | Non-Ducted Indoor Units | 0 |  | 47000 | 24 | 10.3 | 48000 | 36000 | 75% | 2 | 0 | 12.5 |  |  |  |  | R-454B | 3.9167 | Residential & Commercial | VSMSHP | Non-Ducted CEE Tier 2
216759988 | Mini/Multi Split | ECO-AIR | HMSV-A-CB-O | EDMO-27E |  | Non-Ducted Indoor Units | 0 |  | 27000 | 25 | 9.5 | 27000 | 19000 | 70.37% | 2 | 0 | 13 |  |  |  |  | R-454B | 2.25 | Residential & Commercial | VSMSHP | Non-Ducted CEE Tier 2
216759991 | Mini/Multi Split | ECO-AIR | HMSV-A-CB-O | EDMO-36E |  | Non-Ducted Indoor Units | 0 |  | 36000 | 24 | 9.5 | 37000 | 26000 | 70.27% | 2 | 0 | 12 |  |  |  |  | R-454B | 3 | Residential & Commercial | VSMSHP | Non-Ducted CEE Tier 2
212925537 | Mini/Multi Split | Mitsubishi Electric | HMSV-A-CB-O | MXZ-3C24NAHZ4-** |  | Non-Ducted Indoor Units | 0 |  | 22000 | 19 | 10 | 25000 | 25000 | 100% | 1.95 | 0 | 13.5 |  |  |  |  | R-410A | 1.8333 | Residential & Commercial | VSMSHP | Non-Ducted CEE Tier 2
212925599 | Mini/Multi Split | COMFORMATIC | HMSV-A-CB-O | GFMCX18-H2 |  | Non-Ducted Indoor Units | 0 |  | 17000 | 21 | 10 | 18000 | 13600 | 75.56% | 2.22 | 12 | 12 |  |  |  |  | R-410A | 1.4167 | Residential & Commercial | VSMSHP | Non-Ducted CEE Tier 2
208132541 | Mini/Multi Split | MDV | HMSV-A-CB-O | M5OA-55HFN1-M-[X](2) |  | Non-Ducted Indoor Units | 0 |  | 55000 | 22 | 9.5 | 55000 | 46000 | 83.64% | 1.9 | 10.5 | 10.5 |  |  |  |  | R-410A | 4.5833 | Residential & Commercial | VSMSHP | Non-Ducted CEE Tier 2
216759985 | Mini/Multi Split | ECO-AIR | HMSV-A-CB-O | EDMO-18E |  | Non-Ducted Indoor Units | 0 |  | 18000 | 25.1 | 9.8 | 19000 | 13500 | 71.05% | 2.3 | 0 | 14 |  |  |  |  | R-454B | 1.5 | Residential & Commercial | VSMSHP | Non-Ducted CEE Tier 2
212925512 | Mini/Multi Split | American Standard / Mitsubishi Electric | HMSV-A-CB-O | NTXMPH20A122C** |  | Non-Ducted Indoor Units | 0 |  | 18000 | 17 | 10 | 22000 | 21600 | 98.18% | 1.89 | 0 | 13.5 |  |  |  |  | R-410A | 1.5 | Residential & Commercial | VSMSHP | Non-Ducted CEE Tier 2
212925513 | Mini/Multi Split | Trane / Mitsubishi Electric | HMSV-A-CB-O | NTXMPH20A122C** |  | Non-Ducted Indoor Units | 0 |  | 18000 | 17 | 10 | 22000 | 21600 | 98.18% | 1.89 | 0 | 13.5 |  |  |  |  | R-410A | 1.5 | Residential & Commercial | VSMSHP | Non-Ducted CEE Tier 2
212925514 | Mini/Multi Split | American Standard / Mitsubishi Electric | HMSV-A-CB-O | NTXMPH24A132C** |  | Non-Ducted Indoor Units | 0 |  | 22000 | 19 | 10 | 25000 | 25000 | 100% | 1.95 | 0 | 13.5 |  |  |  |  | R-410A | 1.8333 | Residential & Commercial | VSMSHP | Non-Ducted CEE Tier 2
212925515 | Mini/Multi Split | American Standard / Mitsubishi Electric | HMSV-A-CB-O | NTXMPH30A132C** |  | Non-Ducted Indoor Units | 0 |  | 28400 | 18 | 10 | 28600 | 28600 | 100% | 1.8 | 0 | 12.5 |  |  |  |  | R-410A | 2.3667 | Residential & Commercial | VSMSHP | Non-Ducted CEE Tier 2
212925516 | Mini/Multi Split | Trane / Mitsubishi Electric | HMSV-A-CB-O | NTXMPH30A132C** |  | Non-Ducted Indoor Units | 0 |  | 28400 | 18 | 10 | 28600 | 28600 | 100% | 1.8 | 0 | 12.5 |  |  |  |  | R-410A | 2.3667 | Residential & Commercial | VSMSHP | Non-Ducted CEE Tier 2
212925533 | Mini/Multi Split | Trane / Mitsubishi Electric | HMSV-A-CB-O | NTXMPH24A132C** |  | Non-Ducted Indoor Units | 0 |  | 22000 | 19 | 10 | 25000 | 25000 | 100% | 1.95 | 0 | 13.5 |  |  |  |  | R-410A | 1.8333 | Residential & Commercial | VSMSHP | Non-Ducted CEE Tier 2
212925534 | Mini/Multi Split | Mitsubishi Electric | HMSV-A-CB-O | MXZ-3C24NA3**** |  | Non-Ducted Indoor Units | 0 |  | 22000 | 20 | 9.5 | 25000 | 18200 | 72.8% | 2.2 | 0 | 13.6 |  |  |  |  | R-410A | 1.8333 | Residential & Commercial | VSMSHP | Non-Ducted CEE Tier 2
8989588 | Mini/Multi Split | PERFECTAIRE | HMSV-A-CB-O | 2PAMSH27-MZO3 |  | Non-Ducted Indoor Units | 0 |  | 27000 | 22 | 8.9 | 28000 | 20800 | 74.29% | 1.9 | 12 | 12 |  |  |  |  | R-410A | 2.25 | Residential & Commercial | VSMSHP
212925489 | Mini/Multi Split | Trane / Mitsubishi Electric | HMSV-A-CB-O | NTXMMX24A132B** |  | Non-Ducted Indoor Units | 0 |  | 22000 | 20 | 9.5 | 25000 | 18200 | 72.8% | 2.2 | 0 | 13.6 |  |  |  |  | R-410A | 1.8333 | Residential & Commercial | VSMSHP | Non-Ducted CEE Tier 2
212925490 | Mini/Multi Split | American Standard / Mitsubishi Electric | HMSV-A-CB-O | NTXMMX24A132C** |  | Non-Ducted Indoor Units | 0 |  | 22000 | 20 | 10 | 25000 | 19600 | 78.4% | 1.8 | 0 | 13.6 |  |  |  |  | R-410A | 1.8333 | Residential & Commercial | VSMSHP | Non-Ducted CEE Tier 2
212925491 | Mini/Multi Split | Trane / Mitsubishi Electric | HMSV-A-CB-O | NTXMMX24A132C** |  | Non-Ducted Indoor Units | 0 |  | 22000 | 20 | 10 | 25000 | 19600 | 78.4% | 1.8 | 0 | 13.6 |  |  |  |  | R-410A | 1.8333 | Residential & Commercial | VSMSHP | Non-Ducted CEE Tier 2
8989595 | Mini/Multi Split | COMFORTSTAR | HMSV-A-CB-O | CM3-27-3Z |  | Non-Ducted Indoor Units | 0 |  | 27000 | 22 | 8.9 | 28000 | 20800 | 74.29% | 1.9 | 12 | 12 |  |  |  |  | R-410A | 2.25 | Residential & Commercial | VSMSHP
8982502 | Mini/Multi Split | KLIMAIRE | HMSV-A-CB-O | KMIR327-H217 |  | Non-Ducted Indoor Units | 0 |  | 27000 | 22 | 8.9 | 28000 | 20800 | 74.29% | 1.9 | 12 | 12 |  |  |  |  | R-410A | 2.25 | Residential & Commercial | VSMSHP
8977685 | Mini/Multi Split | MDV | HMSV-A-CB-O | M3OF-27HFN1-M* |  | Non-Ducted Indoor Units | 0 |  | 27000 | 22 | 8.9 | 28000 | 20800 | 74.29% | 1.9 | 12 | 12 |  |  |  |  | R-410A | 2.25 | Residential & Commercial | VSMSHP
8977690 | Mini/Multi Split | THERMOCORE SYSTEMS | HMSV-A-CB-O | T322D-H236-C |  | Non-Ducted Indoor Units | 0 |  | 27000 | 22 | 8.9 | 28000 | 20800 | 74.29% | 1.9 | 12 | 12 |  |  |  |  | R-410A | 2.25 | Residential & Commercial | VSMSHP
8908615 | Mini/Multi Split | FUJITSU | HMSV-A-CB-O | AOU36RLXFZH |  | Non-Ducted Indoor Units | 0 |  | 35200 | 20.5 | 9.5 | 36400 | 36400 | 100% | 2.02 | 13 | 13 |  |  |  |  | R-410A | 2.9333 | Residential & Commercial | VSMSHP | Non-Ducted CEE Tier 2
8717931 | Mini/Multi Split | LG | HMSV-A-CB-O | ARUN038GSS4 |  | Non-Ducted Indoor Units | 0 |  | 38000 | 20.1 | 10.6 | 51000 | 39000 | 76.47% | 2.16 | 11.5 | 11.5 |  |  |  |  | R-410A | 3.1667 | Residential & Commercial | VSMSHP | Non-Ducted CEE Tier 2
8669077 | Mini/Multi Split | CHAMPION | HMSV-A-CB-O | DHW42CMB21S |  | Non-Ducted Indoor Units | 0 |  | 39000 | 21 | 8.6 | 40000 | 28400 | 71% | 1.84 | 10.4 | 10.4 |  |  |  |  | R-410A | 3.25 | Residential & Commercial | VSMSHP
8717929 | Mini/Multi Split | LG | HMSV-A-CB-O | ARUN048GSS4 |  | Non-Ducted Indoor Units | 0 |  | 48000 | 20 | 10.2 | 54500 | 39000 | 71.56% | 2.16 | 10.5 | 13.2 |  |  |  |  | R-410A | 4 | Residential & Commercial | VSMSHP | Non-Ducted CEE Tier 2
8858349 | Mini/Multi Split | MDV | HMSV-A-CB-O | M3OF-27HFN1-M** |  | Non-Ducted Indoor Units | 0 |  | 27000 | 22 | 9.6 | 27000 | 22600 | 83.7% | 2.06 | 11.5 | 11.5 |  |  |  |  | R-410A | 2.25 | Residential & Commercial | VSMSHP | Non-Ducted CEE Tier 2
8858350 | Mini/Multi Split | MDV | HMSV-A-CB-O | M4OF-36HFN1-M** |  | Non-Ducted Indoor Units | 0 |  | 36000 | 21.4 | 8.6 | 36000 | 26200 | 72.78% | 1.8 | 10.5 | 10.5 |  |  |  |  | R-410A | 3 | Residential & Commercial | VSMSHP
8858351 | Mini/Multi Split | MIDEA | HMSV-A-CB-O | MCH4U-36PHH2 |  | Non-Ducted Indoor Units | 0 |  | 36000 | 21.4 | 8.6 | 36000 | 26200 | 72.78% | 1.8 | 10.5 | 10.5 |  |  |  |  | R-410A | 3 | Residential & Commercial | VSMSHP
8858352 | Mini/Multi Split | MIDEA | HMSV-A-CB-O | MCH3U-27PHH2 |  | Non-Ducted Indoor Units | 0 |  | 27000 | 22 | 9.6 | 27000 | 22600 | 83.7% | 2.06 | 11.5 | 11.5 |  |  |  |  | R-410A | 2.25 | Residential & Commercial | VSMSHP | Non-Ducted CEE Tier 2
216719247 | Mini/Multi Split | Bluefin | HMSV-A-CB-O | BFMS27MZPL-02O |  | Non-Ducted Indoor Units | 0 |  | 26000 | 23 | 9.5 | 27000 | 19000 | 70.37% | 2 | 0 | 12.2 |  |  |  |  | R-454B | 2.1667 | Residential & Commercial | VSMSHP | Non-Ducted CEE Tier 2
216707872 | Mini/Multi Split | HAXXAIR | HMSV-A-CB-O | HVHMZ-42V2D |  | Non-Ducted Indoor Units | 0 |  | 42000 | 22 | 9.5 | 48000 | 36000 | 75% | 1.92 | 0 | 12 |  |  |  |  | R-454B | 3.5 | Residential & Commercial | VSMSHP | Non-Ducted CEE Tier 2
216707875 | Mini/Multi Split | HAXXAIR | HMSV-A-CB-O | HVHMZ-36V2D |  | Non-Ducted Indoor Units | 0 |  | 36000 | 22 | 10 | 36000 | 36000 | 100% | 1.92 | 0 | 12.85 |  |  |  |  | R-454B | 3 | Residential & Commercial | VSMSHP | Non-Ducted CEE Tier 2
8578505 | Mini/Multi Split | YORK BY JOHNSON CONTROLS | HMSV-A-CB-O | DHW42CMB21S |  | Non-Ducted Indoor Units | 0 |  | 39000 | 21 | 8.6 | 40000 | 28400 | 71% | 1.84 | 10.4 | 10.4 |  |  |  |  | R-410A | 3.25 | Residential & Commercial | VSMSHP
8578506 | Mini/Multi Split | COLEMAN BY JOHNSON CONTROLS | HMSV-A-CB-O | DHW42CMB21S |  | Non-Ducted Indoor Units | 0 |  | 39000 | 21 | 8.6 | 40000 | 28400 | 71% | 1.84 | 10.4 | 10.4 |  |  |  |  | R-410A | 3.25 | Residential & Commercial | VSMSHP
8578507 | Mini/Multi Split | LUXAIRE BY JOHNSON CONTROLS | HMSV-A-CB-O | DHW42CMB21S |  | Non-Ducted Indoor Units | 0 |  | 39000 | 21 | 8.6 | 40000 | 28400 | 71% | 1.84 | 10.4 | 10.4 |  |  |  |  | R-410A | 3.25 | Residential & Commercial | VSMSHP
8578508 | Mini/Multi Split | GUARDIAN BY JOHNSON CONTROLS | HMSV-A-CB-O | DHW42CMB21S |  | Non-Ducted Indoor Units | 0 |  | 39000 | 21 | 8.6 | 40000 | 28400 | 71% | 1.84 | 10.4 | 10.4 |  |  |  |  | R-410A | 3.25 | Residential & Commercial | VSMSHP
8033586 | Mini/Multi Split | FUJITSU | HMSV-A-CB | AOU24RLXFZH |  | Non-Ducted Indoor Units | 0 |  | 22000 | 20 | 10 | 25000 | 25600 | 102.4% | 2.06 | 13.3 | 13.3 |  |  |  |  | R-410A | 1.8333 | Residential & Commercial | VSMSHP | Non-Ducted CEE Tier 2
216707868 | Mini/Multi Split | HAXXAIR | HMSV-A-CB-O | HVHMZ-27V2D |  | Non-Ducted Indoor Units | 0 |  | 27000 | 23 | 10 | 27000 | 27000 | 100% | 1.82 | 0 | 12.85 |  |  |  |  | R-454B | 2.25 | Residential & Commercial | VSMSHP | Non-Ducted CEE Tier 2
8033584 | Mini/Multi Split | FUJITSU | HMSV-A-CB | AOU18RLXFZH |  | Non-Ducted Indoor Units | 0 |  | 18000 | 21.5 | 9.6 | 22000 | 22000 | 100% | 1.84 | 13.5 | 13.5 |  |  |  |  | R-410A | 1.5 | Residential & Commercial | VSMSHP | Non-Ducted CEE Tier 2
8235762 | Mini/Multi Split | C&H | HMSV-A-CB-O | GWHD(42)ND3EO |  | Non-Ducted Indoor Units | 0 |  | 39000 | 21 | 8.6 | 40000 | 28400 | 71% | 1.84 | 10.4 | 10.4 |  |  |  |  | R-410A | 3.25 | Residential & Commercial | VSMSHP
213350250 | Mini/Multi Split | TOSHIBA CARRIER | HMSV-A-CB-O | MCY-MAP0487HS-UL* |  | Non-Ducted Indoor Units | 0 |  | 48000 | 22.6 | 10.3 | 54000 | 38000 | 70.37% | 2.6 | 0 | 13.2 |  |  |  |  | R-410A | 4 | Residential & Commercial | VSMSHP | Non-Ducted CEE Tier 2
214377756 | Mini/Multi Split | COMFORT-AIRE | HMSV-A-CB-O | A-VMH36QV-1A |  | Non-Ducted Indoor Units | 0 |  | 36000 | 22.4 | 10.9 | 36000 | 37000 | 102.8% | 2 | 0 | 12.5 |  |  |  |  | R-410A | 3 | Residential & Commercial | VSMSHP | Non-Ducted CEE Tier 2
216707865 | Mini/Multi Split | HAXXAIR | HMSV-A-CB-O | HVHMZ-18V2D |  | Non-Ducted Indoor Units | 0 |  | 18000 | 22 | 10 | 18000 | 18000 | 100% | 1.99 | 0 | 13.3 |  |  |  |  | R-454B | 1.5 | Residential & Commercial | VSMSHP | Non-Ducted CEE Tier 2
207643002 | Mini/Multi Split | ARCOAIRE | HMSV-A-CB-O | DLCMHBH36DAK |  | Non-Ducted Indoor Units | 0 |  | 36000 | 20 | 9.7 | 37000 | 36000 | 97.3% | 1.9 | 12.5 | 12.5 |  |  |  |  | R-410A | 3 | Residential & Commercial | VSMSHP | Non-Ducted CEE Tier 2
207643086 | Mini/Multi Split | KEEPRITE | HMSV-A-CB-O | DLCMHBH36DAK |  | Non-Ducted Indoor Units | 0 |  | 36000 | 20 | 9.7 | 37000 | 36000 | 97.3% | 1.9 | 12.5 | 12.5 |  |  |  |  | R-410A | 3 | Residential & Commercial | VSMSHP | Non-Ducted CEE Tier 2
207643170 | Mini/Multi Split | SMART COMFORT | HMSV-A-CB-O | DLCMHBH36DAK |  | Non-Ducted Indoor Units | 0 |  | 36000 | 20 | 9.7 | 37000 | 36000 | 97.3% | 1.9 | 12.5 | 12.5 |  |  |  |  | R-410A | 3 | Residential & Commercial | VSMSHP | Non-Ducted CEE Tier 2
213867403 | Mini/Multi Split | TRUST AIR CONDITIONERS | HMSV-A-CB-O | M5H60H/O4S4P |  | Non-Ducted Indoor Units | 0 |  | 55000 | 22 | 9.5 | 55000 | 46000 | 83.64% | 1.9 | 10.5 | 10.5 |  |  |  |  | R-410A | 4.5833 | Residential & Commercial | VSMSHP | Non-Ducted CEE Tier 2
214314846 | Mini/Multi Split | Cooper & Hunter | HMSV-A-CB-O | CHV6-28URBM |  | Non-Ducted Indoor Units | 0 |  | 27200 | 18.7 | 8.65 | 32400 | 25000 | 77.16% | 2.2 | 0 | 11.5 |  |  |  |  | R-410A | 2.2667 | Residential & Commercial | VSMSHP
216573051 | Mini/Multi Split | GREE | HMSV-A-CB-O | GWHD(48)ND6MO |  | Non-Ducted Indoor Units | 0 |  | 48000 | 21 | 10 | 48000 | 37800 | 78.75% | 2.1 | 0 | 12 |  |  |  |  | R-32 | 4 | Residential & Commercial | VSMSHP | Non-Ducted CEE Tier 2
7151528 | Mini/Multi Split | AMERICAN STANDARD | HMSV-A-CB-O | 4TXM2142A1050AA |  | Non-Ducted Indoor Units | 0 |  | 39000 | 21 | 8.6 | 40000 | 28400 | 71% | 1.84 | 10.4 | 10.4 |  |  |  |  | R-410A | 3.25 | Residential & Commercial | VSMSHP
7151529 | Mini/Multi Split | TRANE | HMSV-A-CB-O | 4TXM2142A1050AA |  | Non-Ducted Indoor Units | 0 |  | 39000 | 21 | 8.6 | 40000 | 28400 | 71% | 1.84 | 10.4 | 10.4 |  |  |  |  | R-410A | 3.25 | Residential & Commercial | VSMSHP
202918820 | Mini/Multi Split | BLUERIDGE | HMSV-A-CB-O | BMHH18M22C |  | Non-Ducted Indoor Units | 0 |  | 19000 | 21.5 | 9 | 20000 | 17000 | 85% | 1.9 | 12.5 | 12.5 |  |  |  |  | R-410A | 1.5833 | Residential & Commercial | VSMSHP
202918821 | Mini/Multi Split | BLUERIDGE | HMSV-A-CB-O | BMHH27M18C |  | Non-Ducted Indoor Units | 0 |  | 28000 | 22 | 9 | 28000 | 26800 | 95.71% | 1.9 | 13 | 12.5 |  |  |  |  | R-410A | 2.3333 | Residential & Commercial | VSMSHP
214383395 | Mini/Multi Split | Simply The Best Minisplits | HMSV-A-CB-O | SBM-48HFN1-M-[X] |  | Non-Ducted Indoor Units | 0 |  | 48000 | 21.2 | 10 | 49000 | 45000 | 91.84% | 2 | 11 | 11 |  |  |  |  | R-410A | 4 | Residential & Commercial | VSMSHP | Non-Ducted CEE Tier 2
216571390 | Mini/Multi Split | TOSOT | HMSV-A-CB-O | TM24D6MO |  | Non-Ducted Indoor Units | 0 |  | 24000 | 21 | 10 | 24000 | 21600 | 90% | 2 | 0 | 13.3 |  |  |  |  | R-32 | 2 | Residential & Commercial | VSMSHP | Non-Ducted CEE Tier 2
216571391 | Mini/Multi Split | TOSOT | HMSV-A-CB-O | TM30D6MO |  | Non-Ducted Indoor Units | 0 |  | 28400 | 21 | 10 | 30000 | 27000 | 90% | 2.07 | 0 | 13.6 |  |  |  |  | R-32 | 2.3667 | Residential & Commercial | VSMSHP | Non-Ducted CEE Tier 2
216571392 | Mini/Multi Split | TOSOT | HMSV-A-CB-O | TM36D6MO |  | Non-Ducted Indoor Units | 0 |  | 36000 | 21 | 10 | 36000 | 36000 | 100% | 2.1 | 0 | 12 |  |  |  |  | R-32 | 3 | Residential & Commercial | VSMSHP | Non-Ducted CEE Tier 2
216571393 | Mini/Multi Split | TOSOT | HMSV-A-CB-O | TM42D6MO |  | Non-Ducted Indoor Units | 0 |  | 42000 | 21 | 10 | 42000 | 37800 | 90% | 2.1 | 0 | 13 |  |  |  |  | R-32 | 3.5 | Residential & Commercial | VSMSHP | Non-Ducted CEE Tier 2
7017642 | Mini/Multi Split | GREE | HMSV-A-CB-O | GWHD(42)ND3EO |  | Non-Ducted Indoor Units | 0 |  | 39000 | 21 | 8.6 | 40000 | 28400 | 71% | 1.84 | 10.4 | 10.4 |  |  |  |  | R-410A | 3.25 | Residential & Commercial | VSMSHP
216571389 | Mini/Multi Split | TOSOT | HMSV-A-CB-O | TM18D6MO |  | Non-Ducted Indoor Units | 0 |  | 18000 | 21 | 10 | 18000 | 13800 | 76.67% | 2 | 0 | 12 |  |  |  |  | R-32 | 1.5 | Residential & Commercial | VSMSHP | Non-Ducted CEE Tier 2
213286753 | Mini/Multi Split | J-KU | HMSV-A-CB-O | JKS-18H2HP-M2O |  | Non-Ducted Indoor Units | 0 |  | 18000 | 21 | 9.5 | 18000 | 18000 | 100% | 1.84 | 12.5 | 12.5 |  |  |  |  | R-410A | 1.5 | Residential & Commercial | VSMSHP | Non-Ducted CEE Tier 2
213255585 | Mini/Multi Split | Gridless | HMSV-A-CB-O | O-AYD36SD-4 |  | Non-Ducted Indoor Units | 0 |  | 32000 | 21 | 9 | 36000 | 36000 | 100% | 1.84 | 12.5 | 12.5 |  |  |  |  | R-410A | 2.6667 | Residential & Commercial | VSMSHP
213255586 | Mini/Multi Split | Gridless | HMSV-A-CB-O | O-AYD42SD-5 |  | Non-Ducted Indoor Units | 0 |  | 42000 | 20 | 8.95 | 41500 | 36000 | 86.75% | 1.84 | 10.5 | 10.5 |  |  |  |  | R-410A | 3.5 | Residential & Commercial | VSMSHP
213286754 | Mini/Multi Split | J-KU | HMSV-A-CB-O | JKS-24H2HP-M3O |  | Non-Ducted Indoor Units | 0 |  | 24000 | 22 | 9.05 | 24000 | 24000 | 100% | 1.84 | 12.5 | 12.5 |  |  |  |  | R-410A | 2 | Residential & Commercial | VSMSHP
213286755 | Mini/Multi Split | J-KU | HMSV-A-CB-O | JKS-42H2HP-M5O |  | Non-Ducted Indoor Units | 0 |  | 42000 | 20 | 8.95 | 41500 | 36000 | 86.75% | 1.84 | 10.5 | 10.5 |  |  |  |  | R-410A | 3.5 | Residential & Commercial | VSMSHP
215792848 | Mini/Multi Split | Rheem | HMSV-A-CB-O | FPHMR18A3D |  | Non-Ducted Indoor Units | 0 |  | 18000 | 22 | 10 | 18000 | 18000 | 100% | 1.99 | 0 | 13.3 |  |  |  |  | R-454B | 1.5 | Residential & Commercial | VSMSHP | Non-Ducted CEE Tier 2
216566116 | Mini/Multi Split | Coleman | HMSV-A-CB-O | UMC18CN23STG1 |  | Non-Ducted Indoor Units | 0 |  | 18000 | 22 | 10 | 18000 | 18000 | 100% | 1.99 | 0 | 13.3 |  |  |  |  | R-454B | 1.5 | Residential & Commercial | VSMSHP | Non-Ducted CEE Tier 2
216566117 | Mini/Multi Split | LUXAIRE | HMSV-A-CB-O | UMC18CN23STG1 |  | Non-Ducted Indoor Units | 0 |  | 18000 | 22 | 10 | 18000 | 18000 | 100% | 1.99 | 0 | 13.3 |  |  |  |  | R-454B | 1.5 | Residential & Commercial | VSMSHP | Non-Ducted CEE Tier 2
216566118 | Mini/Multi Split | Coleman | HMSV-A-CB-O | UMC24CN23STG1 |  | Non-Ducted Indoor Units | 0 |  | 27000 | 23 | 10 | 27000 | 27000 | 100% | 1.82 | 0 | 12.85 |  |  |  |  | R-454B | 2.25 | Residential & Commercial | VSMSHP | Non-Ducted CEE Tier 2
216566119 | Mini/Multi Split | LUXAIRE | HMSV-A-CB-O | UMC24CN23STG1 |  | Non-Ducted Indoor Units | 0 |  | 27000 | 23 | 10 | 27000 | 27000 | 100% | 1.82 | 0 | 12.85 |  |  |  |  | R-454B | 2.25 | Residential & Commercial | VSMSHP | Non-Ducted CEE Tier 2
216566106 | Mini/Multi Split | LUXAIRE | HMSV-A-CB-O | UMC36CN23STG1 |  | Non-Ducted Indoor Units | 0 |  | 36000 | 22 | 10 | 36000 | 36000 | 100% | 1.92 | 0 | 12.85 |  |  |  |  | R-454B | 3 | Residential & Commercial | VSMSHP | Non-Ducted CEE Tier 2
216566103 | Mini/Multi Split | LUXAIRE | HMSV-A-CB-O | UMC48CN23STG1 |  | Non-Ducted Indoor Units | 0 |  | 42000 | 22 | 9.5 | 48000 | 36000 | 75% | 1.92 | 0 | 12 |  |  |  |  | R-454B | 3.5 | Residential & Commercial | VSMSHP | Non-Ducted CEE Tier 2
216566093 | Mini/Multi Split | Coleman | HMSV-A-CB-O | UMC48CN23STG1 |  | Non-Ducted Indoor Units | 0 |  | 42000 | 22 | 9.5 | 48000 | 36000 | 75% | 1.92 | 0 | 12 |  |  |  |  | R-454B | 3.5 | Residential & Commercial | VSMSHP | Non-Ducted CEE Tier 2
204100526 | Mini/Multi Split | HAXXAIR | HMSV-A-CB-O | HVHM-36T2D |  | Non-Ducted Indoor Units | 0 |  | 32000 | 21 | 9 | 36000 | 36000 | 100% | 1.84 | 12.5 | 12.5 |  |  |  |  | R-410A | 2.6667 | Residential & Commercial | VSMSHP
215792846 | Mini/Multi Split | Friedrich | HMSV-A-CB-O | FPHMR36A3D |  | Non-Ducted Indoor Units | 0 |  | 36000 | 22 | 10 | 36000 | 36000 | 100% | 1.92 | 0 | 12.85 |  |  |  |  | R-454B | 3 | Residential & Commercial | VSMSHP | Non-Ducted CEE Tier 2
215792843 | Mini/Multi Split | Friedrich | HMSV-A-CB-O | FPHMR42A3D |  | Non-Ducted Indoor Units | 0 |  | 42000 | 22 | 9.5 | 48000 | 36000 | 75% | 1.92 | 0 | 12 |  |  |  |  | R-454B | 3.5 | Residential & Commercial | VSMSHP | Non-Ducted CEE Tier 2
214914943 | Mini/Multi Split | LG | HMSV-A-CB-O | ZRUM060GSS0 |  | Non-Ducted Indoor Units | 0 |  | 60000 | 23 | 10 | 67000 | 54000 | 80.6% | 2.1 | 0 | 13 |  |  |  |  | R-32 | 5 | Residential & Commercial | VSMSHP | Non-Ducted CEE Tier 2
215792839 | Mini/Multi Split | Friedrich | HMSV-A-CB-O | FPHMR27A3D |  | Non-Ducted Indoor Units | 0 |  | 27000 | 23 | 10 | 27000 | 27000 | 100% | 1.82 | 0 | 12.85 |  |  |  |  | R-454B | 2.25 | Residential & Commercial | VSMSHP | Non-Ducted CEE Tier 2
204101246 | Mini/Multi Split | FRIEDRICH | HMSV-A-CB-O | FPHMR24A3A |  | Non-Ducted Indoor Units | 0 |  | 24000 | 22 | 9.05 | 24000 | 24000 | 100% | 1.84 | 12.5 | 12.5 |  |  |  |  | R-410A | 2 | Residential & Commercial | VSMSHP
215792835 | Mini/Multi Split | YITAHOME | HMSV-A-CB-O | IMHCAC-0034 |  | Non-Ducted Indoor Units | 0 |  | 24000 | 23 | 10 | 24000 | 20400 | 85% | 2 | 0 | 12.5 |  |  |  |  | R-32 | 2 | Residential & Commercial | VSMSHP | Non-Ducted CEE Tier 2
215792836 | Mini/Multi Split | Friedrich | HMSV-A-CB-O | FPHMR18A3D |  | Non-Ducted Indoor Units | 0 |  | 18000 | 22 | 10 | 18000 | 18000 | 100% | 1.99 | 0 | 13.3 |  |  |  |  | R-454B | 1.5 | Residential & Commercial | VSMSHP | Non-Ducted CEE Tier 2
214914947 | Mini/Multi Split | LG | HMSV-A-CB-O | ZRUM048GSS0 |  | Non-Ducted Indoor Units | 0 |  | 48000 | 23.3 | 10.3 | 54000 | 54000 | 100% | 2.1 | 0 | 13.5 |  |  |  |  | R-32 | 4 | Residential & Commercial | VSMSHP | Non-Ducted CEE Tier 2
214861827 | Mini/Multi Split | MDV | HMSV-A-CB-O | M4OD31-27HFN10-M1XD-D* |  | Non-Ducted Indoor Units | 0 |  | 27000 | 21 | 10 | 27000 | 27000 | 100% | 1.9 | 0 | 12 |  |  |  |  | R-454B | 2.25 | Residential & Commercial | VSMSHP | Non-Ducted CEE Tier 2
214861914 | Mini/Multi Split | MDV | HMSV-A-CB-O | M5OD30-36HFN10-M1-D* |  | Non-Ducted Indoor Units | 0 |  | 35000 | 23.1 | 10 | 37000 | 26000 | 70.27% | 2 | 0 | 12 |  |  |  |  | R-454B | 2.9167 | Residential & Commercial | VSMSHP | Non-Ducted CEE Tier 2
214861917 | Mini/Multi Split | MDV | HMSV-A-CB-O | M6OE30-48HFN10-M1-D* |  | Non-Ducted Indoor Units | 0 |  | 45000 | 21.3 | 10 | 48000 | 36000 | 75% | 2.1 | 0 | 11.7 |  |  |  |  | R-454B | 3.75 | Residential & Commercial | VSMSHP | Non-Ducted CEE Tier 2
214861911 | Mini/Multi Split | MDV | HMSV-A-CB-O | M4OD30-27HFN10-M1-D* |  | Non-Ducted Indoor Units | 0 |  | 26000 | 23 | 9.5 | 27000 | 19000 | 70.37% | 2 | 0 | 12.2 |  |  |  |  | R-454B | 2.1667 | Residential & Commercial | VSMSHP | Non-Ducted CEE Tier 2
214861902 | Mini/Multi Split | MDV | HMSV-A-CB-O | M5OD30-36HFN10-M1-D |  | Non-Ducted Indoor Units | 0 |  | 36000 | 24 | 9.5 | 37000 | 26000 | 70.27% | 2 | 0 | 12 |  |  |  |  | R-454B | 3 | Residential & Commercial | VSMSHP | Non-Ducted CEE Tier 2
214861905 | Mini/Multi Split | MDV | HMSV-A-CB-O | M6OE30-48HFN10-M1-D |  | Non-Ducted Indoor Units | 0 |  | 47000 | 24 | 10.3 | 48000 | 36000 | 75% | 2 | 0 | 12.5 |  |  |  |  | R-454B | 3.9167 | Residential & Commercial | VSMSHP | Non-Ducted CEE Tier 2
214861896 | Mini/Multi Split | MDV | HMSV-A-CB-O | M6OE31-53HFN10-M1X-D* |  | Non-Ducted Indoor Units | 0 |  | 51000 | 21.4 | 10.6 | 55000 | 48000 | 87.27% | 2 | 0 | 12 |  |  |  |  | R-454B | 4.25 | Residential & Commercial | VSMSHP | Non-Ducted CEE Tier 2
214861899 | Mini/Multi Split | MDV | HMSV-A-CB-O | M4OD30-27HFN10-M1-D |  | Non-Ducted Indoor Units | 0 |  | 27000 | 25 | 9.5 | 27000 | 19000 | 70.37% | 2 | 0 | 13 |  |  |  |  | R-454B | 2.25 | Residential & Commercial | VSMSHP | Non-Ducted CEE Tier 2
214861890 | Mini/Multi Split | MDV | HMSV-A-CB-O | M5OX631-36HFN10-M1X-D* |  | Non-Ducted Indoor Units | 0 |  | 36000 | 21.5 | 11.3 | 36000 | 37000 | 102.8% | 1.9 | 0 | 12.2 |  |  |  |  | R-454B | 3 | Residential & Commercial | VSMSHP | Non-Ducted CEE Tier 2
214861893 | Mini/Multi Split | MDV | HMSV-A-CB-O | M6OE31-48HFN10-M1X-D* |  | Non-Ducted Indoor Units | 0 |  | 45000 | 21.2 | 10.2 | 49000 | 48000 | 97.96% | 2 | 0 | 12 |  |  |  |  | R-454B | 3.75 | Residential & Commercial | VSMSHP | Non-Ducted CEE Tier 2
214861881 | Mini/Multi Split | MDV | HMSV-A-CB-O | M6OE31-53HFN10-M1X-D |  | Non-Ducted Indoor Units | 0 |  | 51000 | 22.2 | 10.5 | 55000 | 47000 | 85.45% | 2 | 0 | 12 |  |  |  |  | R-454B | 4.25 | Residential & Commercial | VSMSHP | Non-Ducted CEE Tier 2
214861884 | Mini/Multi Split | MDV | HMSV-A-CB-O | M3OD31-18HFN10-M1X-D* |  | Non-Ducted Indoor Units | 0 |  | 19000 | 21 | 10 | 20000 | 18000 | 90% | 2 | 0 | 13 |  |  |  |  | R-454B | 1.5833 | Residential & Commercial | VSMSHP | Non-Ducted CEE Tier 2
214861875 | Mini/Multi Split | MDV | HMSV-A-CB-O | M5OX631-36HFN10-M1X-D |  | Non-Ducted Indoor Units | 0 |  | 36000 | 23 | 10.7 | 36000 | 36000 | 100% | 2 | 0 | 13 |  |  |  |  | R-454B | 3 | Residential & Commercial | VSMSHP | Non-Ducted CEE Tier 2
214861878 | Mini/Multi Split | MDV | HMSV-A-CB-O | M6OE31-48HFN10-M1X-D |  | Non-Ducted Indoor Units | 0 |  | 47000 | 23 | 11 | 49000 | 47000 | 95.92% | 2 | 0 | 12 |  |  |  |  | R-454B | 3.9167 | Residential & Commercial | VSMSHP | Non-Ducted CEE Tier 2
214861869 | Mini/Multi Split | MDV | HMSV-A-CB-O | M3OD31-18HFN10-M1X-D |  | Non-Ducted Indoor Units | 0 |  | 19000 | 25 | 10.4 | 20000 | 19000 | 95% | 2 | 0 | 15 |  |  |  |  | R-454B | 1.5833 | Residential & Commercial | VSMSHP | Non-Ducted CEE Tier 2
214861872 | Mini/Multi Split | MDV | HMSV-A-CB-O | M4OD31-27HFN10-M1X-D |  | Non-Ducted Indoor Units | 0 |  | 27000 | 23 | 10.5 | 27000 | 27000 | 100% | 2 | 0 | 12.5 |  |  |  |  | R-454B | 2.25 | Residential & Commercial | VSMSHP | Non-Ducted CEE Tier 2
214861863 | Mini/Multi Split | MDV | HMSV-A-CB-O | M6OE30-48HFN10-M1D-D* |  | Non-Ducted Indoor Units | 0 |  | 45000 | 21.3 | 10 | 48000 | 36000 | 75% | 2.1 | 0 | 11.7 |  |  |  |  | R-454B | 3.75 | Residential & Commercial | VSMSHP | Non-Ducted CEE Tier 2
214861854 | Mini/Multi Split | MDV | HMSV-A-CB-O | M3OX430-18HFN10-M1-D* |  | Non-Ducted Indoor Units | 0 |  | 18000 | 23 | 10 | 19000 | 13500 | 71.05% | 2.2 | 0 | 12.5 |  |  |  |  | R-454B | 1.5 | Residential & Commercial | VSMSHP | Non-Ducted CEE Tier 2
214861860 | Mini/Multi Split | MDV | HMSV-A-CB-O | M5OD30-36HFN10-M1D-D* |  | Non-Ducted Indoor Units | 0 |  | 35000 | 23.1 | 10 | 37000 | 26000 | 70.27% | 2 | 0 | 12 |  |  |  |  | R-454B | 2.9167 | Residential & Commercial | VSMSHP | Non-Ducted CEE Tier 2
214861848 | Mini/Multi Split | MDV | HMSV-A-CB-O | M6OE30-48HFN10-M1D-D |  | Non-Ducted Indoor Units | 0 |  | 47000 | 24 | 10.3 | 48000 | 36000 | 75% | 2 | 0 | 12.5 |  |  |  |  | R-454B | 3.9167 | Residential & Commercial | VSMSHP | Non-Ducted CEE Tier 2
214861842 | Mini/Multi Split | MDV | HMSV-A-CB-O | M4OD30-27HFN10-M1D-D |  | Non-Ducted Indoor Units | 0 |  | 27000 | 25 | 9.5 | 27000 | 19000 | 70.37% | 2 | 0 | 13 |  |  |  |  | R-454B | 2.25 | Residential & Commercial | VSMSHP | Non-Ducted CEE Tier 2
214861845 | Mini/Multi Split | MDV | HMSV-A-CB-O | M5OD30-36HFN10-M1D-D |  | Non-Ducted Indoor Units | 0 |  | 36000 | 24 | 9.5 | 37000 | 26000 | 70.27% | 2 | 0 | 12 |  |  |  |  | R-454B | 3 | Residential & Commercial | VSMSHP | Non-Ducted CEE Tier 2
214861836 | Mini/Multi Split | MDV | HMSV-A-CB-O | M6OE31-53HFN10-M1XD-D* |  | Non-Ducted Indoor Units | 0 |  | 51000 | 21.4 | 10.6 | 55000 | 48000 | 87.27% | 2 | 0 | 12 |  |  |  |  | R-454B | 4.25 | Residential & Commercial | VSMSHP | Non-Ducted CEE Tier 2
214861839 | Mini/Multi Split | MDV | HMSV-A-CB-O | M3OX430-18HFN10-M1-D |  | Non-Ducted Indoor Units | 0 |  | 18000 | 25.1 | 9.8 | 19000 | 13500 | 71.05% | 2.3 | 0 | 14 |  |  |  |  | R-454B | 1.5 | Residential & Commercial | VSMSHP | Non-Ducted CEE Tier 2
214861830 | Mini/Multi Split | MDV | HMSV-A-CB-O | M5OX631-36HFN10-M1XD-D* |  | Non-Ducted Indoor Units | 0 |  | 36000 | 21.5 | 11.3 | 36000 | 37000 | 102.8% | 1.9 | 0 | 12.2 |  |  |  |  | R-454B | 3 | Residential & Commercial | VSMSHP | Non-Ducted CEE Tier 2
214861833 | Mini/Multi Split | MDV | HMSV-A-CB-O | M6OE31-48HFN10-M1XD-D* |  | Non-Ducted Indoor Units | 0 |  | 45000 | 21.2 | 10.2 | 49000 | 48000 | 97.96% | 2 | 0 | 12 |  |  |  |  | R-454B | 3.75 | Residential & Commercial | VSMSHP | Non-Ducted CEE Tier 2
214861821 | Mini/Multi Split | MDV | HMSV-A-CB-O | M6OE31-53HFN10-M1XD-D |  | Non-Ducted Indoor Units | 0 |  | 51000 | 22.2 | 10.5 | 55000 | 47000 | 85.45% | 2 | 0 | 12 |  |  |  |  | R-454B | 4.25 | Residential & Commercial | VSMSHP | Non-Ducted CEE Tier 2
214861824 | Mini/Multi Split | MDV | HMSV-A-CB-O | M3OD31-18HFN10-M1XD-D* |  | Non-Ducted Indoor Units | 0 |  | 19000 | 21 | 10 | 20000 | 18000 | 90% | 2 | 0 | 13 |  |  |  |  | R-454B | 1.5833 | Residential & Commercial | VSMSHP | Non-Ducted CEE Tier 2
214861815 | Mini/Multi Split | MDV | HMSV-A-CB-O | M5OX631-36HFN10-M1XD-D |  | Non-Ducted Indoor Units | 0 |  | 36000 | 23 | 10.7 | 36000 | 36000 | 100% | 2 | 0 | 13 |  |  |  |  | R-454B | 3 | Residential & Commercial | VSMSHP | Non-Ducted CEE Tier 2
214861818 | Mini/Multi Split | MDV | HMSV-A-CB-O | M6OE31-48HFN10-M1XD-D |  | Non-Ducted Indoor Units | 0 |  | 47000 | 23 | 11 | 49000 | 47000 | 95.92% | 2 | 0 | 12 |  |  |  |  | R-454B | 3.9167 | Residential & Commercial | VSMSHP | Non-Ducted CEE Tier 2
214861809 | Mini/Multi Split | MDV | HMSV-A-CB-O | M3OD31-18HFN10-M1XD-D |  | Non-Ducted Indoor Units | 0 |  | 19000 | 25 | 10.4 | 20000 | 19000 | 95% | 2 | 0 | 15 |  |  |  |  | R-454B | 1.5833 | Residential & Commercial | VSMSHP | Non-Ducted CEE Tier 2
214861812 | Mini/Multi Split | MDV | HMSV-A-CB-O | M4OD31-27HFN10-M1XD-D |  | Non-Ducted Indoor Units | 0 |  | 27000 | 23 | 10.5 | 27000 | 27000 | 100% | 2 | 0 | 12.5 |  |  |  |  | R-454B | 2.25 | Residential & Commercial | VSMSHP | Non-Ducted CEE Tier 2
214861803 | Mini/Multi Split | MDV | HMSV-A-CB-O | M6OE30-48HFN10-M1* |  | Non-Ducted Indoor Units | 0 |  | 45000 | 21.3 | 10 | 48000 | 36000 | 75% | 2.1 | 0 | 11.7 |  |  |  |  | R-454B | 3.75 | Residential & Commercial | VSMSHP | Non-Ducted CEE Tier 2
214861797 | Mini/Multi Split | MDV | HMSV-A-CB-O | M4OD30-27HFN10-M1* |  | Non-Ducted Indoor Units | 0 |  | 26000 | 23 | 9.5 | 27000 | 19000 | 70.37% | 2 | 0 | 12.2 |  |  |  |  | R-454B | 2.1667 | Residential & Commercial | VSMSHP | Non-Ducted CEE Tier 2
214861800 | Mini/Multi Split | MDV | HMSV-A-CB-O | M5OD30-36HFN10-M1* |  | Non-Ducted Indoor Units | 0 |  | 35000 | 23.1 | 10 | 37000 | 26000 | 70.27% | 2 | 0 | 12 |  |  |  |  | R-454B | 2.9167 | Residential & Commercial | VSMSHP | Non-Ducted CEE Tier 2
214861791 | Mini/Multi Split | MDV | HMSV-A-CB-O | M6OE31-48HFN10-M1X* |  | Non-Ducted Indoor Units | 0 |  | 45000 | 21.2 | 10.2 | 49000 | 48000 | 97.96% | 2 | 0 | 12 |  |  |  |  | R-454B | 3.75 | Residential & Commercial | VSMSHP | Non-Ducted CEE Tier 2
214861794 | Mini/Multi Split | MDV | HMSV-A-CB-O | M6OE31-53HFN10-M1X* |  | Non-Ducted Indoor Units | 0 |  | 51000 | 21.4 | 10.6 | 55000 | 48000 | 87.27% | 2 | 0 | 12 |  |  |  |  | R-454B | 4.25 | Residential & Commercial | VSMSHP | Non-Ducted CEE Tier 2
214861785 | Mini/Multi Split | MDV | HMSV-A-CB-O | M5OX631-36HFN10-M1X* |  | Non-Ducted Indoor Units | 0 |  | 36000 | 23.1 | 10.7 | 36000 | 36000 | 100% | 2 | 0 | 13.1 |  |  |  |  | R-454B | 3 | Residential & Commercial | VSMSHP | Non-Ducted CEE Tier 2
214861788 | Mini/Multi Split | MDV | HMSV-A-CB-O | M5OX631-36HFN10-M1X** |  | Non-Ducted Indoor Units | 0 |  | 36000 | 21.5 | 11.3 | 36000 | 37000 | 102.8% | 1.9 | 0 | 12.2 |  |  |  |  | R-454B | 3 | Residential & Commercial | VSMSHP | Non-Ducted CEE Tier 2
214861779 | Mini/Multi Split | MDV | HMSV-A-CB-O | M3OD31-18HFN10-M1X* |  | Non-Ducted Indoor Units | 0 |  | 19000 | 21 | 10 | 20000 | 18000 | 90% | 2 | 0 | 13 |  |  |  |  | R-454B | 1.5833 | Residential & Commercial | VSMSHP | Non-Ducted CEE Tier 2
214861782 | Mini/Multi Split | MDV | HMSV-A-CB-O | M4OD31-27HFN10-M1X* |  | Non-Ducted Indoor Units | 0 |  | 27000 | 21 | 10 | 27000 | 27000 | 100% | 1.9 | 0 | 12 |  |  |  |  | R-454B | 2.25 | Residential & Commercial | VSMSHP | Non-Ducted CEE Tier 2
214861773 | Mini/Multi Split | MDV | HMSV-A-CB-O | M6OE30-48HFN10-M1D* |  | Non-Ducted Indoor Units | 0 |  | 45000 | 21.3 | 10 | 48000 | 36000 | 75% | 2.1 | 0 | 11.7 |  |  |  |  | R-454B | 3.75 | Residential & Commercial | VSMSHP | Non-Ducted CEE Tier 2
214861767 | Mini/Multi Split | MDV | HMSV-A-CB-O | M4OD30-27HFN10-M1D* |  | Non-Ducted Indoor Units | 0 |  | 26000 | 23 | 9.5 | 27000 | 19000 | 70.37% | 2 | 0 | 12.2 |  |  |  |  | R-454B | 2.1667 | Residential & Commercial | VSMSHP | Non-Ducted CEE Tier 2
214861770 | Mini/Multi Split | MDV | HMSV-A-CB-O | M5OD30-36HFN10-M1D* |  | Non-Ducted Indoor Units | 0 |  | 35000 | 23.1 | 10 | 37000 | 26000 | 70.27% | 2 | 0 | 12 |  |  |  |  | R-454B | 2.9167 | Residential & Commercial | VSMSHP | Non-Ducted CEE Tier 2
214861761 | Mini/Multi Split | MDV | HMSV-A-CB-O | M6OE31-53HFN10-M1XD* |  | Non-Ducted Indoor Units | 0 |  | 51000 | 21.4 | 10.6 | 55000 | 48000 | 87.27% | 2 | 0 | 12 |  |  |  |  | R-454B | 4.25 | Residential & Commercial | VSMSHP | Non-Ducted CEE Tier 2
214861764 | Mini/Multi Split | MDV | HMSV-A-CB-O | M3OX430-18HFN10-M1* |  | Non-Ducted Indoor Units | 0 |  | 18000 | 23 | 10 | 19000 | 13500 | 71.05% | 2.2 | 0 | 12.5 |  |  |  |  | R-454B | 1.5 | Residential & Commercial | VSMSHP | Non-Ducted CEE Tier 2
214861755 | Mini/Multi Split | MDV | HMSV-A-CB-O | M5OX631-36HFN10-M1XD* |  | Non-Ducted Indoor Units | 0 |  | 36000 | 21.5 | 11.3 | 36000 | 37000 | 102.8% | 1.9 | 0 | 12.2 |  |  |  |  | R-454B | 3 | Residential & Commercial | VSMSHP | Non-Ducted CEE Tier 2
214861758 | Mini/Multi Split | MDV | HMSV-A-CB-O | M6OE31-48HFN10-M1XD* |  | Non-Ducted Indoor Units | 0 |  | 45000 | 21.2 | 10.2 | 49000 | 48000 | 97.96% | 2 | 0 | 12 |  |  |  |  | R-454B | 3.75 | Residential & Commercial | VSMSHP | Non-Ducted CEE Tier 2
214861749 | Mini/Multi Split | MDV | HMSV-A-CB-O | M3OD31-18HFN10-M1XD* |  | Non-Ducted Indoor Units | 0 |  | 19000 | 21 | 10 | 20000 | 18000 | 90% | 2 | 0 | 13 |  |  |  |  | R-454B | 1.5833 | Residential & Commercial | VSMSHP | Non-Ducted CEE Tier 2
214861752 | Mini/Multi Split | MDV | HMSV-A-CB-O | M4OD31-27HFN10-M1XD* |  | Non-Ducted Indoor Units | 0 |  | 27000 | 21 | 10 | 27000 | 27000 | 100% | 1.9 | 0 | 12 |  |  |  |  | R-454B | 2.25 | Residential & Commercial | VSMSHP | Non-Ducted CEE Tier 2
214861737 | Mini/Multi Split | MDV | HMSV-A-CB-O | M5OD30-36HFN10-M1 |  | Non-Ducted Indoor Units | 0 |  | 36000 | 24 | 9.5 | 37000 | 26000 | 70.27% | 2 | 0 | 12 |  |  |  |  | R-454B | 3 | Residential & Commercial | VSMSHP | Non-Ducted CEE Tier 2
214861740 | Mini/Multi Split | MDV | HMSV-A-CB-O | M6OE30-48HFN10-M1 |  | Non-Ducted Indoor Units | 0 |  | 47000 | 24 | 10.4 | 48000 | 36000 | 75% | 2 | 0 | 12.5 |  |  |  |  | R-454B | 3.9167 | Residential & Commercial | VSMSHP | Non-Ducted CEE Tier 2
214861729 | Mini/Multi Split | MDV | HMSV-A-CB-O | M6OE31-53HFN10-M1X |  | Non-Ducted Indoor Units | 0 |  | 51000 | 22.3 | 10.5 | 55000 | 47000 | 85.45% | 2 | 0 | 12 |  |  |  |  | R-454B | 4.25 | Residential & Commercial | VSMSHP | Non-Ducted CEE Tier 2
214861734 | Mini/Multi Split | MDV | HMSV-A-CB-O | M4OD30-27HFN10-M1 |  | Non-Ducted Indoor Units | 0 |  | 27000 | 25 | 9.5 | 27000 | 19000 | 70.37% | 2 | 0 | 13 |  |  |  |  | R-454B | 2.25 | Residential & Commercial | VSMSHP | Non-Ducted CEE Tier 2
214861722 | Mini/Multi Split | MDV | HMSV-A-CB-O | M4OD31-27HFN10-M1X |  | Non-Ducted Indoor Units | 0 |  | 27000 | 23.1 | 10.5 | 27000 | 27000 | 100% | 2 | 0 | 12.7 |  |  |  |  | R-454B | 2.25 | Residential & Commercial | VSMSHP | Non-Ducted CEE Tier 2
214861726 | Mini/Multi Split | MDV | HMSV-A-CB-O | M6OE31-48HFN10-M1X |  | Non-Ducted Indoor Units | 0 |  | 47000 | 23 | 11.3 | 49000 | 47000 | 95.92% | 2 | 0 | 12 |  |  |  |  | R-454B | 3.9167 | Residential & Commercial | VSMSHP | Non-Ducted CEE Tier 2
214861716 | Mini/Multi Split | MDV | HMSV-A-CB-O | M6OE30-48HFN10-M1D |  | Non-Ducted Indoor Units | 0 |  | 47000 | 24 | 10.4 | 48000 | 36000 | 75% | 2 | 0 | 12.5 |  |  |  |  | R-454B | 3.9167 | Residential & Commercial | VSMSHP | Non-Ducted CEE Tier 2
214861719 | Mini/Multi Split | MDV | HMSV-A-CB-O | M3OD31-18HFN10-M1X |  | Non-Ducted Indoor Units | 0 |  | 19000 | 25 | 10.5 | 20000 | 19000 | 95% | 2 | 0 | 15 |  |  |  |  | R-454B | 1.5833 | Residential & Commercial | VSMSHP | Non-Ducted CEE Tier 2
214861710 | Mini/Multi Split | MDV | HMSV-A-CB-O | M4OD30-27HFN10-M1D |  | Non-Ducted Indoor Units | 0 |  | 27000 | 25 | 9.5 | 27000 | 19000 | 70.37% | 2 | 0 | 13 |  |  |  |  | R-454B | 2.25 | Residential & Commercial | VSMSHP | Non-Ducted CEE Tier 2
214861713 | Mini/Multi Split | MDV | HMSV-A-CB-O | M5OD30-36HFN10-M1D |  | Non-Ducted Indoor Units | 0 |  | 36000 | 24 | 9.5 | 37000 | 26000 | 70.27% | 2 | 0 | 12 |  |  |  |  | R-454B | 3 | Residential & Commercial | VSMSHP | Non-Ducted CEE Tier 2
214861704 | Mini/Multi Split | MDV | HMSV-A-CB-O | M6OE31-53HFN10-M1XD |  | Non-Ducted Indoor Units | 0 |  | 51000 | 22.3 | 10.5 | 55000 | 47000 | 85.45% | 2 | 0 | 12 |  |  |  |  | R-454B | 4.25 | Residential & Commercial | VSMSHP | Non-Ducted CEE Tier 2
214861707 | Mini/Multi Split | MDV | HMSV-A-CB-O | M3OX430-18HFN10-M1 |  | Non-Ducted Indoor Units | 0 |  | 18000 | 25.2 | 9.8 | 19000 | 13500 | 71.05% | 2.3 | 0 | 14 |  |  |  |  | R-454B | 1.5 | Residential & Commercial | VSMSHP | Non-Ducted CEE Tier 2
214861698 | Mini/Multi Split | MDV | HMSV-A-CB-O | M5OX631-36HFN10-M1XD |  | Non-Ducted Indoor Units | 0 |  | 36000 | 23.1 | 10.7 | 36000 | 36000 | 100% | 2 | 0 | 13.1 |  |  |  |  | R-454B | 3 | Residential & Commercial | VSMSHP | Non-Ducted CEE Tier 2
214861701 | Mini/Multi Split | MDV | HMSV-A-CB-O | M6OE31-48HFN10-M1XD |  | Non-Ducted Indoor Units | 0 |  | 47000 | 23 | 11.3 | 49000 | 47000 | 95.92% | 2 | 0 | 12 |  |  |  |  | R-454B | 3.9167 | Residential & Commercial | VSMSHP | Non-Ducted CEE Tier 2
214861695 | Mini/Multi Split | MDV | HMSV-A-CB-O | M4OD31-27HFN10-M1XD |  | Non-Ducted Indoor Units | 0 |  | 27000 | 23.1 | 10.5 | 27000 | 27000 | 100% | 2 | 0 | 12.7 |  |  |  |  | R-454B | 2.25 | Residential & Commercial | VSMSHP | Non-Ducted CEE Tier 2
215357130 | Mini/Multi Split | BRYANT | HMSV-A-CB-O | 37MGRAQ18CA3 |  | Non-Ducted Indoor Units | 0 |  | 18000 | 25.2 | 9.8 | 19000 | 13500 | 71.05% | 2.3 | 0 | 14 |  |  |  |  | R-454B | 1.5 | Residential & Commercial | VSMSHP | Non-Ducted CEE Tier 2
215357131 | Mini/Multi Split | ARCOAIRE | HMSV-A-CB-O | D5CMHAH24DAK |  | Non-Ducted Indoor Units | 0 |  | 24000 | 24 | 10 | 25000 | 25000 | 100% | 2 | 0 | 13 |  |  |  |  | R-454B | 2 | Residential & Commercial | VSMSHP | Non-Ducted CEE Tier 2
215357124 | Mini/Multi Split | BRYANT | HMSV-A-CB-O | 37MGHAQ55FA3 |  | Non-Ducted Indoor Units | 0 |  | 51000 | 22.3 | 10.5 | 55000 | 47000 | 85.45% | 2 | 0 | 12 |  |  |  |  | R-454B | 4.25 | Residential & Commercial | VSMSHP | Non-Ducted CEE Tier 2
215357125 | Mini/Multi Split | ARCOAIRE | HMSV-A-CB-O | D5CMHAH18CAK |  | Non-Ducted Indoor Units | 0 |  | 19000 | 25 | 10.5 | 20000 | 19000 | 95% | 2 | 0 | 15 |  |  |  |  | R-454B | 1.5833 | Residential & Commercial | VSMSHP | Non-Ducted CEE Tier 2
214717097 | Mini/Multi Split | TOSOT | HMSV-A-CB-O | TVRF-V48WL/C |  | Non-Ducted Indoor Units | 0 |  | 48000 | 22 | 9.2 | 48000 | 33600 | 70% | 2.2 | 0 | 11.5 |  |  |  |  | R-410A | 4 | Residential & Commercial | VSMSHP
214717098 | Mini/Multi Split | TOSOT | HMSV-A-CB-O | TVRF-V36WL/C |  | Non-Ducted Indoor Units | 0 |  | 36000 | 23 | 9 | 36000 | 25200 | 70% | 2.4 | 0 | 13 |  |  |  |  | R-410A | 3 | Residential & Commercial | VSMSHP
214655286 | Mini/Multi Split | KINGHOME | HMSV-A-CB-O | KM18H5O3 |  | Non-Ducted Indoor Units | 0 |  | 18000 | 21 | 10 | 19000 | 13600 | 71.58% | 2.2 | 0 | 12 |  |  |  |  | R-410A | 1.5 | Residential & Commercial | VSMSHP | Non-Ducted CEE Tier 2
215357121 | Mini/Multi Split | BRYANT | HMSV-A-CB-O | 37MGHAQ48FA3 |  | Non-Ducted Indoor Units | 0 |  | 47000 | 23 | 11.3 | 49000 | 47000 | 95.92% | 2 | 0 | 12 |  |  |  |  | R-454B | 3.9167 | Residential & Commercial | VSMSHP | Non-Ducted CEE Tier 2
216097707 | Mini/Multi Split | Hitachi | HRCU-A-CB-O | RAM-G24N3HAA |  | Non-Ducted Indoor Units | 0 |  | 24000 | 22 | 9.5 | 24000 | 18500 | 77.08% | 2.2 | 0 | 12.5 |  |  |  |  | R-32 | 2 | Residential & Commercial | VSMSHP | Non-Ducted CEE Tier 2
216097149 | Mini/Multi Split | Kerr | HMSV-A-CB-O | A-KHP486A-1 |  | Non-Ducted Indoor Units | 0 |  | 47000 | 23 | 11 | 49000 | 47000 | 95.92% | 2 | 0 | 12 |  |  |  |  | R-454B | 3.9167 | Residential & Commercial | VSMSHP | Non-Ducted CEE Tier 2
216097153 | Mini/Multi Split | Kerr | HMSV-A-CB-O | A-KHP556A-1 |  | Non-Ducted Indoor Units | 0 |  | 51000 | 22.2 | 10.5 | 55000 | 47000 | 85.45% | 2 | 0 | 12 |  |  |  |  | R-454B | 4.25 | Residential & Commercial | VSMSHP | Non-Ducted CEE Tier 2
216097142 | Mini/Multi Split | Kerr | HMSV-A-CB-O | A-KHP284A-1 |  | Non-Ducted Indoor Units | 0 |  | 27000 | 23 | 10.5 | 27000 | 27000 | 100% | 2 | 0 | 12.5 |  |  |  |  | R-454B | 2.25 | Residential & Commercial | VSMSHP | Non-Ducted CEE Tier 2
216097145 | Mini/Multi Split | Kerr | HMSV-A-CB-O | A-KHP365A-1 |  | Non-Ducted Indoor Units | 0 |  | 36000 | 23 | 10.7 | 36000 | 36000 | 100% | 2 | 0 | 13 |  |  |  |  | R-454B | 3 | Residential & Commercial | VSMSHP | Non-Ducted CEE Tier 2
216097136 | Mini/Multi Split | COMFORT-AIRE | HMSV-A-CB-O | A-VHP556A-1 |  | Non-Ducted Indoor Units | 0 |  | 51000 | 22.2 | 10.5 | 55000 | 47000 | 85.45% | 2 | 0 | 12 |  |  |  |  | R-454B | 4.25 | Residential & Commercial | VSMSHP | Non-Ducted CEE Tier 2
216097139 | Mini/Multi Split | Kerr | HMSV-A-CB-O | A-KHP183A-1 |  | Non-Ducted Indoor Units | 0 |  | 19000 | 25 | 10.4 | 20000 | 19000 | 95% | 2 | 0 | 15 |  |  |  |  | R-454B | 1.5833 | Residential & Commercial | VSMSHP | Non-Ducted CEE Tier 2
216097130 | Mini/Multi Split | COMFORT-AIRE | HMSV-A-CB-O | A-VHP365A-1 |  | Non-Ducted Indoor Units | 0 |  | 36000 | 23 | 10.7 | 36000 | 36000 | 100% | 2 | 0 | 13 |  |  |  |  | R-454B | 3 | Residential & Commercial | VSMSHP | Non-Ducted CEE Tier 2
216097133 | Mini/Multi Split | COMFORT-AIRE | HMSV-A-CB-O | A-VHP486A-1 |  | Non-Ducted Indoor Units | 0 |  | 47000 | 23 | 11 | 49000 | 47000 | 95.92% | 2 | 0 | 12 |  |  |  |  | R-454B | 3.9167 | Residential & Commercial | VSMSHP | Non-Ducted CEE Tier 2
216097124 | Mini/Multi Split | COMFORT-AIRE | HMSV-A-CB-O | A-VHP183A-1 |  | Non-Ducted Indoor Units | 0 |  | 19000 | 25 | 10.4 | 20000 | 19000 | 95% | 2 | 0 | 15 |  |  |  |  | R-454B | 1.5833 | Residential & Commercial | VSMSHP | Non-Ducted CEE Tier 2
216097127 | Mini/Multi Split | COMFORT-AIRE | HMSV-A-CB-O | A-VHP284A-1 |  | Non-Ducted Indoor Units | 0 |  | 27000 | 23 | 10.5 | 27000 | 27000 | 100% | 2 | 0 | 12.5 |  |  |  |  | R-454B | 2.25 | Residential & Commercial | VSMSHP | Non-Ducted CEE Tier 2
216046645 | Mini/Multi Split | ELIOS | HMSV-A-CB-O | EXHSA4862AV1 |  | Non-Ducted Indoor Units | 0 |  | 45000 | 21.3 | 10 | 48000 | 36000 | 75% | 2.1 | 0 | 11.7 |  |  |  |  | R-454B | 3.75 | Residential & Commercial | VSMSHP | Non-Ducted CEE Tier 2
216051351 | Mini/Multi Split | Kepler | HMSV-A-CB-O | ODUM3OK-27HFN1-M* |  | Non-Ducted Indoor Units | 0 |  | 28000 | 23 | 10.6 | 28000 | 25000 | 89.29% | 1.8 | 12.5 | 12.5 |  |  |  |  | R-410A | 2.3333 | Residential & Commercial | VSMSHP | Non-Ducted CEE Tier 2
216054505 | Mini/Multi Split | LENNOX | HMSV-A-CB-O | VPD036S6M-5P |  | Non-Ducted Indoor Units | 0 |  | 38000 | 22 | 11 | 42000 | 31000 | 73.81% | 2.2 | 0 | 13.5 |  |  |  |  | R-32 | 3.1667 | Residential & Commercial | VSMSHP | Non-Ducted CEE Tier 2
216054506 | Mini/Multi Split | LENNOX | HMSV-A-CB-O | VPD048S6M-5P |  | Non-Ducted Indoor Units | 0 |  | 48000 | 21.3 | 10.5 | 54000 | 38000 | 70.37% | 2.2 | 0 | 12.4 |  |  |  |  | R-32 | 4 | Residential & Commercial | VSMSHP | Non-Ducted CEE Tier 2
216054507 | Mini/Multi Split | LENNOX | HMSV-A-CB-O | VPD060S6M-5P |  | Non-Ducted Indoor Units | 0 |  | 60000 | 20 | 10.2 | 66000 | 47000 | 71.21% | 2.2 | 0 | 12 |  |  |  |  | R-32 | 5 | Residential & Commercial | VSMSHP | Non-Ducted CEE Tier 2
216054508 | Mini/Multi Split | LENNOX | HMSV-A-CB-O | VPD060H6M-5P |  | Non-Ducted Indoor Units | 0 |  | 60000 | 23 | 11 | 66000 | 47000 | 71.21% | 2.4 | 0 | 13.8 |  |  |  |  | R-32 | 5 | Residential & Commercial | VSMSHP | Non-Ducted CEE Tier 2
216046639 | Mini/Multi Split | ELIOS | HMSV-A-CB-O | EXHSA2742AV1 |  | Non-Ducted Indoor Units | 0 |  | 26000 | 23 | 9.5 | 27000 | 19000 | 70.37% | 2 | 0 | 12.2 |  |  |  |  | R-454B | 2.1667 | Residential & Commercial | VSMSHP | Non-Ducted CEE Tier 2
216046642 | Mini/Multi Split | ELIOS | HMSV-A-CB-O | EXHSA3652AV1 |  | Non-Ducted Indoor Units | 0 |  | 35000 | 23.1 | 10 | 37000 | 26000 | 70.27% | 2 | 0 | 12 |  |  |  |  | R-454B | 2.9167 | Residential & Commercial | VSMSHP | Non-Ducted CEE Tier 2
216032595 | Mini/Multi Split | MRCOOL | HMSV-A-CB-O | DIY-MULTI6-48HP230D-O |  | Non-Ducted Indoor Units | 0 |  | 43000 | 21.8 | 10 | 48000 | 37000 | 77.08% | 2 | 0 | 12 |  |  |  |  | R-454B | 3.5833 | Residential & Commercial | VSMSHP | Non-Ducted CEE Tier 2
216032598 | Mini/Multi Split | MRCOOL | HMSV-A-CB-O | DIY-MULTI6-55HP230D-O |  | Non-Ducted Indoor Units | 0 |  | 47000 | 22 | 10.6 | 55000 | 46000 | 83.64% | 2 | 0 | 12 |  |  |  |  | R-454B | 3.9167 | Residential & Commercial | VSMSHP | Non-Ducted CEE Tier 2
216032592 | Mini/Multi Split | MRCOOL | HMSV-A-CB-O | DIY-MULTI5-36HP230D-O |  | Non-Ducted Indoor Units | 0 |  | 34000 | 23 | 9.9 | 36000 | 25200 | 70% | 2 | 0 | 12 |  |  |  |  | R-454B | 2.8333 | Residential & Commercial | VSMSHP | Non-Ducted CEE Tier 2
216032588 | Mini/Multi Split | MRCOOL | HMSV-A-CB-O | DIY-MULTI3-18HP230D-O |  | Non-Ducted Indoor Units | 0 |  | 18000 | 23.9 | 10 | 18000 | 13300 | 73.89% | 2.3 | 0 | 13 |  |  |  |  | R-454B | 1.5 | Residential & Commercial | VSMSHP | Non-Ducted CEE Tier 2
216032589 | Mini/Multi Split | MRCOOL | HMSV-A-CB-O | DIY-MULTI4-27HP230D-O |  | Non-Ducted Indoor Units | 0 |  | 26000 | 23 | 9 | 26000 | 18200 | 70% | 2 | 0 | 12 |  |  |  |  | R-454B | 2.1667 | Residential & Commercial | VSMSHP
216032382 | Mini/Multi Split | ACIQ | HMSV-A-CB-O | ES-36Z-M5C |  | Non-Ducted Indoor Units | 0 |  | 36000 | 24 | 9.5 | 37000 | 26000 | 70.27% | 2 | 0 | 12 |  |  |  |  | R-454B | 3 | Residential & Commercial | VSMSHP | Non-Ducted CEE Tier 2
216032385 | Mini/Multi Split | ACIQ | HMSV-A-CB-O | ES-48Z-M6C |  | Non-Ducted Indoor Units | 0 |  | 47000 | 24 | 10.3 | 48000 | 36000 | 75% | 2 | 0 | 12.5 |  |  |  |  | R-454B | 3.9167 | Residential & Commercial | VSMSHP | Non-Ducted CEE Tier 2
216032693 | Mini/Multi Split | SAMSUNG | HMSV-A-CB-O | AM036FCMDCG |  | Non-Ducted Indoor Units | 0 |  | 38000 | 22 | 11 | 42000 | 31000 | 73.81% | 2.2 | 0 | 13.5 |  |  |  |  | R-32 | 3.1667 | Residential & Commercial | VSMSHP | Non-Ducted CEE Tier 2
216032694 | Mini/Multi Split | SAMSUNG | HMSV-A-CB-O | AM048FCMDCG |  | Non-Ducted Indoor Units | 0 |  | 48000 | 21.3 | 10.5 | 54000 | 38000 | 70.37% | 2.2 | 0 | 12.4 |  |  |  |  | R-32 | 4 | Residential & Commercial | VSMSHP | Non-Ducted CEE Tier 2
216032695 | Mini/Multi Split | SAMSUNG | HMSV-A-CB-O | AM060FCMDCG |  | Non-Ducted Indoor Units | 0 |  | 60000 | 20 | 10.2 | 66000 | 47000 | 71.21% | 2.2 | 0 | 12 |  |  |  |  | R-32 | 5 | Residential & Commercial | VSMSHP | Non-Ducted CEE Tier 2
216032696 | Mini/Multi Split | SAMSUNG | HMSV-A-CB-O | AM060FCMDCG1 |  | Non-Ducted Indoor Units | 0 |  | 60000 | 23 | 11 | 66000 | 47000 | 71.21% | 2.4 | 0 | 13.8 |  |  |  |  | R-32 | 5 | Residential & Commercial | VSMSHP | Non-Ducted CEE Tier 2
216032376 | Mini/Multi Split | ACIQ | HMSV-A-CB-O | ES-18Z-M3C |  | Non-Ducted Indoor Units | 0 |  | 18000 | 25.1 | 9.8 | 19000 | 13500 | 71.05% | 2.3 | 0 | 14 |  |  |  |  | R-454B | 1.5 | Residential & Commercial | VSMSHP | Non-Ducted CEE Tier 2
216032379 | Mini/Multi Split | ACIQ | HMSV-A-CB-O | ES-27Z-M4C |  | Non-Ducted Indoor Units | 0 |  | 27000 | 25 | 9.5 | 27000 | 19000 | 70.37% | 2 | 0 | 13 |  |  |  |  | R-454B | 2.25 | Residential & Commercial | VSMSHP | Non-Ducted CEE Tier 2
216032370 | Mini/Multi Split | ACIQ | HMSV-A-CB-O | ACIQ-48Z-HH-M6C |  | Non-Ducted Indoor Units | 0 |  | 47000 | 23 | 11 | 49000 | 47000 | 95.92% | 2 | 0 | 12 |  |  |  |  | R-454B | 3.9167 | Residential & Commercial | VSMSHP | Non-Ducted CEE Tier 2
216032373 | Mini/Multi Split | ACIQ | HMSV-A-CB-O | ACIQ-55Z-HH-M6C |  | Non-Ducted Indoor Units | 0 |  | 51000 | 22.2 | 10.5 | 55000 | 47000 | 85.45% | 2 | 0 | 12 |  |  |  |  | R-454B | 4.25 | Residential & Commercial | VSMSHP | Non-Ducted CEE Tier 2
216032364 | Mini/Multi Split | ACIQ | HMSV-A-CB-O | ACIQ-27Z-HH-M4C |  | Non-Ducted Indoor Units | 0 |  | 27000 | 23 | 10.5 | 27000 | 27000 | 100% | 2 | 0 | 12.5 |  |  |  |  | R-454B | 2.25 | Residential & Commercial | VSMSHP | Non-Ducted CEE Tier 2
216032367 | Mini/Multi Split | ACIQ | HMSV-A-CB-O | ACIQ-36Z-HH-M5C |  | Non-Ducted Indoor Units | 0 |  | 36000 | 23 | 10.7 | 36000 | 36000 | 100% | 2 | 0 | 13 |  |  |  |  | R-454B | 3 | Residential & Commercial | VSMSHP | Non-Ducted CEE Tier 2
216032361 | Mini/Multi Split | ACIQ | HMSV-A-CB-O | ACIQ-18Z-HH-M3C |  | Non-Ducted Indoor Units | 0 |  | 19000 | 25 | 10.4 | 20000 | 19000 | 95% | 2 | 0 | 15 |  |  |  |  | R-454B | 1.5833 | Residential & Commercial | VSMSHP | Non-Ducted CEE Tier 2
216032316 | Mini/Multi Split | 1HVAC | HMSV-A-CB-O | ES-36Z-M5C |  | Non-Ducted Indoor Units | 0 |  | 36000 | 24 | 9.5 | 37000 | 26000 | 70.27% | 2 | 0 | 12 |  |  |  |  | R-454B | 3 | Residential & Commercial | VSMSHP | Non-Ducted CEE Tier 2
216032319 | Mini/Multi Split | 1HVAC | HMSV-A-CB-O | ES-48Z-M6C |  | Non-Ducted Indoor Units | 0 |  | 47000 | 24 | 10.3 | 48000 | 36000 | 75% | 2 | 0 | 12.5 |  |  |  |  | R-454B | 3.9167 | Residential & Commercial | VSMSHP | Non-Ducted CEE Tier 2
216032310 | Mini/Multi Split | 1HVAC | HMSV-A-CB-O | ES-18Z-M3C |  | Non-Ducted Indoor Units | 0 |  | 18000 | 25.1 | 9.8 | 19000 | 13500 | 71.05% | 2.3 | 0 | 14 |  |  |  |  | R-454B | 1.5 | Residential & Commercial | VSMSHP | Non-Ducted CEE Tier 2
216032313 | Mini/Multi Split | 1HVAC | HMSV-A-CB-O | ES-27Z-M4C |  | Non-Ducted Indoor Units | 0 |  | 27000 | 25 | 9.5 | 27000 | 19000 | 70.37% | 2 | 0 | 13 |  |  |  |  | R-454B | 2.25 | Residential & Commercial | VSMSHP | Non-Ducted CEE Tier 2
216032304 | Mini/Multi Split | 1HVAC | HMSV-A-CB-O | ACIQ-48Z-HH-M6C |  | Non-Ducted Indoor Units | 0 |  | 47000 | 23 | 11 | 49000 | 47000 | 95.92% | 2 | 0 | 12 |  |  |  |  | R-454B | 3.9167 | Residential & Commercial | VSMSHP | Non-Ducted CEE Tier 2
216032307 | Mini/Multi Split | 1HVAC | HMSV-A-CB-O | ACIQ-55Z-HH-M6C |  | Non-Ducted Indoor Units | 0 |  | 51000 | 22.2 | 10.5 | 55000 | 47000 | 85.45% | 2 | 0 | 12 |  |  |  |  | R-454B | 4.25 | Residential & Commercial | VSMSHP | Non-Ducted CEE Tier 2
216032298 | Mini/Multi Split | 1HVAC | HMSV-A-CB-O | ACIQ-27Z-HH-M4C |  | Non-Ducted Indoor Units | 0 |  | 27000 | 23 | 10.5 | 27000 | 27000 | 100% | 2 | 0 | 12.5 |  |  |  |  | R-454B | 2.25 | Residential & Commercial | VSMSHP | Non-Ducted CEE Tier 2
216032301 | Mini/Multi Split | 1HVAC | HMSV-A-CB-O | ACIQ-36Z-HH-M5C |  | Non-Ducted Indoor Units | 0 |  | 36000 | 23 | 10.7 | 36000 | 36000 | 100% | 2 | 0 | 13 |  |  |  |  | R-454B | 3 | Residential & Commercial | VSMSHP | Non-Ducted CEE Tier 2
216031077 | Mini/Multi Split | MOOVAIR | HMSV-A-CB-O | MXHZA4862AV1 |  | Non-Ducted Indoor Units | 0 |  | 47000 | 23 | 11 | 49000 | 47000 | 95.92% | 2 | 0 | 12 |  |  |  |  | R-454B | 3.9167 | Residential & Commercial | VSMSHP | Non-Ducted CEE Tier 2
216032295 | Mini/Multi Split | 1HVAC | HMSV-A-CB-O | ACIQ-18Z-HH-M3C |  | Non-Ducted Indoor Units | 0 |  | 19000 | 25 | 10.4 | 20000 | 19000 | 95% | 2 | 0 | 15 |  |  |  |  | R-454B | 1.5833 | Residential & Commercial | VSMSHP | Non-Ducted CEE Tier 2
216031071 | Mini/Multi Split | MOOVAIR | HMSV-A-CB-O | MXHZA2742AV1 |  | Non-Ducted Indoor Units | 0 |  | 27000 | 23 | 10.5 | 27000 | 27000 | 100% | 2 | 0 | 12.5 |  |  |  |  | R-454B | 2.25 | Residential & Commercial | VSMSHP | Non-Ducted CEE Tier 2
216031074 | Mini/Multi Split | MOOVAIR | HMSV-A-CB-O | MXHZA3652AV1 |  | Non-Ducted Indoor Units | 0 |  | 36000 | 23 | 10.7 | 36000 | 36000 | 100% | 2 | 0 | 13 |  |  |  |  | R-454B | 3 | Residential & Commercial | VSMSHP | Non-Ducted CEE Tier 2
216031065 | Mini/Multi Split | MOOVAIR | HMSV-A-CB-O | MXHSA4862AV1 |  | Non-Ducted Indoor Units | 0 |  | 47000 | 24 | 10.3 | 48000 | 36000 | 75% | 2 | 0 | 12.5 |  |  |  |  | R-454B | 3.9167 | Residential & Commercial | VSMSHP | Non-Ducted CEE Tier 2
216031068 | Mini/Multi Split | MOOVAIR | HMSV-A-CB-O | MXHZA1832AV1 |  | Non-Ducted Indoor Units | 0 |  | 19000 | 25 | 10.4 | 20000 | 19000 | 95% | 2 | 0 | 15 |  |  |  |  | R-454B | 1.5833 | Residential & Commercial | VSMSHP | Non-Ducted CEE Tier 2
216031059 | Mini/Multi Split | MOOVAIR | HMSV-A-CB-O | MXHSA2742AV1 |  | Non-Ducted Indoor Units | 0 |  | 27000 | 25 | 9.5 | 27000 | 19000 | 70.37% | 2 | 0 | 13 |  |  |  |  | R-454B | 2.25 | Residential & Commercial | VSMSHP | Non-Ducted CEE Tier 2
216031062 | Mini/Multi Split | MOOVAIR | HMSV-A-CB-O | MXHSA3652AV1 |  | Non-Ducted Indoor Units | 0 |  | 36000 | 24 | 9.5 | 37000 | 26000 | 70.27% | 2 | 0 | 12 |  |  |  |  | R-454B | 3 | Residential & Commercial | VSMSHP | Non-Ducted CEE Tier 2
216027656 | Mini/Multi Split | Capella | HMSV-A-CB-O | CPM5B1V-H48A-O |  | Non-Ducted Indoor Units | 0 |  | 47000 | 23 | 11 | 49000 | 47000 | 95.92% | 2 | 0 | 12 |  |  |  |  | R-454B | 3.9167 | Residential & Commercial | VSMSHP | Non-Ducted CEE Tier 2
216027659 | Mini/Multi Split | Capella | HMSV-A-CB-O | CPM5B1V-H55A-O |  | Non-Ducted Indoor Units | 0 |  | 51000 | 22.2 | 10.5 | 55000 | 47000 | 85.45% | 2 | 0 | 12 |  |  |  |  | R-454B | 4.25 | Residential & Commercial | VSMSHP | Non-Ducted CEE Tier 2
216027650 | Mini/Multi Split | Capella | HMSV-A-CB-O | CPM3B1V-H27A-O |  | Non-Ducted Indoor Units | 0 |  | 27000 | 23 | 10.5 | 27000 | 27000 | 100% | 2 | 0 | 12.5 |  |  |  |  | R-454B | 2.25 | Residential & Commercial | VSMSHP | Non-Ducted CEE Tier 2
216027653 | Mini/Multi Split | Capella | HMSV-A-CB-O | CPM4B1V-H36A-O |  | Non-Ducted Indoor Units | 0 |  | 36000 | 23 | 10.7 | 36000 | 36000 | 100% | 2 | 0 | 13 |  |  |  |  | R-454B | 3 | Residential & Commercial | VSMSHP | Non-Ducted CEE Tier 2
216027644 | Mini/Multi Split | Capella | HMSV-A-CB-O | CPM5B1-H55A-O |  | Non-Ducted Indoor Units | 0 |  | 51000 | 22.2 | 10.5 | 55000 | 47000 | 85.45% | 2 | 0 | 12 |  |  |  |  | R-454B | 4.25 | Residential & Commercial | VSMSHP | Non-Ducted CEE Tier 2
216027647 | Mini/Multi Split | Capella | HMSV-A-CB-O | CPM2B1V-H18A-O |  | Non-Ducted Indoor Units | 0 |  | 19000 | 25 | 10.4 | 20000 | 19000 | 95% | 2 | 0 | 15 |  |  |  |  | R-454B | 1.5833 | Residential & Commercial | VSMSHP | Non-Ducted CEE Tier 2
216027638 | Mini/Multi Split | Capella | HMSV-A-CB-O | CPM4B1-H36A-O |  | Non-Ducted Indoor Units | 0 |  | 36000 | 23 | 10.7 | 36000 | 36000 | 100% | 2 | 0 | 13 |  |  |  |  | R-454B | 3 | Residential & Commercial | VSMSHP | Non-Ducted CEE Tier 2
216027641 | Mini/Multi Split | Capella | HMSV-A-CB-O | CPM5B1-H48A-O |  | Non-Ducted Indoor Units | 0 |  | 47000 | 23 | 11 | 49000 | 47000 | 95.92% | 2 | 0 | 12 |  |  |  |  | R-454B | 3.9167 | Residential & Commercial | VSMSHP | Non-Ducted CEE Tier 2
216027632 | Mini/Multi Split | Capella | HMSV-A-CB-O | CPM2B1-H18A-O |  | Non-Ducted Indoor Units | 0 |  | 19000 | 25 | 10.4 | 20000 | 19000 | 95% | 2 | 0 | 15 |  |  |  |  | R-454B | 1.5833 | Residential & Commercial | VSMSHP | Non-Ducted CEE Tier 2
216027635 | Mini/Multi Split | Capella | HMSV-A-CB-O | CPM3B1-H27A-O |  | Non-Ducted Indoor Units | 0 |  | 27000 | 23 | 10.5 | 27000 | 27000 | 100% | 2 | 0 | 12.5 |  |  |  |  | R-454B | 2.25 | Residential & Commercial | VSMSHP | Non-Ducted CEE Tier 2
216021096 | Mini/Multi Split | MDV | HMSV-A-CB-O | M6OE31-53HFPN10-M1XD |  | Non-Ducted Indoor Units | 0 |  | 47000 | 22 | 10.6 | 55000 | 46000 | 83.64% | 2 | 0 | 12 |  |  |  |  | R-454B | 3.9167 | Residential & Commercial | VSMSHP | Non-Ducted CEE Tier 2
216021094 | Mini/Multi Split | MDV | HMSV-A-CB-O | M6OE30-48HFPN10-M1D |  | Non-Ducted Indoor Units | 0 |  | 43000 | 21.8 | 10 | 48000 | 37000 | 77.08% | 2 | 0 | 12 |  |  |  |  | R-454B | 3.5833 | Residential & Commercial | VSMSHP | Non-Ducted CEE Tier 2
216021092 | Mini/Multi Split | MDV | HMSV-A-CB-O | M5OD30-36HFPN10-M1D |  | Non-Ducted Indoor Units | 0 |  | 34000 | 23 | 9.9 | 36000 | 25200 | 70% | 2 | 0 | 12 |  |  |  |  | R-454B | 2.8333 | Residential & Commercial | VSMSHP | Non-Ducted CEE Tier 2
216021089 | Mini/Multi Split | MDV | HMSV-A-CB-O | M3OX430-18HFPN10-M1 |  | Non-Ducted Indoor Units | 0 |  | 18000 | 23.9 | 10 | 18000 | 13300 | 73.89% | 2.3 | 0 | 13 |  |  |  |  | R-454B | 1.5 | Residential & Commercial | VSMSHP | Non-Ducted CEE Tier 2
216021090 | Mini/Multi Split | MDV | HMSV-A-CB-O | M4OD30-27HFPN10-M1D |  | Non-Ducted Indoor Units | 0 |  | 26000 | 23 | 9 | 26000 | 18200 | 70% | 2 | 0 | 12 |  |  |  |  | R-454B | 2.1667 | Residential & Commercial | VSMSHP
216021081 | Mini/Multi Split | MIDEA | HMSV-A-CB-O | MDV-V60WMN10T |  | Non-Ducted Indoor Units | 0 |  | 60000 | 19.5 | 10.1 | 60000 | 42000 | 70% | 1.9 | 0 | 9.5 |  |  |  |  | R-454B | 5 | Residential & Commercial | VSMSHP | Non-Ducted CEE Tier 2
216021073 | Mini/Multi Split | MIDEA | HMSV-A-CB-O | MDV-V24WMN10T |  | Non-Ducted Indoor Units | 0 |  | 24400 | 18.5 | 10 | 26000 | 20000 | 76.92% | 1.8 | 0 | 11.7 |  |  |  |  | R-454B | 2.0333 | Residential & Commercial | VSMSHP | Non-Ducted CEE Tier 2
216021075 | Mini/Multi Split | MIDEA | HMSV-A-CB-O | MDV-V30WMN10T |  | Non-Ducted Indoor Units | 0 |  | 30000 | 20 | 10.1 | 30000 | 30000 | 100% | 2.1 | 0 | 14 |  |  |  |  | R-454B | 2.5 | Residential & Commercial | VSMSHP | Non-Ducted CEE Tier 2
216021077 | Mini/Multi Split | MIDEA | HMSV-A-CB-O | MDV-V36WMN10T |  | Non-Ducted Indoor Units | 0 |  | 36000 | 20 | 10.1 | 40000 | 34000 | 85% | 2 | 0 | 13.3 |  |  |  |  | R-454B | 3 | Residential & Commercial | VSMSHP | Non-Ducted CEE Tier 2
216021079 | Mini/Multi Split | MIDEA | HMSV-A-CB-O | MDV-V48WMN10T |  | Non-Ducted Indoor Units | 0 |  | 48000 | 20 | 10.1 | 50000 | 40000 | 80% | 2 | 0 | 11.7 |  |  |  |  | R-454B | 4 | Residential & Commercial | VSMSHP | Non-Ducted CEE Tier 2
216020714 | Mini/Multi Split | Rovsun | HMSV-A-CB-O | TMSC-18HA2/I2XI20B-O |  | Non-Ducted Indoor Units | 0 |  | 18000 | 24 | 10 | 20000 | 15800 | 79% | 2 | 0 | 13 |  |  |  |  | R-454B | 1.5 | Residential & Commercial | VSMSHP | Non-Ducted CEE Tier 2
216020715 | Mini/Multi Split | Rovsun | HMSV-A-CB-O | TMSC-27HA2/I2XI19B-O |  | Non-Ducted Indoor Units | 0 |  | 27000 | 24 | 10 | 28000 | 19800 | 70.71% | 2 | 0 | 12 |  |  |  |  | R-454B | 2.25 | Residential & Commercial | VSMSHP | Non-Ducted CEE Tier 2
216020716 | Mini/Multi Split | Rovsun | HMSV-A-CB-O | TMSC-36HA2/I2XI19B-O |  | Non-Ducted Indoor Units | 0 |  | 35000 | 22.5 | 9.5 | 36000 | 25400 | 70.56% | 2 | 0 | 12 |  |  |  |  | R-454B | 2.9167 | Residential & Commercial | VSMSHP | Non-Ducted CEE Tier 2
216021071 | Mini/Multi Split | MIDEA | HMSV-A-CB-O | MDV-V18WMN10T |  | Non-Ducted Indoor Units | 0 |  | 18200 | 17.5 | 10 | 20000 | 18000 | 90% | 1.8 | 0 | 12 |  |  |  |  | R-454B | 1.5167 | Residential & Commercial | VSMSHP | Non-Ducted CEE Tier 2
215894277 | Mini/Multi Split | Nutech | HMSV-A-CB-O | N5OD30-36HFN10-M1D-D |  | Non-Ducted Indoor Units | 0 |  | 35000 | 23.1 | 10 | 37000 | 26000 | 70.27% | 2 | 0 | 12 |  |  |  |  | R-454B | 2.9167 | Residential & Commercial | VSMSHP | Non-Ducted CEE Tier 2
215894280 | Mini/Multi Split | Nutech | HMSV-A-CB-O | N6OE30-48HFN10-M1D-D |  | Non-Ducted Indoor Units | 0 |  | 45000 | 21.3 | 10 | 48000 | 36000 | 75% | 2.1 | 0 | 11.7 |  |  |  |  | R-454B | 3.75 | Residential & Commercial | VSMSHP | Non-Ducted CEE Tier 2
215931370 | Mini/Multi Split | CONTINENTAL | HMSV-A-CB-O | CDHAMBB-18-O |  | Non-Ducted Indoor Units | 0 |  | 19000 | 25 | 10.4 | 20000 | 19000 | 95% | 2 | 0 | 15 |  |  |  |  | R-454B | 1.5833 | Residential & Commercial | VSMSHP | Non-Ducted CEE Tier 2
215931371 | Mini/Multi Split | CONTINENTAL | HMSV-A-CB-O | CDHAMBB-27-O |  | Non-Ducted Indoor Units | 0 |  | 27000 | 23 | 10.5 | 27000 | 27000 | 100% | 2 | 0 | 12.5 |  |  |  |  | R-454B | 2.25 | Residential & Commercial | VSMSHP | Non-Ducted CEE Tier 2
215931372 | Mini/Multi Split | CONTINENTAL | HMSV-A-CB-O | CDHAMBB-36-O |  | Non-Ducted Indoor Units | 0 |  | 36000 | 23 | 10.7 | 36000 | 36000 | 100% | 2 | 0 | 13 |  |  |  |  | R-454B | 3 | Residential & Commercial | VSMSHP | Non-Ducted CEE Tier 2
215931373 | Mini/Multi Split | NAPOLEON | HMSV-A-CB-O | NDHAMBB-18-O |  | Non-Ducted Indoor Units | 0 |  | 19000 | 25 | 10.4 | 20000 | 19000 | 95% | 2 | 0 | 15 |  |  |  |  | R-454B | 1.5833 | Residential & Commercial | VSMSHP | Non-Ducted CEE Tier 2
215931374 | Mini/Multi Split | NAPOLEON | HMSV-A-CB-O | NDHAMBB-27-O |  | Non-Ducted Indoor Units | 0 |  | 27000 | 23 | 10.5 | 27000 | 27000 | 100% | 2 | 0 | 12.5 |  |  |  |  | R-454B | 2.25 | Residential & Commercial | VSMSHP | Non-Ducted CEE Tier 2
215931375 | Mini/Multi Split | NAPOLEON | HMSV-A-CB-O | NDHAMBB-36-O |  | Non-Ducted Indoor Units | 0 |  | 36000 | 23 | 10.7 | 36000 | 36000 | 100% | 2 | 0 | 13 |  |  |  |  | R-454B | 3 | Residential & Commercial | VSMSHP | Non-Ducted CEE Tier 2
215894271 | Mini/Multi Split | Nutech | HMSV-A-CB-O | N3OX430-18HFN10-M1-D |  | Non-Ducted Indoor Units | 0 |  | 18000 | 23 | 10 | 19000 | 13500 | 71.05% | 2.2 | 0 | 12.5 |  |  |  |  | R-454B | 1.5 | Residential & Commercial | VSMSHP | Non-Ducted CEE Tier 2
215894274 | Mini/Multi Split | Nutech | HMSV-A-CB-O | N4OD30-27HFN10-M1D-D |  | Non-Ducted Indoor Units | 0 |  | 26000 | 23 | 9.5 | 27000 | 19000 | 70.37% | 2 | 0 | 12.2 |  |  |  |  | R-454B | 2.1667 | Residential & Commercial | VSMSHP | Non-Ducted CEE Tier 2
215866824 | Mini/Multi Split | AI AIR CONDITIONING | HMSV-A-CB-O | A6MO23-48N2-M1H |  | Non-Ducted Indoor Units | 0 |  | 45000 | 21.2 | 10.2 | 49000 | 48000 | 97.96% | 2 | 0 | 12 |  |  |  |  | R-454B | 3.75 | Residential & Commercial | VSMSHP | Non-Ducted CEE Tier 2
215866827 | Mini/Multi Split | AI AIR CONDITIONING | HMSV-A-CB-O | A6MO23-55N2-M1H |  | Non-Ducted Indoor Units | 0 |  | 51000 | 21.4 | 10.6 | 55000 | 48000 | 87.27% | 2 | 0 | 12 |  |  |  |  | R-454B | 4.25 | Residential & Commercial | VSMSHP | Non-Ducted CEE Tier 2
215866818 | Mini/Multi Split | AI AIR CONDITIONING | HMSV-A-CB-O | A4MO23-27N2-M1H |  | Non-Ducted Indoor Units | 0 |  | 27000 | 21 | 10 | 27000 | 27000 | 100% | 1.9 | 0 | 12 |  |  |  |  | R-454B | 2.25 | Residential & Commercial | VSMSHP | Non-Ducted CEE Tier 2
215866821 | Mini/Multi Split | AI AIR CONDITIONING | HMSV-A-CB-O | A5MO23-36N2-M1H |  | Non-Ducted Indoor Units | 0 |  | 36000 | 21.5 | 11.3 | 36000 | 37000 | 102.8% | 1.9 | 0 | 12.2 |  |  |  |  | R-454B | 3 | Residential & Commercial | VSMSHP | Non-Ducted CEE Tier 2
215866815 | Mini/Multi Split | AI AIR CONDITIONING | HMSV-A-CB-O | A3MO23-18N2-M1H |  | Non-Ducted Indoor Units | 0 |  | 19000 | 21 | 10 | 20000 | 18000 | 90% | 2 | 0 | 13 |  |  |  |  | R-454B | 1.5833 | Residential & Commercial | VSMSHP | Non-Ducted CEE Tier 2
215866806 | Mini/Multi Split | AI AIR CONDITIONING | HMSV-A-CB-O | A5MO21-36N2-M1 |  | Non-Ducted Indoor Units | 0 |  | 35000 | 23.1 | 10 | 37000 | 26000 | 70.27% | 2 | 0 | 12 |  |  |  |  | R-454B | 2.9167 | Residential & Commercial | VSMSHP | Non-Ducted CEE Tier 2
215866809 | Mini/Multi Split | AI AIR CONDITIONING | HMSV-A-CB-O | A6MO21-48N2-M1 |  | Non-Ducted Indoor Units | 0 |  | 45000 | 21.3 | 10 | 48000 | 36000 | 75% | 2.1 | 0 | 11.7 |  |  |  |  | R-454B | 3.75 | Residential & Commercial | VSMSHP | Non-Ducted CEE Tier 2
215866800 | Mini/Multi Split | AI AIR CONDITIONING | HMSV-A-CB-O | A3MO21-18N2-M1 |  | Non-Ducted Indoor Units | 0 |  | 18000 | 23 | 10 | 19000 | 13500 | 71.05% | 2.2 | 0 | 12.5 |  |  |  |  | R-454B | 1.5 | Residential & Commercial | VSMSHP | Non-Ducted CEE Tier 2
215866803 | Mini/Multi Split | AI AIR CONDITIONING | HMSV-A-CB-O | A4MO21-27N2-M1 |  | Non-Ducted Indoor Units | 0 |  | 26000 | 23 | 9.5 | 27000 | 19000 | 70.37% | 2 | 0 | 12.2 |  |  |  |  | R-454B | 2.1667 | Residential & Commercial | VSMSHP | Non-Ducted CEE Tier 2
215866692 | Mini/Multi Split | KADEN | HMSV-A-CB-O | KOB-HH-PS548HP-2AAMA |  | Non-Ducted Indoor Units | 0 |  | 47000 | 23 | 11 | 49000 | 47000 | 95.92% | 2 | 0 | 12 |  |  |  |  | R-454B | 3.9167 | Residential & Commercial | VSMSHP | Non-Ducted CEE Tier 2
215866695 | Mini/Multi Split | KADEN | HMSV-A-CB-O | KOB-HH-PS555HP-2AAMA |  | Non-Ducted Indoor Units | 0 |  | 51000 | 22.2 | 10.5 | 55000 | 47000 | 85.45% | 2 | 0 | 12 |  |  |  |  | R-454B | 4.25 | Residential & Commercial | VSMSHP | Non-Ducted CEE Tier 2
215866686 | Mini/Multi Split | KADEN | HMSV-A-CB-O | KOB-HH-PS327HP-2AAMA |  | Non-Ducted Indoor Units | 0 |  | 27000 | 23 | 10.5 | 27000 | 27000 | 100% | 2 | 0 | 12.5 |  |  |  |  | R-454B | 2.25 | Residential & Commercial | VSMSHP | Non-Ducted CEE Tier 2
215866689 | Mini/Multi Split | KADEN | HMSV-A-CB-O | KOB-HH-PS436HP-2AAMA |  | Non-Ducted Indoor Units | 0 |  | 36000 | 23 | 10.7 | 36000 | 36000 | 100% | 2 | 0 | 13 |  |  |  |  | R-454B | 3 | Residential & Commercial | VSMSHP | Non-Ducted CEE Tier 2
215866683 | Mini/Multi Split | KADEN | HMSV-A-CB-O | KOB-HH-PS218HP-2AAMA |  | Non-Ducted Indoor Units | 0 |  | 19000 | 25 | 10.4 | 20000 | 19000 | 95% | 2 | 0 | 15 |  |  |  |  | R-454B | 1.5833 | Residential & Commercial | VSMSHP | Non-Ducted CEE Tier 2
215866674 | Mini/Multi Split | KADEN | HMSV-A-CB-O | KOB-PS436HP-2AAMA |  | Non-Ducted Indoor Units | 0 |  | 36000 | 24 | 9.5 | 37000 | 26000 | 70.27% | 2 | 0 | 12 |  |  |  |  | R-454B | 3 | Residential & Commercial | VSMSHP | Non-Ducted CEE Tier 2
215866677 | Mini/Multi Split | KADEN | HMSV-A-CB-O | KOB-PS548HP-2AAMA |  | Non-Ducted Indoor Units | 0 |  | 47000 | 24 | 10.3 | 48000 | 36000 | 75% | 2 | 0 | 12.5 |  |  |  |  | R-454B | 3.9167 | Residential & Commercial | VSMSHP | Non-Ducted CEE Tier 2
215866668 | Mini/Multi Split | KADEN | HMSV-A-CB-O | KOB-PS218HP-2AAMA |  | Non-Ducted Indoor Units | 0 |  | 18000 | 25.1 | 9.8 | 19000 | 13500 | 71.05% | 2.3 | 0 | 14 |  |  |  |  | R-454B | 1.5 | Residential & Commercial | VSMSHP | Non-Ducted CEE Tier 2
215866671 | Mini/Multi Split | KADEN | HMSV-A-CB-O | KOB-PS327HP-2AAMA |  | Non-Ducted Indoor Units | 0 |  | 27000 | 25 | 9.5 | 27000 | 19000 | 70.37% | 2 | 0 | 13 |  |  |  |  | R-454B | 2.25 | Residential & Commercial | VSMSHP | Non-Ducted CEE Tier 2
215864430 | Mini/Multi Split | MAINLINE | HMSV-A-CB-O | ML48HP230MULH-O |  | Non-Ducted Indoor Units | 0 |  | 45000 | 21.2 | 10.2 | 49000 | 48000 | 97.96% | 2 | 0 | 12 |  |  |  |  | R-454B | 3.75 | Residential & Commercial | VSMSHP | Non-Ducted CEE Tier 2
215864433 | Mini/Multi Split | MAINLINE | HMSV-A-CB-O | ML55HP230MULH-O |  | Non-Ducted Indoor Units | 0 |  | 51000 | 21.4 | 10.6 | 55000 | 48000 | 87.27% | 2 | 0 | 12 |  |  |  |  | R-454B | 4.25 | Residential & Commercial | VSMSHP | Non-Ducted CEE Tier 2
215864436 | Mini/Multi Split | HAVELLS | HMSV-A-CB-O | GSSHAX7644 |  | Non-Ducted Indoor Units | 0 |  | 37000 | 22 | 10 | 40000 | 30000 | 75% | 2 | 0 | 12 |  |  |  |  | R-32 | 3.0833 | Residential & Commercial | VSMSHP | Non-Ducted CEE Tier 2
215864424 | Mini/Multi Split | MAINLINE | HMSV-A-CB-O | ML27HP230MULH-O |  | Non-Ducted Indoor Units | 0 |  | 27000 | 21 | 10 | 27000 | 27000 | 100% | 1.9 | 0 | 12 |  |  |  |  | R-454B | 2.25 | Residential & Commercial | VSMSHP | Non-Ducted CEE Tier 2
215864427 | Mini/Multi Split | MAINLINE | HMSV-A-CB-O | ML36HP230MULH-O |  | Non-Ducted Indoor Units | 0 |  | 36000 | 21.5 | 11.3 | 36000 | 37000 | 102.8% | 1.9 | 0 | 12.2 |  |  |  |  | R-454B | 3 | Residential & Commercial | VSMSHP | Non-Ducted CEE Tier 2
215864421 | Mini/Multi Split | MAINLINE | HMSV-A-CB-O | ML18HP230MULH-O |  | Non-Ducted Indoor Units | 0 |  | 19000 | 21 | 10 | 20000 | 18000 | 90% | 2 | 0 | 13 |  |  |  |  | R-454B | 1.5833 | Residential & Commercial | VSMSHP | Non-Ducted CEE Tier 2
215864412 | Mini/Multi Split | MAINLINE | HMSV-A-CB-O | ML36HP230MUL-O |  | Non-Ducted Indoor Units | 0 |  | 35000 | 23.1 | 10 | 37000 | 26000 | 70.27% | 2 | 0 | 12 |  |  |  |  | R-454B | 2.9167 | Residential & Commercial | VSMSHP | Non-Ducted CEE Tier 2
215864415 | Mini/Multi Split | MAINLINE | HMSV-A-CB-O | ML48HP230MUL-O |  | Non-Ducted Indoor Units | 0 |  | 45000 | 21.3 | 10 | 48000 | 36000 | 75% | 2.1 | 0 | 11.7 |  |  |  |  | R-454B | 3.75 | Residential & Commercial | VSMSHP | Non-Ducted CEE Tier 2
215864406 | Mini/Multi Split | MAINLINE | HMSV-A-CB-O | ML18HP230MUL-O |  | Non-Ducted Indoor Units | 0 |  | 18000 | 23 | 10 | 19000 | 13500 | 71.05% | 2.2 | 0 | 12.5 |  |  |  |  | R-454B | 1.5 | Residential & Commercial | VSMSHP | Non-Ducted CEE Tier 2
215864409 | Mini/Multi Split | MAINLINE | HMSV-A-CB-O | ML27HP230MUL-O |  | Non-Ducted Indoor Units | 0 |  | 26000 | 23 | 9.5 | 27000 | 19000 | 70.37% | 2 | 0 | 12.2 |  |  |  |  | R-454B | 2.1667 | Residential & Commercial | VSMSHP | Non-Ducted CEE Tier 2
215864278 | Mini/Multi Split | Cooper&Hunter | HMSV-A-CB-O | CH-RVHP48M-230VO |  | Non-Ducted Indoor Units | 0 |  | 47000 | 23 | 11 | 49000 | 47000 | 95.92% | 2 | 0 | 12 |  |  |  |  | R-454B | 3.9167 | Residential & Commercial | VSMSHP | Non-Ducted CEE Tier 2
215864281 | Mini/Multi Split | Cooper&Hunter | HMSV-A-CB-O | CH-RVHP55M-230VO |  | Non-Ducted Indoor Units | 0 |  | 51000 | 22.2 | 10.5 | 55000 | 47000 | 85.45% | 2 | 0 | 12 |  |  |  |  | R-454B | 4.25 | Residential & Commercial | VSMSHP | Non-Ducted CEE Tier 2
215864272 | Mini/Multi Split | Cooper&Hunter | HMSV-A-CB-O | CH-RVHP28M-230VO |  | Non-Ducted Indoor Units | 0 |  | 27000 | 23 | 10.5 | 27000 | 27000 | 100% | 2 | 0 | 12.5 |  |  |  |  | R-454B | 2.25 | Residential & Commercial | VSMSHP | Non-Ducted CEE Tier 2
215864275 | Mini/Multi Split | Cooper&Hunter | HMSV-A-CB-O | CH-RVHP36M-230VO |  | Non-Ducted Indoor Units | 0 |  | 36000 | 23 | 10.7 | 36000 | 36000 | 100% | 2 | 0 | 13 |  |  |  |  | R-454B | 3 | Residential & Commercial | VSMSHP | Non-Ducted CEE Tier 2
215864269 | Mini/Multi Split | Cooper&Hunter | HMSV-A-CB-O | CH-RVHP19M-230VO |  | Non-Ducted Indoor Units | 0 |  | 19000 | 25 | 10.4 | 20000 | 19000 | 95% | 2 | 0 | 15 |  |  |  |  | R-454B | 1.5833 | Residential & Commercial | VSMSHP | Non-Ducted CEE Tier 2
215864260 | Mini/Multi Split | Cooper&Hunter | HMSV-A-CB-O | CH-R36MES-230VO |  | Non-Ducted Indoor Units | 0 |  | 36000 | 24 | 9.5 | 37000 | 26000 | 70.27% | 2 | 0 | 12 |  |  |  |  | R-454B | 3 | Residential & Commercial | VSMSHP | Non-Ducted CEE Tier 2
215864263 | Mini/Multi Split | Cooper&Hunter | HMSV-A-CB-O | CH-R48MES-230VO |  | Non-Ducted Indoor Units | 0 |  | 47000 | 24 | 10.3 | 48000 | 36000 | 75% | 2 | 0 | 12.5 |  |  |  |  | R-454B | 3.9167 | Residential & Commercial | VSMSHP | Non-Ducted CEE Tier 2
215864254 | Mini/Multi Split | Cooper&Hunter | HMSV-A-CB-O | CH-R18MES-230VO |  | Non-Ducted Indoor Units | 0 |  | 18000 | 25.1 | 9.8 | 19000 | 13500 | 71.05% | 2.3 | 0 | 14 |  |  |  |  | R-454B | 1.5 | Residential & Commercial | VSMSHP | Non-Ducted CEE Tier 2
215864257 | Mini/Multi Split | Cooper&Hunter | HMSV-A-CB-O | CH-R28MES-230VO |  | Non-Ducted Indoor Units | 0 |  | 27000 | 25 | 9.5 | 27000 | 19000 | 70.37% | 2 | 0 | 13 |  |  |  |  | R-454B | 2.25 | Residential & Commercial | VSMSHP | Non-Ducted CEE Tier 2
215864114 | Mini/Multi Split | Wells | HMSV-A-CB-O | WOM-48HH6/230 |  | Non-Ducted Indoor Units | 0 |  | 45000 | 21.2 | 10.2 | 49000 | 48000 | 97.96% | 2 | 0 | 12 |  |  |  |  | R-454B | 3.75 | Residential & Commercial | VSMSHP | Non-Ducted CEE Tier 2
215864117 | Mini/Multi Split | Wells | HMSV-A-CB-O | WOM-60HH6/230 |  | Non-Ducted Indoor Units | 0 |  | 51000 | 21.4 | 10.6 | 55000 | 48000 | 87.27% | 2 | 0 | 12 |  |  |  |  | R-454B | 4.25 | Residential & Commercial | VSMSHP | Non-Ducted CEE Tier 2
215864108 | Mini/Multi Split | Wells | HMSV-A-CB-O | WOM-27HH4/230 |  | Non-Ducted Indoor Units | 0 |  | 27000 | 21 | 10 | 27000 | 27000 | 100% | 1.9 | 0 | 12 |  |  |  |  | R-454B | 2.25 | Residential & Commercial | VSMSHP | Non-Ducted CEE Tier 2
215864111 | Mini/Multi Split | Wells | HMSV-A-CB-O | WOM-36HH5/230 |  | Non-Ducted Indoor Units | 0 |  | 36000 | 21.5 | 11.3 | 36000 | 37000 | 102.8% | 1.9 | 0 | 12.2 |  |  |  |  | R-454B | 3 | Residential & Commercial | VSMSHP | Non-Ducted CEE Tier 2
215864105 | Mini/Multi Split | Wells | HMSV-A-CB-O | WOM-18HH3/230 |  | Non-Ducted Indoor Units | 0 |  | 19000 | 21 | 10 | 20000 | 18000 | 90% | 2 | 0 | 13 |  |  |  |  | R-454B | 1.5833 | Residential & Commercial | VSMSHP | Non-Ducted CEE Tier 2
215864096 | Mini/Multi Split | Wells | HMSV-A-CB-O | WOM-36RH5/230 |  | Non-Ducted Indoor Units | 0 |  | 35000 | 23.1 | 10 | 37000 | 26000 | 70.27% | 2 | 0 | 12 |  |  |  |  | R-454B | 2.9167 | Residential & Commercial | VSMSHP | Non-Ducted CEE Tier 2
215864099 | Mini/Multi Split | Wells | HMSV-A-CB-O | WOM-48RH6/230 |  | Non-Ducted Indoor Units | 0 |  | 45000 | 21.3 | 10 | 48000 | 36000 | 75% | 2.1 | 0 | 11.7 |  |  |  |  | R-454B | 3.75 | Residential & Commercial | VSMSHP | Non-Ducted CEE Tier 2
215864090 | Mini/Multi Split | Wells | HMSV-A-CB-O | WOM-18RH3/230 |  | Non-Ducted Indoor Units | 0 |  | 18000 | 23 | 10 | 19000 | 13500 | 71.05% | 2.2 | 0 | 12.5 |  |  |  |  | R-454B | 1.5 | Residential & Commercial | VSMSHP | Non-Ducted CEE Tier 2
215864093 | Mini/Multi Split | Wells | HMSV-A-CB-O | WOM-27RH4/230 |  | Non-Ducted Indoor Units | 0 |  | 26000 | 23 | 9.5 | 27000 | 19000 | 70.37% | 2 | 0 | 12.2 |  |  |  |  | R-454B | 2.1667 | Residential & Commercial | VSMSHP | Non-Ducted CEE Tier 2
215835702 | Mini/Multi Split | INNOVAIR | HMSV-A-CB-O | MOM60H2BH6A |  | Non-Ducted Indoor Units | 0 |  | 51000 | 22.2 | 10.5 | 55000 | 47000 | 85.45% | 2 | 0 | 12 |  |  |  |  | R-454B | 4.25 | Residential & Commercial | VSMSHP | Non-Ducted CEE Tier 2
215835705 | Mini/Multi Split | INNOVAIR | HMSV-A-CB-O | MOM60H2BH6B |  | Non-Ducted Indoor Units | 0 |  | 51000 | 22.2 | 10.5 | 55000 | 47000 | 85.45% | 2 | 0 | 12 |  |  |  |  | R-454B | 4.25 | Residential & Commercial | VSMSHP | Non-Ducted CEE Tier 2
215832441 | Mini/Multi Split | APOWER | HMSV-A-CB-O | AP5M36HP230VMO |  | Non-Ducted Indoor Units | 0 |  | 36000 | 21 | 10 | 36000 | 36000 | 100% | 2.1 | 0 | 12 |  |  |  |  | R-32 | 3 | Residential & Commercial | VSMSHP | Non-Ducted CEE Tier 2
215832444 | Mini/Multi Split | APOWER | HMSV-A-CB-O | AP5M42HP230VMO |  | Non-Ducted Indoor Units | 0 |  | 42000 | 21 | 10 | 42000 | 37800 | 90% | 2.1 | 0 | 13 |  |  |  |  | R-32 | 3.5 | Residential & Commercial | VSMSHP | Non-Ducted CEE Tier 2
215832435 | Mini/Multi Split | APOWER | HMSV-A-CB-O | AP3M24HP230VMO |  | Non-Ducted Indoor Units | 0 |  | 24000 | 21 | 10 | 24000 | 21600 | 90% | 2 | 0 | 13.3 |  |  |  |  | R-32 | 2 | Residential & Commercial | VSMSHP | Non-Ducted CEE Tier 2
215832438 | Mini/Multi Split | APOWER | HMSV-A-CB-O | AP4M30HP230VMO |  | Non-Ducted Indoor Units | 0 |  | 28400 | 21 | 10 | 30000 | 27000 | 90% | 2.07 | 0 | 13.6 |  |  |  |  | R-32 | 2.3667 | Residential & Commercial | VSMSHP | Non-Ducted CEE Tier 2
216472835 | Mini/Multi Split | HISENSE | HMSV-A-CB-O | AMO5-45U3T25U |  | Non-Ducted Indoor Units | 0 |  | 42000 | 22 | 9.5 | 48000 | 36000 | 75% | 1.92 | 0 | 12 |  |  |  |  | R-454B | 3.5 | Residential & Commercial | VSMSHP | Non-Ducted CEE Tier 2
215747778 | Mini/Multi Split | Innovair | HMSV-A-CB-O | QOM27H2BM3A |  | Non-Ducted Indoor Units | 0 |  | 27000 | 23 | 10 | 27000 | 27000 | 100% | 1.82 | 0 | 12.85 |  |  |  |  | R-454B | 2.25 | Residential & Commercial | VSMSHP | Non-Ducted CEE Tier 2
215832412 | Mini/Multi Split | APOWER | HMSV-A-CB-O | AP2M18HP230VMO |  | Non-Ducted Indoor Units | 0 |  | 18000 | 21 | 10 | 18000 | 13800 | 76.67% | 2 | 0 | 12 |  |  |  |  | R-32 | 1.5 | Residential & Commercial | VSMSHP | Non-Ducted CEE Tier 2
216472838 | Mini/Multi Split | HISENSE | HMSV-A-CB-O | AMO4-36U3T25U |  | Non-Ducted Indoor Units | 0 |  | 36000 | 22 | 10 | 36000 | 36000 | 100% | 1.92 | 0 | 12.85 |  |  |  |  | R-454B | 3 | Residential & Commercial | VSMSHP | Non-Ducted CEE Tier 2
215747785 | Mini/Multi Split | Innovair | HMSV-A-CB-O | QOM36H2BM4A |  | Non-Ducted Indoor Units | 0 |  | 36000 | 22 | 10 | 36000 | 36000 | 100% | 1.92 | 0 | 12.85 |  |  |  |  | R-454B | 3 | Residential & Commercial | VSMSHP | Non-Ducted CEE Tier 2
215747782 | Mini/Multi Split | Innovair | HMSV-A-CB-O | QOM42H2BM5A |  | Non-Ducted Indoor Units | 0 |  | 42000 | 22 | 9.5 | 48000 | 36000 | 75% | 1.92 | 0 | 12 |  |  |  |  | R-454B | 3.5 | Residential & Commercial | VSMSHP | Non-Ducted CEE Tier 2
215746017 | Mini/Multi Split | Custom Comfort | HMSV-A-CB-O | CCOXHBMZ655HP |  | Non-Ducted Indoor Units | 0 |  | 51000 | 22.2 | 10.5 | 55000 | 47000 | 85.45% | 2 | 0 | 12 |  |  |  |  | R-454B | 4.25 | Residential & Commercial | VSMSHP | Non-Ducted CEE Tier 2
215747775 | Mini/Multi Split | Innovair | HMSV-A-CB-O | QOM18H2BM2A |  | Non-Ducted Indoor Units | 0 |  | 18000 | 22 | 10 | 18000 | 18000 | 100% | 1.99 | 0 | 13.3 |  |  |  |  | R-454B | 1.5 | Residential & Commercial | VSMSHP | Non-Ducted CEE Tier 2
215747722 | Mini/Multi Split | GUARDIAN | HMSV-A-CB-O | UMC36CN23STG1 |  | Non-Ducted Indoor Units | 0 |  | 36000 | 22 | 10 | 36000 | 36000 | 100% | 1.92 | 0 | 12.85 |  |  |  |  | R-454B | 3 | Residential & Commercial | VSMSHP | Non-Ducted CEE Tier 2
215747719 | Mini/Multi Split | GUARDIAN | HMSV-A-CB-O | UMC48CN23STG1 |  | Non-Ducted Indoor Units | 0 |  | 42000 | 22 | 9.5 | 48000 | 36000 | 75% | 1.92 | 0 | 12 |  |  |  |  | R-454B | 3.5 | Residential & Commercial | VSMSHP | Non-Ducted CEE Tier 2
215746325 | Mini/Multi Split | Intertherm | HMSV-A-CB-O | DXH18FMK3IH |  | Non-Ducted Indoor Units | 0 |  | 18000 | 21 | 10 | 18000 | 13800 | 76.67% | 2 | 0 | 12 |  |  |  |  | R-32 | 1.5 | Residential & Commercial | VSMSHP | Non-Ducted CEE Tier 2
215746326 | Mini/Multi Split | Intertherm | HMSV-A-CB-O | DXH24FMK3IH |  | Non-Ducted Indoor Units | 0 |  | 24000 | 21 | 10 | 24000 | 21600 | 90% | 2 | 0 | 13.3 |  |  |  |  | R-32 | 2 | Residential & Commercial | VSMSHP | Non-Ducted CEE Tier 2
215746327 | Mini/Multi Split | Intertherm | HMSV-A-CB-O | DXH30FMK3IH |  | Non-Ducted Indoor Units | 0 |  | 28400 | 21 | 10 | 30000 | 27000 | 90% | 2.07 | 0 | 13.6 |  |  |  |  | R-32 | 2.3667 | Residential & Commercial | VSMSHP | Non-Ducted CEE Tier 2
215746328 | Mini/Multi Split | Intertherm | HMSV-A-CB-O | DXH36FMK3IH |  | Non-Ducted Indoor Units | 0 |  | 36000 | 21 | 10 | 36000 | 36000 | 100% | 2.1 | 0 | 12 |  |  |  |  | R-32 | 3 | Residential & Commercial | VSMSHP | Non-Ducted CEE Tier 2
215746329 | Mini/Multi Split | Intertherm | HMSV-A-CB-O | DXH42FMK3IH |  | Non-Ducted Indoor Units | 0 |  | 42000 | 21 | 10 | 42000 | 37800 | 90% | 2.1 | 0 | 13 |  |  |  |  | R-32 | 3.5 | Residential & Commercial | VSMSHP | Non-Ducted CEE Tier 2
215746310 | Mini/Multi Split | GIBSON | HMSV-A-CB-O | DXH18FMK3IH |  | Non-Ducted Indoor Units | 0 |  | 18000 | 21 | 10 | 18000 | 13800 | 76.67% | 2 | 0 | 12 |  |  |  |  | R-32 | 1.5 | Residential & Commercial | VSMSHP | Non-Ducted CEE Tier 2
215746311 | Mini/Multi Split | GIBSON | HMSV-A-CB-O | DXH24FMK3IH |  | Non-Ducted Indoor Units | 0 |  | 24000 | 21 | 10 | 24000 | 21600 | 90% | 2 | 0 | 13.3 |  |  |  |  | R-32 | 2 | Residential & Commercial | VSMSHP | Non-Ducted CEE Tier 2
215746312 | Mini/Multi Split | GIBSON | HMSV-A-CB-O | DXH30FMK3IH |  | Non-Ducted Indoor Units | 0 |  | 28400 | 21 | 10 | 30000 | 27000 | 90% | 2.07 | 0 | 13.6 |  |  |  |  | R-32 | 2.3667 | Residential & Commercial | VSMSHP | Non-Ducted CEE Tier 2
215746313 | Mini/Multi Split | GIBSON | HMSV-A-CB-O | DXH36FMK3IH |  | Non-Ducted Indoor Units | 0 |  | 36000 | 21 | 10 | 36000 | 36000 | 100% | 2.1 | 0 | 12 |  |  |  |  | R-32 | 3 | Residential & Commercial | VSMSHP | Non-Ducted CEE Tier 2
215746314 | Mini/Multi Split | GIBSON | HMSV-A-CB-O | DXH42FMK3IH |  | Non-Ducted Indoor Units | 0 |  | 42000 | 21 | 10 | 42000 | 37800 | 90% | 2.1 | 0 | 13 |  |  |  |  | R-32 | 3.5 | Residential & Commercial | VSMSHP | Non-Ducted CEE Tier 2
215746295 | Mini/Multi Split | AIRTEMP | HMSV-A-CB-O | DXH18FMK3IH |  | Non-Ducted Indoor Units | 0 |  | 18000 | 21 | 10 | 18000 | 13800 | 76.67% | 2 | 0 | 12 |  |  |  |  | R-32 | 1.5 | Residential & Commercial | VSMSHP | Non-Ducted CEE Tier 2
215746296 | Mini/Multi Split | AIRTEMP | HMSV-A-CB-O | DXH24FMK3IH |  | Non-Ducted Indoor Units | 0 |  | 24000 | 21 | 10 | 24000 | 21600 | 90% | 2 | 0 | 13.3 |  |  |  |  | R-32 | 2 | Residential & Commercial | VSMSHP | Non-Ducted CEE Tier 2
215746297 | Mini/Multi Split | AIRTEMP | HMSV-A-CB-O | DXH30FMK3IH |  | Non-Ducted Indoor Units | 0 |  | 28400 | 21 | 10 | 30000 | 27000 | 90% | 2.07 | 0 | 13.6 |  |  |  |  | R-32 | 2.3667 | Residential & Commercial | VSMSHP | Non-Ducted CEE Tier 2
215746298 | Mini/Multi Split | AIRTEMP | HMSV-A-CB-O | DXH36FMK3IH |  | Non-Ducted Indoor Units | 0 |  | 36000 | 21 | 10 | 36000 | 36000 | 100% | 2.1 | 0 | 12 |  |  |  |  | R-32 | 3 | Residential & Commercial | VSMSHP | Non-Ducted CEE Tier 2
215746299 | Mini/Multi Split | AIRTEMP | HMSV-A-CB-O | DXH42FMK3IH |  | Non-Ducted Indoor Units | 0 |  | 42000 | 21 | 10 | 42000 | 37800 | 90% | 2.1 | 0 | 13 |  |  |  |  | R-32 | 3.5 | Residential & Commercial | VSMSHP | Non-Ducted CEE Tier 2
215746280 | Mini/Multi Split | AireForce | HMSV-A-CB-O | DXH18FMK3IH |  | Non-Ducted Indoor Units | 0 |  | 18000 | 21 | 10 | 18000 | 13800 | 76.67% | 2 | 0 | 12 |  |  |  |  | R-32 | 1.5 | Residential & Commercial | VSMSHP | Non-Ducted CEE Tier 2
215746281 | Mini/Multi Split | AireForce | HMSV-A-CB-O | DXH24FMK3IH |  | Non-Ducted Indoor Units | 0 |  | 24000 | 21 | 10 | 24000 | 21600 | 90% | 2 | 0 | 13.3 |  |  |  |  | R-32 | 2 | Residential & Commercial | VSMSHP | Non-Ducted CEE Tier 2
215746282 | Mini/Multi Split | AireForce | HMSV-A-CB-O | DXH30FMK3IH |  | Non-Ducted Indoor Units | 0 |  | 28400 | 21 | 10 | 30000 | 27000 | 90% | 2.07 | 0 | 13.6 |  |  |  |  | R-32 | 2.3667 | Residential & Commercial | VSMSHP | Non-Ducted CEE Tier 2
215746283 | Mini/Multi Split | AireForce | HMSV-A-CB-O | DXH36FMK3IH |  | Non-Ducted Indoor Units | 0 |  | 36000 | 21 | 10 | 36000 | 36000 | 100% | 2.1 | 0 | 12 |  |  |  |  | R-32 | 3 | Residential & Commercial | VSMSHP | Non-Ducted CEE Tier 2
215746284 | Mini/Multi Split | AireForce | HMSV-A-CB-O | DXH42FMK3IH |  | Non-Ducted Indoor Units | 0 |  | 42000 | 21 | 10 | 42000 | 37800 | 90% | 2.1 | 0 | 13 |  |  |  |  | R-32 | 3.5 | Residential & Commercial | VSMSHP | Non-Ducted CEE Tier 2
215746011 | Mini/Multi Split | Custom Comfort | HMSV-A-CB-O | CCOXHBMZ536HP |  | Non-Ducted Indoor Units | 0 |  | 36000 | 23 | 10.7 | 36000 | 36000 | 100% | 2 | 0 | 13 |  |  |  |  | R-454B | 3 | Residential & Commercial | VSMSHP | Non-Ducted CEE Tier 2
215746014 | Mini/Multi Split | Custom Comfort | HMSV-A-CB-O | CCOXHBMZ648HP |  | Non-Ducted Indoor Units | 0 |  | 47000 | 23 | 11 | 49000 | 47000 | 95.92% | 2 | 0 | 12 |  |  |  |  | R-454B | 3.9167 | Residential & Commercial | VSMSHP | Non-Ducted CEE Tier 2
216453528 | Mini/Multi Split | OUELLET | HMSV-A-CB-O | OFRM2X1-H18A-O |  | Non-Ducted Indoor Units | 0 |  | 18000 | 21 | 10 | 18000 | 13800 | 76.67% | 2 | 0 | 12 |  |  |  |  | R-32 | 1.5 | Residential & Commercial | VSMSHP | Non-Ducted CEE Tier 2
216453529 | Mini/Multi Split | OUELLET | HMSV-A-CB-O | OFRM3X1-H24A-O |  | Non-Ducted Indoor Units | 0 |  | 24000 | 21 | 10 | 24000 | 21600 | 90% | 2 | 0 | 13.3 |  |  |  |  | R-32 | 2 | Residential & Commercial | VSMSHP | Non-Ducted CEE Tier 2
216453530 | Mini/Multi Split | OUELLET | HMSV-A-CB-O | OFRM4X1-H30A-O |  | Non-Ducted Indoor Units | 0 |  | 28400 | 21 | 10 | 30000 | 27000 | 90% | 2.07 | 0 | 13.6 |  |  |  |  | R-32 | 2.3667 | Residential & Commercial | VSMSHP | Non-Ducted CEE Tier 2
216453531 | Mini/Multi Split | OUELLET | HMSV-A-CB-O | OFRM4X1-H36A-O |  | Non-Ducted Indoor Units | 0 |  | 36000 | 21 | 10 | 36000 | 36000 | 100% | 2.1 | 0 | 12 |  |  |  |  | R-32 | 3 | Residential & Commercial | VSMSHP | Non-Ducted CEE Tier 2
216453532 | Mini/Multi Split | OUELLET | HMSV-A-CB-O | OFRM5X1-H42A-O |  | Non-Ducted Indoor Units | 0 |  | 42000 | 21 | 10 | 42000 | 37800 | 90% | 2.1 | 0 | 13 |  |  |  |  | R-32 | 3.5 | Residential & Commercial | VSMSHP | Non-Ducted CEE Tier 2
216472831 | Mini/Multi Split | HISENSE | HMSV-A-CB-O | AMO2-18U3T25U |  | Non-Ducted Indoor Units | 0 |  | 18000 | 22 | 10 | 18000 | 18000 | 100% | 1.99 | 0 | 13.3 |  |  |  |  | R-454B | 1.5 | Residential & Commercial | VSMSHP | Non-Ducted CEE Tier 2
216472832 | Mini/Multi Split | HISENSE | HMSV-A-CB-O | AMO3-27U3T25U |  | Non-Ducted Indoor Units | 0 |  | 27000 | 23 | 10 | 27000 | 27000 | 100% | 1.82 | 0 | 12.85 |  |  |  |  | R-454B | 2.25 | Residential & Commercial | VSMSHP | Non-Ducted CEE Tier 2
215746005 | Mini/Multi Split | Custom Comfort | HMSV-A-CB-O | CCOXHBMZ318HP |  | Non-Ducted Indoor Units | 0 |  | 19000 | 25 | 10.4 | 20000 | 19000 | 95% | 2 | 0 | 15 |  |  |  |  | R-454B | 1.5833 | Residential & Commercial | VSMSHP | Non-Ducted CEE Tier 2
215746008 | Mini/Multi Split | Custom Comfort | HMSV-A-CB-O | CCOXHBMZ427HP |  | Non-Ducted Indoor Units | 0 |  | 27000 | 23 | 10.5 | 27000 | 27000 | 100% | 2 | 0 | 12.5 |  |  |  |  | R-454B | 2.25 | Residential & Commercial | VSMSHP | Non-Ducted CEE Tier 2
216472802 | Mini/Multi Split | MDV | HMSV-A-CB-O | M6OE30-48HFN10-M1D** |  | Non-Ducted Indoor Units | 0 |  | 48000 | 18.7 | 9.5 | 48000 | 36000 | 75% | 1.85 | 0 | 10 |  |  |  |  | R-454B | 4 | Residential & Commercial | VSMSHP | Non-Ducted CEE Tier 2
216472803 | Mini/Multi Split | MDV | HMSV-A-CB-O | M5OD30-36HFN10-M1D** |  | Non-Ducted Indoor Units | 0 |  | 36000 | 18.8 | 8.5 | 36000 | 25200 | 70% | 1.9 | 0 | 9.5 |  |  |  |  | R-454B | 3 | Residential & Commercial | VSMSHP
216472804 | Mini/Multi Split | MDV | HMSV-A-CB-O | M4OD30-27HFN10-M1D** |  | Non-Ducted Indoor Units | 0 |  | 26400 | 18.5 | 8.5 | 26400 | 18600 | 70.45% | 2 | 0 | 10.5 |  |  |  |  | R-454B | 2.2 | Residential & Commercial | VSMSHP
216472805 | Mini/Multi Split | MDV | HMSV-A-CB-O | M3OX430-18HFN10-M1** |  | Non-Ducted Indoor Units | 0 |  | 18000 | 18.5 | 9.2 | 18000 | 15000 | 83.33% | 2 | 0 | 11.7 |  |  |  |  | R-454B | 1.5 | Residential & Commercial | VSMSHP
215742357 | Mini/Multi Split | 1HVAC | HMSV-A-CB-O | SC-27Z-HH-M4B |  | Non-Ducted Indoor Units | 0 |  | 23200 | 21 | 10 | 24000 | 21600 | 90% | 2.1 | 12.5 | 12.5 |  |  |  |  | R-410A | 1.9333 | Residential & Commercial | VSMSHP | Non-Ducted CEE Tier 2
215742358 | Mini/Multi Split | ACIQ | HMSV-A-CB-O | SC-27Z-HH-M4B |  | Non-Ducted Indoor Units | 0 |  | 23200 | 21 | 10 | 24000 | 21600 | 90% | 2.1 | 12.5 | 12.5 |  |  |  |  | R-410A | 1.9333 | Residential & Commercial | VSMSHP | Non-Ducted CEE Tier 2
215742359 | Mini/Multi Split | DIYCOOL | HMSV-A-CB-O | SC-27Z-HH-M4B |  | Non-Ducted Indoor Units | 0 |  | 23200 | 21 | 10 | 24000 | 21600 | 90% | 2.1 | 12.5 | 12.5 |  |  |  |  | R-410A | 1.9333 | Residential & Commercial | VSMSHP | Non-Ducted CEE Tier 2
215742360 | Mini/Multi Split | Stealth Comfort | HMSV-A-CB-O | SC-27Z-HH-M4B |  | Non-Ducted Indoor Units | 0 |  | 23200 | 21 | 10 | 24000 | 21600 | 90% | 2.1 | 12.5 | 12.5 |  |  |  |  | R-410A | 1.9333 | Residential & Commercial | VSMSHP | Non-Ducted CEE Tier 2
215735345 | Mini/Multi Split | HISENSE | HMSV-A-CB-O | AMW4-36U3TQA |  | Non-Ducted Indoor Units | 0 |  | 36000 | 22 | 10 | 36000 | 36000 | 100% | 1.92 | 0 | 12.85 |  |  |  |  | R-454B | 3 | Residential & Commercial | VSMSHP | Non-Ducted CEE Tier 2
215735314 | Mini/Multi Split | SENVILLE | HMSV-A-CB-O | SENA-28HF-MOA |  | Non-Ducted Indoor Units | 0 |  | 27000 | 23 | 10.5 | 27000 | 27000 | 100% | 2 | 0 | 12.5 |  |  |  |  | R-454B | 2.25 | Residential & Commercial | VSMSHP | Non-Ducted CEE Tier 2
215735317 | Mini/Multi Split | SENVILLE | HMSV-A-CB-O | SENA-36HF-MOA |  | Non-Ducted Indoor Units | 0 |  | 36000 | 23 | 10.7 | 36000 | 36000 | 100% | 2 | 0 | 13 |  |  |  |  | R-454B | 3 | Residential & Commercial | VSMSHP | Non-Ducted CEE Tier 2
215735280 | Mini/Multi Split | FUJITSU | HMSV-A-CB-O | AOUH45KWAS5 |  | Non-Ducted Indoor Units | 0 |  | 43000 | 22 | 10 | 48000 | 36000 | 75% | 2.14 | 0 | 12 |  |  |  |  | R-32 | 3.5833 | Residential & Commercial | VSMSHP | Non-Ducted CEE Tier 2
215735311 | Mini/Multi Split | SENVILLE | HMSV-A-CB-O | SENA-18HF-MOA |  | Non-Ducted Indoor Units | 0 |  | 19000 | 25 | 10.4 | 20000 | 19000 | 95% | 2 | 0 | 15 |  |  |  |  | R-454B | 1.5833 | Residential & Commercial | VSMSHP | Non-Ducted CEE Tier 2
215735282 | Mini/Multi Split | FUJITSU | HMSV-A-CB-O | AOUH36KWAH4 |  | Non-Ducted Indoor Units | 0 |  | 35200 | 22 | 10 | 36400 | 36400 | 100% | 1.9 | 0 | 13 |  |  |  |  | R-32 | 2.9333 | Residential & Commercial | VSMSHP | Non-Ducted CEE Tier 2
215725537 | Mini/Multi Split | INNOVAIR | HMSV-A-CB-O | MOM36H2BH5B |  | Non-Ducted Indoor Units | 0 |  | 36000 | 23 | 10.7 | 36000 | 36000 | 100% | 2 | 0 | 13 |  |  |  |  | R-454B | 3 | Residential & Commercial | VSMSHP | Non-Ducted CEE Tier 2
215725540 | Mini/Multi Split | INNOVAIR | HMSV-A-CB-O | MOM48H2BH6B |  | Non-Ducted Indoor Units | 0 |  | 47000 | 23 | 11 | 49000 | 47000 | 95.92% | 2 | 0 | 12 |  |  |  |  | R-454B | 3.9167 | Residential & Commercial | VSMSHP | Non-Ducted CEE Tier 2
215725531 | Mini/Multi Split | INNOVAIR | HMSV-A-CB-O | MOM18H2BH3B |  | Non-Ducted Indoor Units | 0 |  | 19000 | 25 | 10.4 | 20000 | 19000 | 95% | 2 | 0 | 15 |  |  |  |  | R-454B | 1.5833 | Residential & Commercial | VSMSHP | Non-Ducted CEE Tier 2
215725534 | Mini/Multi Split | INNOVAIR | HMSV-A-CB-O | MOM27H2BH4B |  | Non-Ducted Indoor Units | 0 |  | 27000 | 23 | 10.5 | 27000 | 27000 | 100% | 2 | 0 | 12.5 |  |  |  |  | R-454B | 2.25 | Residential & Commercial | VSMSHP | Non-Ducted CEE Tier 2
215725522 | Mini/Multi Split | INNOVAIR | HMSV-A-CB-O | MOM36H2BH5A |  | Non-Ducted Indoor Units | 0 |  | 36000 | 23 | 10.7 | 36000 | 36000 | 100% | 2 | 0 | 13 |  |  |  |  | R-454B | 3 | Residential & Commercial | VSMSHP | Non-Ducted CEE Tier 2
215725525 | Mini/Multi Split | INNOVAIR | HMSV-A-CB-O | MOM48H2BH6A |  | Non-Ducted Indoor Units | 0 |  | 47000 | 23 | 11 | 49000 | 47000 | 95.92% | 2 | 0 | 12 |  |  |  |  | R-454B | 3.9167 | Residential & Commercial | VSMSHP | Non-Ducted CEE Tier 2
215725516 | Mini/Multi Split | INNOVAIR | HMSV-A-CB-O | MOM18H2BH3A |  | Non-Ducted Indoor Units | 0 |  | 19000 | 25 | 10.4 | 20000 | 19000 | 95% | 2 | 0 | 15 |  |  |  |  | R-454B | 1.5833 | Residential & Commercial | VSMSHP | Non-Ducted CEE Tier 2
215725519 | Mini/Multi Split | INNOVAIR | HMSV-A-CB-O | MOM27H2BH4A |  | Non-Ducted Indoor Units | 0 |  | 27000 | 23 | 10.5 | 27000 | 27000 | 100% | 2 | 0 | 12.5 |  |  |  |  | R-454B | 2.25 | Residential & Commercial | VSMSHP | Non-Ducted CEE Tier 2
215725507 | Mini/Multi Split | INNOVAIR | HMSV-A-CB-O | MOM36H2BM5B |  | Non-Ducted Indoor Units | 0 |  | 36000 | 24 | 9.5 | 37000 | 26000 | 70.27% | 2 | 0 | 12 |  |  |  |  | R-454B | 3 | Residential & Commercial | VSMSHP | Non-Ducted CEE Tier 2
215725510 | Mini/Multi Split | INNOVAIR | HMSV-A-CB-O | MOM48H2BM6B |  | Non-Ducted Indoor Units | 0 |  | 47000 | 24 | 10.3 | 48000 | 36000 | 75% | 2 | 0 | 12.5 |  |  |  |  | R-454B | 3.9167 | Residential & Commercial | VSMSHP | Non-Ducted CEE Tier 2
215725498 | Mini/Multi Split | INNOVAIR | HMSV-A-CB-O | MOM48H2BM6A |  | Non-Ducted Indoor Units | 0 |  | 47000 | 24 | 10.3 | 48000 | 36000 | 75% | 2 | 0 | 12.5 |  |  |  |  | R-454B | 3.9167 | Residential & Commercial | VSMSHP | Non-Ducted CEE Tier 2
215725504 | Mini/Multi Split | INNOVAIR | HMSV-A-CB-O | MOM27H2BM4B |  | Non-Ducted Indoor Units | 0 |  | 27000 | 25 | 9.5 | 27000 | 19000 | 70.37% | 2 | 0 | 13 |  |  |  |  | R-454B | 2.25 | Residential & Commercial | VSMSHP | Non-Ducted CEE Tier 2
215725492 | Mini/Multi Split | INNOVAIR | HMSV-A-CB-O | MOM27H2BM4A |  | Non-Ducted Indoor Units | 0 |  | 27000 | 25 | 9.5 | 27000 | 19000 | 70.37% | 2 | 0 | 13 |  |  |  |  | R-454B | 2.25 | Residential & Commercial | VSMSHP | Non-Ducted CEE Tier 2
215725495 | Mini/Multi Split | INNOVAIR | HMSV-A-CB-O | MOM36H2BM5A |  | Non-Ducted Indoor Units | 0 |  | 36000 | 24 | 9.5 | 37000 | 26000 | 70.27% | 2 | 0 | 12 |  |  |  |  | R-454B | 3 | Residential & Commercial | VSMSHP | Non-Ducted CEE Tier 2
209319647 | Mini/Multi Split | ECO AIR | HMSV-A-CB-O | M5OG-48HFN1-M-[X] |  | Non-Ducted Indoor Units | 0 |  | 48000 | 21.8 | 9.8 | 49000 | 45000 | 91.84% | 2 | 11.6 | 11.7 |  |  |  |  | R-410A | 4 | Residential & Commercial | VSMSHP | Non-Ducted CEE Tier 2
215725489 | Mini/Multi Split | INNOVAIR | HMSV-A-CB-O | MOM18H2BM3A |  | Non-Ducted Indoor Units | 0 |  | 18000 | 25.1 | 9.8 | 19000 | 13500 | 71.05% | 2.3 | 0 | 14 |  |  |  |  | R-454B | 1.5 | Residential & Commercial | VSMSHP | Non-Ducted CEE Tier 2
213307912 | Mini/Multi Split | Alsetria | HMSV-A-CB-O | M4OX630-36HFN1-M1X |  | Non-Ducted Indoor Units | 0 |  | 36000 | 21 | 10.9 | 36000 | 36000 | 100% | 1.95 | 0 | 12 |  |  |  |  | R-410A | 3 | Residential & Commercial | VSMSHP | Non-Ducted CEE Tier 2
216441721 | Mini/Multi Split | PANASONIC | HMSV-A-CB-O | CU-4Z24BBUC |  | Non-Ducted Indoor Units | 0 |  | 24000 | 24 | 11.4 | 32000 | 27000 | 84.38% | 1.85 | 0 | 13.45 |  |  |  |  | R-32 | 2 | Residential & Commercial | VSMSHP | Non-Ducted CEE Tier 2
216441722 | Mini/Multi Split | PANASONIC | HMSV-A-CB-O | CU-5Z36BBUC |  | Non-Ducted Indoor Units | 0 |  | 36000 | 22 | 10.3 | 36000 | 27000 | 75% | 2.08 | 0 | 11.8 |  |  |  |  | R-32 | 3 | Residential & Commercial | VSMSHP | Non-Ducted CEE Tier 2
215471472 | Mini/Multi Split | MIDEA | HMSV-A-CB-O | MO3EX-H18B-2A |  | Non-Ducted Indoor Units | 0 |  | 18000 | 25.1 | 9.8 | 19000 | 13500 | 71.05% | 2.3 | 0 | 14 |  |  |  |  | R-454B | 1.5 | Residential & Commercial | VSMSHP | Non-Ducted CEE Tier 2
215588619 | Mini/Multi Split | TEMP SHIFT | HMSV-A-CB-O | TSM3OI28HFN1M |  | Non-Ducted Indoor Units | 0 |  | 28000 | 22.6 | 9.8 | 28000 | 25000 | 89.29% | 1.8 | 11.5 | 11.8 |  |  |  |  | R-410A | 2.3333 | Residential & Commercial | VSMSHP | Non-Ducted CEE Tier 2
216441120 | Mini/Multi Split | APOWER | HMSV-A-CB-O | AP4M36HP230VMO |  | Non-Ducted Indoor Units | 0 |  | 36000 | 21 | 10 | 36000 | 36000 | 100% | 2.1 | 0 | 12 |  |  |  |  | R-32 | 3 | Residential & Commercial | VSMSHP | Non-Ducted CEE Tier 2
215708456 | Mini/Multi Split | TOSOT | HMSV-A-CB-O | MZ-COSMO18/O |  | Non-Ducted Indoor Units | 0 |  | 18000 | 21 | 10 | 18000 | 13800 | 76.67% | 2 | 0 | 12 |  |  |  |  | R-32 | 1.5 | Residential & Commercial | VSMSHP | Non-Ducted CEE Tier 2
215708457 | Mini/Multi Split | TOSOT | HMSV-A-CB-O | MZ-COSMO24/O |  | Non-Ducted Indoor Units | 0 |  | 24000 | 21 | 10 | 24000 | 21600 | 90% | 2 | 0 | 13.3 |  |  |  |  | R-32 | 2 | Residential & Commercial | VSMSHP | Non-Ducted CEE Tier 2
215708458 | Mini/Multi Split | TOSOT | HMSV-A-CB-O | MZ-COSMO30/O |  | Non-Ducted Indoor Units | 0 |  | 28400 | 21 | 10 | 30000 | 27000 | 90% | 2.07 | 0 | 13.6 |  |  |  |  | R-32 | 2.3667 | Residential & Commercial | VSMSHP | Non-Ducted CEE Tier 2
215708459 | Mini/Multi Split | TOSOT | HMSV-A-CB-O | MZ-COSMO36/O |  | Non-Ducted Indoor Units | 0 |  | 36000 | 21 | 10 | 36000 | 36000 | 100% | 2.1 | 0 | 12 |  |  |  |  | R-32 | 3 | Residential & Commercial | VSMSHP | Non-Ducted CEE Tier 2
215685465 | Mini/Multi Split | Mitsubishi Electric | HMSV-A-CB-O | MXZ-SM42NLHZ*** |  | Non-Ducted Indoor Units | 0 |  | 42000 | 21.5 | 11.1 | 48000 | 48000 | 100% | 2 | 0 | 13.4 |  |  |  |  | R-454B | 3.5 | Residential & Commercial | VSMSHP | Non-Ducted CEE Tier 2
215685466 | Mini/Multi Split | Mitsubishi Electric | HMSV-A-CB-O | MXZ-SM48NL*** |  | Non-Ducted Indoor Units | 0 |  | 48000 | 23 | 10.4 | 50000 | 35400 | 70.8% | 2.1 | 0 | 12 |  |  |  |  | R-454B | 4 | Residential & Commercial | VSMSHP | Non-Ducted CEE Tier 2
215685467 | Mini/Multi Split | Mitsubishi Electric | HMSV-A-CB-O | MXZ-SM48NLHZ*** |  | Non-Ducted Indoor Units | 0 |  | 48000 | 23 | 11.5 | 54000 | 54000 | 100% | 2 | 0 | 13.1 |  |  |  |  | R-454B | 4 | Residential & Commercial | VSMSHP | Non-Ducted CEE Tier 2
215685468 | Mini/Multi Split | Mitsubishi Electric | HMSV-A-CB-O | MXZ-SM60NL*** |  | Non-Ducted Indoor Units | 0 |  | 60000 | 20 | 10.5 | 66000 | 46500 | 70.45% | 2 | 0 | 12 |  |  |  |  | R-454B | 5 | Residential & Commercial | VSMSHP | Non-Ducted CEE Tier 2
215708441 | Mini/Multi Split | KINGHOME | HMSV-A-CB-O | KM18X6O |  | Non-Ducted Indoor Units | 0 |  | 18000 | 21 | 10 | 18000 | 13800 | 76.67% | 2 | 0 | 12 |  |  |  |  | R-32 | 1.5 | Residential & Commercial | VSMSHP | Non-Ducted CEE Tier 2
215708442 | Mini/Multi Split | KINGHOME | HMSV-A-CB-O | KM24X6O |  | Non-Ducted Indoor Units | 0 |  | 24000 | 21 | 10 | 24000 | 21600 | 90% | 2 | 0 | 13.3 |  |  |  |  | R-32 | 2 | Residential & Commercial | VSMSHP | Non-Ducted CEE Tier 2
215708443 | Mini/Multi Split | KINGHOME | HMSV-A-CB-O | KM30X6O |  | Non-Ducted Indoor Units | 0 |  | 28400 | 21 | 10 | 30000 | 27000 | 90% | 2.07 | 0 | 13.6 |  |  |  |  | R-32 | 2.3667 | Residential & Commercial | VSMSHP | Non-Ducted CEE Tier 2
215708444 | Mini/Multi Split | KINGHOME | HMSV-A-CB-O | KM36X6O |  | Non-Ducted Indoor Units | 0 |  | 36000 | 21 | 10 | 36000 | 36000 | 100% | 2.1 | 0 | 12 |  |  |  |  | R-32 | 3 | Residential & Commercial | VSMSHP | Non-Ducted CEE Tier 2
215708445 | Mini/Multi Split | KINGHOME | HMSV-A-CB-O | KM42X6O |  | Non-Ducted Indoor Units | 0 |  | 42000 | 21 | 10 | 42000 | 37800 | 90% | 2.1 | 0 | 13 |  |  |  |  | R-32 | 3.5 | Residential & Commercial | VSMSHP | Non-Ducted CEE Tier 2
215471466 | Mini/Multi Split | MIDEA | HMSV-A-CB-O | MO6HX-H48B-2A |  | Non-Ducted Indoor Units | 0 |  | 47000 | 23 | 11 | 49000 | 47000 | 95.92% | 2 | 0 | 12 |  |  |  |  | R-454B | 3.9167 | Residential & Commercial | VSMSHP | Non-Ducted CEE Tier 2
215471469 | Mini/Multi Split | MIDEA | HMSV-A-CB-O | MO6HX-H60B-2A |  | Non-Ducted Indoor Units | 0 |  | 51000 | 22.2 | 10.5 | 55000 | 47000 | 85.45% | 2 | 0 | 12 |  |  |  |  | R-454B | 4.25 | Residential & Commercial | VSMSHP | Non-Ducted CEE Tier 2
216410095 | Mini/Multi Split | Rovsun | HMSV-A-CB-O | TMSC-18HA2/I2XI20B-O* |  | Non-Ducted Indoor Units | 0 |  | 18000 | 24 | 10 | 20000 | 15800 | 79% | 2 | 0 | 13 |  |  |  |  | R-454B | 1.5 | Residential & Commercial | VSMSHP | Non-Ducted CEE Tier 2
216410096 | Mini/Multi Split | Rovsun | HMSV-A-CB-O | TMSC-27HA2/I2XI19B-O* |  | Non-Ducted Indoor Units | 0 |  | 27000 | 24 | 10 | 28000 | 19800 | 70.71% | 2 | 0 | 12 |  |  |  |  | R-454B | 2.25 | Residential & Commercial | VSMSHP | Non-Ducted CEE Tier 2
216410097 | Mini/Multi Split | Rovsun | HMSV-A-CB-O | TMSC-36HA2/I2XI19B-O* |  | Non-Ducted Indoor Units | 0 |  | 35000 | 22.5 | 9.5 | 36000 | 25400 | 70.56% | 2 | 0 | 12 |  |  |  |  | R-454B | 2.9167 | Residential & Commercial | VSMSHP | Non-Ducted CEE Tier 2
216410080 | Mini/Multi Split | ZOKOP | HMSV-A-CB-O | TMSC-18HA2/I2XI20B-O* |  | Non-Ducted Indoor Units | 0 |  | 18000 | 24 | 10 | 20000 | 15800 | 79% | 2 | 0 | 13 |  |  |  |  | R-454B | 1.5 | Residential & Commercial | VSMSHP | Non-Ducted CEE Tier 2
216410081 | Mini/Multi Split | ZOKOP | HMSV-A-CB-O | TMSC-27HA2/I2XI19B-O* |  | Non-Ducted Indoor Units | 0 |  | 27000 | 24 | 10 | 28000 | 19800 | 70.71% | 2 | 0 | 12 |  |  |  |  | R-454B | 2.25 | Residential & Commercial | VSMSHP | Non-Ducted CEE Tier 2
216410082 | Mini/Multi Split | ZOKOP | HMSV-A-CB-O | TMSC-36HA2/I2XI19B-O* |  | Non-Ducted Indoor Units | 0 |  | 35000 | 22.5 | 9.5 | 36000 | 25400 | 70.56% | 2 | 0 | 12 |  |  |  |  | R-454B | 2.9167 | Residential & Commercial | VSMSHP | Non-Ducted CEE Tier 2
215685463 | Mini/Multi Split | Mitsubishi Electric | HMSV-A-CB-O | MXZ-SM36NL*** |  | Non-Ducted Indoor Units | 0 |  | 36000 | 23 | 11 | 41000 | 29000 | 70.73% | 2.2 | 0 | 14.1 |  |  |  |  | R-454B | 3 | Residential & Commercial | VSMSHP | Non-Ducted CEE Tier 2
215685464 | Mini/Multi Split | Mitsubishi Electric | HMSV-A-CB-O | MXZ-SM36NLHZ*** |  | Non-Ducted Indoor Units | 0 |  | 36000 | 23 | 12 | 42000 | 42000 | 100% | 2 | 0 | 14.5 |  |  |  |  | R-454B | 3 | Residential & Commercial | VSMSHP | Non-Ducted CEE Tier 2
216372791 | Mini/Multi Split | SAMSUNG | HMSV-A-CB-O | AJ020DXJ2CG |  | Non-Ducted Indoor Units | 0 |  | 18000 | 20 | 9 | 22000 | 15500 | 70.45% | 1.81 | 0 | 12.7 |  |  |  |  | R-32 | 1.5 | Residential & Commercial | VSMSHP
216372792 | Mini/Multi Split | SAMSUNG | HMSV-A-CB-O | AJ036DXS4CG |  | Non-Ducted Indoor Units | 0 |  | 34000 | 21.5 | 9.5 | 36600 | 36600 | 100% | 2.04 | 0 | 12.5 |  |  |  |  | R-32 | 2.8333 | Residential & Commercial | VSMSHP | Non-Ducted CEE Tier 2
216372793 | Mini/Multi Split | SAMSUNG | HMSV-A-CB-O | AJ030DXS4CG |  | Non-Ducted Indoor Units | 0 |  | 28400 | 22.5 | 10 | 28600 | 28600 | 100% | 1.81 | 0 | 13.5 |  |  |  |  | R-32 | 2.3667 | Residential & Commercial | VSMSHP | Non-Ducted CEE Tier 2
216372794 | Mini/Multi Split | SAMSUNG | HMSV-A-CB-O | AJ024DXS4CG |  | Non-Ducted Indoor Units | 0 |  | 25000 | 23 | 10.4 | 25000 | 25000 | 100% | 1.85 | 0 | 14.55 |  |  |  |  | R-32 | 2.0833 | Residential & Commercial | VSMSHP | Non-Ducted CEE Tier 2
216372795 | Mini/Multi Split | SAMSUNG | HMSV-A-CB-O | AJ020DXS3CG |  | Non-Ducted Indoor Units | 0 |  | 21000 | 23 | 10.5 | 22000 | 22000 | 100% | 1.95 | 0 | 15 |  |  |  |  | R-32 | 1.75 | Residential & Commercial | VSMSHP | Non-Ducted CEE Tier 2
215471460 | Mini/Multi Split | MIDEA | HMSV-A-CB-O | MO4HX-H27B-2A |  | Non-Ducted Indoor Units | 0 |  | 27000 | 23 | 10.5 | 27000 | 27000 | 100% | 2 | 0 | 12.5 |  |  |  |  | R-454B | 2.25 | Residential & Commercial | VSMSHP | Non-Ducted CEE Tier 2
215471463 | Mini/Multi Split | MIDEA | HMSV-A-CB-O | MO5HX-H36B-2A |  | Non-Ducted Indoor Units | 0 |  | 36000 | 23 | 10.7 | 36000 | 36000 | 100% | 2 | 0 | 13 |  |  |  |  | R-454B | 3 | Residential & Commercial | VSMSHP | Non-Ducted CEE Tier 2
216020699 | Mini/Multi Split | ZOKOP | HMSV-A-CB-O | TMSC-18HA2/I2XI20B-O |  | Non-Ducted Indoor Units | 0 |  | 18000 | 24 | 10 | 20000 | 15800 | 79% | 2 | 0 | 13 |  |  |  |  | R-454B | 1.5 | Residential & Commercial | VSMSHP | Non-Ducted CEE Tier 2
216020700 | Mini/Multi Split | ZOKOP | HMSV-A-CB-O | TMSC-27HA2/I2XI19B-O |  | Non-Ducted Indoor Units | 0 |  | 27000 | 24 | 10 | 28000 | 19800 | 70.71% | 2 | 0 | 12 |  |  |  |  | R-454B | 2.25 | Residential & Commercial | VSMSHP | Non-Ducted CEE Tier 2
216020701 | Mini/Multi Split | ZOKOP | HMSV-A-CB-O | TMSC-36HA2/I2XI19B-O |  | Non-Ducted Indoor Units | 0 |  | 35000 | 22.5 | 9.5 | 36000 | 25400 | 70.56% | 2 | 0 | 12 |  |  |  |  | R-454B | 2.9167 | Residential & Commercial | VSMSHP | Non-Ducted CEE Tier 2
215471457 | Mini/Multi Split | MIDEA | HMSV-A-CB-O | MO3HX-H18B-2A |  | Non-Ducted Indoor Units | 0 |  | 19000 | 25 | 10.4 | 20000 | 19000 | 95% | 2 | 0 | 15 |  |  |  |  | R-454B | 1.5833 | Residential & Commercial | VSMSHP | Non-Ducted CEE Tier 2
215471448 | Mini/Multi Split | MIDEA | HMSV-A-CB-O | MO5EX-H36B-2A |  | Non-Ducted Indoor Units | 0 |  | 36000 | 24 | 9.5 | 37000 | 26000 | 70.27% | 2 | 0 | 12 |  |  |  |  | R-454B | 3 | Residential & Commercial | VSMSHP | Non-Ducted CEE Tier 2
215471451 | Mini/Multi Split | MIDEA | HMSV-A-CB-O | MO6EX-H48B-2A |  | Non-Ducted Indoor Units | 0 |  | 47000 | 24 | 10.3 | 48000 | 36000 | 75% | 2 | 0 | 12.5 |  |  |  |  | R-454B | 3.9167 | Residential & Commercial | VSMSHP | Non-Ducted CEE Tier 2
215449811 | Mini/Multi Split | Breeze33 | HMSV-A-CB-O | BZ33-HYP556Z2-454-G3-P |  | Non-Ducted Indoor Units | 0 |  | 51000 | 22.2 | 10.5 | 55000 | 47000 | 85.45% | 2 | 0 | 12 |  |  |  |  | R-454B | 4.25 | Residential & Commercial | VSMSHP | Non-Ducted CEE Tier 2
215471445 | Mini/Multi Split | MIDEA | HMSV-A-CB-O | MO4EX-H27B-2A |  | Non-Ducted Indoor Units | 0 |  | 27000 | 25 | 9.5 | 27000 | 19000 | 70.37% | 2 | 0 | 13 |  |  |  |  | R-454B | 2.25 | Residential & Commercial | VSMSHP | Non-Ducted CEE Tier 2
215449805 | Mini/Multi Split | Breeze33 | HMSV-A-CB-O | BZ33-HYP365Z2-454-G3-P |  | Non-Ducted Indoor Units | 0 |  | 36000 | 23 | 10.7 | 36000 | 36000 | 100% | 2 | 0 | 13 |  |  |  |  | R-454B | 3 | Residential & Commercial | VSMSHP | Non-Ducted CEE Tier 2
215449808 | Mini/Multi Split | Breeze33 | HMSV-A-CB-O | BZ33-HYP486Z2-454-G3-P |  | Non-Ducted Indoor Units | 0 |  | 47000 | 23 | 11 | 49000 | 47000 | 95.92% | 2 | 0 | 12 |  |  |  |  | R-454B | 3.9167 | Residential & Commercial | VSMSHP | Non-Ducted CEE Tier 2
215449799 | Mini/Multi Split | Breeze33 | HMSV-A-CB-O | BZ33-HYP183Z2-454-G3-P |  | Non-Ducted Indoor Units | 0 |  | 19000 | 25 | 10.4 | 20000 | 19000 | 95% | 2 | 0 | 15 |  |  |  |  | R-454B | 1.5833 | Residential & Commercial | VSMSHP | Non-Ducted CEE Tier 2
215449802 | Mini/Multi Split | Breeze33 | HMSV-A-CB-O | BZ33-HYP274Z2-454-G3-P |  | Non-Ducted Indoor Units | 0 |  | 27000 | 23 | 10.5 | 27000 | 27000 | 100% | 2 | 0 | 12.5 |  |  |  |  | R-454B | 2.25 | Residential & Commercial | VSMSHP | Non-Ducted CEE Tier 2
215449793 | Mini/Multi Split | Breeze33 | HMSV-A-CB-O | BZ33-HP365Z2-454-G3-P |  | Non-Ducted Indoor Units | 0 |  | 36000 | 24 | 9.5 | 37000 | 26000 | 70.27% | 2 | 0 | 12 |  |  |  |  | R-454B | 3 | Residential & Commercial | VSMSHP | Non-Ducted CEE Tier 2
215449796 | Mini/Multi Split | Breeze33 | HMSV-A-CB-O | BZ33-HP486Z2-454-G3-P |  | Non-Ducted Indoor Units | 0 |  | 47000 | 24 | 10.3 | 48000 | 36000 | 75% | 2 | 0 | 12.5 |  |  |  |  | R-454B | 3.9167 | Residential & Commercial | VSMSHP | Non-Ducted CEE Tier 2
215449787 | Mini/Multi Split | Breeze33 | HMSV-A-CB-O | BZ33-HP183Z2-454-G3-P |  | Non-Ducted Indoor Units | 0 |  | 18000 | 25.1 | 9.8 | 19000 | 13500 | 71.05% | 2.3 | 0 | 14 |  |  |  |  | R-454B | 1.5 | Residential & Commercial | VSMSHP | Non-Ducted CEE Tier 2
215449790 | Mini/Multi Split | Breeze33 | HMSV-A-CB-O | BZ33-HP274Z2-454-G3-P |  | Non-Ducted Indoor Units | 0 |  | 27000 | 25 | 9.5 | 27000 | 19000 | 70.37% | 2 | 0 | 13 |  |  |  |  | R-454B | 2.25 | Residential & Commercial | VSMSHP | Non-Ducted CEE Tier 2
215449733 | Mini/Multi Split | CanAir | HMSV-A-CB-O | 4C28MC648H21 |  | Non-Ducted Indoor Units | 0 |  | 47000 | 23 | 11 | 49000 | 47000 | 95.92% | 2 | 0 | 12 |  |  |  |  | R-454B | 3.9167 | Residential & Commercial | VSMSHP | Non-Ducted CEE Tier 2
215449736 | Mini/Multi Split | CanAir | HMSV-A-CB-O | 4C28MC655H21 |  | Non-Ducted Indoor Units | 0 |  | 51000 | 22.2 | 10.5 | 55000 | 47000 | 85.45% | 2 | 0 | 12 |  |  |  |  | R-454B | 4.25 | Residential & Commercial | VSMSHP | Non-Ducted CEE Tier 2
215449727 | Mini/Multi Split | CanAir | HMSV-A-CB-O | 4C28MC428H21 |  | Non-Ducted Indoor Units | 0 |  | 27000 | 23 | 10.5 | 27000 | 27000 | 100% | 2 | 0 | 12.5 |  |  |  |  | R-454B | 2.25 | Residential & Commercial | VSMSHP | Non-Ducted CEE Tier 2
215449730 | Mini/Multi Split | CanAir | HMSV-A-CB-O | 4C28MC536H21 |  | Non-Ducted Indoor Units | 0 |  | 36000 | 23 | 10.7 | 36000 | 36000 | 100% | 2 | 0 | 13 |  |  |  |  | R-454B | 3 | Residential & Commercial | VSMSHP | Non-Ducted CEE Tier 2
215447693 | Mini/Multi Split | FUJITSU | HMSV-A-CB-O | AOUH24KWAH3 |  | Non-Ducted Indoor Units | 0 |  | 22000 | 23.5 | 11.5 | 25000 | 25200 | 100.8% | 2.1 | 0 | 13.5 |  |  |  |  | R-32 | 1.8333 | Residential & Commercial | VSMSHP | Non-Ducted CEE Tier 2
215447685 | Mini/Multi Split | FUJITSU | HMSV-A-CB-O | AOUH18KWAS2 |  | Non-Ducted Indoor Units | 0 |  | 18000 | 22 | 10.5 | 22000 | 17000 | 77.27% | 2.28 | 0 | 13.2 |  |  |  |  | R-32 | 1.5 | Residential & Commercial | VSMSHP | Non-Ducted CEE Tier 2
215449724 | Mini/Multi Split | CanAir | HMSV-A-CB-O | 4C28MC318H21 |  | Non-Ducted Indoor Units | 0 |  | 19000 | 25 | 10.4 | 20000 | 19000 | 95% | 2 | 0 | 15 |  |  |  |  | R-454B | 1.5833 | Residential & Commercial | VSMSHP | Non-Ducted CEE Tier 2
215447691 | Mini/Multi Split | FUJITSU | HMSV-A-CB-O | AOUH18KWAH2 |  | Non-Ducted Indoor Units | 0 |  | 18000 | 22 | 11 | 22000 | 22000 | 100% | 2.18 | 0 | 13.5 |  |  |  |  | R-32 | 1.5 | Residential & Commercial | VSMSHP | Non-Ducted CEE Tier 2
215447687 | Mini/Multi Split | FUJITSU | HMSV-A-CB-O | AOUH24KWAS3 |  | Non-Ducted Indoor Units | 0 |  | 22000 | 23 | 10.5 | 24000 | 19200 | 80% | 2.04 | 0 | 13 |  |  |  |  | R-32 | 1.8333 | Residential & Commercial | VSMSHP | Non-Ducted CEE Tier 2
215444946 | Mini/Multi Split | EMI | HMSV-A-CB-O | EMXMZ436DA |  | Non-Ducted Indoor Units | 0 |  | 36000 | 23 | 10.7 | 36000 | 36000 | 100% | 2 | 0 | 13 |  |  |  |  | R-454B | 3 | Residential & Commercial | VSMSHP | Non-Ducted CEE Tier 2
215444949 | Mini/Multi Split | EMI | HMSV-A-CB-O | EMXMZ548DA |  | Non-Ducted Indoor Units | 0 |  | 47000 | 23 | 11 | 49000 | 47000 | 95.92% | 2 | 0 | 12 |  |  |  |  | R-454B | 3.9167 | Residential & Commercial | VSMSHP | Non-Ducted CEE Tier 2
215444940 | Mini/Multi Split | EMI | HMSV-A-CB-O | EMXMZ218DA |  | Non-Ducted Indoor Units | 0 |  | 19000 | 25 | 10.4 | 20000 | 19000 | 95% | 2 | 0 | 15 |  |  |  |  | R-454B | 1.5833 | Residential & Commercial | VSMSHP | Non-Ducted CEE Tier 2
215444943 | Mini/Multi Split | EMI | HMSV-A-CB-O | EMXMZ327DA |  | Non-Ducted Indoor Units | 0 |  | 27000 | 23 | 10.5 | 27000 | 27000 | 100% | 2 | 0 | 12.5 |  |  |  |  | R-454B | 2.25 | Residential & Commercial | VSMSHP | Non-Ducted CEE Tier 2
215428287 | Mini/Multi Split | Hisense | HMSV-A-CB-O | AVW-24H3DH2H1 |  | Non-Ducted Indoor Units | 0 |  | 24000 | 18.15 | 9 | 27000 | 20000 | 74.07% | 2.2 | 0 | 12 |  |  |  |  | R-32 | 2 | Residential & Commercial | VSMSHP
215428288 | Mini/Multi Split | Hisense | HMSV-A-CB-O | AVW-36H3DH2H1 |  | Non-Ducted Indoor Units | 0 |  | 36000 | 23 | 9.35 | 42000 | 29400 | 70% | 2.1 | 0 | 12.6 |  |  |  |  | R-32 | 3 | Residential & Commercial | VSMSHP
215438063 | Mini/Multi Split | ComfiAire | HMSV-A-CB-O | CA3-24UMTO |  | Non-Ducted Indoor Units | 0 |  | 24000 | 22 | 9.05 | 24000 | 24000 | 100% | 1.84 | 12.5 | 12.5 |  |  |  |  | R-410A | 2 | Residential & Commercial | VSMSHP
215438064 | Mini/Multi Split | ComfiAire | HMSV-A-CB-O | CA4-36UMTO |  | Non-Ducted Indoor Units | 0 |  | 32000 | 21 | 9 | 36000 | 36000 | 100% | 1.84 | 12.5 | 12.5 |  |  |  |  | R-410A | 2.6667 | Residential & Commercial | VSMSHP
215438065 | Mini/Multi Split | ComfiAire | HMSV-A-CB-O | CA2-18UMTO |  | Non-Ducted Indoor Units | 0 |  | 18000 | 21 | 9.5 | 18000 | 18000 | 100% | 1.84 | 12.5 | 12.5 |  |  |  |  | R-410A | 1.5 | Residential & Commercial | VSMSHP | Non-Ducted CEE Tier 2
215438066 | Mini/Multi Split | ComfiAire | HMSV-A-CB-O | CA5-42UMTO |  | Non-Ducted Indoor Units | 0 |  | 42000 | 20 | 8.95 | 41500 | 36000 | 86.75% | 1.84 | 10.5 | 10.5 |  |  |  |  | R-410A | 3.5 | Residential & Commercial | VSMSHP
215439580 | Mini/Multi Split | COSTWAY | HMSV-A-CB-O | FP10794US-WH |  | Non-Ducted Indoor Units | 0 |  | 17000 | 22 | 9 | 19600 | 13800 | 70.41% | 1.8 | 12.5 | 12 |  |  |  |  | R-410A | 1.4167 | Residential & Commercial | VSMSHP
216014168 | Mini/Multi Split | SEA BREEZE+ | HMSV-A-CB-O | HMZ48H525ZMO |  | Non-Ducted Indoor Units | 0 |  | 47000 | 23 | 11 | 49000 | 47000 | 95.92% | 2 | 0 | 12 |  |  |  |  | R-454B | 3.9167 | Residential & Commercial | VSMSHP | Non-Ducted CEE Tier 2
216014171 | Mini/Multi Split | SEA BREEZE+ | HMSV-A-CB-O | HMZ55H525ZMO |  | Non-Ducted Indoor Units | 0 |  | 51000 | 22.2 | 10.5 | 55000 | 47000 | 85.45% | 2 | 0 | 12 |  |  |  |  | R-454B | 4.25 | Residential & Commercial | VSMSHP | Non-Ducted CEE Tier 2
216014162 | Mini/Multi Split | SEA BREEZE+ | HMSV-A-CB-O | HMZ27H525ZMO |  | Non-Ducted Indoor Units | 0 |  | 27000 | 23 | 10.5 | 27000 | 27000 | 100% | 2 | 0 | 12.5 |  |  |  |  | R-454B | 2.25 | Residential & Commercial | VSMSHP | Non-Ducted CEE Tier 2
216014165 | Mini/Multi Split | SEA BREEZE+ | HMSV-A-CB-O | HMZ36H525ZMO |  | Non-Ducted Indoor Units | 0 |  | 36000 | 23 | 10.7 | 36000 | 36000 | 100% | 2 | 0 | 13 |  |  |  |  | R-454B | 3 | Residential & Commercial | VSMSHP | Non-Ducted CEE Tier 2
216014159 | Mini/Multi Split | SEA BREEZE+ | HMSV-A-CB-O | HMZ18H525ZMO |  | Non-Ducted Indoor Units | 0 |  | 19000 | 25 | 10.4 | 20000 | 19000 | 95% | 2 | 0 | 15 |  |  |  |  | R-454B | 1.5833 | Residential & Commercial | VSMSHP | Non-Ducted CEE Tier 2
216014150 | Mini/Multi Split | SEA BREEZE+ | HMSV-A-CB-O | MZ36H525ZMO |  | Non-Ducted Indoor Units | 0 |  | 36000 | 24 | 9.5 | 37000 | 26000 | 70.27% | 2 | 0 | 12 |  |  |  |  | R-454B | 3 | Residential & Commercial | VSMSHP | Non-Ducted CEE Tier 2
216014153 | Mini/Multi Split | SEA BREEZE+ | HMSV-A-CB-O | MZ48H525ZMO |  | Non-Ducted Indoor Units | 0 |  | 47000 | 24 | 10.3 | 48000 | 36000 | 75% | 2 | 0 | 12.5 |  |  |  |  | R-454B | 3.9167 | Residential & Commercial | VSMSHP | Non-Ducted CEE Tier 2
216014144 | Mini/Multi Split | SEA BREEZE+ | HMSV-A-CB-O | MZ18H525ZMO |  | Non-Ducted Indoor Units | 0 |  | 18000 | 25.1 | 9.8 | 19000 | 13500 | 71.05% | 2.3 | 0 | 14 |  |  |  |  | R-454B | 1.5 | Residential & Commercial | VSMSHP | Non-Ducted CEE Tier 2
216014147 | Mini/Multi Split | SEA BREEZE+ | HMSV-A-CB-O | MZ27H525ZMO |  | Non-Ducted Indoor Units | 0 |  | 27000 | 25 | 9.5 | 27000 | 19000 | 70.37% | 2 | 0 | 13 |  |  |  |  | R-454B | 2.25 | Residential & Commercial | VSMSHP | Non-Ducted CEE Tier 2
216372783 | Mini/Multi Split | FUJITSU | HMSV-A-CB-O | AOUK048SSAN7 |  | Non-Ducted Indoor Units | 0 |  | 48000 | 20.2 | 10.2 | 54000 | 41500 | 76.85% | 2.1 | 0 | 11.4 |  |  |  |  | R-32 | 4 | Residential & Commercial | VSMSHP | Non-Ducted CEE Tier 2
216372781 | Mini/Multi Split | FUJITSU | HMSV-A-CB-O | AOUK036SSAN7 |  | Non-Ducted Indoor Units | 0 |  | 36000 | 21.7 | 10.8 | 42000 | 36400 | 86.67% | 2.14 | 0 | 13.6 |  |  |  |  | R-32 | 3 | Residential & Commercial | VSMSHP | Non-Ducted CEE Tier 2
216372779 | Mini/Multi Split | FUJITSU | HMSV-A-CB-O | AOUK024SSAN7 |  | Non-Ducted Indoor Units | 0 |  | 24000 | 22.2 | 11.3 | 28000 | 26200 | 93.57% | 2.44 | 0 | 15.7 |  |  |  |  | R-32 | 2 | Residential & Commercial | VSMSHP | Non-Ducted CEE Tier 2
216369725 | Mini/Multi Split | LENNOX | HMSV-A-CB-O | VPC018H5M-3P |  | Non-Ducted Indoor Units | 0 |  | 18200 | 17.5 | 10 | 20000 | 18000 | 90% | 1.8 | 0 | 12 |  |  |  |  | R-454B | 1.5167 | Residential & Commercial | VSMSHP | Non-Ducted CEE Tier 2
216369726 | Mini/Multi Split | LENNOX | HMSV-A-CB-O | VPC024H5M-3P |  | Non-Ducted Indoor Units | 0 |  | 24400 | 18.5 | 10 | 26000 | 20000 | 76.92% | 1.8 | 0 | 11.7 |  |  |  |  | R-454B | 2.0333 | Residential & Commercial | VSMSHP | Non-Ducted CEE Tier 2
216369727 | Mini/Multi Split | LENNOX | HMSV-A-CB-O | VPC030H5M-3P |  | Non-Ducted Indoor Units | 0 |  | 30000 | 20 | 10.1 | 30000 | 30000 | 100% | 2.1 | 0 | 14 |  |  |  |  | R-454B | 2.5 | Residential & Commercial | VSMSHP | Non-Ducted CEE Tier 2
216369728 | Mini/Multi Split | LENNOX | HMSV-A-CB-O | VPC036H5M-3P |  | Non-Ducted Indoor Units | 0 |  | 36000 | 20 | 10.1 | 40000 | 34000 | 85% | 2 | 0 | 13.3 |  |  |  |  | R-454B | 3 | Residential & Commercial | VSMSHP | Non-Ducted CEE Tier 2
216369729 | Mini/Multi Split | LENNOX | HMSV-A-CB-O | VPC048H5M-3P |  | Non-Ducted Indoor Units | 0 |  | 48000 | 20 | 10.1 | 50000 | 40000 | 80% | 2 | 0 | 11.7 |  |  |  |  | R-454B | 4 | Residential & Commercial | VSMSHP | Non-Ducted CEE Tier 2
216369730 | Mini/Multi Split | LENNOX | HMSV-A-CB-O | VPC060H5M-3P |  | Non-Ducted Indoor Units | 0 |  | 60000 | 19.5 | 10.1 | 60000 | 42000 | 70% | 1.9 | 0 | 9.5 |  |  |  |  | R-454B | 5 | Residential & Commercial | VSMSHP | Non-Ducted CEE Tier 2
216372789 | Mini/Multi Split | SAMSUNG | HMSV-A-CB-O | AJ036DXJ4CG |  | Non-Ducted Indoor Units | 0 |  | 32000 | 22.5 | 9.5 | 36000 | 26400 | 73.33% | 1.81 | 0 | 12.5 |  |  |  |  | R-32 | 2.6667 | Residential & Commercial | VSMSHP | Non-Ducted CEE Tier 2
215424768 | Mini/Multi Split | BOREAL | HMSV-A-CB-O | MUL18HPJ132OA |  | Non-Ducted Indoor Units | 0 |  | 18000 | 21 | 10 | 18000 | 13800 | 76.67% | 2 | 0 | 12 |  |  |  |  | R-32 | 1.5 | Residential & Commercial | VSMSHP | Non-Ducted CEE Tier 2
215424769 | Mini/Multi Split | BOREAL | HMSV-A-CB-O | MUL24HPJ132OA |  | Non-Ducted Indoor Units | 0 |  | 24000 | 21 | 10 | 24000 | 21600 | 90% | 2 | 0 | 13.3 |  |  |  |  | R-32 | 2 | Residential & Commercial | VSMSHP | Non-Ducted CEE Tier 2
215424770 | Mini/Multi Split | BOREAL | HMSV-A-CB-O | MUL30HPJ132OA |  | Non-Ducted Indoor Units | 0 |  | 28400 | 21 | 10 | 30000 | 27000 | 90% | 2.07 | 0 | 13.6 |  |  |  |  | R-32 | 2.3667 | Residential & Commercial | VSMSHP | Non-Ducted CEE Tier 2
215424771 | Mini/Multi Split | BOREAL | HMSV-A-CB-O | MUL36HPJ132OA |  | Non-Ducted Indoor Units | 0 |  | 36000 | 21 | 10 | 36000 | 36000 | 100% | 2.1 | 0 | 12 |  |  |  |  | R-32 | 3 | Residential & Commercial | VSMSHP | Non-Ducted CEE Tier 2
215424772 | Mini/Multi Split | BOREAL | HMSV-A-CB-O | MUL42HPJ132OA |  | Non-Ducted Indoor Units | 0 |  | 42000 | 21 | 10 | 42000 | 37800 | 90% | 2.1 | 0 | 13 |  |  |  |  | R-32 | 3.5 | Residential & Commercial | VSMSHP | Non-Ducted CEE Tier 2
215420702 | Mini/Multi Split | ECO AC | HMSV-A-CB-O | EMH-4O36KBA |  | Non-Ducted Indoor Units | 0 |  | 34000 | 21 | 10 | 36000 | 32400 | 90% | 1.82 | 12 | 12 |  |  |  |  | R-410A | 2.8333 | Residential & Commercial | VSMSHP | Non-Ducted CEE Tier 2
215420703 | Mini/Multi Split | ECO AC | HMSV-A-CB-O | EMH-5O42KBA |  | Non-Ducted Indoor Units | 0 |  | 36000 | 21 | 10 | 40000 | 32400 | 81% | 1.92 | 12 | 12 |  |  |  |  | R-410A | 3 | Residential & Commercial | VSMSHP | Non-Ducted CEE Tier 2
215420704 | Mini/Multi Split | ECO AC | HMSV-A-CB-O | EMH-2O18KBA |  | Non-Ducted Indoor Units | 0 |  | 17000 | 21 | 10 | 18000 | 13600 | 75.56% | 2.22 | 12 | 12 |  |  |  |  | R-410A | 1.4167 | Residential & Commercial | VSMSHP | Non-Ducted CEE Tier 2
215420705 | Mini/Multi Split | ECO AC | HMSV-A-CB-O | EMH-3O24KBA |  | Non-Ducted Indoor Units | 0 |  | 23200 | 21 | 10 | 24000 | 21600 | 90% | 2.1 | 12.5 | 12.5 |  |  |  |  | R-410A | 1.9333 | Residential & Commercial | VSMSHP | Non-Ducted CEE Tier 2
215420706 | Mini/Multi Split | ECO AC | HMSV-A-CB-O | EMH-4O30KBA |  | Non-Ducted Indoor Units | 0 |  | 28400 | 21 | 10 | 30000 | 22800 | 76% | 1.84 | 12.5 | 12.5 |  |  |  |  | R-410A | 2.3667 | Residential & Commercial | VSMSHP | Non-Ducted CEE Tier 2
216369711 | Mini/Multi Split | CARRIER | HMSV-A-CB-O | 37VMB030HDS3-1 |  | Non-Ducted Indoor Units | 0 |  | 30000 | 20 | 10.1 | 30000 | 30000 | 100% | 2.1 | 0 | 14 |  |  |  |  | R-454B | 2.5 | Residential & Commercial | VSMSHP | Non-Ducted CEE Tier 2
216369712 | Mini/Multi Split | CARRIER | HMSV-A-CB-O | 37VMB036HDS3-1 |  | Non-Ducted Indoor Units | 0 |  | 36000 | 20 | 10.1 | 40000 | 34000 | 85% | 2 | 0 | 13.3 |  |  |  |  | R-454B | 3 | Residential & Commercial | VSMSHP | Non-Ducted CEE Tier 2
216369713 | Mini/Multi Split | CARRIER | HMSV-A-CB-O | 37VMB048HDS3-1 |  | Non-Ducted Indoor Units | 0 |  | 48000 | 20 | 10.1 | 50000 | 40000 | 80% | 2 | 0 | 11.7 |  |  |  |  | R-454B | 4 | Residential & Commercial | VSMSHP | Non-Ducted CEE Tier 2
216369714 | Mini/Multi Split | CARRIER | HMSV-A-CB-O | 37VMB060HDS3-1 |  | Non-Ducted Indoor Units | 0 |  | 60000 | 19.5 | 10.1 | 60000 | 42000 | 70% | 1.9 | 0 | 9.5 |  |  |  |  | R-454B | 5 | Residential & Commercial | VSMSHP | Non-Ducted CEE Tier 2
216369238 | Mini/Multi Split | Star Air Kontrol | HMSV-A-CB-O | SAK-36-QZ/220V |  | Non-Ducted Indoor Units | 0 |  | 35000 | 23.1 | 10 | 37000 | 26000 | 70.27% | 2 | 0 | 12 |  |  |  |  | R-454B | 2.9167 | Residential & Commercial | VSMSHP | Non-Ducted CEE Tier 2
216369241 | Mini/Multi Split | Star Air Kontrol | HMSV-A-CB-O | SAK-48-QZ/220V |  | Non-Ducted Indoor Units | 0 |  | 45000 | 21.3 | 10 | 48000 | 36000 | 75% | 2.1 | 0 | 11.7 |  |  |  |  | R-454B | 3.75 | Residential & Commercial | VSMSHP | Non-Ducted CEE Tier 2
216369232 | Mini/Multi Split | Star Air Kontrol | HMSV-A-CB-O | SAK-18-DZ/220V |  | Non-Ducted Indoor Units | 0 |  | 18000 | 23 | 10 | 19000 | 13500 | 71.05% | 2.2 | 0 | 12.5 |  |  |  |  | R-454B | 1.5 | Residential & Commercial | VSMSHP | Non-Ducted CEE Tier 2
216369235 | Mini/Multi Split | Star Air Kontrol | HMSV-A-CB-O | SAK-27-TZ/220V |  | Non-Ducted Indoor Units | 0 |  | 26000 | 23 | 9.5 | 27000 | 19000 | 70.37% | 2 | 0 | 12.2 |  |  |  |  | R-454B | 2.1667 | Residential & Commercial | VSMSHP | Non-Ducted CEE Tier 2
215412923 | Mini/Multi Split | Impecca | HMSV-A-CB-O | ISAM-3622 |  | Non-Ducted Indoor Units | 0 |  | 34000 | 21 | 10 | 36000 | 32400 | 90% | 1.82 | 12 | 12 |  |  |  |  | R-410A | 2.8333 | Residential & Commercial | VSMSHP | Non-Ducted CEE Tier 2
215412924 | Mini/Multi Split | Impecca | HMSV-A-CB-O | ISAM-4222 |  | Non-Ducted Indoor Units | 0 |  | 36000 | 21 | 10 | 40000 | 32400 | 81% | 1.92 | 12 | 12 |  |  |  |  | R-410A | 3 | Residential & Commercial | VSMSHP | Non-Ducted CEE Tier 2
215412925 | Mini/Multi Split | Impecca | HMSV-A-CB-O | ISAM-1822 |  | Non-Ducted Indoor Units | 0 |  | 17000 | 21 | 10 | 18000 | 13600 | 75.56% | 2.22 | 12 | 12 |  |  |  |  | R-410A | 1.4167 | Residential & Commercial | VSMSHP | Non-Ducted CEE Tier 2
215412926 | Mini/Multi Split | Impecca | HMSV-A-CB-O | ISAM-2422 |  | Non-Ducted Indoor Units | 0 |  | 23200 | 21 | 10 | 24000 | 21600 | 90% | 2.1 | 12.5 | 12.5 |  |  |  |  | R-410A | 1.9333 | Residential & Commercial | VSMSHP | Non-Ducted CEE Tier 2
215408636 | Mini/Multi Split | LG | HMSV-A-CB-O | KUMXA481A |  | Non-Ducted Indoor Units | 0 |  | 48000 | 20.5 | 10.5 | 52500 | 48000 | 91.43% | 2.09 | 0 | 13.1 |  |  |  |  | R-32 | 4 | Residential & Commercial | VSMSHP | Non-Ducted CEE Tier 2
212316180 | Mini/Multi Split | STEALTH | HMSV-A-CB-O | ACIQ-48Z-HH-M5B |  | Non-Ducted Indoor Units | 0 |  | 48000 | 21.8 | 9.8 | 49000 | 45000 | 91.84% | 2 | 11.6 | 11.7 |  |  |  |  | R-410A | 4 | Residential & Commercial | VSMSHP | Non-Ducted CEE Tier 2
215402347 | Mini/Multi Split | LG | HMSV-A-CB-O | KUMXA421A |  | Non-Ducted Indoor Units | 0 |  | 42000 | 21.5 | 11 | 48000 | 44000 | 91.67% | 2 | 0 | 13.8 |  |  |  |  | R-32 | 3.5 | Residential & Commercial | VSMSHP | Non-Ducted CEE Tier 2
215402345 | Mini/Multi Split | LG | HMSV-A-CB-O | KUMXA361A |  | Non-Ducted Indoor Units | 0 |  | 36000 | 22 | 11 | 45000 | 41500 | 92.22% | 1.89 | 0 | 14.5 |  |  |  |  | R-32 | 3 | Residential & Commercial | VSMSHP | Non-Ducted CEE Tier 2
215402343 | Mini/Multi Split | LG | HMSV-A-CB-O | KUMXB601A |  | Non-Ducted Indoor Units | 0 |  | 56000 | 20.5 | 10 | 64000 | 46000 | 71.88% | 2.01 | 0 | 12 |  |  |  |  | R-32 | 4.6667 | Residential & Commercial | VSMSHP | Non-Ducted CEE Tier 2
215402339 | Mini/Multi Split | LG | HMSV-A-CB-O | KUMXB481A |  | Non-Ducted Indoor Units | 0 |  | 48000 | 20.5 | 9.5 | 54000 | 37800 | 70% | 2.17 | 0 | 12.8 |  |  |  |  | R-32 | 4 | Residential & Commercial | VSMSHP | Non-Ducted CEE Tier 2
215400251 | Mini/Multi Split | YITAHOME | HMSV-A-CB-O | IMHCAC-0032 |  | Non-Ducted Indoor Units | 0 |  | 17700 | 22 | 10 | 18000 | 14000 | 77.78% | 2 | 0 | 12.3 |  |  |  |  | R-32 | 1.475 | Residential & Commercial | VSMSHP | Non-Ducted CEE Tier 2
215399247 | Mini/Multi Split | TOSOT | HMSV-A-CB-O | TM18H32MO |  | Non-Ducted Indoor Units | 0 |  | 18000 | 21 | 10 | 18000 | 13800 | 76.67% | 2 | 0 | 12 |  |  |  |  | R-32 | 1.5 | Residential & Commercial | VSMSHP | Non-Ducted CEE Tier 2
215399248 | Mini/Multi Split | TOSOT | HMSV-A-CB-O | TM24H32MO |  | Non-Ducted Indoor Units | 0 |  | 24000 | 21 | 10 | 24000 | 21600 | 90% | 2 | 0 | 13.3 |  |  |  |  | R-32 | 2 | Residential & Commercial | VSMSHP | Non-Ducted CEE Tier 2
215399249 | Mini/Multi Split | TOSOT | HMSV-A-CB-O | TM30H32MO |  | Non-Ducted Indoor Units | 0 |  | 28400 | 21 | 10 | 30000 | 27000 | 90% | 2.07 | 0 | 13.6 |  |  |  |  | R-32 | 2.3667 | Residential & Commercial | VSMSHP | Non-Ducted CEE Tier 2
215399250 | Mini/Multi Split | TOSOT | HMSV-A-CB-O | TM36H32MO |  | Non-Ducted Indoor Units | 0 |  | 36000 | 21 | 10 | 36000 | 36000 | 100% | 2.1 | 0 | 12 |  |  |  |  | R-32 | 3 | Residential & Commercial | VSMSHP | Non-Ducted CEE Tier 2
215399251 | Mini/Multi Split | TOSOT | HMSV-A-CB-O | TM42H32MO |  | Non-Ducted Indoor Units | 0 |  | 42000 | 21 | 10 | 42000 | 37800 | 90% | 2.1 | 0 | 13 |  |  |  |  | R-32 | 3.5 | Residential & Commercial | VSMSHP | Non-Ducted CEE Tier 2
215387338 | Mini/Multi Split | OLMO | HMSV-A-CB-O | OS-MSR42-230VO |  | Non-Ducted Indoor Units | 0 |  | 42000 | 20 | 8.95 | 41500 | 36000 | 86.75% | 1.84 | 10.5 | 10.5 |  |  |  |  | R-410A | 3.5 | Residential & Commercial | VSMSHP
215569824 | Mini/Multi Split | Viessmann | HMSV-A-CB-O | DLCMHBH36DAK |  | Non-Ducted Indoor Units | 0 |  | 36000 | 20 | 9.7 | 37000 | 36000 | 97.3% | 1.9 | 12.5 | 12.5 |  |  |  |  | R-410A | 3 | Residential & Commercial | VSMSHP | Non-Ducted CEE Tier 2
215569822 | Mini/Multi Split | Viessmann | HMSV-A-CB-O | DLCMHBH48EAK |  | Non-Ducted Indoor Units | 0 |  | 48000 | 21.2 | 10 | 49000 | 45000 | 91.84% | 2 | 11 | 11 |  |  |  |  | R-410A | 4 | Residential & Commercial | VSMSHP | Non-Ducted CEE Tier 2
215569814 | Mini/Multi Split | Viessmann | HMSV-A-CB-O | DLCMHBH24CAK |  | Non-Ducted Indoor Units | 0 |  | 24000 | 22.3 | 9.6 | 24000 | 17000 | 70.83% | 1.83 | 12.5 | 12.5 |  |  |  |  | R-410A | 2 | Residential & Commercial | VSMSHP | Non-Ducted CEE Tier 2
215387263 | Mini/Multi Split | TCL | HMSV-A-CB-O | H18FMH22XPC |  | Non-Ducted Indoor Units | 0 |  | 18000 | 24 | 10 | 20000 | 15800 | 79% | 2 | 0 | 13 |  |  |  |  | R-454B | 1.5 | Residential & Commercial | VSMSHP | Non-Ducted CEE Tier 2
215387264 | Mini/Multi Split | TCL | HMSV-A-CB-O | H27FMH22XPC |  | Non-Ducted Indoor Units | 0 |  | 27000 | 24 | 10 | 28000 | 19800 | 70.71% | 2 | 0 | 12 |  |  |  |  | R-454B | 2.25 | Residential & Commercial | VSMSHP | Non-Ducted CEE Tier 2
215387265 | Mini/Multi Split | TCL | HMSV-A-CB-O | H36FMH21XPC |  | Non-Ducted Indoor Units | 0 |  | 35000 | 22.5 | 9.5 | 36000 | 25400 | 70.56% | 2 | 0 | 12 |  |  |  |  | R-454B | 2.9167 | Residential & Commercial | VSMSHP | Non-Ducted CEE Tier 2
215387266 | Mini/Multi Split | TCL | HMSV-A-CB-O | H42FMH20XPC |  | Non-Ducted Indoor Units | 0 |  | 42000 | 22 | 9.5 | 42000 | 30000 | 71.43% | 2 | 0 | 12 |  |  |  |  | R-454B | 3.5 | Residential & Commercial | VSMSHP | Non-Ducted CEE Tier 2
215359236 | Mini/Multi Split | Durastar | HMSV-A-CB-O | DRA5U36M2A |  | Non-Ducted Indoor Units | 0 |  | 35000 | 23.1 | 10 | 37000 | 26000 | 70.27% | 2 | 0 | 12 |  |  |  |  | R-454B | 2.9167 | Residential & Commercial | VSMSHP | Non-Ducted CEE Tier 2
215359230 | Mini/Multi Split | Durastar | HMSV-A-CB-O | DRA3U18M2A |  | Non-Ducted Indoor Units | 0 |  | 18000 | 23 | 10 | 19000 | 13500 | 71.05% | 2.2 | 0 | 12.5 |  |  |  |  | R-454B | 1.5 | Residential & Commercial | VSMSHP | Non-Ducted CEE Tier 2
215359233 | Mini/Multi Split | Durastar | HMSV-A-CB-O | DRA4U28M2A |  | Non-Ducted Indoor Units | 0 |  | 26000 | 23 | 9.5 | 27000 | 19000 | 70.37% | 2 | 0 | 12.2 |  |  |  |  | R-454B | 2.1667 | Residential & Commercial | VSMSHP | Non-Ducted CEE Tier 2
215359218 | Mini/Multi Split | Durastar | HMSV-A-CB-O | DRA4H28M2A |  | Non-Ducted Indoor Units | 0 |  | 27000 | 21 | 10 | 27000 | 27000 | 100% | 1.9 | 0 | 12 |  |  |  |  | R-454B | 2.25 | Residential & Commercial | VSMSHP | Non-Ducted CEE Tier 2
215359221 | Mini/Multi Split | Durastar | HMSV-A-CB-O | DRA5H36M2A |  | Non-Ducted Indoor Units | 0 |  | 36000 | 21.5 | 11.3 | 36000 | 37000 | 102.8% | 1.9 | 0 | 12.2 |  |  |  |  | R-454B | 3 | Residential & Commercial | VSMSHP | Non-Ducted CEE Tier 2
215588561 | Mini/Multi Split | HAVELLS | HMSV-A-CB-O | GSSHAX7641 |  | Non-Ducted Indoor Units | 0 |  | 17700 | 22 | 10 | 18000 | 14000 | 77.78% | 2 | 0 | 12.3 |  |  |  |  | R-32 | 1.475 | Residential & Commercial | VSMSHP | Non-Ducted CEE Tier 2
215588562 | Mini/Multi Split | HAVELLS | HMSV-A-CB-O | GSSHAX7642 |  | Non-Ducted Indoor Units | 0 |  | 24000 | 23 | 10 | 24000 | 20400 | 85% | 2 | 0 | 12.5 |  |  |  |  | R-32 | 2 | Residential & Commercial | VSMSHP | Non-Ducted CEE Tier 2
215588563 | Mini/Multi Split | HAVELLS | HMSV-A-CB-O | GSSHAX7643 |  | Non-Ducted Indoor Units | 0 |  | 36000 | 23 | 10 | 36000 | 25200 | 70% | 2 | 0 | 12.3 |  |  |  |  | R-32 | 3 | Residential & Commercial | VSMSHP | Non-Ducted CEE Tier 2
215359215 | Mini/Multi Split | Durastar | HMSV-A-CB-O | DRA3H18M2A |  | Non-Ducted Indoor Units | 0 |  | 19000 | 21 | 10 | 20000 | 18000 | 90% | 2 | 0 | 13 |  |  |  |  | R-454B | 1.5833 | Residential & Commercial | VSMSHP | Non-Ducted CEE Tier 2
215357811 | Mini/Multi Split | MIDEA | HMSV-A-CB-O | 37MGRAQ36EA3 |  | Non-Ducted Indoor Units | 0 |  | 36000 | 24 | 9.5 | 37000 | 26000 | 70.27% | 2 | 0 | 12 |  |  |  |  | R-454B | 3 | Residential & Commercial | VSMSHP | Non-Ducted CEE Tier 2
215357814 | Mini/Multi Split | MIDEA | HMSV-A-CB-O | 37MGRAQ48FA3 |  | Non-Ducted Indoor Units | 0 |  | 47000 | 24 | 10.4 | 48000 | 36000 | 75% | 2 | 0 | 12.5 |  |  |  |  | R-454B | 3.9167 | Residential & Commercial | VSMSHP | Non-Ducted CEE Tier 2
215357802 | Mini/Multi Split | MIDEA | HMSV-A-CB-O | 37MGRAQ24DA3 |  | Non-Ducted Indoor Units | 0 |  | 24000 | 25 | 9.5 | 25000 | 18000 | 72% | 2 | 0 | 13.5 |  |  |  |  | R-454B | 2 | Residential & Commercial | VSMSHP | Non-Ducted CEE Tier 2
215357808 | Mini/Multi Split | MIDEA | HMSV-A-CB-O | 37MGRAQ30EA3 |  | Non-Ducted Indoor Units | 0 |  | 30000 | 25 | 10 | 31000 | 26000 | 83.87% | 2 | 0 | 13 |  |  |  |  | R-454B | 2.5 | Residential & Commercial | VSMSHP | Non-Ducted CEE Tier 2
215357796 | Mini/Multi Split | MIDEA | HMSV-A-CB-O | 37MGHAQ55FA3 |  | Non-Ducted Indoor Units | 0 |  | 51000 | 22.3 | 10.5 | 55000 | 47000 | 85.45% | 2 | 0 | 12 |  |  |  |  | R-454B | 4.25 | Residential & Commercial | VSMSHP | Non-Ducted CEE Tier 2
215357799 | Mini/Multi Split | MIDEA | HMSV-A-CB-O | 37MGRAQ18CA3 |  | Non-Ducted Indoor Units | 0 |  | 18000 | 25.2 | 9.8 | 19000 | 13500 | 71.05% | 2.3 | 0 | 14 |  |  |  |  | R-454B | 1.5 | Residential & Commercial | VSMSHP | Non-Ducted CEE Tier 2
215357790 | Mini/Multi Split | MIDEA | HMSV-A-CB-O | 37MGHAQ36EA3 |  | Non-Ducted Indoor Units | 0 |  | 36000 | 23.1 | 10.7 | 36000 | 36000 | 100% | 2 | 0 | 13.1 |  |  |  |  | R-454B | 3 | Residential & Commercial | VSMSHP | Non-Ducted CEE Tier 2
215357793 | Mini/Multi Split | MIDEA | HMSV-A-CB-O | 37MGHAQ48FA3 |  | Non-Ducted Indoor Units | 0 |  | 47000 | 23 | 11.3 | 49000 | 47000 | 95.92% | 2 | 0 | 12 |  |  |  |  | R-454B | 3.9167 | Residential & Commercial | VSMSHP | Non-Ducted CEE Tier 2
215357781 | Mini/Multi Split | MIDEA | HMSV-A-CB-O | 37MGHAQ24DA3 |  | Non-Ducted Indoor Units | 0 |  | 24000 | 24 | 10 | 25000 | 25000 | 100% | 2 | 0 | 13 |  |  |  |  | R-454B | 2 | Residential & Commercial | VSMSHP | Non-Ducted CEE Tier 2
215357787 | Mini/Multi Split | MIDEA | HMSV-A-CB-O | 37MGHAQ30EA3 |  | Non-Ducted Indoor Units | 0 |  | 30000 | 24 | 10.7 | 31000 | 36000 | 116.1% | 2 | 0 | 13.2 |  |  |  |  | R-454B | 2.5 | Residential & Commercial | VSMSHP | Non-Ducted CEE Tier 2
215357778 | Mini/Multi Split | MIDEA | HMSV-A-CB-O | 37MGHAQ18CA3 |  | Non-Ducted Indoor Units | 0 |  | 19000 | 25 | 10.5 | 20000 | 19000 | 95% | 2 | 0 | 15 |  |  |  |  | R-454B | 1.5833 | Residential & Commercial | VSMSHP | Non-Ducted CEE Tier 2
215357769 | Mini/Multi Split | Weathermaker | HMSV-A-CB-O | 37MGRAQ36EA3 |  | Non-Ducted Indoor Units | 0 |  | 36000 | 24 | 9.5 | 37000 | 26000 | 70.27% | 2 | 0 | 12 |  |  |  |  | R-454B | 3 | Residential & Commercial | VSMSHP | Non-Ducted CEE Tier 2
215357772 | Mini/Multi Split | Weathermaker | HMSV-A-CB-O | 37MGRAQ48FA3 |  | Non-Ducted Indoor Units | 0 |  | 47000 | 24 | 10.4 | 48000 | 36000 | 75% | 2 | 0 | 12.5 |  |  |  |  | R-454B | 3.9167 | Residential & Commercial | VSMSHP | Non-Ducted CEE Tier 2
215357760 | Mini/Multi Split | Weathermaker | HMSV-A-CB-O | 37MGRAQ24DA3 |  | Non-Ducted Indoor Units | 0 |  | 24000 | 25 | 9.5 | 25000 | 18000 | 72% | 2 | 0 | 13.5 |  |  |  |  | R-454B | 2 | Residential & Commercial | VSMSHP | Non-Ducted CEE Tier 2
215357766 | Mini/Multi Split | Weathermaker | HMSV-A-CB-O | 37MGRAQ30EA3 |  | Non-Ducted Indoor Units | 0 |  | 30000 | 25 | 10 | 31000 | 26000 | 83.87% | 2 | 0 | 13 |  |  |  |  | R-454B | 2.5 | Residential & Commercial | VSMSHP | Non-Ducted CEE Tier 2
215357754 | Mini/Multi Split | Weathermaker | HMSV-A-CB-O | 37MGHAQ55FA3 |  | Non-Ducted Indoor Units | 0 |  | 51000 | 22.3 | 10.5 | 55000 | 47000 | 85.45% | 2 | 0 | 12 |  |  |  |  | R-454B | 4.25 | Residential & Commercial | VSMSHP | Non-Ducted CEE Tier 2
215357757 | Mini/Multi Split | Weathermaker | HMSV-A-CB-O | 37MGRAQ18CA3 |  | Non-Ducted Indoor Units | 0 |  | 18000 | 25.2 | 9.8 | 19000 | 13500 | 71.05% | 2.3 | 0 | 14 |  |  |  |  | R-454B | 1.5 | Residential & Commercial | VSMSHP | Non-Ducted CEE Tier 2
215357748 | Mini/Multi Split | Weathermaker | HMSV-A-CB-O | 37MGHAQ36EA3 |  | Non-Ducted Indoor Units | 0 |  | 36000 | 23.1 | 10.7 | 36000 | 36000 | 100% | 2 | 0 | 13.1 |  |  |  |  | R-454B | 3 | Residential & Commercial | VSMSHP | Non-Ducted CEE Tier 2
215357751 | Mini/Multi Split | Weathermaker | HMSV-A-CB-O | 37MGHAQ48FA3 |  | Non-Ducted Indoor Units | 0 |  | 47000 | 23 | 11.3 | 49000 | 47000 | 95.92% | 2 | 0 | 12 |  |  |  |  | R-454B | 3.9167 | Residential & Commercial | VSMSHP | Non-Ducted CEE Tier 2
215357739 | Mini/Multi Split | Weathermaker | HMSV-A-CB-O | 37MGHAQ24DA3 |  | Non-Ducted Indoor Units | 0 |  | 24000 | 24 | 10 | 25000 | 25000 | 100% | 2 | 0 | 13 |  |  |  |  | R-454B | 2 | Residential & Commercial | VSMSHP | Non-Ducted CEE Tier 2
215357745 | Mini/Multi Split | Weathermaker | HMSV-A-CB-O | 37MGHAQ30EA3 |  | Non-Ducted Indoor Units | 0 |  | 30000 | 24 | 10.7 | 31000 | 36000 | 116.1% | 2 | 0 | 13.2 |  |  |  |  | R-454B | 2.5 | Residential & Commercial | VSMSHP | Non-Ducted CEE Tier 2
215357736 | Mini/Multi Split | Weathermaker | HMSV-A-CB-O | 37MGHAQ18CA3 |  | Non-Ducted Indoor Units | 0 |  | 19000 | 25 | 10.5 | 20000 | 19000 | 95% | 2 | 0 | 15 |  |  |  |  | R-454B | 1.5833 | Residential & Commercial | VSMSHP | Non-Ducted CEE Tier 2
215357727 | Mini/Multi Split | PAYNE | HMSV-A-CB-O | 37MGRAQ36EA3 |  | Non-Ducted Indoor Units | 0 |  | 36000 | 24 | 9.5 | 37000 | 26000 | 70.27% | 2 | 0 | 12 |  |  |  |  | R-454B | 3 | Residential & Commercial | VSMSHP | Non-Ducted CEE Tier 2
215357730 | Mini/Multi Split | PAYNE | HMSV-A-CB-O | 37MGRAQ48FA3 |  | Non-Ducted Indoor Units | 0 |  | 47000 | 24 | 10.4 | 48000 | 36000 | 75% | 2 | 0 | 12.5 |  |  |  |  | R-454B | 3.9167 | Residential & Commercial | VSMSHP | Non-Ducted CEE Tier 2
215357718 | Mini/Multi Split | PAYNE | HMSV-A-CB-O | 37MGRAQ24DA3 |  | Non-Ducted Indoor Units | 0 |  | 24000 | 25 | 9.5 | 25000 | 18000 | 72% | 2 | 0 | 13.5 |  |  |  |  | R-454B | 2 | Residential & Commercial | VSMSHP | Non-Ducted CEE Tier 2
215357724 | Mini/Multi Split | PAYNE | HMSV-A-CB-O | 37MGRAQ30EA3 |  | Non-Ducted Indoor Units | 0 |  | 30000 | 25 | 10 | 31000 | 26000 | 83.87% | 2 | 0 | 13 |  |  |  |  | R-454B | 2.5 | Residential & Commercial | VSMSHP | Non-Ducted CEE Tier 2
215357712 | Mini/Multi Split | PAYNE | HMSV-A-CB-O | 37MGHAQ55FA3 |  | Non-Ducted Indoor Units | 0 |  | 51000 | 22.3 | 10.5 | 55000 | 47000 | 85.45% | 2 | 0 | 12 |  |  |  |  | R-454B | 4.25 | Residential & Commercial | VSMSHP | Non-Ducted CEE Tier 2
215357715 | Mini/Multi Split | PAYNE | HMSV-A-CB-O | 37MGRAQ18CA3 |  | Non-Ducted Indoor Units | 0 |  | 18000 | 25.2 | 9.8 | 19000 | 13500 | 71.05% | 2.3 | 0 | 14 |  |  |  |  | R-454B | 1.5 | Residential & Commercial | VSMSHP | Non-Ducted CEE Tier 2
215357706 | Mini/Multi Split | PAYNE | HMSV-A-CB-O | 37MGHAQ36EA3 |  | Non-Ducted Indoor Units | 0 |  | 36000 | 23.1 | 10.7 | 36000 | 36000 | 100% | 2 | 0 | 13.1 |  |  |  |  | R-454B | 3 | Residential & Commercial | VSMSHP | Non-Ducted CEE Tier 2
215357709 | Mini/Multi Split | PAYNE | HMSV-A-CB-O | 37MGHAQ48FA3 |  | Non-Ducted Indoor Units | 0 |  | 47000 | 23 | 11.3 | 49000 | 47000 | 95.92% | 2 | 0 | 12 |  |  |  |  | R-454B | 3.9167 | Residential & Commercial | VSMSHP | Non-Ducted CEE Tier 2
215357697 | Mini/Multi Split | PAYNE | HMSV-A-CB-O | 37MGHAQ24DA3 |  | Non-Ducted Indoor Units | 0 |  | 24000 | 24 | 10 | 25000 | 25000 | 100% | 2 | 0 | 13 |  |  |  |  | R-454B | 2 | Residential & Commercial | VSMSHP | Non-Ducted CEE Tier 2
215357703 | Mini/Multi Split | PAYNE | HMSV-A-CB-O | 37MGHAQ30EA3 |  | Non-Ducted Indoor Units | 0 |  | 30000 | 24 | 10.7 | 31000 | 36000 | 116.1% | 2 | 0 | 13.2 |  |  |  |  | R-454B | 2.5 | Residential & Commercial | VSMSHP | Non-Ducted CEE Tier 2
215357694 | Mini/Multi Split | PAYNE | HMSV-A-CB-O | 37MGHAQ18CA3 |  | Non-Ducted Indoor Units | 0 |  | 19000 | 25 | 10.5 | 20000 | 19000 | 95% | 2 | 0 | 15 |  |  |  |  | R-454B | 1.5833 | Residential & Commercial | VSMSHP | Non-Ducted CEE Tier 2
215357685 | Mini/Multi Split | Grandaire | HMSV-A-CB-O | D5CMRAH36EAK |  | Non-Ducted Indoor Units | 0 |  | 36000 | 24 | 9.5 | 37000 | 26000 | 70.27% | 2 | 0 | 12 |  |  |  |  | R-454B | 3 | Residential & Commercial | VSMSHP | Non-Ducted CEE Tier 2
215357688 | Mini/Multi Split | Grandaire | HMSV-A-CB-O | D5CMRAH48FAK |  | Non-Ducted Indoor Units | 0 |  | 47000 | 24 | 10.4 | 48000 | 36000 | 75% | 2 | 0 | 12.5 |  |  |  |  | R-454B | 3.9167 | Residential & Commercial | VSMSHP | Non-Ducted CEE Tier 2
215357676 | Mini/Multi Split | Grandaire | HMSV-A-CB-O | D5CMRAH24DAK |  | Non-Ducted Indoor Units | 0 |  | 24000 | 25 | 9.5 | 25000 | 18000 | 72% | 2 | 0 | 13.5 |  |  |  |  | R-454B | 2 | Residential & Commercial | VSMSHP | Non-Ducted CEE Tier 2
215357682 | Mini/Multi Split | Grandaire | HMSV-A-CB-O | D5CMRAH30EAK |  | Non-Ducted Indoor Units | 0 |  | 30000 | 25 | 10 | 31000 | 26000 | 83.87% | 2 | 0 | 13 |  |  |  |  | R-454B | 2.5 | Residential & Commercial | VSMSHP | Non-Ducted CEE Tier 2
215357670 | Mini/Multi Split | Grandaire | HMSV-A-CB-O | D5CMHAH55FAK |  | Non-Ducted Indoor Units | 0 |  | 51000 | 22.3 | 10.5 | 55000 | 47000 | 85.45% | 2 | 0 | 12 |  |  |  |  | R-454B | 4.25 | Residential & Commercial | VSMSHP | Non-Ducted CEE Tier 2
215357673 | Mini/Multi Split | Grandaire | HMSV-A-CB-O | D5CMRAH18CAK |  | Non-Ducted Indoor Units | 0 |  | 18000 | 25.2 | 9.8 | 19000 | 13500 | 71.05% | 2.3 | 0 | 14 |  |  |  |  | R-454B | 1.5 | Residential & Commercial | VSMSHP | Non-Ducted CEE Tier 2
215357664 | Mini/Multi Split | Grandaire | HMSV-A-CB-O | D5CMHAH36EAK |  | Non-Ducted Indoor Units | 0 |  | 36000 | 23.1 | 10.7 | 36000 | 36000 | 100% | 2 | 0 | 13.1 |  |  |  |  | R-454B | 3 | Residential & Commercial | VSMSHP | Non-Ducted CEE Tier 2
215357667 | Mini/Multi Split | Grandaire | HMSV-A-CB-O | D5CMHAH48FAK |  | Non-Ducted Indoor Units | 0 |  | 47000 | 23 | 11.3 | 49000 | 47000 | 95.92% | 2 | 0 | 12 |  |  |  |  | R-454B | 3.9167 | Residential & Commercial | VSMSHP | Non-Ducted CEE Tier 2
215357655 | Mini/Multi Split | Grandaire | HMSV-A-CB-O | D5CMHAH24DAK |  | Non-Ducted Indoor Units | 0 |  | 24000 | 24 | 10 | 25000 | 25000 | 100% | 2 | 0 | 13 |  |  |  |  | R-454B | 2 | Residential & Commercial | VSMSHP | Non-Ducted CEE Tier 2
215357661 | Mini/Multi Split | Grandaire | HMSV-A-CB-O | D5CMHAH30EAK |  | Non-Ducted Indoor Units | 0 |  | 30000 | 24 | 10.7 | 31000 | 36000 | 116.1% | 2 | 0 | 13.2 |  |  |  |  | R-454B | 2.5 | Residential & Commercial | VSMSHP | Non-Ducted CEE Tier 2
215357652 | Mini/Multi Split | Grandaire | HMSV-A-CB-O | D5CMHAH18CAK |  | Non-Ducted Indoor Units | 0 |  | 19000 | 25 | 10.5 | 20000 | 19000 | 95% | 2 | 0 | 15 |  |  |  |  | R-454B | 1.5833 | Residential & Commercial | VSMSHP | Non-Ducted CEE Tier 2
215357643 | Mini/Multi Split | LPS Legacy | HMSV-A-CB-O | D5CMRAH36EAK |  | Non-Ducted Indoor Units | 0 |  | 36000 | 24 | 9.5 | 37000 | 26000 | 70.27% | 2 | 0 | 12 |  |  |  |  | R-454B | 3 | Residential & Commercial | VSMSHP | Non-Ducted CEE Tier 2
215357646 | Mini/Multi Split | LPS Legacy | HMSV-A-CB-O | D5CMRAH48FAK |  | Non-Ducted Indoor Units | 0 |  | 47000 | 24 | 10.4 | 48000 | 36000 | 75% | 2 | 0 | 12.5 |  |  |  |  | R-454B | 3.9167 | Residential & Commercial | VSMSHP | Non-Ducted CEE Tier 2
215357634 | Mini/Multi Split | LPS Legacy | HMSV-A-CB-O | D5CMRAH24DAK |  | Non-Ducted Indoor Units | 0 |  | 24000 | 25 | 9.5 | 25000 | 18000 | 72% | 2 | 0 | 13.5 |  |  |  |  | R-454B | 2 | Residential & Commercial | VSMSHP | Non-Ducted CEE Tier 2
215357640 | Mini/Multi Split | LPS Legacy | HMSV-A-CB-O | D5CMRAH30EAK |  | Non-Ducted Indoor Units | 0 |  | 30000 | 25 | 10 | 31000 | 26000 | 83.87% | 2 | 0 | 13 |  |  |  |  | R-454B | 2.5 | Residential & Commercial | VSMSHP | Non-Ducted CEE Tier 2
215357628 | Mini/Multi Split | LPS Legacy | HMSV-A-CB-O | D5CMHAH55FAK |  | Non-Ducted Indoor Units | 0 |  | 51000 | 22.3 | 10.5 | 55000 | 47000 | 85.45% | 2 | 0 | 12 |  |  |  |  | R-454B | 4.25 | Residential & Commercial | VSMSHP | Non-Ducted CEE Tier 2
215357631 | Mini/Multi Split | LPS Legacy | HMSV-A-CB-O | D5CMRAH18CAK |  | Non-Ducted Indoor Units | 0 |  | 18000 | 25.2 | 9.8 | 19000 | 13500 | 71.05% | 2.3 | 0 | 14 |  |  |  |  | R-454B | 1.5 | Residential & Commercial | VSMSHP | Non-Ducted CEE Tier 2
215357622 | Mini/Multi Split | LPS Legacy | HMSV-A-CB-O | D5CMHAH36EAK |  | Non-Ducted Indoor Units | 0 |  | 36000 | 23.1 | 10.7 | 36000 | 36000 | 100% | 2 | 0 | 13.1 |  |  |  |  | R-454B | 3 | Residential & Commercial | VSMSHP | Non-Ducted CEE Tier 2
215357625 | Mini/Multi Split | LPS Legacy | HMSV-A-CB-O | D5CMHAH48FAK |  | Non-Ducted Indoor Units | 0 |  | 47000 | 23 | 11.3 | 49000 | 47000 | 95.92% | 2 | 0 | 12 |  |  |  |  | R-454B | 3.9167 | Residential & Commercial | VSMSHP | Non-Ducted CEE Tier 2
215357613 | Mini/Multi Split | LPS Legacy | HMSV-A-CB-O | D5CMHAH24DAK |  | Non-Ducted Indoor Units | 0 |  | 24000 | 24 | 10 | 25000 | 25000 | 100% | 2 | 0 | 13 |  |  |  |  | R-454B | 2 | Residential & Commercial | VSMSHP | Non-Ducted CEE Tier 2
215357619 | Mini/Multi Split | LPS Legacy | HMSV-A-CB-O | D5CMHAH30EAK |  | Non-Ducted Indoor Units | 0 |  | 30000 | 24 | 10.7 | 31000 | 36000 | 116.1% | 2 | 0 | 13.2 |  |  |  |  | R-454B | 2.5 | Residential & Commercial | VSMSHP | Non-Ducted CEE Tier 2
215357610 | Mini/Multi Split | LPS Legacy | HMSV-A-CB-O | D5CMHAH18CAK |  | Non-Ducted Indoor Units | 0 |  | 19000 | 25 | 10.5 | 20000 | 19000 | 95% | 2 | 0 | 15 |  |  |  |  | R-454B | 1.5833 | Residential & Commercial | VSMSHP | Non-Ducted CEE Tier 2
215357601 | Mini/Multi Split | AIRQUEST | HMSV-A-CB-O | D5CMRAH36EAK |  | Non-Ducted Indoor Units | 0 |  | 36000 | 24 | 9.5 | 37000 | 26000 | 70.27% | 2 | 0 | 12 |  |  |  |  | R-454B | 3 | Residential & Commercial | VSMSHP | Non-Ducted CEE Tier 2
215357604 | Mini/Multi Split | AIRQUEST | HMSV-A-CB-O | D5CMRAH48FAK |  | Non-Ducted Indoor Units | 0 |  | 47000 | 24 | 10.4 | 48000 | 36000 | 75% | 2 | 0 | 12.5 |  |  |  |  | R-454B | 3.9167 | Residential & Commercial | VSMSHP | Non-Ducted CEE Tier 2
215357592 | Mini/Multi Split | AIRQUEST | HMSV-A-CB-O | D5CMRAH24DAK |  | Non-Ducted Indoor Units | 0 |  | 24000 | 25 | 9.5 | 25000 | 18000 | 72% | 2 | 0 | 13.5 |  |  |  |  | R-454B | 2 | Residential & Commercial | VSMSHP | Non-Ducted CEE Tier 2
215357598 | Mini/Multi Split | AIRQUEST | HMSV-A-CB-O | D5CMRAH30EAK |  | Non-Ducted Indoor Units | 0 |  | 30000 | 25 | 10 | 31000 | 26000 | 83.87% | 2 | 0 | 13 |  |  |  |  | R-454B | 2.5 | Residential & Commercial | VSMSHP | Non-Ducted CEE Tier 2
215357586 | Mini/Multi Split | AIRQUEST | HMSV-A-CB-O | D5CMHAH55FAK |  | Non-Ducted Indoor Units | 0 |  | 51000 | 22.3 | 10.5 | 55000 | 47000 | 85.45% | 2 | 0 | 12 |  |  |  |  | R-454B | 4.25 | Residential & Commercial | VSMSHP | Non-Ducted CEE Tier 2
215357589 | Mini/Multi Split | AIRQUEST | HMSV-A-CB-O | D5CMRAH18CAK |  | Non-Ducted Indoor Units | 0 |  | 18000 | 25.2 | 9.8 | 19000 | 13500 | 71.05% | 2.3 | 0 | 14 |  |  |  |  | R-454B | 1.5 | Residential & Commercial | VSMSHP | Non-Ducted CEE Tier 2
215357580 | Mini/Multi Split | AIRQUEST | HMSV-A-CB-O | D5CMHAH36EAK |  | Non-Ducted Indoor Units | 0 |  | 36000 | 23.1 | 10.7 | 36000 | 36000 | 100% | 2 | 0 | 13.1 |  |  |  |  | R-454B | 3 | Residential & Commercial | VSMSHP | Non-Ducted CEE Tier 2
215357583 | Mini/Multi Split | AIRQUEST | HMSV-A-CB-O | D5CMHAH48FAK |  | Non-Ducted Indoor Units | 0 |  | 47000 | 23 | 11.3 | 49000 | 47000 | 95.92% | 2 | 0 | 12 |  |  |  |  | R-454B | 3.9167 | Residential & Commercial | VSMSHP | Non-Ducted CEE Tier 2
215357571 | Mini/Multi Split | AIRQUEST | HMSV-A-CB-O | D5CMHAH24DAK |  | Non-Ducted Indoor Units | 0 |  | 24000 | 24 | 10 | 25000 | 25000 | 100% | 2 | 0 | 13 |  |  |  |  | R-454B | 2 | Residential & Commercial | VSMSHP | Non-Ducted CEE Tier 2
215357577 | Mini/Multi Split | AIRQUEST | HMSV-A-CB-O | D5CMHAH30EAK |  | Non-Ducted Indoor Units | 0 |  | 30000 | 24 | 10.7 | 31000 | 36000 | 116.1% | 2 | 0 | 13.2 |  |  |  |  | R-454B | 2.5 | Residential & Commercial | VSMSHP | Non-Ducted CEE Tier 2
215357568 | Mini/Multi Split | AIRQUEST | HMSV-A-CB-O | D5CMHAH18CAK |  | Non-Ducted Indoor Units | 0 |  | 19000 | 25 | 10.5 | 20000 | 19000 | 95% | 2 | 0 | 15 |  |  |  |  | R-454B | 1.5833 | Residential & Commercial | VSMSHP | Non-Ducted CEE Tier 2
215357559 | Mini/Multi Split | SMART COMFORT | HMSV-A-CB-O | D5CMRAH36EAK |  | Non-Ducted Indoor Units | 0 |  | 36000 | 24 | 9.5 | 37000 | 26000 | 70.27% | 2 | 0 | 12 |  |  |  |  | R-454B | 3 | Residential & Commercial | VSMSHP | Non-Ducted CEE Tier 2
215357562 | Mini/Multi Split | SMART COMFORT | HMSV-A-CB-O | D5CMRAH48FAK |  | Non-Ducted Indoor Units | 0 |  | 47000 | 24 | 10.4 | 48000 | 36000 | 75% | 2 | 0 | 12.5 |  |  |  |  | R-454B | 3.9167 | Residential & Commercial | VSMSHP | Non-Ducted CEE Tier 2
215357550 | Mini/Multi Split | SMART COMFORT | HMSV-A-CB-O | D5CMRAH24DAK |  | Non-Ducted Indoor Units | 0 |  | 24000 | 25 | 9.5 | 25000 | 18000 | 72% | 2 | 0 | 13.5 |  |  |  |  | R-454B | 2 | Residential & Commercial | VSMSHP | Non-Ducted CEE Tier 2
215357556 | Mini/Multi Split | SMART COMFORT | HMSV-A-CB-O | D5CMRAH30EAK |  | Non-Ducted Indoor Units | 0 |  | 30000 | 25 | 10 | 31000 | 26000 | 83.87% | 2 | 0 | 13 |  |  |  |  | R-454B | 2.5 | Residential & Commercial | VSMSHP | Non-Ducted CEE Tier 2
215357544 | Mini/Multi Split | SMART COMFORT | HMSV-A-CB-O | D5CMHAH55FAK |  | Non-Ducted Indoor Units | 0 |  | 51000 | 22.3 | 10.5 | 55000 | 47000 | 85.45% | 2 | 0 | 12 |  |  |  |  | R-454B | 4.25 | Residential & Commercial | VSMSHP | Non-Ducted CEE Tier 2
215357547 | Mini/Multi Split | SMART COMFORT | HMSV-A-CB-O | D5CMRAH18CAK |  | Non-Ducted Indoor Units | 0 |  | 18000 | 25.2 | 9.8 | 19000 | 13500 | 71.05% | 2.3 | 0 | 14 |  |  |  |  | R-454B | 1.5 | Residential & Commercial | VSMSHP | Non-Ducted CEE Tier 2
215357538 | Mini/Multi Split | SMART COMFORT | HMSV-A-CB-O | D5CMHAH36EAK |  | Non-Ducted Indoor Units | 0 |  | 36000 | 23.1 | 10.7 | 36000 | 36000 | 100% | 2 | 0 | 13.1 |  |  |  |  | R-454B | 3 | Residential & Commercial | VSMSHP | Non-Ducted CEE Tier 2
215357541 | Mini/Multi Split | SMART COMFORT | HMSV-A-CB-O | D5CMHAH48FAK |  | Non-Ducted Indoor Units | 0 |  | 47000 | 23 | 11.3 | 49000 | 47000 | 95.92% | 2 | 0 | 12 |  |  |  |  | R-454B | 3.9167 | Residential & Commercial | VSMSHP | Non-Ducted CEE Tier 2
215357529 | Mini/Multi Split | SMART COMFORT | HMSV-A-CB-O | D5CMHAH24DAK |  | Non-Ducted Indoor Units | 0 |  | 24000 | 24 | 10 | 25000 | 25000 | 100% | 2 | 0 | 13 |  |  |  |  | R-454B | 2 | Residential & Commercial | VSMSHP | Non-Ducted CEE Tier 2
215357535 | Mini/Multi Split | SMART COMFORT | HMSV-A-CB-O | D5CMHAH30EAK |  | Non-Ducted Indoor Units | 0 |  | 30000 | 24 | 10.7 | 31000 | 36000 | 116.1% | 2 | 0 | 13.2 |  |  |  |  | R-454B | 2.5 | Residential & Commercial | VSMSHP | Non-Ducted CEE Tier 2
215357526 | Mini/Multi Split | SMART COMFORT | HMSV-A-CB-O | D5CMHAH18CAK |  | Non-Ducted Indoor Units | 0 |  | 19000 | 25 | 10.5 | 20000 | 19000 | 95% | 2 | 0 | 15 |  |  |  |  | R-454B | 1.5833 | Residential & Commercial | VSMSHP | Non-Ducted CEE Tier 2
215357517 | Mini/Multi Split | TEMPSTAR | HMSV-A-CB-O | D5CMRAH36EAK |  | Non-Ducted Indoor Units | 0 |  | 36000 | 24 | 9.5 | 37000 | 26000 | 70.27% | 2 | 0 | 12 |  |  |  |  | R-454B | 3 | Residential & Commercial | VSMSHP | Non-Ducted CEE Tier 2
215357520 | Mini/Multi Split | TEMPSTAR | HMSV-A-CB-O | D5CMRAH48FAK |  | Non-Ducted Indoor Units | 0 |  | 47000 | 24 | 10.4 | 48000 | 36000 | 75% | 2 | 0 | 12.5 |  |  |  |  | R-454B | 3.9167 | Residential & Commercial | VSMSHP | Non-Ducted CEE Tier 2
215357470 | Mini/Multi Split | CARRIER | HMSV-A-CB-O | 37MGRAQ18CA3 |  | Non-Ducted Indoor Units | 0 |  | 18000 | 25.2 | 9.8 | 19000 | 13500 | 71.05% | 2.3 | 0 | 14 |  |  |  |  | R-454B | 1.5 | Residential & Commercial | VSMSHP | Non-Ducted CEE Tier 2
215357514 | Mini/Multi Split | TEMPSTAR | HMSV-A-CB-O | D5CMRAH30EAK |  | Non-Ducted Indoor Units | 0 |  | 30000 | 25 | 10 | 31000 | 26000 | 83.87% | 2 | 0 | 13 |  |  |  |  | R-454B | 2.5 | Residential & Commercial | VSMSHP | Non-Ducted CEE Tier 2
215357502 | Mini/Multi Split | CARRIER | HMSV-A-CB-O | 37MGRAQ48FA3 |  | Non-Ducted Indoor Units | 0 |  | 47000 | 24 | 10.4 | 48000 | 36000 | 75% | 2 | 0 | 12.5 |  |  |  |  | R-454B | 3.9167 | Residential & Commercial | VSMSHP | Non-Ducted CEE Tier 2
215357503 | Mini/Multi Split | TEMPSTAR | HMSV-A-CB-O | D5CMRAH24DAK |  | Non-Ducted Indoor Units | 0 |  | 24000 | 25 | 9.5 | 25000 | 18000 | 72% | 2 | 0 | 13.5 |  |  |  |  | R-454B | 2 | Residential & Commercial | VSMSHP | Non-Ducted CEE Tier 2
215357496 | Mini/Multi Split | CARRIER | HMSV-A-CB-O | 37MGRAQ36EA3 |  | Non-Ducted Indoor Units | 0 |  | 36000 | 24 | 9.5 | 37000 | 26000 | 70.27% | 2 | 0 | 12 |  |  |  |  | R-454B | 3 | Residential & Commercial | VSMSHP | Non-Ducted CEE Tier 2
215357497 | Mini/Multi Split | TEMPSTAR | HMSV-A-CB-O | D5CMRAH18CAK |  | Non-Ducted Indoor Units | 0 |  | 18000 | 25.2 | 9.8 | 19000 | 13500 | 71.05% | 2.3 | 0 | 14 |  |  |  |  | R-454B | 1.5 | Residential & Commercial | VSMSHP | Non-Ducted CEE Tier 2
215357485 | Mini/Multi Split | TEMPSTAR | HMSV-A-CB-O | D5CMHAH48FAK |  | Non-Ducted Indoor Units | 0 |  | 47000 | 23 | 11.3 | 49000 | 47000 | 95.92% | 2 | 0 | 12 |  |  |  |  | R-454B | 3.9167 | Residential & Commercial | VSMSHP | Non-Ducted CEE Tier 2
215357490 | Mini/Multi Split | CARRIER | HMSV-A-CB-O | 37MGRAQ30EA3 |  | Non-Ducted Indoor Units | 0 |  | 30000 | 25 | 10 | 31000 | 26000 | 83.87% | 2 | 0 | 13 |  |  |  |  | R-454B | 2.5 | Residential & Commercial | VSMSHP | Non-Ducted CEE Tier 2
215357491 | Mini/Multi Split | TEMPSTAR | HMSV-A-CB-O | D5CMHAH55FAK |  | Non-Ducted Indoor Units | 0 |  | 51000 | 22.3 | 10.5 | 55000 | 47000 | 85.45% | 2 | 0 | 12 |  |  |  |  | R-454B | 4.25 | Residential & Commercial | VSMSHP | Non-Ducted CEE Tier 2
215357480 | Mini/Multi Split | TEMPSTAR | HMSV-A-CB-O | D5CMHAH36EAK |  | Non-Ducted Indoor Units | 0 |  | 36000 | 23.1 | 10.7 | 36000 | 36000 | 100% | 2 | 0 | 13.1 |  |  |  |  | R-454B | 3 | Residential & Commercial | VSMSHP | Non-Ducted CEE Tier 2
215357477 | Mini/Multi Split | CARRIER | HMSV-A-CB-O | 37MGRAQ24DA3 |  | Non-Ducted Indoor Units | 0 |  | 24000 | 25 | 9.5 | 25000 | 18000 | 72% | 2 | 0 | 13.5 |  |  |  |  | R-454B | 2 | Residential & Commercial | VSMSHP | Non-Ducted CEE Tier 2
215357474 | Mini/Multi Split | TEMPSTAR | HMSV-A-CB-O | D5CMHAH30EAK |  | Non-Ducted Indoor Units | 0 |  | 30000 | 24 | 10.7 | 31000 | 36000 | 116.1% | 2 | 0 | 13.2 |  |  |  |  | R-454B | 2.5 | Residential & Commercial | VSMSHP | Non-Ducted CEE Tier 2
215357463 | Mini/Multi Split | TEMPSTAR | HMSV-A-CB-O | D5CMHAH24DAK |  | Non-Ducted Indoor Units | 0 |  | 24000 | 24 | 10 | 25000 | 25000 | 100% | 2 | 0 | 13 |  |  |  |  | R-454B | 2 | Residential & Commercial | VSMSHP | Non-Ducted CEE Tier 2
215357464 | Mini/Multi Split | CARRIER | HMSV-A-CB-O | 37MGHAQ55FA3 |  | Non-Ducted Indoor Units | 0 |  | 51000 | 22.3 | 10.5 | 55000 | 47000 | 85.45% | 2 | 0 | 12 |  |  |  |  | R-454B | 4.25 | Residential & Commercial | VSMSHP | Non-Ducted CEE Tier 2
215357442 | Mini/Multi Split | MIDEA | HMSV-A-CB-O | D5CMRAH48FAK |  | Non-Ducted Indoor Units | 0 |  | 47000 | 24 | 10.4 | 48000 | 36000 | 75% | 2 | 0 | 12.5 |  |  |  |  | R-454B | 3.9167 | Residential & Commercial | VSMSHP | Non-Ducted CEE Tier 2
215357448 | Mini/Multi Split | CARRIER | HMSV-A-CB-O | 37MGHAQ30EA3 |  | Non-Ducted Indoor Units | 0 |  | 30000 | 24 | 10.7 | 31000 | 36000 | 116.1% | 2 | 0 | 13.2 |  |  |  |  | R-454B | 2.5 | Residential & Commercial | VSMSHP | Non-Ducted CEE Tier 2
215357457 | Mini/Multi Split | TEMPSTAR | HMSV-A-CB-O | D5CMHAH18CAK |  | Non-Ducted Indoor Units | 0 |  | 19000 | 25 | 10.5 | 20000 | 19000 | 95% | 2 | 0 | 15 |  |  |  |  | R-454B | 1.5833 | Residential & Commercial | VSMSHP | Non-Ducted CEE Tier 2
215357458 | Mini/Multi Split | CARRIER | HMSV-A-CB-O | 37MGHAQ48FA3 |  | Non-Ducted Indoor Units | 0 |  | 47000 | 23 | 11.3 | 49000 | 47000 | 95.92% | 2 | 0 | 12 |  |  |  |  | R-454B | 3.9167 | Residential & Commercial | VSMSHP | Non-Ducted CEE Tier 2
215357453 | Mini/Multi Split | CARRIER | HMSV-A-CB-O | 37MGHAQ36EA3 |  | Non-Ducted Indoor Units | 0 |  | 36000 | 23.1 | 10.7 | 36000 | 36000 | 100% | 2 | 0 | 13.1 |  |  |  |  | R-454B | 3 | Residential & Commercial | VSMSHP | Non-Ducted CEE Tier 2
215357438 | Mini/Multi Split | CARRIER | HMSV-A-CB-O | 37MGHAQ24DA3 |  | Non-Ducted Indoor Units | 0 |  | 24000 | 24 | 10 | 25000 | 25000 | 100% | 2 | 0 | 13 |  |  |  |  | R-454B | 2 | Residential & Commercial | VSMSHP | Non-Ducted CEE Tier 2
215357424 | Mini/Multi Split | MIDEA | HMSV-A-CB-O | D5CMRAH24DAK |  | Non-Ducted Indoor Units | 0 |  | 24000 | 25 | 9.5 | 25000 | 18000 | 72% | 2 | 0 | 13.5 |  |  |  |  | R-454B | 2 | Residential & Commercial | VSMSHP | Non-Ducted CEE Tier 2
215357433 | Mini/Multi Split | CARRIER | HMSV-A-CB-O | 37MGHAQ18CA3 |  | Non-Ducted Indoor Units | 0 |  | 19000 | 25 | 10.5 | 20000 | 19000 | 95% | 2 | 0 | 15 |  |  |  |  | R-454B | 1.5833 | Residential & Commercial | VSMSHP | Non-Ducted CEE Tier 2
215357430 | Mini/Multi Split | MIDEA | HMSV-A-CB-O | D5CMRAH30EAK |  | Non-Ducted Indoor Units | 0 |  | 30000 | 25 | 10 | 31000 | 26000 | 83.87% | 2 | 0 | 13 |  |  |  |  | R-454B | 2.5 | Residential & Commercial | VSMSHP | Non-Ducted CEE Tier 2
215357434 | Mini/Multi Split | MIDEA | HMSV-A-CB-O | D5CMRAH36EAK |  | Non-Ducted Indoor Units | 0 |  | 36000 | 24 | 9.5 | 37000 | 26000 | 70.27% | 2 | 0 | 12 |  |  |  |  | R-454B | 3 | Residential & Commercial | VSMSHP | Non-Ducted CEE Tier 2
215357418 | Mini/Multi Split | MIDEA | HMSV-A-CB-O | D5CMHAH55FAK |  | Non-Ducted Indoor Units | 0 |  | 51000 | 22.3 | 10.5 | 55000 | 47000 | 85.45% | 2 | 0 | 12 |  |  |  |  | R-454B | 4.25 | Residential & Commercial | VSMSHP | Non-Ducted CEE Tier 2
215357421 | Mini/Multi Split | MIDEA | HMSV-A-CB-O | D5CMRAH18CAK |  | Non-Ducted Indoor Units | 0 |  | 18000 | 25.2 | 9.8 | 19000 | 13500 | 71.05% | 2.3 | 0 | 14 |  |  |  |  | R-454B | 1.5 | Residential & Commercial | VSMSHP | Non-Ducted CEE Tier 2
215357412 | Mini/Multi Split | MIDEA | HMSV-A-CB-O | D5CMHAH36EAK |  | Non-Ducted Indoor Units | 0 |  | 36000 | 23.1 | 10.7 | 36000 | 36000 | 100% | 2 | 0 | 13.1 |  |  |  |  | R-454B | 3 | Residential & Commercial | VSMSHP | Non-Ducted CEE Tier 2
215357415 | Mini/Multi Split | MIDEA | HMSV-A-CB-O | D5CMHAH48FAK |  | Non-Ducted Indoor Units | 0 |  | 47000 | 23 | 11.3 | 49000 | 47000 | 95.92% | 2 | 0 | 12 |  |  |  |  | R-454B | 3.9167 | Residential & Commercial | VSMSHP | Non-Ducted CEE Tier 2
215357403 | Mini/Multi Split | MIDEA | HMSV-A-CB-O | D5CMHAH24DAK |  | Non-Ducted Indoor Units | 0 |  | 24000 | 24 | 10 | 25000 | 25000 | 100% | 2 | 0 | 13 |  |  |  |  | R-454B | 2 | Residential & Commercial | VSMSHP | Non-Ducted CEE Tier 2
215357409 | Mini/Multi Split | MIDEA | HMSV-A-CB-O | D5CMHAH30EAK |  | Non-Ducted Indoor Units | 0 |  | 30000 | 24 | 10.7 | 31000 | 36000 | 116.1% | 2 | 0 | 13.2 |  |  |  |  | R-454B | 2.5 | Residential & Commercial | VSMSHP | Non-Ducted CEE Tier 2
215357400 | Mini/Multi Split | MIDEA | HMSV-A-CB-O | D5CMHAH18CAK |  | Non-Ducted Indoor Units | 0 |  | 19000 | 25 | 10.5 | 20000 | 19000 | 95% | 2 | 0 | 15 |  |  |  |  | R-454B | 1.5833 | Residential & Commercial | VSMSHP | Non-Ducted CEE Tier 2
215357391 | Mini/Multi Split | KENMORE | HMSV-A-CB-O | D5CMRAH36EAK |  | Non-Ducted Indoor Units | 0 |  | 36000 | 24 | 9.5 | 37000 | 26000 | 70.27% | 2 | 0 | 12 |  |  |  |  | R-454B | 3 | Residential & Commercial | VSMSHP | Non-Ducted CEE Tier 2
215357394 | Mini/Multi Split | KENMORE | HMSV-A-CB-O | D5CMRAH48FAK |  | Non-Ducted Indoor Units | 0 |  | 47000 | 24 | 10.4 | 48000 | 36000 | 75% | 2 | 0 | 12.5 |  |  |  |  | R-454B | 3.9167 | Residential & Commercial | VSMSHP | Non-Ducted CEE Tier 2
215357382 | Mini/Multi Split | KENMORE | HMSV-A-CB-O | D5CMRAH24DAK |  | Non-Ducted Indoor Units | 0 |  | 24000 | 25 | 9.5 | 25000 | 18000 | 72% | 2 | 0 | 13.5 |  |  |  |  | R-454B | 2 | Residential & Commercial | VSMSHP | Non-Ducted CEE Tier 2
215357388 | Mini/Multi Split | KENMORE | HMSV-A-CB-O | D5CMRAH30EAK |  | Non-Ducted Indoor Units | 0 |  | 30000 | 25 | 10 | 31000 | 26000 | 83.87% | 2 | 0 | 13 |  |  |  |  | R-454B | 2.5 | Residential & Commercial | VSMSHP | Non-Ducted CEE Tier 2
215357376 | Mini/Multi Split | KENMORE | HMSV-A-CB-O | D5CMHAH55FAK |  | Non-Ducted Indoor Units | 0 |  | 51000 | 22.3 | 10.5 | 55000 | 47000 | 85.45% | 2 | 0 | 12 |  |  |  |  | R-454B | 4.25 | Residential & Commercial | VSMSHP | Non-Ducted CEE Tier 2
215357379 | Mini/Multi Split | KENMORE | HMSV-A-CB-O | D5CMRAH18CAK |  | Non-Ducted Indoor Units | 0 |  | 18000 | 25.2 | 9.8 | 19000 | 13500 | 71.05% | 2.3 | 0 | 14 |  |  |  |  | R-454B | 1.5 | Residential & Commercial | VSMSHP | Non-Ducted CEE Tier 2
215357370 | Mini/Multi Split | KENMORE | HMSV-A-CB-O | D5CMHAH36EAK |  | Non-Ducted Indoor Units | 0 |  | 36000 | 23.1 | 10.7 | 36000 | 36000 | 100% | 2 | 0 | 13.1 |  |  |  |  | R-454B | 3 | Residential & Commercial | VSMSHP | Non-Ducted CEE Tier 2
215357373 | Mini/Multi Split | KENMORE | HMSV-A-CB-O | D5CMHAH48FAK |  | Non-Ducted Indoor Units | 0 |  | 47000 | 23 | 11.3 | 49000 | 47000 | 95.92% | 2 | 0 | 12 |  |  |  |  | R-454B | 3.9167 | Residential & Commercial | VSMSHP | Non-Ducted CEE Tier 2
215357361 | Mini/Multi Split | KENMORE | HMSV-A-CB-O | D5CMHAH24DAK |  | Non-Ducted Indoor Units | 0 |  | 24000 | 24 | 10 | 25000 | 25000 | 100% | 2 | 0 | 13 |  |  |  |  | R-454B | 2 | Residential & Commercial | VSMSHP | Non-Ducted CEE Tier 2
215357367 | Mini/Multi Split | KENMORE | HMSV-A-CB-O | D5CMHAH30EAK |  | Non-Ducted Indoor Units | 0 |  | 30000 | 24 | 10.7 | 31000 | 36000 | 116.1% | 2 | 0 | 13.2 |  |  |  |  | R-454B | 2.5 | Residential & Commercial | VSMSHP | Non-Ducted CEE Tier 2
215357358 | Mini/Multi Split | KENMORE | HMSV-A-CB-O | D5CMHAH18CAK |  | Non-Ducted Indoor Units | 0 |  | 19000 | 25 | 10.5 | 20000 | 19000 | 95% | 2 | 0 | 15 |  |  |  |  | R-454B | 1.5833 | Residential & Commercial | VSMSHP | Non-Ducted CEE Tier 2
215357349 | Mini/Multi Split | KEEPRITE | HMSV-A-CB-O | D5CMRAH36EAK |  | Non-Ducted Indoor Units | 0 |  | 36000 | 24 | 9.5 | 37000 | 26000 | 70.27% | 2 | 0 | 12 |  |  |  |  | R-454B | 3 | Residential & Commercial | VSMSHP | Non-Ducted CEE Tier 2
215357352 | Mini/Multi Split | KEEPRITE | HMSV-A-CB-O | D5CMRAH48FAK |  | Non-Ducted Indoor Units | 0 |  | 47000 | 24 | 10.4 | 48000 | 36000 | 75% | 2 | 0 | 12.5 |  |  |  |  | R-454B | 3.9167 | Residential & Commercial | VSMSHP | Non-Ducted CEE Tier 2
215357340 | Mini/Multi Split | KEEPRITE | HMSV-A-CB-O | D5CMRAH24DAK |  | Non-Ducted Indoor Units | 0 |  | 24000 | 25 | 9.5 | 25000 | 18000 | 72% | 2 | 0 | 13.5 |  |  |  |  | R-454B | 2 | Residential & Commercial | VSMSHP | Non-Ducted CEE Tier 2
215357346 | Mini/Multi Split | KEEPRITE | HMSV-A-CB-O | D5CMRAH30EAK |  | Non-Ducted Indoor Units | 0 |  | 30000 | 25 | 10 | 31000 | 26000 | 83.87% | 2 | 0 | 13 |  |  |  |  | R-454B | 2.5 | Residential & Commercial | VSMSHP | Non-Ducted CEE Tier 2
215357334 | Mini/Multi Split | KEEPRITE | HMSV-A-CB-O | D5CMHAH55FAK |  | Non-Ducted Indoor Units | 0 |  | 51000 | 22.3 | 10.5 | 55000 | 47000 | 85.45% | 2 | 0 | 12 |  |  |  |  | R-454B | 4.25 | Residential & Commercial | VSMSHP | Non-Ducted CEE Tier 2
215357337 | Mini/Multi Split | KEEPRITE | HMSV-A-CB-O | D5CMRAH18CAK |  | Non-Ducted Indoor Units | 0 |  | 18000 | 25.2 | 9.8 | 19000 | 13500 | 71.05% | 2.3 | 0 | 14 |  |  |  |  | R-454B | 1.5 | Residential & Commercial | VSMSHP | Non-Ducted CEE Tier 2
215357328 | Mini/Multi Split | KEEPRITE | HMSV-A-CB-O | D5CMHAH36EAK |  | Non-Ducted Indoor Units | 0 |  | 36000 | 23.1 | 10.7 | 36000 | 36000 | 100% | 2 | 0 | 13.1 |  |  |  |  | R-454B | 3 | Residential & Commercial | VSMSHP | Non-Ducted CEE Tier 2
215357331 | Mini/Multi Split | KEEPRITE | HMSV-A-CB-O | D5CMHAH48FAK |  | Non-Ducted Indoor Units | 0 |  | 47000 | 23 | 11.3 | 49000 | 47000 | 95.92% | 2 | 0 | 12 |  |  |  |  | R-454B | 3.9167 | Residential & Commercial | VSMSHP | Non-Ducted CEE Tier 2
215357319 | Mini/Multi Split | KEEPRITE | HMSV-A-CB-O | D5CMHAH24DAK |  | Non-Ducted Indoor Units | 0 |  | 24000 | 24 | 10 | 25000 | 25000 | 100% | 2 | 0 | 13 |  |  |  |  | R-454B | 2 | Residential & Commercial | VSMSHP | Non-Ducted CEE Tier 2
215357325 | Mini/Multi Split | KEEPRITE | HMSV-A-CB-O | D5CMHAH30EAK |  | Non-Ducted Indoor Units | 0 |  | 30000 | 24 | 10.7 | 31000 | 36000 | 116.1% | 2 | 0 | 13.2 |  |  |  |  | R-454B | 2.5 | Residential & Commercial | VSMSHP | Non-Ducted CEE Tier 2
215357316 | Mini/Multi Split | KEEPRITE | HMSV-A-CB-O | D5CMHAH18CAK |  | Non-Ducted Indoor Units | 0 |  | 19000 | 25 | 10.5 | 20000 | 19000 | 95% | 2 | 0 | 15 |  |  |  |  | R-454B | 1.5833 | Residential & Commercial | VSMSHP | Non-Ducted CEE Tier 2
215357307 | Mini/Multi Split | HEIL | HMSV-A-CB-O | D5CMRAH36EAK |  | Non-Ducted Indoor Units | 0 |  | 36000 | 24 | 9.5 | 37000 | 26000 | 70.27% | 2 | 0 | 12 |  |  |  |  | R-454B | 3 | Residential & Commercial | VSMSHP | Non-Ducted CEE Tier 2
215357310 | Mini/Multi Split | HEIL | HMSV-A-CB-O | D5CMRAH48FAK |  | Non-Ducted Indoor Units | 0 |  | 47000 | 24 | 10.4 | 48000 | 36000 | 75% | 2 | 0 | 12.5 |  |  |  |  | R-454B | 3.9167 | Residential & Commercial | VSMSHP | Non-Ducted CEE Tier 2
215357298 | Mini/Multi Split | HEIL | HMSV-A-CB-O | D5CMRAH24DAK |  | Non-Ducted Indoor Units | 0 |  | 24000 | 25 | 9.5 | 25000 | 18000 | 72% | 2 | 0 | 13.5 |  |  |  |  | R-454B | 2 | Residential & Commercial | VSMSHP | Non-Ducted CEE Tier 2
215357304 | Mini/Multi Split | HEIL | HMSV-A-CB-O | D5CMRAH30EAK |  | Non-Ducted Indoor Units | 0 |  | 30000 | 25 | 10 | 31000 | 26000 | 83.87% | 2 | 0 | 13 |  |  |  |  | R-454B | 2.5 | Residential & Commercial | VSMSHP | Non-Ducted CEE Tier 2
215357292 | Mini/Multi Split | HEIL | HMSV-A-CB-O | D5CMHAH55FAK |  | Non-Ducted Indoor Units | 0 |  | 51000 | 22.3 | 10.5 | 55000 | 47000 | 85.45% | 2 | 0 | 12 |  |  |  |  | R-454B | 4.25 | Residential & Commercial | VSMSHP | Non-Ducted CEE Tier 2
215357295 | Mini/Multi Split | HEIL | HMSV-A-CB-O | D5CMRAH18CAK |  | Non-Ducted Indoor Units | 0 |  | 18000 | 25.2 | 9.8 | 19000 | 13500 | 71.05% | 2.3 | 0 | 14 |  |  |  |  | R-454B | 1.5 | Residential & Commercial | VSMSHP | Non-Ducted CEE Tier 2
215357286 | Mini/Multi Split | HEIL | HMSV-A-CB-O | D5CMHAH36EAK |  | Non-Ducted Indoor Units | 0 |  | 36000 | 23.1 | 10.7 | 36000 | 36000 | 100% | 2 | 0 | 13.1 |  |  |  |  | R-454B | 3 | Residential & Commercial | VSMSHP | Non-Ducted CEE Tier 2
215357289 | Mini/Multi Split | HEIL | HMSV-A-CB-O | D5CMHAH48FAK |  | Non-Ducted Indoor Units | 0 |  | 47000 | 23 | 11.3 | 49000 | 47000 | 95.92% | 2 | 0 | 12 |  |  |  |  | R-454B | 3.9167 | Residential & Commercial | VSMSHP | Non-Ducted CEE Tier 2
215357277 | Mini/Multi Split | HEIL | HMSV-A-CB-O | D5CMHAH24DAK |  | Non-Ducted Indoor Units | 0 |  | 24000 | 24 | 10 | 25000 | 25000 | 100% | 2 | 0 | 13 |  |  |  |  | R-454B | 2 | Residential & Commercial | VSMSHP | Non-Ducted CEE Tier 2
215357283 | Mini/Multi Split | HEIL | HMSV-A-CB-O | D5CMHAH30EAK |  | Non-Ducted Indoor Units | 0 |  | 30000 | 24 | 10.7 | 31000 | 36000 | 116.1% | 2 | 0 | 13.2 |  |  |  |  | R-454B | 2.5 | Residential & Commercial | VSMSHP | Non-Ducted CEE Tier 2
215357274 | Mini/Multi Split | HEIL | HMSV-A-CB-O | D5CMHAH18CAK |  | Non-Ducted Indoor Units | 0 |  | 19000 | 25 | 10.5 | 20000 | 19000 | 95% | 2 | 0 | 15 |  |  |  |  | R-454B | 1.5833 | Residential & Commercial | VSMSHP | Non-Ducted CEE Tier 2
215357265 | Mini/Multi Split | DAY & NIGHT | HMSV-A-CB-O | D5CMRAH36EAK |  | Non-Ducted Indoor Units | 0 |  | 36000 | 24 | 9.5 | 37000 | 26000 | 70.27% | 2 | 0 | 12 |  |  |  |  | R-454B | 3 | Residential & Commercial | VSMSHP | Non-Ducted CEE Tier 2
215357268 | Mini/Multi Split | DAY & NIGHT | HMSV-A-CB-O | D5CMRAH48FAK |  | Non-Ducted Indoor Units | 0 |  | 47000 | 24 | 10.4 | 48000 | 36000 | 75% | 2 | 0 | 12.5 |  |  |  |  | R-454B | 3.9167 | Residential & Commercial | VSMSHP | Non-Ducted CEE Tier 2
215357256 | Mini/Multi Split | DAY & NIGHT | HMSV-A-CB-O | D5CMRAH24DAK |  | Non-Ducted Indoor Units | 0 |  | 24000 | 25 | 9.5 | 25000 | 18000 | 72% | 2 | 0 | 13.5 |  |  |  |  | R-454B | 2 | Residential & Commercial | VSMSHP | Non-Ducted CEE Tier 2
215357262 | Mini/Multi Split | DAY & NIGHT | HMSV-A-CB-O | D5CMRAH30EAK |  | Non-Ducted Indoor Units | 0 |  | 30000 | 25 | 10 | 31000 | 26000 | 83.87% | 2 | 0 | 13 |  |  |  |  | R-454B | 2.5 | Residential & Commercial | VSMSHP | Non-Ducted CEE Tier 2
215357250 | Mini/Multi Split | DAY & NIGHT | HMSV-A-CB-O | D5CMHAH55FAK |  | Non-Ducted Indoor Units | 0 |  | 51000 | 22.3 | 10.5 | 55000 | 47000 | 85.45% | 2 | 0 | 12 |  |  |  |  | R-454B | 4.25 | Residential & Commercial | VSMSHP | Non-Ducted CEE Tier 2
215357253 | Mini/Multi Split | DAY & NIGHT | HMSV-A-CB-O | D5CMRAH18CAK |  | Non-Ducted Indoor Units | 0 |  | 18000 | 25.2 | 9.8 | 19000 | 13500 | 71.05% | 2.3 | 0 | 14 |  |  |  |  | R-454B | 1.5 | Residential & Commercial | VSMSHP | Non-Ducted CEE Tier 2
215357244 | Mini/Multi Split | DAY & NIGHT | HMSV-A-CB-O | D5CMHAH36EAK |  | Non-Ducted Indoor Units | 0 |  | 36000 | 23.1 | 10.7 | 36000 | 36000 | 100% | 2 | 0 | 13.1 |  |  |  |  | R-454B | 3 | Residential & Commercial | VSMSHP | Non-Ducted CEE Tier 2
215357247 | Mini/Multi Split | DAY & NIGHT | HMSV-A-CB-O | D5CMHAH48FAK |  | Non-Ducted Indoor Units | 0 |  | 47000 | 23 | 11.3 | 49000 | 47000 | 95.92% | 2 | 0 | 12 |  |  |  |  | R-454B | 3.9167 | Residential & Commercial | VSMSHP | Non-Ducted CEE Tier 2
215357235 | Mini/Multi Split | DAY & NIGHT | HMSV-A-CB-O | D5CMHAH24DAK |  | Non-Ducted Indoor Units | 0 |  | 24000 | 24 | 10 | 25000 | 25000 | 100% | 2 | 0 | 13 |  |  |  |  | R-454B | 2 | Residential & Commercial | VSMSHP | Non-Ducted CEE Tier 2
215357241 | Mini/Multi Split | DAY & NIGHT | HMSV-A-CB-O | D5CMHAH30EAK |  | Non-Ducted Indoor Units | 0 |  | 30000 | 24 | 10.7 | 31000 | 36000 | 116.1% | 2 | 0 | 13.2 |  |  |  |  | R-454B | 2.5 | Residential & Commercial | VSMSHP | Non-Ducted CEE Tier 2
215357232 | Mini/Multi Split | DAY & NIGHT | HMSV-A-CB-O | D5CMHAH18CAK |  | Non-Ducted Indoor Units | 0 |  | 19000 | 25 | 10.5 | 20000 | 19000 | 95% | 2 | 0 | 15 |  |  |  |  | R-454B | 1.5833 | Residential & Commercial | VSMSHP | Non-Ducted CEE Tier 2
215357223 | Mini/Multi Split | COMFORTMAKER | HMSV-A-CB-O | D5CMRAH36EAK |  | Non-Ducted Indoor Units | 0 |  | 36000 | 24 | 9.5 | 37000 | 26000 | 70.27% | 2 | 0 | 12 |  |  |  |  | R-454B | 3 | Residential & Commercial | VSMSHP | Non-Ducted CEE Tier 2
215357226 | Mini/Multi Split | COMFORTMAKER | HMSV-A-CB-O | D5CMRAH48FAK |  | Non-Ducted Indoor Units | 0 |  | 47000 | 24 | 10.4 | 48000 | 36000 | 75% | 2 | 0 | 12.5 |  |  |  |  | R-454B | 3.9167 | Residential & Commercial | VSMSHP | Non-Ducted CEE Tier 2
215357214 | Mini/Multi Split | COMFORTMAKER | HMSV-A-CB-O | D5CMRAH24DAK |  | Non-Ducted Indoor Units | 0 |  | 24000 | 25 | 9.5 | 25000 | 18000 | 72% | 2 | 0 | 13.5 |  |  |  |  | R-454B | 2 | Residential & Commercial | VSMSHP | Non-Ducted CEE Tier 2
215357220 | Mini/Multi Split | COMFORTMAKER | HMSV-A-CB-O | D5CMRAH30EAK |  | Non-Ducted Indoor Units | 0 |  | 30000 | 25 | 10 | 31000 | 26000 | 83.87% | 2 | 0 | 13 |  |  |  |  | R-454B | 2.5 | Residential & Commercial | VSMSHP | Non-Ducted CEE Tier 2
215357208 | Mini/Multi Split | COMFORTMAKER | HMSV-A-CB-O | D5CMHAH55FAK |  | Non-Ducted Indoor Units | 0 |  | 51000 | 22.3 | 10.5 | 55000 | 47000 | 85.45% | 2 | 0 | 12 |  |  |  |  | R-454B | 4.25 | Residential & Commercial | VSMSHP | Non-Ducted CEE Tier 2
215357211 | Mini/Multi Split | COMFORTMAKER | HMSV-A-CB-O | D5CMRAH18CAK |  | Non-Ducted Indoor Units | 0 |  | 18000 | 25.2 | 9.8 | 19000 | 13500 | 71.05% | 2.3 | 0 | 14 |  |  |  |  | R-454B | 1.5 | Residential & Commercial | VSMSHP | Non-Ducted CEE Tier 2
215357202 | Mini/Multi Split | COMFORTMAKER | HMSV-A-CB-O | D5CMHAH36EAK |  | Non-Ducted Indoor Units | 0 |  | 36000 | 23.1 | 10.7 | 36000 | 36000 | 100% | 2 | 0 | 13.1 |  |  |  |  | R-454B | 3 | Residential & Commercial | VSMSHP | Non-Ducted CEE Tier 2
215357205 | Mini/Multi Split | COMFORTMAKER | HMSV-A-CB-O | D5CMHAH48FAK |  | Non-Ducted Indoor Units | 0 |  | 47000 | 23 | 11.3 | 49000 | 47000 | 95.92% | 2 | 0 | 12 |  |  |  |  | R-454B | 3.9167 | Residential & Commercial | VSMSHP | Non-Ducted CEE Tier 2
215357193 | Mini/Multi Split | COMFORTMAKER | HMSV-A-CB-O | D5CMHAH24DAK |  | Non-Ducted Indoor Units | 0 |  | 24000 | 24 | 10 | 25000 | 25000 | 100% | 2 | 0 | 13 |  |  |  |  | R-454B | 2 | Residential & Commercial | VSMSHP | Non-Ducted CEE Tier 2
215357199 | Mini/Multi Split | COMFORTMAKER | HMSV-A-CB-O | D5CMHAH30EAK |  | Non-Ducted Indoor Units | 0 |  | 30000 | 24 | 10.7 | 31000 | 36000 | 116.1% | 2 | 0 | 13.2 |  |  |  |  | R-454B | 2.5 | Residential & Commercial | VSMSHP | Non-Ducted CEE Tier 2
215357190 | Mini/Multi Split | COMFORTMAKER | HMSV-A-CB-O | D5CMHAH18CAK |  | Non-Ducted Indoor Units | 0 |  | 19000 | 25 | 10.5 | 20000 | 19000 | 95% | 2 | 0 | 15 |  |  |  |  | R-454B | 1.5833 | Residential & Commercial | VSMSHP | Non-Ducted CEE Tier 2
215357181 | Mini/Multi Split | ARCOAIRE | HMSV-A-CB-O | D5CMRAH36EAK |  | Non-Ducted Indoor Units | 0 |  | 36000 | 24 | 9.5 | 37000 | 26000 | 70.27% | 2 | 0 | 12 |  |  |  |  | R-454B | 3 | Residential & Commercial | VSMSHP | Non-Ducted CEE Tier 2
215357184 | Mini/Multi Split | ARCOAIRE | HMSV-A-CB-O | D5CMRAH48FAK |  | Non-Ducted Indoor Units | 0 |  | 47000 | 24 | 10.4 | 48000 | 36000 | 75% | 2 | 0 | 12.5 |  |  |  |  | R-454B | 3.9167 | Residential & Commercial | VSMSHP | Non-Ducted CEE Tier 2
215357178 | Mini/Multi Split | ARCOAIRE | HMSV-A-CB-O | D5CMRAH30EAK |  | Non-Ducted Indoor Units | 0 |  | 30000 | 25 | 10 | 31000 | 26000 | 83.87% | 2 | 0 | 13 |  |  |  |  | R-454B | 2.5 | Residential & Commercial | VSMSHP | Non-Ducted CEE Tier 2
215357169 | Mini/Multi Split | ARCOAIRE | HMSV-A-CB-O | D5CMRAH24DAK |  | Non-Ducted Indoor Units | 0 |  | 24000 | 25 | 9.5 | 25000 | 18000 | 72% | 2 | 0 | 13.5 |  |  |  |  | R-454B | 2 | Residential & Commercial | VSMSHP | Non-Ducted CEE Tier 2
215357163 | Mini/Multi Split | ARCOAIRE | HMSV-A-CB-O | D5CMRAH18CAK |  | Non-Ducted Indoor Units | 0 |  | 18000 | 25.2 | 9.8 | 19000 | 13500 | 71.05% | 2.3 | 0 | 14 |  |  |  |  | R-454B | 1.5 | Residential & Commercial | VSMSHP | Non-Ducted CEE Tier 2
215357164 | Mini/Multi Split | BRYANT | HMSV-A-CB-O | 37MGRAQ48FA3 |  | Non-Ducted Indoor Units | 0 |  | 47000 | 24 | 10.4 | 48000 | 36000 | 75% | 2 | 0 | 12.5 |  |  |  |  | R-454B | 3.9167 | Residential & Commercial | VSMSHP | Non-Ducted CEE Tier 2
215357151 | Mini/Multi Split | BRYANT | HMSV-A-CB-O | 37MGRAQ30EA3 |  | Non-Ducted Indoor Units | 0 |  | 30000 | 25 | 10 | 31000 | 26000 | 83.87% | 2 | 0 | 13 |  |  |  |  | R-454B | 2.5 | Residential & Commercial | VSMSHP | Non-Ducted CEE Tier 2
215357147 | Mini/Multi Split | ARCOAIRE | HMSV-A-CB-O | D5CMHAH36EAK |  | Non-Ducted Indoor Units | 0 |  | 36000 | 23.1 | 10.7 | 36000 | 36000 | 100% | 2 | 0 | 13.1 |  |  |  |  | R-454B | 3 | Residential & Commercial | VSMSHP | Non-Ducted CEE Tier 2
215357152 | Mini/Multi Split | ARCOAIRE | HMSV-A-CB-O | D5CMHAH48FAK |  | Non-Ducted Indoor Units | 0 |  | 47000 | 23 | 11.3 | 49000 | 47000 | 95.92% | 2 | 0 | 12 |  |  |  |  | R-454B | 3.9167 | Residential & Commercial | VSMSHP | Non-Ducted CEE Tier 2
215357157 | Mini/Multi Split | BRYANT | HMSV-A-CB-O | 37MGRAQ36EA3 |  | Non-Ducted Indoor Units | 0 |  | 36000 | 24 | 9.5 | 37000 | 26000 | 70.27% | 2 | 0 | 12 |  |  |  |  | R-454B | 3 | Residential & Commercial | VSMSHP | Non-Ducted CEE Tier 2
215357158 | Mini/Multi Split | ARCOAIRE | HMSV-A-CB-O | D5CMHAH55FAK |  | Non-Ducted Indoor Units | 0 |  | 51000 | 22.3 | 10.5 | 55000 | 47000 | 85.45% | 2 | 0 | 12 |  |  |  |  | R-454B | 4.25 | Residential & Commercial | VSMSHP | Non-Ducted CEE Tier 2
215357137 | Mini/Multi Split | BRYANT | HMSV-A-CB-O | 37MGRAQ24DA3 |  | Non-Ducted Indoor Units | 0 |  | 24000 | 25 | 9.5 | 25000 | 18000 | 72% | 2 | 0 | 13.5 |  |  |  |  | R-454B | 2 | Residential & Commercial | VSMSHP | Non-Ducted CEE Tier 2
215357141 | Mini/Multi Split | ARCOAIRE | HMSV-A-CB-O | D5CMHAH30EAK |  | Non-Ducted Indoor Units | 0 |  | 30000 | 24 | 10.7 | 31000 | 36000 | 116.1% | 2 | 0 | 13.2 |  |  |  |  | R-454B | 2.5 | Residential & Commercial | VSMSHP | Non-Ducted CEE Tier 2
215357115 | Mini/Multi Split | BRYANT | HMSV-A-CB-O | 37MGHAQ30EA3 |  | Non-Ducted Indoor Units | 0 |  | 30000 | 24 | 10.7 | 31000 | 36000 | 116.1% | 2 | 0 | 13.2 |  |  |  |  | R-454B | 2.5 | Residential & Commercial | VSMSHP | Non-Ducted CEE Tier 2
215357118 | Mini/Multi Split | BRYANT | HMSV-A-CB-O | 37MGHAQ36EA3 |  | Non-Ducted Indoor Units | 0 |  | 36000 | 23.1 | 10.7 | 36000 | 36000 | 100% | 2 | 0 | 13.1 |  |  |  |  | R-454B | 3 | Residential & Commercial | VSMSHP | Non-Ducted CEE Tier 2
215357109 | Mini/Multi Split | BRYANT | HMSV-A-CB-O | 37MGHAQ24DA3 |  | Non-Ducted Indoor Units | 0 |  | 24000 | 24 | 10 | 25000 | 25000 | 100% | 2 | 0 | 13 |  |  |  |  | R-454B | 2 | Residential & Commercial | VSMSHP | Non-Ducted CEE Tier 2
215351187 | Mini/Multi Split | MDV | HMSV-A-CB-O | M5OX631-30HFN10-M1XD |  | Non-Ducted Indoor Units | 0 |  | 30000 | 24 | 10.7 | 31000 | 36000 | 116.1% | 2 | 0 | 13.2 |  |  |  |  | R-454B | 2.5 | Residential & Commercial | VSMSHP | Non-Ducted CEE Tier 2
215351181 | Mini/Multi Split | MDV | HMSV-A-CB-O | M4OD30-24HFN10-M1D |  | Non-Ducted Indoor Units | 0 |  | 24000 | 25 | 9.5 | 25000 | 18000 | 72% | 2 | 0 | 13.5 |  |  |  |  | R-454B | 2 | Residential & Commercial | VSMSHP | Non-Ducted CEE Tier 2
215357106 | Mini/Multi Split | BRYANT | HMSV-A-CB-O | 37MGHAQ18CA3 |  | Non-Ducted Indoor Units | 0 |  | 19000 | 25 | 10.5 | 20000 | 19000 | 95% | 2 | 0 | 15 |  |  |  |  | R-454B | 1.5833 | Residential & Commercial | VSMSHP | Non-Ducted CEE Tier 2
215351193 | Mini/Multi Split | TCL | HMSV-A-CB-O | TMH18HEI2NAO0U24 |  | Non-Ducted Indoor Units | 0 |  | 18000 | 24 | 10 | 20000 | 15800 | 79% | 2 | 0 | 13 |  |  |  |  | R-454B | 1.5 | Residential & Commercial | VSMSHP | Non-Ducted CEE Tier 2
215351194 | Mini/Multi Split | TCL | HMSV-A-CB-O | TMH27HEI2NAO0U24 |  | Non-Ducted Indoor Units | 0 |  | 27000 | 24 | 10 | 28000 | 19800 | 70.71% | 2 | 0 | 12 |  |  |  |  | R-454B | 2.25 | Residential & Commercial | VSMSHP | Non-Ducted CEE Tier 2
215351195 | Mini/Multi Split | TCL | HMSV-A-CB-O | TMH36HEI2NAM5U24 |  | Non-Ducted Indoor Units | 0 |  | 35000 | 22.5 | 9.5 | 36000 | 25400 | 70.56% | 2 | 0 | 12 |  |  |  |  | R-454B | 2.9167 | Residential & Commercial | VSMSHP | Non-Ducted CEE Tier 2
215351196 | Mini/Multi Split | TCL | HMSV-A-CB-O | TMH42HEI2NAM0U24 |  | Non-Ducted Indoor Units | 0 |  | 42000 | 22 | 9.5 | 42000 | 30000 | 71.43% | 2 | 0 | 12 |  |  |  |  | R-454B | 3.5 | Residential & Commercial | VSMSHP | Non-Ducted CEE Tier 2
215351185 | Mini/Multi Split | MDV | HMSV-A-CB-O | M5OD30-30HFN10-M1D |  | Non-Ducted Indoor Units | 0 |  | 30000 | 25 | 10 | 31000 | 26000 | 83.87% | 2 | 0 | 13 |  |  |  |  | R-454B | 2.5 | Residential & Commercial | VSMSHP | Non-Ducted CEE Tier 2
215351183 | Mini/Multi Split | MDV | HMSV-A-CB-O | M4OD31-24HFN10-M1XD |  | Non-Ducted Indoor Units | 0 |  | 24000 | 24 | 10 | 25000 | 25000 | 100% | 2 | 0 | 13 |  |  |  |  | R-454B | 2 | Residential & Commercial | VSMSHP | Non-Ducted CEE Tier 2
214783957 | Mini/Multi Split | TURBRO | HMSV-A-CB-O | GL-M18/O |  | Non-Ducted Indoor Units | 0 |  | 17000 | 22 | 9 | 19600 | 13800 | 70.41% | 1.8 | 12.5 | 12 |  |  |  |  | R-410A | 1.4167 | Residential & Commercial | VSMSHP
214784527 | Mini/Multi Split | 1HVAC | HMSV-A-CB-O | SC-30Z-HH-M4B |  | Non-Ducted Indoor Units | 0 |  | 28400 | 21 | 10 | 30000 | 22800 | 76% | 1.84 | 12.5 | 12.5 |  |  |  |  | R-410A | 2.3667 | Residential & Commercial | VSMSHP | Non-Ducted CEE Tier 2
215853988 | Mini/Multi Split | BLUERIDGE | HMSV-A-CB-O | BMMZ48HHC |  | Non-Ducted Indoor Units | 0 |  | 47000 | 23 | 11 | 49000 | 47000 | 95.92% | 2 | 0 | 12 |  |  |  |  | R-454B | 3.9167 | Residential & Commercial | VSMSHP | Non-Ducted CEE Tier 2
215853991 | Mini/Multi Split | BLUERIDGE | HMSV-A-CB-O | BMMZ55HHC |  | Non-Ducted Indoor Units | 0 |  | 51000 | 22.2 | 10.5 | 55000 | 47000 | 85.45% | 2 | 0 | 12 |  |  |  |  | R-454B | 4.25 | Residential & Commercial | VSMSHP | Non-Ducted CEE Tier 2
215853982 | Mini/Multi Split | BLUERIDGE | HMSV-A-CB-O | BMMZ27HHC |  | Non-Ducted Indoor Units | 0 |  | 27000 | 23 | 10.5 | 27000 | 27000 | 100% | 2 | 0 | 12.5 |  |  |  |  | R-454B | 2.25 | Residential & Commercial | VSMSHP | Non-Ducted CEE Tier 2
215853985 | Mini/Multi Split | BLUERIDGE | HMSV-A-CB-O | BMMZ36HHC |  | Non-Ducted Indoor Units | 0 |  | 36000 | 23 | 10.7 | 36000 | 36000 | 100% | 2 | 0 | 13 |  |  |  |  | R-454B | 3 | Residential & Commercial | VSMSHP | Non-Ducted CEE Tier 2
215853976 | Mini/Multi Split | BLUERIDGE | HMSV-A-CB-O | BMMZ48C |  | Non-Ducted Indoor Units | 0 |  | 47000 | 24 | 10.3 | 48000 | 36000 | 75% | 2 | 0 | 12.5 |  |  |  |  | R-454B | 3.9167 | Residential & Commercial | VSMSHP | Non-Ducted CEE Tier 2
215853979 | Mini/Multi Split | BLUERIDGE | HMSV-A-CB-O | BMMZ18HHC |  | Non-Ducted Indoor Units | 0 |  | 19000 | 25 | 10.4 | 20000 | 19000 | 95% | 2 | 0 | 15 |  |  |  |  | R-454B | 1.5833 | Residential & Commercial | VSMSHP | Non-Ducted CEE Tier 2
215853970 | Mini/Multi Split | BLUERIDGE | HMSV-A-CB-O | BMMZ27C |  | Non-Ducted Indoor Units | 0 |  | 27000 | 25 | 9.5 | 27000 | 19000 | 70.37% | 2 | 0 | 13 |  |  |  |  | R-454B | 2.25 | Residential & Commercial | VSMSHP | Non-Ducted CEE Tier 2
215853973 | Mini/Multi Split | BLUERIDGE | HMSV-A-CB-O | BMMZ36C |  | Non-Ducted Indoor Units | 0 |  | 36000 | 24 | 9.5 | 37000 | 26000 | 70.27% | 2 | 0 | 12 |  |  |  |  | R-454B | 3 | Residential & Commercial | VSMSHP | Non-Ducted CEE Tier 2
214720253 | Mini/Multi Split | TOSOT | HMSV-A-CB-O | MZ-M36/O |  | Non-Ducted Indoor Units | 0 |  | 34000 | 21 | 10 | 36000 | 32400 | 90% | 1.82 | 0 | 12 |  |  |  |  | R-410A | 2.8333 | Residential & Commercial | VSMSHP | Non-Ducted CEE Tier 2
213286784 | Mini/Multi Split | Wells | HMSV-A-CB-O | WMCA-55HFMO |  | Non-Ducted Indoor Units | 0 |  | 55000 | 20 | 9.5 | 55000 | 45500 | 82.73% | 1.8 | 10.5 | 10.5 |  |  |  |  | R-410A | 4.5833 | Residential & Commercial | VSMSHP | Non-Ducted CEE Tier 2
215853967 | Mini/Multi Split | BLUERIDGE | HMSV-A-CB-O | BMMZ18C |  | Non-Ducted Indoor Units | 0 |  | 18000 | 25.1 | 9.8 | 19000 | 13500 | 71.05% | 2.3 | 0 | 14 |  |  |  |  | R-454B | 1.5 | Residential & Commercial | VSMSHP | Non-Ducted CEE Tier 2
214728843 | Mini/Multi Split | Hessaire | HMSV-A-CB-O | HM18 |  | Non-Ducted Indoor Units | 0 |  | 18000 | 22 | 10 | 18000 | 18000 | 100% | 1.99 | 0 | 13.3 |  |  |  |  | R-454B | 1.5 | Residential & Commercial | VSMSHP | Non-Ducted CEE Tier 2
214728844 | Mini/Multi Split | Hessaire | HMSV-A-CB-O | HM27 |  | Non-Ducted Indoor Units | 0 |  | 27000 | 23 | 10 | 27000 | 27000 | 100% | 1.82 | 0 | 12.85 |  |  |  |  | R-454B | 2.25 | Residential & Commercial | VSMSHP | Non-Ducted CEE Tier 2
214837757 | Mini/Multi Split | DAIKIN | HMSR-A-CB-O | 2MXM18AVJU* |  | Non-Ducted Indoor Units | 0 |  | 17200 | 21 | 10 | 18500 | 13200 | 71.35% | 1.8 | 0 | 12 |  |  |  |  | R-32 | 1.4333 | Residential & Commercial | VSMSHP | Non-Ducted CEE Tier 2
214728292 | Mini/Multi Split | HISENSE | HMSV-A-CB-O | AMW2-18U3TJA |  | Non-Ducted Indoor Units | 0 |  | 18000 | 22 | 10 | 18000 | 18000 | 100% | 1.99 | 0 | 13.3 |  |  |  |  | R-454B | 1.5 | Residential & Commercial | VSMSHP | Non-Ducted CEE Tier 2
214728293 | Mini/Multi Split | HISENSE | HMSV-A-CB-O | AMW3-27U3TQA |  | Non-Ducted Indoor Units | 0 |  | 27000 | 23 | 10 | 27000 | 27000 | 100% | 1.82 | 0 | 12.85 |  |  |  |  | R-454B | 2.25 | Residential & Commercial | VSMSHP | Non-Ducted CEE Tier 2
214720259 | Mini/Multi Split | TOSOT | HMSV-A-CB-O | MZ-M18/O |  | Non-Ducted Indoor Units | 0 |  | 17000 | 21 | 10 | 18000 | 13600 | 75.56% | 2.22 | 0 | 12 |  |  |  |  | R-410A | 1.4167 | Residential & Commercial | VSMSHP | Non-Ducted CEE Tier 2
214720257 | Mini/Multi Split | TOSOT | HMSV-A-CB-O | MZ-M24/O |  | Non-Ducted Indoor Units | 0 |  | 23200 | 21 | 10 | 24000 | 21600 | 90% | 2.1 | 0 | 12.5 |  |  |  |  | R-410A | 1.9333 | Residential & Commercial | VSMSHP | Non-Ducted CEE Tier 2
214720255 | Mini/Multi Split | TOSOT | HMSV-A-CB-O | MZ-M30/O |  | Non-Ducted Indoor Units | 0 |  | 28400 | 21 | 10 | 30000 | 22800 | 76% | 1.84 | 0 | 12.5 |  |  |  |  | R-410A | 2.3667 | Residential & Commercial | VSMSHP | Non-Ducted CEE Tier 2
215223334 | Mini/Multi Split | BOSCH | HMSV-A-CB-O | BMS500-AAM036-1CSXRD |  | Non-Ducted Indoor Units | 0 |  | 36000 | 24 | 9.5 | 37000 | 26000 | 70.27% | 2 | 0 | 12 |  |  |  |  | R-454B | 3 | Residential & Commercial | VSMSHP | Non-Ducted CEE Tier 2
215223337 | Mini/Multi Split | BOSCH | HMSV-A-CB-O | BMS500-AAM048-1CSXRD |  | Non-Ducted Indoor Units | 0 |  | 47000 | 24 | 10.3 | 48000 | 36000 | 75% | 2 | 0 | 12.5 |  |  |  |  | R-454B | 3.9167 | Residential & Commercial | VSMSHP | Non-Ducted CEE Tier 2
215223328 | Mini/Multi Split | BOSCH | HMSV-A-CB-O | BMS500-AAM018-1CSXRD |  | Non-Ducted Indoor Units | 0 |  | 18000 | 25.1 | 9.8 | 19000 | 13500 | 71.05% | 2.3 | 0 | 14 |  |  |  |  | R-454B | 1.5 | Residential & Commercial | VSMSHP | Non-Ducted CEE Tier 2
215223331 | Mini/Multi Split | BOSCH | HMSV-A-CB-O | BMS500-AAM027-1CSXRD |  | Non-Ducted Indoor Units | 0 |  | 27000 | 25 | 9.5 | 27000 | 19000 | 70.37% | 2 | 0 | 13 |  |  |  |  | R-454B | 2.25 | Residential & Commercial | VSMSHP | Non-Ducted CEE Tier 2
215223322 | Mini/Multi Split | BOSCH | HMSV-A-CB-O | BMS500-AAM036-1CSXHD |  | Non-Ducted Indoor Units | 0 |  | 36000 | 23 | 10.7 | 36000 | 36000 | 100% | 2 | 0 | 13 |  |  |  |  | R-454B | 3 | Residential & Commercial | VSMSHP | Non-Ducted CEE Tier 2
215223325 | Mini/Multi Split | BOSCH | HMSV-A-CB-O | BMS500-AAM048-1CSXHD |  | Non-Ducted Indoor Units | 0 |  | 47000 | 23 | 11 | 49000 | 47000 | 95.92% | 2 | 0 | 12 |  |  |  |  | R-454B | 3.9167 | Residential & Commercial | VSMSHP | Non-Ducted CEE Tier 2
215223316 | Mini/Multi Split | BOSCH | HMSV-A-CB-O | BMS500-AAM018-1CSXHD |  | Non-Ducted Indoor Units | 0 |  | 19000 | 25 | 10.4 | 20000 | 19000 | 95% | 2 | 0 | 15 |  |  |  |  | R-454B | 1.5833 | Residential & Commercial | VSMSHP | Non-Ducted CEE Tier 2
215223319 | Mini/Multi Split | BOSCH | HMSV-A-CB-O | BMS500-AAM027-1CSXHD |  | Non-Ducted Indoor Units | 0 |  | 27000 | 23 | 10.5 | 27000 | 27000 | 100% | 2 | 0 | 12.5 |  |  |  |  | R-454B | 2.25 | Residential & Commercial | VSMSHP | Non-Ducted CEE Tier 2
215218913 | Mini/Multi Split | GREE | HMSV-A-CB-O | MUL18HP230V1R32AO |  | Non-Ducted Indoor Units | 0 |  | 18000 | 21 | 10 | 18000 | 13800 | 76.67% | 2 | 0 | 12 |  |  |  |  | R-32 | 1.5 | Residential & Commercial | VSMSHP | Non-Ducted CEE Tier 2
215218914 | Mini/Multi Split | GREE | HMSV-A-CB-O | MUL24HP230V1R32AO |  | Non-Ducted Indoor Units | 0 |  | 24000 | 21 | 10 | 24000 | 21600 | 90% | 2 | 0 | 13.3 |  |  |  |  | R-32 | 2 | Residential & Commercial | VSMSHP | Non-Ducted CEE Tier 2
215218915 | Mini/Multi Split | GREE | HMSV-A-CB-O | MUL30HP230V1R32AO |  | Non-Ducted Indoor Units | 0 |  | 28400 | 21 | 10 | 30000 | 27000 | 90% | 2.07 | 0 | 13.6 |  |  |  |  | R-32 | 2.3667 | Residential & Commercial | VSMSHP | Non-Ducted CEE Tier 2
215218916 | Mini/Multi Split | GREE | HMSV-A-CB-O | MUL36HP230V1R32AO |  | Non-Ducted Indoor Units | 0 |  | 36000 | 21 | 10 | 36000 | 36000 | 100% | 2.1 | 0 | 12 |  |  |  |  | R-32 | 3 | Residential & Commercial | VSMSHP | Non-Ducted CEE Tier 2
215218917 | Mini/Multi Split | GREE | HMSV-A-CB-O | MUL42HP230V1R32AO |  | Non-Ducted Indoor Units | 0 |  | 42000 | 21 | 10 | 42000 | 37800 | 90% | 2.1 | 0 | 13 |  |  |  |  | R-32 | 3.5 | Residential & Commercial | VSMSHP | Non-Ducted CEE Tier 2
214810602 | Mini/Multi Split | DIYCOOL | HMSV-A-CB-O | EZ-18Z-M2 |  | Non-Ducted Indoor Units | 0 |  | 18000 | 21.2 | 9.6 | 19000 | 14000 | 73.68% | 2 | 12.5 | 12.5 |  |  |  |  | R-410A | 1.5 | Residential & Commercial | VSMSHP | Non-Ducted CEE Tier 2
214810603 | Mini/Multi Split | DIYCOOL | HMSV-A-CB-O | EZ-27Z-M3 |  | Non-Ducted Indoor Units | 0 |  | 27000 | 22 | 9.5 | 27000 | 19000 | 70.37% | 1.9 | 12 | 12 |  |  |  |  | R-410A | 2.25 | Residential & Commercial | VSMSHP | Non-Ducted CEE Tier 2
212365442 | Mini/Multi Split | Custom Comfort | HMSV-A-CB-O | CCOXHAMZ555HP |  | Non-Ducted Indoor Units | 0 |  | 55000 | 22 | 9.5 | 55000 | 46000 | 83.64% | 1.9 | 10.5 | 10.5 |  |  |  |  | R-410A | 4.5833 | Residential & Commercial | VSMSHP | Non-Ducted CEE Tier 2
215213805 | Mini/Multi Split | DIRECT AIR | HMSV-A-CB-O | DIRM4-36HXPRO28-4Z |  | Non-Ducted Indoor Units | 0 |  | 36000 | 23 | 10.7 | 36000 | 36000 | 100% | 2 | 0 | 13 |  |  |  |  | R-454B | 3 | Residential & Commercial | VSMSHP | Non-Ducted CEE Tier 2
215213808 | Mini/Multi Split | DIRECT AIR | HMSV-A-CB-O | DIRM4-48HXPRO28-5Z |  | Non-Ducted Indoor Units | 0 |  | 47000 | 23 | 11 | 49000 | 47000 | 95.92% | 2 | 0 | 12 |  |  |  |  | R-454B | 3.9167 | Residential & Commercial | VSMSHP | Non-Ducted CEE Tier 2
215213799 | Mini/Multi Split | DIRECT AIR | HMSV-A-CB-O | DIRM4-18HXPRO28-2Z |  | Non-Ducted Indoor Units | 0 |  | 19000 | 25 | 10.4 | 20000 | 19000 | 95% | 2 | 0 | 15 |  |  |  |  | R-454B | 1.5833 | Residential & Commercial | VSMSHP | Non-Ducted CEE Tier 2
215213802 | Mini/Multi Split | DIRECT AIR | HMSV-A-CB-O | DIRM4-28HXPRO28-3Z |  | Non-Ducted Indoor Units | 0 |  | 27000 | 23 | 10.5 | 27000 | 27000 | 100% | 2 | 0 | 12.5 |  |  |  |  | R-454B | 2.25 | Residential & Commercial | VSMSHP | Non-Ducted CEE Tier 2
215213793 | Mini/Multi Split | DIRECT AIR | HMSV-A-CB-O | DIRM4-36DA25-4Z |  | Non-Ducted Indoor Units | 0 |  | 36000 | 24 | 9.5 | 37000 | 26000 | 70.27% | 2 | 0 | 12 |  |  |  |  | R-454B | 3 | Residential & Commercial | VSMSHP | Non-Ducted CEE Tier 2
215213796 | Mini/Multi Split | DIRECT AIR | HMSV-A-CB-O | DIRM4-48DA25-5Z |  | Non-Ducted Indoor Units | 0 |  | 47000 | 24 | 10.3 | 48000 | 36000 | 75% | 2 | 0 | 12.5 |  |  |  |  | R-454B | 3.9167 | Residential & Commercial | VSMSHP | Non-Ducted CEE Tier 2
215213787 | Mini/Multi Split | DIRECT AIR | HMSV-A-CB-O | DIRM4-18DA25-2Z |  | Non-Ducted Indoor Units | 0 |  | 18000 | 25.1 | 9.8 | 19000 | 13500 | 71.05% | 2.3 | 0 | 14 |  |  |  |  | R-454B | 1.5 | Residential & Commercial | VSMSHP | Non-Ducted CEE Tier 2
215213790 | Mini/Multi Split | DIRECT AIR | HMSV-A-CB-O | DIRM4-27DA25-3Z |  | Non-Ducted Indoor Units | 0 |  | 27000 | 23 | 10.5 | 27000 | 27000 | 100% | 2 | 0 | 12.5 |  |  |  |  | R-454B | 2.25 | Residential & Commercial | VSMSHP | Non-Ducted CEE Tier 2
214810590 | Mini/Multi Split | 1HVAC | HMSV-A-CB-O | EZ-18Z-M2 |  | Non-Ducted Indoor Units | 0 |  | 18000 | 21.2 | 9.6 | 19000 | 14000 | 73.68% | 2 | 12.5 | 12.5 |  |  |  |  | R-410A | 1.5 | Residential & Commercial | VSMSHP | Non-Ducted CEE Tier 2
214810591 | Mini/Multi Split | 1HVAC | HMSV-A-CB-O | EZ-27Z-M3 |  | Non-Ducted Indoor Units | 0 |  | 27000 | 22 | 9.5 | 27000 | 19000 | 70.37% | 1.9 | 12 | 12 |  |  |  |  | R-410A | 2.25 | Residential & Commercial | VSMSHP | Non-Ducted CEE Tier 2
214810596 | Mini/Multi Split | InfinityLiving | HMSV-A-CB-O | EZ-18Z-M2 |  | Non-Ducted Indoor Units | 0 |  | 18000 | 21.2 | 9.6 | 19000 | 14000 | 73.68% | 2 | 12.5 | 12.5 |  |  |  |  | R-410A | 1.5 | Residential & Commercial | VSMSHP | Non-Ducted CEE Tier 2
214810597 | Mini/Multi Split | InfinityLiving | HMSV-A-CB-O | EZ-27Z-M3 |  | Non-Ducted Indoor Units | 0 |  | 27000 | 22 | 9.5 | 27000 | 19000 | 70.37% | 1.9 | 12 | 12 |  |  |  |  | R-410A | 2.25 | Residential & Commercial | VSMSHP | Non-Ducted CEE Tier 2
214810608 | Mini/Multi Split | PolarWave | HMSV-A-CB-O | EZ-18Z-M2 |  | Non-Ducted Indoor Units | 0 |  | 18000 | 21.2 | 9.6 | 19000 | 14000 | 73.68% | 2 | 12.5 | 12.5 |  |  |  |  | R-410A | 1.5 | Residential & Commercial | VSMSHP | Non-Ducted CEE Tier 2
214810609 | Mini/Multi Split | PolarWave | HMSV-A-CB-O | EZ-27Z-M3 |  | Non-Ducted Indoor Units | 0 |  | 27000 | 22 | 9.5 | 27000 | 19000 | 70.37% | 1.9 | 12 | 12 |  |  |  |  | R-410A | 2.25 | Residential & Commercial | VSMSHP | Non-Ducted CEE Tier 2
215213725 | Mini/Multi Split | NAPOLEON | HMSV-A-CB-O | NDHAMB-36-O |  | Non-Ducted Indoor Units | 0 |  | 36000 | 23 | 10.7 | 36000 | 36000 | 100% | 2 | 0 | 13 |  |  |  |  | R-454B | 3 | Residential & Commercial | VSMSHP | Non-Ducted CEE Tier 2
215213728 | Mini/Multi Split | CONTINENTAL | HMSV-A-CB-O | CDHAMB-36-O |  | Non-Ducted Indoor Units | 0 |  | 36000 | 23 | 10.7 | 36000 | 36000 | 100% | 2 | 0 | 13 |  |  |  |  | R-454B | 3 | Residential & Commercial | VSMSHP | Non-Ducted CEE Tier 2
215213722 | Mini/Multi Split | CONTINENTAL | HMSV-A-CB-O | CDHAMB-27-O |  | Non-Ducted Indoor Units | 0 |  | 27000 | 23 | 10.5 | 27000 | 27000 | 100% | 2 | 0 | 12.5 |  |  |  |  | R-454B | 2.25 | Residential & Commercial | VSMSHP | Non-Ducted CEE Tier 2
214438131 | Mini/Multi Split | GOODMAN | HMSV-A-CB-O | MST363G22MHAA |  | Non-Ducted Indoor Units | 0 |  | 36000 | 21 | 10.9 | 36000 | 36000 | 100% | 1.95 | 0 | 12 |  |  |  |  | R-410A | 3 | Residential & Commercial | VSMSHP | Non-Ducted CEE Tier 2
214438134 | Mini/Multi Split | GOODMAN | HMSV-A-CB-O | MST483G22MHAA |  | Non-Ducted Indoor Units | 0 |  | 48000 | 21.2 | 10 | 49000 | 45000 | 91.84% | 2 | 11 | 11 |  |  |  |  | R-410A | 4 | Residential & Commercial | VSMSHP | Non-Ducted CEE Tier 2
214442637 | Mini/Multi Split | CENTURY | HMSV-A-CB-O | A-VMH48PV-1 |  | Non-Ducted Indoor Units | 0 |  | 48000 | 21.8 | 9.8 | 49000 | 45000 | 91.84% | 2 | 11.6 | 11.7 |  |  |  |  | R-410A | 4 | Residential & Commercial | VSMSHP | Non-Ducted CEE Tier 2
214861692 | Mini/Multi Split | MDV | HMSV-A-CB-O | M3OD31-18HFN10-M1XD |  | Non-Ducted Indoor Units | 0 |  | 19000 | 25 | 10.5 | 20000 | 19000 | 95% | 2 | 0 | 15 |  |  |  |  | R-454B | 1.5833 | Residential & Commercial | VSMSHP | Non-Ducted CEE Tier 2
214438125 | Mini/Multi Split | GOODMAN | HMSV-A-CB-O | MST183G22MHAA |  | Non-Ducted Indoor Units | 0 |  | 19000 | 20.5 | 9 | 20000 | 18000 | 90% | 1.8 | 12.5 | 12.5 |  |  |  |  | R-410A | 1.5833 | Residential & Commercial | VSMSHP
214438128 | Mini/Multi Split | GOODMAN | HMSV-A-CB-O | MST273G22MHAA |  | Non-Ducted Indoor Units | 0 |  | 27000 | 20.5 | 9.6 | 27000 | 27000 | 100% | 1.8 | 0 | 11.8 |  |  |  |  | R-410A | 2.25 | Residential & Commercial | VSMSHP | Non-Ducted CEE Tier 2
214432060 | Mini/Multi Split | Multi MFG | HMSV-A-CB-O | 28MPC3-HH-A |  | Non-Ducted Indoor Units | 0 |  | 28000 | 23 | 10.6 | 28000 | 25000 | 89.29% | 1.8 | 12.5 | 12.5 |  |  |  |  | R-410A | 2.3333 | Residential & Commercial | VSMSHP | Non-Ducted CEE Tier 2
214432063 | Mini/Multi Split | Multi MFG | HMSV-A-CB-O | 55MPC5-HH-A |  | Non-Ducted Indoor Units | 0 |  | 55000 | 22 | 9.5 | 55000 | 46000 | 83.64% | 1.9 | 10.5 | 10.5 |  |  |  |  | R-410A | 4.5833 | Residential & Commercial | VSMSHP | Non-Ducted CEE Tier 2
214848483 | Mini/Multi Split | LG | HMSV-A-CB-O | KUMXB241A |  | Non-Ducted Indoor Units | 0 |  | 24000 | 22.5 | 9.8 | 24600 | 17300 | 70.33% | 2.3 | 0 | 12.5 |  |  |  |  | R-32 | 2 | Residential & Commercial | VSMSHP | Non-Ducted CEE Tier 2
214848481 | Mini/Multi Split | LG | HMSV-A-CB-O | KUMXB181A |  | Non-Ducted Indoor Units | 0 |  | 18000 | 22.5 | 9.8 | 22000 | 15800 | 71.82% | 2.2 | 0 | 13.5 |  |  |  |  | R-32 | 1.5 | Residential & Commercial | VSMSHP | Non-Ducted CEE Tier 2
214848477 | Mini/Multi Split | LG | HMSV-A-CB-O | KUMXA301A |  | Non-Ducted Indoor Units | 0 |  | 28400 | 20 | 9.8 | 30000 | 23000 | 76.67% | 1.85 | 0 | 12.5 |  |  |  |  | R-32 | 2.3667 | Residential & Commercial | VSMSHP | Non-Ducted CEE Tier 2
207643149 | Mini/Multi Split | TEMPSTAR | HMSV-A-CB-O | DLCMHBH36DAK |  | Non-Ducted Indoor Units | 0 |  | 36000 | 20 | 9.7 | 37000 | 36000 | 97.3% | 1.9 | 12.5 | 12.5 |  |  |  |  | R-410A | 3 | Residential & Commercial | VSMSHP | Non-Ducted CEE Tier 2
212920659 | Mini/Multi Split | Bladex | HMSV-A-CB-O | B50A-55SPHP1 |  | Non-Ducted Indoor Units | 0 |  | 55000 | 20 | 9.5 | 55000 | 45500 | 82.73% | 1.8 | 10.5 | 10.5 |  |  |  |  | R-410A | 4.5833 | Residential & Commercial | VSMSHP | Non-Ducted CEE Tier 2
214415107 | Mini/Multi Split | CENTURY | HMSV-A-CB-O | A-VMH36QV-1A |  | Non-Ducted Indoor Units | 0 |  | 36000 | 22.4 | 10.9 | 36000 | 37000 | 102.8% | 2 | 0 | 12.5 |  |  |  |  | R-410A | 3 | Residential & Commercial | VSMSHP | Non-Ducted CEE Tier 2
207643065 | Mini/Multi Split | HEIL | HMSV-A-CB-O | DLCMHBH36DAK |  | Non-Ducted Indoor Units | 0 |  | 36000 | 20 | 9.7 | 37000 | 36000 | 97.3% | 1.9 | 12.5 | 12.5 |  |  |  |  | R-410A | 3 | Residential & Commercial | VSMSHP | Non-Ducted CEE Tier 2
214389536 | Mini/Multi Split | ICONIC AIR SOLUTION | HMSV-A-CB-O | ICMZ60EK |  | Non-Ducted Indoor Units | 0 |  | 55000 | 20 | 9.5 | 55000 | 45500 | 82.73% | 1.8 | 10.5 | 10.5 |  |  |  |  | R-410A | 4.5833 | Residential & Commercial | VSMSHP | Non-Ducted CEE Tier 2
214232458 | Mini/Multi Split | KERR | HMSV-A-CB-O | A-KMH55PV-1 |  | Non-Ducted Indoor Units | 0 |  | 55000 | 22 | 9.5 | 55000 | 46000 | 83.64% | 1.9 | 10.5 | 10.5 |  |  |  |  | R-410A | 4.5833 | Residential & Commercial | VSMSHP | Non-Ducted CEE Tier 2
214389530 | Mini/Multi Split | ICONIC AIR SOLUTION | HMSV-A-CB-O | ICMZ36DK |  | Non-Ducted Indoor Units | 0 |  | 36000 | 20 | 9.7 | 37000 | 36000 | 97.3% | 1.9 | 12.5 | 12.5 |  |  |  |  | R-410A | 3 | Residential & Commercial | VSMSHP | Non-Ducted CEE Tier 2
214389533 | Mini/Multi Split | ICONIC AIR SOLUTION | HMSV-A-CB-O | ICMZ48EK |  | Non-Ducted Indoor Units | 0 |  | 48000 | 21.2 | 10 | 49000 | 45000 | 91.84% | 2 | 11 | 11 |  |  |  |  | R-410A | 4 | Residential & Commercial | VSMSHP | Non-Ducted CEE Tier 2
214389527 | Mini/Multi Split | ICONIC AIR SOLUTION | HMSV-A-CB-O | ICMZ27CK |  | Non-Ducted Indoor Units | 0 |  | 28000 | 22.6 | 9.8 | 28000 | 25000 | 89.29% | 1.8 | 11.5 | 11.8 |  |  |  |  | R-410A | 2.3333 | Residential & Commercial | VSMSHP | Non-Ducted CEE Tier 2
214389524 | Mini/Multi Split | ICONIC AIR SOLUTION | HMSV-A-CB-O | ICMZ24CK |  | Non-Ducted Indoor Units | 0 |  | 24000 | 22.3 | 9.6 | 24000 | 17000 | 70.83% | 1.83 | 12.5 | 12.5 |  |  |  |  | R-410A | 2 | Residential & Commercial | VSMSHP | Non-Ducted CEE Tier 2
214389521 | Mini/Multi Split | ICONIC AIR SOLUTION | HMSV-A-CB-O | ICMZ18BK |  | Non-Ducted Indoor Units | 0 |  | 19000 | 20.5 | 9 | 20000 | 18000 | 90% | 1.8 | 12.5 | 12.5 |  |  |  |  | R-410A | 1.5833 | Residential & Commercial | VSMSHP
214383445 | Mini/Multi Split | FRANKLIN | HMSV-A-CB-O | MST363F25MHAA |  | Non-Ducted Indoor Units | 0 |  | 36000 | 22.4 | 10.9 | 36000 | 37000 | 102.8% | 2 | 0 | 12.5 |  |  |  |  | R-410A | 3 | Residential & Commercial | VSMSHP | Non-Ducted CEE Tier 2
214383448 | Mini/Multi Split | FRANKLIN | HMSV-A-CB-O | MST483F25MHAA |  | Non-Ducted Indoor Units | 0 |  | 48000 | 21.8 | 9.8 | 49000 | 45000 | 91.84% | 2 | 11.6 | 11.7 |  |  |  |  | R-410A | 4 | Residential & Commercial | VSMSHP | Non-Ducted CEE Tier 2
214389463 | Mini/Multi Split | TOSOT | HMSV-A-CB-O | TM18HPO |  | Non-Ducted Indoor Units | 0 |  | 18000 | 21 | 10 | 19000 | 13600 | 71.58% | 2.2 | 0 | 12 |  |  |  |  | R-410A | 1.5 | Residential & Commercial | VSMSHP | Non-Ducted CEE Tier 2
214383439 | Mini/Multi Split | FRANKLIN | HMSV-A-CB-O | MST183F25MHAA |  | Non-Ducted Indoor Units | 0 |  | 19000 | 22 | 9.8 | 20000 | 19700 | 98.5% | 1.9 | 12.5 | 12.5 |  |  |  |  | R-410A | 1.5833 | Residential & Commercial | VSMSHP | Non-Ducted CEE Tier 2
214383442 | Mini/Multi Split | FRANKLIN | HMSV-A-CB-O | MST273F25MHAA |  | Non-Ducted Indoor Units | 0 |  | 27000 | 21.8 | 10 | 27000 | 27000 | 100% | 1.8 | 0 | 12.2 |  |  |  |  | R-410A | 2.25 | Residential & Commercial | VSMSHP | Non-Ducted CEE Tier 2
214377785 | Mini/Multi Split | Kepler | HMSV-A-CB-O | ODUM4OX630-36HFN1-M1X |  | Non-Ducted Indoor Units | 0 |  | 36000 | 22.4 | 10.9 | 36000 | 37000 | 102.8% | 2 | 0 | 12.5 |  |  |  |  | R-410A | 3 | Residential & Commercial | VSMSHP | Non-Ducted CEE Tier 2
214377788 | Mini/Multi Split | Kepler | HMSV-A-CB-O | ODUM5OG-48HFN1-M-[X] |  | Non-Ducted Indoor Units | 0 |  | 48000 | 21.8 | 9.8 | 49000 | 45000 | 91.84% | 2 | 11.6 | 11.7 |  |  |  |  | R-410A | 4 | Residential & Commercial | VSMSHP | Non-Ducted CEE Tier 2
214377791 | Mini/Multi Split | Kepler | HMSV-A-CB-O | ODUM5OA-55HFN1-M-[X] |  | Non-Ducted Indoor Units | 0 |  | 55000 | 22 | 9.5 | 55000 | 46000 | 83.64% | 1.9 | 10.5 | 10.5 |  |  |  |  | R-410A | 4.5833 | Residential & Commercial | VSMSHP | Non-Ducted CEE Tier 2
214377779 | Mini/Multi Split | Kepler | HMSV-A-CB-O | ODUM3OK-27HFN1-M |  | Non-Ducted Indoor Units | 0 |  | 27000 | 21.8 | 10 | 27000 | 27000 | 100% | 1.8 | 0 | 12.2 |  |  |  |  | R-410A | 2.25 | Residential & Commercial | VSMSHP | Non-Ducted CEE Tier 2
214377782 | Mini/Multi Split | Kepler | HMSV-A-CB-O | ODUM4OI-36HFN1-M |  | Non-Ducted Indoor Units | 0 |  | 36000 | 22.2 | 10.3 | 37000 | 36000 | 97.3% | 1.9 | 13.6 | 13.6 |  |  |  |  | R-410A | 3 | Residential & Commercial | VSMSHP | Non-Ducted CEE Tier 2
214848473 | Mini/Multi Split | LG | HMSV-A-CB-O | KUMXA181A |  | Non-Ducted Indoor Units | 0 |  | 18000 | 20 | 9.8 | 22000 | 19800 | 90% | 1.85 | 0 | 13.5 |  |  |  |  | R-32 | 1.5 | Residential & Commercial | VSMSHP | Non-Ducted CEE Tier 2
214377776 | Mini/Multi Split | Kepler | HMSV-A-CB-O | ODUM2OI-18HFN1-M |  | Non-Ducted Indoor Units | 0 |  | 19000 | 22 | 9.8 | 20000 | 19700 | 98.5% | 1.9 | 12.5 | 12.5 |  |  |  |  | R-410A | 1.5833 | Residential & Commercial | VSMSHP | Non-Ducted CEE Tier 2
214848475 | Mini/Multi Split | LG | HMSV-A-CB-O | KUMXA241A |  | Non-Ducted Indoor Units | 0 |  | 24000 | 21 | 9.8 | 26000 | 22000 | 84.62% | 1.85 | 0 | 13.5 |  |  |  |  | R-32 | 2 | Residential & Commercial | VSMSHP | Non-Ducted CEE Tier 2
215792867 | Mini/Multi Split | Ruud | HMSV-A-CB-O | FPHMR42A3D |  | Non-Ducted Indoor Units | 0 |  | 42000 | 22 | 9.5 | 48000 | 36000 | 75% | 1.92 | 0 | 12 |  |  |  |  | R-454B | 3.5 | Residential & Commercial | VSMSHP | Non-Ducted CEE Tier 2
215792870 | Mini/Multi Split | Ruud | HMSV-A-CB-O | FPHMR36A3D |  | Non-Ducted Indoor Units | 0 |  | 36000 | 22 | 10 | 36000 | 36000 | 100% | 1.92 | 0 | 12.85 |  |  |  |  | R-454B | 3 | Residential & Commercial | VSMSHP | Non-Ducted CEE Tier 2
215792860 | Mini/Multi Split | Ruud | HMSV-A-CB-O | FPHMR18A3D |  | Non-Ducted Indoor Units | 0 |  | 18000 | 22 | 10 | 18000 | 18000 | 100% | 1.99 | 0 | 13.3 |  |  |  |  | R-454B | 1.5 | Residential & Commercial | VSMSHP | Non-Ducted CEE Tier 2
215792863 | Mini/Multi Split | Ruud | HMSV-A-CB-O | FPHMR27A3D |  | Non-Ducted Indoor Units | 0 |  | 27000 | 23 | 10 | 27000 | 27000 | 100% | 1.82 | 0 | 12.85 |  |  |  |  | R-454B | 2.25 | Residential & Commercial | VSMSHP | Non-Ducted CEE Tier 2
215792858 | Mini/Multi Split | Rheem | HMSV-A-CB-O | FPHMR36A3D |  | Non-Ducted Indoor Units | 0 |  | 36000 | 22 | 10 | 36000 | 36000 | 100% | 1.92 | 0 | 12.85 |  |  |  |  | R-454B | 3 | Residential & Commercial | VSMSHP | Non-Ducted CEE Tier 2
215792855 | Mini/Multi Split | Rheem | HMSV-A-CB-O | FPHMR42A3D |  | Non-Ducted Indoor Units | 0 |  | 42000 | 22 | 9.5 | 48000 | 36000 | 75% | 1.92 | 0 | 12 |  |  |  |  | R-454B | 3.5 | Residential & Commercial | VSMSHP | Non-Ducted CEE Tier 2
215792851 | Mini/Multi Split | Rheem | HMSV-A-CB-O | FPHMR27A3D |  | Non-Ducted Indoor Units | 0 |  | 27000 | 23 | 10 | 27000 | 27000 | 100% | 1.82 | 0 | 12.85 |  |  |  |  | R-454B | 2.25 | Residential & Commercial | VSMSHP | Non-Ducted CEE Tier 2
214584775 | Mini/Multi Split | OLMO | HMSV-A-CB-O | OS-MSR24-230VO |  | Non-Ducted Indoor Units | 0 |  | 24000 | 22 | 9.05 | 24000 | 24000 | 100% | 1.84 | 12.5 | 12.5 |  |  |  |  | R-410A | 2 | Residential & Commercial | VSMSHP
214584776 | Mini/Multi Split | OLMO | HMSV-A-CB-O | OS-MSR36-230VO |  | Non-Ducted Indoor Units | 0 |  | 32000 | 21 | 9 | 36000 | 36000 | 100% | 1.84 | 12.5 | 12.5 |  |  |  |  | R-410A | 2.6667 | Residential & Commercial | VSMSHP
214584777 | Mini/Multi Split | OLMO | HMSV-A-CB-O | OS-MSR18-230VO |  | Non-Ducted Indoor Units | 0 |  | 18000 | 21 | 9.5 | 18000 | 18000 | 100% | 1.84 | 12.5 | 12.5 |  |  |  |  | R-410A | 1.5 | Residential & Commercial | VSMSHP | Non-Ducted CEE Tier 2
214594897 | Mini/Multi Split | COMFORTSTAR | HMSV-A-CB-O | CVH-60-5SH |  | Non-Ducted Indoor Units | 0 |  | 55000 | 22 | 9.5 | 55000 | 46000 | 83.64% | 1.9 | 10.5 | 10.5 |  |  |  |  | R-410A | 4.5833 | Residential & Commercial | VSMSHP | Non-Ducted CEE Tier 2
214797736 | Mini/Multi Split | Multi MFG | HMSV-A-CB-O | 19MPC2-HH-A |  | Non-Ducted Indoor Units | 0 |  | 19000 | 22 | 9.8 | 20000 | 19700 | 98.5% | 1.9 | 12.5 | 12.5 |  |  |  |  | R-410A | 1.5833 | Residential & Commercial | VSMSHP | Non-Ducted CEE Tier 2
214810329 | Mini/Multi Split | WILLIS | HMSV-A-CB-O | MZUHW36KCH21S2-O |  | Non-Ducted Indoor Units | 0 |  | 34000 | 21 | 10 | 36000 | 32400 | 90% | 1.82 | 12 | 12 |  |  |  |  | R-410A | 2.8333 | Residential & Commercial | VSMSHP | Non-Ducted CEE Tier 2
214810330 | Mini/Multi Split | WILLIS | HMSV-A-CB-O | MZUHW42KCH21S2-O |  | Non-Ducted Indoor Units | 0 |  | 36000 | 21 | 10 | 40000 | 32400 | 81% | 1.92 | 12 | 12 |  |  |  |  | R-410A | 3 | Residential & Commercial | VSMSHP | Non-Ducted CEE Tier 2
214810331 | Mini/Multi Split | WILLIS | HMSV-A-CB-O | MZUHW18KCH21S2-O |  | Non-Ducted Indoor Units | 0 |  | 17000 | 21 | 10 | 18000 | 13600 | 75.56% | 2.22 | 12 | 12 |  |  |  |  | R-410A | 1.4167 | Residential & Commercial | VSMSHP | Non-Ducted CEE Tier 2
214810332 | Mini/Multi Split | WILLIS | HMSV-A-CB-O | MZUHW24KCH21S2-O |  | Non-Ducted Indoor Units | 0 |  | 23200 | 21 | 10 | 24000 | 21600 | 90% | 2.1 | 12.5 | 12.5 |  |  |  |  | R-410A | 1.9333 | Residential & Commercial | VSMSHP | Non-Ducted CEE Tier 2
214810333 | Mini/Multi Split | WILLIS | HMSV-A-CB-O | MZUHW30KCH21S2-O |  | Non-Ducted Indoor Units | 0 |  | 28400 | 21 | 10 | 30000 | 22800 | 76% | 1.84 | 12.5 | 12.5 |  |  |  |  | R-410A | 2.3667 | Residential & Commercial | VSMSHP | Non-Ducted CEE Tier 2
214784530 | Mini/Multi Split | 1HVAC | HMSV-A-CB-O | SC-42Z-HH-M5B |  | Non-Ducted Indoor Units | 0 |  | 36000 | 21 | 10 | 40000 | 32400 | 81% | 1.92 | 12 | 12 |  |  |  |  | R-410A | 3 | Residential & Commercial | VSMSHP | Non-Ducted CEE Tier 2
213732659 | Mini/Multi Split | SENVILLE | HMSV-A-CB-O | SENA-48HF-MOB |  | Non-Ducted Indoor Units | 0 |  | 48000 | 21.8 | 9.8 | 49000 | 45000 | 91.84% | 2 | 11.6 | 11.7 |  |  |  |  | R-410A | 4 | Residential & Commercial | VSMSHP | Non-Ducted CEE Tier 2
215213719 | Mini/Multi Split | NAPOLEON | HMSV-A-CB-O | NDHAMB-27-O |  | Non-Ducted Indoor Units | 0 |  | 27000 | 23 | 10.5 | 27000 | 27000 | 100% | 2 | 0 | 12.5 |  |  |  |  | R-454B | 2.25 | Residential & Commercial | VSMSHP | Non-Ducted CEE Tier 2
214291424 | Mini/Multi Split | AUX | HMSV-A-CB-O | ASPR24HPMULO |  | Non-Ducted Indoor Units | 0 |  | 24000 | 23 | 10 | 24000 | 21600 | 90% | 2 | 0 | 12.5 |  |  |  |  | R-32 | 2 | Residential & Commercial | VSMSHP | Non-Ducted CEE Tier 2
214291425 | Mini/Multi Split | AUX | HMSV-A-CB-O | ASPR30HPMULO |  | Non-Ducted Indoor Units | 0 |  | 30000 | 23 | 10 | 30000 | 24600 | 82% | 2 | 0 | 12.5 |  |  |  |  | R-32 | 2.5 | Residential & Commercial | VSMSHP | Non-Ducted CEE Tier 2
214291426 | Mini/Multi Split | AUX | HMSV-A-CB-O | ASPR36HPMULO |  | Non-Ducted Indoor Units | 0 |  | 36000 | 23 | 10 | 36000 | 25600 | 71.11% | 2 | 0 | 12.3 |  |  |  |  | R-32 | 3 | Residential & Commercial | VSMSHP | Non-Ducted CEE Tier 2
214291427 | Mini/Multi Split | AUX | HMSV-A-CB-O | ASPR42HPMULO |  | Non-Ducted Indoor Units | 0 |  | 37000 | 22 | 10 | 40000 | 32400 | 81% | 2 | 0 | 12 |  |  |  |  | R-32 | 3.0833 | Residential & Commercial | VSMSHP | Non-Ducted CEE Tier 2
214291428 | Mini/Multi Split | AUX | HMSV-A-CB-O | ASUM18HPMULO |  | Non-Ducted Indoor Units | 0 |  | 18000 | 23.3 | 11 | 21000 | 21800 | 103.8% | 2 | 0 | 12.5 |  |  |  |  | R-32 | 1.5 | Residential & Commercial | VSMSHP | Non-Ducted CEE Tier 2
214291429 | Mini/Multi Split | AUX | HMSV-A-CB-O | ASUM36HPMULO |  | Non-Ducted Indoor Units | 0 |  | 36000 | 24 | 11 | 36000 | 33000 | 91.67% | 2 | 0 | 12.5 |  |  |  |  | R-32 | 3 | Residential & Commercial | VSMSHP | Non-Ducted CEE Tier 2
214291430 | Mini/Multi Split | AUX | HMSV-A-CB-O | ASUM42HPMULO |  | Non-Ducted Indoor Units | 0 |  | 42000 | 24 | 10.5 | 42000 | 34000 | 80.95% | 2 | 0 | 12.5 |  |  |  |  | R-32 | 3.5 | Residential & Commercial | VSMSHP | Non-Ducted CEE Tier 2
214291431 | Mini/Multi Split | AUX | HMSV-A-CB-O | ASUM24HPMULO |  | Non-Ducted Indoor Units | 0 |  | 24000 | 24 | 10.5 | 26000 | 26000 | 100% | 2.1 | 0 | 13 |  |  |  |  | R-32 | 2 | Residential & Commercial | VSMSHP | Non-Ducted CEE Tier 2
214931586 | Mini/Multi Split | GREE | HMSV-A-CB-O | GWHD(18)ND6MO |  | Non-Ducted Indoor Units | 0 |  | 18000 | 21 | 10 | 18000 | 13800 | 76.67% | 2 | 0 | 12 |  |  |  |  | R-32 | 1.5 | Residential & Commercial | VSMSHP | Non-Ducted CEE Tier 2
214931587 | Mini/Multi Split | GREE | HMSV-A-CB-O | GWHD(24)ND6MO |  | Non-Ducted Indoor Units | 0 |  | 24000 | 21 | 10 | 24000 | 21600 | 90% | 2 | 0 | 13.3 |  |  |  |  | R-32 | 2 | Residential & Commercial | VSMSHP | Non-Ducted CEE Tier 2
214931588 | Mini/Multi Split | GREE | HMSV-A-CB-O | GWHD(30)ND6MO |  | Non-Ducted Indoor Units | 0 |  | 28400 | 21 | 10 | 30000 | 27000 | 90% | 2.07 | 0 | 13.6 |  |  |  |  | R-32 | 2.3667 | Residential & Commercial | VSMSHP | Non-Ducted CEE Tier 2
214931589 | Mini/Multi Split | GREE | HMSV-A-CB-O | GWHD(36)ND6MO |  | Non-Ducted Indoor Units | 0 |  | 36000 | 21 | 10 | 36000 | 36000 | 100% | 2.1 | 0 | 12 |  |  |  |  | R-32 | 3 | Residential & Commercial | VSMSHP | Non-Ducted CEE Tier 2
214931590 | Mini/Multi Split | GREE | HMSV-A-CB-O | GWHD(42)ND6MO |  | Non-Ducted Indoor Units | 0 |  | 42000 | 21 | 10 | 42000 | 37800 | 90% | 2.1 | 0 | 13 |  |  |  |  | R-32 | 3.5 | Residential & Commercial | VSMSHP | Non-Ducted CEE Tier 2
214291423 | Mini/Multi Split | AUX | HMSV-A-CB-O | ASPR18HPMULO |  | Non-Ducted Indoor Units | 0 |  | 17700 | 22 | 10 | 18000 | 14500 | 80.56% | 2 | 0 | 12.3 |  |  |  |  | R-32 | 1.475 | Residential & Commercial | VSMSHP | Non-Ducted CEE Tier 2
209424843 | Mini/Multi Split | TCL | HMSV-A-CB-O | TUM-18HA2/I2I22-21ES |  | Non-Ducted Indoor Units | 0 |  | 17000 | 22 | 9 | 19600 | 13800 | 70.41% | 1.8 | 12.5 | 12 |  |  |  |  | R-410A | 1.4167 | Residential & Commercial | VSMSHP
214914954 | Mini/Multi Split | LG | HMSV-A-CB-O | ZRUN024GSS0 |  | Non-Ducted Indoor Units | 0 |  | 24000 | 20.05 | 10.2 | 27000 | 27000 | 100% | 2.16 | 0 | 14.8 |  |  |  |  | R-32 | 2 | Residential & Commercial | VSMSHP | Non-Ducted CEE Tier 2
214914950 | Mini/Multi Split | LG | HMSV-A-CB-O | ZRUM036GSS0 |  | Non-Ducted Indoor Units | 0 |  | 36000 | 23 | 10.6 | 42000 | 42000 | 100% | 2.3 | 0 | 15.5 |  |  |  |  | R-32 | 3 | Residential & Commercial | VSMSHP | Non-Ducted CEE Tier 2
214837934 | Mini/Multi Split | PANASONIC | HMSV-A-CB-O | CU-2Z18ABUC |  | Non-Ducted Indoor Units | 0 |  | 18000 | 22.5 | 12.5 | 22000 | 22000 | 100% | 2.15 | 0 | 15 |  |  |  |  | R-32 | 1.5 | Residential & Commercial | VSMSHP | Non-Ducted CEE Tier 2
214837935 | Mini/Multi Split | PANASONIC | HMSV-A-CB-O | CU-3Z22ABUC |  | Non-Ducted Indoor Units | 0 |  | 22000 | 24.5 | 10.7 | 26000 | 23000 | 88.46% | 2.28 | 0 | 12.75 |  |  |  |  | R-32 | 1.8333 | Residential & Commercial | VSMSHP | Non-Ducted CEE Tier 2
214837758 | Mini/Multi Split | DAIKIN | HMSR-A-CB-O | 3MXM24AVJU* |  | Non-Ducted Indoor Units | 0 |  | 23000 | 21 | 10 | 24000 | 18900 | 78.75% | 1.8 | 0 | 12 |  |  |  |  | R-32 | 1.9167 | Residential & Commercial | VSMSHP | Non-Ducted CEE Tier 2
214837759 | Mini/Multi Split | DAIKIN | HMSR-A-CB-O | 4MXM36AVJU* |  | Non-Ducted Indoor Units | 0 |  | 34200 | 20 | 9.5 | 34600 | 24400 | 70.52% | 1.8 | 0 | 10 |  |  |  |  | R-32 | 2.85 | Residential & Commercial | VSMSHP | Non-Ducted CEE Tier 2
214837760 | Mini/Multi Split | DAIKIN | HMSR-A-CB-O | 2MXT18AVJU* |  | Non-Ducted Indoor Units | 0 |  | 17200 | 21 | 10 | 18000 | 20600 | 114.4% | 1.8 | 0 | 12 |  |  |  |  | R-32 | 1.4333 | Residential & Commercial | VSMSHP | Non-Ducted CEE Tier 2
214837761 | Mini/Multi Split | DAIKIN | HMSR-A-CB-O | 2MXTH18AVJU* |  | Non-Ducted Indoor Units | 0 |  | 17200 | 21 | 10 | 18000 | 20600 | 114.4% | 1.8 | 0 | 12 |  |  |  |  | R-32 | 1.4333 | Residential & Commercial | VSMSHP | Non-Ducted CEE Tier 2
214232438 | Mini/Multi Split | Multi MFG | HMSV-A-CB-O | 36MPC4-HH-A |  | Non-Ducted Indoor Units | 0 |  | 36000 | 22.2 | 10.3 | 37000 | 36000 | 97.3% | 1.9 | 13.6 | 13.6 |  |  |  |  | R-410A | 3 | Residential & Commercial | VSMSHP | Non-Ducted CEE Tier 2
214232441 | Mini/Multi Split | Multi MFG | HMSV-A-CB-O | 48MPC5-HH-A |  | Non-Ducted Indoor Units | 0 |  | 48000 | 21.8 | 9.8 | 49000 | 45000 | 91.84% | 2 | 11.6 | 11.7 |  |  |  |  | R-410A | 4 | Residential & Commercial | VSMSHP | Non-Ducted CEE Tier 2
214232455 | Mini/Multi Split | COMFORT-AIRE | HMSV-A-CB-O | A-VMH55PV-1 |  | Non-Ducted Indoor Units | 0 |  | 55000 | 22 | 9.5 | 55000 | 46000 | 83.64% | 1.9 | 10.5 | 10.5 |  |  |  |  | R-410A | 4.5833 | Residential & Commercial | VSMSHP | Non-Ducted CEE Tier 2
214232423 | Mini/Multi Split | Bladex | HMSV-A-CB-O | B40X-36SPHP1S* |  | Non-Ducted Indoor Units | 0 |  | 36000 | 22.4 | 10.9 | 36000 | 37000 | 102.8% | 2 | 0 | 12.5 |  |  |  |  | R-410A | 3 | Residential & Commercial | VSMSHP | Non-Ducted CEE Tier 2
214232426 | Mini/Multi Split | Bladex | HMSV-A-CB-O | B50G-48SPHP1* |  | Non-Ducted Indoor Units | 0 |  | 48000 | 21.8 | 9.8 | 49000 | 45000 | 91.84% | 2 | 11.6 | 11.7 |  |  |  |  | R-410A | 4 | Residential & Commercial | VSMSHP | Non-Ducted CEE Tier 2
214232429 | Mini/Multi Split | Bladex | HMSV-A-CB-O | B50A-55SPHP1* |  | Non-Ducted Indoor Units | 0 |  | 55000 | 22 | 9.5 | 55000 | 46000 | 83.64% | 1.9 | 10.5 | 10.5 |  |  |  |  | R-410A | 4.5833 | Residential & Commercial | VSMSHP | Non-Ducted CEE Tier 2
214232417 | Mini/Multi Split | Bladex | HMSV-A-CB-O | B30I-28SPHP1* |  | Non-Ducted Indoor Units | 0 |  | 28000 | 23 | 10.6 | 28000 | 25000 | 89.29% | 1.8 | 12.5 | 12.5 |  |  |  |  | R-410A | 2.3333 | Residential & Commercial | VSMSHP | Non-Ducted CEE Tier 2
214232420 | Mini/Multi Split | Bladex | HMSV-A-CB-O | B40I-36SPHP1* |  | Non-Ducted Indoor Units | 0 |  | 36000 | 22.2 | 10.3 | 37000 | 36000 | 97.3% | 1.9 | 13.6 | 13.6 |  |  |  |  | R-410A | 3 | Residential & Commercial | VSMSHP | Non-Ducted CEE Tier 2
214232411 | Mini/Multi Split | Bladex | HMSV-A-CB-O | B20I-18SPHP1* |  | Non-Ducted Indoor Units | 0 |  | 19000 | 22 | 9.8 | 20000 | 19700 | 98.5% | 1.9 | 12.5 | 12.5 |  |  |  |  | R-410A | 1.5833 | Residential & Commercial | VSMSHP | Non-Ducted CEE Tier 2
214232414 | Mini/Multi Split | Bladex | HMSV-A-CB-O | B30K-27SPHP1* |  | Non-Ducted Indoor Units | 0 |  | 27000 | 21.8 | 10 | 27000 | 27000 | 100% | 1.8 | 0 | 12.2 |  |  |  |  | R-410A | 2.25 | Residential & Commercial | VSMSHP | Non-Ducted CEE Tier 2
212615016 | Mini/Multi Split | Relief Sciences | HMSV-A-CB-O | LANG27OD35-3 |  | Non-Ducted Indoor Units | 0 |  | 28000 | 22.6 | 9.8 | 28000 | 25000 | 89.29% | 1.8 | 11.5 | 11.8 |  |  |  |  | R-410A | 2.3333 | Residential & Commercial | VSMSHP | Non-Ducted CEE Tier 2
213785768 | Mini/Multi Split | Mitsutomo | HMSV-A-CB-O | HO-MQ36-AC-Q |  | Non-Ducted Indoor Units | 0 |  | 36000 | 21 | 10.9 | 36000 | 36000 | 100% | 1.95 | 0 | 12 |  |  |  |  | R-410A | 3 | Residential & Commercial | VSMSHP | Non-Ducted CEE Tier 2
212510994 | Mini/Multi Split | HAXXAIR | HMSV-A-CB-O | HVHM-42T2D |  | Non-Ducted Indoor Units | 0 |  | 42000 | 20 | 8.95 | 41500 | 36000 | 86.75% | 1.84 | 10.5 | 10.5 |  |  |  |  | R-410A | 3.5 | Residential & Commercial | VSMSHP
213769961 | Mini/Multi Split | AI AIR CONDITIONING | HMSV-A-CB-O | A5MO22-48N1-M1H |  | Non-Ducted Indoor Units | 0 |  | 48000 | 21.2 | 10 | 49000 | 45000 | 91.84% | 2 | 11 | 11 |  |  |  |  | R-410A | 4 | Residential & Commercial | VSMSHP | Non-Ducted CEE Tier 2
213785765 | Mini/Multi Split | Mitsutomo | HMSV-A-CB-O | HO-MT28-AC-Q |  | Non-Ducted Indoor Units | 0 |  | 27000 | 20.5 | 9.6 | 27000 | 27000 | 100% | 1.8 | 0 | 11.8 |  |  |  |  | R-410A | 2.25 | Residential & Commercial | VSMSHP | Non-Ducted CEE Tier 2
214608822 | Mini/Multi Split | TOSOT | HMSV-A-CB-O | TVRF-V60WL/C |  | Non-Ducted Indoor Units | 0 |  | 60000 | 21 | 9.2 | 60000 | 42000 | 70% | 2.1 | 0 | 11 |  |  |  |  | R-410A | 5 | Residential & Commercial | VSMSHP
213769964 | Mini/Multi Split | AI AIR CONDITIONING | HMSV-A-CB-O | A5MO22-55N1-M1H |  | Non-Ducted Indoor Units | 0 |  | 55000 | 20 | 9.5 | 55000 | 45500 | 82.73% | 1.8 | 10.5 | 10.5 |  |  |  |  | R-410A | 4.5833 | Residential & Commercial | VSMSHP | Non-Ducted CEE Tier 2
213769955 | Mini/Multi Split | AI AIR CONDITIONING | HMSV-A-CB-O | A3MO22-27N1-M1H |  | Non-Ducted Indoor Units | 0 |  | 27000 | 20.5 | 9.6 | 27000 | 27000 | 100% | 1.8 | 0 | 11.8 |  |  |  |  | R-410A | 2.25 | Residential & Commercial | VSMSHP | Non-Ducted CEE Tier 2
213769958 | Mini/Multi Split | AI AIR CONDITIONING | HMSV-A-CB-O | A4MO22-36N1-M1H |  | Non-Ducted Indoor Units | 0 |  | 36000 | 21 | 10.9 | 36000 | 36000 | 100% | 1.95 | 0 | 12 |  |  |  |  | R-410A | 3 | Residential & Commercial | VSMSHP | Non-Ducted CEE Tier 2
213769952 | Mini/Multi Split | AI AIR CONDITIONING | HMSV-A-CB-O | A2MO22-18N1-M1H |  | Non-Ducted Indoor Units | 0 |  | 19000 | 20.5 | 9 | 20000 | 18000 | 90% | 1.8 | 12.5 | 12.5 |  |  |  |  | R-410A | 1.5833 | Residential & Commercial | VSMSHP
201835526 | Mini/Multi Split | ARCOAIRE | HMSV-A-CB-O | DLCMRAH36DAK |  | Non-Ducted Indoor Units | 0 |  | 36000 | 21.4 | 8.6 | 36000 | 26200 | 72.78% | 1.8 | 10.5 | 10.5 |  |  |  |  | R-410A | 3 | Residential & Commercial | VSMSHP
213479404 | Mini/Multi Split | CanAir | HMSV-A-CB-O | C28MC328H21 |  | Non-Ducted Indoor Units | 0 |  | 28000 | 23 | 10.6 | 28000 | 25000 | 89.29% | 1.8 | 12.5 | 12.5 |  |  |  |  | R-410A | 2.3333 | Residential & Commercial | VSMSHP | Non-Ducted CEE Tier 2
211174349 | Mini/Multi Split | BOREAL | HMSV-A-CB-O | MBRS36HPJ1OE |  | Non-Ducted Indoor Units | 0 |  | 34000 | 21 | 10 | 36000 | 32400 | 90% | 1.82 | 12 | 12 |  |  |  |  | R-410A | 2.8333 | Residential & Commercial | VSMSHP | Non-Ducted CEE Tier 2
211174350 | Mini/Multi Split | BOREAL | HMSV-A-CB-O | MBRS42HPJ1OE |  | Non-Ducted Indoor Units | 0 |  | 36000 | 21 | 10 | 40000 | 32400 | 81% | 1.92 | 12 | 12 |  |  |  |  | R-410A | 3 | Residential & Commercial | VSMSHP | Non-Ducted CEE Tier 2
212940825 | Mini/Multi Split | CENTURY | HMSV-A-CB-O | A-VMH36QV-1 |  | Non-Ducted Indoor Units | 0 |  | 36000 | 22.2 | 10.3 | 37000 | 36000 | 97.3% | 1.9 | 13.6 | 13.6 |  |  |  |  | R-410A | 3 | Residential & Commercial | VSMSHP | Non-Ducted CEE Tier 2
213927622 | Mini/Multi Split | MAXI AIR | HMSV-A-CB-O | NE-T53-MULTI36E |  | Non-Ducted Indoor Units | 0 |  | 36000 | 22.2 | 10.3 | 37000 | 36000 | 97.3% | 1.9 | 13.6 | 13.6 |  |  |  |  | R-410A | 3 | Residential & Commercial | VSMSHP | Non-Ducted CEE Tier 2
214065608 | Mini/Multi Split | Bladex | HMSV-A-CB-O | B30I-28SPHP1 |  | Non-Ducted Indoor Units | 0 |  | 28000 | 22.6 | 9.8 | 28000 | 25000 | 89.29% | 1.8 | 11.5 | 11.8 |  |  |  |  | R-410A | 2.3333 | Residential & Commercial | VSMSHP | Non-Ducted CEE Tier 2
201771974 | Mini/Multi Split | MIDEA | HMSV-A-CB-O | DLCMRAH36DAK |  | Non-Ducted Indoor Units | 0 |  | 36000 | 21.4 | 8.6 | 36000 | 26200 | 72.78% | 1.8 | 10.5 | 10.5 |  |  |  |  | R-410A | 3 | Residential & Commercial | VSMSHP
207641258 | Mini/Multi Split | MDV | HMSV-A-CB-O | M3OI-28HFN1-M* |  | Non-Ducted Indoor Units | 0 |  | 28000 | 22.6 | 9.8 | 28000 | 25000 | 89.29% | 1.8 | 11.5 | 11.8 |  |  |  |  | R-410A | 2.3333 | Residential & Commercial | VSMSHP | Non-Ducted CEE Tier 2
213927613 | Mini/Multi Split | QUEBEC VAIR | HMSV-A-CB-O | NE-T53-MULTI28E |  | Non-Ducted Indoor Units | 0 |  | 28000 | 23 | 10.6 | 28000 | 25000 | 89.29% | 1.8 | 12.5 | 12.5 |  |  |  |  | R-410A | 2.3333 | Residential & Commercial | VSMSHP | Non-Ducted CEE Tier 2
213927616 | Mini/Multi Split | QUEBEC VAIR | HMSV-A-CB-O | NE-T53-MULTI36E |  | Non-Ducted Indoor Units | 0 |  | 36000 | 22.2 | 10.3 | 37000 | 36000 | 97.3% | 1.9 | 13.6 | 13.6 |  |  |  |  | R-410A | 3 | Residential & Commercial | VSMSHP | Non-Ducted CEE Tier 2
213732668 | Mini/Multi Split | ZERO | HMSV-A-CB-O | Z5SOV-48HDM-US |  | Non-Ducted Indoor Units | 0 |  | 48000 | 21.2 | 10 | 49000 | 45000 | 91.84% | 2 | 11 | 11 |  |  |  |  | R-410A | 4 | Residential & Commercial | VSMSHP | Non-Ducted CEE Tier 2
213927543 | Mini/Multi Split | SHARP | HMSV-A-CB-O | AE-X3M24BU |  | Non-Ducted Indoor Units | 0 |  | 24000 | 24 | 11.5 | 26000 | 21200 | 81.54% | 2.3 | 0 | 14 |  |  |  |  | R-32 | 2 | Residential & Commercial | VSMSHP | Non-Ducted CEE Tier 2
213732656 | Mini/Multi Split | SENVILLE | HMSV-A-CB-O | SENA-36HF-MOB |  | Non-Ducted Indoor Units | 0 |  | 36000 | 22.4 | 10.9 | 36000 | 37000 | 102.8% | 2 | 0 | 12.5 |  |  |  |  | R-410A | 3 | Residential & Commercial | VSMSHP | Non-Ducted CEE Tier 2
213732650 | Mini/Multi Split | SENVILLE | HMSV-A-CB-O | SENA-18HF-MOB |  | Non-Ducted Indoor Units | 0 |  | 19000 | 22 | 9.8 | 20000 | 19700 | 98.5% | 1.9 | 12.5 | 12.5 |  |  |  |  | R-410A | 1.5833 | Residential & Commercial | VSMSHP | Non-Ducted CEE Tier 2
213732653 | Mini/Multi Split | SENVILLE | HMSV-A-CB-O | SENA-28HF-MOB |  | Non-Ducted Indoor Units | 0 |  | 28000 | 23 | 10.6 | 28000 | 25000 | 89.29% | 1.8 | 12.5 | 12.5 |  |  |  |  | R-410A | 2.3333 | Residential & Commercial | VSMSHP | Non-Ducted CEE Tier 2
213479407 | Mini/Multi Split | CanAir | HMSV-A-CB-O | C28MC436H22 |  | Non-Ducted Indoor Units | 0 |  | 36000 | 22.2 | 10.3 | 37000 | 36000 | 97.3% | 1.9 | 13.6 | 13.6 |  |  |  |  | R-410A | 3 | Residential & Commercial | VSMSHP | Non-Ducted CEE Tier 2
213479410 | Mini/Multi Split | CanAir | HMSV-A-CB-O | C28MC218H22 |  | Non-Ducted Indoor Units | 0 |  | 19000 | 22 | 9.8 | 20000 | 19700 | 98.5% | 1.9 | 12.5 | 12.5 |  |  |  |  | R-410A | 1.5833 | Residential & Commercial | VSMSHP | Non-Ducted CEE Tier 2
213479395 | Mini/Multi Split | TEMP SHIFT | HMSV-A-CB-O | TSM4OX63036HFN1M1X |  | Non-Ducted Indoor Units | 0 |  | 36000 | 21 | 10.9 | 36000 | 36000 | 100% | 1.95 | 0 | 12 |  |  |  |  | R-410A | 3 | Residential & Commercial | VSMSHP | Non-Ducted CEE Tier 2
213479401 | Mini/Multi Split | TEMP SHIFT | HMSV-A-CB-O | TSM5OA55HFN1M[X] |  | Non-Ducted Indoor Units | 0 |  | 55000 | 20 | 9.5 | 55000 | 45500 | 82.73% | 1.8 | 10.5 | 10.5 |  |  |  |  | R-410A | 4.5833 | Residential & Commercial | VSMSHP | Non-Ducted CEE Tier 2
213479389 | Mini/Multi Split | TEMP SHIFT | HMSV-A-CB-O | TSM2OI18HFN1M |  | Non-Ducted Indoor Units | 0 |  | 19000 | 20.5 | 9 | 20000 | 18000 | 90% | 1.8 | 12.5 | 12.5 |  |  |  |  | R-410A | 1.5833 | Residential & Commercial | VSMSHP
213479392 | Mini/Multi Split | TEMP SHIFT | HMSV-A-CB-O | TSM3OK27HFN1M |  | Non-Ducted Indoor Units | 0 |  | 27000 | 20.5 | 9.6 | 27000 | 27000 | 100% | 1.8 | 0 | 11.8 |  |  |  |  | R-410A | 2.25 | Residential & Commercial | VSMSHP | Non-Ducted CEE Tier 2
205807093 | Mini/Multi Split | TK'S | HMSV-A-CB-O | T3C-30HFN1 |  | Non-Ducted Indoor Units | 0 |  | 27000 | 22 | 8.9 | 28000 | 20800 | 74.29% | 1.9 | 12 | 12 |  |  |  |  | R-410A | 2.25 | Residential & Commercial | VSMSHP
213353367 | Mini/Multi Split | SAMSUNG | HMSV-A-CB-O | AJ020CXS3CH |  | Non-Ducted Indoor Units | 0 |  | 21000 | 23 | 10.5 | 22000 | 22000 | 100% | 1.95 | 0 | 15 |  |  |  |  | R-410A | 1.75 | Residential & Commercial | VSMSHP | Non-Ducted CEE Tier 2
213353368 | Mini/Multi Split | SAMSUNG | HMSV-A-CB-O | AJ024CXS4CH |  | Non-Ducted Indoor Units | 0 |  | 25000 | 23 | 10.4 | 25000 | 25000 | 100% | 1.85 | 0 | 14.55 |  |  |  |  | R-410A | 2.0833 | Residential & Commercial | VSMSHP | Non-Ducted CEE Tier 2
213353369 | Mini/Multi Split | SAMSUNG | HMSV-A-CB-O | AJ030CXS4CH |  | Non-Ducted Indoor Units | 0 |  | 28400 | 22.5 | 10.4 | 28600 | 28600 | 100% | 1.81 | 0 | 13.5 |  |  |  |  | R-410A | 2.3667 | Residential & Commercial | VSMSHP | Non-Ducted CEE Tier 2
213353370 | Mini/Multi Split | SAMSUNG | HMSV-A-CB-O | AJ036CXS4CH |  | Non-Ducted Indoor Units | 0 |  | 34000 | 21.5 | 9.5 | 36600 | 36600 | 100% | 2.04 | 0 | 12.5 |  |  |  |  | R-410A | 2.8333 | Residential & Commercial | VSMSHP | Non-Ducted CEE Tier 2
213386541 | Mini/Multi Split | CONTINENTAL | HMSV-A-CB-O | CDHAM-28-O |  | Non-Ducted Indoor Units | 0 |  | 28000 | 22.6 | 9.8 | 28000 | 25000 | 89.29% | 1.8 | 11.5 | 11.8 |  |  |  |  | R-410A | 2.3333 | Residential & Commercial | VSMSHP | Non-Ducted CEE Tier 2
213386544 | Mini/Multi Split | CONTINENTAL | HMSV-A-CB-O | CDHAM-36-O |  | Non-Ducted Indoor Units | 0 |  | 36000 | 20 | 9.7 | 37000 | 36000 | 97.3% | 1.9 | 12.5 | 12.5 |  |  |  |  | R-410A | 3 | Residential & Commercial | VSMSHP | Non-Ducted CEE Tier 2
213350252 | Mini/Multi Split | TOSHIBA CARRIER | HMSV-A-CB-O | MCY-MAP0607HS-UL* |  | Non-Ducted Indoor Units | 0 |  | 60000 | 23.1 | 10.6 | 66000 | 46500 | 70.45% | 2.4 | 0 | 12.3 |  |  |  |  | R-410A | 5 | Residential & Commercial | VSMSHP | Non-Ducted CEE Tier 2
213350265 | Mini/Multi Split | DIAL | HMSV-A-CB-O | MZME24WW3P230BBJ |  | Non-Ducted Indoor Units | 0 |  | 24000 | 22 | 9.05 | 24000 | 24000 | 100% | 1.84 | 12.5 | 12.5 |  |  |  |  | R-410A | 2 | Residential & Commercial | VSMSHP
213350266 | Mini/Multi Split | DIAL | HMSV-A-CB-O | MZME36WW4P230BAJ |  | Non-Ducted Indoor Units | 0 |  | 32000 | 21 | 9 | 36000 | 36000 | 100% | 1.84 | 12.5 | 12.5 |  |  |  |  | R-410A | 2.6667 | Residential & Commercial | VSMSHP
213350249 | Mini/Multi Split | TOSHIBA CARRIER | HMSV-A-CB-O | MCY-MAP0367HS-UL* |  | Non-Ducted Indoor Units | 0 |  | 36000 | 22.8 | 10 | 40000 | 28400 | 71% | 2.7 | 0 | 14.3 |  |  |  |  | R-410A | 3 | Residential & Commercial | VSMSHP | Non-Ducted CEE Tier 2
215735323 | Mini/Multi Split | SENVILLE | HMSV-A-CB-O | SENA-55HF-MOA |  | Non-Ducted Indoor Units | 0 |  | 51000 | 22.2 | 10.5 | 55000 | 47000 | 85.45% | 2 | 0 | 12 |  |  |  |  | R-454B | 4.25 | Residential & Commercial | VSMSHP | Non-Ducted CEE Tier 2
213369557 | Mini/Multi Split | Hisense | HMSV-A-CB-O | AVW-28H3FH2 |  | Non-Ducted Indoor Units | 0 |  | 27200 | 18.7 | 8.65 | 32400 | 25000 | 77.16% | 2.2 | 0 | 11.5 |  |  |  |  | R-410A | 2.2667 | Residential & Commercial | VSMSHP
215735342 | Mini/Multi Split | HISENSE | HMSV-A-CB-O | AMW5-42U3TQA |  | Non-Ducted Indoor Units | 0 |  | 42000 | 22 | 9.5 | 48000 | 36000 | 75% | 1.92 | 0 | 12 |  |  |  |  | R-454B | 3.5 | Residential & Commercial | VSMSHP | Non-Ducted CEE Tier 2
213363376 | Mini/Multi Split | BLUERIDGE | HMSV-A-CB-O | BMM36HH2C |  | Non-Ducted Indoor Units | 0 |  | 36000 | 21 | 10.9 | 36000 | 36000 | 100% | 1.95 | 0 | 12 |  |  |  |  | R-410A | 3 | Residential & Commercial | VSMSHP | Non-Ducted CEE Tier 2
215735320 | Mini/Multi Split | SENVILLE | HMSV-A-CB-O | SENA-48HF-MOA |  | Non-Ducted Indoor Units | 0 |  | 47000 | 23 | 11 | 49000 | 47000 | 95.92% | 2 | 0 | 12 |  |  |  |  | R-454B | 3.9167 | Residential & Commercial | VSMSHP | Non-Ducted CEE Tier 2
213307896 | Mini/Multi Split | Wells | HMSV-A-CB-O | WMCA-36HFMO |  | Non-Ducted Indoor Units | 0 |  | 36000 | 21 | 10.9 | 36000 | 36000 | 100% | 1.95 | 0 | 12 |  |  |  |  | R-410A | 3 | Residential & Commercial | VSMSHP | Non-Ducted CEE Tier 2
213307915 | Mini/Multi Split | ECO-AIR | HMSV-A-CB-O | M4OX630-36HFN1-M1X |  | Non-Ducted Indoor Units | 0 |  | 36000 | 21 | 10.9 | 36000 | 36000 | 100% | 1.95 | 0 | 12 |  |  |  |  | R-410A | 3 | Residential & Commercial | VSMSHP | Non-Ducted CEE Tier 2
215225062 | Mini/Multi Split | GUARDIAN | HMSV-A-CB-O | UMC18CN23STG1 |  | Non-Ducted Indoor Units | 0 |  | 18000 | 22 | 10 | 18000 | 18000 | 100% | 1.99 | 0 | 13.3 |  |  |  |  | R-454B | 1.5 | Residential & Commercial | VSMSHP | Non-Ducted CEE Tier 2
215225063 | Mini/Multi Split | GUARDIAN | HMSV-A-CB-O | UMC24CN23STG1 |  | Non-Ducted Indoor Units | 0 |  | 27000 | 23 | 10 | 27000 | 27000 | 100% | 1.82 | 0 | 12.85 |  |  |  |  | R-454B | 2.25 | Residential & Commercial | VSMSHP | Non-Ducted CEE Tier 2
213307893 | Mini/Multi Split | Bladex | HMSV-A-CB-O | B40XS-36SPHP1 |  | Non-Ducted Indoor Units | 0 |  | 36000 | 21 | 10.9 | 36000 | 36000 | 100% | 1.95 | 0 | 12 |  |  |  |  | R-410A | 3 | Residential & Commercial | VSMSHP | Non-Ducted CEE Tier 2
209843682 | Mini/Multi Split | American Standard / Mitsubishi Electric | HMSV-A-CB-O | NTXMPH20A122B* |  | Non-Ducted Indoor Units | 0 |  | 18000 | 16.5 | 9.2 | 22000 | 21600 | 98.18% | 1.89 | 13.5 | 13.5 |  |  |  |  | R-410A | 1.5 | Residential & Commercial | VSMSHP
210857362 | Mini/Multi Split | 1HVAC | HMSV-A-CB-O | ACIQ-55Z-HH-M5B |  | Non-Ducted Indoor Units | 0 |  | 55000 | 22 | 9.5 | 55000 | 46000 | 83.64% | 1.9 | 10.5 | 10.5 |  |  |  |  | R-410A | 4.5833 | Residential & Commercial | VSMSHP | Non-Ducted CEE Tier 2
213479398 | Mini/Multi Split | TEMP SHIFT | HMSV-A-CB-O | TSM5OG48HFN1M[X] |  | Non-Ducted Indoor Units | 0 |  | 48000 | 21.2 | 10 | 49000 | 45000 | 91.84% | 2 | 11 | 11 |  |  |  |  | R-410A | 4 | Residential & Commercial | VSMSHP | Non-Ducted CEE Tier 2
204722815 | Mini/Multi Split | MIDEA | HMSV-A-CB-O | 38MGRQ30D--3 |  | Non-Ducted Indoor Units | 0 |  | 30000 | 22.5 | 9.5 | 28000 | 20400 | 72.86% | 1.85 | 12.5 | 12 |  |  |  |  | R-410A | 2.5 | Residential & Commercial | VSMSHP | Non-Ducted CEE Tier 2
204722816 | Mini/Multi Split | PAYNE | HMSV-A-CB-O | 38MGRQ30D--3 |  | Non-Ducted Indoor Units | 0 |  | 30000 | 22.5 | 9.5 | 28000 | 20400 | 72.86% | 1.85 | 12.5 | 12 |  |  |  |  | R-410A | 2.5 | Residential & Commercial | VSMSHP | Non-Ducted CEE Tier 2
204711130 | Mini/Multi Split | Breeze33 | HMSV-A-CB-O | BZ33-HYP36HP4Z2 |  | Non-Ducted Indoor Units | 0 |  | 36000 | 21.5 | 9.5 | 36000 | 36000 | 100% | 1.9 | 13.5 | 13.5 |  |  |  |  | R-410A | 3 | Residential & Commercial | VSMSHP | Non-Ducted CEE Tier 2
213363388 | Mini/Multi Split | ARCOAIRE | HMSV-A-CB-O | DLCMTAH18BAK |  | Non-Ducted Indoor Units | 0 |  | 18000 | 18 | 8.7 | 18000 | 13000 | 72.22% | 1.9 | 0 | 11.5 |  |  |  |  | R-410A | 1.5 | Residential & Commercial | VSMSHP
213363394 | Mini/Multi Split | COMFORTMAKER | HMSV-A-CB-O | DLCMTAH48EAK |  | Non-Ducted Indoor Units | 0 |  | 48000 | 18.7 | 8.8 | 48000 | 34000 | 70.83% | 1.8 | 0 | 10 |  |  |  |  | R-410A | 4 | Residential & Commercial | VSMSHP
213363400 | Mini/Multi Split | COMFORTMAKER | HMSV-A-CB-O | DLCMTAH18BAK |  | Non-Ducted Indoor Units | 0 |  | 18000 | 18 | 8.7 | 18000 | 13000 | 72.22% | 1.9 | 0 | 11.5 |  |  |  |  | R-410A | 1.5 | Residential & Commercial | VSMSHP
213363406 | Mini/Multi Split | DAY & NIGHT | HMSV-A-CB-O | DLCMTAH48EAK |  | Non-Ducted Indoor Units | 0 |  | 48000 | 18.7 | 8.8 | 48000 | 34000 | 70.83% | 1.8 | 0 | 10 |  |  |  |  | R-410A | 4 | Residential & Commercial | VSMSHP
213363412 | Mini/Multi Split | DAY & NIGHT | HMSV-A-CB-O | DLCMTAH18BAK |  | Non-Ducted Indoor Units | 0 |  | 18000 | 18 | 8.7 | 18000 | 13000 | 72.22% | 1.9 | 0 | 11.5 |  |  |  |  | R-410A | 1.5 | Residential & Commercial | VSMSHP
213363418 | Mini/Multi Split | HEIL | HMSV-A-CB-O | DLCMTAH48EAK |  | Non-Ducted Indoor Units | 0 |  | 48000 | 18.7 | 8.8 | 48000 | 34000 | 70.83% | 1.8 | 0 | 10 |  |  |  |  | R-410A | 4 | Residential & Commercial | VSMSHP
213363424 | Mini/Multi Split | HEIL | HMSV-A-CB-O | DLCMTAH18BAK |  | Non-Ducted Indoor Units | 0 |  | 18000 | 18 | 8.7 | 18000 | 13000 | 72.22% | 1.9 | 0 | 11.5 |  |  |  |  | R-410A | 1.5 | Residential & Commercial | VSMSHP
213363430 | Mini/Multi Split | KEEPRITE | HMSV-A-CB-O | DLCMTAH48EAK |  | Non-Ducted Indoor Units | 0 |  | 48000 | 18.7 | 8.8 | 48000 | 34000 | 70.83% | 1.8 | 0 | 10 |  |  |  |  | R-410A | 4 | Residential & Commercial | VSMSHP
213363436 | Mini/Multi Split | KEEPRITE | HMSV-A-CB-O | DLCMTAH18BAK |  | Non-Ducted Indoor Units | 0 |  | 18000 | 18 | 8.7 | 18000 | 13000 | 72.22% | 1.9 | 0 | 11.5 |  |  |  |  | R-410A | 1.5 | Residential & Commercial | VSMSHP
213363442 | Mini/Multi Split | KENMORE | HMSV-A-CB-O | DLCMTAH48EAK |  | Non-Ducted Indoor Units | 0 |  | 48000 | 18.7 | 8.8 | 48000 | 34000 | 70.83% | 1.8 | 0 | 10 |  |  |  |  | R-410A | 4 | Residential & Commercial | VSMSHP
213363448 | Mini/Multi Split | KENMORE | HMSV-A-CB-O | DLCMTAH18BAK |  | Non-Ducted Indoor Units | 0 |  | 18000 | 18 | 8.7 | 18000 | 13000 | 72.22% | 1.9 | 0 | 11.5 |  |  |  |  | R-410A | 1.5 | Residential & Commercial | VSMSHP
213363454 | Mini/Multi Split | MIDEA | HMSV-A-CB-O | DLCMTAH48EAK |  | Non-Ducted Indoor Units | 0 |  | 48000 | 18.7 | 8.8 | 48000 | 34000 | 70.83% | 1.8 | 0 | 10 |  |  |  |  | R-410A | 4 | Residential & Commercial | VSMSHP
213363460 | Mini/Multi Split | MIDEA | HMSV-A-CB-O | DLCMTAH18BAK |  | Non-Ducted Indoor Units | 0 |  | 18000 | 18 | 8.7 | 18000 | 13000 | 72.22% | 1.9 | 0 | 11.5 |  |  |  |  | R-410A | 1.5 | Residential & Commercial | VSMSHP
213363466 | Mini/Multi Split | TEMPSTAR | HMSV-A-CB-O | DLCMTAH48EAK |  | Non-Ducted Indoor Units | 0 |  | 48000 | 18.7 | 8.8 | 48000 | 34000 | 70.83% | 1.8 | 0 | 10 |  |  |  |  | R-410A | 4 | Residential & Commercial | VSMSHP
213363472 | Mini/Multi Split | TEMPSTAR | HMSV-A-CB-O | DLCMTAH18BAK |  | Non-Ducted Indoor Units | 0 |  | 18000 | 18 | 8.7 | 18000 | 13000 | 72.22% | 1.9 | 0 | 11.5 |  |  |  |  | R-410A | 1.5 | Residential & Commercial | VSMSHP
213363478 | Mini/Multi Split | SMART COMFORT | HMSV-A-CB-O | DLCMTAH48EAK |  | Non-Ducted Indoor Units | 0 |  | 48000 | 18.7 | 8.8 | 48000 | 34000 | 70.83% | 1.8 | 0 | 10 |  |  |  |  | R-410A | 4 | Residential & Commercial | VSMSHP
213363484 | Mini/Multi Split | SMART COMFORT | HMSV-A-CB-O | DLCMTAH18BAK |  | Non-Ducted Indoor Units | 0 |  | 18000 | 18 | 8.7 | 18000 | 13000 | 72.22% | 1.9 | 0 | 11.5 |  |  |  |  | R-410A | 1.5 | Residential & Commercial | VSMSHP
213363490 | Mini/Multi Split | AIRQUEST | HMSV-A-CB-O | DLCMTAH48EAK |  | Non-Ducted Indoor Units | 0 |  | 48000 | 18.7 | 8.8 | 48000 | 34000 | 70.83% | 1.8 | 0 | 10 |  |  |  |  | R-410A | 4 | Residential & Commercial | VSMSHP
213363496 | Mini/Multi Split | AIRQUEST | HMSV-A-CB-O | DLCMTAH18BAK |  | Non-Ducted Indoor Units | 0 |  | 18000 | 18 | 8.7 | 18000 | 13000 | 72.22% | 1.9 | 0 | 11.5 |  |  |  |  | R-410A | 1.5 | Residential & Commercial | VSMSHP
213363502 | Mini/Multi Split | LPS Legacy | HMSV-A-CB-O | DLCMTAH48EAK |  | Non-Ducted Indoor Units | 0 |  | 48000 | 18.7 | 8.8 | 48000 | 34000 | 70.83% | 1.8 | 0 | 10 |  |  |  |  | R-410A | 4 | Residential & Commercial | VSMSHP
213363508 | Mini/Multi Split | LPS Legacy | HMSV-A-CB-O | DLCMTAH18BAK |  | Non-Ducted Indoor Units | 0 |  | 18000 | 18 | 8.7 | 18000 | 13000 | 72.22% | 1.9 | 0 | 11.5 |  |  |  |  | R-410A | 1.5 | Residential & Commercial | VSMSHP
213363514 | Mini/Multi Split | CARRIER | HMSV-A-CB-O | 38MTRAQ48EA3 |  | Non-Ducted Indoor Units | 0 |  | 48000 | 18.7 | 8.8 | 48000 | 34000 | 70.83% | 1.8 | 0 | 10 |  |  |  |  | R-410A | 4 | Residential & Commercial | VSMSHP
213363517 | Mini/Multi Split | CARRIER | HMSV-A-CB-O | 38MTRAQ18BA3 |  | Non-Ducted Indoor Units | 0 |  | 18000 | 18 | 8.7 | 18000 | 13000 | 72.22% | 1.9 | 0 | 11.5 |  |  |  |  | R-410A | 1.5 | Residential & Commercial | VSMSHP
213363526 | Mini/Multi Split | BRYANT | HMSV-A-CB-O | 38MTRAQ48EA3 |  | Non-Ducted Indoor Units | 0 |  | 48000 | 18.7 | 8.8 | 48000 | 34000 | 70.83% | 1.8 | 0 | 10 |  |  |  |  | R-410A | 4 | Residential & Commercial | VSMSHP
213363529 | Mini/Multi Split | BRYANT | HMSV-A-CB-O | 38MTRAQ18BA3 |  | Non-Ducted Indoor Units | 0 |  | 18000 | 18 | 8.7 | 18000 | 13000 | 72.22% | 1.9 | 0 | 11.5 |  |  |  |  | R-410A | 1.5 | Residential & Commercial | VSMSHP
213363538 | Mini/Multi Split | PAYNE | HMSV-A-CB-O | 38MTRAQ48EA3 |  | Non-Ducted Indoor Units | 0 |  | 48000 | 18.7 | 8.8 | 48000 | 34000 | 70.83% | 1.8 | 0 | 10 |  |  |  |  | R-410A | 4 | Residential & Commercial | VSMSHP
213363541 | Mini/Multi Split | PAYNE | HMSV-A-CB-O | 38MTRAQ18BA3 |  | Non-Ducted Indoor Units | 0 |  | 18000 | 18 | 8.7 | 18000 | 13000 | 72.22% | 1.9 | 0 | 11.5 |  |  |  |  | R-410A | 1.5 | Residential & Commercial | VSMSHP
213363550 | Mini/Multi Split | Weathermaker | HMSV-A-CB-O | 38MTRAQ48EA3 |  | Non-Ducted Indoor Units | 0 |  | 48000 | 18.7 | 8.8 | 48000 | 34000 | 70.83% | 1.8 | 0 | 10 |  |  |  |  | R-410A | 4 | Residential & Commercial | VSMSHP
213363553 | Mini/Multi Split | Weathermaker | HMSV-A-CB-O | 38MTRAQ18BA3 |  | Non-Ducted Indoor Units | 0 |  | 18000 | 18 | 8.7 | 18000 | 13000 | 72.22% | 1.9 | 0 | 11.5 |  |  |  |  | R-410A | 1.5 | Residential & Commercial | VSMSHP
213363562 | Mini/Multi Split | MIDEA | HMSV-A-CB-O | 38MTRAQ48EA3 |  | Non-Ducted Indoor Units | 0 |  | 48000 | 18.7 | 8.8 | 48000 | 34000 | 70.83% | 1.8 | 0 | 10 |  |  |  |  | R-410A | 4 | Residential & Commercial | VSMSHP
213363565 | Mini/Multi Split | MIDEA | HMSV-A-CB-O | 38MTRAQ18BA3 |  | Non-Ducted Indoor Units | 0 |  | 18000 | 18 | 8.7 | 18000 | 13000 | 72.22% | 1.9 | 0 | 11.5 |  |  |  |  | R-410A | 1.5 | Residential & Commercial | VSMSHP
212365436 | Mini/Multi Split | Custom Comfort | HMSV-A-CB-O | CCOXHAMZ436HP |  | Non-Ducted Indoor Units | 0 |  | 36000 | 22.2 | 10.3 | 37000 | 36000 | 97.3% | 1.9 | 13.6 | 13.6 |  |  |  |  | R-410A | 3 | Residential & Commercial | VSMSHP | Non-Ducted CEE Tier 2
212365439 | Mini/Multi Split | Custom Comfort | HMSV-A-CB-O | CCOXHAMZ548HP |  | Non-Ducted Indoor Units | 0 |  | 48000 | 21.8 | 9.8 | 49000 | 45000 | 91.84% | 2 | 11.6 | 11.7 |  |  |  |  | R-410A | 4 | Residential & Commercial | VSMSHP | Non-Ducted CEE Tier 2
212360172 | Mini/Multi Split | MDV | HMSV-A-CB-O | M3OK-27HFN1-M |  | Non-Ducted Indoor Units | 0 |  | 27000 | 21.8 | 10 | 27000 | 27000 | 100% | 1.8 | 0 | 12.2 |  |  |  |  | R-410A | 2.25 | Residential & Commercial | VSMSHP | Non-Ducted CEE Tier 2
212360173 | Mini/Multi Split | MDV | HMSV-A-CB-O | M3OK-27HFN1-M* |  | Non-Ducted Indoor Units | 0 |  | 27000 | 20.5 | 9.6 | 27000 | 27000 | 100% | 1.8 | 0 | 11.8 |  |  |  |  | R-410A | 2.25 | Residential & Commercial | VSMSHP | Non-Ducted CEE Tier 2
212360178 | Mini/Multi Split | BLUERIDGE | HMSV-A-CB-O | BMM27HH2C |  | Non-Ducted Indoor Units | 0 |  | 27000 | 21.8 | 10 | 27000 | 27000 | 100% | 1.8 | 0 | 12.2 |  |  |  |  | R-410A | 2.25 | Residential & Commercial | VSMSHP | Non-Ducted CEE Tier 2
212365433 | Mini/Multi Split | Custom Comfort | HMSV-A-CB-O | CCOXHAMZ218HP |  | Non-Ducted Indoor Units | 0 |  | 19000 | 22 | 9.8 | 20000 | 19700 | 98.5% | 1.9 | 12.5 | 12.5 |  |  |  |  | R-410A | 1.5833 | Residential & Commercial | VSMSHP | Non-Ducted CEE Tier 2
212316203 | Mini/Multi Split | STEALTH | HMSV-A-CB-O | ACIQ-55Z-HH-M5B |  | Non-Ducted Indoor Units | 0 |  | 55000 | 22 | 9.5 | 55000 | 46000 | 83.64% | 1.9 | 10.5 | 10.5 |  |  |  |  | R-410A | 4.5833 | Residential & Commercial | VSMSHP | Non-Ducted CEE Tier 2
212316174 | Mini/Multi Split | STEALTH | HMSV-A-CB-O | ACIQ-27Z-HH-M3B |  | Non-Ducted Indoor Units | 0 |  | 28000 | 23 | 10.6 | 28000 | 25000 | 89.29% | 1.8 | 12.5 | 12.5 |  |  |  |  | R-410A | 2.3333 | Residential & Commercial | VSMSHP | Non-Ducted CEE Tier 2
212316177 | Mini/Multi Split | STEALTH | HMSV-A-CB-O | ACIQ-36Z-HH-M4B |  | Non-Ducted Indoor Units | 0 |  | 36000 | 22.2 | 10.3 | 37000 | 36000 | 97.3% | 1.9 | 13.6 | 13.6 |  |  |  |  | R-410A | 3 | Residential & Commercial | VSMSHP | Non-Ducted CEE Tier 2
212316171 | Mini/Multi Split | STEALTH | HMSV-A-CB-O | ACIQ-18Z-HH-M2B |  | Non-Ducted Indoor Units | 0 |  | 19000 | 22 | 9.8 | 20000 | 19700 | 98.5% | 1.9 | 12.5 | 12.5 |  |  |  |  | R-410A | 1.5833 | Residential & Commercial | VSMSHP | Non-Ducted CEE Tier 2
212316144 | Mini/Multi Split | STEALTH | HMSV-A-CB-O | ACIQ-18Z-HH-M2 |  | Non-Ducted Indoor Units | 0 |  | 19000 | 21.5 | 9 | 20000 | 17000 | 85% | 1.9 | 12.5 | 12.5 |  |  |  |  | R-410A | 1.5833 | Residential & Commercial | VSMSHP
212316145 | Mini/Multi Split | STEALTH | HMSV-A-CB-O | ACIQ-27Z-HH-M3 |  | Non-Ducted Indoor Units | 0 |  | 28000 | 22 | 9 | 28000 | 26800 | 95.71% | 1.9 | 13 | 12.5 |  |  |  |  | R-410A | 2.3333 | Residential & Commercial | VSMSHP
212316117 | Mini/Multi Split | PolarWave | HMSV-A-CB-O | ACIQ-55Z-HH-M5B |  | Non-Ducted Indoor Units | 0 |  | 55000 | 22 | 9.5 | 55000 | 46000 | 83.64% | 1.9 | 10.5 | 10.5 |  |  |  |  | R-410A | 4.5833 | Residential & Commercial | VSMSHP | Non-Ducted CEE Tier 2
212316091 | Mini/Multi Split | PolarWave | HMSV-A-CB-O | ACIQ-36Z-HH-M4B |  | Non-Ducted Indoor Units | 0 |  | 36000 | 22.2 | 10.3 | 37000 | 36000 | 97.3% | 1.9 | 13.6 | 13.6 |  |  |  |  | R-410A | 3 | Residential & Commercial | VSMSHP | Non-Ducted CEE Tier 2
212316094 | Mini/Multi Split | PolarWave | HMSV-A-CB-O | ACIQ-48Z-HH-M5B |  | Non-Ducted Indoor Units | 0 |  | 48000 | 21.8 | 9.8 | 49000 | 45000 | 91.84% | 2 | 11.6 | 11.7 |  |  |  |  | R-410A | 4 | Residential & Commercial | VSMSHP | Non-Ducted CEE Tier 2
212316085 | Mini/Multi Split | PolarWave | HMSV-A-CB-O | ACIQ-18Z-HH-M2B |  | Non-Ducted Indoor Units | 0 |  | 19000 | 22 | 9.8 | 20000 | 19700 | 98.5% | 1.9 | 12.5 | 12.5 |  |  |  |  | R-410A | 1.5833 | Residential & Commercial | VSMSHP | Non-Ducted CEE Tier 2
212316088 | Mini/Multi Split | PolarWave | HMSV-A-CB-O | ACIQ-27Z-HH-M3B |  | Non-Ducted Indoor Units | 0 |  | 28000 | 23 | 10.6 | 28000 | 25000 | 89.29% | 1.8 | 12.5 | 12.5 |  |  |  |  | R-410A | 2.3333 | Residential & Commercial | VSMSHP | Non-Ducted CEE Tier 2
212316058 | Mini/Multi Split | PolarWave | HMSV-A-CB-O | ACIQ-18Z-HH-M2 |  | Non-Ducted Indoor Units | 0 |  | 19000 | 21.5 | 9 | 20000 | 17000 | 85% | 1.9 | 12.5 | 12.5 |  |  |  |  | R-410A | 1.5833 | Residential & Commercial | VSMSHP
212316059 | Mini/Multi Split | PolarWave | HMSV-A-CB-O | ACIQ-27Z-HH-M3 |  | Non-Ducted Indoor Units | 0 |  | 28000 | 22 | 9 | 28000 | 26800 | 95.71% | 1.9 | 13 | 12.5 |  |  |  |  | R-410A | 2.3333 | Residential & Commercial | VSMSHP
211756575 | Mini/Multi Split | LPS Legacy | HMSV-A-CB-O | DLCMHBH48EAK |  | Non-Ducted Indoor Units | 0 |  | 48000 | 21.2 | 10 | 49000 | 45000 | 91.84% | 2 | 11 | 11 |  |  |  |  | R-410A | 4 | Residential & Commercial | VSMSHP | Non-Ducted CEE Tier 2
211756554 | Mini/Multi Split | LPS Legacy | HMSV-A-CB-O | DLCMHBH24CAK |  | Non-Ducted Indoor Units | 0 |  | 24000 | 22.3 | 9.6 | 24000 | 17000 | 70.83% | 1.83 | 12.5 | 12.5 |  |  |  |  | R-410A | 2 | Residential & Commercial | VSMSHP | Non-Ducted CEE Tier 2
211756577 | Mini/Multi Split | LPS Legacy | HMSV-A-CB-O | DLCMHBH36DAK |  | Non-Ducted Indoor Units | 0 |  | 36000 | 20 | 9.7 | 37000 | 36000 | 97.3% | 1.9 | 12.5 | 12.5 |  |  |  |  | R-410A | 3 | Residential & Commercial | VSMSHP | Non-Ducted CEE Tier 2
211756528 | Mini/Multi Split | LPS Legacy | HMSV-A-CB-O | DLCMRAH27CAK |  | Non-Ducted Indoor Units | 0 |  | 27000 | 22 | 9.6 | 27000 | 22600 | 83.7% | 2.06 | 11.5 | 11.5 |  |  |  |  | R-410A | 2.25 | Residential & Commercial | VSMSHP | Non-Ducted CEE Tier 2
211756529 | Mini/Multi Split | LPS Legacy | HMSV-A-CB-O | DLCMRAH36DAK |  | Non-Ducted Indoor Units | 0 |  | 36000 | 21.4 | 8.6 | 36000 | 26200 | 72.78% | 1.8 | 10.5 | 10.5 |  |  |  |  | R-410A | 3 | Residential & Commercial | VSMSHP
211727021 | Mini/Multi Split | TOSOT | HMSV-A-CB-O | TM18HMO |  | Non-Ducted Indoor Units | 0 |  | 17000 | 21 | 10 | 18000 | 13600 | 75.56% | 2.22 | 0 | 12 |  |  |  |  | R-410A | 1.4167 | Residential & Commercial | VSMSHP | Non-Ducted CEE Tier 2
211727022 | Mini/Multi Split | TOSOT | HMSV-A-CB-O | TM24HMO |  | Non-Ducted Indoor Units | 0 |  | 23200 | 21 | 10 | 24000 | 21600 | 90% | 2.1 | 0 | 12.5 |  |  |  |  | R-410A | 1.9333 | Residential & Commercial | VSMSHP | Non-Ducted CEE Tier 2
211727023 | Mini/Multi Split | TOSOT | HMSV-A-CB-O | TM30HMO |  | Non-Ducted Indoor Units | 0 |  | 28400 | 21 | 10 | 30000 | 22800 | 76% | 1.84 | 0 | 12.5 |  |  |  |  | R-410A | 2.3667 | Residential & Commercial | VSMSHP | Non-Ducted CEE Tier 2
211752944 | Mini/Multi Split | GREE | HMSV-A-CB-O | GWHD(18)ND3PO |  | Non-Ducted Indoor Units | 0 |  | 18000 | 21 | 10 | 19000 | 13600 | 71.58% | 2.2 | 0 | 12 |  |  |  |  | R-410A | 1.5 | Residential & Commercial | VSMSHP | Non-Ducted CEE Tier 2
211694660 | Mini/Multi Split | GREE | HMSV-A-CB-O | GMV-V60WL/C-T(U) |  | Non-Ducted Indoor Units | 0 |  | 60000 | 21 | 9.2 | 60000 | 42000 | 70% | 2.1 | 0 | 11 |  |  |  |  | R-410A | 5 | Residential & Commercial | VSMSHP
211641660 | Mini/Multi Split | DAIKIN | HMSV-A-CB-O | RXTQ48TBVJU* |  | Non-Ducted Indoor Units | 0 |  | 45500 | 20 | 9.5 | 47500 | 34000 | 71.58% | 2.3 | 0 | 10.3 |  |  |  |  | R-410A | 3.7917 | Residential & Commercial | VSMSHP | Non-Ducted CEE Tier 2
211641662 | Mini/Multi Split | DAIKIN | HMSV-A-CB-O | RXSQ24TBVJU* |  | Non-Ducted Indoor Units | 0 |  | 23000 | 23 | 9.6 | 25800 | 19000 | 73.64% | 2.45 | 0 | 14.5 |  |  |  |  | R-410A | 1.9167 | Residential & Commercial | VSMSHP | Non-Ducted CEE Tier 2
211641704 | Mini/Multi Split | DAIKIN | HMSV-A-CB-O | RXSQ48TBVJU* |  | Non-Ducted Indoor Units | 0 |  | 45500 | 20 | 9.5 | 47500 | 34000 | 71.58% | 2.3 | 0 | 10.3 |  |  |  |  | R-410A | 3.7917 | Residential & Commercial | VSMSHP | Non-Ducted CEE Tier 2
211698447 | Mini/Multi Split | GREE | HMSV-A-CB-O | GMV-V48WL/C-T(U) |  | Non-Ducted Indoor Units | 0 |  | 48000 | 22 | 9.2 | 48000 | 33600 | 70% | 2.2 | 0 | 11.5 |  |  |  |  | R-410A | 4 | Residential & Commercial | VSMSHP
211698448 | Mini/Multi Split | GREE | HMSV-A-CB-O | GMV-V36WL/C-T(U) |  | Non-Ducted Indoor Units | 0 |  | 36000 | 23 | 9 | 36000 | 25200 | 70% | 2.4 | 0 | 13 |  |  |  |  | R-410A | 3 | Residential & Commercial | VSMSHP
211635193 | Mini/Multi Split | AireForce | HMSV-A-CB-O | GXH24(7.0)FMK4DH-1 |  | Non-Ducted Indoor Units | 0 |  | 23200 | 21 | 10 | 24000 | 21600 | 90% | 2.1 | 12.5 | 12.5 |  |  |  |  | R-410A | 1.9333 | Residential & Commercial | VSMSHP | Non-Ducted CEE Tier 2
211635194 | Mini/Multi Split | AireForce | HMSV-A-CB-O | GXH30(8.8)FMK4DH-1 |  | Non-Ducted Indoor Units | 0 |  | 28400 | 21 | 10 | 30000 | 22800 | 76% | 1.84 | 12.5 | 12.5 |  |  |  |  | R-410A | 2.3667 | Residential & Commercial | VSMSHP | Non-Ducted CEE Tier 2
211635195 | Mini/Multi Split | AireForce | HMSV-A-CB-O | GXH36(10.6)FMK4DH-1 |  | Non-Ducted Indoor Units | 0 |  | 34000 | 21 | 10 | 36000 | 32400 | 90% | 1.82 | 12 | 12 |  |  |  |  | R-410A | 2.8333 | Residential & Commercial | VSMSHP | Non-Ducted CEE Tier 2
211635196 | Mini/Multi Split | AireForce | HMSV-A-CB-O | GXH42(12.3)FMK4DH-1 |  | Non-Ducted Indoor Units | 0 |  | 36000 | 21 | 10 | 40000 | 32400 | 81% | 1.92 | 12 | 12 |  |  |  |  | R-410A | 3 | Residential & Commercial | VSMSHP | Non-Ducted CEE Tier 2
213257496 | Mini/Multi Split | MDV | HMSV-A-CB-O | M2OA-18HFN1-M** |  | Non-Ducted Indoor Units | 0 |  | 18000 | 18 | 8.7 | 18000 | 13000 | 72.22% | 1.9 | 0 | 11.5 |  |  |  |  | R-410A | 1.5 | Residential & Commercial | VSMSHP
213257502 | Mini/Multi Split | MDV | HMSV-A-CB-O | M5OG-48HFN1-M** |  | Non-Ducted Indoor Units | 0 |  | 48000 | 18.7 | 8.8 | 48000 | 34000 | 70.83% | 1.8 | 0 | 10 |  |  |  |  | R-410A | 4 | Residential & Commercial | VSMSHP
213248958 | Mini/Multi Split | Trane / Mitsubishi Electric | HMSV-A-CB-O | NTXMSH48A182B** |  | Non-Ducted Indoor Units | 0 |  | 48000 | 23 | 11.5 | 54000 | 47000 | 87.04% | 2 | 0 | 13.1 |  |  |  |  | R-410A | 4 | Residential & Commercial | VSMSHP | Non-Ducted CEE Tier 2
213248956 | Mini/Multi Split | Trane / Mitsubishi Electric | HMSV-A-CB-O | NTXMSH48A182A** |  | Non-Ducted Indoor Units | 0 |  | 48000 | 23 | 11.5 | 54000 | 47000 | 87.04% | 2 | 0 | 13.1 |  |  |  |  | R-410A | 4 | Residential & Commercial | VSMSHP | Non-Ducted CEE Tier 2
213255583 | Mini/Multi Split | Gridless | HMSV-A-CB-O | O-AYD18SD-2 |  | Non-Ducted Indoor Units | 0 |  | 18000 | 21 | 9.5 | 18000 | 18000 | 100% | 1.84 | 12.5 | 12.5 |  |  |  |  | R-410A | 1.5 | Residential & Commercial | VSMSHP | Non-Ducted CEE Tier 2
213255584 | Mini/Multi Split | Gridless | HMSV-A-CB-O | O-AYD24SD-3 |  | Non-Ducted Indoor Units | 0 |  | 24000 | 22 | 9.05 | 24000 | 24000 | 100% | 1.84 | 12.5 | 12.5 |  |  |  |  | R-410A | 2 | Residential & Commercial | VSMSHP
213248960 | Mini/Multi Split | Trane / Mitsubishi Electric | HMSV-A-CB-O | NTXMSM60A182A** |  | Non-Ducted Indoor Units | 0 |  | 60000 | 20 | 10.5 | 66000 | 46500 | 70.45% | 2 | 0 | 13.3 |  |  |  |  | R-410A | 5 | Residential & Commercial | VSMSHP | Non-Ducted CEE Tier 2
213248961 | Mini/Multi Split | Trane / Mitsubishi Electric | HMSV-A-CB-O | NTXMSM60A182B** |  | Non-Ducted Indoor Units | 0 |  | 60000 | 20 | 10.5 | 66000 | 46500 | 70.45% | 2 | 0 | 13.3 |  |  |  |  | R-410A | 5 | Residential & Commercial | VSMSHP | Non-Ducted CEE Tier 2
213248954 | Mini/Multi Split | Trane / Mitsubishi Electric | HMSV-A-CB-O | NTXMSM48A182B** |  | Non-Ducted Indoor Units | 0 |  | 48000 | 23 | 10.4 | 50000 | 35400 | 70.8% | 2.1 | 0 | 13.1 |  |  |  |  | R-410A | 4 | Residential & Commercial | VSMSHP | Non-Ducted CEE Tier 2
213248949 | Mini/Multi Split | Trane / Mitsubishi Electric | HMSV-A-CB-O | NTXMSH42A152A** |  | Non-Ducted Indoor Units | 0 |  | 42000 | 21.5 | 11.1 | 48000 | 44000 | 91.67% | 2 | 0 | 13.4 |  |  |  |  | R-410A | 3.5 | Residential & Commercial | VSMSHP | Non-Ducted CEE Tier 2
213248950 | Mini/Multi Split | Trane / Mitsubishi Electric | HMSV-A-CB-O | NTXMSH42A152B** |  | Non-Ducted Indoor Units | 0 |  | 42000 | 21.5 | 11.1 | 48000 | 44000 | 91.67% | 2 | 0 | 13.4 |  |  |  |  | R-410A | 3.5 | Residential & Commercial | VSMSHP | Non-Ducted CEE Tier 2
213248946 | Mini/Multi Split | Trane / Mitsubishi Electric | HMSV-A-CB-O | NTXMSH36A142A** |  | Non-Ducted Indoor Units | 0 |  | 36000 | 23 | 12 | 42000 | 38500 | 91.67% | 2 | 0 | 15 |  |  |  |  | R-410A | 3 | Residential & Commercial | VSMSHP | Non-Ducted CEE Tier 2
213248947 | Mini/Multi Split | Trane / Mitsubishi Electric | HMSV-A-CB-O | NTXMSH36A142B** |  | Non-Ducted Indoor Units | 0 |  | 36000 | 23 | 12 | 42000 | 38500 | 91.67% | 2 | 0 | 15 |  |  |  |  | R-410A | 3 | Residential & Commercial | VSMSHP | Non-Ducted CEE Tier 2
213248944 | Mini/Multi Split | Trane / Mitsubishi Electric | HMSV-A-CB-O | NTXMSM36A142B** |  | Non-Ducted Indoor Units | 0 |  | 36000 | 23 | 11 | 41000 | 29000 | 70.73% | 2.2 | 0 | 15 |  |  |  |  | R-410A | 3 | Residential & Commercial | VSMSHP | Non-Ducted CEE Tier 2
213248844 | Mini/Multi Split | Mitsubishi Electric | HMSV-A-CB-O | MXZ-SM60NAM*** |  | Non-Ducted Indoor Units | 0 |  | 60000 | 20 | 10.5 | 66000 | 46500 | 70.45% | 2 | 0 | 13.3 |  |  |  |  | R-410A | 5 | Residential & Commercial | VSMSHP | Non-Ducted CEE Tier 2
213248845 | Mini/Multi Split | Mitsubishi Electric | HMSV-A-CB-O | MXZ-SM60NAM2*** |  | Non-Ducted Indoor Units | 0 |  | 60000 | 20 | 10.5 | 66000 | 46500 | 70.45% | 2 | 0 | 13.3 |  |  |  |  | R-410A | 5 | Residential & Commercial | VSMSHP | Non-Ducted CEE Tier 2
213248842 | Mini/Multi Split | Mitsubishi Electric | HMSV-A-CB-O | MXZ-SM48NAMHZ2*** |  | Non-Ducted Indoor Units | 0 |  | 48000 | 23 | 11.5 | 54000 | 47000 | 87.04% | 2 | 0 | 13.1 |  |  |  |  | R-410A | 4 | Residential & Commercial | VSMSHP | Non-Ducted CEE Tier 2
206579752 | Mini/Multi Split | NORTEK | HMSV-A-CB-O | GXH18(5.3)FMK4DH1 |  | Non-Ducted Indoor Units | 0 |  | 18000 | 21 | 9 | 19000 | 13500 | 71.05% | 2.01 | 12.5 | 12.5 |  |  |  |  | R-410A | 1.5 | Residential & Commercial | VSMSHP
213248840 | Mini/Multi Split | Mitsubishi Electric | HMSV-A-CB-O | MXZ-SM48NAMHZ*** |  | Non-Ducted Indoor Units | 0 |  | 48000 | 23 | 11.5 | 54000 | 47000 | 87.04% | 2 | 0 | 13.1 |  |  |  |  | R-410A | 4 | Residential & Commercial | VSMSHP | Non-Ducted CEE Tier 2
213088006 | Mini/Multi Split | ECO AC | HMSV-A-CB-O | EMH-5O48BBH |  | Non-Ducted Indoor Units | 0 |  | 48000 | 21.2 | 10 | 49000 | 45000 | 91.84% | 2 | 11 | 11 |  |  |  |  | R-410A | 4 | Residential & Commercial | VSMSHP | Non-Ducted CEE Tier 2
213082089 | Mini/Multi Split | DIAL | HMSV-A-CB-O | MZME18WW2P230BAJ |  | Non-Ducted Indoor Units | 0 |  | 18000 | 21 | 9.5 | 18000 | 18000 | 100% | 1.84 | 12.5 | 12.5 |  |  |  |  | R-410A | 1.5 | Residential & Commercial | VSMSHP | Non-Ducted CEE Tier 2
211306413 | Mini/Multi Split | Mitsutomo | HMSV-A-CB-O | HO-MP55-AB-Q |  | Non-Ducted Indoor Units | 0 |  | 55000 | 20 | 9.5 | 55000 | 45500 | 82.73% | 1.8 | 10.5 | 10.5 |  |  |  |  | R-410A | 4.5833 | Residential & Commercial | VSMSHP | Non-Ducted CEE Tier 2
213248838 | Mini/Multi Split | Mitsubishi Electric | HMSV-A-CB-O | MXZ-SM48NAM2*** |  | Non-Ducted Indoor Units | 0 |  | 48000 | 23 | 10.4 | 50000 | 35400 | 70.8% | 2.1 | 0 | 13.1 |  |  |  |  | R-410A | 4 | Residential & Commercial | VSMSHP | Non-Ducted CEE Tier 2
211635192 | Mini/Multi Split | AireForce | HMSV-A-CB-O | GXH18(5.3)FMK4DH-1 |  | Non-Ducted Indoor Units | 0 |  | 17000 | 21 | 10 | 18000 | 13600 | 75.56% | 2.22 | 12 | 12 |  |  |  |  | R-410A | 1.4167 | Residential & Commercial | VSMSHP | Non-Ducted CEE Tier 2
206720384 | Mini/Multi Split | FOREST AIR | HMSV-A-CB-O | FGH-30ES/MZ |  | Non-Ducted Indoor Units | 0 |  | 28400 | 20 | 8.6 | 30000 | 21200 | 70.67% | 1.85 | 12.5 | 11.8 |  |  |  |  | R-410A | 2.3667 | Residential & Commercial | VSMSHP
213248833 | Mini/Multi Split | Mitsubishi Electric | HMSV-A-CB-O | MXZ-SM42NAMHZ*** |  | Non-Ducted Indoor Units | 0 |  | 42000 | 21.5 | 11.1 | 48000 | 44000 | 91.67% | 2 | 0 | 13.4 |  |  |  |  | R-410A | 3.5 | Residential & Commercial | VSMSHP | Non-Ducted CEE Tier 2
213248834 | Mini/Multi Split | Mitsubishi Electric | HMSV-A-CB-O | MXZ-SM42NAMHZ2*** |  | Non-Ducted Indoor Units | 0 |  | 42000 | 21.5 | 11.1 | 48000 | 44000 | 91.67% | 2 | 0 | 13.4 |  |  |  |  | R-410A | 3.5 | Residential & Commercial | VSMSHP | Non-Ducted CEE Tier 2
213248830 | Mini/Multi Split | Mitsubishi Electric | HMSV-A-CB-O | MXZ-SM36NAMHZ*** |  | Non-Ducted Indoor Units | 0 |  | 36000 | 23 | 12 | 42000 | 38500 | 91.67% | 2 | 0 | 15 |  |  |  |  | R-410A | 3 | Residential & Commercial | VSMSHP | Non-Ducted CEE Tier 2
213248831 | Mini/Multi Split | Mitsubishi Electric | HMSV-A-CB-O | MXZ-SM36NAMHZ2*** |  | Non-Ducted Indoor Units | 0 |  | 36000 | 23 | 12 | 42000 | 38500 | 91.67% | 2 | 0 | 15 |  |  |  |  | R-410A | 3 | Residential & Commercial | VSMSHP | Non-Ducted CEE Tier 2
213248828 | Mini/Multi Split | Mitsubishi Electric | HMSV-A-CB-O | MXZ-SM36NAM2*** |  | Non-Ducted Indoor Units | 0 |  | 36000 | 23 | 11 | 41000 | 29000 | 70.73% | 2.2 | 0 | 15 |  |  |  |  | R-410A | 3 | Residential & Commercial | VSMSHP | Non-Ducted CEE Tier 2
211497152 | Mini/Multi Split | KINGHOME | HMSV-A-CB-O | KM18H5O |  | Non-Ducted Indoor Units | 0 |  | 17000 | 21 | 10 | 18000 | 13600 | 75.56% | 2.22 | 0 | 12 |  |  |  |  | R-410A | 1.4167 | Residential & Commercial | VSMSHP | Non-Ducted CEE Tier 2
211497153 | Mini/Multi Split | KINGHOME | HMSV-A-CB-O | KM24H5O |  | Non-Ducted Indoor Units | 0 |  | 23200 | 21 | 10 | 24000 | 21600 | 90% | 2.1 | 0 | 12.5 |  |  |  |  | R-410A | 1.9333 | Residential & Commercial | VSMSHP | Non-Ducted CEE Tier 2
211497154 | Mini/Multi Split | KINGHOME | HMSV-A-CB-O | KM30H5O |  | Non-Ducted Indoor Units | 0 |  | 28400 | 21 | 10 | 30000 | 22800 | 76% | 1.84 | 0 | 12.5 |  |  |  |  | R-410A | 2.3667 | Residential & Commercial | VSMSHP | Non-Ducted CEE Tier 2
211497155 | Mini/Multi Split | KINGHOME | HMSV-A-CB-O | KM36H5O |  | Non-Ducted Indoor Units | 0 |  | 34000 | 21 | 10 | 36000 | 32400 | 90% | 1.82 | 0 | 12 |  |  |  |  | R-410A | 2.8333 | Residential & Commercial | VSMSHP | Non-Ducted CEE Tier 2
211497156 | Mini/Multi Split | KINGHOME | HMSV-A-CB-O | KM42H5O |  | Non-Ducted Indoor Units | 0 |  | 36000 | 21 | 10 | 40000 | 32400 | 81% | 1.92 | 0 | 12 |  |  |  |  | R-410A | 3 | Residential & Commercial | VSMSHP | Non-Ducted CEE Tier 2
211306407 | Mini/Multi Split | Mitsutomo | HMSV-A-CB-O | HO-MQ36-AB-Q |  | Non-Ducted Indoor Units | 0 |  | 36000 | 20 | 9.7 | 37000 | 36000 | 97.3% | 1.9 | 12.5 | 12.5 |  |  |  |  | R-410A | 3 | Residential & Commercial | VSMSHP | Non-Ducted CEE Tier 2
211306410 | Mini/Multi Split | Mitsutomo | HMSV-A-CB-O | HO-MP48-AB-Q |  | Non-Ducted Indoor Units | 0 |  | 48000 | 21.2 | 10 | 49000 | 45000 | 91.84% | 2 | 11 | 11 |  |  |  |  | R-410A | 4 | Residential & Commercial | VSMSHP | Non-Ducted CEE Tier 2
211306401 | Mini/Multi Split | Mitsutomo | HMSV-A-CB-O | HO-MD18-AB-Q |  | Non-Ducted Indoor Units | 0 |  | 19000 | 20.5 | 9 | 20000 | 18000 | 90% | 1.8 | 12.5 | 12.5 |  |  |  |  | R-410A | 1.5833 | Residential & Commercial | VSMSHP
211306404 | Mini/Multi Split | Mitsutomo | HMSV-A-CB-O | HO-MT28-AB-Q |  | Non-Ducted Indoor Units | 0 |  | 28000 | 22.6 | 9.8 | 28000 | 25000 | 89.29% | 1.8 | 11.5 | 11.8 |  |  |  |  | R-410A | 2.3333 | Residential & Commercial | VSMSHP | Non-Ducted CEE Tier 2
211306459 | Mini/Multi Split | FUJIECO | HMSV-A-CB-O | FES-18H2TK-M2O |  | Non-Ducted Indoor Units | 0 |  | 17000 | 22 | 9 | 19600 | 13800 | 70.41% | 1.8 | 12.5 | 12 |  |  |  |  | R-410A | 1.4167 | Residential & Commercial | VSMSHP
211289831 | Mini/Multi Split | MDV | HMSV-A-CB-O | M3OI-28HFN1-M-L |  | Non-Ducted Indoor Units | 0 |  | 28000 | 23 | 10.6 | 28000 | 25000 | 89.29% | 1.8 | 0 | 12.5 |  |  |  |  | R-410A | 2.3333 | Residential & Commercial | VSMSHP | Non-Ducted CEE Tier 2
211253532 | Mini/Multi Split | PERFECTAIRE | HMSV-A-CB-O | 3PAMS55-HH-MZO5 |  | Non-Ducted Indoor Units | 0 |  | 55000 | 20 | 9.5 | 55000 | 45500 | 82.73% | 1.8 | 10.5 | 10.5 |  |  |  |  | R-410A | 4.5833 | Residential & Commercial | VSMSHP | Non-Ducted CEE Tier 2
206764074 | Mini/Multi Split | FRANKLIN | HMSV-A-CB-O | MST363E23MHAA |  | Non-Ducted Indoor Units | 0 |  | 36000 | 21.5 | 9.5 | 36000 | 36000 | 100% | 1.9 | 13.5 | 13.5 |  |  |  |  | R-410A | 3 | Residential & Commercial | VSMSHP | Non-Ducted CEE Tier 2
210799477 | Mini/Multi Split | Cooper&Hunter | HMSV-A-CB-O | CH-HYP36MSPH-230VO |  | Non-Ducted Indoor Units | 0 |  | 36000 | 21.5 | 9.5 | 36000 | 36000 | 100% | 1.9 | 13.5 | 13.5 |  |  |  |  | R-410A | 3 | Residential & Commercial | VSMSHP | Non-Ducted CEE Tier 2
211164239 | Mini/Multi Split | TOSOT | HMSV-A-CB-O | TM18HX4O |  | Non-Ducted Indoor Units | 0 |  | 17000 | 21 | 10 | 18000 | 13600 | 75.56% | 2.22 | 12 | 12 |  |  |  |  | R-410A | 1.4167 | Residential & Commercial | VSMSHP | Non-Ducted CEE Tier 2
211164240 | Mini/Multi Split | TOSOT | HMSV-A-CB-O | TM24HX4O |  | Non-Ducted Indoor Units | 0 |  | 23200 | 21 | 10 | 24000 | 21600 | 90% | 2.1 | 12.5 | 12.5 |  |  |  |  | R-410A | 1.9333 | Residential & Commercial | VSMSHP | Non-Ducted CEE Tier 2
211164241 | Mini/Multi Split | TOSOT | HMSV-A-CB-O | TM30HX4O |  | Non-Ducted Indoor Units | 0 |  | 28400 | 21 | 10 | 30000 | 22800 | 76% | 1.84 | 12.5 | 12.5 |  |  |  |  | R-410A | 2.3667 | Residential & Commercial | VSMSHP | Non-Ducted CEE Tier 2
211164242 | Mini/Multi Split | TOSOT | HMSV-A-CB-O | TM36HX4O |  | Non-Ducted Indoor Units | 0 |  | 34000 | 21 | 10 | 36000 | 32400 | 90% | 1.82 | 12 | 12 |  |  |  |  | R-410A | 2.8333 | Residential & Commercial | VSMSHP | Non-Ducted CEE Tier 2
211164243 | Mini/Multi Split | TOSOT | HMSV-A-CB-O | TM42HX4O |  | Non-Ducted Indoor Units | 0 |  | 36000 | 21 | 10 | 40000 | 32400 | 81% | 1.92 | 12 | 12 |  |  |  |  | R-410A | 3 | Residential & Commercial | VSMSHP | Non-Ducted CEE Tier 2
211174346 | Mini/Multi Split | BOREAL | HMSV-A-CB-O | MBRS18HPJ1OE |  | Non-Ducted Indoor Units | 0 |  | 17000 | 21 | 10 | 18000 | 13600 | 75.56% | 2.22 | 12 | 12 |  |  |  |  | R-410A | 1.4167 | Residential & Commercial | VSMSHP | Non-Ducted CEE Tier 2
211174347 | Mini/Multi Split | BOREAL | HMSV-A-CB-O | MBRS24HPJ1OE |  | Non-Ducted Indoor Units | 0 |  | 23200 | 21 | 10 | 24000 | 21600 | 90% | 2.1 | 12.5 | 12.5 |  |  |  |  | R-410A | 1.9333 | Residential & Commercial | VSMSHP | Non-Ducted CEE Tier 2
211174348 | Mini/Multi Split | BOREAL | HMSV-A-CB-O | MBRS30HPJ1OE |  | Non-Ducted Indoor Units | 0 |  | 28400 | 21 | 10 | 30000 | 22800 | 76% | 1.84 | 12.5 | 12.5 |  |  |  |  | R-410A | 2.3667 | Residential & Commercial | VSMSHP | Non-Ducted CEE Tier 2
211133300 | Mini/Multi Split | NOVAIR | HMSV-A-CB-O | LEA36MZ-4P-35SK-O |  | Non-Ducted Indoor Units | 0 |  | 36000 | 20 | 9.7 | 37000 | 36000 | 97.3% | 1.9 | 12.5 | 12.5 |  |  |  |  | R-410A | 3 | Residential & Commercial | VSMSHP | Non-Ducted CEE Tier 2
201810035 | Mini/Multi Split | COMFORT-AIRE | HMSV-A-CB-O | A-VMH28TU-1 |  | Non-Ducted Indoor Units | 0 |  | 28000 | 22 | 9 | 28000 | 26800 | 95.71% | 1.9 | 13 | 12.5 |  |  |  |  | R-410A | 2.3333 | Residential & Commercial | VSMSHP
201810036 | Mini/Multi Split | COMFORT-AIRE | HMSV-A-CB-O | A-VMH36QU-1 |  | Non-Ducted Indoor Units | 0 |  | 36000 | 21.5 | 9.5 | 36000 | 36000 | 100% | 1.9 | 13.5 | 13.5 |  |  |  |  | R-410A | 3 | Residential & Commercial | VSMSHP | Non-Ducted CEE Tier 2
211044463 | Mini/Multi Split | RHEEM | HMSV-A-CB | RO3HFZ24AJ1H |  | Non-Ducted Indoor Units | 0 |  | 22000 | 20 | 10 | 25000 | 25600 | 102.4% | 2.06 | 13.3 | 13.3 |  |  |  |  | R-410A | 1.8333 | Residential & Commercial | VSMSHP | Non-Ducted CEE Tier 2
211044464 | Mini/Multi Split | RUUD | HMSV-A-CB | RO3HFZ24AJ1H |  | Non-Ducted Indoor Units | 0 |  | 22000 | 20 | 10 | 25000 | 25600 | 102.4% | 2.06 | 13.3 | 13.3 |  |  |  |  | R-410A | 1.8333 | Residential & Commercial | VSMSHP | Non-Ducted CEE Tier 2
211044459 | Mini/Multi Split | RHEEM | HMSV-A-CB | RO2HFZ18AJ1H |  | Non-Ducted Indoor Units | 0 |  | 18000 | 21.5 | 9.6 | 22000 | 22000 | 100% | 1.84 | 13.5 | 13.5 |  |  |  |  | R-410A | 1.5 | Residential & Commercial | VSMSHP | Non-Ducted CEE Tier 2
211044460 | Mini/Multi Split | RUUD | HMSV-A-CB | RO2HFZ18AJ1H |  | Non-Ducted Indoor Units | 0 |  | 18000 | 21.5 | 9.6 | 22000 | 22000 | 100% | 1.84 | 13.5 | 13.5 |  |  |  |  | R-410A | 1.5 | Residential & Commercial | VSMSHP | Non-Ducted CEE Tier 2
204631570 | Mini/Multi Split | LENNOX | HMSV-A-CB | VPB036H4M-3P |  | Non-Ducted Indoor Units | 0 |  | 36000 | 19.2 | 9.5 | 37000 | 26000 | 70.27% | 2.1 | 12.1 | 12.1 |  |  |  |  | R-410A | 3 | Residential & Commercial | VSMSHP | Non-Ducted CEE Tier 2
208674933 | Mini/Multi Split | DIYCOOL | HMSV-A-CB-O | SC-27Z-HH-M3 |  | Non-Ducted Indoor Units | 0 |  | 22000 | 20 | 10 | 26000 | 30000 | 115.4% | 1.8 | 12.5 | 12 |  |  |  |  | R-410A | 1.8333 | Residential & Commercial | VSMSHP | Non-Ducted CEE Tier 2
210276799 | Mini/Multi Split | GIBSON | HMSV-A-CB-O | GXH42(12.3)FMK4DH-1 |  | Non-Ducted Indoor Units | 0 |  | 36000 | 21 | 10 | 40000 | 32400 | 81% | 1.92 | 12 | 12 |  |  |  |  | R-410A | 3 | Residential & Commercial | VSMSHP | Non-Ducted CEE Tier 2
210276800 | Mini/Multi Split | GIBSON | HMSV-A-CB-O | GXH18(5.3)FMK4DH-1 |  | Non-Ducted Indoor Units | 0 |  | 17000 | 21 | 10 | 18000 | 13600 | 75.56% | 2.22 | 12 | 12 |  |  |  |  | R-410A | 1.4167 | Residential & Commercial | VSMSHP | Non-Ducted CEE Tier 2
210276801 | Mini/Multi Split | GIBSON | HMSV-A-CB-O | GXH24(7.0)FMK4DH-1 |  | Non-Ducted Indoor Units | 0 |  | 23200 | 21 | 10 | 24000 | 21600 | 90% | 2.1 | 12.5 | 12.5 |  |  |  |  | R-410A | 1.9333 | Residential & Commercial | VSMSHP | Non-Ducted CEE Tier 2
210534130 | Mini/Multi Split | ACD | HMSV-A-CB-O | MPD36KCH21SB-O |  | Non-Ducted Indoor Units | 0 |  | 34000 | 21 | 10 | 36000 | 32400 | 90% | 1.82 | 12 | 12 |  |  |  |  | R-410A | 2.8333 | Residential & Commercial | VSMSHP | Non-Ducted CEE Tier 2
210534131 | Mini/Multi Split | ACD | HMSV-A-CB-O | MPD42KCH21SB-O |  | Non-Ducted Indoor Units | 0 |  | 36000 | 21 | 10 | 40000 | 32400 | 81% | 1.92 | 12 | 12 |  |  |  |  | R-410A | 3 | Residential & Commercial | VSMSHP | Non-Ducted CEE Tier 2
208674918 | Mini/Multi Split | ACIQ | HMSV-A-CB-O | SC-18Z-HH-M2 |  | Non-Ducted Indoor Units | 0 |  | 18000 | 20 | 10 | 21000 | 21800 | 103.8% | 1.81 | 12.5 | 12 |  |  |  |  | R-410A | 1.5 | Residential & Commercial | VSMSHP | Non-Ducted CEE Tier 2
206726745 | Mini/Multi Split | LBG Products | HMSV-A-CB-O | LMH30DTO |  | Non-Ducted Indoor Units | 0 |  | 28400 | 20 | 8.6 | 30000 | 21200 | 70.67% | 1.85 | 12.5 | 11.8 |  |  |  |  | R-410A | 2.3667 | Residential & Commercial | VSMSHP
10349243 | Mini/Multi Split | SEA BREEZE | HMSV-A-CB-O | SMZ18H421ZOGB |  | Non-Ducted Indoor Units | 0 |  | 18000 | 21 | 9 | 19000 | 13500 | 71.05% | 2.01 | 12.5 | 12.5 |  |  |  |  | R-410A | 1.5 | Residential & Commercial | VSMSHP
211120891 | Mini/Multi Split | Multi MFG | HMSV-A-CB-O | 18HPC2-HH-A |  | Non-Ducted Indoor Units | 0 |  | 18000 | 21 | 9.5 | 18000 | 18000 | 100% | 1.84 | 12.5 | 12.5 |  |  |  |  | R-410A | 1.5 | Residential & Commercial | VSMSHP | Non-Ducted CEE Tier 2
211120892 | Mini/Multi Split | Multi MFG | HMSV-A-CB-O | 24HPC3-HH-A |  | Non-Ducted Indoor Units | 0 |  | 24000 | 22 | 9.05 | 24000 | 24000 | 100% | 1.84 | 12.5 | 12.5 |  |  |  |  | R-410A | 2 | Residential & Commercial | VSMSHP
211120893 | Mini/Multi Split | Multi MFG | HMSV-A-CB-O | 36HPC4-HH-A |  | Non-Ducted Indoor Units | 0 |  | 32000 | 21 | 9 | 36000 | 36000 | 100% | 1.84 | 12.5 | 12.5 |  |  |  |  | R-410A | 2.6667 | Residential & Commercial | VSMSHP
10435324 | Mini/Multi Split | SEA BREEZE | HMSV-A-CB-O | SMZ42H421ZOGB |  | Non-Ducted Indoor Units | 0 |  | 39000 | 21 | 8.6 | 40000 | 28400 | 71% | 1.84 | 10.4 | 10.4 |  |  |  |  | R-410A | 3.25 | Residential & Commercial | VSMSHP
202110497 | Mini/Multi Split | ACD | HMSV-A-CB-O | MPD24KCH21S-O |  | Non-Ducted Indoor Units | 0 |  | 24000 | 21 | 9 | 26000 | 18400 | 70.77% | 1.81 | 12.5 | 11.8 |  |  |  |  | R-410A | 2 | Residential & Commercial | VSMSHP
10149867 | Mini/Multi Split | AIR-CON | HMSV-A-CB-O | AMTCM4H4R24 |  | Non-Ducted Indoor Units | 0 |  | 24000 | 21 | 9 | 26000 | 18400 | 70.77% | 1.81 | 12.5 | 11.8 |  |  |  |  | R-410A | 2 | Residential & Commercial | VSMSHP
210857398 | Mini/Multi Split | DIYCOOL | HMSV-A-CB-O | ACIQ-55Z-HH-M5B |  | Non-Ducted Indoor Units | 0 |  | 55000 | 22 | 9.5 | 55000 | 46000 | 83.64% | 1.9 | 10.5 | 10.5 |  |  |  |  | R-410A | 4.5833 | Residential & Commercial | VSMSHP | Non-Ducted CEE Tier 2
210857380 | Mini/Multi Split | ACIQ | HMSV-A-CB-O | ACIQ-55Z-HH-M5B |  | Non-Ducted Indoor Units | 0 |  | 55000 | 22 | 9.5 | 55000 | 46000 | 83.64% | 1.9 | 10.5 | 10.5 |  |  |  |  | R-410A | 4.5833 | Residential & Commercial | VSMSHP | Non-Ducted CEE Tier 2
212940821 | Mini/Multi Split | CENTURY | HMSV-A-CB-O | A-VMH18DV-1 |  | Non-Ducted Indoor Units | 0 |  | 19000 | 22 | 9.8 | 20000 | 19700 | 98.5% | 1.9 | 12.5 | 12.5 |  |  |  |  | R-410A | 1.5833 | Residential & Commercial | VSMSHP | Non-Ducted CEE Tier 2
212940823 | Mini/Multi Split | CENTURY | HMSV-A-CB-O | A-VMH28TV-1 |  | Non-Ducted Indoor Units | 0 |  | 28000 | 23 | 10.6 | 28000 | 25000 | 89.29% | 1.8 | 12.5 | 12.5 |  |  |  |  | R-410A | 2.3333 | Residential & Commercial | VSMSHP | Non-Ducted CEE Tier 2
212920682 | Mini/Multi Split | NOVAIR | HMSV-A-CB-O | LEA36MZ-4P-35SK-O* |  | Non-Ducted Indoor Units | 0 |  | 36000 | 22.2 | 10.3 | 37000 | 36000 | 97.3% | 1.9 | 13.6 | 13.6 |  |  |  |  | R-410A | 3 | Residential & Commercial | VSMSHP | Non-Ducted CEE Tier 2
212920656 | Mini/Multi Split | Bladex | HMSV-A-CB-O | B50G-48SPHP1 |  | Non-Ducted Indoor Units | 0 |  | 48000 | 21.2 | 10 | 49000 | 45000 | 91.84% | 2 | 11 | 11 |  |  |  |  | R-410A | 4 | Residential & Commercial | VSMSHP | Non-Ducted CEE Tier 2
212920679 | Mini/Multi Split | NOVAIR | HMSV-A-CB-O | LEA20MZ-2P-35SK-O* |  | Non-Ducted Indoor Units | 0 |  | 19000 | 22 | 9.8 | 20000 | 19700 | 98.5% | 1.9 | 12.5 | 12.5 |  |  |  |  | R-410A | 1.5833 | Residential & Commercial | VSMSHP | Non-Ducted CEE Tier 2
212920653 | Mini/Multi Split | Bladex | HMSV-A-CB-O | B40I-36SPHP1 |  | Non-Ducted Indoor Units | 0 |  | 36000 | 20 | 9.7 | 37000 | 36000 | 97.3% | 1.9 | 12.5 | 12.5 |  |  |  |  | R-410A | 3 | Residential & Commercial | VSMSHP | Non-Ducted CEE Tier 2
212920648 | Mini/Multi Split | Bladex | HMSV-A-CB-O | B20I-18SPHP1 |  | Non-Ducted Indoor Units | 0 |  | 19000 | 20.5 | 9 | 20000 | 18000 | 90% | 1.8 | 12.5 | 12.5 |  |  |  |  | R-410A | 1.5833 | Residential & Commercial | VSMSHP
212920651 | Mini/Multi Split | Bladex | HMSV-A-CB-O | B30K-27SPHP1 |  | Non-Ducted Indoor Units | 0 |  | 27000 | 20.5 | 9.6 | 27000 | 27000 | 100% | 1.8 | 0 | 11.8 |  |  |  |  | R-410A | 2.25 | Residential & Commercial | VSMSHP | Non-Ducted CEE Tier 2
210838022 | Mini/Multi Split | AC PRO.COM | HMSV-A-CB-O | AWHD(36)ND3MO |  | Non-Ducted Indoor Units | 0 |  | 34000 | 21 | 10 | 36000 | 32400 | 90% | 1.82 | 12 | 12 |  |  |  |  | R-410A | 2.8333 | Residential & Commercial | VSMSHP | Non-Ducted CEE Tier 2
210838025 | Mini/Multi Split | AC PRO.COM | HMSV-A-CB-O | AWHD(42)ND3MO |  | Non-Ducted Indoor Units | 0 |  | 36000 | 21 | 10 | 40000 | 32400 | 81% | 1.92 | 12 | 12 |  |  |  |  | R-410A | 3 | Residential & Commercial | VSMSHP | Non-Ducted CEE Tier 2
210838016 | Mini/Multi Split | AC PRO.COM | HMSV-A-CB-O | AWHD(24)ND3MO |  | Non-Ducted Indoor Units | 0 |  | 23200 | 21 | 10 | 24000 | 21600 | 90% | 2.1 | 12.5 | 12.5 |  |  |  |  | R-410A | 1.9333 | Residential & Commercial | VSMSHP | Non-Ducted CEE Tier 2
210838019 | Mini/Multi Split | AC PRO.COM | HMSV-A-CB-O | AWHD(30)ND3MO |  | Non-Ducted Indoor Units | 0 |  | 28400 | 21 | 10 | 30000 | 22800 | 76% | 1.84 | 12.5 | 12.5 |  |  |  |  | R-410A | 2.3667 | Residential & Commercial | VSMSHP | Non-Ducted CEE Tier 2
210838013 | Mini/Multi Split | AC PRO.COM | HMSV-A-CB-O | AWHD(18)ND3MO |  | Non-Ducted Indoor Units | 0 |  | 17000 | 21 | 10 | 18000 | 13600 | 75.56% | 2.22 | 12 | 12 |  |  |  |  | R-410A | 1.4167 | Residential & Commercial | VSMSHP | Non-Ducted CEE Tier 2
210824765 | Mini/Multi Split | RHEEM | HMSV-A-CB | RO4HFZ36AJ1H |  | Non-Ducted Indoor Units | 0 |  | 35200 | 20.5 | 9.5 | 36400 | 36400 | 100% | 2.02 | 13 | 13 |  |  |  |  | R-410A | 2.9333 | Residential & Commercial | VSMSHP | Non-Ducted CEE Tier 2
210824767 | Mini/Multi Split | RUUD | HMSV-A-CB | RO4HFZ36AJ1H |  | Non-Ducted Indoor Units | 0 |  | 35200 | 20.5 | 9.5 | 36400 | 36400 | 100% | 2.02 | 13 | 13 |  |  |  |  | R-410A | 2.9333 | Residential & Commercial | VSMSHP | Non-Ducted CEE Tier 2
210799636 | Mini/Multi Split | Cooper&Hunter | HMSV-A-CB-O | CH-HPR48M-230VO |  | Non-Ducted Indoor Units | 0 |  | 48000 | 21.8 | 9.8 | 49000 | 45000 | 91.84% | 2 | 11.6 | 11.7 |  |  |  |  | R-410A | 4 | Residential & Commercial | VSMSHP | Non-Ducted CEE Tier 2
210799631 | Mini/Multi Split | Cooper&Hunter | HMSV-A-CB-O | CH-HPR28M-230VO |  | Non-Ducted Indoor Units | 0 |  | 28000 | 23 | 10.6 | 28000 | 25000 | 89.29% | 1.8 | 12.5 | 12.5 |  |  |  |  | R-410A | 2.3333 | Residential & Commercial | VSMSHP | Non-Ducted CEE Tier 2
210799634 | Mini/Multi Split | Cooper&Hunter | HMSV-A-CB-O | CH-HPR36M-230VO |  | Non-Ducted Indoor Units | 0 |  | 36000 | 22.2 | 10.3 | 37000 | 36000 | 97.3% | 1.9 | 13.6 | 13.6 |  |  |  |  | R-410A | 3 | Residential & Commercial | VSMSHP | Non-Ducted CEE Tier 2
210799628 | Mini/Multi Split | Cooper&Hunter | HMSV-A-CB-O | CH-HPR19M-230VO |  | Non-Ducted Indoor Units | 0 |  | 19000 | 22 | 9.8 | 20000 | 19700 | 98.5% | 1.9 | 12.5 | 12.5 |  |  |  |  | R-410A | 1.5833 | Residential & Commercial | VSMSHP | Non-Ducted CEE Tier 2
210799644 | Mini/Multi Split | Cooper&Hunter | HMSV-A-CB-O | CH-HPR55M-230VO |  | Non-Ducted Indoor Units | 0 |  | 55000 | 22 | 9.5 | 55000 | 46000 | 83.64% | 1.9 | 10.5 | 10.5 |  |  |  |  | R-410A | 4.5833 | Residential & Commercial | VSMSHP | Non-Ducted CEE Tier 2
210799474 | Mini/Multi Split | Cooper&Hunter | HMSV-A-CB-O | CH-HYP19MSPH-230VO |  | Non-Ducted Indoor Units | 0 |  | 19000 | 21.5 | 9 | 20000 | 17000 | 85% | 1.9 | 12.5 | 12.5 |  |  |  |  | R-410A | 1.5833 | Residential & Commercial | VSMSHP
210799480 | Mini/Multi Split | Cooper&Hunter | HMSV-A-CB-O | CH-HYP28MSPH-230VO |  | Non-Ducted Indoor Units | 0 |  | 28000 | 22 | 9 | 28000 | 26800 | 95.71% | 1.9 | 13 | 12.5 |  |  |  |  | R-410A | 2.3333 | Residential & Commercial | VSMSHP
210722661 | Mini/Multi Split | DAIKIN | HMSV-A-CB-O | 3MXS24WMVJU* |  | Non-Ducted Indoor Units | 0 |  | 24000 | 18 | 9.7 | 24000 | 18900 | 78.75% | 1.8 | 11.7 | 11.7 |  |  |  |  | R-410A | 2 | Residential & Commercial | VSMSHP | Non-Ducted CEE Tier 2
210722663 | Mini/Multi Split | DAIKIN | HMSV-A-CB-O | 5MXS48WVJU* |  | Non-Ducted Indoor Units | 0 |  | 47000 | 20.6 | 9.3 | 48500 | 39000 | 80.41% | 1.8 | 10.5 | 10.5 |  |  |  |  | R-410A | 3.9167 | Residential & Commercial | VSMSHP
210722664 | Mini/Multi Split | DAIKIN | HMSV-A-CB-O | 2MXL18WMVJU* |  | Non-Ducted Indoor Units | 0 |  | 17800 | 16 | 8.7 | 18500 | 18900 | 102.2% | 1.8 | 12 | 12 |  |  |  |  | R-410A | 1.4833 | Residential & Commercial | VSMSHP
210722665 | Mini/Multi Split | DAIKIN | HMSV-A-CB-O | 3MXL24WMVJU* |  | Non-Ducted Indoor Units | 0 |  | 24000 | 18 | 9.7 | 24000 | 21600 | 90% | 1.8 | 11.7 | 11.7 |  |  |  |  | R-410A | 2 | Residential & Commercial | VSMSHP | Non-Ducted CEE Tier 2
210722666 | Mini/Multi Split | DAIKIN | HMSV-A-CB-O | 4MXL36WVJU* |  | Non-Ducted Indoor Units | 0 |  | 34400 | 20 | 9 | 36600 | 36600 | 100% | 1.8 | 11.7 | 11.7 |  |  |  |  | R-410A | 2.8667 | Residential & Commercial | VSMSHP
210644055 | Mini/Multi Split | MDV | HMSV-A-CB-O | M2OI-18HFN1-M-L |  | Non-Ducted Indoor Units | 0 |  | 19000 | 21.7 | 9.8 | 20000 | 19700 | 98.5% | 1.9 | 12.5 | 12.5 |  |  |  |  | R-410A | 1.5833 | Residential & Commercial | VSMSHP | Non-Ducted CEE Tier 2
210644056 | Mini/Multi Split | MDV | HMSV-A-CB-O | M4OI-36HFN1-M-L |  | Non-Ducted Indoor Units | 0 |  | 36000 | 22.2 | 10.3 | 37000 | 36000 | 97.3% | 1.9 | 13.6 | 13.6 |  |  |  |  | R-410A | 3 | Residential & Commercial | VSMSHP | Non-Ducted CEE Tier 2
210605816 | Mini/Multi Split | Conforto | HMSV-A-CB-O | MHMZ436DA |  | Non-Ducted Indoor Units | 0 |  | 36000 | 22.2 | 10.3 | 37000 | 36000 | 97.3% | 1.9 | 13.6 | 13.6 |  |  |  |  | R-410A | 3 | Residential & Commercial | VSMSHP | Non-Ducted CEE Tier 2
210605819 | Mini/Multi Split | Conforto | HMSV-A-CB-O | MHMZ548DA |  | Non-Ducted Indoor Units | 0 |  | 48000 | 21.8 | 9.8 | 49000 | 45000 | 91.84% | 2 | 11.6 | 11.7 |  |  |  |  | R-410A | 4 | Residential & Commercial | VSMSHP | Non-Ducted CEE Tier 2
210605810 | Mini/Multi Split | Conforto | HMSV-A-CB-O | MHMZ218DA |  | Non-Ducted Indoor Units | 0 |  | 19000 | 22 | 9.8 | 20000 | 19700 | 98.5% | 1.9 | 12.5 | 12.5 |  |  |  |  | R-410A | 1.5833 | Residential & Commercial | VSMSHP | Non-Ducted CEE Tier 2
210605813 | Mini/Multi Split | Conforto | HMSV-A-CB-O | MHMZ327DA |  | Non-Ducted Indoor Units | 0 |  | 28000 | 23 | 10.6 | 28000 | 25000 | 89.29% | 1.8 | 12.5 | 12.5 |  |  |  |  | R-410A | 2.3333 | Residential & Commercial | VSMSHP | Non-Ducted CEE Tier 2
210586154 | Mini/Multi Split | ECO AC | HMSV-A-CB-O | EMH-3O27BBH |  | Non-Ducted Indoor Units | 0 |  | 28000 | 22.6 | 9.8 | 28000 | 25000 | 89.29% | 1.8 | 11.5 | 11.8 |  |  |  |  | R-410A | 2.3333 | Residential & Commercial | VSMSHP | Non-Ducted CEE Tier 2
210586157 | Mini/Multi Split | ECO AC | HMSV-A-CB-O | EMH-4O36BBH |  | Non-Ducted Indoor Units | 0 |  | 36000 | 20 | 9.7 | 37000 | 36000 | 97.3% | 1.9 | 12.5 | 12.5 |  |  |  |  | R-410A | 3 | Residential & Commercial | VSMSHP | Non-Ducted CEE Tier 2
210568223 | Mini/Multi Split | Durastar | HMSV-A-CB-O | DRA5H55M1A |  | Non-Ducted Indoor Units | 0 |  | 55000 | 20 | 9.5 | 55000 | 45500 | 82.73% | 1.8 | 10.5 | 10.5 |  |  |  |  | R-410A | 4.5833 | Residential & Commercial | VSMSHP | Non-Ducted CEE Tier 2
210586151 | Mini/Multi Split | ECO AC | HMSV-A-CB-O | EMH-2O18BBH |  | Non-Ducted Indoor Units | 0 |  | 19000 | 20.5 | 9 | 20000 | 18000 | 90% | 1.8 | 12.5 | 12.5 |  |  |  |  | R-410A | 1.5833 | Residential & Commercial | VSMSHP
210568217 | Mini/Multi Split | Durastar | HMSV-A-CB-O | DRA4H36M1A |  | Non-Ducted Indoor Units | 0 |  | 36000 | 20 | 9.7 | 37000 | 36000 | 97.3% | 1.9 | 12.5 | 12.5 |  |  |  |  | R-410A | 3 | Residential & Commercial | VSMSHP | Non-Ducted CEE Tier 2
210568220 | Mini/Multi Split | Durastar | HMSV-A-CB-O | DRA5H48M1A |  | Non-Ducted Indoor Units | 0 |  | 48000 | 21.2 | 10 | 49000 | 45000 | 91.84% | 2 | 11 | 11 |  |  |  |  | R-410A | 4 | Residential & Commercial | VSMSHP | Non-Ducted CEE Tier 2
210568211 | Mini/Multi Split | Durastar | HMSV-A-CB-O | DRA2H18M1A |  | Non-Ducted Indoor Units | 0 |  | 19000 | 20.5 | 9 | 20000 | 18000 | 90% | 1.8 | 12.5 | 12.5 |  |  |  |  | R-410A | 1.5833 | Residential & Commercial | VSMSHP
210568214 | Mini/Multi Split | Durastar | HMSV-A-CB-O | DRA3H28M1A |  | Non-Ducted Indoor Units | 0 |  | 28000 | 22.6 | 9.8 | 28000 | 25000 | 89.29% | 1.8 | 11.5 | 11.8 |  |  |  |  | R-410A | 2.3333 | Residential & Commercial | VSMSHP | Non-Ducted CEE Tier 2
214097936 | Mini/Multi Split | AUX | HMSV-A-CB-O | AM3-H24/2DR3A |  | Non-Ducted Indoor Units | 0 |  | 24000 | 23 | 10 | 24000 | 20400 | 85% | 2 | 0 | 12.5 |  |  |  |  | R-32 | 2 | Residential & Commercial | VSMSHP | Non-Ducted CEE Tier 2
214097937 | Mini/Multi Split | AUX | HMSV-A-CB-O | AM4-H30/2DR3A |  | Non-Ducted Indoor Units | 0 |  | 30000 | 23 | 10 | 30000 | 24200 | 80.67% | 2 | 0 | 12.5 |  |  |  |  | R-32 | 2.5 | Residential & Commercial | VSMSHP | Non-Ducted CEE Tier 2
214097938 | Mini/Multi Split | AUX | HMSV-A-CB-O | AM4-H36/2DR3A |  | Non-Ducted Indoor Units | 0 |  | 36000 | 23 | 10 | 36000 | 25200 | 70% | 2 | 0 | 12.3 |  |  |  |  | R-32 | 3 | Residential & Commercial | VSMSHP | Non-Ducted CEE Tier 2
214097939 | Mini/Multi Split | AUX | HMSV-A-CB-O | AM5-H42/2DR3A |  | Non-Ducted Indoor Units | 0 |  | 37000 | 22 | 10 | 40000 | 30000 | 75% | 2 | 0 | 12 |  |  |  |  | R-32 | 3.0833 | Residential & Commercial | VSMSHP | Non-Ducted CEE Tier 2
214097940 | Mini/Multi Split | AUX | HMSV-A-CB-O | AM2-H18/2DR3B |  | Non-Ducted Indoor Units | 0 |  | 18000 | 23.3 | 11 | 21000 | 21800 | 103.8% | 2 | 0 | 12.5 |  |  |  |  | R-32 | 1.5 | Residential & Commercial | VSMSHP | Non-Ducted CEE Tier 2
214097941 | Mini/Multi Split | AUX | HMSV-A-CB-O | AM4-H36/2DR3B |  | Non-Ducted Indoor Units | 0 |  | 36000 | 24 | 11 | 36000 | 32400 | 90% | 2 | 0 | 12.5 |  |  |  |  | R-32 | 3 | Residential & Commercial | VSMSHP | Non-Ducted CEE Tier 2
214097942 | Mini/Multi Split | AUX | HMSV-A-CB-O | AM5-H42/2DR3B |  | Non-Ducted Indoor Units | 0 |  | 42000 | 24 | 10.5 | 42000 | 33600 | 80% | 2 | 0 | 12.5 |  |  |  |  | R-32 | 3.5 | Residential & Commercial | VSMSHP | Non-Ducted CEE Tier 2
214097943 | Mini/Multi Split | AUX | HMSV-A-CB-O | AM3-H24/2DR3B |  | Non-Ducted Indoor Units | 0 |  | 24000 | 24 | 10.5 | 26000 | 25400 | 97.69% | 2.1 | 0 | 13 |  |  |  |  | R-32 | 2 | Residential & Commercial | VSMSHP | Non-Ducted CEE Tier 2
210534127 | Mini/Multi Split | ACD | HMSV-A-CB-O | MPD18KCH21SB-O |  | Non-Ducted Indoor Units | 0 |  | 17000 | 21 | 10 | 18000 | 13600 | 75.56% | 2.22 | 12 | 12 |  |  |  |  | R-410A | 1.4167 | Residential & Commercial | VSMSHP | Non-Ducted CEE Tier 2
210534128 | Mini/Multi Split | ACD | HMSV-A-CB-O | MPD24KCH21SB-O |  | Non-Ducted Indoor Units | 0 |  | 23200 | 21 | 10 | 24000 | 21600 | 90% | 2.1 | 12.5 | 12.5 |  |  |  |  | R-410A | 1.9333 | Residential & Commercial | VSMSHP | Non-Ducted CEE Tier 2
210534129 | Mini/Multi Split | ACD | HMSV-A-CB-O | MPD30KCH21SB-O |  | Non-Ducted Indoor Units | 0 |  | 28400 | 21 | 10 | 30000 | 22800 | 76% | 1.84 | 12.5 | 12.5 |  |  |  |  | R-410A | 2.3667 | Residential & Commercial | VSMSHP | Non-Ducted CEE Tier 2
210534145 | Mini/Multi Split | BLUERIDGE | HMSV-A-CB-O | BMKH18MC |  | Non-Ducted Indoor Units | 0 |  | 17000 | 21 | 10 | 18000 | 13600 | 75.56% | 2.22 | 12 | 12 |  |  |  |  | R-410A | 1.4167 | Residential & Commercial | VSMSHP | Non-Ducted CEE Tier 2
210534146 | Mini/Multi Split | BLUERIDGE | HMSV-A-CB-O | BMKH24MC |  | Non-Ducted Indoor Units | 0 |  | 23200 | 21 | 10 | 24000 | 21600 | 90% | 2.1 | 12.5 | 12.5 |  |  |  |  | R-410A | 1.9333 | Residential & Commercial | VSMSHP | Non-Ducted CEE Tier 2
210534147 | Mini/Multi Split | BLUERIDGE | HMSV-A-CB-O | BMKH30MC |  | Non-Ducted Indoor Units | 0 |  | 28400 | 21 | 10 | 30000 | 22800 | 76% | 1.84 | 12.5 | 12.5 |  |  |  |  | R-410A | 2.3667 | Residential & Commercial | VSMSHP | Non-Ducted CEE Tier 2
210534148 | Mini/Multi Split | BLUERIDGE | HMSV-A-CB-O | BMKH42MC |  | Non-Ducted Indoor Units | 0 |  | 36000 | 21 | 10 | 40000 | 32400 | 81% | 1.92 | 12 | 12 |  |  |  |  | R-410A | 3 | Residential & Commercial | VSMSHP | Non-Ducted CEE Tier 2
210488259 | Mini/Multi Split | Ameristar | HMSV-A-CB-O | M4THM1918A12N** |  | Non-Ducted Indoor Units | 0 |  | 17000 | 19 | 10 | 18000 | 13600 | 75.56% | 2.22 | 12 | 12 |  |  |  |  | R-410A | 1.4167 | Residential & Commercial | VSMSHP | Non-Ducted CEE Tier 2
210488260 | Mini/Multi Split | Ameristar | HMSV-A-CB-O | M4THM1924A13N** |  | Non-Ducted Indoor Units | 0 |  | 23200 | 19 | 10 | 24000 | 21600 | 90% | 2.1 | 12.5 | 12.5 |  |  |  |  | R-410A | 1.9333 | Residential & Commercial | VSMSHP | Non-Ducted CEE Tier 2
210488261 | Mini/Multi Split | Ameristar | HMSV-A-CB-O | M4THM1930A14N** |  | Non-Ducted Indoor Units | 0 |  | 28400 | 19 | 10 | 30000 | 22800 | 76% | 1.84 | 12.5 | 12.5 |  |  |  |  | R-410A | 2.3667 | Residential & Commercial | VSMSHP | Non-Ducted CEE Tier 2
210488274 | Mini/Multi Split | RUNTRU | HMSV-A-CB-O | M4THM1918A12N** |  | Non-Ducted Indoor Units | 0 |  | 17000 | 19 | 10 | 18000 | 13600 | 75.56% | 2.22 | 12 | 12 |  |  |  |  | R-410A | 1.4167 | Residential & Commercial | VSMSHP | Non-Ducted CEE Tier 2
210488275 | Mini/Multi Split | RUNTRU | HMSV-A-CB-O | M4THM1924A13N** |  | Non-Ducted Indoor Units | 0 |  | 23200 | 19 | 10 | 24000 | 21600 | 90% | 2.1 | 12.5 | 12.5 |  |  |  |  | R-410A | 1.9333 | Residential & Commercial | VSMSHP | Non-Ducted CEE Tier 2
210488276 | Mini/Multi Split | RUNTRU | HMSV-A-CB-O | M4THM1930A14N** |  | Non-Ducted Indoor Units | 0 |  | 28400 | 19 | 10 | 30000 | 22800 | 76% | 1.84 | 12.5 | 12.5 |  |  |  |  | R-410A | 2.3667 | Residential & Commercial | VSMSHP | Non-Ducted CEE Tier 2
210488277 | Mini/Multi Split | RUNTRU | HMSV-A-CB-O | M4THM1936A14N** |  | Non-Ducted Indoor Units | 0 |  | 34000 | 19 | 10 | 36000 | 32400 | 90% | 1.82 | 12 | 12 |  |  |  |  | R-410A | 2.8333 | Residential & Commercial | VSMSHP | Non-Ducted CEE Tier 2
210488278 | Mini/Multi Split | RUNTRU | HMSV-A-CB-O | M4THM1942A15N** |  | Non-Ducted Indoor Units | 0 |  | 36000 | 19 | 10 | 40000 | 32400 | 81% | 1.92 | 12 | 12 |  |  |  |  | R-410A | 3 | Residential & Commercial | VSMSHP | Non-Ducted CEE Tier 2
210485362 | Mini/Multi Split | GREE | HMSV-A-CB-O | GWHD(18)ND3NO |  | Non-Ducted Indoor Units | 0 |  | 17000 | 19 | 10 | 18000 | 13600 | 75.56% | 2.22 | 12 | 12 |  |  |  |  | R-410A | 1.4167 | Residential & Commercial | VSMSHP | Non-Ducted CEE Tier 2
210485363 | Mini/Multi Split | GREE | HMSV-A-CB-O | GWHD(24)ND3NO |  | Non-Ducted Indoor Units | 0 |  | 23200 | 19 | 10 | 24000 | 21600 | 90% | 2.1 | 12.5 | 12.5 |  |  |  |  | R-410A | 1.9333 | Residential & Commercial | VSMSHP | Non-Ducted CEE Tier 2
210485364 | Mini/Multi Split | GREE | HMSV-A-CB-O | GWHD(30)ND3NO |  | Non-Ducted Indoor Units | 0 |  | 28400 | 19 | 10 | 30000 | 22800 | 76% | 1.84 | 12.5 | 12.5 |  |  |  |  | R-410A | 2.3667 | Residential & Commercial | VSMSHP | Non-Ducted CEE Tier 2
210485365 | Mini/Multi Split | GREE | HMSV-A-CB-O | GWHD(36)ND3NO |  | Non-Ducted Indoor Units | 0 |  | 34000 | 19 | 10 | 36000 | 32400 | 90% | 1.82 | 12 | 12 |  |  |  |  | R-410A | 2.8333 | Residential & Commercial | VSMSHP | Non-Ducted CEE Tier 2
210485366 | Mini/Multi Split | GREE | HMSV-A-CB-O | GWHD(42)ND3NO |  | Non-Ducted Indoor Units | 0 |  | 36000 | 19 | 10 | 40000 | 32400 | 81% | 1.92 | 12 | 12 |  |  |  |  | R-410A | 3 | Residential & Commercial | VSMSHP | Non-Ducted CEE Tier 2
210435420 | Mini/Multi Split | AMERICAN STANDARD | HMSV-A-CB-O | 4TXM2118A12N0** |  | Non-Ducted Indoor Units | 0 |  | 17000 | 21 | 10 | 18000 | 13600 | 75.56% | 2.22 | 12 | 12 |  |  |  |  | R-410A | 1.4167 | Residential & Commercial | VSMSHP | Non-Ducted CEE Tier 2
210435421 | Mini/Multi Split | AMERICAN STANDARD | HMSV-A-CB-O | 4TXM2124A13N0** |  | Non-Ducted Indoor Units | 0 |  | 23200 | 21 | 10 | 24000 | 21600 | 90% | 2.1 | 12.5 | 12.5 |  |  |  |  | R-410A | 1.9333 | Residential & Commercial | VSMSHP | Non-Ducted CEE Tier 2
210435422 | Mini/Multi Split | AMERICAN STANDARD | HMSV-A-CB-O | 4TXM2130A14N0** |  | Non-Ducted Indoor Units | 0 |  | 28400 | 21 | 10 | 30000 | 22800 | 76% | 1.84 | 12.5 | 12.5 |  |  |  |  | R-410A | 2.3667 | Residential & Commercial | VSMSHP | Non-Ducted CEE Tier 2
210435423 | Mini/Multi Split | AMERICAN STANDARD | HMSV-A-CB-O | 4TXM2136A14N0** |  | Non-Ducted Indoor Units | 0 |  | 34000 | 21 | 10 | 36000 | 32400 | 90% | 1.82 | 12 | 12 |  |  |  |  | R-410A | 2.8333 | Residential & Commercial | VSMSHP | Non-Ducted CEE Tier 2
210435424 | Mini/Multi Split | AMERICAN STANDARD | HMSV-A-CB-O | 4TXM2142A15N0** |  | Non-Ducted Indoor Units | 0 |  | 36000 | 21 | 10 | 40000 | 32400 | 81% | 1.92 | 12 | 12 |  |  |  |  | R-410A | 3 | Residential & Commercial | VSMSHP | Non-Ducted CEE Tier 2
210288146 | Mini/Multi Split | CTMorley | HMSV-A-CB-O | MOU-4A36H-2 |  | Non-Ducted Indoor Units | 0 |  | 36000 | 20 | 9.7 | 37000 | 36000 | 97.3% | 1.9 | 12.5 | 12.5 |  |  |  |  | R-410A | 3 | Residential & Commercial | VSMSHP | Non-Ducted CEE Tier 2
210288149 | Mini/Multi Split | CTMorley | HMSV-A-CB-O | MOU-5A48H-2 |  | Non-Ducted Indoor Units | 0 |  | 48000 | 21.2 | 10 | 49000 | 45000 | 91.84% | 2 | 11 | 11 |  |  |  |  | R-410A | 4 | Residential & Commercial | VSMSHP | Non-Ducted CEE Tier 2
210435405 | Mini/Multi Split | TRANE | HMSV-A-CB-O | 4TXM2118A12N0** |  | Non-Ducted Indoor Units | 0 |  | 17000 | 21 | 10 | 18000 | 13600 | 75.56% | 2.22 | 12 | 12 |  |  |  |  | R-410A | 1.4167 | Residential & Commercial | VSMSHP | Non-Ducted CEE Tier 2
210435406 | Mini/Multi Split | TRANE | HMSV-A-CB-O | 4TXM2124A13N0** |  | Non-Ducted Indoor Units | 0 |  | 23200 | 21 | 10 | 24000 | 21600 | 90% | 2.1 | 12.5 | 12.5 |  |  |  |  | R-410A | 1.9333 | Residential & Commercial | VSMSHP | Non-Ducted CEE Tier 2
210435407 | Mini/Multi Split | TRANE | HMSV-A-CB-O | 4TXM2130A14N0** |  | Non-Ducted Indoor Units | 0 |  | 28400 | 21 | 10 | 30000 | 22800 | 76% | 1.84 | 12.5 | 12.5 |  |  |  |  | R-410A | 2.3667 | Residential & Commercial | VSMSHP | Non-Ducted CEE Tier 2
210435408 | Mini/Multi Split | TRANE | HMSV-A-CB-O | 4TXM2136A14N0** |  | Non-Ducted Indoor Units | 0 |  | 34000 | 21 | 10 | 36000 | 32400 | 90% | 1.82 | 12 | 12 |  |  |  |  | R-410A | 2.8333 | Residential & Commercial | VSMSHP | Non-Ducted CEE Tier 2
210435409 | Mini/Multi Split | TRANE | HMSV-A-CB-O | 4TXM2142A15N0** |  | Non-Ducted Indoor Units | 0 |  | 36000 | 21 | 10 | 40000 | 32400 | 81% | 1.92 | 12 | 12 |  |  |  |  | R-410A | 3 | Residential & Commercial | VSMSHP | Non-Ducted CEE Tier 2
210288140 | Mini/Multi Split | CTMorley | HMSV-A-CB-O | MOU-2A18H-2 |  | Non-Ducted Indoor Units | 0 |  | 19000 | 20.5 | 9 | 20000 | 18000 | 90% | 1.8 | 12.5 | 12.5 |  |  |  |  | R-410A | 1.5833 | Residential & Commercial | VSMSHP
210288143 | Mini/Multi Split | CTMorley | HMSV-A-CB-O | MOU-3A27H-2 |  | Non-Ducted Indoor Units | 0 |  | 28000 | 22.6 | 9.8 | 28000 | 25000 | 89.29% | 1.8 | 11.5 | 11.8 |  |  |  |  | R-410A | 2.3333 | Residential & Commercial | VSMSHP | Non-Ducted CEE Tier 2
210278981 | Mini/Multi Split | GREE | HMSV-A-CB-O | MULTI42HP230V1EO |  | Non-Ducted Indoor Units | 0 |  | 36000 | 21 | 10 | 40000 | 32400 | 81% | 1.92 | 12 | 12 |  |  |  |  | R-410A | 3 | Residential & Commercial | VSMSHP | Non-Ducted CEE Tier 2
210278979 | Mini/Multi Split | GREE | HMSV-A-CB-O | MULTI36HP230V1EO |  | Non-Ducted Indoor Units | 0 |  | 34000 | 21 | 10 | 36000 | 32400 | 90% | 1.82 | 12 | 12 |  |  |  |  | R-410A | 2.8333 | Residential & Commercial | VSMSHP | Non-Ducted CEE Tier 2
210278977 | Mini/Multi Split | GREE | HMSV-A-CB-O | MULTI30HP230V1EO |  | Non-Ducted Indoor Units | 0 |  | 28400 | 21 | 10 | 30000 | 22800 | 76% | 1.84 | 12.5 | 12.5 |  |  |  |  | R-410A | 2.3667 | Residential & Commercial | VSMSHP | Non-Ducted CEE Tier 2
210278975 | Mini/Multi Split | GREE | HMSV-A-CB-O | MULTI24HP230V1EO |  | Non-Ducted Indoor Units | 0 |  | 23200 | 21 | 10 | 24000 | 21600 | 90% | 2.1 | 12.5 | 12.5 |  |  |  |  | R-410A | 1.9333 | Residential & Commercial | VSMSHP | Non-Ducted CEE Tier 2
210278973 | Mini/Multi Split | GREE | HMSV-A-CB-O | MULTI18HP230V1EO |  | Non-Ducted Indoor Units | 0 |  | 17000 | 21 | 10 | 18000 | 13600 | 75.56% | 2.22 | 12 | 12 |  |  |  |  | R-410A | 1.4167 | Residential & Commercial | VSMSHP | Non-Ducted CEE Tier 2
210276798 | Mini/Multi Split | GIBSON | HMSV-A-CB-O | GXH36(10.6)FMK4DH-1 |  | Non-Ducted Indoor Units | 0 |  | 34000 | 21 | 10 | 36000 | 32400 | 90% | 1.82 | 12 | 12 |  |  |  |  | R-410A | 2.8333 | Residential & Commercial | VSMSHP | Non-Ducted CEE Tier 2
210276802 | Mini/Multi Split | GIBSON | HMSV-A-CB-O | GXH30(8.8)FMK4DH-1 |  | Non-Ducted Indoor Units | 0 |  | 28400 | 21 | 10 | 30000 | 22800 | 76% | 1.84 | 12.5 | 12.5 |  |  |  |  | R-410A | 2.3667 | Residential & Commercial | VSMSHP | Non-Ducted CEE Tier 2
210276803 | Mini/Multi Split | AIRTEMP | HMSV-A-CB-O | GXH36(10.6)FMK4DH-1 |  | Non-Ducted Indoor Units | 0 |  | 34000 | 21 | 10 | 36000 | 32400 | 90% | 1.82 | 12 | 12 |  |  |  |  | R-410A | 2.8333 | Residential & Commercial | VSMSHP | Non-Ducted CEE Tier 2
210276804 | Mini/Multi Split | AIRTEMP | HMSV-A-CB-O | GXH42(12.3)FMK4DH-1 |  | Non-Ducted Indoor Units | 0 |  | 36000 | 21 | 10 | 40000 | 32400 | 81% | 1.92 | 12 | 12 |  |  |  |  | R-410A | 3 | Residential & Commercial | VSMSHP | Non-Ducted CEE Tier 2
210276805 | Mini/Multi Split | AIRTEMP | HMSV-A-CB-O | GXH18(5.3)FMK4DH-1 |  | Non-Ducted Indoor Units | 0 |  | 17000 | 21 | 10 | 18000 | 13600 | 75.56% | 2.22 | 12 | 12 |  |  |  |  | R-410A | 1.4167 | Residential & Commercial | VSMSHP | Non-Ducted CEE Tier 2
210276806 | Mini/Multi Split | AIRTEMP | HMSV-A-CB-O | GXH24(7.0)FMK4DH-1 |  | Non-Ducted Indoor Units | 0 |  | 23200 | 21 | 10 | 24000 | 21600 | 90% | 2.1 | 12.5 | 12.5 |  |  |  |  | R-410A | 1.9333 | Residential & Commercial | VSMSHP | Non-Ducted CEE Tier 2
210276807 | Mini/Multi Split | AIRTEMP | HMSV-A-CB-O | GXH30(8.8)FMK4DH-1 |  | Non-Ducted Indoor Units | 0 |  | 28400 | 21 | 10 | 30000 | 22800 | 76% | 1.84 | 12.5 | 12.5 |  |  |  |  | R-410A | 2.3667 | Residential & Commercial | VSMSHP | Non-Ducted CEE Tier 2
210154196 | Mini/Multi Split | GE Appliances | HMSV-A-CB-O | ASH436NCDD** |  | Non-Ducted Indoor Units | 0 |  | 33400 | 19 | 9.5 | 36000 | 26000 | 72.22% | 2 | 9.3 | 9.3 |  |  |  |  | R-410A | 2.7833 | Residential & Commercial | VSMSHP | Non-Ducted CEE Tier 2
210154192 | Mini/Multi Split | GE Appliances | HMSV-A-CB-O | ASH324NCDD** |  | Non-Ducted Indoor Units | 0 |  | 22000 | 19.5 | 10.2 | 26000 | 19000 | 73.08% | 1.9 | 12 | 12 |  |  |  |  | R-410A | 1.8333 | Residential & Commercial | VSMSHP | Non-Ducted CEE Tier 2
210154187 | Mini/Multi Split | GE Appliances | HMSV-A-CB-O | ASH220NCDD** |  | Non-Ducted Indoor Units | 0 |  | 18000 | 18 | 10.2 | 22000 | 18500 | 84.09% | 2 | 12 | 12 |  |  |  |  | R-410A | 1.5 | Residential & Commercial | VSMSHP | Non-Ducted CEE Tier 2
210082195 | Mini/Multi Split | HAIER | HMSV-A-CB-O | 2U20EH2HD** |  | Non-Ducted Indoor Units | 0 |  | 18000 | 18 | 10.2 | 22000 | 18500 | 84.09% | 2 | 12 | 12 |  |  |  |  | R-410A | 1.5 | Residential & Commercial | VSMSHP | Non-Ducted CEE Tier 2
210082198 | Mini/Multi Split | HAIER | HMSV-A-CB-O | 3U24EH2HD** |  | Non-Ducted Indoor Units | 0 |  | 22000 | 19.5 | 10.2 | 26000 | 19000 | 73.08% | 1.9 | 12 | 12 |  |  |  |  | R-410A | 1.8333 | Residential & Commercial | VSMSHP | Non-Ducted CEE Tier 2
210082201 | Mini/Multi Split | HAIER | HMSV-A-CB-O | 4U36EH2HD** |  | Non-Ducted Indoor Units | 0 |  | 33400 | 19 | 9.5 | 36000 | 26000 | 72.22% | 2 | 9.3 | 9.3 |  |  |  |  | R-410A | 2.7833 | Residential & Commercial | VSMSHP | Non-Ducted CEE Tier 2
216743372 | Mini/Multi Split | WABBAN | HRCU-A-CB-O | BB30HXQ2B2DO* |  | Mini-Splits(Non-Ducted) | BB30HXQ2B2DI* |  | 30000 | 20 | 8.5 | 30000 | 23200 | 77.33% | 1.81 | 11.25 | 11.25 |  |  |  |  | R-410A | 2.5 | Residential & Commercial | VSMSHP
216743373 | Mini/Multi Split | WABBAN | HRCU-A-CB-O | BB36HXQ2B2DO* |  | Mini-Splits(Non-Ducted) | BB36HXQ2B2DI* |  | 33600 | 20 | 8.5 | 34600 | 24400 | 70.52% | 1.85 | 10.5 | 10.5 |  |  |  |  | R-410A | 2.8 | Residential & Commercial | VSMSHP
216743375 | Mini/Multi Split | WABBAN | HRCU-A-CB-O | BB09HXCA5DO* |  | Mini-Splits(Non-Ducted) | BB09HXCA5DI* |  | 9100 | 19.5 | 8.8 | 10000 | 7400 | 74% | 1.81 | 11.3 | 11.3 |  |  |  |  | R-410A | 0.75833 | Residential & Commercial | VSMSHP
216743376 | Mini/Multi Split | WABBAN | HRCU-A-CB-O | BB09HXCA5AO* |  | Mini-Splits(Non-Ducted) | BB09HXCA5AI* |  | 9100 | 19.5 | 8.6 | 10000 | 7500 | 75% | 1.77 | 11.3 | 11.3 |  |  |  |  | R-410A | 0.75833 | Residential & Commercial | VSMSHP
216743377 | Mini/Multi Split | WABBAN | HRCU-A-CB-O | BB12HXCA5DO* |  | Mini-Splits(Non-Ducted) | BB12HXCA5DI* |  | 12000 | 17.5 | 8.5 | 12000 | 8500 | 70.83% | 1.8 | 8.7 | 8.7 |  |  |  |  | R-410A | 1 | Residential & Commercial | VSMSHP
216743378 | Mini/Multi Split | WABBAN | HRCU-A-CB-O | BB12HXCA5AO* |  | Mini-Splits(Non-Ducted) | BB12HXCA5AI* |  | 12000 | 17.5 | 8.5 | 12000 | 8500 | 70.83% | 1.75 | 8.7 | 8.7 |  |  |  |  | R-410A | 1 | Residential & Commercial | VSMSHP
216743380 | Mini/Multi Split | WABBAN | HRCU-A-CB-O | BB12HXP2A1DO* |  | Mini-Splits(Non-Ducted) | BBM12HBKDI* |  | 12000 | 24 | 8.5 | 12000 | 9200 | 76.67% | 1.9 | 12.5 | 12.5 |  |  |  |  | R-410A | 1 | Residential & Commercial | VSMSHP
216743381 | Mini/Multi Split | WABBAN | HRCU-A-CB-O | BB12HXP2A1DO* |  | Mini-Splits(Non-Ducted) | BBM12HBTDI* |  | 12000 | 18.5 | 8.5 | 12000 | 10000 | 83.33% | 1.85 | 11.5 | 11.5 |  |  |  |  | R-410A | 1 | Residential & Commercial | VSMSHP
216743384 | Mini/Multi Split | WABBAN | HRCU-A-CB-O | BB09HXP2A1DO* |  | Mini-Splits(Non-Ducted) | BBM09HBTDI* |  | 9100 | 19 | 9.5 | 10500 | 10000 | 95.24% | 1.85 | 13 | 13 |  |  |  |  | R-410A | 0.75833 | Residential & Commercial | VSMSHP | Non-Ducted CEE Tier 2
216743385 | Mini/Multi Split | WABBAN | HRCU-A-CB-O | BB18HXP2A1DO* |  | Mini-Splits(Non-Ducted) | BB18HXP2A1DI* |  | 18000 | 23.5 | 9 | 18000 | 13500 | 75% | 1.9 | 13 | 13 |  |  |  |  | R-410A | 1.5 | Residential & Commercial | VSMSHP
216743387 | Mini/Multi Split | WABBAN | HRCU-A-CB-O | BB18HXP2A1DO* |  | Mini-Splits(Non-Ducted) | BBM18HBKDI* |  | 18000 | 19 | 8.5 | 18000 | 14500 | 80.56% | 1.93 | 0 | 10.05 |  |  |  |  | R-410A | 1.5 | Residential & Commercial | VSMSHP
216743346 | Mini/Multi Split | WABBAN | HRCU-A-CB-O | BB18HQ3D6DO* |  | Mini-Splits(Non-Ducted) | BB18HQ3D6DI* |  | 18000 | 22 | 10 | 18000 | 20000 | 111.1% | 1.8 | 13.5 | 13.5 |  |  |  |  | R-410A | 1.5 | Residential & Commercial | VSMSHP | Non-Ducted CEE Tier 2
216743347 | Mini/Multi Split | WABBAN | HRCU-A-CB-O | BB24HQ3D6DO* |  | Mini-Splits(Non-Ducted) | BB24HQ3D6DI* |  | 22000 | 21.5 | 9.5 | 24000 | 24000 | 100% | 1.9 | 13 | 13 |  |  |  |  | R-410A | 1.8333 | Residential & Commercial | VSMSHP | Non-Ducted CEE Tier 2
216743348 | Mini/Multi Split | WABBAN | HRCU-A-CB-O | BB12HQ3D6DO* |  | Mini-Splits(Non-Ducted) | BB12HQ3D6DI* |  | 12000 | 24 | 8.5 | 12200 | 12000 | 98.36% | 1.91 | 15.3 | 14 |  |  |  |  | R-410A | 1 | Residential & Commercial | VSMSHP
216743350 | Mini/Multi Split | WABBAN | HRCU-A-CB-O | BB09HQ4D6DO* |  | Mini-Splits(Non-Ducted) | BB09HQ4D6DI* |  | 9000 | 27 | 11 | 9000 | 13000 | 144.4% | 1.91 | 16.5 | 16.6 |  |  |  |  | R-410A | 0.75 | Residential & Commercial | VSMSHP | Non-Ducted CEE Tier 2
216743352 | Mini/Multi Split | WABBAN | HRCU-A-CB-O | BB09HXP2A1DO* |  | Mini-Splits(Non-Ducted) | BB09HXP2A1DI* |  | 9100 | 25.5 | 10.2 | 10500 | 9100 | 86.67% | 1.86 | 14.7 | 14.7 |  |  |  |  | R-410A | 0.75833 | Residential & Commercial | VSMSHP | Non-Ducted CEE Tier 2
216743353 | Mini/Multi Split | WABBAN | HRCU-A-CB-O | BB12HXP2A1DO* |  | Mini-Splits(Non-Ducted) | BB12HXP2A1DI* |  | 12000 | 24 | 9 | 12000 | 9000 | 75% | 1.85 | 12.5 | 12.5 |  |  |  |  | R-410A | 1 | Residential & Commercial | VSMSHP
216743356 | Mini/Multi Split | WABBAN | HRCU-A-CB-O | BB24HXP2A1DO* |  | Mini-Splits(Non-Ducted) | BBM24HBTDI* |  | 22000 | 20 | 9 | 24000 | 19000 | 79.17% | 1.8 | 12 | 12 |  |  |  |  | R-410A | 1.8333 | Residential & Commercial | VSMSHP
216598645 | Mini/Multi Split | HISENSE | HRCU-A-CB-O | AO-24U3R25SS |  | Mini-Splits(Non-Ducted) | AS-24U3RDL25SS |  | 24000 | 19.5 | 8.5 | 24000 | 18500 | 77.08% | 1.9 | 0 | 10.6 |  |  |  |  | R-32 | 2 | Residential & Commercial | VSMSHP
216741386 | Mini/Multi Split | TCL | HRCU-A-CB-O | H24SBH20XPC |  | Mini-Splits(Non-Ducted) | H24FCHU1XAE* |  | 22200 | 20 | 9.5 | 24400 | 19200 | 78.69% | 2 | 0 | 11.7 |  |  |  |  | R-454B | 1.85 | Residential & Commercial | VSMSHP | Non-Ducted CEE Tier 2
216741387 | Mini/Multi Split | TCL | HRCU-A-CB-O | H18SBH22XPC |  | Mini-Splits(Non-Ducted) | H18FCHU1XAE* |  | 18000 | 20.5 | 9 | 19000 | 13800 | 72.63% | 1.85 | 0 | 11.7 |  |  |  |  | R-454B | 1.5 | Residential & Commercial | VSMSHP
216741657 | Mini/Multi Split | SAMSUNG | HRCU-A-CB-O | AR36DXFUMGMX |  | Mini-Splits(Non-Ducted) | AR36DXFUMGMN |  | 33000 | 20 | 9 | 40000 | 36000 | 90% | 1.8 | 0 | 12 |  |  |  |  | R-32 | 2.75 | Residential & Commercial | VSMSHP
216741714 | Mini/Multi Split | HISENSE | HRCU-A-CB-O | AO-09U3T25P |  | Mini-Splits(Non-Ducted) | AS-09U3THB25P |  | 9000 | 32 | 11.8 | 12200 | 12200 | 100% | 2.25 | 0 | 18.35 |  |  |  |  | R-454B | 0.75 | Residential & Commercial | VSMSHP | Non-Ducted CEE Tier 2
216741715 | Mini/Multi Split | HISENSE | HRCU-A-CB-O | AO-12U3T25P |  | Mini-Splits(Non-Ducted) | AS-12U3THB25P |  | 12000 | 30 | 11.8 | 12200 | 12200 | 100% | 2.25 | 0 | 15.35 |  |  |  |  | R-454B | 1 | Residential & Commercial | VSMSHP | Non-Ducted CEE Tier 2
216743335 | Mini/Multi Split | WABBAN | HRCU-A-CB-O | BB24HQ2A3DO* |  | Mini-Splits(Non-Ducted) | BB24HQ2A3DI* |  | 22000 | 20 | 8.5 | 24000 | 19800 | 82.5% | 1.75 | 12.5 | 12.5 |  |  |  |  | R-410A | 1.8333 | Residential & Commercial | VSMSHP
216743336 | Mini/Multi Split | WABBAN | HRCU-A-CB-O | BB09HQ2A3DO* |  | Mini-Splits(Non-Ducted) | BB09HQ2A3DI* |  | 9000 | 23 | 8.5 | 11000 | 9000 | 81.82% | 1.97 | 14 | 14 |  |  |  |  | R-410A | 0.75 | Residential & Commercial | VSMSHP
216743337 | Mini/Multi Split | WABBAN | HRCU-A-CB-O | BB12HQ2A3DO* |  | Mini-Splits(Non-Ducted) | BB12HQ2A3DI* |  | 12000 | 21.5 | 8.5 | 13000 | 9100 | 70% | 1.8 | 12.5 | 12 |  |  |  |  | R-410A | 1 | Residential & Commercial | VSMSHP
216743341 | Mini/Multi Split | WABBAN | HRCU-A-CB-O | BB18HQ2A3DO* |  | Mini-Splits(Non-Ducted) | BB18HQ2A3DI* |  | 18000 | 20 | 8.5 | 19800 | 15000 | 75.76% | 1.75 | 12.5 | 12.5 |  |  |  |  | R-410A | 1.5 | Residential & Commercial | VSMSHP
216980959 | Mini/Multi Split | AURUS | HRCU-A-CB-O | ARU454-H12A2/INVL-US2 |  | Mini-Splits(Non-Ducted) | ARU454-H12A2/INVL-US2 |  | 12000 | 24 | 10 | 12600 | 9100 | 72.22% | 2.1 | 0 | 13 |  |  |  |  | R-454B | 1 | Residential & Commercial | VSMSHP | Non-Ducted CEE Tier 2
216980960 | Mini/Multi Split | AURUS | HRCU-A-CB-O | ARU454-H12A1/INVL-US2 |  | Mini-Splits(Non-Ducted) | ARU454-H12A1/INVL-US2 |  | 12000 | 23 | 10 | 12400 | 8900 | 71.77% | 2.1 | 0 | 13 |  |  |  |  | R-454B | 1 | Residential & Commercial | VSMSHP | Non-Ducted CEE Tier 2
216980961 | Mini/Multi Split | AURUS | HRCU-A-CB-O | ARU454-H24A2/INVL-US2 |  | Mini-Splits(Non-Ducted) | ARU454-H24A2/INVL-US2 |  | 23000 | 23 | 9.5 | 25000 | 18600 | 74.4% | 1.8 | 0 | 12 |  |  |  |  | R-454B | 1.9167 | Residential & Commercial | VSMSHP | Non-Ducted CEE Tier 2
216997518 | Mini/Multi Split | BLUERIDGE | HRCU-A-CB-O | BXS1A09SC0 |  | Mini-Splits(Non-Ducted) | BXS1A09WM0 |  | 9000 | 19 | 9.7 | 10000 | 7000 | 70% | 2.15 | 0 | 10.9 |  |  |  |  | R-454B | 0.75 | Residential & Commercial | VSMSHP | Non-Ducted CEE Tier 2
216997521 | Mini/Multi Split | BLUERIDGE | HRCU-A-CB-O | BXS1A24SC0 |  | Mini-Splits(Non-Ducted) | BXS1A24WM0 |  | 24000 | 17 | 8.5 | 24000 | 17100 | 71.25% | 2.01 | 0 | 9 |  |  |  |  | R-454B | 2 | Residential & Commercial | VSMSHP
216997522 | Mini/Multi Split | BLUERIDGE | HRCU-A-CB-O | BXS3A09SC0 |  | Mini-Splits(Non-Ducted) | BXAFA09WM0 |  | 9000 | 25.8 | 12.5 | 10000 | 8000 | 80% | 2.36 | 0 | 14.9 |  |  |  |  | R-454B | 0.75 | Residential & Commercial | VSMSHP | Non-Ducted CEE Tier 2
216997523 | Mini/Multi Split | BLUERIDGE | HRCU-A-CB-O | BXS3A12SC0 |  | Mini-Splits(Non-Ducted) | BXAFA12WM0 |  | 12000 | 25.5 | 10.6 | 12000 | 8400 | 70% | 2.3 | 0 | 13 |  |  |  |  | R-454B | 1 | Residential & Commercial | VSMSHP | Non-Ducted CEE Tier 2
216997524 | Mini/Multi Split | BLUERIDGE | HRCU-A-CB-O | BXS3A18SC0 |  | Mini-Splits(Non-Ducted) | BXAFA18WM0 |  | 18000 | 23.5 | 10.8 | 18000 | 12800 | 71.11% | 2.1 | 0 | 12.7 |  |  |  |  | R-454B | 1.5 | Residential & Commercial | VSMSHP | Non-Ducted CEE Tier 2
216997525 | Mini/Multi Split | BLUERIDGE | HRCU-A-CB-O | BXS3A24SC0 |  | Mini-Splits(Non-Ducted) | BXAFA24WM0 |  | 24000 | 23 | 11.7 | 25000 | 19600 | 78.4% | 2.54 | 0 | 14 |  |  |  |  | R-454B | 2 | Residential & Commercial | VSMSHP | Non-Ducted CEE Tier 2
216997526 | Mini/Multi Split | BLUERIDGE | HRCU-A-CB-O | BXS5A06UC0 |  | Mini-Splits(Non-Ducted) | BXAFA06WM0 |  | 6000 | 25.5 | 14.8 | 7000 | 7700 | 110% | 2.39 | 0 | 18 |  |  |  |  | R-454B | 0.5 | Residential & Commercial | VSMSHP | Non-Ducted CEE Tier 2
216997527 | Mini/Multi Split | BLUERIDGE | HRCU-A-CB-O | BXS5A09UC0 |  | Mini-Splits(Non-Ducted) | BXAFA09WM0 |  | 9000 | 27.4 | 12.5 | 12000 | 11500 | 95.83% | 1.8 | 0 | 15.4 |  |  |  |  | R-454B | 0.75 | Residential & Commercial | VSMSHP | Non-Ducted CEE Tier 2
216997528 | Mini/Multi Split | BLUERIDGE | HRCU-A-CB-O | BXS5A12UC0 |  | Mini-Splits(Non-Ducted) | BXAFA12WM0 |  | 12000 | 25.4 | 10.5 | 12000 | 11500 | 95.83% | 1.8 | 0 | 13.4 |  |  |  |  | R-454B | 1 | Residential & Commercial | VSMSHP | Non-Ducted CEE Tier 2
216997529 | Mini/Multi Split | BLUERIDGE | HRCU-A-CB-O | BXS5A18UC0 |  | Mini-Splits(Non-Ducted) | BXAFA18WM0 |  | 18000 | 21.4 | 11 | 18000 | 18000 | 100% | 1.92 | 0 | 12.5 |  |  |  |  | R-454B | 1.5 | Residential & Commercial | VSMSHP | Non-Ducted CEE Tier 2
216997530 | Mini/Multi Split | BLUERIDGE | HRCU-A-CB-O | BXS5A24UC0 |  | Mini-Splits(Non-Ducted) | BXAFA24WM0 |  | 24000 | 21 | 13.5 | 29000 | 24200 | 83.45% | 2.34 | 0 | 13 |  |  |  |  | R-454B | 2 | Residential & Commercial | VSMSHP | Non-Ducted CEE Tier 2
216997531 | Mini/Multi Split | BLUERIDGE | HRCU-A-CB-O | BXS5A33UC0 |  | Mini-Splits(Non-Ducted) | BXAFA33WM0 |  | 33000 | 19.5 | 10.5 | 36000 | 35000 | 97.22% | 1.98 | 0 | 12 |  |  |  |  | R-454B | 2.75 | Residential & Commercial | VSMSHP | Non-Ducted CEE Tier 2
216997532 | Mini/Multi Split | BLUERIDGE | HRCU-A-CB-O | BXS6A06UC0 |  | Mini-Splits(Non-Ducted) | BXS6A06WM0 |  | 6000 | 35 | 30 | 9000 | 13500 | 150% | 2 | 0 | 17.4 |  |  |  |  | R-454B | 0.5 | Residential & Commercial | VSMSHP | Non-Ducted CEE Tier 2
216997533 | Mini/Multi Split | BLUERIDGE | HRCU-A-CB-O | BXS6A09UC0 |  | Mini-Splits(Non-Ducted) | BXS6A09WM0 |  | 9000 | 33.3 | 22 | 12000 | 13500 | 112.5% | 2 | 0 | 17 |  |  |  |  | R-454B | 0.75 | Residential & Commercial | VSMSHP | Non-Ducted CEE Tier 2
216997534 | Mini/Multi Split | BLUERIDGE | HRCU-A-CB-O | BXS6A12UC0 |  | Mini-Splits(Non-Ducted) | BXS6A12WM0 |  | 12000 | 29.4 | 14.5 | 12000 | 13500 | 112.5% | 2 | 0 | 14.2 |  |  |  |  | R-454B | 1 | Residential & Commercial | VSMSHP | Non-Ducted CEE Tier 2
216997535 | Mini/Multi Split | BLUERIDGE | HRCU-A-CB-O | BXS6A18UC0 |  | Mini-Splits(Non-Ducted) | BXS6A18WM0 |  | 18000 | 25.6 | 16.2 | 20000 | 22600 | 113% | 2.34 | 0 | 15 |  |  |  |  | R-454B | 1.5 | Residential & Commercial | VSMSHP | Non-Ducted CEE Tier 2
216997536 | Mini/Multi Split | BLUERIDGE | HRCU-A-CB-O | BXS3A09SC0 |  | Mini-Splits(Non-Ducted) | BXAFA09CC4 |  | 9000 | 21.6 | 11.3 | 10000 | 8300 | 83% | 2.17 | 0 | 14.3 |  |  |  |  | R-454B | 0.75 | Residential & Commercial | VSMSHP | Non-Ducted CEE Tier 2
216997537 | Mini/Multi Split | BLUERIDGE | HRCU-A-CB-O | BXS3A12SC0 |  | Mini-Splits(Non-Ducted) | BXAFA12CC4 |  | 12000 | 21.1 | 10.4 | 12000 | 8400 | 70% | 2.4 | 0 | 12.5 |  |  |  |  | R-454B | 1 | Residential & Commercial | VSMSHP | Non-Ducted CEE Tier 2
216997538 | Mini/Multi Split | BLUERIDGE | HRCU-A-CB-O | BXS3A18SC0 |  | Mini-Splits(Non-Ducted) | BXAFA18CC4 |  | 16800 | 20.7 | 11.4 | 18000 | 12800 | 71.11% | 2.2 | 0 | 12.5 |  |  |  |  | R-454B | 1.4 | Residential & Commercial | VSMSHP | Non-Ducted CEE Tier 2
216997539 | Mini/Multi Split | BLUERIDGE | HRCU-A-CB-O | BXS3A24SC0 |  | Mini-Splits(Non-Ducted) | BXAFA24CC4 |  | 24000 | 22 | 10.5 | 25000 | 18500 | 74% | 2.3 | 0 | 12 |  |  |  |  | R-454B | 2 | Residential & Commercial | VSMSHP | Non-Ducted CEE Tier 2
216997540 | Mini/Multi Split | BLUERIDGE | HRCU-A-CB-O | BXS3A09SC0 |  | Mini-Splits(Non-Ducted) | BXAFA09CC1 |  | 9000 | 22.1 | 11.8 | 11000 | 8000 | 72.73% | 2.18 | 0 | 14.4 |  |  |  |  | R-454B | 0.75 | Residential & Commercial | VSMSHP | Non-Ducted CEE Tier 2
216997541 | Mini/Multi Split | BLUERIDGE | HRCU-A-CB-O | BXS3A12SC0 |  | Mini-Splits(Non-Ducted) | BXAFA12CC1 |  | 12000 | 22.1 | 10 | 12000 | 8600 | 71.67% | 2.48 | 0 | 12.3 |  |  |  |  | R-454B | 1 | Residential & Commercial | VSMSHP | Non-Ducted CEE Tier 2
216997542 | Mini/Multi Split | BLUERIDGE | HRCU-A-CB-O | BXS3A18SC0 |  | Mini-Splits(Non-Ducted) | BXAFA18CC1 |  | 18000 | 22.2 | 12.2 | 18000 | 13100 | 72.78% | 2.24 | 0 | 12.5 |  |  |  |  | R-454B | 1.5 | Residential & Commercial | VSMSHP | Non-Ducted CEE Tier 2
216997550 | Mini/Multi Split | BLUERIDGE | HRCU-A-CB-O | BXS3A09SC0 |  | Mini-Splits(Non-Ducted) | BXAFA09LW0 |  | 9000 | 26 | 13.9 | 9000 | 8600 | 95.56% | 2.27 | 0 | 16.2 |  |  |  |  | R-454B | 0.75 | Residential & Commercial | VSMSHP | Non-Ducted CEE Tier 2
216997551 | Mini/Multi Split | BLUERIDGE | HRCU-A-CB-O | BXS3A12SC0 |  | Mini-Splits(Non-Ducted) | BXAFA12LW0 |  | 12000 | 24.6 | 11 | 12000 | 8900 | 74.17% | 2.5 | 0 | 12.7 |  |  |  |  | R-454B | 1 | Residential & Commercial | VSMSHP | Non-Ducted CEE Tier 2
216997552 | Mini/Multi Split | BLUERIDGE | HRCU-A-CB-O | BXS3A18SC0 |  | Mini-Splits(Non-Ducted) | BXAFA16LW0 |  | 16000 | 23.8 | 13.5 | 17000 | 13100 | 77.06% | 2.16 | 0 | 12.5 |  |  |  |  | R-454B | 1.3333 | Residential & Commercial | VSMSHP | Non-Ducted CEE Tier 2
216997553 | Mini/Multi Split | BLUERIDGE | HRCU-A-CB-O | BXS3A18SC0 |  | Mini-Splits(Non-Ducted) | BXAFA18FC0 |  | 18000 | 22.3 | 10.4 | 18000 | 12800 | 71.11% | 2.05 | 0 | 12.5 |  |  |  |  | R-454B | 1.5 | Residential & Commercial | VSMSHP | Non-Ducted CEE Tier 2
216997554 | Mini/Multi Split | BLUERIDGE | HRCU-A-CB-O | BXS3A24SC0 |  | Mini-Splits(Non-Ducted) | BXAFA24FC0 |  | 24000 | 21.1 | 11.1 | 24400 | 18600 | 76.23% | 2.27 | 0 | 12.2 |  |  |  |  | R-454B | 2 | Residential & Commercial | VSMSHP | Non-Ducted CEE Tier 2
216997555 | Mini/Multi Split | BLUERIDGE | HRCU-A-CB-O | BXS5A09UC0 |  | Mini-Splits(Non-Ducted) | BXAFA09CC4 |  | 9000 | 22.6 | 12.1 | 10000 | 11000 | 110% | 1.84 | 0 | 14 |  |  |  |  | R-454B | 0.75 | Residential & Commercial | VSMSHP | Non-Ducted CEE Tier 2
216997556 | Mini/Multi Split | BLUERIDGE | HRCU-A-CB-O | BXS5A12UC0 |  | Mini-Splits(Non-Ducted) | BXAFA12CC4 |  | 12000 | 22.2 | 11.6 | 12000 | 11500 | 95.83% | 2 | 0 | 12.5 |  |  |  |  | R-454B | 1 | Residential & Commercial | VSMSHP | Non-Ducted CEE Tier 2
216997557 | Mini/Multi Split | BLUERIDGE | HRCU-A-CB-O | BXS5A18UC0 |  | Mini-Splits(Non-Ducted) | BXAFA18CC4 |  | 16000 | 20 | 12.3 | 19000 | 17000 | 89.47% | 1.9 | 0 | 12.5 |  |  |  |  | R-454B | 1.3333 | Residential & Commercial | VSMSHP | Non-Ducted CEE Tier 2
216997558 | Mini/Multi Split | BLUERIDGE | HRCU-A-CB-O | BXS5A24UC0 |  | Mini-Splits(Non-Ducted) | BXAFA24CC4 |  | 23400 | 20.7 | 11.6 | 25000 | 23800 | 95.2% | 2.23 | 0 | 12 |  |  |  |  | R-454B | 1.95 | Residential & Commercial | VSMSHP | Non-Ducted CEE Tier 2
216997559 | Mini/Multi Split | BLUERIDGE | HRCU-A-CB-O | BXS5A06UC0 |  | Mini-Splits(Non-Ducted) | BXAFA06CC1 |  | 6500 | 22 | 12 | 7400 | 8100 | 109.5% | 2.4 | 0 | 15 |  |  |  |  | R-454B | 0.54167 | Residential & Commercial | VSMSHP | Non-Ducted CEE Tier 2
216997560 | Mini/Multi Split | BLUERIDGE | HRCU-A-CB-O | BXS5A09UC0 |  | Mini-Splits(Non-Ducted) | BXAFA09CC1 |  | 9000 | 24 | 12.1 | 10900 | 10600 | 97.25% | 1.83 | 0 | 14.6 |  |  |  |  | R-454B | 0.75 | Residential & Commercial | VSMSHP | Non-Ducted CEE Tier 2
216997561 | Mini/Multi Split | BLUERIDGE | HRCU-A-CB-O | BXS5A12UC0 |  | Mini-Splits(Non-Ducted) | BXAFA12CC1 |  | 12000 | 23 | 10 | 12500 | 11500 | 92% | 2 | 0 | 13 |  |  |  |  | R-454B | 1 | Residential & Commercial | VSMSHP | Non-Ducted CEE Tier 2
216997562 | Mini/Multi Split | BLUERIDGE | HRCU-A-CB-O | BXS5A18UC0 |  | Mini-Splits(Non-Ducted) | BXAFA18CC1 |  | 16700 | 20.6 | 12.2 | 20000 | 17500 | 87.5% | 1.89 | 0 | 12.5 |  |  |  |  | R-454B | 1.3917 | Residential & Commercial | VSMSHP | Non-Ducted CEE Tier 2
216997570 | Mini/Multi Split | BLUERIDGE | HRCU-A-CB-O | BXS5A09UC0 |  | Mini-Splits(Non-Ducted) | BXAFA09LW0 |  | 9000 | 27.2 | 10.9 | 9000 | 11300 | 125.6% | 1.84 | 0 | 15.1 |  |  |  |  | R-454B | 0.75 | Residential & Commercial | VSMSHP | Non-Ducted CEE Tier 2
216997571 | Mini/Multi Split | BLUERIDGE | HRCU-A-CB-O | BXS5A12UC0 |  | Mini-Splits(Non-Ducted) | BXAFA12LW0 |  | 12000 | 25 | 10.5 | 12000 | 11300 | 94.17% | 1.88 | 0 | 12.5 |  |  |  |  | R-454B | 1 | Residential & Commercial | VSMSHP | Non-Ducted CEE Tier 2
216997572 | Mini/Multi Split | BLUERIDGE | HRCU-A-CB-O | BXS5A18UC0 |  | Mini-Splits(Non-Ducted) | BXAFA16LW0 |  | 16000 | 20 | 10.3 | 17000 | 17500 | 102.9% | 1.95 | 0 | 12.5 |  |  |  |  | R-454B | 1.3333 | Residential & Commercial | VSMSHP | Non-Ducted CEE Tier 2
216997573 | Mini/Multi Split | BLUERIDGE | HRCU-A-CB-O | BXS5A18UC0 |  | Mini-Splits(Non-Ducted) | BXAFA18FC0 |  | 17000 | 20.4 | 10.3 | 19000 | 17000 | 89.47% | 1.86 | 0 | 12.5 |  |  |  |  | R-454B | 1.4167 | Residential & Commercial | VSMSHP | Non-Ducted CEE Tier 2
216997574 | Mini/Multi Split | BLUERIDGE | HRCU-A-CB-O | BXS5A24UC0 |  | Mini-Splits(Non-Ducted) | BXAFA24FC0 |  | 22000 | 20.4 | 12.1 | 26000 | 24200 | 93.08% | 2.16 | 0 | 12 |  |  |  |  | R-454B | 1.8333 | Residential & Commercial | VSMSHP | Non-Ducted CEE Tier 2
216997575 | Mini/Multi Split | BLUERIDGE | HRCU-A-CB-O | BXL1A36SC0 |  | Mini-Splits(Non-Ducted) | BXALA36CC4 |  | 36000 | 20 | 10.3 | 38000 | 26600 | 70% | 2.2 | 0 | 9.6 |  |  |  |  | R-454B | 3 | Residential & Commercial | VSMSHP | Non-Ducted CEE Tier 2
216997576 | Mini/Multi Split | BLUERIDGE | HRCU-A-CB-O | BXL1A48SC0 |  | Mini-Splits(Non-Ducted) | BXALA48CC4 |  | 48000 | 19 | 9.9 | 50000 | 40500 | 81% | 2.11 | 0 | 9.5 |  |  |  |  | R-454B | 4 | Residential & Commercial | VSMSHP | Non-Ducted CEE Tier 2
216997581 | Mini/Multi Split | BLUERIDGE | HRCU-A-CB-O | BXL1A48SC0 |  | Mini-Splits(Non-Ducted) | BXALA48FC0 |  | 48000 | 19.8 | 10.2 | 50000 | 38500 | 77% | 1.95 | 0 | 9.5 |  |  |  |  | R-454B | 4 | Residential & Commercial | VSMSHP | Non-Ducted CEE Tier 2
216997583 | Mini/Multi Split | BLUERIDGE | HRCU-A-CB-O | BXL2A36UC0 |  | Mini-Splits(Non-Ducted) | BXALA36CC4 |  | 36600 | 21.2 | 10.6 | 37000 | 37000 | 100% | 1.95 | 0 | 12 |  |  |  |  | R-454B | 3.05 | Residential & Commercial | VSMSHP | Non-Ducted CEE Tier 2
216997584 | Mini/Multi Split | BLUERIDGE | HRCU-A-CB-O | BXL2A48UC0 |  | Mini-Splits(Non-Ducted) | BXALA48CC4 |  | 48000 | 18 | 11 | 53000 | 47500 | 89.62% | 1.96 | 0 | 10 |  |  |  |  | R-454B | 4 | Residential & Commercial | VSMSHP | Non-Ducted CEE Tier 2
216997588 | Mini/Multi Split | BLUERIDGE | HRCU-A-CB-O | BXL2A36UC0 |  | Mini-Splits(Non-Ducted) | BXALA36FC0 |  | 36400 | 20 | 10.8 | 38000 | 39500 | 103.9% | 2.02 | 0 | 12 |  |  |  |  | R-454B | 3.0333 | Residential & Commercial | VSMSHP | Non-Ducted CEE Tier 2
216997589 | Mini/Multi Split | BLUERIDGE | HRCU-A-CB-O | BXL2A48UC0 |  | Mini-Splits(Non-Ducted) | BXALA48FC0 |  | 48000 | 18.5 | 10.1 | 52000 | 47000 | 90.38% | 1.83 | 0 | 9.4 |  |  |  |  | R-454B | 4 | Residential & Commercial | VSMSHP | Non-Ducted CEE Tier 2
216997590 | Mini/Multi Split | BLUERIDGE | HRCU-A-CB-O | BXL2A60UC0 |  | Mini-Splits(Non-Ducted) | BXALA60FC0 |  | 54000 | 18 | 10.7 | 60000 | 54000 | 90% | 1.91 | 0 | 9 |  |  |  |  | R-454B | 4.5 | Residential & Commercial | VSMSHP | Non-Ducted CEE Tier 2
216997595 | Mini/Multi Split | BLUERIDGE | HRCU-A-CB-O | BDS2A09SCV |  | Mini-Splits(Non-Ducted) | BDS2A09WMV |  | 9000 | 23.6 | 11.5 | 10000 | 7300 | 73% | 2.17 | 0 | 14 |  |  |  |  | R-454B | 0.75 | Residential & Commercial | VSMSHP | Non-Ducted CEE Tier 2
216997596 | Mini/Multi Split | BLUERIDGE | HRCU-A-CB-O | BDS2A12SCV |  | Mini-Splits(Non-Ducted) | BDS2A12WMV |  | 12000 | 23.5 | 10.2 | 12000 | 8400 | 70% | 2.08 | 0 | 12.5 |  |  |  |  | R-454B | 1 | Residential & Commercial | VSMSHP | Non-Ducted CEE Tier 2
216997597 | Mini/Multi Split | BLUERIDGE | HRCU-A-CB-O | BDS2A18SC0 |  | Mini-Splits(Non-Ducted) | BDAFA18WM0 |  | 18000 | 22.5 | 11.5 | 18000 | 12800 | 71.11% | 2.44 | 0 | 13.7 |  |  |  |  | R-454B | 1.5 | Residential & Commercial | VSMSHP | Non-Ducted CEE Tier 2
216997600 | Mini/Multi Split | BLUERIDGE | HRCU-A-CB-O | BDS3A12UC0 |  | Mini-Splits(Non-Ducted) | BDAFA12WM0 |  | 12000 | 23.5 | 10 | 12000 | 11000 | 91.67% | 1.8 | 0 | 12.8 |  |  |  |  | R-454B | 1 | Residential & Commercial | VSMSHP | Non-Ducted CEE Tier 2
216997601 | Mini/Multi Split | BLUERIDGE | HRCU-A-CB-O | BDS3A18UC0 |  | Mini-Splits(Non-Ducted) | BDAFA18WM0 |  | 18000 | 21.2 | 11 | 18000 | 18000 | 100% | 1.99 | 0 | 12.5 |  |  |  |  | R-454B | 1.5 | Residential & Commercial | VSMSHP | Non-Ducted CEE Tier 2
216684149 | Mini/Multi Split | TOSOT | HRCU-A-CB-O | TACCI7H4R30 |  | Mini-Splits(Non-Ducted) | TACEM7H4R30-S |  | 30000 | 22 | 9 | 30000 | 23000 | 76.67% | 1.8 | 0 | 10.9 |  |  |  |  | R-32 | 2.5 | Residential & Commercial | VSMSHP
216684150 | Mini/Multi Split | TOSOT | HRCU-A-CB-O | TACCI7H4R36 |  | Mini-Splits(Non-Ducted) | TACEM7H4R36-S |  | 33600 | 21 | 8.5 | 34000 | 24600 | 72.35% | 1.8 | 0 | 10.6 |  |  |  |  | R-32 | 2.8 | Residential & Commercial | VSMSHP
216684151 | Mini/Multi Split | TOSOT | HRCU-A-CB-O | TAVCI7H4R24 |  | Mini-Splits(Non-Ducted) | TAVEM7H4R24-S |  | 22000 | 23.5 | 9 | 23000 | 18000 | 78.26% | 1.8 | 0 | 12 |  |  |  |  | R-32 | 1.8333 | Residential & Commercial | VSMSHP
216684152 | Mini/Multi Split | TOSOT | HRCU-A-CB-O | TACCI7H1R09 |  | Mini-Splits(Non-Ducted) | TACEM7H1R09 |  | 9100 | 20.5 | 8.8 | 10000 | 7600 | 76% | 1.86 | 0 | 11.9 |  |  |  |  | R-32 | 0.75833 | Residential & Commercial | VSMSHP
216684153 | Mini/Multi Split | TOSOT | HRCU-A-CB-O | TACCI7H1R12 |  | Mini-Splits(Non-Ducted) | TACEM7H1R12 |  | 12000 | 19 | 8.5 | 12000 | 8500 | 70.83% | 1.8 | 0 | 9.3 |  |  |  |  | R-32 | 1 | Residential & Commercial | VSMSHP
216684154 | Mini/Multi Split | TOSOT | HRCU-A-CB-O | TACCI7H4R09 |  | Mini-Splits(Non-Ducted) | TACEM7H4R09 |  | 9100 | 20.5 | 8.8 | 10000 | 7600 | 76% | 1.94 | 0 | 12.5 |  |  |  |  | R-32 | 0.75833 | Residential & Commercial | VSMSHP
216684155 | Mini/Multi Split | TOSOT | HRCU-A-CB-O | TACCI7H4R12 |  | Mini-Splits(Non-Ducted) | TACEM7H4R12 |  | 12000 | 19 | 8.5 | 12000 | 9100 | 75.83% | 1.8 | 0 | 9.75 |  |  |  |  | R-32 | 1 | Residential & Commercial | VSMSHP
216684157 | Mini/Multi Split | TOSOT | HRCU-A-CB-O | TAVCI7H1R09 |  | Mini-Splits(Non-Ducted) | TAVEM7H1R09-S |  | 9100 | 27 | 10.5 | 10000 | 9500 | 95% | 1.83 | 0 | 15 |  |  |  |  | R-32 | 0.75833 | Residential & Commercial | VSMSHP | Non-Ducted CEE Tier 2
216684158 | Mini/Multi Split | TOSOT | HRCU-A-CB-O | TAVCI7H1R12 |  | Mini-Splits(Non-Ducted) | TAVEM7H1R12-S |  | 12000 | 24.5 | 9.5 | 12000 | 9500 | 79.17% | 1.95 | 0 | 13 |  |  |  |  | R-32 | 1 | Residential & Commercial | VSMSHP | Non-Ducted CEE Tier 2
216684159 | Mini/Multi Split | TOSOT | HRCU-A-CB-O | TAVCI7H4R09 |  | Mini-Splits(Non-Ducted) | TAVEM7H4R09-S |  | 9100 | 26 | 10.4 | 10500 | 9500 | 90.48% | 1.88 | 0 | 15 |  |  |  |  | R-32 | 0.75833 | Residential & Commercial | VSMSHP | Non-Ducted CEE Tier 2
216684160 | Mini/Multi Split | TOSOT | HRCU-A-CB-O | TAVCI7H4R18 |  | Mini-Splits(Non-Ducted) | TAVEM7H4R18-S |  | 18000 | 24.5 | 9 | 18000 | 14600 | 81.11% | 1.9 | 0 | 13.65 |  |  |  |  | R-32 | 1.5 | Residential & Commercial | VSMSHP
216699313 | Mini/Multi Split | SLIMAIR | HRCU-A-CB-O | SHC09AE1AG |  | Mini-Splits(Non-Ducted) | SHM09AE1AG |  | 9000 | 24.5 | 10.7 | 10000 | 7300 | 73% | 2.2 | 0 | 15 |  |  |  |  | R-454B | 0.75 | Residential & Commercial | VSMSHP | Non-Ducted CEE Tier 2
216699315 | Mini/Multi Split | SLIMAIR | HRCU-A-CB-O | SHC09AE2AG |  | Mini-Splits(Non-Ducted) | SHM09AE2AG |  | 9000 | 24.6 | 13 | 10000 | 8200 | 82% | 2.33 | 0 | 14.7 |  |  |  |  | R-454B | 0.75 | Residential & Commercial | VSMSHP | Non-Ducted CEE Tier 2
216699316 | Mini/Multi Split | SLIMAIR | HRCU-A-CB-O | SHC12AE2AG |  | Mini-Splits(Non-Ducted) | SHM12AE2AG |  | 12000 | 23.1 | 11.5 | 12000 | 8600 | 71.67% | 2.35 | 0 | 12.2 |  |  |  |  | R-454B | 1 | Residential & Commercial | VSMSHP | Non-Ducted CEE Tier 2
216699317 | Mini/Multi Split | SLIMAIR | HRCU-A-CB-O | SHC18AE2AG |  | Mini-Splits(Non-Ducted) | SHM18AE2AG |  | 18000 | 24 | 11.1 | 18000 | 13000 | 72.22% | 2.35 | 0 | 13.5 |  |  |  |  | R-454B | 1.5 | Residential & Commercial | VSMSHP | Non-Ducted CEE Tier 2
216699318 | Mini/Multi Split | SLIMAIR | HRCU-A-CB-O | SHC24AE2AG |  | Mini-Splits(Non-Ducted) | SHM24AE2AG |  | 24000 | 23.5 | 10 | 25000 | 17800 | 71.2% | 2.15 | 0 | 13 |  |  |  |  | R-454B | 2 | Residential & Commercial | VSMSHP | Non-Ducted CEE Tier 2
216699319 | Mini/Multi Split | SLIMAIR | HRCU-A-CB-O | SHC09AH2AG |  | Mini-Splits(Non-Ducted) | SHM09AE2AG |  | 9000 | 26 | 12.5 | 12000 | 11500 | 95.83% | 1.8 | 0 | 15 |  |  |  |  | R-454B | 0.75 | Residential & Commercial | VSMSHP | Non-Ducted CEE Tier 2
216699320 | Mini/Multi Split | SLIMAIR | HRCU-A-CB-O | SHC12AH2AG |  | Mini-Splits(Non-Ducted) | SHM12AE2AG |  | 12000 | 24 | 10.5 | 12000 | 11500 | 95.83% | 1.8 | 0 | 13.2 |  |  |  |  | R-454B | 1 | Residential & Commercial | VSMSHP | Non-Ducted CEE Tier 2
216699321 | Mini/Multi Split | SLIMAIR | HRCU-A-CB-O | SHC18AH2AG |  | Mini-Splits(Non-Ducted) | SHM18AE2AG |  | 18000 | 21.7 | 10.8 | 18000 | 18000 | 100% | 2 | 0 | 13 |  |  |  |  | R-454B | 1.5 | Residential & Commercial | VSMSHP | Non-Ducted CEE Tier 2
216699322 | Mini/Multi Split | SLIMAIR | HRCU-A-CB-O | SHC24AH2AG |  | Mini-Splits(Non-Ducted) | SHM24AE2AG |  | 23000 | 22.3 | 13.3 | 26000 | 24000 | 92.31% | 2 | 0 | 12.5 |  |  |  |  | R-454B | 1.9167 | Residential & Commercial | VSMSHP | Non-Ducted CEE Tier 2
216699323 | Mini/Multi Split | SLIMAIR | HRCU-A-CB-O | SHC30AH2AG |  | Mini-Splits(Non-Ducted) | SHM30AE2AG |  | 33000 | 20 | 10.5 | 36000 | 34600 | 96.11% | 1.91 | 0 | 11.7 |  |  |  |  | R-454B | 2.75 | Residential & Commercial | VSMSHP | Non-Ducted CEE Tier 2
216605989 | Mini/Multi Split | MOOVAIR | HRCU-A-CB-O | MSHHA12C2AN1 |  | Mini-Splits(Non-Ducted) | MWHHA12C2AS1 |  | 12000 | 29.4 | 14.5 | 12000 | 13500 | 112.5% | 2 | 0 | 14.2 |  |  |  |  | R-454B | 1 | Residential & Commercial | VSMSHP | Non-Ducted CEE Tier 2
216607215 | Mini/Multi Split | TOSOT | HRCU-A-CB-O | TAVCI7H4R12 |  | Mini-Splits(Non-Ducted) | TAVEM7H4R12-S |  | 12000 | 24.5 | 9.5 | 12000 | 11000 | 91.67% | 1.95 | 0 | 13 |  |  |  |  | R-32 | 1 | Residential & Commercial | VSMSHP | Non-Ducted CEE Tier 2
216980870 | Mini/Multi Split | ACIQ | HRCU-A-CB-O | ACIQ-24ZS-HP230C |  | Mini-Splits(Non-Ducted) | ACIQ-24WS-HP230C |  | 24000 | 23.5 | 10 | 25000 | 17800 | 71.2% | 2.15 | 0 | 13 |  |  |  |  | R-454B | 2 | Residential & Commercial | VSMSHP | Non-Ducted CEE Tier 2
216980875 | Mini/Multi Split | InfinityLiving | HRCU-A-CB-O | EZ-12ZPL-HP115B |  | Mini-Splits(Non-Ducted) | EZ-12WPL-HP115B |  | 12000 | 23.5 | 10.2 | 12000 | 8400 | 70% | 2.08 | 0 | 12.5 |  |  |  |  | R-454B | 1 | Residential & Commercial | VSMSHP | Non-Ducted CEE Tier 2
216980876 | Mini/Multi Split | InfinityLiving | HRCU-A-CB-O | EZ-18ZPL-HP230B |  | Mini-Splits(Non-Ducted) | EZ-18W-MB |  | 18000 | 22.5 | 11.5 | 18000 | 12800 | 71.11% | 2.44 | 0 | 13.7 |  |  |  |  | R-454B | 1.5 | Residential & Commercial | VSMSHP | Non-Ducted CEE Tier 2
216980879 | Mini/Multi Split | 1HVAC | HRCU-A-CB-O | ACIQ-09ZS-HP115C |  | Mini-Splits(Non-Ducted) | ACIQ-09WS-HP115C |  | 9000 | 24.5 | 10.7 | 10000 | 7300 | 73% | 2.2 | 0 | 15 |  |  |  |  | R-454B | 0.75 | Residential & Commercial | VSMSHP | Non-Ducted CEE Tier 2
216980881 | Mini/Multi Split | 1HVAC | HRCU-A-CB-O | ACIQ-09ZS-HP230C |  | Mini-Splits(Non-Ducted) | ACIQ-09WS-HP230C |  | 9000 | 24.6 | 13 | 10000 | 8200 | 82% | 2.33 | 0 | 14.7 |  |  |  |  | R-454B | 0.75 | Residential & Commercial | VSMSHP | Non-Ducted CEE Tier 2
216980882 | Mini/Multi Split | 1HVAC | HRCU-A-CB-O | ACIQ-12ZS-HP230C |  | Mini-Splits(Non-Ducted) | ACIQ-12WS-HP230C |  | 12000 | 23.1 | 11.5 | 12000 | 8600 | 71.67% | 2.35 | 0 | 12.2 |  |  |  |  | R-454B | 1 | Residential & Commercial | VSMSHP | Non-Ducted CEE Tier 2
216980883 | Mini/Multi Split | 1HVAC | HRCU-A-CB-O | ACIQ-18ZS-HP230C |  | Mini-Splits(Non-Ducted) | ACIQ-18WS-HP230C |  | 18000 | 24 | 11.1 | 18000 | 13000 | 72.22% | 2.35 | 0 | 13.5 |  |  |  |  | R-454B | 1.5 | Residential & Commercial | VSMSHP | Non-Ducted CEE Tier 2
216980884 | Mini/Multi Split | 1HVAC | HRCU-A-CB-O | ACIQ-24ZS-HP230C |  | Mini-Splits(Non-Ducted) | ACIQ-24WS-HP230C |  | 24000 | 23.5 | 10 | 25000 | 17800 | 71.2% | 2.15 | 0 | 13 |  |  |  |  | R-454B | 2 | Residential & Commercial | VSMSHP | Non-Ducted CEE Tier 2
216980889 | Mini/Multi Split | 1HVAC | HRCU-A-CB-O | EZ-12ZPL-HP115B |  | Mini-Splits(Non-Ducted) | EZ-12WPL-HP115B |  | 12000 | 23.5 | 10.2 | 12000 | 8400 | 70% | 2.08 | 0 | 12.5 |  |  |  |  | R-454B | 1 | Residential & Commercial | VSMSHP | Non-Ducted CEE Tier 2
216980890 | Mini/Multi Split | 1HVAC | HRCU-A-CB-O | EZ-18ZPL-HP230B |  | Mini-Splits(Non-Ducted) | EZ-18W-MB |  | 18000 | 22.5 | 11.5 | 18000 | 12800 | 71.11% | 2.44 | 0 | 13.7 |  |  |  |  | R-454B | 1.5 | Residential & Commercial | VSMSHP | Non-Ducted CEE Tier 2
216980897 | Mini/Multi Split | DIYCOOL | HRCU-A-CB-O | EZ-12ZPL-HP115B |  | Mini-Splits(Non-Ducted) | EZ-12WPL-HP115B |  | 12000 | 23.5 | 10.2 | 12000 | 8400 | 70% | 2.08 | 0 | 12.5 |  |  |  |  | R-454B | 1 | Residential & Commercial | VSMSHP | Non-Ducted CEE Tier 2
216980898 | Mini/Multi Split | DIYCOOL | HRCU-A-CB-O | EZ-18ZPL-HP230B |  | Mini-Splits(Non-Ducted) | EZ-18W-MB |  | 18000 | 22.5 | 11.5 | 18000 | 12800 | 71.11% | 2.44 | 0 | 13.7 |  |  |  |  | R-454B | 1.5 | Residential & Commercial | VSMSHP | Non-Ducted CEE Tier 2
216980905 | Mini/Multi Split | PolarWave | HRCU-A-CB-O | EZ-12ZPL-HP115B |  | Mini-Splits(Non-Ducted) | EZ-12WPL-HP115B |  | 12000 | 23.5 | 10.2 | 12000 | 8400 | 70% | 2.08 | 0 | 12.5 |  |  |  |  | R-454B | 1 | Residential & Commercial | VSMSHP | Non-Ducted CEE Tier 2
216980906 | Mini/Multi Split | PolarWave | HRCU-A-CB-O | EZ-18ZPL-HP230B |  | Mini-Splits(Non-Ducted) | EZ-18W-MB |  | 18000 | 22.5 | 11.5 | 18000 | 12800 | 71.11% | 2.44 | 0 | 13.7 |  |  |  |  | R-454B | 1.5 | Residential & Commercial | VSMSHP | Non-Ducted CEE Tier 2
216626030 | Mini/Multi Split | SLIMAIR | HRCU-A-CB-O | SHC09AC1AG |  | Mini-Splits(Non-Ducted) | SHM09AC1AG |  | 9000 | 21.5 | 9 | 10000 | 7000 | 70% | 1.95 | 0 | 12.5 |  |  |  |  | R-454B | 0.75 | Residential & Commercial | VSMSHP
216626032 | Mini/Multi Split | SLIMAIR | HRCU-A-CB-O | SHC09AC2AG |  | Mini-Splits(Non-Ducted) | SHM09AC2AG |  | 9000 | 21.6 | 9.4 | 10000 | 7000 | 70% | 2 | 0 | 12.6 |  |  |  |  | R-454B | 0.75 | Residential & Commercial | VSMSHP
216626035 | Mini/Multi Split | SLIMAIR | HRCU-A-CB-O | SHC24AC2AG |  | Mini-Splits(Non-Ducted) | SHM24AC2AG |  | 24000 | 18.5 | 9 | 24000 | 17000 | 70.83% | 2.11 | 0 | 9.6 |  |  |  |  | R-454B | 2 | Residential & Commercial | VSMSHP
216626152 | Mini/Multi Split | FRIEDRICH | HRCU-A-CB-O | FPHFR09A3D |  | Mini-Splits(Non-Ducted) | FPHFC09A3D |  | 9000 | 20 | 9.5 | 9000 | 12000 | 133.3% | 1.8 | 0 | 12 |  |  |  |  | R-454B | 0.75 | Residential & Commercial | VSMSHP | Non-Ducted CEE Tier 2
216626153 | Mini/Multi Split | FRIEDRICH | HRCU-A-CB-O | FPHFR12A3D |  | Mini-Splits(Non-Ducted) | FPHFC12A3D |  | 12000 | 20 | 9.5 | 12000 | 12000 | 100% | 1.8 | 0 | 12 |  |  |  |  | R-454B | 1 | Residential & Commercial | VSMSHP | Non-Ducted CEE Tier 2
216626154 | Mini/Multi Split | FRIEDRICH | HRCU-A-CB-O | FPHFR18A3D |  | Mini-Splits(Non-Ducted) | FPHFC18A3D |  | 18000 | 20 | 10 | 18000 | 18000 | 100% | 2 | 0 | 12 |  |  |  |  | R-454B | 1.5 | Residential & Commercial | VSMSHP | Non-Ducted CEE Tier 2
216626155 | Mini/Multi Split | FRIEDRICH | HRCU-A-CB-O | FPHFR24A3D |  | Mini-Splits(Non-Ducted) | FPHFC24A3D |  | 24000 | 20 | 10.5 | 24000 | 24000 | 100% | 2 | 0 | 12 |  |  |  |  | R-454B | 2 | Residential & Commercial | VSMSHP | Non-Ducted CEE Tier 2
216626156 | Mini/Multi Split | FRIEDRICH | HRCU-A-CB-O | FPHFR18A3D |  | Mini-Splits(Non-Ducted) | FPHFD18A3D |  | 18000 | 19 | 9 | 18000 | 18000 | 100% | 2 | 0 | 11.7 |  |  |  |  | R-454B | 1.5 | Residential & Commercial | VSMSHP
216626157 | Mini/Multi Split | FRIEDRICH | HRCU-A-CB-O | FPHFR24A3D |  | Mini-Splits(Non-Ducted) | FPHFD24A3D |  | 24000 | 19 | 9.5 | 24000 | 24000 | 100% | 2 | 0 | 11.7 |  |  |  |  | R-454B | 2 | Residential & Commercial | VSMSHP | Non-Ducted CEE Tier 2
216626160 | Mini/Multi Split | Innovair | HRCU-A-CB-O | QOS09H2BH0A |  | Mini-Splits(Non-Ducted) | QCS09H2BHRA |  | 9000 | 20 | 9.5 | 9000 | 12000 | 133.3% | 1.8 | 0 | 12 |  |  |  |  | R-454B | 0.75 | Residential & Commercial | VSMSHP | Non-Ducted CEE Tier 2
216626161 | Mini/Multi Split | Innovair | HRCU-A-CB-O | QOS12H2BH0A |  | Mini-Splits(Non-Ducted) | QCS12H2BHRA |  | 12000 | 20 | 9.5 | 12000 | 12000 | 100% | 1.8 | 0 | 12 |  |  |  |  | R-454B | 1 | Residential & Commercial | VSMSHP | Non-Ducted CEE Tier 2
216626162 | Mini/Multi Split | Innovair | HRCU-A-CB-O | QOS18H2BH0A |  | Mini-Splits(Non-Ducted) | QCS18H2BHRA |  | 18000 | 20 | 10 | 18000 | 18000 | 100% | 2 | 0 | 12 |  |  |  |  | R-454B | 1.5 | Residential & Commercial | VSMSHP | Non-Ducted CEE Tier 2
216626163 | Mini/Multi Split | Innovair | HRCU-A-CB-O | QOS24H2BH0A |  | Mini-Splits(Non-Ducted) | QCS24H2BHRA |  | 24000 | 20 | 10.5 | 24000 | 24000 | 100% | 2 | 0 | 12 |  |  |  |  | R-454B | 2 | Residential & Commercial | VSMSHP | Non-Ducted CEE Tier 2
216626164 | Mini/Multi Split | Innovair | HRCU-A-CB-O | QOS18H2BH0A |  | Mini-Splits(Non-Ducted) | QDH18H2BHWA |  | 18000 | 19 | 9 | 18000 | 18000 | 100% | 2 | 0 | 11.7 |  |  |  |  | R-454B | 1.5 | Residential & Commercial | VSMSHP
216626165 | Mini/Multi Split | Innovair | HRCU-A-CB-O | QOS24H2BH0A |  | Mini-Splits(Non-Ducted) | QDH24H2BHWA |  | 24000 | 19 | 9.5 | 24000 | 24000 | 100% | 2 | 0 | 11.7 |  |  |  |  | R-454B | 2 | Residential & Commercial | VSMSHP | Non-Ducted CEE Tier 2
216626284 | Mini/Multi Split | Mitsubishi Electric | HRCU-A-CB-O | MUZ-GX09NL*** |  | Mini-Splits(Non-Ducted) | MSZ-GX09NL*** |  | 9000 | 28.4 | 10.9 | 10900 | 8100 | 74.31% | 1.8 | 0 | 15.4 |  |  |  |  | R-454B | 0.75 | Residential & Commercial | VSMSHP | Non-Ducted CEE Tier 2
216626285 | Mini/Multi Split | Mitsubishi Electric | HRCU-A-CB-O | MUZ-GX12NL*** |  | Mini-Splits(Non-Ducted) | MSZ-GX12NL*** |  | 12000 | 25.6 | 10.7 | 14400 | 10100 | 70.14% | 1.8 | 0 | 13.35 |  |  |  |  | R-454B | 1 | Residential & Commercial | VSMSHP | Non-Ducted CEE Tier 2
216626286 | Mini/Multi Split | Mitsubishi Electric | HRCU-A-CB-O | MUZ-GX15NL*** |  | Mini-Splits(Non-Ducted) | MSZ-GX15NL*** |  | 14000 | 22.2 | 11 | 18000 | 13700 | 76.11% | 1.8 | 0 | 13 |  |  |  |  | R-454B | 1.1667 | Residential & Commercial | VSMSHP | Non-Ducted CEE Tier 2
216626287 | Mini/Multi Split | Mitsubishi Electric | HRCU-A-CB-O | MUZ-GX09NLHZ*** |  | Mini-Splits(Non-Ducted) | MSZ-GX09NL*** |  | 9000 | 28.4 | 10.2 | 9600 | 9600 | 100% | 1.8 | 0 | 15.4 |  |  |  |  | R-454B | 0.75 | Residential & Commercial | VSMSHP | Non-Ducted CEE Tier 2
216626288 | Mini/Multi Split | Mitsubishi Electric | HRCU-A-CB-O | MUZ-GX12NLHZ*** |  | Mini-Splits(Non-Ducted) | MSZ-GX12NL*** |  | 12000 | 25.6 | 10 | 12300 | 12300 | 100% | 1.8 | 0 | 13.35 |  |  |  |  | R-454B | 1 | Residential & Commercial | VSMSHP | Non-Ducted CEE Tier 2
216626289 | Mini/Multi Split | Mitsubishi Electric | HRCU-A-CB-O | MUZ-GX15NLHZ*** |  | Mini-Splits(Non-Ducted) | MSZ-GX15NL*** |  | 14000 | 22.2 | 10 | 14000 | 14000 | 100% | 1.8 | 0 | 13 |  |  |  |  | R-454B | 1.1667 | Residential & Commercial | VSMSHP | Non-Ducted CEE Tier 2
216626290 | Mini/Multi Split | Mitsubishi Electric | HRCU-A-CB-O | MUZ-HX09NL*** |  | Mini-Splits(Non-Ducted) | MSZ-HX09NL*** |  | 9000 | 20 | 10 | 10900 | 7700 | 70.64% | 1.8 | 0 | 12.5 |  |  |  |  | R-454B | 0.75 | Residential & Commercial | VSMSHP | Non-Ducted CEE Tier 2
216626291 | Mini/Multi Split | Mitsubishi Electric | HRCU-A-CB-O | MUZ-HX12NL*** |  | Mini-Splits(Non-Ducted) | MSZ-HX12NL*** |  | 12000 | 20 | 10 | 12200 | 8600 | 70.49% | 1.8 | 0 | 12.5 |  |  |  |  | R-454B | 1 | Residential & Commercial | VSMSHP | Non-Ducted CEE Tier 2
216626292 | Mini/Multi Split | Mitsubishi Electric | HRCU-A-CB-O | MUZ-JX09WL*** |  | Mini-Splits(Non-Ducted) | MSZ-JX09WL*** |  | 9000 | 20 | 10 | 10900 | 7700 | 70.64% | 1.8 | 0 | 12.5 |  |  |  |  | R-454B | 0.75 | Residential & Commercial | VSMSHP | Non-Ducted CEE Tier 2
216626293 | Mini/Multi Split | Mitsubishi Electric | HRCU-A-CB-O | MUZ-JX12WL*** |  | Mini-Splits(Non-Ducted) | MSZ-JX12WL*** |  | 12000 | 20 | 10 | 12200 | 8600 | 70.49% | 1.8 | 0 | 12.5 |  |  |  |  | R-454B | 1 | Residential & Commercial | VSMSHP | Non-Ducted CEE Tier 2
216626294 | Mini/Multi Split | Mitsubishi Electric | HRCU-A-CB-O | MUZ-JX09WLH*** |  | Mini-Splits(Non-Ducted) | MSZ-JX09WL*** |  | 9000 | 20 | 10 | 10900 | 7700 | 70.64% | 1.8 | 0 | 12.5 |  |  |  |  | R-454B | 0.75 | Residential & Commercial | VSMSHP | Non-Ducted CEE Tier 2
216626295 | Mini/Multi Split | Mitsubishi Electric | HRCU-A-CB-O | MUZ-JX12WLH*** |  | Mini-Splits(Non-Ducted) | MSZ-JX12WL*** |  | 12000 | 20 | 10 | 12200 | 8600 | 70.49% | 1.8 | 0 | 12.5 |  |  |  |  | R-454B | 1 | Residential & Commercial | VSMSHP | Non-Ducted CEE Tier 2
216623804 | Mini/Multi Split | Cooper&Hunter | HRCU-A-CB-O | CH-RLS09MIA-230VO |  | Mini-Splits(Non-Ducted) | CH-RLS09MIA-230VI |  | 9000 | 21.2 | 9.1 | 10000 | 7000 | 70% | 2.07 | 0 | 12.6 |  |  |  |  | R-454B | 0.75 | Residential & Commercial | VSMSHP
216623807 | Mini/Multi Split | Cooper&Hunter | HRCU-A-CB-O | CH-RLS24MIA-230VO |  | Mini-Splits(Non-Ducted) | CH-RLS24MIA-230VI |  | 24000 | 18.7 | 9.3 | 24000 | 17000 | 70.83% | 2.14 | 0 | 10 |  |  |  |  | R-454B | 2 | Residential & Commercial | VSMSHP
216623808 | Mini/Multi Split | KADEN | HRCU-A-CB-O | KOB-HH-PSX33HP-2AAMA |  | Mini-Splits(Non-Ducted) | KIB-PSX33WM-2AAMA |  | 33000 | 19.5 | 10.5 | 36000 | 35000 | 97.22% | 1.98 | 0 | 12 |  |  |  |  | R-454B | 2.75 | Residential & Commercial | VSMSHP | Non-Ducted CEE Tier 2
216623809 | Mini/Multi Split | KADEN | HRCU-A-CB-O | KOB-PSX09HP-1AAMA |  | Mini-Splits(Non-Ducted) | KIB-PSX09WM-1AAMA |  | 9000 | 25.4 | 10 | 10000 | 7200 | 72% | 2.23 | 0 | 14.5 |  |  |  |  | R-454B | 0.75 | Residential & Commercial | VSMSHP | Non-Ducted CEE Tier 2
216623851 | Mini/Multi Split | LENNOX | HRCU-A-CB-O | LI012HO-210V332 |  | Mini-Splits(Non-Ducted) | LI012HI-210V332 |  | 12000 | 21.5 | 8.5 | 12000 | 8500 | 70.83% | 1.9 | 0 | 11 |  |  |  |  | R-32 | 1 | Residential & Commercial | VSMSHP
216623852 | Mini/Multi Split | LENNOX | HRCU-A-CB-O | LI012HO-210P332 |  | Mini-Splits(Non-Ducted) | LI012HI-210P332 |  | 12000 | 21.5 | 8.5 | 12000 | 9400 | 78.33% | 1.9 | 0 | 11 |  |  |  |  | R-32 | 1 | Residential & Commercial | VSMSHP
216623853 | Mini/Multi Split | LENNOX | HRCU-A-CB-O | LI018HO-210P332 |  | Mini-Splits(Non-Ducted) | LI018HI-210P332 |  | 18000 | 21.5 | 8.5 | 18500 | 13000 | 70.27% | 1.9 | 0 | 11.8 |  |  |  |  | R-32 | 1.5 | Residential & Commercial | VSMSHP
216623855 | Mini/Multi Split | LENNOX | HRCU-A-CB-O | LI036HO-210P332 |  | Mini-Splits(Non-Ducted) | LI036HI-210P332 |  | 33600 | 21 | 8.5 | 34000 | 24600 | 72.35% | 1.8 | 0 | 10.6 |  |  |  |  | R-32 | 2.8 | Residential & Commercial | VSMSHP
216624517 | Mini/Multi Split | SHARP | HRCU-A-CB-O | AE-X12CPU |  | Mini-Splits(Non-Ducted) | AY-XP12CPU |  | 12500 | 21 | 10.5 | 14000 | 12500 | 89.29% | 2.1 | 0 | 12.1 |  |  |  |  | R-32 | 1.0417 | Residential & Commercial | VSMSHP | Non-Ducted CEE Tier 2
216625964 | Mini/Multi Split | SHARP | HRCU-A-CB-O | AE-X18ZU1 |  | Mini-Splits(Non-Ducted) | AY-XPC18BU-B |  | 18000 | 24 | 11 | 21600 | 18000 | 83.33% | 2.2 | 0 | 13 |  |  |  |  | R-32 | 1.5 | Residential & Commercial | VSMSHP | Non-Ducted CEE Tier 2
216625965 | Mini/Multi Split | SHARP | HRCU-A-CB-O | AE-X15ZU1 |  | Mini-Splits(Non-Ducted) | AY-XP15ZU1-B |  | 15000 | 24 | 11 | 18000 | 15300 | 85% | 2.1 | 0 | 13.4 |  |  |  |  | R-32 | 1.25 | Residential & Commercial | VSMSHP | Non-Ducted CEE Tier 2
216623592 | Mini/Multi Split | SENVILLE | HRCU-A-CB-O | SENA-06HF-OG |  | Mini-Splits(Non-Ducted) | SENA-06HF-1WCG |  | 6500 | 22 | 12 | 7400 | 8100 | 109.5% | 2.4 | 0 | 15 |  |  |  |  | R-454B | 0.54167 | Residential & Commercial | VSMSHP | Non-Ducted CEE Tier 2
216623593 | Mini/Multi Split | SENVILLE | HRCU-A-CB-O | SENA-09HF-OG |  | Mini-Splits(Non-Ducted) | SENA-09HF-1WCG |  | 9000 | 24 | 12.1 | 10900 | 10600 | 97.25% | 1.83 | 0 | 14.6 |  |  |  |  | R-454B | 0.75 | Residential & Commercial | VSMSHP | Non-Ducted CEE Tier 2
216623594 | Mini/Multi Split | SENVILLE | HRCU-A-CB-O | SENA-12HF-OG |  | Mini-Splits(Non-Ducted) | SENA-12HF-1WCG |  | 12000 | 23 | 10 | 12500 | 11500 | 92% | 2 | 0 | 13 |  |  |  |  | R-454B | 1 | Residential & Commercial | VSMSHP | Non-Ducted CEE Tier 2
216623595 | Mini/Multi Split | SENVILLE | HRCU-A-CB-O | SENA-18HF-OG |  | Mini-Splits(Non-Ducted) | SENA-18HF-1WCG |  | 16700 | 20.6 | 12.2 | 20000 | 17500 | 87.5% | 1.89 | 0 | 12.5 |  |  |  |  | R-454B | 1.3917 | Residential & Commercial | VSMSHP | Non-Ducted CEE Tier 2
216623762 | Mini/Multi Split | OUELLET | HRCU-A-CB-O | OCVX-H24A-O |  | Mini-Splits(Non-Ducted) | OCVX-H24A-I |  | 22000 | 23.5 | 9 | 23000 | 18000 | 78.26% | 1.8 | 0 | 12 |  |  |  |  | R-32 | 1.8333 | Residential & Commercial | VSMSHP
216619391 | Mini/Multi Split | AC PRO.COM | HRCU-A-CB-O | MHPC-D-009BSC |  | Mini-Splits(Non-Ducted) | MWAL-D-009BSC |  | 9100 | 20.5 | 8.8 | 10000 | 7600 | 76% | 1.94 | 0 | 12.5 |  |  |  |  | R-32 | 0.75833 | Residential & Commercial | VSMSHP
216619392 | Mini/Multi Split | AC PRO.COM | HRCU-A-CB-O | MHPC-D-009ASC |  | Mini-Splits(Non-Ducted) | MWAL-D-009ASC |  | 9100 | 20.5 | 8.8 | 10000 | 7600 | 76% | 1.86 | 0 | 11.9 |  |  |  |  | R-32 | 0.75833 | Residential & Commercial | VSMSHP
216619394 | Mini/Multi Split | AC PRO.COM | HRCU-A-CB-O | MHPC-D-012BSC |  | Mini-Splits(Non-Ducted) | MWAL-D-012BSC |  | 12000 | 19 | 8.5 | 12000 | 9100 | 75.83% | 1.8 | 0 | 9.75 |  |  |  |  | R-32 | 1 | Residential & Commercial | VSMSHP
216619395 | Mini/Multi Split | AC PRO.COM | HRCU-A-CB-O | MHPC-D-012ASC |  | Mini-Splits(Non-Ducted) | MWAL-D-012ASC |  | 12000 | 19 | 8.5 | 12000 | 8500 | 70.83% | 1.8 | 0 | 9.3 |  |  |  |  | R-32 | 1 | Residential & Commercial | VSMSHP
216618814 | Mini/Multi Split | DAIKIN | HRCU-A-CB-O | RXT15AVJU* |  | Mini-Splits(Non-Ducted) | FTXV15AVJU* |  | 15000 | 21 | 10.5 | 18300 | 18300 | 100% | 1.8 | 0 | 12.2 |  |  |  |  | R-32 | 1.25 | Residential & Commercial | VSMSHP | Non-Ducted CEE Tier 2
216032518 | Mini/Multi Split | ZERO | HRCU-A-CB-O | ZMSB-09HVT110-USHHR2 |  | Mini-Splits(Non-Ducted) | ZMSB-09HVT110-USHHR2 |  | 9000 | 24 | 10 | 10000 | 7500 | 75% | 2.1 | 0 | 13 |  |  |  |  | R-454B | 0.75 | Residential & Commercial | VSMSHP | Non-Ducted CEE Tier 2
216032519 | Mini/Multi Split | ZERO | HRCU-A-CB-O | ZMSB-12HVT110-USHHR2 |  | Mini-Splits(Non-Ducted) | ZMSB-12HVT110-USHHR2 |  | 12000 | 23 | 10 | 12400 | 8900 | 71.77% | 2.1 | 0 | 13 |  |  |  |  | R-454B | 1 | Residential & Commercial | VSMSHP | Non-Ducted CEE Tier 2
216620038 | Mini/Multi Split | DAIKIN | HRCU-A-CB-O | RXF09BVJU* |  | Mini-Splits(Non-Ducted) | FTXF09BVJU* |  | 9000 | 21 | 10.2 | 10900 | 7700 | 70.64% | 2 | 0 | 12.5 |  |  |  |  | R-32 | 0.75 | Residential & Commercial | VSMSHP | Non-Ducted CEE Tier 2
216620039 | Mini/Multi Split | DAIKIN | HRCU-A-CB-O | RXF12BVJU* |  | Mini-Splits(Non-Ducted) | FTXF12BVJU* |  | 12000 | 21 | 10.2 | 13500 | 9500 | 70.37% | 2.1 | 0 | 12.5 |  |  |  |  | R-32 | 1 | Residential & Commercial | VSMSHP | Non-Ducted CEE Tier 2
216621477 | Mini/Multi Split | Maestrale | HRCU-A-CB-O | TSA12MAQU1J0X24-O |  | Mini-Splits(Non-Ducted) | TSA12MAQU1J0X24-I |  | 12000 | 23.5 | 9.5 | 12000 | 8400 | 70% | 2.05 | 0 | 12.7 |  |  |  |  | R-410A | 1 | Residential & Commercial | VSMSHP | Non-Ducted CEE Tier 2
210839354 | Mini/Multi Split | RUUD | HRCU-A-CB-O | RP1724HJVXA |  | Mini-Splits(Non-Ducted) | RICH24AXCJ |  | 24000 | 20.8 | 10.1 | 27000 | 23200 | 85.93% | 2.04 | 12.8 | 12.8 |  |  |  |  | R-410A | 2 | Residential & Commercial | VSMSHP | Non-Ducted CEE Tier 2
216621478 | Mini/Multi Split | Maestrale | HRCU-A-CB-O | TSA18MAQU1J0X24-O |  | Mini-Splits(Non-Ducted) | TSA18MAQU1J0X24-I |  | 18000 | 20.5 | 9.5 | 19000 | 13300 | 70% | 1.8 | 0 | 13.2 |  |  |  |  | R-410A | 1.5 | Residential & Commercial | VSMSHP | Non-Ducted CEE Tier 2
216623541 | Mini/Multi Split | GREE | HRCU-A-CB-O | GWH24AGEXF-D6DNA4J/O |  | Mini-Splits(Non-Ducted) | GWH24AUDXF-D6DN***/I |  | 22000 | 23.5 | 9 | 23000 | 18000 | 78.26% | 1.8 | 0 | 12 |  |  |  |  | R-32 | 1.8333 | Residential & Commercial | VSMSHP
216618206 | Mini/Multi Split | GREE | HRCU-A-CB-O | GWH09AGCXD-D6DNA4D/O |  | Mini-Splits(Non-Ducted) | GKH(09)EB-D6DN***/I |  | 9100 | 24 | 9.2 | 10500 | 7600 | 72.38% | 1.94 | 0 | 15 |  |  |  |  | R-32 | 0.75833 | Residential & Commercial | VSMSHP
216618207 | Mini/Multi Split | GREE | HRCU-A-CB-O | GWH09AGCXD-D6DNA4D/O |  | Mini-Splits(Non-Ducted) | GKH(09)DA-D6DN***/I |  | 9100 | 22 | 9.5 | 10500 | 9400 | 89.52% | 1.97 | 0 | 13.1 |  |  |  |  | R-32 | 0.75833 | Residential & Commercial | VSMSHP | Non-Ducted CEE Tier 2
216618208 | Mini/Multi Split | GREE | HRCU-A-CB-O | GWH09AGCXD-D6DNA4D/O |  | Mini-Splits(Non-Ducted) | GTH(09)CA-D6DN***/I |  | 9100 | 25 | 9.6 | 10500 | 10000 | 95.24% | 1.95 | 0 | 14.2 |  |  |  |  | R-32 | 0.75833 | Residential & Commercial | VSMSHP | Non-Ducted CEE Tier 2
216618209 | Mini/Multi Split | GREE | HRCU-A-CB-O | GWH09AGCXD-D6DNA4D/O |  | Mini-Splits(Non-Ducted) | GEH(09)AA-D6DN***/I |  | 9100 | 23 | 9.4 | 10500 | 8700 | 82.86% | 1.75 | 0 | 15 |  |  |  |  | R-32 | 0.75833 | Residential & Commercial | VSMSHP
216618212 | Mini/Multi Split | GREE | HRCU-A-CB-O | GWH12AGCXD-D6DNA4D/O |  | Mini-Splits(Non-Ducted) | GKH(12)EB-D6DN***/I |  | 12000 | 23 | 9 | 12000 | 10000 | 83.33% | 1.9 | 0 | 13 |  |  |  |  | R-32 | 1 | Residential & Commercial | VSMSHP
216618213 | Mini/Multi Split | GREE | HRCU-A-CB-O | GWH12AGCXD-D6DNA4D/O |  | Mini-Splits(Non-Ducted) | GKH(12)DA-D6DN***/I |  | 12000 | 21.5 | 9.5 | 12000 | 10000 | 83.33% | 1.9 | 0 | 12.3 |  |  |  |  | R-32 | 1 | Residential & Commercial | VSMSHP | Non-Ducted CEE Tier 2
216618214 | Mini/Multi Split | GREE | HRCU-A-CB-O | GWH12AGCXD-D6DNA4D/O |  | Mini-Splits(Non-Ducted) | GTH(12)CA-D6DN***/I |  | 12000 | 23 | 9.5 | 12000 | 10000 | 83.33% | 1.9 | 0 | 13 |  |  |  |  | R-32 | 1 | Residential & Commercial | VSMSHP | Non-Ducted CEE Tier 2
216618215 | Mini/Multi Split | GREE | HRCU-A-CB-O | GWH12AGCXD-D6DNA4D/O |  | Mini-Splits(Non-Ducted) | GEH(12)AA-D6DN***/I |  | 12000 | 23 | 9 | 12000 | 10000 | 83.33% | 1.9 | 0 | 13 |  |  |  |  | R-32 | 1 | Residential & Commercial | VSMSHP
216618217 | Mini/Multi Split | GREE | HRCU-A-CB-O | GWH24AGEXF-D6DNA4J/O |  | Mini-Splits(Non-Ducted) | GKH(24)EC-D6DN***/I |  | 22000 | 22.5 | 9 | 24000 | 16800 | 70% | 1.8 | 0 | 11.6 |  |  |  |  | R-32 | 1.8333 | Residential & Commercial | VSMSHP
216618218 | Mini/Multi Split | GREE | HRCU-A-CB-O | GWH24AGEXF-D6DNA4J/O |  | Mini-Splits(Non-Ducted) | GTH(24)CB-D6DN***/I |  | 22000 | 22.5 | 9.5 | 24000 | 20000 | 83.33% | 1.8 | 0 | 12.6 |  |  |  |  | R-32 | 1.8333 | Residential & Commercial | VSMSHP | Non-Ducted CEE Tier 2
216618219 | Mini/Multi Split | GREE | HRCU-A-CB-O | GWH18AGDXF-D6DNA4B/O |  | Mini-Splits(Non-Ducted) | GKH(18)DA-D6DN***/I |  | 18000 | 21.5 | 8.5 | 18000 | 12600 | 70% | 1.8 | 0 | 10.9 |  |  |  |  | R-32 | 1.5 | Residential & Commercial | VSMSHP
216618220 | Mini/Multi Split | GREE | HRCU-A-CB-O | GWH18AGDXF-D6DNA4B/O |  | Mini-Splits(Non-Ducted) | GKH(18)EB-D6DN***/I |  | 18000 | 21 | 9 | 18000 | 12600 | 70% | 1.8 | 0 | 10.9 |  |  |  |  | R-32 | 1.5 | Residential & Commercial | VSMSHP
216618222 | Mini/Multi Split | GREE | HRCU-A-CB-O | GWH12AVDXE-D6DNA1B/O |  | Mini-Splits(Non-Ducted) | GKH(12)EB-D6DN***/I |  | 12000 | 23 | 8.5 | 12000 | 10000 | 83.33% | 1.9 | 0 | 13 |  |  |  |  | R-32 | 1 | Residential & Commercial | VSMSHP
216618223 | Mini/Multi Split | GREE | HRCU-A-CB-O | GWH12AVDXE-D6DNA1B/O |  | Mini-Splits(Non-Ducted) | GKH(12)DA-D6DN***/I |  | 12000 | 20 | 8.5 | 12000 | 10000 | 83.33% | 1.9 | 0 | 12.3 |  |  |  |  | R-32 | 1 | Residential & Commercial | VSMSHP
216618224 | Mini/Multi Split | GREE | HRCU-A-CB-O | GWH12AVDXE-D6DNA1B/O |  | Mini-Splits(Non-Ducted) | GTH(12)CA-D6DN***/I |  | 12000 | 23 | 8.5 | 12000 | 10000 | 83.33% | 1.9 | 0 | 13 |  |  |  |  | R-32 | 1 | Residential & Commercial | VSMSHP
216618225 | Mini/Multi Split | GREE | HRCU-A-CB-O | GWH12AVDXE-D6DNA1B/O |  | Mini-Splits(Non-Ducted) | GEH(12)AA-D6DNA1A/I |  | 12000 | 23.1 | 9 | 12000 | 10000 | 83.33% | 1.8 | 0 | 13 |  |  |  |  | R-32 | 1 | Residential & Commercial | VSMSHP
216618227 | Mini/Multi Split | GREE | HRCU-A-CB-O | GWH09AVDXE-D6DNA1B/O |  | Mini-Splits(Non-Ducted) | GKH(09)EB-D6DN***/I |  | 9100 | 24.5 | 9.5 | 10500 | 8500 | 80.95% | 1.84 | 0 | 15.5 |  |  |  |  | R-32 | 0.75833 | Residential & Commercial | VSMSHP | Non-Ducted CEE Tier 2
216618228 | Mini/Multi Split | GREE | HRCU-A-CB-O | GWH09AVDXE-D6DNA1B/O |  | Mini-Splits(Non-Ducted) | GTH(09)CA-D6DN***/I |  | 9100 | 25.5 | 9.8 | 10500 | 10500 | 100% | 1.9 | 0 | 14.3 |  |  |  |  | R-32 | 0.75833 | Residential & Commercial | VSMSHP | Non-Ducted CEE Tier 2
216618229 | Mini/Multi Split | GREE | HRCU-A-CB-O | GWH09AVDXE-D6DNA1B/O |  | Mini-Splits(Non-Ducted) | GKH(09)DA-D6DN***/I |  | 9100 | 22.5 | 9.5 | 10500 | 9000 | 85.71% | 1.75 | 0 | 13.65 |  |  |  |  | R-32 | 0.75833 | Residential & Commercial | VSMSHP | Non-Ducted CEE Tier 2
216618230 | Mini/Multi Split | GREE | HRCU-A-CB-O | GWH09AVDXE-D6DNA1B/O |  | Mini-Splits(Non-Ducted) | GEH(09)AA-D6DN***/I |  | 9100 | 23.3 | 9.5 | 10500 | 10000 | 95.24% | 1.75 | 0 | 15.3 |  |  |  |  | R-32 | 0.75833 | Residential & Commercial | VSMSHP | Non-Ducted CEE Tier 2
216618232 | Mini/Multi Split | GREE | HRCU-A-CB-O | GWH18AGDXF-D6DNA4B/O |  | Mini-Splits(Non-Ducted) | GTH(18)CA-D6DN***/I |  | 18000 | 21.5 | 9.5 | 18000 | 15800 | 87.78% | 1.9 | 0 | 12.8 |  |  |  |  | R-32 | 1.5 | Residential & Commercial | VSMSHP | Non-Ducted CEE Tier 2
216618233 | Mini/Multi Split | GREE | HRCU-A-CB-O | GWH18AGDXF-D6DNA4B/O |  | Mini-Splits(Non-Ducted) | GEH(18)AA-D6DN***/I |  | 18000 | 21.5 | 8.5 | 18000 | 12900 | 71.67% | 1.8 | 0 | 11.6 |  |  |  |  | R-32 | 1.5 | Residential & Commercial | VSMSHP
216618235 | Mini/Multi Split | GREE | HRCU-A-CB-O | GWH18AVEXF-D6DNA1B/O |  | Mini-Splits(Non-Ducted) | GKH(18)DA-D6DN***/I |  | 18000 | 20 | 9.2 | 18000 | 14500 | 80.56% | 1.8 | 0 | 10.75 |  |  |  |  | R-32 | 1.5 | Residential & Commercial | VSMSHP
216618236 | Mini/Multi Split | GREE | HRCU-A-CB-O | GWH18AVEXF-D6DNA1B/O |  | Mini-Splits(Non-Ducted) | GKH(18)EB-D6DN***/I |  | 18000 | 22 | 8.8 | 18000 | 15000 | 83.33% | 1.8 | 0 | 11.6 |  |  |  |  | R-32 | 1.5 | Residential & Commercial | VSMSHP
216618237 | Mini/Multi Split | GREE | HRCU-A-CB-O | GWH18AVEXF-D6DNA1B/O |  | Mini-Splits(Non-Ducted) | GTH(18)CA-D6DN***/I |  | 18000 | 21.5 | 9.2 | 18000 | 17500 | 97.22% | 1.8 | 0 | 11.25 |  |  |  |  | R-32 | 1.5 | Residential & Commercial | VSMSHP
216618243 | Mini/Multi Split | GREE | HRCU-A-CB-O | GWH24AVEXH-D6DNA1B/O |  | Mini-Splits(Non-Ducted) | GKH(24)EC-D6DN***/I |  | 22000 | 23 | 9 | 24000 | 17000 | 70.83% | 1.8 | 0 | 12.5 |  |  |  |  | R-32 | 1.8333 | Residential & Commercial | VSMSHP
216618244 | Mini/Multi Split | GREE | HRCU-A-CB-O | GWH24AVEXH-D6DNA1B/O |  | Mini-Splits(Non-Ducted) | GFH(24)DB-D6DN***/I |  | 22000 | 22 | 9 | 24000 | 21000 | 87.5% | 1.8 | 0 | 12.5 |  |  |  |  | R-32 | 1.8333 | Residential & Commercial | VSMSHP
216618245 | Mini/Multi Split | GREE | HRCU-A-CB-O | GWH24AVEXH-D6DNA1B/O |  | Mini-Splits(Non-Ducted) | GTH(24)CB-D6DN***/I |  | 22000 | 23 | 9.5 | 24000 | 21000 | 87.5% | 1.8 | 0 | 13 |  |  |  |  | R-32 | 1.8333 | Residential & Commercial | VSMSHP | Non-Ducted CEE Tier 2
216618246 | Mini/Multi Split | Hitachi | HRCU-A-CB-O | RAC-GJ15WHAA |  | Mini-Splits(Non-Ducted) | RAK-GJ15PHAA |  | 15000 | 22 | 11 | 19000 | 14000 | 73.68% | 2.25 | 0 | 13 |  |  |  |  | R-32 | 1.25 | Residential & Commercial | VSMSHP | Non-Ducted CEE Tier 2
216581329 | Mini/Multi Split | LENNOX | HRCU-A-CB-O | MMLD012S6S-1P |  | Mini-Splits(Non-Ducted) | MFMD012S6-1P |  | 10200 | 21 | 9.5 | 13000 | 10400 | 80% | 1.8 | 0 | 12.2 |  |  |  |  | R-32 | 0.85 | Residential & Commercial | VSMSHP | Non-Ducted CEE Tier 2
216581330 | Mini/Multi Split | LENNOX | HRCU-A-CB-O | MMLD018S6S-1P |  | Mini-Splits(Non-Ducted) | MFMD018S6-1P |  | 16000 | 20 | 9.5 | 19000 | 18100 | 95.26% | 1.8 | 0 | 12.2 |  |  |  |  | R-32 | 1.3333 | Residential & Commercial | VSMSHP | Non-Ducted CEE Tier 2
216592037 | Mini/Multi Split | LG | HRCU-A-CB-O | KUSXA181A |  | Mini-Splits(Non-Ducted) | KNSFB181A |  | 18000 | 20 | 9 | 20000 | 17000 | 85% | 1.8 | 0 | 12.5 |  |  |  |  | R-32 | 1.5 | Residential & Commercial | VSMSHP
216598380 | Mini/Multi Split | NG Trade | HRCU-A-CB-O | OBMH090B |  | Mini-Splits(Non-Ducted) | IBMH090B |  | 9000 | 21.5 | 9 | 10000 | 7000 | 70% | 1.95 | 0 | 12.5 |  |  |  |  | R-454B | 0.75 | Residential & Commercial | VSMSHP
216598382 | Mini/Multi Split | NG Trade | HRCU-A-CB-O | OBMH091B |  | Mini-Splits(Non-Ducted) | IBMH091B |  | 9000 | 21.6 | 9.4 | 10000 | 7000 | 70% | 2 | 0 | 12.6 |  |  |  |  | R-454B | 0.75 | Residential & Commercial | VSMSHP
216598385 | Mini/Multi Split | NG Trade | HRCU-A-CB-O | OBMH241B |  | Mini-Splits(Non-Ducted) | IBMH241B |  | 24000 | 18.5 | 9 | 24000 | 17000 | 70.83% | 2.11 | 0 | 9.6 |  |  |  |  | R-454B | 2 | Residential & Commercial | VSMSHP
216798014 | Mini/Multi Split | Mitsubishi Electric | HRCU-A-CB-O | MUZ-FX06NLHZ2*** |  | Mini-Splits(Non-Ducted) | MSZ-FX06NL*** |  | 6000 | 35 | 13 | 9000 | 12600 | 140% | 2.38 | 0 | 21.45 |  |  |  |  | R-454B | 0.5 | Residential & Commercial | VSMSHP | Non-Ducted CEE Tier 2
216798015 | Mini/Multi Split | Mitsubishi Electric | HRCU-A-CB-O | MUZ-FX09NLHZ2*** |  | Mini-Splits(Non-Ducted) | MSZ-FX09NL*** |  | 9000 | 33.1 | 13.3 | 12000 | 14700 | 122.5% | 2.2 | 0 | 18.35 |  |  |  |  | R-454B | 0.75 | Residential & Commercial | VSMSHP | Non-Ducted CEE Tier 2
216798016 | Mini/Multi Split | Mitsubishi Electric | HRCU-A-CB-O | MUZ-FX12NLHZ2*** |  | Mini-Splits(Non-Ducted) | MSZ-FX12NL*** |  | 12000 | 29.9 | 12.4 | 13200 | 16200 | 122.7% | 2.2 | 0 | 15.4 |  |  |  |  | R-454B | 1 | Residential & Commercial | VSMSHP | Non-Ducted CEE Tier 2
216798017 | Mini/Multi Split | Mitsubishi Electric | HRCU-A-CB-O | MUZ-FX15NLHZ2*** |  | Mini-Splits(Non-Ducted) | MSZ-FX15NL*** |  | 15000 | 25.9 | 11 | 16500 | 22200 | 134.5% | 2.06 | 0 | 14.7 |  |  |  |  | R-454B | 1.25 | Residential & Commercial | VSMSHP | Non-Ducted CEE Tier 2
216798018 | Mini/Multi Split | Mitsubishi Electric | HRCU-A-CB-O | MUZ-FX18NLHZ2*** |  | Mini-Splits(Non-Ducted) | MSZ-FX18NL*** |  | 17200 | 25.5 | 11.1 | 17000 | 23600 | 138.8% | 2.06 | 0 | 13.05 |  |  |  |  | R-454B | 1.4333 | Residential & Commercial | VSMSHP | Non-Ducted CEE Tier 2
216798019 | Mini/Multi Split | Mitsubishi Electric | HRCU-A-CB-O | MUZ-FX24NLHZ2*** |  | Mini-Splits(Non-Ducted) | MSZ-FX24NL*** |  | 20800 | 23.5 | 10.5 | 19800 | 26600 | 134.3% | 2.05 | 0 | 13.35 |  |  |  |  | R-454B | 1.7333 | Residential & Commercial | VSMSHP | Non-Ducted CEE Tier 2
216799632 | Mini/Multi Split | KINGHOME | HRCU-A-CB-O | KW09XQ25SDO |  | Mini-Splits(Non-Ducted) | KM09XK8DI |  | 9100 | 24 | 9.2 | 10500 | 7600 | 72.38% | 1.94 | 0 | 15 |  |  |  |  | R-32 | 0.75833 | Residential & Commercial | VSMSHP
216799633 | Mini/Multi Split | KINGHOME | HRCU-A-CB-O | KW09XQ25SDO |  | Mini-Splits(Non-Ducted) | KM09XK1DI |  | 9100 | 22 | 9.5 | 10500 | 9400 | 89.52% | 1.97 | 0 | 13.1 |  |  |  |  | R-32 | 0.75833 | Residential & Commercial | VSMSHP | Non-Ducted CEE Tier 2
216799634 | Mini/Multi Split | KINGHOME | HRCU-A-CB-O | KW09XQ25SDO |  | Mini-Splits(Non-Ducted) | KM09XTDI |  | 9100 | 25 | 9.6 | 10500 | 10000 | 95.24% | 1.95 | 0 | 14.2 |  |  |  |  | R-32 | 0.75833 | Residential & Commercial | VSMSHP | Non-Ducted CEE Tier 2
216799635 | Mini/Multi Split | KINGHOME | HRCU-A-CB-O | KW09XQ25SDO |  | Mini-Splits(Non-Ducted) | KM09XEDI |  | 9100 | 23 | 9.4 | 10500 | 8700 | 82.86% | 1.75 | 0 | 15 |  |  |  |  | R-32 | 0.75833 | Residential & Commercial | VSMSHP
216799638 | Mini/Multi Split | KINGHOME | HRCU-A-CB-O | KW12XQ25SDO |  | Mini-Splits(Non-Ducted) | KM12XK8DI |  | 12000 | 23 | 9 | 12000 | 10000 | 83.33% | 1.9 | 0 | 13 |  |  |  |  | R-32 | 1 | Residential & Commercial | VSMSHP
216799639 | Mini/Multi Split | KINGHOME | HRCU-A-CB-O | KW12XQ25SDO |  | Mini-Splits(Non-Ducted) | KM12XK1DI |  | 12000 | 21.5 | 9.5 | 12000 | 10000 | 83.33% | 1.9 | 0 | 12.3 |  |  |  |  | R-32 | 1 | Residential & Commercial | VSMSHP | Non-Ducted CEE Tier 2
216799640 | Mini/Multi Split | KINGHOME | HRCU-A-CB-O | KW12XQ25SDO |  | Mini-Splits(Non-Ducted) | KM12XTDI |  | 12000 | 23 | 9.5 | 12000 | 10000 | 83.33% | 1.9 | 0 | 13 |  |  |  |  | R-32 | 1 | Residential & Commercial | VSMSHP | Non-Ducted CEE Tier 2
216799641 | Mini/Multi Split | KINGHOME | HRCU-A-CB-O | KW12XQ25SDO |  | Mini-Splits(Non-Ducted) | KM12XEDI |  | 12000 | 23 | 9 | 12000 | 10000 | 83.33% | 1.9 | 0 | 13 |  |  |  |  | R-32 | 1 | Residential & Commercial | VSMSHP
216799642 | Mini/Multi Split | KINGHOME | HRCU-A-CB-O | KW18XQ25SDO |  | Mini-Splits(Non-Ducted) | KM18XK1DI |  | 18000 | 21.5 | 8.5 | 18000 | 12600 | 70% | 1.8 | 0 | 10.9 |  |  |  |  | R-32 | 1.5 | Residential & Commercial | VSMSHP
216799643 | Mini/Multi Split | KINGHOME | HRCU-A-CB-O | KW18XQ25SDO |  | Mini-Splits(Non-Ducted) | KM18XK8DI |  | 18000 | 21 | 9 | 18000 | 12600 | 70% | 1.8 | 0 | 10.9 |  |  |  |  | R-32 | 1.5 | Residential & Commercial | VSMSHP
216799646 | Mini/Multi Split | KINGHOME | HRCU-A-CB-O | KW18XQ25SDO |  | Mini-Splits(Non-Ducted) | KM18XTDI |  | 18000 | 21.5 | 9.5 | 18000 | 15800 | 87.78% | 1.9 | 0 | 12.8 |  |  |  |  | R-32 | 1.5 | Residential & Commercial | VSMSHP | Non-Ducted CEE Tier 2
216799647 | Mini/Multi Split | KINGHOME | HRCU-A-CB-O | KW18XQ25SDO |  | Mini-Splits(Non-Ducted) | KM18XEDI |  | 18000 | 21.5 | 8.5 | 18000 | 12900 | 71.67% | 1.8 | 0 | 11.6 |  |  |  |  | R-32 | 1.5 | Residential & Commercial | VSMSHP
216799648 | Mini/Multi Split | KINGHOME | HRCU-A-CB-O | KW18XQ25SDO |  | Mini-Splits(Non-Ducted) | KM20XK1DI |  | 19000 | 21.5 | 8.5 | 19000 | 14000 | 73.68% | 1.8 | 0 | 10.9 |  |  |  |  | R-32 | 1.5833 | Residential & Commercial | VSMSHP
216799649 | Mini/Multi Split | KINGHOME | HRCU-A-CB-O | KW36XQ21CDO |  | Mini-Splits(Non-Ducted) | KM36XVDI |  | 33600 | 20 | 8.5 | 34000 | 24400 | 71.76% | 2 | 0 | 12 |  |  |  |  | R-32 | 2.8 | Residential & Commercial | VSMSHP
216799654 | Mini/Multi Split | KINGHOME | HRCU-A-CB-O | KW09XQ29SDO |  | Mini-Splits(Non-Ducted) | KM09XK8DI |  | 9100 | 24.5 | 9.5 | 10500 | 8500 | 80.95% | 1.84 | 0 | 15.5 |  |  |  |  | R-32 | 0.75833 | Residential & Commercial | VSMSHP | Non-Ducted CEE Tier 2
216799655 | Mini/Multi Split | KINGHOME | HRCU-A-CB-O | KW09XQ29SDO |  | Mini-Splits(Non-Ducted) | KM09XTDI |  | 9100 | 25.5 | 9.8 | 10500 | 10500 | 100% | 1.9 | 0 | 14.3 |  |  |  |  | R-32 | 0.75833 | Residential & Commercial | VSMSHP | Non-Ducted CEE Tier 2
216799656 | Mini/Multi Split | KINGHOME | HRCU-A-CB-O | KW09XQ29SDO |  | Mini-Splits(Non-Ducted) | KM09XK1DI |  | 9100 | 22.5 | 9.5 | 10500 | 9000 | 85.71% | 1.75 | 0 | 13.65 |  |  |  |  | R-32 | 0.75833 | Residential & Commercial | VSMSHP | Non-Ducted CEE Tier 2
216799657 | Mini/Multi Split | KINGHOME | HRCU-A-CB-O | KW09XQ29SDO |  | Mini-Splits(Non-Ducted) | KM09XEDI |  | 9100 | 23.3 | 9.5 | 10500 | 10000 | 95.24% | 1.75 | 0 | 15.3 |  |  |  |  | R-32 | 0.75833 | Residential & Commercial | VSMSHP | Non-Ducted CEE Tier 2
216799659 | Mini/Multi Split | KINGHOME | HRCU-A-CB-O | KW12XQ29SDO |  | Mini-Splits(Non-Ducted) | KM12XK8DI |  | 12000 | 23 | 8.5 | 12000 | 10000 | 83.33% | 1.9 | 0 | 13 |  |  |  |  | R-32 | 1 | Residential & Commercial | VSMSHP
216799660 | Mini/Multi Split | KINGHOME | HRCU-A-CB-O | KW12XQ29SDO |  | Mini-Splits(Non-Ducted) | KM12XK1DI |  | 12000 | 20 | 8.5 | 12000 | 10000 | 83.33% | 1.9 | 0 | 12.3 |  |  |  |  | R-32 | 1 | Residential & Commercial | VSMSHP
216799661 | Mini/Multi Split | KINGHOME | HRCU-A-CB-O | KW12XQ29SDO |  | Mini-Splits(Non-Ducted) | KM12XTDI |  | 12000 | 23 | 8.5 | 12000 | 10000 | 83.33% | 1.9 | 0 | 13 |  |  |  |  | R-32 | 1 | Residential & Commercial | VSMSHP
216799662 | Mini/Multi Split | KINGHOME | HRCU-A-CB-O | KW12XQ29SDO |  | Mini-Splits(Non-Ducted) | KM12XEDI |  | 12000 | 23.1 | 9 | 12000 | 10000 | 83.33% | 1.8 | 0 | 13 |  |  |  |  | R-32 | 1 | Residential & Commercial | VSMSHP
216799665 | Mini/Multi Split | KINGHOME | HRCU-A-CB-O | KW18XQ29SDO |  | Mini-Splits(Non-Ducted) | KM18XK1DI |  | 18000 | 20 | 9.2 | 18000 | 14500 | 80.56% | 1.8 | 0 | 10.75 |  |  |  |  | R-32 | 1.5 | Residential & Commercial | VSMSHP
216799666 | Mini/Multi Split | KINGHOME | HRCU-A-CB-O | KW18XQ29SDO |  | Mini-Splits(Non-Ducted) | KM20XK1DI |  | 19000 | 20 | 9.2 | 19500 | 15000 | 76.92% | 1.8 | 0 | 10.25 |  |  |  |  | R-32 | 1.5833 | Residential & Commercial | VSMSHP
216799667 | Mini/Multi Split | KINGHOME | HRCU-A-CB-O | KW18XQ29SDO |  | Mini-Splits(Non-Ducted) | KM18XK8DI |  | 18000 | 22 | 8.8 | 18000 | 15000 | 83.33% | 1.8 | 0 | 11.6 |  |  |  |  | R-32 | 1.5 | Residential & Commercial | VSMSHP
216799668 | Mini/Multi Split | KINGHOME | HRCU-A-CB-O | KW18XQ29SDO |  | Mini-Splits(Non-Ducted) | KM18XTDI |  | 18000 | 21.5 | 9.2 | 18000 | 17500 | 97.22% | 1.8 | 0 | 11.25 |  |  |  |  | R-32 | 1.5 | Residential & Commercial | VSMSHP
216799670 | Mini/Multi Split | KINGHOME | HRCU-A-CB-O | KW24XQ25SDO |  | Mini-Splits(Non-Ducted) | KM24XK8DI |  | 22000 | 22.5 | 9 | 24000 | 16800 | 70% | 1.8 | 0 | 11.6 |  |  |  |  | R-32 | 1.8333 | Residential & Commercial | VSMSHP
216799671 | Mini/Multi Split | KINGHOME | HRCU-A-CB-O | KW24XQ25SDO |  | Mini-Splits(Non-Ducted) | KM24XTDI |  | 22000 | 22.5 | 9.5 | 24000 | 20000 | 83.33% | 1.8 | 0 | 12.6 |  |  |  |  | R-32 | 1.8333 | Residential & Commercial | VSMSHP | Non-Ducted CEE Tier 2
216799674 | Mini/Multi Split | KINGHOME | HRCU-A-CB-O | KW30XQ21CDO |  | Mini-Splits(Non-Ducted) | KM30XK8DI |  | 30000 | 22.5 | 8.5 | 30000 | 21000 | 70% | 1.8 | 0 | 11.25 |  |  |  |  | R-32 | 2.5 | Residential & Commercial | VSMSHP
216799675 | Mini/Multi Split | KINGHOME | HRCU-A-CB-O | KW24XQ29SDO |  | Mini-Splits(Non-Ducted) | KM24XK8DI |  | 22000 | 23 | 9 | 24000 | 17000 | 70.83% | 1.8 | 0 | 12.5 |  |  |  |  | R-32 | 1.8333 | Residential & Commercial | VSMSHP
216799676 | Mini/Multi Split | KINGHOME | HRCU-A-CB-O | KW24XQ29SDO |  | Mini-Splits(Non-Ducted) | KM24XFDI |  | 22000 | 22 | 9 | 24000 | 21000 | 87.5% | 1.8 | 0 | 12.5 |  |  |  |  | R-32 | 1.8333 | Residential & Commercial | VSMSHP
216799677 | Mini/Multi Split | KINGHOME | HRCU-A-CB-O | KW24XQ29SDO |  | Mini-Splits(Non-Ducted) | KM24XTDI |  | 22000 | 23 | 9.5 | 24000 | 21000 | 87.5% | 1.8 | 0 | 13 |  |  |  |  | R-32 | 1.8333 | Residential & Commercial | VSMSHP | Non-Ducted CEE Tier 2
216800638 | Mini/Multi Split | Mitsubishi Electric | HRCU-A-CB-O | MUZ-HX15NLH2*** |  | Mini-Splits(Non-Ducted) | MSZ-HX15NL*** |  | 14000 | 20 | 9 | 18000 | 12600 | 70% | 1.8 | 0 | 12.5 |  |  |  |  | R-454B | 1.1667 | Residential & Commercial | VSMSHP
216801481 | Mini/Multi Split | Mitsubishi Electric | HRCU-A-CB-O | MUZ-GX09NLH2*** |  | Mini-Splits(Non-Ducted) | MSZ-GX09NL*** |  | 9000 | 28.4 | 10.9 | 10900 | 8100 | 74.31% | 1.8 | 0 | 15.4 |  |  |  |  | R-454B | 0.75 | Residential & Commercial | VSMSHP | Non-Ducted CEE Tier 2
216801482 | Mini/Multi Split | Mitsubishi Electric | HRCU-A-CB-O | MUZ-GX12NLH2*** |  | Mini-Splits(Non-Ducted) | MSZ-GX12NL*** |  | 12000 | 25.6 | 10.7 | 14400 | 10100 | 70.14% | 1.8 | 0 | 13.35 |  |  |  |  | R-454B | 1 | Residential & Commercial | VSMSHP | Non-Ducted CEE Tier 2
216801483 | Mini/Multi Split | Mitsubishi Electric | HRCU-A-CB-O | MUZ-GX15NLH2*** |  | Mini-Splits(Non-Ducted) | MSZ-GX15NL*** |  | 14000 | 22.2 | 11 | 18000 | 13700 | 76.11% | 1.8 | 0 | 13 |  |  |  |  | R-454B | 1.1667 | Residential & Commercial | VSMSHP | Non-Ducted CEE Tier 2
216801484 | Mini/Multi Split | Mitsubishi Electric | HRCU-A-CB-O | MUZ-GX18NLH2*** |  | Mini-Splits(Non-Ducted) | MSZ-GX18NL*** |  | 18000 | 22.5 | 10.3 | 21600 | 15200 | 70.37% | 1.8 | 0 | 14.05 |  |  |  |  | R-454B | 1.5 | Residential & Commercial | VSMSHP | Non-Ducted CEE Tier 2
216801485 | Mini/Multi Split | Mitsubishi Electric | HRCU-A-CB-O | MUZ-GX24NLH2*** |  | Mini-Splits(Non-Ducted) | MSZ-GX24NL*** |  | 22400 | 21.5 | 10.3 | 27600 | 19400 | 70.29% | 1.8 | 0 | 13 |  |  |  |  | R-454B | 1.8667 | Residential & Commercial | VSMSHP | Non-Ducted CEE Tier 2
216801488 | Mini/Multi Split | Mitsubishi Electric | HRCU-A-CB-O | MUZ-GX09NLHZ2*** |  | Mini-Splits(Non-Ducted) | MSZ-GX09NL*** |  | 9000 | 28.4 | 10.2 | 9600 | 9600 | 100% | 1.8 | 0 | 15.4 |  |  |  |  | R-454B | 0.75 | Residential & Commercial | VSMSHP | Non-Ducted CEE Tier 2
216801489 | Mini/Multi Split | Mitsubishi Electric | HRCU-A-CB-O | MUZ-GX12NLHZ2*** |  | Mini-Splits(Non-Ducted) | MSZ-GX12NL*** |  | 12000 | 25.6 | 10 | 12300 | 12300 | 100% | 1.8 | 0 | 13.35 |  |  |  |  | R-454B | 1 | Residential & Commercial | VSMSHP | Non-Ducted CEE Tier 2
216801490 | Mini/Multi Split | Mitsubishi Electric | HRCU-A-CB-O | MUZ-GX15NLHZ2*** |  | Mini-Splits(Non-Ducted) | MSZ-GX15NL*** |  | 14000 | 22.2 | 10 | 14000 | 14000 | 100% | 1.8 | 0 | 13 |  |  |  |  | R-454B | 1.1667 | Residential & Commercial | VSMSHP | Non-Ducted CEE Tier 2
216801491 | Mini/Multi Split | Mitsubishi Electric | HRCU-A-CB-O | MUZ-GX18NLHZ2*** |  | Mini-Splits(Non-Ducted) | MSZ-GX18NL*** |  | 18000 | 22.5 | 10 | 19000 | 19000 | 100% | 1.8 | 0 | 14.05 |  |  |  |  | R-454B | 1.5 | Residential & Commercial | VSMSHP | Non-Ducted CEE Tier 2
216801492 | Mini/Multi Split | Mitsubishi Electric | HRCU-A-CB-O | MUZ-GX24NLHZ2*** |  | Mini-Splits(Non-Ducted) | MSZ-GX24NL*** |  | 22400 | 21.5 | 10 | 21200 | 21200 | 100% | 1.8 | 0 | 13 |  |  |  |  | R-454B | 1.8667 | Residential & Commercial | VSMSHP | Non-Ducted CEE Tier 2
216801493 | Mini/Multi Split | Mitsubishi Electric | HRCU-A-CB-O | MUZ-HX09NLH2*** |  | Mini-Splits(Non-Ducted) | MSZ-HX09NL*** |  | 9000 | 20 | 10 | 10900 | 7700 | 70.64% | 1.8 | 0 | 12.5 |  |  |  |  | R-454B | 0.75 | Residential & Commercial | VSMSHP | Non-Ducted CEE Tier 2
216801494 | Mini/Multi Split | Mitsubishi Electric | HRCU-A-CB-O | MUZ-HX12NLH2*** |  | Mini-Splits(Non-Ducted) | MSZ-HX12NL*** |  | 12000 | 20 | 10 | 12200 | 8600 | 70.49% | 1.8 | 0 | 12.5 |  |  |  |  | R-454B | 1 | Residential & Commercial | VSMSHP | Non-Ducted CEE Tier 2
216801495 | Mini/Multi Split | Mitsubishi Electric | HRCU-A-CB-O | MUZ-HX18NLH2*** |  | Mini-Splits(Non-Ducted) | MSZ-HX18NL*** |  | 17200 | 20 | 9.5 | 18000 | 12600 | 70% | 1.8 | 0 | 12.55 |  |  |  |  | R-454B | 1.4333 | Residential & Commercial | VSMSHP | Non-Ducted CEE Tier 2
216801496 | Mini/Multi Split | Mitsubishi Electric | HRCU-A-CB-O | MUZ-HX24NLH2*** |  | Mini-Splits(Non-Ducted) | MSZ-HX24NL*** |  | 22400 | 20 | 9.5 | 26000 | 18200 | 70% | 1.8 | 0 | 11.75 |  |  |  |  | R-454B | 1.8667 | Residential & Commercial | VSMSHP | Non-Ducted CEE Tier 2
216778948 | Mini/Multi Split | Innovair | HRCU-A-CB-O | QOS24H2BH0A |  | Mini-Splits(Non-Ducted) | QHW24H2UZRA |  | 24000 | 21 | 10 | 24000 | 24000 | 100% | 1.8 | 0 | 12 |  |  |  |  | R-454B | 2 | Residential & Commercial | VSMSHP | Non-Ducted CEE Tier 2
216778949 | Mini/Multi Split | Innovair | HRCU-A-CB-O | QOS18H2BH0A |  | Mini-Splits(Non-Ducted) | QHW18H2UZRA |  | 18000 | 21 | 10 | 18000 | 18000 | 100% | 1.8 | 0 | 12 |  |  |  |  | R-454B | 1.5 | Residential & Commercial | VSMSHP | Non-Ducted CEE Tier 2
216778950 | Mini/Multi Split | Innovair | HRCU-A-CB-O | QOS12H2BH0A |  | Mini-Splits(Non-Ducted) | QHW12H2UZRA |  | 12000 | 22 | 10.5 | 12000 | 12000 | 100% | 1.8 | 0 | 12 |  |  |  |  | R-454B | 1 | Residential & Commercial | VSMSHP | Non-Ducted CEE Tier 2
216778951 | Mini/Multi Split | Innovair | HRCU-A-CB-O | QOS09H2BH0A |  | Mini-Splits(Non-Ducted) | QHW09H2UZRA |  | 9000 | 22 | 10.5 | 9000 | 10000 | 111.1% | 1.8 | 0 | 12 |  |  |  |  | R-454B | 0.75 | Residential & Commercial | VSMSHP | Non-Ducted CEE Tier 2
216778956 | Mini/Multi Split | LG | HRCU-A-CB-O | KUSXA181A |  | Mini-Splits(Non-Ducted) | KNUFB181A |  | 18000 | 20 | 9.5 | 20000 | 17000 | 85% | 1.8 | 0 | 12.5 |  |  |  |  | R-32 | 1.5 | Residential & Commercial | VSMSHP | Non-Ducted CEE Tier 2
216778957 | Mini/Multi Split | LG | HRCU-A-CB-O | KUSXB181A |  | Mini-Splits(Non-Ducted) | KNUFB181A |  | 18000 | 20.5 | 10 | 19000 | 14600 | 76.84% | 1.8 | 0 | 12.2 |  |  |  |  | R-32 | 1.5 | Residential & Commercial | VSMSHP | Non-Ducted CEE Tier 2
216778958 | Mini/Multi Split | LG | HRCU-A-CB-O | KUSXB121A |  | Mini-Splits(Non-Ducted) | KNUFB121A |  | 12000 | 21.7 | 10.1 | 15400 | 11000 | 71.43% | 1.8 | 0 | 12.2 |  |  |  |  | R-32 | 1 | Residential & Commercial | VSMSHP | Non-Ducted CEE Tier 2
216778959 | Mini/Multi Split | LG | HRCU-A-CB-O | KUSXB091A |  | Mini-Splits(Non-Ducted) | KNUFB091A |  | 9000 | 20.2 | 10.4 | 12000 | 8800 | 73.33% | 1.8 | 0 | 12.6 |  |  |  |  | R-32 | 0.75 | Residential & Commercial | VSMSHP | Non-Ducted CEE Tier 2
216788506 | Mini/Multi Split | DIRECT AIR | HRCU-A-CB-O | DIRM4-09HXPRO28-1Z |  | Mini-Splits(Non-Ducted) | DIRM4-09HP-CA |  | 9000 | 22.6 | 12.1 | 10000 | 11000 | 110% | 1.84 | 0 | 14 |  |  |  |  | R-454B | 0.75 | Residential & Commercial | VSMSHP | Non-Ducted CEE Tier 2
216788507 | Mini/Multi Split | DIRECT AIR | HRCU-A-CB-O | DIRM4-09HXPRO28-1Z |  | Mini-Splits(Non-Ducted) | DIRM4-09HP-CO |  | 9000 | 27.2 | 10.9 | 9000 | 11300 | 125.6% | 1.84 | 0 | 15.1 |  |  |  |  | R-454B | 0.75 | Residential & Commercial | VSMSHP | Non-Ducted CEE Tier 2
216788510 | Mini/Multi Split | DIRECT AIR | HRCU-A-CB-O | DIRM4-09DA25-1Z |  | Mini-Splits(Non-Ducted) | DIRM4-09HP-CA |  | 9000 | 21.6 | 11.3 | 10000 | 8300 | 83% | 2.17 | 0 | 14.3 |  |  |  |  | R-454B | 0.75 | Residential & Commercial | VSMSHP | Non-Ducted CEE Tier 2
216788511 | Mini/Multi Split | DIRECT AIR | HRCU-A-CB-O | DIRM4-09DA25-1Z |  | Mini-Splits(Non-Ducted) | DIRM4-09HP-CO |  | 9000 | 26 | 13.9 | 9000 | 8600 | 95.56% | 2.27 | 0 | 16.2 |  |  |  |  | R-454B | 0.75 | Residential & Commercial | VSMSHP | Non-Ducted CEE Tier 2
216788514 | Mini/Multi Split | DIRECT AIR | HRCU-A-CB-O | DIRM4-12HXPRO28-1Z |  | Mini-Splits(Non-Ducted) | DIRM4-12HP-CA |  | 12000 | 22.2 | 11.6 | 12000 | 11500 | 95.83% | 2 | 0 | 12.5 |  |  |  |  | R-454B | 1 | Residential & Commercial | VSMSHP | Non-Ducted CEE Tier 2
216788517 | Mini/Multi Split | DIRECT AIR | HRCU-A-CB-O | DIRM4-12DA25-1Z |  | Mini-Splits(Non-Ducted) | DIRM4-12HP-CA |  | 12000 | 21.1 | 10.4 | 12000 | 8400 | 70% | 2.4 | 0 | 12.5 |  |  |  |  | R-454B | 1 | Residential & Commercial | VSMSHP | Non-Ducted CEE Tier 2
216788520 | Mini/Multi Split | DIRECT AIR | HRCU-A-CB-O | DIRM4-18HXPRO28-1Z |  | Mini-Splits(Non-Ducted) | DIRM4-18HP-CA |  | 16000 | 20 | 12.3 | 19000 | 17000 | 89.47% | 1.9 | 0 | 12.5 |  |  |  |  | R-454B | 1.3333 | Residential & Commercial | VSMSHP | Non-Ducted CEE Tier 2
216788523 | Mini/Multi Split | DIRECT AIR | HRCU-A-CB-O | DIRM4-18DA25-1Z |  | Mini-Splits(Non-Ducted) | DIRM4-18HP-CA |  | 16800 | 20.7 | 11.4 | 18000 | 12800 | 71.11% | 2.2 | 0 | 12.5 |  |  |  |  | R-454B | 1.4 | Residential & Commercial | VSMSHP | Non-Ducted CEE Tier 2
216788526 | Mini/Multi Split | DIRECT AIR | HRCU-A-CB-O | DIRM4-24HXPRO28-1Z |  | Mini-Splits(Non-Ducted) | DIRM4-24HP-CA |  | 23400 | 20.7 | 11.6 | 25000 | 23800 | 95.2% | 2.23 | 0 | 12 |  |  |  |  | R-454B | 1.95 | Residential & Commercial | VSMSHP | Non-Ducted CEE Tier 2
216788528 | Mini/Multi Split | DIRECT AIR | HRCU-A-CB-O | DIRM4-24DA25-1Z |  | Mini-Splits(Non-Ducted) | DIRM4-24HP-CA |  | 24000 | 22 | 10.5 | 25000 | 18500 | 74% | 2.3 | 0 | 12 |  |  |  |  | R-454B | 2 | Residential & Commercial | VSMSHP | Non-Ducted CEE Tier 2
216788530 | Mini/Multi Split | DIRECT AIR | HRCU-A-CB-O | DIRM4-36LCHX-1Z |  | Mini-Splits(Non-Ducted) | DIRM4-36HP-CA |  | 36600 | 21.2 | 10.6 | 37000 | 37000 | 100% | 1.95 | 0 | 12 |  |  |  |  | R-454B | 3.05 | Residential & Commercial | VSMSHP | Non-Ducted CEE Tier 2
216788532 | Mini/Multi Split | DIRECT AIR | HRCU-A-CB-O | DIRM4-36LCDA25-1Z |  | Mini-Splits(Non-Ducted) | DIRM4-36HP-CA |  | 36000 | 20 | 10.3 | 38000 | 26600 | 70% | 2.2 | 0 | 9.6 |  |  |  |  | R-454B | 3 | Residential & Commercial | VSMSHP | Non-Ducted CEE Tier 2
216788534 | Mini/Multi Split | DIRECT AIR | HRCU-A-CB-O | DIRM4-48LCHX-1Z |  | Mini-Splits(Non-Ducted) | DIRM4-48HP-CA |  | 48000 | 18 | 11 | 53000 | 47500 | 89.62% | 1.96 | 0 | 10 |  |  |  |  | R-454B | 4 | Residential & Commercial | VSMSHP | Non-Ducted CEE Tier 2
216788536 | Mini/Multi Split | DIRECT AIR | HRCU-A-CB-O | DIRM4-48LCDA25-1Z |  | Mini-Splits(Non-Ducted) | DIRM4-48HP-CA |  | 48000 | 19 | 9.9 | 50000 | 40500 | 81% | 2.11 | 0 | 9.5 |  |  |  |  | R-454B | 4 | Residential & Commercial | VSMSHP | Non-Ducted CEE Tier 2
216790062 | Mini/Multi Split | Innovair | HRCU-A-CB-O | QOS09H2BH0A |  | Mini-Splits(Non-Ducted) | QHW12H2UZRA |  | 9000 | 22 | 10.5 | 9000 | 10000 | 111.1% | 1.8 | 0 | 12 |  |  |  |  | R-454B | 0.75 | Residential & Commercial | VSMSHP | Non-Ducted CEE Tier 2
216506195 | Mini/Multi Split | TCL | HRCU-A-CB-O | TSH09HEI2NAP0T24U |  | Mini-Splits(Non-Ducted) | TSH09IEI2NAO0T24U |  | 9000 | 25 | 10.5 | 9500 | 9500 | 100% | 1.8 | 0 | 14.5 |  |  |  |  | R-454B | 0.75 | Residential & Commercial | VSMSHP | Non-Ducted CEE Tier 2
216506196 | Mini/Multi Split | TCL | HRCU-A-CB-O | TSH12HEI2NAP0T24U |  | Mini-Splits(Non-Ducted) | TSH12IEI2NAO0T24U |  | 12000 | 25 | 10.5 | 12000 | 12000 | 100% | 1.8 | 0 | 14 |  |  |  |  | R-454B | 1 | Residential & Commercial | VSMSHP | Non-Ducted CEE Tier 2
216506198 | Mini/Multi Split | TCL | HRCU-A-CB-O | TSH18HEI2NAN5T24U |  | Mini-Splits(Non-Ducted) | TSH18IEI2NAN0T24U |  | 18000 | 23.5 | 10 | 18000 | 17800 | 98.89% | 1.8 | 0 | 12.5 |  |  |  |  | R-454B | 1.5 | Residential & Commercial | VSMSHP | Non-Ducted CEE Tier 2
216506199 | Mini/Multi Split | TCL | HRCU-A-CB-O | TSH24HEI2NAN0T24U |  | Mini-Splits(Non-Ducted) | TSH24IEI2NAN0T24U |  | 24000 | 23 | 10 | 24000 | 22400 | 93.33% | 1.8 | 0 | 12 |  |  |  |  | R-454B | 2 | Residential & Commercial | VSMSHP | Non-Ducted CEE Tier 2
216506200 | Mini/Multi Split | TCL | HRCU-A-CB-O | H09SUH25XGC |  | Mini-Splits(Non-Ducted) | H09SUH25XGE |  | 9000 | 25 | 10.5 | 9500 | 9500 | 100% | 1.8 | 0 | 14.5 |  |  |  |  | R-454B | 0.75 | Residential & Commercial | VSMSHP | Non-Ducted CEE Tier 2
216506201 | Mini/Multi Split | TCL | HRCU-A-CB-O | H12SUH25XGC |  | Mini-Splits(Non-Ducted) | H12SUH25XGE |  | 12000 | 25 | 10.5 | 12000 | 12000 | 100% | 1.8 | 0 | 14 |  |  |  |  | R-454B | 1 | Residential & Commercial | VSMSHP | Non-Ducted CEE Tier 2
216506202 | Mini/Multi Split | TCL | HRCU-A-CB-O | H18SUH23XGC |  | Mini-Splits(Non-Ducted) | H18SUH23XGE |  | 18000 | 23.5 | 10 | 18000 | 17800 | 98.89% | 1.8 | 0 | 12.5 |  |  |  |  | R-454B | 1.5 | Residential & Commercial | VSMSHP | Non-Ducted CEE Tier 2
216506203 | Mini/Multi Split | TCL | HRCU-A-CB-O | H24SUH23XGC |  | Mini-Splits(Non-Ducted) | H24SUH23XGE |  | 24000 | 23 | 10 | 24000 | 22400 | 93.33% | 1.8 | 0 | 12 |  |  |  |  | R-454B | 2 | Residential & Commercial | VSMSHP | Non-Ducted CEE Tier 2
216498629 | Mini/Multi Split | MDV | HRCU-A-CB-O | MOX330-15HFN10-M1 |  | Mini-Splits(Non-Ducted) | MSEPB-15HRFN10-M1 |  | 15000 | 23.5 | 9.9 | 15000 | 11500 | 76.67% | 1.8 | 0 | 11.7 |  |  |  |  | R-454B | 1.25 | Residential & Commercial | VSMSHP | Non-Ducted CEE Tier 2
216498632 | Mini/Multi Split | HISENSE | HRCU-A-CB-O | AOU-09U3T25U |  | Mini-Splits(Non-Ducted) | ACU-09U3T25U |  | 9000 | 20 | 9.5 | 9000 | 12000 | 133.3% | 1.8 | 0 | 12 |  |  |  |  | R-454B | 0.75 | Residential & Commercial | VSMSHP | Non-Ducted CEE Tier 2
216498633 | Mini/Multi Split | HISENSE | HRCU-A-CB-O | AOU-12U3T25U |  | Mini-Splits(Non-Ducted) | ACU-12U3T25U |  | 12000 | 20 | 9.5 | 12000 | 12000 | 100% | 1.8 | 0 | 12 |  |  |  |  | R-454B | 1 | Residential & Commercial | VSMSHP | Non-Ducted CEE Tier 2
216498634 | Mini/Multi Split | HISENSE | HRCU-A-CB-O | AOU-18U3T25U |  | Mini-Splits(Non-Ducted) | ACU-18U3T25U |  | 18000 | 20 | 10 | 18000 | 18000 | 100% | 2 | 0 | 12 |  |  |  |  | R-454B | 1.5 | Residential & Commercial | VSMSHP | Non-Ducted CEE Tier 2
216498635 | Mini/Multi Split | HISENSE | HRCU-A-CB-O | AOU-24U3T25U |  | Mini-Splits(Non-Ducted) | ACU-24U3T25U |  | 24000 | 20 | 10.5 | 24000 | 24000 | 100% | 2 | 0 | 12 |  |  |  |  | R-454B | 2 | Residential & Commercial | VSMSHP | Non-Ducted CEE Tier 2
216498637 | Mini/Multi Split | HISENSE | HRCU-A-CB-O | AOU-36U3T25U |  | Mini-Splits(Non-Ducted) | AC-36U3T25U |  | 36000 | 19.5 | 9.5 | 36000 | 36000 | 100% | 2 | 0 | 12 |  |  |  |  | R-454B | 3 | Residential & Commercial | VSMSHP | Non-Ducted CEE Tier 2
216498638 | Mini/Multi Split | HISENSE | HRCU-A-CB-O | AOU-18U3T25U |  | Mini-Splits(Non-Ducted) | ADU-18U3T25U |  | 18000 | 19 | 9 | 18000 | 18000 | 100% | 2 | 0 | 11.7 |  |  |  |  | R-454B | 1.5 | Residential & Commercial | VSMSHP
216498639 | Mini/Multi Split | HISENSE | HRCU-A-CB-O | AOU-24U3T25U |  | Mini-Splits(Non-Ducted) | ADU-24U3T25U |  | 24000 | 19 | 9.5 | 24000 | 24000 | 100% | 2 | 0 | 11.7 |  |  |  |  | R-454B | 2 | Residential & Commercial | VSMSHP | Non-Ducted CEE Tier 2
216498640 | Mini/Multi Split | OUELLET | HRCU-A-CB-O | OARX-H24A-O |  | Mini-Splits(Non-Ducted) | OARX-H24A-I |  | 22000 | 27 | 10 | 24000 | 24000 | 100% | 1.8 | 0 | 13.95 |  |  |  |  | R-32 | 1.8333 | Residential & Commercial | VSMSHP | Non-Ducted CEE Tier 2
216498641 | Mini/Multi Split | OUELLET | HRCU-A-CB-O | OARX-H18A-O |  | Mini-Splits(Non-Ducted) | OARX-H18A-I |  | 18000 | 27.5 | 10 | 18600 | 18000 | 96.77% | 1.8 | 0 | 14.3 |  |  |  |  | R-32 | 1.5 | Residential & Commercial | VSMSHP | Non-Ducted CEE Tier 2
216498642 | Mini/Multi Split | Perfect Aire | HRCU-A-CB-O | 4PAMSHQCO09 |  | Mini-Splits(Non-Ducted) | 4PAMSHQCW09 |  | 9000 | 23 | 10 | 9500 | 8700 | 91.58% | 1.9 | 0 | 14.05 |  |  |  |  | R-454B | 0.75 | Residential & Commercial | VSMSHP | Non-Ducted CEE Tier 2
216498643 | Mini/Multi Split | Perfect Aire | HRCU-A-CB-O | 4PAMSHQCO12 |  | Mini-Splits(Non-Ducted) | 4PAMSHQCW12 |  | 12000 | 22 | 9.5 | 12000 | 9200 | 76.67% | 1.9 | 0 | 12.25 |  |  |  |  | R-454B | 1 | Residential & Commercial | VSMSHP | Non-Ducted CEE Tier 2
216498644 | Mini/Multi Split | DENALI AIRE | HRCU-A-CB-O | 2DNMSHQCO9A |  | Mini-Splits(Non-Ducted) | 2DNMSHQCW9A |  | 9000 | 23 | 10 | 9500 | 8700 | 91.58% | 1.9 | 0 | 14.05 |  |  |  |  | R-454B | 0.75 | Residential & Commercial | VSMSHP | Non-Ducted CEE Tier 2
216498645 | Mini/Multi Split | DENALI AIRE | HRCU-A-CB-O | 2DNMSHQCO12A |  | Mini-Splits(Non-Ducted) | 2DNMSHQCW12A |  | 12000 | 22 | 9.5 | 12000 | 9200 | 76.67% | 1.9 | 0 | 12.25 |  |  |  |  | R-454B | 1 | Residential & Commercial | VSMSHP | Non-Ducted CEE Tier 2
216498646 | Mini/Multi Split | Perfect Aire | HRCU-A-CB-O | 4PAMSHQCO18 |  | Mini-Splits(Non-Ducted) | 4PAMSHQCW18 |  | 18000 | 21 | 10 | 18000 | 18000 | 100% | 1.9 | 0 | 12.95 |  |  |  |  | R-454B | 1.5 | Residential & Commercial | VSMSHP | Non-Ducted CEE Tier 2
216498647 | Mini/Multi Split | Perfect Aire | HRCU-A-CB-O | 4PAMSHQCO24 |  | Mini-Splits(Non-Ducted) | 4PAMSHQCW24 |  | 24000 | 22.5 | 9.5 | 24000 | 19800 | 82.5% | 1.8 | 0 | 12.25 |  |  |  |  | R-454B | 2 | Residential & Commercial | VSMSHP | Non-Ducted CEE Tier 2
216498648 | Mini/Multi Split | DENALI AIRE | HRCU-A-CB-O | 2DNMSHQCO18 |  | Mini-Splits(Non-Ducted) | 2DNMSHQCW18 |  | 18000 | 21 | 10 | 18000 | 18000 | 100% | 1.9 | 0 | 12.95 |  |  |  |  | R-454B | 1.5 | Residential & Commercial | VSMSHP | Non-Ducted CEE Tier 2
216498649 | Mini/Multi Split | DENALI AIRE | HRCU-A-CB-O | 2DNMSHQCO24 |  | Mini-Splits(Non-Ducted) | 2DNMSHQCW24 |  | 24000 | 22.5 | 9.5 | 24000 | 19800 | 82.5% | 1.8 | 0 | 12.25 |  |  |  |  | R-454B | 2 | Residential & Commercial | VSMSHP | Non-Ducted CEE Tier 2
216498650 | Mini/Multi Split | VKIN | HRCU-A-CB-O | URHA-09WDC1N4(O) |  | Mini-Splits(Non-Ducted) | URHA-09WDC1N4(I) |  | 9000 | 23 | 10 | 9500 | 8700 | 91.58% | 1.9 | 0 | 14.05 |  |  |  |  | R-454B | 0.75 | Residential & Commercial | VSMSHP | Non-Ducted CEE Tier 2
216498651 | Mini/Multi Split | VKIN | HRCU-A-CB-O | URHA-12WDC1N4(O) |  | Mini-Splits(Non-Ducted) | URHA-12WDC1N4(I) |  | 12000 | 22 | 9.5 | 12000 | 9200 | 76.67% | 1.9 | 0 | 12.25 |  |  |  |  | R-454B | 1 | Residential & Commercial | VSMSHP | Non-Ducted CEE Tier 2
216498652 | Mini/Multi Split | VKIN | HRCU-A-CB-O | URHA-09WDCN4(O) |  | Mini-Splits(Non-Ducted) | URHA-09WDCN4(I) |  | 9000 | 25 | 11 | 9000 | 9000 | 100% | 2.1 | 0 | 13.65 |  |  |  |  | R-454B | 0.75 | Residential & Commercial | VSMSHP | Non-Ducted CEE Tier 2
216498653 | Mini/Multi Split | VKIN | HRCU-A-CB-O | URHA-12WDCN4(O) |  | Mini-Splits(Non-Ducted) | URHA-12WDCN4(I) |  | 12000 | 23 | 10 | 12000 | 11000 | 91.67% | 2 | 0 | 12.25 |  |  |  |  | R-454B | 1 | Residential & Commercial | VSMSHP | Non-Ducted CEE Tier 2
216498654 | Mini/Multi Split | VKIN | HRCU-A-CB-O | URHA-18WDCN4(O) |  | Mini-Splits(Non-Ducted) | URHA-18WDCN4(I) |  | 18000 | 21 | 10 | 18000 | 18000 | 100% | 1.9 | 0 | 12.95 |  |  |  |  | R-454B | 1.5 | Residential & Commercial | VSMSHP | Non-Ducted CEE Tier 2
216498655 | Mini/Multi Split | VKIN | HRCU-A-CB-O | URHA-24WDCN4(O) |  | Mini-Splits(Non-Ducted) | URHA-24WDCN4(I) |  | 24000 | 22.5 | 9.5 | 24000 | 19800 | 82.5% | 1.8 | 0 | 12.25 |  |  |  |  | R-454B | 2 | Residential & Commercial | VSMSHP | Non-Ducted CEE Tier 2
216505503 | Mini/Multi Split | MOOVAIR | HRCU-A-CB-O | MSHEA15C2AN1 |  | Mini-Splits(Non-Ducted) | MWHEA15C2AN1* |  | 15000 | 23.5 | 9.9 | 15000 | 11500 | 76.67% | 1.8 | 0 | 11.7 |  |  |  |  | R-454B | 1.25 | Residential & Commercial | VSMSHP | Non-Ducted CEE Tier 2
216505504 | Mini/Multi Split | MOOVAIR | HRCU-A-CB-O | MSHMA15C2AN1 |  | Mini-Splits(Non-Ducted) | MWHMA15C2AS1* |  | 15400 | 22.2 | 11.5 | 15400 | 17500 | 113.6% | 1.83 | 0 | 13.5 |  |  |  |  | R-454B | 1.2833 | Residential & Commercial | VSMSHP | Non-Ducted CEE Tier 2
216505505 | Mini/Multi Split | MOOVAIR | HRCU-A-CB-O | MSHEA12C2AN1 |  | Mini-Splits(Non-Ducted) | GOHRA12C2AS1 |  | 12000 | 22.1 | 10 | 12000 | 8600 | 71.67% | 2.48 | 0 | 12.3 |  |  |  |  | R-454B | 1 | Residential & Commercial | VSMSHP | Non-Ducted CEE Tier 2
216505506 | Mini/Multi Split | MOOVAIR | HRCU-A-CB-O | MSHMA12C2AN1 |  | Mini-Splits(Non-Ducted) | GOHRA12C2AS1 |  | 12000 | 23 | 10 | 12500 | 11500 | 92% | 2 | 0 | 13 |  |  |  |  | R-454B | 1 | Residential & Commercial | VSMSHP | Non-Ducted CEE Tier 2
216505507 | Mini/Multi Split | ELIOS | HRCU-A-CB-O | ESHEA12C2AN1 |  | Mini-Splits(Non-Ducted) | GOHRA12C2AS1 |  | 12000 | 22.1 | 10 | 12000 | 8600 | 71.67% | 2.48 | 0 | 12.3 |  |  |  |  | R-454B | 1 | Residential & Commercial | VSMSHP | Non-Ducted CEE Tier 2
216505487 | Mini/Multi Split | KADEN | HRCU-A-CB-O | KOB-HH-PSX36HP-2AAMA |  | Mini-Splits(Non-Ducted) | KIB-PSX36WM-2AAMA |  | 33000 | 19.5 | 10.5 | 36000 | 35000 | 97.22% | 1.98 | 0 | 12 |  |  |  |  | R-454B | 2.75 | Residential & Commercial | VSMSHP | Non-Ducted CEE Tier 2
209867857 | Mini/Multi Split | ZERO | HRCU-A-CB-O | ZMSB-09HVD110-US |  | Mini-Splits(Non-Ducted) | ZMSB-09HVD110-US |  | 9000 | 21.5 | 9.1 | 10000 | 7000 | 70% | 2.16 | 12.5 | 12.5 |  |  |  |  | R-410A | 0.75 | Residential & Commercial | VSMSHP
209867859 | Mini/Multi Split | ZERO | HRCU-A-CB-O | ZMSB-09HVD-US |  | Mini-Splits(Non-Ducted) | ZMSB-09HVD-US |  | 9000 | 21.7 | 9.4 | 10000 | 7000 | 70% | 2 | 12.6 | 12.6 |  |  |  |  | R-410A | 0.75 | Residential & Commercial | VSMSHP
216497938 | Mini/Multi Split | AC PRO | HRCU-A-CB-O | MHPC-H-009BSB |  | Mini-Splits(Non-Ducted) | MCON-H-009BBB |  | 9000 | 26 | 13.9 | 9000 | 8600 | 95.56% | 2.27 | 0 | 16.2 |  |  |  |  | R-454B | 0.75 | Residential & Commercial | VSMSHP | Non-Ducted CEE Tier 2
216497939 | Mini/Multi Split | AC PRO | HRCU-A-CB-O | MHPC-H-012BSB |  | Mini-Splits(Non-Ducted) | MCON-O-012BBB |  | 12000 | 24.6 | 11 | 12000 | 8900 | 74.17% | 2.5 | 0 | 12.7 |  |  |  |  | R-454B | 1 | Residential & Commercial | VSMSHP | Non-Ducted CEE Tier 2
216497940 | Mini/Multi Split | AC PRO | HRCU-A-CB-O | MHPC-H-018BSB |  | Mini-Splits(Non-Ducted) | MCON-H-016BBB |  | 16000 | 23.8 | 13.5 | 17000 | 13100 | 77.06% | 2.16 | 0 | 12.5 |  |  |  |  | R-454B | 1.3333 | Residential & Commercial | VSMSHP | Non-Ducted CEE Tier 2
212621376 | Mini/Multi Split | GREE | HRCU-A-CB-O | GWH09ATCXB-A3DNA1A/O |  | Mini-Splits(Non-Ducted) | GWH09AWCXB-A3DN***/I |  | 9100 | 19.5 | 8.6 | 10000 | 7400 | 74% | 1.81 | 0 | 11.3 |  |  |  |  | R-410A | 0.75833 | Residential & Commercial | VSMSHP
212621377 | Mini/Multi Split | HISENSE | HRCU-A-CB-O | AUW-18U3SF |  | Mini-Splits(Non-Ducted) | AST-18UW3SBB**00 |  | 18000 | 22 | 9.6 | 19000 | 13300 | 70% | 2.3 | 0 | 13.1 |  |  |  |  | R-410A | 1.5 | Residential & Commercial | VSMSHP | Non-Ducted CEE Tier 2
212621378 | Mini/Multi Split | HISENSE | HRCU-A-CB-O | AUW-24U3SA |  | Mini-Splits(Non-Ducted) | AST-24UW3SDB**01 |  | 23400 | 20.5 | 9.3 | 25800 | 18500 | 71.71% | 1.92 | 0 | 12.45 |  |  |  |  | R-410A | 1.95 | Residential & Commercial | VSMSHP
212621379 | Mini/Multi Split | HISENSE | HRCU-A-CB-O | AUW-09U3SS |  | Mini-Splits(Non-Ducted) | AST-09UW3SVE**01 |  | 9000 | 20 | 9.3 | 9200 | 7800 | 84.78% | 2.26 | 0 | 14 |  |  |  |  | R-410A | 0.75 | Residential & Commercial | VSMSHP
212621380 | Mini/Multi Split | HISENSE | HRCU-A-CB-O | AUW-12U3SS |  | Mini-Splits(Non-Ducted) | AST-12UW3SXE**01 |  | 12000 | 21.5 | 9 | 12000 | 8500 | 70.83% | 1.88 | 0 | 13.1 |  |  |  |  | R-410A | 1 | Residential & Commercial | VSMSHP
209864929 | Mini/Multi Split | CTMorley | HRCU-A-CB-O | MOU-A09G-2 |  | Mini-Splits(Non-Ducted) | MIU-A09GW-2 |  | 9000 | 21.7 | 9.4 | 10000 | 7000 | 70% | 2 | 12.6 | 12.6 |  |  |  |  | R-410A | 0.75 | Residential & Commercial | VSMSHP
209864933 | Mini/Multi Split | CTMorley | HRCU-A-CB-O | MOU-A09H-2 |  | Mini-Splits(Non-Ducted) | MIU-A09CO-2 |  | 9000 | 24 | 12.4 | 10900 | 10500 | 96.33% | 1.8 | 13 | 13 |  |  |  |  | R-410A | 0.75 | Residential & Commercial | VSMSHP | Non-Ducted CEE Tier 2
209864934 | Mini/Multi Split | CTMorley | HRCU-A-CB-O | MOU-A12H-2 |  | Mini-Splits(Non-Ducted) | MIU-A12CO-2 |  | 12000 | 23 | 10 | 12500 | 11000 | 88% | 1.8 | 13 | 13 |  |  |  |  | R-410A | 1 | Residential & Commercial | VSMSHP | Non-Ducted CEE Tier 2
209864935 | Mini/Multi Split | CTMorley | HRCU-A-CB-O | MOU-A18H-2 |  | Mini-Splits(Non-Ducted) | MIU-A18CO-2 |  | 16700 | 19.8 | 11.2 | 20000 | 16700 | 83.5% | 1.93 | 12.5 | 12.5 |  |  |  |  | R-410A | 1.3917 | Residential & Commercial | VSMSHP | Non-Ducted CEE Tier 2
215415541 | Mini/Multi Split | GREE | HRCU-A-CB-O | GWH12AVDXE-D6DNA1A/O |  | Mini-Splits(Non-Ducted) | GEH(12)AA-D6DNA1A/I |  | 12000 | 23.1 | 9 | 12000 | 10000 | 83.33% | 1.8 | 0 | 13 |  |  |  |  | R-32 | 1 | Residential & Commercial | VSMSHP
215415543 | Mini/Multi Split | GREE | HRCU-A-CB-O | GWH09AVDXE-D6DNA1A/O |  | Mini-Splits(Non-Ducted) | GKH(09)EB-D6DN***/I |  | 9100 | 24.5 | 9.5 | 10500 | 8500 | 80.95% | 1.84 | 0 | 15.5 |  |  |  |  | R-32 | 0.75833 | Residential & Commercial | VSMSHP | Non-Ducted CEE Tier 2
215415544 | Mini/Multi Split | GREE | HRCU-A-CB-O | GWH09AVDXE-D6DNA1A/O |  | Mini-Splits(Non-Ducted) | GTH(09)CA-D6DN***/I |  | 9100 | 25.5 | 9.8 | 10500 | 10500 | 100% | 1.9 | 0 | 14.3 |  |  |  |  | R-32 | 0.75833 | Residential & Commercial | VSMSHP | Non-Ducted CEE Tier 2
215415545 | Mini/Multi Split | GREE | HRCU-A-CB-O | GWH09AVDXE-D6DNA1A/O |  | Mini-Splits(Non-Ducted) | GKH(09)DA-D6DN***/I |  | 9100 | 22.5 | 9.5 | 10500 | 9000 | 85.71% | 1.75 | 0 | 13.65 |  |  |  |  | R-32 | 0.75833 | Residential & Commercial | VSMSHP | Non-Ducted CEE Tier 2
215415546 | Mini/Multi Split | GREE | HRCU-A-CB-O | GWH09AVDXE-D6DNA1A/O |  | Mini-Splits(Non-Ducted) | GEH(09)AA-D6DN***/I |  | 9100 | 23.3 | 9.5 | 10500 | 10000 | 95.24% | 1.75 | 0 | 15.3 |  |  |  |  | R-32 | 0.75833 | Residential & Commercial | VSMSHP | Non-Ducted CEE Tier 2
212615061 | Mini/Multi Split | YONAN | HRCU-A-CB-O | YS-09HRFN1-C5OU |  | Mini-Splits(Non-Ducted) | YS-09HRFN1-C5 |  | 9000 | 25.5 | 12.3 | 10000 | 7500 | 75% | 2.17 | 15 | 15 |  |  |  |  | R-410A | 0.75 | Residential & Commercial | VSMSHP | Non-Ducted CEE Tier 2
212615065 | Mini/Multi Split | YONAN | HRCU-A-CB-O | YS-09HRFN1-E0OU |  | Mini-Splits(Non-Ducted) | YS-09HRFN1-E0 |  | 9000 | 28.5 | 18 | 12000 | 13700 | 114.2% | 1.85 | 16 | 16 |  |  |  |  | R-410A | 0.75 | Residential & Commercial | VSMSHP | Non-Ducted CEE Tier 2
212615066 | Mini/Multi Split | YONAN | HRCU-A-CB-O | YS-12HRFN1-E0OU |  | Mini-Splits(Non-Ducted) | YS-12HRFN1-E0 |  | 12000 | 27 | 12 | 12000 | 13700 | 114.2% | 1.85 | 13.8 | 14 |  |  |  |  | R-410A | 1 | Residential & Commercial | VSMSHP | Non-Ducted CEE Tier 2
215415525 | Mini/Multi Split | GREE | HRCU-A-CB-O | GWH12AVDXE-D6DNA1A/O |  | Mini-Splits(Non-Ducted) | GKH(12)DA-D6DN***/I |  | 12000 | 20 | 8.5 | 12000 | 10000 | 83.33% | 1.9 | 0 | 12.3 |  |  |  |  | R-32 | 1 | Residential & Commercial | VSMSHP
215415526 | Mini/Multi Split | GREE | HRCU-A-CB-O | GWH12AVDXE-D6DNA1A/O |  | Mini-Splits(Non-Ducted) | GTH(12)CA-D6DN***/I |  | 12000 | 23 | 8.5 | 12000 | 10000 | 83.33% | 1.9 | 0 | 13 |  |  |  |  | R-32 | 1 | Residential & Commercial | VSMSHP
215415528 | Mini/Multi Split | GREE | HRCU-A-CB-O | SAP12HP230V1R32AO |  | Mini-Splits(Non-Ducted) | CAS12HP230V1R32AH |  | 12000 | 23 | 9 | 12000 | 10000 | 83.33% | 1.9 | 0 | 13 |  |  |  |  | R-32 | 1 | Residential & Commercial | VSMSHP
215415529 | Mini/Multi Split | GREE | HRCU-A-CB-O | SAP12HP230V1R32AO |  | Mini-Splits(Non-Ducted) | FLR12HP230V1R32AH |  | 12000 | 23 | 9.5 | 12000 | 10200 | 85% | 1.9 | 0 | 13 |  |  |  |  | R-32 | 1 | Residential & Commercial | VSMSHP | Non-Ducted CEE Tier 2
215415530 | Mini/Multi Split | GREE | HRCU-A-CB-O | SAP12HP230V1R32AO |  | Mini-Splits(Non-Ducted) | CON12HP230V1R32AH |  | 12000 | 23 | 9 | 12000 | 10200 | 85% | 1.9 | 0 | 13 |  |  |  |  | R-32 | 1 | Residential & Commercial | VSMSHP
215415531 | Mini/Multi Split | GREE | HRCU-A-CB-O | SAP12HP230V1R32AO |  | Mini-Splits(Non-Ducted) | OWC12HP230V1R32AH |  | 12000 | 21.5 | 9.5 | 12000 | 10000 | 83.33% | 1.9 | 0 | 12.3 |  |  |  |  | R-32 | 1 | Residential & Commercial | VSMSHP | Non-Ducted CEE Tier 2
212596839 | Mini/Multi Split | MOOVAIR | HRCU-A-CB-O | DMA12HOS25230E8 |  | Mini-Splits(Non-Ducted) | DUB12HIFU230X5A |  | 12000 | 25 | 11 | 12000 | 8400 | 70% | 2.38 | 13 | 13 |  |  |  |  | R-410A | 1 | Residential & Commercial | VSMSHP | Non-Ducted CEE Tier 2
212596840 | Mini/Multi Split | MOOVAIR | HRCU-A-CB-O | DMA12HOS28230E8 |  | Mini-Splits(Non-Ducted) | DUB12HIFU230X5A |  | 12000 | 24.2 | 10.7 | 12000 | 11900 | 99.17% | 1.99 | 13.3 | 13.3 |  |  |  |  | R-410A | 1 | Residential & Commercial | VSMSHP | Non-Ducted CEE Tier 2
212600486 | Mini/Multi Split | GREE | HRCU-A-CB-O | GWH24ATEXF-D3DNA1F/O |  | Mini-Splits(Non-Ducted) | GWH24AWEXF-D3DN***/I |  | 22000 | 24.5 | 10 | 24000 | 19000 | 79.17% | 1.8 | 0 | 12.25 |  |  |  |  | R-410A | 1.8333 | Residential & Commercial | VSMSHP | Non-Ducted CEE Tier 2
213286799 | Mini/Multi Split | Hessaire | HRCU-A-CB-O | H24E2 |  | Mini-Splits(Non-Ducted) | H24E2 |  | 23000 | 20.5 | 8.6 | 23000 | 18000 | 78.26% | 1.75 | 12.5 | 12.2 |  |  |  |  | R-410A | 1.9167 | Residential & Commercial | VSMSHP
213288941 | Mini/Multi Split | SAMSUNG | HRCU-A-CB-O | AR24CSDAEWKX |  | Mini-Splits(Non-Ducted) | AR24CSDADWKN |  | 21000 | 20 | 9.5 | 24400 | 24400 | 100% | 2 | 0 | 12.5 |  |  |  |  | R-410A | 1.75 | Residential & Commercial | VSMSHP | Non-Ducted CEE Tier 2
213288942 | Mini/Multi Split | SAMSUNG | HRCU-A-CB-O | AR24CSDADWKX |  | Mini-Splits(Non-Ducted) | AR24CSDADWKN |  | 21000 | 20 | 9.5 | 24400 | 24400 | 100% | 2 | 0 | 12.5 |  |  |  |  | R-410A | 1.75 | Residential & Commercial | VSMSHP | Non-Ducted CEE Tier 2
213288943 | Mini/Multi Split | SAMSUNG | HRCU-A-CB-O | AR18CSDAEWKX |  | Mini-Splits(Non-Ducted) | AR18CSDABWKN |  | 18000 | 21 | 9.7 | 20000 | 19000 | 95% | 2 | 0 | 13.15 |  |  |  |  | R-410A | 1.5 | Residential & Commercial | VSMSHP | Non-Ducted CEE Tier 2
213288945 | Mini/Multi Split | SAMSUNG | HRCU-A-CB-O | AR18CSDADWKX |  | Mini-Splits(Non-Ducted) | AR18CSDABWKN |  | 18000 | 21 | 9.7 | 20000 | 19000 | 95% | 2 | 0 | 13.15 |  |  |  |  | R-410A | 1.5 | Residential & Commercial | VSMSHP | Non-Ducted CEE Tier 2
212615056 | Mini/Multi Split | YONAN | HRCU-A-CB-O | YS-09HRFN1-C1OU |  | Mini-Splits(Non-Ducted) | YS-09HRFN1-C1 |  | 9000 | 21.7 | 9.4 | 10000 | 7000 | 70% | 2 | 12.6 | 12.6 |  |  |  |  | R-410A | 0.75 | Residential & Commercial | VSMSHP
212596834 | Mini/Multi Split | GREE | HRCU-A-CB-O | GWH24ATEXF-D3DNA1F/O |  | Mini-Splits(Non-Ducted) | GWH24ATEXF-D3DN***/I |  | 22000 | 24.5 | 10 | 24000 | 19000 | 79.17% | 1.8 | 0 | 12.25 |  |  |  |  | R-410A | 1.8333 | Residential & Commercial | VSMSHP | Non-Ducted CEE Tier 2
209843058 | Mini/Multi Split | CTMorley | HRCU-A-CB-O | MOU-A12H-2 |  | Mini-Splits(Non-Ducted) | MIU-A12C-2 |  | 12000 | 22.3 | 10.2 | 12000 | 11300 | 94.17% | 1.89 | 12.7 | 12.7 |  |  |  |  | R-410A | 1 | Residential & Commercial | VSMSHP | Non-Ducted CEE Tier 2
209843060 | Mini/Multi Split | CTMorley | HRCU-A-CB-O | MOU-A12H-2 |  | Mini-Splits(Non-Ducted) | MIU-A12F-2 |  | 12000 | 23.6 | 10 | 12000 | 12000 | 100% | 1.89 | 13 | 13 |  |  |  |  | R-410A | 1 | Residential & Commercial | VSMSHP | Non-Ducted CEE Tier 2
209843061 | Mini/Multi Split | CTMorley | HRCU-A-CB-O | MOU-A18H-2 |  | Mini-Splits(Non-Ducted) | MIU-A18C-2 |  | 16000 | 20 | 9.5 | 17000 | 16000 | 94.12% | 1.75 | 12.5 | 12.5 |  |  |  |  | R-410A | 1.3333 | Residential & Commercial | VSMSHP | Non-Ducted CEE Tier 2
209843063 | Mini/Multi Split | CTMorley | HRCU-A-CB-O | MOU-A18H-2 |  | Mini-Splits(Non-Ducted) | MIU-A18F-2 |  | 17000 | 20.5 | 9.8 | 18000 | 16800 | 93.33% | 1.86 | 12.5 | 12.5 |  |  |  |  | R-410A | 1.4167 | Residential & Commercial | VSMSHP | Non-Ducted CEE Tier 2
209843064 | Mini/Multi Split | CTMorley | HRCU-A-CB-O | MOU-A24H-2 |  | Mini-Splits(Non-Ducted) | MIU-A24C-2 |  | 24000 | 20.5 | 11.5 | 25000 | 25800 | 103.2% | 2 | 11 | 11 |  |  |  |  | R-410A | 2 | Residential & Commercial | VSMSHP | Non-Ducted CEE Tier 2
209843066 | Mini/Multi Split | CTMorley | HRCU-A-CB-O | MOU-A24H-2 |  | Mini-Splits(Non-Ducted) | MIU-A24F-2 |  | 24000 | 20.5 | 11 | 25000 | 25000 | 100% | 2.1 | 11.5 | 11.7 |  |  |  |  | R-410A | 2 | Residential & Commercial | VSMSHP | Non-Ducted CEE Tier 2
209843072 | Mini/Multi Split | CTMorley | HRCU-A-CB-O | MOU-A48L-2 |  | Mini-Splits(Non-Ducted) | MIU-A48LF-2 |  | 48000 | 18.9 | 10 | 50000 | 35000 | 70% | 1.85 | 9.3 | 9.3 |  |  |  |  | R-410A | 4 | Residential & Commercial | VSMSHP | Non-Ducted CEE Tier 2
209843075 | Mini/Multi Split | CTMorley | HRCU-A-CB-O | MOU-A36LH-2 |  | Mini-Splits(Non-Ducted) | MIU-A36LC-2 |  | 36000 | 19.4 | 10.5 | 40000 | 40000 | 100% | 1.85 | 9.5 | 9.5 |  |  |  |  | R-410A | 3 | Residential & Commercial | VSMSHP | Non-Ducted CEE Tier 2
209843077 | Mini/Multi Split | CTMorley | HRCU-A-CB-O | MOU-A36LH-2 |  | Mini-Splits(Non-Ducted) | MIU-A36LF-2 |  | 36000 | 17.6 | 10 | 39000 | 36600 | 93.85% | 1.75 | 8.6 | 8.8 |  |  |  |  | R-410A | 3 | Residential & Commercial | VSMSHP
209843078 | Mini/Multi Split | CTMorley | HRCU-A-CB-O | MOU-A48LH-2 |  | Mini-Splits(Non-Ducted) | MIU-A48LC-2 |  | 48000 | 16.8 | 10.7 | 53000 | 48000 | 90.57% | 1.98 | 8.3 | 8.3 |  |  |  |  | R-410A | 4 | Residential & Commercial | VSMSHP
209843080 | Mini/Multi Split | CTMorley | HRCU-A-CB-O | MOU-A48LH-2 |  | Mini-Splits(Non-Ducted) | MIU-A48LF-2 |  | 48000 | 17 | 9.8 | 51000 | 49000 | 96.08% | 1.8 | 8.2 | 8.2 |  |  |  |  | R-410A | 4 | Residential & Commercial | VSMSHP
209843081 | Mini/Multi Split | CTMorley | HRCU-A-CB-O | MOU-A09H-2 |  | Mini-Splits(Non-Ducted) | MIU-A09C-2 |  | 9000 | 20.5 | 10.3 | 9800 | 10000 | 102% | 1.8 | 13 | 13 |  |  |  |  | R-410A | 0.75 | Residential & Commercial | VSMSHP | Non-Ducted CEE Tier 2
209847244 | Mini/Multi Split | MIDEA | HRCU-A-CB-O | MASAG09-21HS1GB |  | Mini-Splits(Non-Ducted) | MASAG09-21HS1GA |  | 9000 | 21.5 | 9.1 | 10000 | 7000 | 70% | 2.16 | 12.5 | 12.5 |  |  |  |  | R-410A | 0.75 | Residential & Commercial | VSMSHP
209847245 | Mini/Multi Split | MIDEA | HRCU-A-CB-O | MASAG09-21HS2GB |  | Mini-Splits(Non-Ducted) | MASAG09-21HS2GA |  | 9000 | 21.7 | 9.4 | 10000 | 7000 | 70% | 2 | 12.6 | 12.6 |  |  |  |  | R-410A | 0.75 | Residential & Commercial | VSMSHP
209847247 | Mini/Multi Split | KINGHOME | HRCU-A-CB-O | KW12HQ25SDO |  | Mini-Splits(Non-Ducted) | KW12HQ25SDI |  | 12000 | 24 | 9 | 12000 | 9000 | 75% | 1.85 | 12.5 | 12.5 |  |  |  |  | R-410A | 1 | Residential & Commercial | VSMSHP
209847248 | Mini/Multi Split | KINGHOME | HRCU-A-CB-O | KW12HQ25SAO |  | Mini-Splits(Non-Ducted) | KW12HQ25SAI |  | 12000 | 24 | 9 | 12000 | 8800 | 73.33% | 1.85 | 12.5 | 12 |  |  |  |  | R-410A | 1 | Residential & Commercial | VSMSHP
209847249 | Mini/Multi Split | KINGHOME | HRCU-A-CB-O | KW09HQ25SDO |  | Mini-Splits(Non-Ducted) | KW09HQ25SDI |  | 9100 | 25.5 | 10.2 | 10500 | 9100 | 86.67% | 1.86 | 14.7 | 14.7 |  |  |  |  | R-410A | 0.75833 | Residential & Commercial | VSMSHP | Non-Ducted CEE Tier 2
209847250 | Mini/Multi Split | KINGHOME | HRCU-A-CB-O | KW09HQ25SAO |  | Mini-Splits(Non-Ducted) | KW09HQ25SAI |  | 9100 | 27 | 10 | 10000 | 9900 | 99% | 1.87 | 14.55 | 14.55 |  |  |  |  | R-410A | 0.75833 | Residential & Commercial | VSMSHP | Non-Ducted CEE Tier 2
209862119 | Mini/Multi Split | PREMIUM LEVELLA | HRCU-A-CB-O | PIAW93700B |  | Mini-Splits(Non-Ducted) | PIAW93690A |  | 9000 | 21.5 | 9.1 | 10000 | 7000 | 70% | 2.16 | 12.5 | 12.5 |  |  |  |  | R-410A | 0.75 | Residential & Commercial | VSMSHP
209862121 | Mini/Multi Split | PREMIUM LEVELLA | HRCU-A-CB-O | PIAW93800B |  | Mini-Splits(Non-Ducted) | PIAW93790A |  | 9000 | 21.7 | 9.4 | 10000 | 7000 | 70% | 2 | 12.6 | 12.6 |  |  |  |  | R-410A | 0.75 | Residential & Commercial | VSMSHP
209862149 | Mini/Multi Split | KLIMAIRE | HRCU-A-CB-O | KSIE009-H221-O-2 |  | Mini-Splits(Non-Ducted) | KSIE009-H221-IW-2 |  | 9000 | 24 | 11.4 | 10000 | 7800 | 78% | 2.18 | 14 | 14 |  |  |  |  | R-410A | 0.75 | Residential & Commercial | VSMSHP | Non-Ducted CEE Tier 2
209862151 | Mini/Multi Split | KLIMAIRE | HRCU-A-CB-O | KSIE018-H220-O-2 |  | Mini-Splits(Non-Ducted) | KSIE018-H220-IW-2 |  | 18000 | 23.7 | 10.3 | 18000 | 12600 | 70% | 2.39 | 13.5 | 13.5 |  |  |  |  | R-410A | 1.5 | Residential & Commercial | VSMSHP | Non-Ducted CEE Tier 2
209862153 | Mini/Multi Split | KLIMAIRE | HRCU-A-CB-O | KSIH009-H225-O-2 |  | Mini-Splits(Non-Ducted) | KSIH009-H225-IW-2 |  | 9000 | 26.4 | 11.6 | 12000 | 11000 | 91.67% | 1.85 | 15.8 | 15.8 |  |  |  |  | R-410A | 0.75 | Residential & Commercial | VSMSHP | Non-Ducted CEE Tier 2
209862154 | Mini/Multi Split | KLIMAIRE | HRCU-A-CB-O | KSIH012-H222-O-2 |  | Mini-Splits(Non-Ducted) | KSIH012-H222-IW-2 |  | 12000 | 23.1 | 10.5 | 12000 | 11000 | 91.67% | 1.88 | 13 | 13 |  |  |  |  | R-410A | 1 | Residential & Commercial | VSMSHP | Non-Ducted CEE Tier 2
209862155 | Mini/Multi Split | KLIMAIRE | HRCU-A-CB-O | KSIH018-H220-O-2 |  | Mini-Splits(Non-Ducted) | KSIH018-H220-IW-2 |  | 18000 | 22 | 10.6 | 18000 | 17200 | 95.56% | 1.89 | 13 | 13 |  |  |  |  | R-410A | 1.5 | Residential & Commercial | VSMSHP | Non-Ducted CEE Tier 2
209862156 | Mini/Multi Split | KLIMAIRE | HRCU-A-CB-O | KSIH024-H220-O-2 |  | Mini-Splits(Non-Ducted) | KSIH024-H220-IW-2 |  | 23000 | 22.3 | 10.3 | 26000 | 23000 | 88.46% | 1.8 | 12.5 | 12.5 |  |  |  |  | R-410A | 1.9167 | Residential & Commercial | VSMSHP | Non-Ducted CEE Tier 2
209862157 | Mini/Multi Split | KLIMAIRE | HRCU-A-CB-O | KSIE009-H221-O-2 |  | Mini-Splits(Non-Ducted) | KTIR09-H2 |  | 9000 | 20 | 10 | 10000 | 7400 | 74% | 1.9 | 13 | 13 |  |  |  |  | R-410A | 0.75 | Residential & Commercial | VSMSHP | Non-Ducted CEE Tier 2
209862165 | Mini/Multi Split | KLIMAIRE | HRCU-A-CB-O | KSIE024-H220-O-2 |  | Mini-Splits(Non-Ducted) | KUIR24-H2 |  | 24000 | 21.2 | 10.3 | 24000 | 18200 | 75.83% | 2.2 | 12.5 | 12.5 |  |  |  |  | R-410A | 2 | Residential & Commercial | VSMSHP | Non-Ducted CEE Tier 2
209862166 | Mini/Multi Split | KLIMAIRE | HRCU-A-CB-O | KSIH009-H225-O-2 |  | Mini-Splits(Non-Ducted) | KTIR09-H2 |  | 9000 | 20.5 | 10.3 | 9800 | 10000 | 102% | 1.8 | 13 | 13 |  |  |  |  | R-410A | 0.75 | Residential & Commercial | VSMSHP | Non-Ducted CEE Tier 2
209862167 | Mini/Multi Split | KLIMAIRE | HRCU-A-CB-O | KSIH012-H222-O-2 |  | Mini-Splits(Non-Ducted) | KTIR12-H2 |  | 12000 | 22.3 | 10.2 | 12000 | 11300 | 94.17% | 1.89 | 12.7 | 12.7 |  |  |  |  | R-410A | 1 | Residential & Commercial | VSMSHP | Non-Ducted CEE Tier 2
209862168 | Mini/Multi Split | KLIMAIRE | HRCU-A-CB-O | KSIH018-H220-O-2 |  | Mini-Splits(Non-Ducted) | KTIR18-H2 |  | 16000 | 20 | 9.5 | 17000 | 16000 | 94.12% | 1.75 | 12.5 | 12.5 |  |  |  |  | R-410A | 1.3333 | Residential & Commercial | VSMSHP | Non-Ducted CEE Tier 2
209862173 | Mini/Multi Split | KLIMAIRE | HRCU-A-CB-O | KSIH018-H220-O-2 |  | Mini-Splits(Non-Ducted) | KUIR18-H2 |  | 17000 | 20.5 | 9.8 | 18000 | 16800 | 93.33% | 1.86 | 12.5 | 12.5 |  |  |  |  | R-410A | 1.4167 | Residential & Commercial | VSMSHP | Non-Ducted CEE Tier 2
209862174 | Mini/Multi Split | KLIMAIRE | HRCU-A-CB-O | KSIH024-H220-O-2 |  | Mini-Splits(Non-Ducted) | KUIR24-H2 |  | 24000 | 20.5 | 11 | 25000 | 25000 | 100% | 2.1 | 11.5 | 11.7 |  |  |  |  | R-410A | 2 | Residential & Commercial | VSMSHP | Non-Ducted CEE Tier 2
209862179 | Mini/Multi Split | KLIMAIRE | HRCU-A-CB-O | KSIR048-H218-2 |  | Mini-Splits(Non-Ducted) | KFUF048-H2G1 |  | 48000 | 18.9 | 10 | 50000 | 35000 | 70% | 1.85 | 9.3 | 9.3 |  |  |  |  | R-410A | 4 | Residential & Commercial | VSMSHP | Non-Ducted CEE Tier 2
209550306 | Mini/Multi Split | GREE | HRCU-A-CB-O | GWH09QCXB-A3DND4B/O |  | Mini-Splits(Non-Ducted) | GWH09QCXB-A3DN***/I |  | 9100 | 20 | 8.6 | 10000 | 8900 | 89% | 1.79 | 12.5 | 12.5 |  |  |  |  | R-410A | 0.75833 | Residential & Commercial | VSMSHP
209550307 | Mini/Multi Split | BLUERIDGE | HRCU-A-CB-O | BMY6HH27C |  | Mini-Splits(Non-Ducted) | BMM6CC2 |  | 6500 | 22 | 10.8 | 7100 | 8000 | 112.7% | 2 | 14.5 | 14.5 |  |  |  |  | R-410A | 0.54167 | Residential & Commercial | VSMSHP | Non-Ducted CEE Tier 2
209550308 | Mini/Multi Split | BLUERIDGE | HRCU-A-CB-O | BMY9HH28C |  | Mini-Splits(Non-Ducted) | BMM9CC2 |  | 9000 | 24 | 12.4 | 10900 | 10500 | 96.33% | 1.8 | 13 | 13 |  |  |  |  | R-410A | 0.75 | Residential & Commercial | VSMSHP | Non-Ducted CEE Tier 2
209550309 | Mini/Multi Split | BLUERIDGE | HRCU-A-CB-O | BMY12HH26C |  | Mini-Splits(Non-Ducted) | BMM12CC2 |  | 12000 | 23 | 10 | 12500 | 11000 | 88% | 1.8 | 13 | 13 |  |  |  |  | R-410A | 1 | Residential & Commercial | VSMSHP | Non-Ducted CEE Tier 2
209550310 | Mini/Multi Split | BLUERIDGE | HRCU-A-CB-O | BMY18HH22C |  | Mini-Splits(Non-Ducted) | BMM18CC2 |  | 16700 | 19.8 | 11.2 | 20000 | 16700 | 83.5% | 1.93 | 12.5 | 12.5 |  |  |  |  | R-410A | 1.3917 | Residential & Commercial | VSMSHP | Non-Ducted CEE Tier 2
209550311 | Mini/Multi Split | BLUERIDGE | HRCU-A-CB-O | BMY12HH26C |  | Mini-Splits(Non-Ducted) | BMM12LW |  | 12000 | 24.2 | 10.7 | 12000 | 11900 | 99.17% | 1.99 | 13.3 | 13.3 |  |  |  |  | R-410A | 1 | Residential & Commercial | VSMSHP | Non-Ducted CEE Tier 2
209550312 | Mini/Multi Split | BLUERIDGE | HRCU-A-CB-O | BMY18HH22C |  | Mini-Splits(Non-Ducted) | BMM16LW |  | 16000 | 20.2 | 8.9 | 17000 | 16700 | 98.24% | 1.76 | 11 | 11 |  |  |  |  | R-410A | 1.3333 | Residential & Commercial | VSMSHP
209550322 | Mini/Multi Split | GREE | HRCU-A-CB-O | GWH09AGCXD-D3DNA1A/O |  | Mini-Splits(Non-Ducted) | GTH(09)CA-D3DN***/I |  | 9100 | 19 | 9.5 | 10500 | 10000 | 95.24% | 1.85 | 13 | 13 |  |  |  |  | R-410A | 0.75833 | Residential & Commercial | VSMSHP | Non-Ducted CEE Tier 2
209550324 | Mini/Multi Split | TGM | HRCU-A-CB-O | MRAPT12AS |  | Mini-Splits(Non-Ducted) | MWAPT12S |  | 12000 | 25.5 | 10.4 | 12000 | 12000 | 100% | 1.8 | 14 | 14 |  |  |  |  | R-410A | 1 | Residential & Commercial | VSMSHP | Non-Ducted CEE Tier 2
209694741 | Mini/Multi Split | CTMorley | HRCU-A-CB-O | MOU-A09G-1 |  | Mini-Splits(Non-Ducted) | MIU-A09W-1 |  | 9000 | 21.5 | 9.1 | 10000 | 7000 | 70% | 2.16 | 12.5 | 12.5 |  |  |  |  | R-410A | 0.75 | Residential & Commercial | VSMSHP
209694745 | Mini/Multi Split | CTMorley | HRCU-A-CB-O | MOU-A09H-2 |  | Mini-Splits(Non-Ducted) | MIU-A09W-2 |  | 9000 | 26.4 | 11.6 | 12000 | 11000 | 91.67% | 1.85 | 15.8 | 15.8 |  |  |  |  | R-410A | 0.75 | Residential & Commercial | VSMSHP | Non-Ducted CEE Tier 2
209694746 | Mini/Multi Split | CTMorley | HRCU-A-CB-O | MOU-A12H-2 |  | Mini-Splits(Non-Ducted) | MIU-A12W-2 |  | 12000 | 23.1 | 10.5 | 12000 | 11000 | 91.67% | 1.88 | 13 | 13 |  |  |  |  | R-410A | 1 | Residential & Commercial | VSMSHP | Non-Ducted CEE Tier 2
209694747 | Mini/Multi Split | CTMorley | HRCU-A-CB-O | MOU-A18H-2 |  | Mini-Splits(Non-Ducted) | MIU-A18W-2 |  | 18000 | 22 | 10.6 | 18000 | 17200 | 95.56% | 1.89 | 13 | 13 |  |  |  |  | R-410A | 1.5 | Residential & Commercial | VSMSHP | Non-Ducted CEE Tier 2
209694748 | Mini/Multi Split | CTMorley | HRCU-A-CB-O | MOU-A24H-2 |  | Mini-Splits(Non-Ducted) | MIU-A24W-2 |  | 23000 | 22.3 | 10.3 | 26000 | 23000 | 88.46% | 1.8 | 12.5 | 12.5 |  |  |  |  | R-410A | 1.9167 | Residential & Commercial | VSMSHP | Non-Ducted CEE Tier 2
209748099 | Mini/Multi Split | AC PRO.COM | HRCU-A-CB-O | AOX230-09HFN1-MW5W |  | Mini-Splits(Non-Ducted) | ACCA3U-09HRFN1-M |  | 9000 | 20 | 10 | 10000 | 7400 | 74% | 1.9 | 13 | 13 |  |  |  |  | R-410A | 0.75 | Residential & Commercial | VSMSHP | Non-Ducted CEE Tier 2
209748102 | Mini/Multi Split | AC PRO.COM | HRCU-A-CB-O | AOD32-24HFN1-MT0W |  | Mini-Splits(Non-Ducted) | ACD1-24HRFN1-MT0W |  | 24000 | 21.5 | 9.7 | 25000 | 18500 | 74% | 2.2 | 12.5 | 12.5 |  |  |  |  | R-410A | 2 | Residential & Commercial | VSMSHP | Non-Ducted CEE Tier 2
209748106 | Mini/Multi Split | AC PRO.COM | HRCU-A-CB-O | AOX230-12HFN1-MV5W |  | Mini-Splits(Non-Ducted) | AFAU-12HRFN1-M(C) |  | 12000 | 22.7 | 10.2 | 12000 | 8400 | 70% | 2.26 | 13 | 13 |  |  |  |  | R-410A | 1 | Residential & Commercial | VSMSHP | Non-Ducted CEE Tier 2
209748108 | Mini/Multi Split | AC PRO.COM | HRCU-A-CB-O | AOD32-24HFN1-MT0W |  | Mini-Splits(Non-Ducted) | AUEU-24HRFN1-M(C) |  | 24000 | 21.2 | 10.3 | 24000 | 18200 | 75.83% | 2.2 | 12.5 | 12.5 |  |  |  |  | R-410A | 2 | Residential & Commercial | VSMSHP | Non-Ducted CEE Tier 2
209818478 | Mini/Multi Split | York | HRCU-A-CB-O | DHP30CSB22S |  | Mini-Splits(Non-Ducted) | DHP30NWB22S |  | 30000 | 20 | 8.5 | 30000 | 23200 | 77.33% | 1.81 | 11.25 | 11.25 |  |  |  |  | R-410A | 2.5 | Residential & Commercial | VSMSHP
209818479 | Mini/Multi Split | Luxaire | HRCU-A-CB-O | DHP30CSB22S |  | Mini-Splits(Non-Ducted) | DHP30NWB22S |  | 30000 | 20 | 8.5 | 30000 | 23200 | 77.33% | 1.81 | 11.25 | 11.25 |  |  |  |  | R-410A | 2.5 | Residential & Commercial | VSMSHP
209818480 | Mini/Multi Split | CHAMPION | HRCU-A-CB-O | DHP30CSB22S |  | Mini-Splits(Non-Ducted) | DHP30NWB22S |  | 30000 | 20 | 8.5 | 30000 | 23200 | 77.33% | 1.81 | 11.25 | 11.25 |  |  |  |  | R-410A | 2.5 | Residential & Commercial | VSMSHP
209818481 | Mini/Multi Split | Coleman | HRCU-A-CB-O | DHP30CSB22S |  | Mini-Splits(Non-Ducted) | DHP30NWB22S |  | 30000 | 20 | 8.5 | 30000 | 23200 | 77.33% | 1.81 | 11.25 | 11.25 |  |  |  |  | R-410A | 2.5 | Residential & Commercial | VSMSHP
209818482 | Mini/Multi Split | SMARTFLEX | HRCU-A-CB-O | DHP30CSB22S |  | Mini-Splits(Non-Ducted) | DHP30NWB22S |  | 30000 | 20 | 8.5 | 30000 | 23200 | 77.33% | 1.81 | 11.25 | 11.25 |  |  |  |  | R-410A | 2.5 | Residential & Commercial | VSMSHP
209818483 | Mini/Multi Split | York | HRCU-A-CB-O | DHP36CSB22S |  | Mini-Splits(Non-Ducted) | DHP36NWB22S |  | 33600 | 20 | 8.5 | 34600 | 24400 | 70.52% | 1.85 | 10.5 | 10.5 |  |  |  |  | R-410A | 2.8 | Residential & Commercial | VSMSHP
209818484 | Mini/Multi Split | Luxaire | HRCU-A-CB-O | DHP36CSB22S |  | Mini-Splits(Non-Ducted) | DHP36NWB22S |  | 33600 | 20 | 8.5 | 34600 | 24400 | 70.52% | 1.85 | 10.5 | 10.5 |  |  |  |  | R-410A | 2.8 | Residential & Commercial | VSMSHP
209818485 | Mini/Multi Split | CHAMPION | HRCU-A-CB-O | DHP36CSB22S |  | Mini-Splits(Non-Ducted) | DHP36NWB22S |  | 33600 | 20 | 8.5 | 34600 | 24400 | 70.52% | 1.85 | 10.5 | 10.5 |  |  |  |  | R-410A | 2.8 | Residential & Commercial | VSMSHP
209818486 | Mini/Multi Split | Coleman | HRCU-A-CB-O | DHP36CSB22S |  | Mini-Splits(Non-Ducted) | DHP36NWB22S |  | 33600 | 20 | 8.5 | 34600 | 24400 | 70.52% | 1.85 | 10.5 | 10.5 |  |  |  |  | R-410A | 2.8 | Residential & Commercial | VSMSHP
209818487 | Mini/Multi Split | SMARTFLEX | HRCU-A-CB-O | DHP36CSB22S |  | Mini-Splits(Non-Ducted) | DHP36NWB22S |  | 33600 | 20 | 8.5 | 34600 | 24400 | 70.52% | 1.85 | 10.5 | 10.5 |  |  |  |  | R-410A | 2.8 | Residential & Commercial | VSMSHP
209832199 | Mini/Multi Split | Mitsubishi Electric | HRCU-A-CB-O | MUZ-FS06NA*** |  | Mini-Splits(Non-Ducted) | MSZ-FS06NA*** |  | 6000 | 32.2 | 11.9 | 8700 | 10500 | 120.7% | 2.46 | 19.05 | 19.05 |  |  |  |  | R-410A | 0.5 | Residential & Commercial | VSMSHP | Non-Ducted CEE Tier 2
209832203 | Mini/Multi Split | Mitsubishi Electric | HRCU-A-CB-O | MUZ-FS12NA*** |  | Mini-Splits(Non-Ducted) | MSZ-FS12NA*** |  | 12000 | 26.3 | 11.1 | 12300 | 14700 | 119.5% | 2.3 | 13.8 | 13.8 |  |  |  |  | R-410A | 1 | Residential & Commercial | VSMSHP | Non-Ducted CEE Tier 2
209832204 | Mini/Multi Split | Mitsubishi Electric | HRCU-A-CB-O | MUZ-FS12NAH*** |  | Mini-Splits(Non-Ducted) | MSZ-FS12NA*** |  | 12000 | 26.3 | 10.4 | 12300 | 14700 | 119.5% | 2.3 | 13.8 | 13.8 |  |  |  |  | R-410A | 1 | Residential & Commercial | VSMSHP | Non-Ducted CEE Tier 2
209832208 | Mini/Multi Split | Mitsubishi Electric | HRCU-A-CB-O | MUZ-FS18NAH*** |  | Mini-Splits(Non-Ducted) | MSZ-FS18NA*** |  | 17200 | 21 | 10.3 | 19000 | 22400 | 117.9% | 2 | 12.5 | 12.5 |  |  |  |  | R-410A | 1.4333 | Residential & Commercial | VSMSHP | Non-Ducted CEE Tier 2
209832258 | Mini/Multi Split | Trane / Mitsubishi Electric | HRCU-A-CB-O | NTXSPH06B112A* |  | Mini-Splits(Non-Ducted) | NTXWPH06B112A* |  | 6000 | 32.2 | 11.9 | 8700 | 10500 | 120.7% | 2.46 | 19.05 | 19.05 |  |  |  |  | R-410A | 0.5 | Residential & Commercial | VSMSHP | Non-Ducted CEE Tier 2
209832259 | Mini/Multi Split | Trane / Mitsubishi Electric | HRCU-A-CB-O | NTXSPH09B112A* |  | Mini-Splits(Non-Ducted) | NTXWPH09B112A* |  | 9000 | 29.8 | 10.9 | 9600 | 11300 | 117.7% | 2.4 | 16.05 | 16.05 |  |  |  |  | R-410A | 0.75 | Residential & Commercial | VSMSHP | Non-Ducted CEE Tier 2
209832260 | Mini/Multi Split | Trane / Mitsubishi Electric | HRCU-A-CB-O | NTXSPH12B112A* |  | Mini-Splits(Non-Ducted) | NTXWPH12B112A* |  | 12000 | 26.3 | 11.1 | 12300 | 14700 | 119.5% | 2.3 | 13.8 | 13.8 |  |  |  |  | R-410A | 1 | Residential & Commercial | VSMSHP | Non-Ducted CEE Tier 2
209832261 | Mini/Multi Split | Trane / Mitsubishi Electric | HRCU-A-CB-O | NTXSPH15B112A* |  | Mini-Splits(Non-Ducted) | NTXWPH15B112A* |  | 14000 | 22.3 | 10.4 | 16000 | 19400 | 121.2% | 2 | 14 | 14 |  |  |  |  | R-410A | 1.1667 | Residential & Commercial | VSMSHP | Non-Ducted CEE Tier 2
209832262 | Mini/Multi Split | Trane / Mitsubishi Electric | HRCU-A-CB-O | NTXSPH18B112A* |  | Mini-Splits(Non-Ducted) | NTXWPH18B112A* |  | 17200 | 21 | 10.7 | 19000 | 22400 | 117.9% | 2 | 12.5 | 12.5 |  |  |  |  | R-410A | 1.4333 | Residential & Commercial | VSMSHP | Non-Ducted CEE Tier 2
209832980 | Mini/Multi Split | Trane / Mitsubishi Electric | HRCU-A-CB-O | MUZ-FS06NA*** |  | Mini-Splits(Non-Ducted) | NTXWPH06B112A* |  | 6000 | 32.2 | 11.9 | 8700 | 10500 | 120.7% | 2.46 | 19.05 | 19.05 |  |  |  |  | R-410A | 0.5 | Residential & Commercial | VSMSHP | Non-Ducted CEE Tier 2
209832981 | Mini/Multi Split | Trane / Mitsubishi Electric | HRCU-A-CB-O | NTXSPH06B112A* |  | Mini-Splits(Non-Ducted) | MSZ-FS06NA*** |  | 6000 | 32.2 | 11.9 | 8700 | 10500 | 120.7% | 2.46 | 19.05 | 19.05 |  |  |  |  | R-410A | 0.5 | Residential & Commercial | VSMSHP | Non-Ducted CEE Tier 2
209832982 | Mini/Multi Split | Trane / Mitsubishi Electric | HRCU-A-CB-O | NTXSPH06B112A* |  | Mini-Splits(Non-Ducted) | NAXWPH06B112A* |  | 6000 | 32.2 | 11.9 | 8700 | 10500 | 120.7% | 2.46 | 19.05 | 19.05 |  |  |  |  | R-410A | 0.5 | Residential & Commercial | VSMSHP | Non-Ducted CEE Tier 2
209832983 | Mini/Multi Split | Trane / Mitsubishi Electric | HRCU-A-CB-O | NTXSPB06B112A* |  | Mini-Splits(Non-Ducted) | MSZ-FS06NA*** |  | 6000 | 32.2 | 10.9 | 8700 | 10500 | 120.7% | 2.46 | 19 | 19.05 |  |  |  |  | R-410A | 0.5 | Residential & Commercial | VSMSHP | Non-Ducted CEE Tier 2
209832984 | Mini/Multi Split | American Standard / Mitsubishi Electric | HRCU-A-CB-O | MUZ-FS09NA*** |  | Mini-Splits(Non-Ducted) | NAXWPH09B112A* |  | 9000 | 29.8 | 10.9 | 9600 | 11300 | 117.7% | 2.4 | 16.05 | 16.05 |  |  |  |  | R-410A | 0.75 | Residential & Commercial | VSMSHP | Non-Ducted CEE Tier 2
209832985 | Mini/Multi Split | Trane / Mitsubishi Electric | HRCU-A-CB-O | MUZ-FS09NA*** |  | Mini-Splits(Non-Ducted) | NTXWPH09B112A* |  | 9000 | 29.8 | 10.9 | 9600 | 11300 | 117.7% | 2.4 | 16.05 | 16.05 |  |  |  |  | R-410A | 0.75 | Residential & Commercial | VSMSHP | Non-Ducted CEE Tier 2
209832986 | Mini/Multi Split | Trane / Mitsubishi Electric | HRCU-A-CB-O | NTXSPH09B112A* |  | Mini-Splits(Non-Ducted) | MSZ-FS09NA*** |  | 9000 | 29.8 | 10.9 | 9600 | 11300 | 117.7% | 2.4 | 16.05 | 16.05 |  |  |  |  | R-410A | 0.75 | Residential & Commercial | VSMSHP | Non-Ducted CEE Tier 2
209832987 | Mini/Multi Split | Trane / Mitsubishi Electric | HRCU-A-CB-O | NTXSPH09B112A* |  | Mini-Splits(Non-Ducted) | NAXWPH09B112A* |  | 9000 | 29.8 | 10.9 | 9600 | 11300 | 117.7% | 2.4 | 16.05 | 16.05 |  |  |  |  | R-410A | 0.75 | Residential & Commercial | VSMSHP | Non-Ducted CEE Tier 2
209832988 | Mini/Multi Split | Trane / Mitsubishi Electric | HRCU-A-CB-O | NTXSPB09B112A* |  | Mini-Splits(Non-Ducted) | MSZ-FS09NA*** |  | 9000 | 29.8 | 10 | 9600 | 11300 | 117.7% | 2.4 | 16.1 | 16.05 |  |  |  |  | R-410A | 0.75 | Residential & Commercial | VSMSHP | Non-Ducted CEE Tier 2
209832989 | Mini/Multi Split | American Standard / Mitsubishi Electric | HRCU-A-CB-O | MUZ-FS12NA*** |  | Mini-Splits(Non-Ducted) | NAXWPH12B112A* |  | 12000 | 26.3 | 11.1 | 12300 | 14700 | 119.5% | 2.3 | 13.8 | 13.8 |  |  |  |  | R-410A | 1 | Residential & Commercial | VSMSHP | Non-Ducted CEE Tier 2
209832990 | Mini/Multi Split | Trane / Mitsubishi Electric | HRCU-A-CB-O | MUZ-FS12NA*** |  | Mini-Splits(Non-Ducted) | NTXWPH12B112A* |  | 12000 | 26.3 | 11.1 | 12300 | 14700 | 119.5% | 2.3 | 13.8 | 13.8 |  |  |  |  | R-410A | 1 | Residential & Commercial | VSMSHP | Non-Ducted CEE Tier 2
209832991 | Mini/Multi Split | Trane / Mitsubishi Electric | HRCU-A-CB-O | NTXSPH12B112A* |  | Mini-Splits(Non-Ducted) | MSZ-FS12NA*** |  | 12000 | 26.3 | 11.1 | 12300 | 14700 | 119.5% | 2.3 | 13.8 | 13.8 |  |  |  |  | R-410A | 1 | Residential & Commercial | VSMSHP | Non-Ducted CEE Tier 2
209832992 | Mini/Multi Split | Trane / Mitsubishi Electric | HRCU-A-CB-O | NTXSPH12B112A* |  | Mini-Splits(Non-Ducted) | NAXWPH12B112A* |  | 12000 | 26.3 | 11.1 | 12300 | 14700 | 119.5% | 2.3 | 13.8 | 13.8 |  |  |  |  | R-410A | 1 | Residential & Commercial | VSMSHP | Non-Ducted CEE Tier 2
209832993 | Mini/Multi Split | Trane / Mitsubishi Electric | HRCU-A-CB-O | NTXSPB12B112A* |  | Mini-Splits(Non-Ducted) | MSZ-FS12NA*** |  | 12000 | 26.3 | 10.4 | 12300 | 14700 | 119.5% | 2.3 | 13.8 | 13.8 |  |  |  |  | R-410A | 1 | Residential & Commercial | VSMSHP | Non-Ducted CEE Tier 2
209832994 | Mini/Multi Split | American Standard / Mitsubishi Electric | HRCU-A-CB-O | MUZ-FS15NA*** |  | Mini-Splits(Non-Ducted) | NAXWPH15B112A* |  | 14000 | 22.3 | 10.4 | 16000 | 19400 | 121.2% | 2 | 14 | 14 |  |  |  |  | R-410A | 1.1667 | Residential & Commercial | VSMSHP | Non-Ducted CEE Tier 2
209832995 | Mini/Multi Split | Trane / Mitsubishi Electric | HRCU-A-CB-O | MUZ-FS15NA*** |  | Mini-Splits(Non-Ducted) | NTXWPH15B112A* |  | 14000 | 22.3 | 10.4 | 16000 | 19400 | 121.2% | 2 | 14 | 14 |  |  |  |  | R-410A | 1.1667 | Residential & Commercial | VSMSHP | Non-Ducted CEE Tier 2
209832996 | Mini/Multi Split | Trane / Mitsubishi Electric | HRCU-A-CB-O | NTXSPH15B112A* |  | Mini-Splits(Non-Ducted) | MSZ-FS15NA*** |  | 14000 | 22.3 | 10.4 | 16000 | 19400 | 121.2% | 2 | 14 | 14 |  |  |  |  | R-410A | 1.1667 | Residential & Commercial | VSMSHP | Non-Ducted CEE Tier 2
209832997 | Mini/Multi Split | Trane / Mitsubishi Electric | HRCU-A-CB-O | NTXSPH15B112A* |  | Mini-Splits(Non-Ducted) | NAXWPH15B112A* |  | 14000 | 22.3 | 10.4 | 16000 | 19400 | 121.2% | 2 | 14 | 14 |  |  |  |  | R-410A | 1.1667 | Residential & Commercial | VSMSHP | Non-Ducted CEE Tier 2
209832998 | Mini/Multi Split | Trane / Mitsubishi Electric | HRCU-A-CB-O | NTXSPB15B112A* |  | Mini-Splits(Non-Ducted) | MSZ-FS15NA*** |  | 14000 | 22.3 | 9.9 | 16000 | 19400 | 121.2% | 2 | 14 | 14 |  |  |  |  | R-410A | 1.1667 | Residential & Commercial | VSMSHP | Non-Ducted CEE Tier 2
209832999 | Mini/Multi Split | American Standard / Mitsubishi Electric | HRCU-A-CB-O | MUZ-FS18NA*** |  | Mini-Splits(Non-Ducted) | NAXWPH18B112A* |  | 17200 | 21 | 10.7 | 19000 | 22400 | 117.9% | 2 | 12.5 | 12.5 |  |  |  |  | R-410A | 1.4333 | Residential & Commercial | VSMSHP | Non-Ducted CEE Tier 2
209833000 | Mini/Multi Split | Trane / Mitsubishi Electric | HRCU-A-CB-O | MUZ-FS18NA*** |  | Mini-Splits(Non-Ducted) | NTXWPH18B112A* |  | 17200 | 21 | 10.7 | 19000 | 22400 | 117.9% | 2 | 12.5 | 12.5 |  |  |  |  | R-410A | 1.4333 | Residential & Commercial | VSMSHP | Non-Ducted CEE Tier 2
209833001 | Mini/Multi Split | Trane / Mitsubishi Electric | HRCU-A-CB-O | NTXSPH18B112A* |  | Mini-Splits(Non-Ducted) | MSZ-FS18NA*** |  | 17200 | 21 | 10.7 | 19000 | 22400 | 117.9% | 2 | 12.5 | 12.5 |  |  |  |  | R-410A | 1.4333 | Residential & Commercial | VSMSHP | Non-Ducted CEE Tier 2
209833002 | Mini/Multi Split | Trane / Mitsubishi Electric | HRCU-A-CB-O | NTXSPH18B112A* |  | Mini-Splits(Non-Ducted) | NAXWPH18B112A* |  | 17200 | 21 | 10.7 | 19000 | 22400 | 117.9% | 2 | 12.5 | 12.5 |  |  |  |  | R-410A | 1.4333 | Residential & Commercial | VSMSHP | Non-Ducted CEE Tier 2
209833003 | Mini/Multi Split | Trane / Mitsubishi Electric | HRCU-A-CB-O | NTXSPB18B112A* |  | Mini-Splits(Non-Ducted) | MSZ-FS18NA*** |  | 17200 | 21 | 10.3 | 19000 | 22400 | 117.9% | 2 | 12.5 | 12.5 |  |  |  |  | R-410A | 1.4333 | Residential & Commercial | VSMSHP | Non-Ducted CEE Tier 2
209842998 | Mini/Multi Split | CLASSIC | HRCU-A-CB-O | MRSVHC24AS |  | Mini-Splits(Non-Ducted) | MC4VHC24S |  | 24000 | 21.5 | 9.7 | 25000 | 18500 | 74% | 2.2 | 12.5 | 12.5 |  |  |  |  | R-410A | 2 | Residential & Commercial | VSMSHP | Non-Ducted CEE Tier 2
209843008 | Mini/Multi Split | CLASSIC | HRCU-A-CB-O | MRSVHC24AS |  | Mini-Splits(Non-Ducted) | MUVHC24S |  | 24000 | 21.2 | 10.3 | 24000 | 18200 | 75.83% | 2.2 | 12.5 | 12.5 |  |  |  |  | R-410A | 2 | Residential & Commercial | VSMSHP | Non-Ducted CEE Tier 2
209843010 | Mini/Multi Split | CLASSIC | HRCU-A-CB-O | MRSVHC48AS |  | Mini-Splits(Non-Ducted) | MUVHC48S |  | 48000 | 18.9 | 10 | 50000 | 35000 | 70% | 1.85 | 9.3 | 9.3 |  |  |  |  | R-410A | 4 | Residential & Commercial | VSMSHP | Non-Ducted CEE Tier 2
209843014 | Mini/Multi Split | TGM | HRCU-A-CB-O | MRSVHT24AS |  | Mini-Splits(Non-Ducted) | MC4VHT24S |  | 24000 | 21.5 | 9.7 | 25000 | 18500 | 74% | 2.2 | 12.5 | 12.5 |  |  |  |  | R-410A | 2 | Residential & Commercial | VSMSHP | Non-Ducted CEE Tier 2
209843024 | Mini/Multi Split | TGM | HRCU-A-CB-O | MRSVHT24AS |  | Mini-Splits(Non-Ducted) | MUVHT24S |  | 24000 | 21.2 | 10.3 | 24000 | 18200 | 75.83% | 2.2 | 12.5 | 12.5 |  |  |  |  | R-410A | 2 | Residential & Commercial | VSMSHP | Non-Ducted CEE Tier 2
209843026 | Mini/Multi Split | TGM | HRCU-A-CB-O | MRSVHT48AS |  | Mini-Splits(Non-Ducted) | MUVHT48S |  | 48000 | 18.9 | 10 | 50000 | 35000 | 70% | 1.85 | 9.3 | 9.3 |  |  |  |  | R-410A | 4 | Residential & Commercial | VSMSHP | Non-Ducted CEE Tier 2
209423516 | Mini/Multi Split | SHARP | HRCU-A-CB-O | AE-X12ZHU |  | Mini-Splits(Non-Ducted) | AY-XP12ZHU |  | 12000 | 25 | 11 | 16000 | 16000 | 100% | 2.1 | 0 | 16 |  |  |  |  | R-32 | 1 | Residential & Commercial | VSMSHP | Non-Ducted CEE Tier 2
209423517 | Mini/Multi Split | SHARP | HRCU-A-CB-O | AE-X15ZU |  | Mini-Splits(Non-Ducted) | AY-XPC15ZU |  | 14000 | 24 | 11 | 18000 | 15300 | 85% | 2.1 | 0 | 14 |  |  |  |  | R-32 | 1.1667 | Residential & Commercial | VSMSHP | Non-Ducted CEE Tier 2
209424784 | Mini/Multi Split | SHARP | HRCU-A-CB-O | AE-X18ZHU |  | Mini-Splits(Non-Ducted) | AY-XP18ZHU |  | 18000 | 25 | 11.5 | 21600 | 19500 | 90.28% | 2.2 | 0 | 13 |  |  |  |  | R-32 | 1.5 | Residential & Commercial | VSMSHP | Non-Ducted CEE Tier 2
209424847 | Mini/Multi Split | GREE | HRCU-A-CB-O | GWH12AGCXD-D3DNA1A/O |  | Mini-Splits(Non-Ducted) | GKH(12)BB-D3DN***/I |  | 12000 | 24 | 8.5 | 12000 | 9200 | 76.67% | 1.9 | 12.5 | 12.5 |  |  |  |  | R-410A | 1 | Residential & Commercial | VSMSHP
209424848 | Mini/Multi Split | GREE | HRCU-A-CB-O | GWH12AGCXD-D3DNA1A/O |  | Mini-Splits(Non-Ducted) | GTH(12)CA-D3DN***/I |  | 12000 | 18.5 | 8.5 | 12000 | 10000 | 83.33% | 1.85 | 11.5 | 11.5 |  |  |  |  | R-410A | 1 | Residential & Commercial | VSMSHP
209323648 | Mini/Multi Split | GREE | HRCU-A-CB-O | GWH24QEXF-D3DND4D/O |  | Mini-Splits(Non-Ducted) | GWH24QEXF-D3DN***/I |  | 22000 | 22 | 9 | 24000 | 20000 | 83.33% | 1.8 | 12.2 | 12.2 |  |  |  |  | R-410A | 1.8333 | Residential & Commercial | VSMSHP
209399468 | Mini/Multi Split | LENNOX | HRCU-A-CB-O | LI012HO-250P432 |  | Mini-Splits(Non-Ducted) | LI012HI-250P432 |  | 12000 | 24 | 9 | 12000 | 9000 | 75% | 1.85 | 12.5 | 12.5 |  |  |  |  | R-410A | 1 | Residential & Commercial | VSMSHP
209416880 | Mini/Multi Split | NOVAIR | HRCU-A-CB-O | LEA24SZ35SK-O |  | Mini-Splits(Non-Ducted) | LEA24UUSK-I |  | 23000 | 22.3 | 10.3 | 26000 | 23000 | 88.46% | 1.8 | 12.5 | 12.5 |  |  |  |  | R-410A | 1.9167 | Residential & Commercial | VSMSHP | Non-Ducted CEE Tier 2
212521705 | Mini/Multi Split | DAIKIN | HRCU-A-CB-O | RXL09WMVJU* |  | Mini-Splits(Non-Ducted) | FTX09WMVJU* |  | 9000 | 19.5 | 10 | 10900 | 9600 | 88.07% | 1.8 | 0 | 11.5 |  |  |  |  | R-410A | 0.75 | Residential & Commercial | VSMSHP | Non-Ducted CEE Tier 2
212521709 | Mini/Multi Split | DAIKIN | HRCU-A-CB-O | RXL09WMVJU* |  | Mini-Splits(Non-Ducted) | FVXS09WVJU* |  | 9000 | 19.5 | 9.7 | 10100 | 9800 | 97.03% | 1.8 | 0 | 11.5 |  |  |  |  | R-410A | 0.75 | Residential & Commercial | VSMSHP | Non-Ducted CEE Tier 2
212524534 | Mini/Multi Split | TCL | HRCU-A-CB-O | TSH09HDI1NAN0T23 |  | Mini-Splits(Non-Ducted) | TSH09IDI1NAN0T23 |  | 9000 | 23.5 | 9.5 | 9000 | 6800 | 75.56% | 1.8 | 0 | 13.5 |  |  |  |  | R-32 | 0.75 | Residential & Commercial | VSMSHP | Non-Ducted CEE Tier 2
212386867 | Mini/Multi Split | TURBRO | HRCU-A-CB-O | GL12K230-O |  | Mini-Splits(Non-Ducted) | GL12K230-I |  | 12000 | 23 | 9.5 | 12000 | 9100 | 75.83% | 1.8 | 13 | 13 |  |  |  |  | R-410A | 1 | Residential & Commercial | VSMSHP | Non-Ducted CEE Tier 2
212390858 | Mini/Multi Split | ApooDr | HRCU-A-CB-O | ATPRO23-09H1B |  | Mini-Splits(Non-Ducted) | ATPRO23-09H1A |  | 9000 | 23 | 9 | 9500 | 7000 | 73.68% | 1.8 | 12.5 | 12.5 |  |  |  |  | R-410A | 0.75 | Residential & Commercial | VSMSHP
209549002 | Mini/Multi Split | THERMOCORE SYSTEMS | HRCU-A-CB-O | T424S-H209-C |  | Mini-Splits(Non-Ducted) | T424S-H209-E |  | 9000 | 24 | 11.4 | 10000 | 7800 | 78% | 2.18 | 14 | 14 |  |  |  |  | R-410A | 0.75 | Residential & Commercial | VSMSHP | Non-Ducted CEE Tier 2
209549004 | Mini/Multi Split | THERMOCORE SYSTEMS | HRCU-A-CB-O | T424S-H218-C |  | Mini-Splits(Non-Ducted) | T424S-H218-E |  | 18000 | 23.7 | 10.3 | 18000 | 12600 | 70% | 2.39 | 13.5 | 13.5 |  |  |  |  | R-410A | 1.5 | Residential & Commercial | VSMSHP | Non-Ducted CEE Tier 2
209549006 | Mini/Multi Split | THERMOCORE SYSTEMS | HRCU-A-CB-O | T5HH27S-H206-C |  | Mini-Splits(Non-Ducted) | T5HH27S-H206-E |  | 6000 | 26.5 | 13.6 | 7000 | 7500 | 107.1% | 2.1 | 15.8 | 15.8 |  |  |  |  | R-410A | 0.5 | Residential & Commercial | VSMSHP | Non-Ducted CEE Tier 2
209549007 | Mini/Multi Split | THERMOCORE SYSTEMS | HRCU-A-CB-O | T5HH28S-H209-C |  | Mini-Splits(Non-Ducted) | T5HH28S-H209-E |  | 9000 | 28.1 | 11.5 | 12000 | 10600 | 88.33% | 2 | 16.2 | 16.2 |  |  |  |  | R-410A | 0.75 | Residential & Commercial | VSMSHP | Non-Ducted CEE Tier 2
209549008 | Mini/Multi Split | THERMOCORE SYSTEMS | HRCU-A-CB-O | T5HH26S-H212-C |  | Mini-Splits(Non-Ducted) | T5HH26S-H212-E |  | 12000 | 25.5 | 10.4 | 12000 | 12000 | 100% | 1.8 | 14 | 14 |  |  |  |  | R-410A | 1 | Residential & Commercial | VSMSHP | Non-Ducted CEE Tier 2
209549009 | Mini/Multi Split | THERMOCORE SYSTEMS | HRCU-A-CB-O | T5HH22S-H218-C |  | Mini-Splits(Non-Ducted) | T5HH22S-H218-E |  | 18000 | 21.5 | 11.3 | 18000 | 18000 | 100% | 1.8 | 12.5 | 12.5 |  |  |  |  | R-410A | 1.5 | Residential & Commercial | VSMSHP | Non-Ducted CEE Tier 2
209549010 | Mini/Multi Split | THERMOCORE SYSTEMS | HRCU-A-CB-O | T5HH22S-H224-C |  | Mini-Splits(Non-Ducted) | T5HH22S-H224-E |  | 24000 | 21.5 | 11.4 | 29000 | 25000 | 86.21% | 2.21 | 13 | 13 |  |  |  |  | R-410A | 2 | Residential & Commercial | VSMSHP | Non-Ducted CEE Tier 2
209549011 | Mini/Multi Split | THERMOCORE SYSTEMS | HRCU-A-CB-O | T5HH27S-H209-C |  | Mini-Splits(Non-Ducted) | T3-OS209-EC |  | 9000 | 20 | 10 | 10000 | 7400 | 74% | 1.9 | 13 | 13 |  |  |  |  | R-410A | 0.75 | Residential & Commercial | VSMSHP | Non-Ducted CEE Tier 2
209549014 | Mini/Multi Split | THERMOCORE SYSTEMS | HRCU-A-CB-O | T5HH22S-H224-C |  | Mini-Splits(Non-Ducted) | T3-OS224-EC |  | 24000 | 21.5 | 9.7 | 25000 | 18500 | 74% | 2.2 | 12.5 | 12.5 |  |  |  |  | R-410A | 2 | Residential & Commercial | VSMSHP | Non-Ducted CEE Tier 2
209549015 | Mini/Multi Split | THERMOCORE SYSTEMS | HRCU-A-CB-O | T5HH28S-H209-C |  | Mini-Splits(Non-Ducted) | T3-OS209-EC |  | 9000 | 20.5 | 10.3 | 9800 | 10000 | 102% | 1.8 | 13 | 13 |  |  |  |  | R-410A | 0.75 | Residential & Commercial | VSMSHP | Non-Ducted CEE Tier 2
209549021 | Mini/Multi Split | THERMOCORE SYSTEMS | HRCU-A-CB-O | T5HH22S-H224-C |  | Mini-Splits(Non-Ducted) | T3-OS224-ESC |  | 24000 | 21.2 | 10.3 | 24000 | 18200 | 75.83% | 2.2 | 12.5 | 12.5 |  |  |  |  | R-410A | 2 | Residential & Commercial | VSMSHP | Non-Ducted CEE Tier 2
209549023 | Mini/Multi Split | THERMOCORE SYSTEMS | HRCU-A-CB-O | T4C18S-H248-C |  | Mini-Splits(Non-Ducted) | T3C18S-H248-ED |  | 48000 | 18.9 | 10 | 50000 | 35000 | 70% | 1.85 | 9.3 | 9.3 |  |  |  |  | R-410A | 4 | Residential & Commercial | VSMSHP | Non-Ducted CEE Tier 2
209240165 | Mini/Multi Split | GREE | HRCU-A-CB-O | GWH09QCXB-D3DND4B/O |  | Mini-Splits(Non-Ducted) | GWH09QCXB-D3DN***/I |  | 9100 | 20.5 | 8.8 | 10500 | 8000 | 76.19% | 1.87 | 12.5 | 12.5 |  |  |  |  | R-410A | 0.75833 | Residential & Commercial | VSMSHP
209248922 | Mini/Multi Split | GREE | HRCU-A-CB-O | GWH12AGCXD-D3DNA1A/O |  | Mini-Splits(Non-Ducted) | GWH12AFCXD-D3DN***/I |  | 12000 | 24 | 9 | 12000 | 9000 | 75% | 1.85 | 12.5 | 12.5 |  |  |  |  | R-410A | 1 | Residential & Commercial | VSMSHP
209248923 | Mini/Multi Split | MDV | HRCU-A-CB-O | MOX330-09HFN1-MY6W |  | Mini-Splits(Non-Ducted) | MFA2U-09HRFN1-MY6W |  | 9000 | 26.3 | 11.4 | 9000 | 11900 | 132.2% | 1.99 | 15.7 | 15.7 |  |  |  |  | R-410A | 0.75 | Residential & Commercial | VSMSHP | Non-Ducted CEE Tier 2
209248924 | Mini/Multi Split | MDV | HRCU-A-CB-O | MOX330-12HFN1-MW5W |  | Mini-Splits(Non-Ducted) | MFA2U-12HRFN1-MW5W |  | 12000 | 24.2 | 10.7 | 12000 | 11900 | 99.17% | 1.99 | 13.3 | 13.3 |  |  |  |  | R-410A | 1 | Residential & Commercial | VSMSHP | Non-Ducted CEE Tier 2
209248925 | Mini/Multi Split | MDV | HRCU-A-CB-O | MOX230-09HFN1-MY2W |  | Mini-Splits(Non-Ducted) | MFA2U-09HRFN1-MY6W |  | 9000 | 25.6 | 12.5 | 9000 | 8300 | 92.22% | 2.38 | 14.7 | 14.7 |  |  |  |  | R-410A | 0.75 | Residential & Commercial | VSMSHP | Non-Ducted CEE Tier 2
209248926 | Mini/Multi Split | MDV | HRCU-A-CB-O | MOX230-12HFN1-MV5W |  | Mini-Splits(Non-Ducted) | MFA2U-12HRFN1-MW5W |  | 12000 | 25 | 11 | 12000 | 8400 | 70% | 2.38 | 13 | 13 |  |  |  |  | R-410A | 1 | Residential & Commercial | VSMSHP | Non-Ducted CEE Tier 2
209248927 | Mini/Multi Split | MDV | HRCU-A-CB-O | MOX430-18HFN1-MU0W |  | Mini-Splits(Non-Ducted) | MFA2U-16HRFN1-MV0W |  | 16000 | 22.4 | 10.4 | 17000 | 12700 | 74.71% | 2.32 | 12.5 | 12.5 |  |  |  |  | R-410A | 1.3333 | Residential & Commercial | VSMSHP | Non-Ducted CEE Tier 2
209248928 | Mini/Multi Split | MDV | HRCU-A-CB-O | MOX430-17HFN1-MT0W |  | Mini-Splits(Non-Ducted) | MFA2U-16HRFN1-MV0W |  | 16000 | 20.2 | 8.9 | 17000 | 16700 | 98.24% | 1.76 | 11 | 11 |  |  |  |  | R-410A | 1.3333 | Residential & Commercial | VSMSHP
209248929 | Mini/Multi Split | GREE | HRCU-A-CB-O | GWH09AGCXD-D3DNA1A/O |  | Mini-Splits(Non-Ducted) | GWH09QCXD-D3DN***/I |  | 9100 | 25.5 | 10.2 | 10500 | 9100 | 86.67% | 1.86 | 14.7 | 14.7 |  |  |  |  | R-410A | 0.75833 | Residential & Commercial | VSMSHP | Non-Ducted CEE Tier 2
209248930 | Mini/Multi Split | GREE | HRCU-A-CB-O | GWH09AGCXD-D3DNA1A/O |  | Mini-Splits(Non-Ducted) | GWH09AFCXD-D3DN***/I |  | 9100 | 25.5 | 10.2 | 10500 | 9100 | 86.67% | 1.86 | 14.7 | 14.7 |  |  |  |  | R-410A | 0.75833 | Residential & Commercial | VSMSHP | Non-Ducted CEE Tier 2
209248931 | Mini/Multi Split | GREE | HRCU-A-CB-O | GWH09AGCXD-A3DNA1A/O |  | Mini-Splits(Non-Ducted) | GWH09QCXD-A3DN***/I |  | 9100 | 27 | 10 | 10000 | 9900 | 99% | 1.87 | 14.55 | 14.55 |  |  |  |  | R-410A | 0.75833 | Residential & Commercial | VSMSHP | Non-Ducted CEE Tier 2
209248934 | Mini/Multi Split | KANIONco | HRCU-A-CB-O | KWSM-09IR410AHS22L |  | Mini-Splits(Non-Ducted) | KWSM-09IR410AHS22L |  | 9000 | 23 | 9 | 9500 | 7000 | 73.68% | 1.8 | 12.5 | 12.5 |  |  |  |  | R-410A | 0.75 | Residential & Commercial | VSMSHP
209248935 | Mini/Multi Split | KANIONco | HRCU-A-CB-O | KWSM-12IR410AHS22L |  | Mini-Splits(Non-Ducted) | KWSM-12IR410AHS22L |  | 12000 | 22 | 9 | 12000 | 8700 | 72.5% | 1.8 | 12.5 | 12.5 |  |  |  |  | R-410A | 1 | Residential & Commercial | VSMSHP
209248936 | Mini/Multi Split | KANIONco | HRCU-A-CB-O | KWSM-09IR410AHS23 |  | Mini-Splits(Non-Ducted) | KWSM-09IR410AHS23 |  | 9000 | 23.5 | 9.2 | 9500 | 7300 | 76.84% | 1.8 | 13 | 13 |  |  |  |  | R-410A | 0.75 | Residential & Commercial | VSMSHP
209248937 | Mini/Multi Split | KANIONco | HRCU-A-CB-O | KWSM-12IR410AHS23 |  | Mini-Splits(Non-Ducted) | KWSM-12IR410AHS23 |  | 12000 | 23 | 9.5 | 12000 | 9100 | 75.83% | 1.8 | 13 | 13 |  |  |  |  | R-410A | 1 | Residential & Commercial | VSMSHP | Non-Ducted CEE Tier 2
215413267 | Mini/Multi Split | KEEPRITE | HRCU-A-CB-O | D5CPRAH06AAK |  | Mini-Splits(Non-Ducted) | D5FPHAH06XAK |  | 6000 | 33.1 | 29 | 9000 | 13500 | 150% | 2 | 0 | 16.5 |  |  |  |  | R-454B | 0.5 | Residential & Commercial | VSMSHP | Non-Ducted CEE Tier 2
215413268 | Mini/Multi Split | KEEPRITE | HRCU-A-CB-O | D5CPRAH09AAK |  | Mini-Splits(Non-Ducted) | D5FPHAH09XAK |  | 9000 | 31.5 | 21 | 12000 | 13500 | 112.5% | 2 | 0 | 16 |  |  |  |  | R-454B | 0.75 | Residential & Commercial | VSMSHP | Non-Ducted CEE Tier 2
215413269 | Mini/Multi Split | KEEPRITE | HRCU-A-CB-O | D5CPRAH12AAK |  | Mini-Splits(Non-Ducted) | D5FPHAH12XAK |  | 12000 | 28 | 13.5 | 12000 | 13500 | 112.5% | 2 | 0 | 13.5 |  |  |  |  | R-454B | 1 | Residential & Commercial | VSMSHP | Non-Ducted CEE Tier 2
215413270 | Mini/Multi Split | KEEPRITE | HRCU-A-CB-O | D5CPRAH18AA |  | Mini-Splits(Non-Ducted) | D5FPHAH18XAK |  | 18000 | 24.5 | 15.2 | 20000 | 22600 | 113% | 2.34 | 0 | 14 |  |  |  |  | R-454B | 1.5 | Residential & Commercial | VSMSHP | Non-Ducted CEE Tier 2
209270275 | Mini/Multi Split | TEMPSTAR | HRCU-A-CB-O | DLCSRBH09AAK |  | Mini-Splits(Non-Ducted) | DLFCCAH09XAK |  | 9000 | 24 | 12.4 | 10900 | 10500 | 96.33% | 1.8 | 13 | 13 |  |  |  |  | R-410A | 0.75 | Residential & Commercial | VSMSHP | Non-Ducted CEE Tier 2
209270276 | Mini/Multi Split | TEMPSTAR | HRCU-A-CB-O | DLCSRBH18AAK |  | Mini-Splits(Non-Ducted) | DLFCCAH18XAK |  | 16700 | 19.8 | 11.2 | 20000 | 16700 | 83.5% | 1.93 | 12.5 | 12.5 |  |  |  |  | R-410A | 1.3917 | Residential & Commercial | VSMSHP | Non-Ducted CEE Tier 2
209270279 | Mini/Multi Split | SMART COMFORT | HRCU-A-CB-O | DLCSRBH09AAK |  | Mini-Splits(Non-Ducted) | DLFCCAH09XAK |  | 9000 | 24 | 12.4 | 10900 | 10500 | 96.33% | 1.8 | 13 | 13 |  |  |  |  | R-410A | 0.75 | Residential & Commercial | VSMSHP | Non-Ducted CEE Tier 2
209270280 | Mini/Multi Split | SMART COMFORT | HRCU-A-CB-O | DLCSRBH18AAK |  | Mini-Splits(Non-Ducted) | DLFCCAH18XAK |  | 16700 | 19.8 | 11.2 | 20000 | 16700 | 83.5% | 1.93 | 12.5 | 12.5 |  |  |  |  | R-410A | 1.3917 | Residential & Commercial | VSMSHP | Non-Ducted CEE Tier 2
209270283 | Mini/Multi Split | AIRQUEST | HRCU-A-CB-O | DLCSRBH09AAK |  | Mini-Splits(Non-Ducted) | DLFCCAH09XAK |  | 9000 | 24 | 12.4 | 10900 | 10500 | 96.33% | 1.8 | 13 | 13 |  |  |  |  | R-410A | 0.75 | Residential & Commercial | VSMSHP | Non-Ducted CEE Tier 2
209270284 | Mini/Multi Split | AIRQUEST | HRCU-A-CB-O | DLCSRBH18AAK |  | Mini-Splits(Non-Ducted) | DLFCCAH18XAK |  | 16700 | 19.8 | 11.2 | 20000 | 16700 | 83.5% | 1.93 | 12.5 | 12.5 |  |  |  |  | R-410A | 1.3917 | Residential & Commercial | VSMSHP | Non-Ducted CEE Tier 2
209270289 | Mini/Multi Split | CARRIER | HRCU-A-CB-O | 38MARBQ09AA3 |  | Mini-Splits(Non-Ducted) | 40MCCAQ09XA3 |  | 9000 | 24 | 12.4 | 10900 | 10500 | 96.33% | 1.8 | 13 | 13 |  |  |  |  | R-410A | 0.75 | Residential & Commercial | VSMSHP | Non-Ducted CEE Tier 2
209270290 | Mini/Multi Split | CARRIER | HRCU-A-CB-O | 38MARBQ18AA3 |  | Mini-Splits(Non-Ducted) | 40MCCAQ18XA3 |  | 16700 | 19.8 | 11.2 | 20000 | 16700 | 83.5% | 1.93 | 12.5 | 12.5 |  |  |  |  | R-410A | 1.3917 | Residential & Commercial | VSMSHP | Non-Ducted CEE Tier 2
209270293 | Mini/Multi Split | BRYANT | HRCU-A-CB-O | 38MARBQ09AA3 |  | Mini-Splits(Non-Ducted) | 40MCCAQ09XA3 |  | 9000 | 24 | 12.4 | 10900 | 10500 | 96.33% | 1.8 | 13 | 13 |  |  |  |  | R-410A | 0.75 | Residential & Commercial | VSMSHP | Non-Ducted CEE Tier 2
209270294 | Mini/Multi Split | BRYANT | HRCU-A-CB-O | 38MARBQ18AA3 |  | Mini-Splits(Non-Ducted) | 40MCCAQ18XA3 |  | 16700 | 19.8 | 11.2 | 20000 | 16700 | 83.5% | 1.93 | 12.5 | 12.5 |  |  |  |  | R-410A | 1.3917 | Residential & Commercial | VSMSHP | Non-Ducted CEE Tier 2
209270297 | Mini/Multi Split | PAYNE | HRCU-A-CB-O | 38MARBQ09AA3 |  | Mini-Splits(Non-Ducted) | 40MCCAQ09XA3 |  | 9000 | 24 | 12.4 | 10900 | 10500 | 96.33% | 1.8 | 13 | 13 |  |  |  |  | R-410A | 0.75 | Residential & Commercial | VSMSHP | Non-Ducted CEE Tier 2
209270298 | Mini/Multi Split | PAYNE | HRCU-A-CB-O | 38MARBQ18AA3 |  | Mini-Splits(Non-Ducted) | 40MCCAQ18XA3 |  | 16700 | 19.8 | 11.2 | 20000 | 16700 | 83.5% | 1.93 | 12.5 | 12.5 |  |  |  |  | R-410A | 1.3917 | Residential & Commercial | VSMSHP | Non-Ducted CEE Tier 2
209270301 | Mini/Multi Split | Weathermaker | HRCU-A-CB-O | 38MARBQ09AA3 |  | Mini-Splits(Non-Ducted) | 40MCCAQ09XA3 |  | 9000 | 24 | 12.4 | 10900 | 10500 | 96.33% | 1.8 | 13 | 13 |  |  |  |  | R-410A | 0.75 | Residential & Commercial | VSMSHP | Non-Ducted CEE Tier 2
209270302 | Mini/Multi Split | Weathermaker | HRCU-A-CB-O | 38MARBQ18AA3 |  | Mini-Splits(Non-Ducted) | 40MCCAQ18XA3 |  | 16700 | 19.8 | 11.2 | 20000 | 16700 | 83.5% | 1.93 | 12.5 | 12.5 |  |  |  |  | R-410A | 1.3917 | Residential & Commercial | VSMSHP | Non-Ducted CEE Tier 2
209270305 | Mini/Multi Split | MIDEA | HRCU-A-CB-O | 38MARBQ09AA3 |  | Mini-Splits(Non-Ducted) | 40MCCAQ09XA3 |  | 9000 | 24 | 12.4 | 10900 | 10500 | 96.33% | 1.8 | 13 | 13 |  |  |  |  | R-410A | 0.75 | Residential & Commercial | VSMSHP | Non-Ducted CEE Tier 2
209270306 | Mini/Multi Split | MIDEA | HRCU-A-CB-O | 38MARBQ18AA3 |  | Mini-Splits(Non-Ducted) | 40MCCAQ18XA3 |  | 16700 | 19.8 | 11.2 | 20000 | 16700 | 83.5% | 1.93 | 12.5 | 12.5 |  |  |  |  | R-410A | 1.3917 | Residential & Commercial | VSMSHP | Non-Ducted CEE Tier 2
209271943 | Mini/Multi Split | GREE | HRCU-A-CB-O | GWH09ATCXB-D3DNA1A/O |  | Mini-Splits(Non-Ducted) | GWH09ATCXB-D3DN***/I |  | 9100 | 19.5 | 8.8 | 10000 | 7400 | 74% | 1.81 | 11.3 | 11.3 |  |  |  |  | R-410A | 0.75833 | Residential & Commercial | VSMSHP
209271944 | Mini/Multi Split | GREE | HRCU-A-CB-O | GWH09ATCXB-A3DNA1A/O |  | Mini-Splits(Non-Ducted) | GWH09ATCXB-A3DN***/I |  | 9100 | 19.5 | 8.6 | 10000 | 7500 | 75% | 1.77 | 11.3 | 11.3 |  |  |  |  | R-410A | 0.75833 | Residential & Commercial | VSMSHP
209276088 | Mini/Multi Split | GREE | HRCU-A-CB-O | GWH12ATCXB-D3DNA1C/O |  | Mini-Splits(Non-Ducted) | GWH12ATCXB-D3DN***/I |  | 12000 | 17.5 | 8.5 | 12000 | 8500 | 70.83% | 1.8 | 8.7 | 8.7 |  |  |  |  | R-410A | 1 | Residential & Commercial | VSMSHP
209276090 | Mini/Multi Split | GREE | HRCU-A-CB-O | GWH12ATCXB-A3DNA1C/O |  | Mini-Splits(Non-Ducted) | GWH12ATCXB-A3DN***/I |  | 12000 | 17.5 | 8.5 | 12000 | 8500 | 70.83% | 1.75 | 8.7 | 8.7 |  |  |  |  | R-410A | 1 | Residential & Commercial | VSMSHP
213199197 | Mini/Multi Split | DUOHOME | HRCU-A-CB-O | DOX230-09HFN1-BS5W |  | Mini-Splits(Non-Ducted) | DSAG11A-09HRFN1-BS5W |  | 9000 | 21.5 | 9.1 | 10000 | 7000 | 70% | 2.16 | 12.5 | 12.5 |  |  |  |  | R-410A | 0.75 | Residential & Commercial | VSMSHP
213199198 | Mini/Multi Split | MDV | HRCU-A-CB-O | MOX230-09HFN1-MW5W-L |  | Mini-Splits(Non-Ducted) | MSEPB-06HRFN1-MY5W |  | 6000 | 26.5 | 13.6 | 7000 | 7500 | 107.1% | 2.1 | 0 | 15.8 |  |  |  |  | R-410A | 0.5 | Residential & Commercial | VSMSHP | Non-Ducted CEE Tier 2
213199199 | Mini/Multi Split | LENNOX | HRCU-A-CB-O | MPC009S4S-1P |  | Mini-Splits(Non-Ducted) | MWMC006S4-2P |  | 6000 | 26.5 | 13.6 | 7000 | 7500 | 107.1% | 2.1 | 0 | 15.8 |  |  |  |  | R-410A | 0.5 | Residential & Commercial | VSMSHP | Non-Ducted CEE Tier 2
213214824 | Mini/Multi Split | MDV | HRCU-A-CB-O | MOX430-09HFN1-MZG5W |  | Mini-Splits(Non-Ducted) | MSOP1B-09HRFN1-MZA5W |  | 9000 | 25.5 | 15 | 12000 | 12000 | 100% | 1.8 | 0 | 14.4 |  |  |  |  | R-410A | 0.75 | Residential & Commercial | VSMSHP | Non-Ducted CEE Tier 2
213214825 | Mini/Multi Split | MDV | HRCU-A-CB-O | MOX430-12HFN1-MZ60W |  | Mini-Splits(Non-Ducted) | MSOP1B-12HRFN1-MZ50W |  | 12000 | 24 | 10.5 | 12000 | 12000 | 100% | 1.8 | 0 | 12.5 |  |  |  |  | R-410A | 1 | Residential & Commercial | VSMSHP | Non-Ducted CEE Tier 2
213214826 | Mini/Multi Split | MDV | HRCU-A-CB-O | MOD30-18HFN1-MZ20W |  | Mini-Splits(Non-Ducted) | MSAB2F-18HRFN1-MZ22W |  | 18000 | 23.5 | 13.5 | 20000 | 21000 | 105% | 1.8 | 0 | 13.5 |  |  |  |  | R-410A | 1.5 | Residential & Commercial | VSMSHP | Non-Ducted CEE Tier 2
213214827 | Mini/Multi Split | CARRIER | HRCU-A-CB-O | 38MPRBQ09AA3 |  | Mini-Splits(Non-Ducted) | 40MPHAQ09XA3 |  | 9000 | 25.5 | 15 | 12000 | 12000 | 100% | 1.8 | 0 | 14.4 |  |  |  |  | R-410A | 0.75 | Residential & Commercial | VSMSHP | Non-Ducted CEE Tier 2
213214828 | Mini/Multi Split | CARRIER | HRCU-A-CB-O | 38MPRBQ12AA3 |  | Mini-Splits(Non-Ducted) | 40MPHAQ12XA3 |  | 12000 | 24 | 10.5 | 12000 | 12000 | 100% | 1.8 | 0 | 12.5 |  |  |  |  | R-410A | 1 | Residential & Commercial | VSMSHP | Non-Ducted CEE Tier 2
213214829 | Mini/Multi Split | CARRIER | HRCU-A-CB-O | 38MPRBQ18AA3 |  | Mini-Splits(Non-Ducted) | 40MPHAQ18XA3 |  | 18000 | 23.5 | 13.5 | 20000 | 21000 | 105% | 1.8 | 0 | 13.5 |  |  |  |  | R-410A | 1.5 | Residential & Commercial | VSMSHP | Non-Ducted CEE Tier 2
213214830 | Mini/Multi Split | BRYANT | HRCU-A-CB-O | 38MPRBQ09AA3 |  | Mini-Splits(Non-Ducted) | 619PHAQ09XA3 |  | 9000 | 25.5 | 15 | 12000 | 12000 | 100% | 1.8 | 0 | 14.4 |  |  |  |  | R-410A | 0.75 | Residential & Commercial | VSMSHP | Non-Ducted CEE Tier 2
213214831 | Mini/Multi Split | BRYANT | HRCU-A-CB-O | 38MPRBQ12AA3 |  | Mini-Splits(Non-Ducted) | 619PHAQ12XA3 |  | 12000 | 24 | 10.5 | 12000 | 12000 | 100% | 1.8 | 0 | 12.5 |  |  |  |  | R-410A | 1 | Residential & Commercial | VSMSHP | Non-Ducted CEE Tier 2
213214832 | Mini/Multi Split | BRYANT | HRCU-A-CB-O | 38MPRBQ18AA3 |  | Mini-Splits(Non-Ducted) | 619PHAQ18XA3 |  | 18000 | 23.5 | 13.5 | 20000 | 21000 | 105% | 1.8 | 0 | 13.5 |  |  |  |  | R-410A | 1.5 | Residential & Commercial | VSMSHP | Non-Ducted CEE Tier 2
213214833 | Mini/Multi Split | PAYNE | HRCU-A-CB-O | 38MPRBQ09AA3 |  | Mini-Splits(Non-Ducted) | DHMPHAQ09XA3 |  | 9000 | 25.5 | 15 | 12000 | 12000 | 100% | 1.8 | 0 | 14.4 |  |  |  |  | R-410A | 0.75 | Residential & Commercial | VSMSHP | Non-Ducted CEE Tier 2
213214834 | Mini/Multi Split | PAYNE | HRCU-A-CB-O | 38MPRBQ12AA3 |  | Mini-Splits(Non-Ducted) | DHMPHAQ12XA3 |  | 12000 | 24 | 10.5 | 12000 | 12000 | 100% | 1.8 | 0 | 12.5 |  |  |  |  | R-410A | 1 | Residential & Commercial | VSMSHP | Non-Ducted CEE Tier 2
213214835 | Mini/Multi Split | PAYNE | HRCU-A-CB-O | 38MPRBQ18AA3 |  | Mini-Splits(Non-Ducted) | DHMPHAQ18XA3 |  | 18000 | 23.5 | 13.5 | 20000 | 21000 | 105% | 1.8 | 0 | 13.5 |  |  |  |  | R-410A | 1.5 | Residential & Commercial | VSMSHP | Non-Ducted CEE Tier 2
213214836 | Mini/Multi Split | Weathermaker | HRCU-A-CB-O | 38MPRBQ09AA3 |  | Mini-Splits(Non-Ducted) | DHMPHAQ09XA3 |  | 9000 | 25.5 | 15 | 12000 | 12000 | 100% | 1.8 | 0 | 14.4 |  |  |  |  | R-410A | 0.75 | Residential & Commercial | VSMSHP | Non-Ducted CEE Tier 2
213214837 | Mini/Multi Split | Weathermaker | HRCU-A-CB-O | 38MPRBQ12AA3 |  | Mini-Splits(Non-Ducted) | DHMPHAQ12XA3 |  | 12000 | 24 | 10.5 | 12000 | 12000 | 100% | 1.8 | 0 | 12.5 |  |  |  |  | R-410A | 1 | Residential & Commercial | VSMSHP | Non-Ducted CEE Tier 2
213214838 | Mini/Multi Split | Weathermaker | HRCU-A-CB-O | 38MPRBQ18AA3 |  | Mini-Splits(Non-Ducted) | DHMPHAQ18XA3 |  | 18000 | 23.5 | 13.5 | 20000 | 21000 | 105% | 1.8 | 0 | 13.5 |  |  |  |  | R-410A | 1.5 | Residential & Commercial | VSMSHP | Non-Ducted CEE Tier 2
213214839 | Mini/Multi Split | MIDEA | HRCU-A-CB-O | 38MPRBQ09AA3 |  | Mini-Splits(Non-Ducted) | DHMPHAQ09XA3 |  | 9000 | 25.5 | 15 | 12000 | 12000 | 100% | 1.8 | 0 | 14.4 |  |  |  |  | R-410A | 0.75 | Residential & Commercial | VSMSHP | Non-Ducted CEE Tier 2
213214840 | Mini/Multi Split | MIDEA | HRCU-A-CB-O | 38MPRBQ12AA3 |  | Mini-Splits(Non-Ducted) | DHMPHAQ12XA3 |  | 12000 | 24 | 10.5 | 12000 | 12000 | 100% | 1.8 | 0 | 12.5 |  |  |  |  | R-410A | 1 | Residential & Commercial | VSMSHP | Non-Ducted CEE Tier 2
213214841 | Mini/Multi Split | MIDEA | HRCU-A-CB-O | 38MPRBQ18AA3 |  | Mini-Splits(Non-Ducted) | DHMPHAQ18XA3 |  | 18000 | 23.5 | 13.5 | 20000 | 21000 | 105% | 1.8 | 0 | 13.5 |  |  |  |  | R-410A | 1.5 | Residential & Commercial | VSMSHP | Non-Ducted CEE Tier 2
213214842 | Mini/Multi Split | ARCOAIRE | HRCU-A-CB-O | DLCPRBH09AAK |  | Mini-Splits(Non-Ducted) | DLFPHAH09XAK |  | 9000 | 25.5 | 15 | 12000 | 12000 | 100% | 1.8 | 0 | 14.4 |  |  |  |  | R-410A | 0.75 | Residential & Commercial | VSMSHP | Non-Ducted CEE Tier 2
213214843 | Mini/Multi Split | ARCOAIRE | HRCU-A-CB-O | DLCPRBH12AAK |  | Mini-Splits(Non-Ducted) | DLFPHAH12XAK |  | 12000 | 24 | 10.5 | 12000 | 12000 | 100% | 1.8 | 0 | 12.5 |  |  |  |  | R-410A | 1 | Residential & Commercial | VSMSHP | Non-Ducted CEE Tier 2
213214844 | Mini/Multi Split | ARCOAIRE | HRCU-A-CB-O | DLCPRBH18AAK |  | Mini-Splits(Non-Ducted) | DLFPHAH18XAK |  | 18000 | 23.5 | 13.5 | 20000 | 21000 | 105% | 1.8 | 0 | 13.5 |  |  |  |  | R-410A | 1.5 | Residential & Commercial | VSMSHP | Non-Ducted CEE Tier 2
213214845 | Mini/Multi Split | COMFORTMAKER | HRCU-A-CB-O | DLCPRBH09AAK |  | Mini-Splits(Non-Ducted) | DLFPHAH09XAK |  | 9000 | 25.5 | 15 | 12000 | 12000 | 100% | 1.8 | 0 | 14.4 |  |  |  |  | R-410A | 0.75 | Residential & Commercial | VSMSHP | Non-Ducted CEE Tier 2
213214846 | Mini/Multi Split | COMFORTMAKER | HRCU-A-CB-O | DLCPRBH12AAK |  | Mini-Splits(Non-Ducted) | DLFPHAH12XAK |  | 12000 | 24 | 10.5 | 12000 | 12000 | 100% | 1.8 | 0 | 12.5 |  |  |  |  | R-410A | 1 | Residential & Commercial | VSMSHP | Non-Ducted CEE Tier 2
213214847 | Mini/Multi Split | COMFORTMAKER | HRCU-A-CB-O | DLCPRBH18AAK |  | Mini-Splits(Non-Ducted) | DLFPHAH18XAK |  | 18000 | 23.5 | 13.5 | 20000 | 21000 | 105% | 1.8 | 0 | 13.5 |  |  |  |  | R-410A | 1.5 | Residential & Commercial | VSMSHP | Non-Ducted CEE Tier 2
213214848 | Mini/Multi Split | DAY & NIGHT | HRCU-A-CB-O | DLCPRBH09AAK |  | Mini-Splits(Non-Ducted) | DLFPHAH09XAK |  | 9000 | 25.5 | 15 | 12000 | 12000 | 100% | 1.8 | 0 | 14.4 |  |  |  |  | R-410A | 0.75 | Residential & Commercial | VSMSHP | Non-Ducted CEE Tier 2
209270207 | Mini/Multi Split | SHARP | HRCU-A-CB-O | AE-X12ZU |  | Mini-Splits(Non-Ducted) | AY-XPC12ZU |  | 12000 | 22 | 11 | 14000 | 12000 | 85.71% | 2.1 | 0 | 12.5 |  |  |  |  | R-32 | 1 | Residential & Commercial | VSMSHP | Non-Ducted CEE Tier 2
209270209 | Mini/Multi Split | MDV | HRCU-A-CB-O | MOX230-09HFN1-MW5W |  | Mini-Splits(Non-Ducted) | MCBU-09HRFN1-MW0W |  | 9000 | 22.5 | 11.5 | 11000 | 7700 | 70% | 2.34 | 13 | 13 |  |  |  |  | R-410A | 0.75 | Residential & Commercial | VSMSHP | Non-Ducted CEE Tier 2
209270210 | Mini/Multi Split | MDV | HRCU-A-CB-O | MOX330-09HFN1-MY5W |  | Mini-Splits(Non-Ducted) | MCBU-09HRFN1-MW0W |  | 9000 | 24 | 12.4 | 10900 | 10500 | 96.33% | 1.8 | 13 | 13 |  |  |  |  | R-410A | 0.75 | Residential & Commercial | VSMSHP | Non-Ducted CEE Tier 2
209270211 | Mini/Multi Split | MDV | HRCU-A-CB-O | MOX330-12HFN1-MW5W |  | Mini-Splits(Non-Ducted) | MCBU-12HRFN1-MV0W |  | 12000 | 23 | 10 | 12500 | 11000 | 88% | 1.8 | 13 | 13 |  |  |  |  | R-410A | 1 | Residential & Commercial | VSMSHP | Non-Ducted CEE Tier 2
209270213 | Mini/Multi Split | MDV | HRCU-A-CB-O | MOX230-09HFN1-MW5W |  | Mini-Splits(Non-Ducted) | MCBU-06HRFN1-MV0W |  | 6500 | 22 | 10.8 | 7100 | 8000 | 112.7% | 2 | 14.5 | 14.5 |  |  |  |  | R-410A | 0.54167 | Residential & Commercial | VSMSHP | Non-Ducted CEE Tier 2
209270214 | Mini/Multi Split | MDV | HRCU-A-CB-O | MOX430-17HFN1-MT0W |  | Mini-Splits(Non-Ducted) | MCBU-18HRFN1-MU2W |  | 16700 | 19.8 | 11.2 | 20000 | 16700 | 83.5% | 1.93 | 12.5 | 12.5 |  |  |  |  | R-410A | 1.3917 | Residential & Commercial | VSMSHP | Non-Ducted CEE Tier 2
209270247 | Mini/Multi Split | ARCOAIRE | HRCU-A-CB-O | DLCSRBH09AAK |  | Mini-Splits(Non-Ducted) | DLFCCAH09XAK |  | 9000 | 24 | 12.4 | 10900 | 10500 | 96.33% | 1.8 | 13 | 13 |  |  |  |  | R-410A | 0.75 | Residential & Commercial | VSMSHP | Non-Ducted CEE Tier 2
209270248 | Mini/Multi Split | ARCOAIRE | HRCU-A-CB-O | DLCSRBH18AAK |  | Mini-Splits(Non-Ducted) | DLFCCAH18XAK |  | 16700 | 19.8 | 11.2 | 20000 | 16700 | 83.5% | 1.93 | 12.5 | 12.5 |  |  |  |  | R-410A | 1.3917 | Residential & Commercial | VSMSHP | Non-Ducted CEE Tier 2
209270251 | Mini/Multi Split | COMFORTMAKER | HRCU-A-CB-O | DLCSRBH09AAK |  | Mini-Splits(Non-Ducted) | DLFCCAH09XAK |  | 9000 | 24 | 12.4 | 10900 | 10500 | 96.33% | 1.8 | 13 | 13 |  |  |  |  | R-410A | 0.75 | Residential & Commercial | VSMSHP | Non-Ducted CEE Tier 2
209270252 | Mini/Multi Split | COMFORTMAKER | HRCU-A-CB-O | DLCSRBH18AAK |  | Mini-Splits(Non-Ducted) | DLFCCAH18XAK |  | 16700 | 19.8 | 11.2 | 20000 | 16700 | 83.5% | 1.93 | 12.5 | 12.5 |  |  |  |  | R-410A | 1.3917 | Residential & Commercial | VSMSHP | Non-Ducted CEE Tier 2
209270255 | Mini/Multi Split | DAY & NIGHT | HRCU-A-CB-O | DLCSRBH09AAK |  | Mini-Splits(Non-Ducted) | DLFCCAH09XAK |  | 9000 | 24 | 12.4 | 10900 | 10500 | 96.33% | 1.8 | 13 | 13 |  |  |  |  | R-410A | 0.75 | Residential & Commercial | VSMSHP | Non-Ducted CEE Tier 2
209270256 | Mini/Multi Split | DAY & NIGHT | HRCU-A-CB-O | DLCSRBH18AAK |  | Mini-Splits(Non-Ducted) | DLFCCAH18XAK |  | 16700 | 19.8 | 11.2 | 20000 | 16700 | 83.5% | 1.93 | 12.5 | 12.5 |  |  |  |  | R-410A | 1.3917 | Residential & Commercial | VSMSHP | Non-Ducted CEE Tier 2
209270259 | Mini/Multi Split | HEIL | HRCU-A-CB-O | DLCSRBH09AAK |  | Mini-Splits(Non-Ducted) | DLFCCAH09XAK |  | 9000 | 24 | 12.4 | 10900 | 10500 | 96.33% | 1.8 | 13 | 13 |  |  |  |  | R-410A | 0.75 | Residential & Commercial | VSMSHP | Non-Ducted CEE Tier 2
209270260 | Mini/Multi Split | HEIL | HRCU-A-CB-O | DLCSRBH18AAK |  | Mini-Splits(Non-Ducted) | DLFCCAH18XAK |  | 16700 | 19.8 | 11.2 | 20000 | 16700 | 83.5% | 1.93 | 12.5 | 12.5 |  |  |  |  | R-410A | 1.3917 | Residential & Commercial | VSMSHP | Non-Ducted CEE Tier 2
209270263 | Mini/Multi Split | KEEPRITE | HRCU-A-CB-O | DLCSRBH09AAK |  | Mini-Splits(Non-Ducted) | DLFCCAH09XAK |  | 9000 | 24 | 12.4 | 10900 | 10500 | 96.33% | 1.8 | 13 | 13 |  |  |  |  | R-410A | 0.75 | Residential & Commercial | VSMSHP | Non-Ducted CEE Tier 2
209270264 | Mini/Multi Split | KEEPRITE | HRCU-A-CB-O | DLCSRBH18AAK |  | Mini-Splits(Non-Ducted) | DLFCCAH18XAK |  | 16700 | 19.8 | 11.2 | 20000 | 16700 | 83.5% | 1.93 | 12.5 | 12.5 |  |  |  |  | R-410A | 1.3917 | Residential & Commercial | VSMSHP | Non-Ducted CEE Tier 2
209270267 | Mini/Multi Split | KENMORE | HRCU-A-CB-O | DLCSRBH09AAK |  | Mini-Splits(Non-Ducted) | DLFCCAH09XAK |  | 9000 | 24 | 12.4 | 10900 | 10500 | 96.33% | 1.8 | 13 | 13 |  |  |  |  | R-410A | 0.75 | Residential & Commercial | VSMSHP | Non-Ducted CEE Tier 2
209270268 | Mini/Multi Split | KENMORE | HRCU-A-CB-O | DLCSRBH18AAK |  | Mini-Splits(Non-Ducted) | DLFCCAH18XAK |  | 16700 | 19.8 | 11.2 | 20000 | 16700 | 83.5% | 1.93 | 12.5 | 12.5 |  |  |  |  | R-410A | 1.3917 | Residential & Commercial | VSMSHP | Non-Ducted CEE Tier 2
209270271 | Mini/Multi Split | MIDEA | HRCU-A-CB-O | DLCSRBH09AAK |  | Mini-Splits(Non-Ducted) | DLFCCAH09XAK |  | 9000 | 24 | 12.4 | 10900 | 10500 | 96.33% | 1.8 | 13 | 13 |  |  |  |  | R-410A | 0.75 | Residential & Commercial | VSMSHP | Non-Ducted CEE Tier 2
209270272 | Mini/Multi Split | MIDEA | HRCU-A-CB-O | DLCSRBH18AAK |  | Mini-Splits(Non-Ducted) | DLFCCAH18XAK |  | 16700 | 19.8 | 11.2 | 20000 | 16700 | 83.5% | 1.93 | 12.5 | 12.5 |  |  |  |  | R-410A | 1.3917 | Residential & Commercial | VSMSHP | Non-Ducted CEE Tier 2
212521250 | Mini/Multi Split | BRYANT | HRCU-A-CB-O | 38MPRAQ12AA3 |  | Mini-Splits(Non-Ducted) | 619PHBQ12XA3 |  | 12000 | 18.2 | 10 | 12000 | 12400 | 103.3% | 1.82 | 12.2 | 11 |  |  |  |  | R-410A | 1 | Residential & Commercial | VSMSHP | Non-Ducted CEE Tier 2
212521252 | Mini/Multi Split | PAYNE | HRCU-A-CB-O | 38MPRAQ12AA3 |  | Mini-Splits(Non-Ducted) | DHMPHBQ12XA3 |  | 12000 | 18.2 | 10 | 12000 | 12400 | 103.3% | 1.82 | 12.2 | 11 |  |  |  |  | R-410A | 1 | Residential & Commercial | VSMSHP | Non-Ducted CEE Tier 2
212521254 | Mini/Multi Split | Weathermaker | HRCU-A-CB-O | 38MPRAQ12AA3 |  | Mini-Splits(Non-Ducted) | DHMPHBQ12XA3 |  | 12000 | 18.2 | 10 | 12000 | 12400 | 103.3% | 1.82 | 12.2 | 11 |  |  |  |  | R-410A | 1 | Residential & Commercial | VSMSHP | Non-Ducted CEE Tier 2
212521256 | Mini/Multi Split | MIDEA | HRCU-A-CB-O | 38MPRAQ12AA3 |  | Mini-Splits(Non-Ducted) | DHMPHBQ12XA3 |  | 12000 | 18.2 | 10 | 12000 | 12400 | 103.3% | 1.82 | 12.2 | 11 |  |  |  |  | R-410A | 1 | Residential & Commercial | VSMSHP | Non-Ducted CEE Tier 2
212521258 | Mini/Multi Split | ARCOAIRE | HRCU-A-CB-O | DLCPRAH12AAK |  | Mini-Splits(Non-Ducted) | DLFPHBH12XAK |  | 12000 | 18.2 | 10 | 12000 | 12400 | 103.3% | 1.82 | 12.2 | 11 |  |  |  |  | R-410A | 1 | Residential & Commercial | VSMSHP | Non-Ducted CEE Tier 2
212521260 | Mini/Multi Split | COMFORTMAKER | HRCU-A-CB-O | DLCPRAH12AAK |  | Mini-Splits(Non-Ducted) | DLFPHBH12XAK |  | 12000 | 18.2 | 10 | 12000 | 12400 | 103.3% | 1.82 | 12.2 | 11 |  |  |  |  | R-410A | 1 | Residential & Commercial | VSMSHP | Non-Ducted CEE Tier 2
212521262 | Mini/Multi Split | DAY & NIGHT | HRCU-A-CB-O | DLCPRAH12AAK |  | Mini-Splits(Non-Ducted) | DLFPHBH12XAK |  | 12000 | 18.2 | 10 | 12000 | 12400 | 103.3% | 1.82 | 12.2 | 11 |  |  |  |  | R-410A | 1 | Residential & Commercial | VSMSHP | Non-Ducted CEE Tier 2
212521264 | Mini/Multi Split | HEIL | HRCU-A-CB-O | DLCPRAH12AAK |  | Mini-Splits(Non-Ducted) | DLFPHBH12XAK |  | 12000 | 18.2 | 10 | 12000 | 12400 | 103.3% | 1.82 | 12.2 | 11 |  |  |  |  | R-410A | 1 | Residential & Commercial | VSMSHP | Non-Ducted CEE Tier 2
212521266 | Mini/Multi Split | KEEPRITE | HRCU-A-CB-O | DLCPRAH12AAK |  | Mini-Splits(Non-Ducted) | DLFPHBH12XAK |  | 12000 | 18.2 | 10 | 12000 | 12400 | 103.3% | 1.82 | 12.2 | 11 |  |  |  |  | R-410A | 1 | Residential & Commercial | VSMSHP | Non-Ducted CEE Tier 2
212521268 | Mini/Multi Split | KENMORE | HRCU-A-CB-O | DLCPRAH12AAK |  | Mini-Splits(Non-Ducted) | DLFPHBH12XAK |  | 12000 | 18.2 | 10 | 12000 | 12400 | 103.3% | 1.82 | 12.2 | 11 |  |  |  |  | R-410A | 1 | Residential & Commercial | VSMSHP | Non-Ducted CEE Tier 2
212521270 | Mini/Multi Split | MIDEA | HRCU-A-CB-O | DLCPRAH12AAK |  | Mini-Splits(Non-Ducted) | DLFPHBH12XAK |  | 12000 | 18.2 | 10 | 12000 | 12400 | 103.3% | 1.82 | 12.2 | 11 |  |  |  |  | R-410A | 1 | Residential & Commercial | VSMSHP | Non-Ducted CEE Tier 2
212521272 | Mini/Multi Split | TEMPSTAR | HRCU-A-CB-O | DLCPRAH12AAK |  | Mini-Splits(Non-Ducted) | DLFPHBH12XAK |  | 12000 | 18.2 | 10 | 12000 | 12400 | 103.3% | 1.82 | 12.2 | 11 |  |  |  |  | R-410A | 1 | Residential & Commercial | VSMSHP | Non-Ducted CEE Tier 2
212521274 | Mini/Multi Split | SMART COMFORT | HRCU-A-CB-O | DLCPRAH12AAK |  | Mini-Splits(Non-Ducted) | DLFPHBH12XAK |  | 12000 | 18.2 | 10 | 12000 | 12400 | 103.3% | 1.82 | 12.2 | 11 |  |  |  |  | R-410A | 1 | Residential & Commercial | VSMSHP | Non-Ducted CEE Tier 2
212521276 | Mini/Multi Split | AIRQUEST | HRCU-A-CB-O | DLCPRAH12AAK |  | Mini-Splits(Non-Ducted) | DLFPHBH12XAK |  | 12000 | 18.2 | 10 | 12000 | 12400 | 103.3% | 1.82 | 12.2 | 11 |  |  |  |  | R-410A | 1 | Residential & Commercial | VSMSHP | Non-Ducted CEE Tier 2
212521278 | Mini/Multi Split | LPS Legacy | HRCU-A-CB-O | DLCPRAH12AAK |  | Mini-Splits(Non-Ducted) | DLFPHBH12XAK |  | 12000 | 18.2 | 10 | 12000 | 12400 | 103.3% | 1.82 | 12.2 | 11 |  |  |  |  | R-410A | 1 | Residential & Commercial | VSMSHP | Non-Ducted CEE Tier 2
212521279 | Mini/Multi Split | CARRIER | HRCU-A-CB-O | 38MPRAQ18AA3 |  | Mini-Splits(Non-Ducted) | 40MPHBQ18XA3 |  | 18000 | 24.1 | 12 | 18000 | 16100 | 89.44% | 1.92 | 13.1 | 12.4 |  |  |  |  | R-410A | 1.5 | Residential & Commercial | VSMSHP | Non-Ducted CEE Tier 2
212521280 | Mini/Multi Split | BRYANT | HRCU-A-CB-O | 38MPRAQ18AA3 |  | Mini-Splits(Non-Ducted) | 619PHBQ18XA3 |  | 18000 | 24.1 | 12 | 18000 | 16100 | 89.44% | 1.92 | 13.1 | 12.4 |  |  |  |  | R-410A | 1.5 | Residential & Commercial | VSMSHP | Non-Ducted CEE Tier 2
212521281 | Mini/Multi Split | PAYNE | HRCU-A-CB-O | 38MPRAQ18AA3 |  | Mini-Splits(Non-Ducted) | DHMPHBQ18XA3 |  | 18000 | 24.1 | 12 | 18000 | 16100 | 89.44% | 1.92 | 13.1 | 12.4 |  |  |  |  | R-410A | 1.5 | Residential & Commercial | VSMSHP | Non-Ducted CEE Tier 2
212521282 | Mini/Multi Split | Weathermaker | HRCU-A-CB-O | 38MPRAQ18AA3 |  | Mini-Splits(Non-Ducted) | DHMPHBQ18XA3 |  | 18000 | 24.1 | 12 | 18000 | 16100 | 89.44% | 1.92 | 13.1 | 12.4 |  |  |  |  | R-410A | 1.5 | Residential & Commercial | VSMSHP | Non-Ducted CEE Tier 2
212521283 | Mini/Multi Split | MIDEA | HRCU-A-CB-O | 38MPRAQ18AA3 |  | Mini-Splits(Non-Ducted) | DHMPHBQ18XA3 |  | 18000 | 24.1 | 12 | 18000 | 16100 | 89.44% | 1.92 | 13.1 | 12.4 |  |  |  |  | R-410A | 1.5 | Residential & Commercial | VSMSHP | Non-Ducted CEE Tier 2
212521284 | Mini/Multi Split | ARCOAIRE | HRCU-A-CB-O | DLCPRAH18AAK |  | Mini-Splits(Non-Ducted) | DLFPHBH18XAK |  | 18000 | 24.1 | 12 | 18000 | 16100 | 89.44% | 1.92 | 13.1 | 12.4 |  |  |  |  | R-410A | 1.5 | Residential & Commercial | VSMSHP | Non-Ducted CEE Tier 2
212521285 | Mini/Multi Split | COMFORTMAKER | HRCU-A-CB-O | DLCPRAH18AAK |  | Mini-Splits(Non-Ducted) | DLFPHBH18XAK |  | 18000 | 24.1 | 12 | 18000 | 16100 | 89.44% | 1.92 | 13.1 | 12.4 |  |  |  |  | R-410A | 1.5 | Residential & Commercial | VSMSHP | Non-Ducted CEE Tier 2
212521286 | Mini/Multi Split | DAY & NIGHT | HRCU-A-CB-O | DLCPRAH18AAK |  | Mini-Splits(Non-Ducted) | DLFPHBH18XAK |  | 18000 | 24.1 | 12 | 18000 | 16100 | 89.44% | 1.92 | 13.1 | 12.4 |  |  |  |  | R-410A | 1.5 | Residential & Commercial | VSMSHP | Non-Ducted CEE Tier 2
212521287 | Mini/Multi Split | HEIL | HRCU-A-CB-O | DLCPRAH18AAK |  | Mini-Splits(Non-Ducted) | DLFPHBH18XAK |  | 18000 | 24.1 | 12 | 18000 | 16100 | 89.44% | 1.92 | 13.1 | 12.4 |  |  |  |  | R-410A | 1.5 | Residential & Commercial | VSMSHP | Non-Ducted CEE Tier 2
212521288 | Mini/Multi Split | KEEPRITE | HRCU-A-CB-O | DLCPRAH18AAK |  | Mini-Splits(Non-Ducted) | DLFPHBH18XAK |  | 18000 | 24.1 | 12 | 18000 | 16100 | 89.44% | 1.92 | 13.1 | 12.4 |  |  |  |  | R-410A | 1.5 | Residential & Commercial | VSMSHP | Non-Ducted CEE Tier 2
212521289 | Mini/Multi Split | KENMORE | HRCU-A-CB-O | DLCPRAH18AAK |  | Mini-Splits(Non-Ducted) | DLFPHBH18XAK |  | 18000 | 24.1 | 12 | 18000 | 16100 | 89.44% | 1.92 | 13.1 | 12.4 |  |  |  |  | R-410A | 1.5 | Residential & Commercial | VSMSHP | Non-Ducted CEE Tier 2
212521290 | Mini/Multi Split | MIDEA | HRCU-A-CB-O | DLCPRAH18AAK |  | Mini-Splits(Non-Ducted) | DLFPHBH18XAK |  | 18000 | 24.1 | 12 | 18000 | 16100 | 89.44% | 1.92 | 13.1 | 12.4 |  |  |  |  | R-410A | 1.5 | Residential & Commercial | VSMSHP | Non-Ducted CEE Tier 2
212521291 | Mini/Multi Split | TEMPSTAR | HRCU-A-CB-O | DLCPRAH18AAK |  | Mini-Splits(Non-Ducted) | DLFPHBH18XAK |  | 18000 | 24.1 | 12 | 18000 | 16100 | 89.44% | 1.92 | 13.1 | 12.4 |  |  |  |  | R-410A | 1.5 | Residential & Commercial | VSMSHP | Non-Ducted CEE Tier 2
212521292 | Mini/Multi Split | SMART COMFORT | HRCU-A-CB-O | DLCPRAH18AAK |  | Mini-Splits(Non-Ducted) | DLFPHBH18XAK |  | 18000 | 24.1 | 12 | 18000 | 16100 | 89.44% | 1.92 | 13.1 | 12.4 |  |  |  |  | R-410A | 1.5 | Residential & Commercial | VSMSHP | Non-Ducted CEE Tier 2
212521293 | Mini/Multi Split | AIRQUEST | HRCU-A-CB-O | DLCPRAH18AAK |  | Mini-Splits(Non-Ducted) | DLFPHBH18XAK |  | 18000 | 24.1 | 12 | 18000 | 16100 | 89.44% | 1.92 | 13.1 | 12.4 |  |  |  |  | R-410A | 1.5 | Residential & Commercial | VSMSHP | Non-Ducted CEE Tier 2
212521294 | Mini/Multi Split | LPS Legacy | HRCU-A-CB-O | DLCPRAH18AAK |  | Mini-Splits(Non-Ducted) | DLFPHBH18XAK |  | 18000 | 24.1 | 12 | 18000 | 16100 | 89.44% | 1.92 | 13.1 | 12.4 |  |  |  |  | R-410A | 1.5 | Residential & Commercial | VSMSHP | Non-Ducted CEE Tier 2
208816909 | Mini/Multi Split | TRUST AIR CONDITIONERS | HRCU-A-CB-O | OUS09H/O4S4P |  | Mini-Splits(Non-Ducted) | IUMW109H/I41P |  | 9000 | 25.5 | 12.3 | 10000 | 7500 | 75% | 2.17 | 15 | 15 |  |  |  |  | R-410A | 0.75 | Residential & Commercial | VSMSHP | Non-Ducted CEE Tier 2
208816913 | Mini/Multi Split | TRUST AIR CONDITIONERS | HRCU-A-CB-O | OUS09H/O4S4P |  | Mini-Splits(Non-Ducted) | IUMW106H/I41P |  | 6000 | 26.5 | 13.6 | 7000 | 7500 | 107.1% | 2.1 | 15.8 | 15.8 |  |  |  |  | R-410A | 0.5 | Residential & Commercial | VSMSHP | Non-Ducted CEE Tier 2
208816914 | Mini/Multi Split | TRUST AIR CONDITIONERS | HRCU-A-CB-O | OAH09H/O4S4P |  | Mini-Splits(Non-Ducted) | IUMW109H/I41P |  | 9000 | 28.1 | 11.5 | 12000 | 10600 | 88.33% | 2 | 16.2 | 16.2 |  |  |  |  | R-410A | 0.75 | Residential & Commercial | VSMSHP | Non-Ducted CEE Tier 2
208816915 | Mini/Multi Split | TRUST AIR CONDITIONERS | HRCU-A-CB-O | OAH12H/O4S4P |  | Mini-Splits(Non-Ducted) | IUMW112H/I41P |  | 12000 | 25.5 | 10.4 | 12000 | 12000 | 100% | 1.8 | 14 | 14 |  |  |  |  | R-410A | 1 | Residential & Commercial | VSMSHP | Non-Ducted CEE Tier 2
208816916 | Mini/Multi Split | TRUST AIR CONDITIONERS | HRCU-A-CB-O | OAH18H/O4S4P |  | Mini-Splits(Non-Ducted) | IUMW118H/I41P |  | 18000 | 21.5 | 11.3 | 18000 | 18000 | 100% | 1.8 | 12.5 | 12.5 |  |  |  |  | R-410A | 1.5 | Residential & Commercial | VSMSHP | Non-Ducted CEE Tier 2
208816917 | Mini/Multi Split | TRUST AIR CONDITIONERS | HRCU-A-CB-O | OAH24H/O4S4P |  | Mini-Splits(Non-Ducted) | IUMW124H/I41P |  | 24000 | 21.5 | 11.4 | 29000 | 25000 | 86.21% | 2.21 | 13 | 13 |  |  |  |  | R-410A | 2 | Residential & Commercial | VSMSHP | Non-Ducted CEE Tier 2
208816918 | Mini/Multi Split | TRUST AIR CONDITIONERS | HRCU-A-CB-O | OUS09H/O4S4P |  | Mini-Splits(Non-Ducted) | IUMC409H/I41P |  | 9000 | 20 | 10 | 10000 | 7400 | 74% | 1.9 | 13 | 13 |  |  |  |  | R-410A | 0.75 | Residential & Commercial | VSMSHP | Non-Ducted CEE Tier 2
212506076 | Mini/Multi Split | DAIKIN | HRCU-A-CB-O | RXL12WMVJU* |  | Mini-Splits(Non-Ducted) | FTX12WMVJU* |  | 10600 | 19.5 | 10 | 13400 | 10800 | 80.6% | 1.8 | 0 | 11.5 |  |  |  |  | R-410A | 0.88333 | Residential & Commercial | VSMSHP | Non-Ducted CEE Tier 2
212506077 | Mini/Multi Split | DAIKIN | HRCU-A-CB-O | RXL15WMVJU* |  | Mini-Splits(Non-Ducted) | FTX15WMVJU* |  | 15000 | 19.5 | 10 | 18300 | 14600 | 79.78% | 1.8 | 0 | 12 |  |  |  |  | R-410A | 1.25 | Residential & Commercial | VSMSHP | Non-Ducted CEE Tier 2
212506082 | Mini/Multi Split | DAIKIN | HRCU-A-CB-O | RXL12WMVJU* |  | Mini-Splits(Non-Ducted) | FVXS12WVJU* |  | 10200 | 19.5 | 9.4 | 13000 | 12900 | 99.23% | 1.8 | 0 | 11 |  |  |  |  | R-410A | 0.85 | Residential & Commercial | VSMSHP
212506084 | Mini/Multi Split | DAIKIN | HRCU-A-CB-O | RXL15WMVJU* |  | Mini-Splits(Non-Ducted) | FVXS15WVJU* |  | 15000 | 19.5 | 9.3 | 18000 | 17600 | 97.78% | 1.8 | 0 | 11.5 |  |  |  |  | R-410A | 1.25 | Residential & Commercial | VSMSHP
208816921 | Mini/Multi Split | TRUST AIR CONDITIONERS | HRCU-A-CB-O | OUS24H/O4S4P |  | Mini-Splits(Non-Ducted) | IUMC424H/I41P |  | 24000 | 21.5 | 9.7 | 25000 | 18500 | 74% | 2.2 | 12.5 | 12.5 |  |  |  |  | R-410A | 2 | Residential & Commercial | VSMSHP | Non-Ducted CEE Tier 2
208816922 | Mini/Multi Split | TRUST AIR CONDITIONERS | HRCU-A-CB-O | OAH09H/O4S4P |  | Mini-Splits(Non-Ducted) | IUMC409H/I41P |  | 9000 | 20.5 | 10.3 | 9800 | 10000 | 102% | 1.8 | 13 | 13 |  |  |  |  | R-410A | 0.75 | Residential & Commercial | VSMSHP | Non-Ducted CEE Tier 2
208816923 | Mini/Multi Split | TRUST AIR CONDITIONERS | HRCU-A-CB-O | OAH12H/O4S4P |  | Mini-Splits(Non-Ducted) | IUMC412H/I41P |  | 12000 | 22.3 | 10.2 | 12000 | 11300 | 94.17% | 1.89 | 12.7 | 12.7 |  |  |  |  | R-410A | 1 | Residential & Commercial | VSMSHP | Non-Ducted CEE Tier 2
208816924 | Mini/Multi Split | TRUST AIR CONDITIONERS | HRCU-A-CB-O | OAH18H/O4S4P |  | Mini-Splits(Non-Ducted) | IUMC418H/I41P |  | 16000 | 20 | 9.5 | 17000 | 16000 | 94.12% | 1.75 | 12.5 | 12.5 |  |  |  |  | R-410A | 1.3333 | Residential & Commercial | VSMSHP | Non-Ducted CEE Tier 2
208816925 | Mini/Multi Split | TRUST AIR CONDITIONERS | HRCU-A-CB-O | OAH24H/O4S4P |  | Mini-Splits(Non-Ducted) | IUMC424H/I41P |  | 24000 | 20.5 | 11.5 | 25000 | 25800 | 103.2% | 2 | 11 | 11 |  |  |  |  | R-410A | 2 | Residential & Commercial | VSMSHP | Non-Ducted CEE Tier 2
208816934 | Mini/Multi Split | TRUST AIR CONDITIONERS | HRCU-A-CB-O | OUS12H/O4S4P |  | Mini-Splits(Non-Ducted) | IUMCO12H/I41P |  | 12000 | 22.7 | 10.2 | 12000 | 8400 | 70% | 2.26 | 13 | 13 |  |  |  |  | R-410A | 1 | Residential & Commercial | VSMSHP | Non-Ducted CEE Tier 2
208816935 | Mini/Multi Split | TRUST AIR CONDITIONERS | HRCU-A-CB-O | OAH12H/O4S4P |  | Mini-Splits(Non-Ducted) | IUMCO12H/I41P |  | 12000 | 23.6 | 10 | 12000 | 12000 | 100% | 1.89 | 13 | 13 |  |  |  |  | R-410A | 1 | Residential & Commercial | VSMSHP | Non-Ducted CEE Tier 2
208816937 | Mini/Multi Split | TRUST AIR CONDITIONERS | HRCU-A-CB-O | OUS24H/O4S4P |  | Mini-Splits(Non-Ducted) | IUMFC24H/I41P |  | 24000 | 21.2 | 10.3 | 24000 | 18200 | 75.83% | 2.2 | 12.5 | 12.5 |  |  |  |  | R-410A | 2 | Residential & Commercial | VSMSHP | Non-Ducted CEE Tier 2
208816938 | Mini/Multi Split | TRUST AIR CONDITIONERS | HRCU-A-CB-O | OAH18H/O4S4P |  | Mini-Splits(Non-Ducted) | IUMFC18H/I41P |  | 17000 | 20.5 | 9.8 | 18000 | 16800 | 93.33% | 1.86 | 12.5 | 12.5 |  |  |  |  | R-410A | 1.4167 | Residential & Commercial | VSMSHP | Non-Ducted CEE Tier 2
208816939 | Mini/Multi Split | TRUST AIR CONDITIONERS | HRCU-A-CB-O | OAH24H/O4S4P |  | Mini-Splits(Non-Ducted) | IUMFC24H/I41P |  | 24000 | 20.5 | 11 | 25000 | 25000 | 100% | 2.1 | 11.5 | 11.7 |  |  |  |  | R-410A | 2 | Residential & Commercial | VSMSHP | Non-Ducted CEE Tier 2
208816949 | Mini/Multi Split | C&H | HRCU-A-CB-O | CH-HPR12-230VO |  | Mini-Splits(Non-Ducted) | CH-D12MSPHWM-230VI |  | 12000 | 23.6 | 9.5 | 12000 | 10000 | 83.33% | 1.8 | 13.5 | 13.5 |  |  |  |  | R-410A | 1 | Residential & Commercial | VSMSHP | Non-Ducted CEE Tier 2
208816950 | Mini/Multi Split | C&H | HRCU-A-CB-O | CH-HPR18-230VO |  | Mini-Splits(Non-Ducted) | CH-D18MSPHWM-230VI |  | 17000 | 19.4 | 10 | 18000 | 16400 | 91.11% | 1.9 | 12.5 | 12.5 |  |  |  |  | R-410A | 1.4167 | Residential & Commercial | VSMSHP | Non-Ducted CEE Tier 2
208816951 | Mini/Multi Split | C&H | HRCU-A-CB-O | CH-HPR24-230VO |  | Mini-Splits(Non-Ducted) | CH-D24MSPHWM-230VI |  | 21600 | 18.9 | 10.4 | 23400 | 23400 | 100% | 1.89 | 13 | 11.7 |  |  |  |  | R-410A | 1.8 | Residential & Commercial | VSMSHP | Non-Ducted CEE Tier 2
208836317 | Mini/Multi Split | Kanartic | HRCU-A-CB-O | KEOS-18UHE-NA |  | Mini-Splits(Non-Ducted) | KEOS-18UHE-NA |  | 18000 | 22 | 10.6 | 18000 | 17200 | 95.56% | 1.89 | 13 | 13 |  |  |  |  | R-410A | 1.5 | Residential & Commercial | VSMSHP | Non-Ducted CEE Tier 2
208836319 | Mini/Multi Split | Kanartic | HRCU-A-CB-O | KEOS-12UHE-NA |  | Mini-Splits(Non-Ducted) | KEOS-12UHE-NA |  | 12000 | 23.1 | 10.5 | 12000 | 11000 | 91.67% | 1.88 | 13 | 13 |  |  |  |  | R-410A | 1 | Residential & Commercial | VSMSHP | Non-Ducted CEE Tier 2
208836320 | Mini/Multi Split | Kanartic | HRCU-A-CB-O | KEOS-09UHE-NA |  | Mini-Splits(Non-Ducted) | KEOS-09UHE-NA |  | 9000 | 26.4 | 11.6 | 12000 | 11000 | 91.67% | 1.85 | 15.8 | 15.8 |  |  |  |  | R-410A | 0.75 | Residential & Commercial | VSMSHP | Non-Ducted CEE Tier 2
208842429 | Mini/Multi Split | SKM AIR CONDITIONING EQUIPMENT | HRCU-A-CB-O | MSKM-12 |  | Mini-Splits(Non-Ducted) | MSKM-12 |  | 12000 | 23 | 9.5 | 12000 | 9100 | 75.83% | 1.8 | 13 | 13 |  |  |  |  | R-410A | 1 | Residential & Commercial | VSMSHP | Non-Ducted CEE Tier 2
208917513 | Mini/Multi Split | LENNOX | HRCU-A-CB-O | LI009HO-380P432 |  | Mini-Splits(Non-Ducted) | LI009HI-380P432 |  | 9000 | 27 | 11 | 9000 | 13000 | 144.4% | 1.91 | 16.5 | 16.6 |  |  |  |  | R-410A | 0.75 | Residential & Commercial | VSMSHP | Non-Ducted CEE Tier 2
208917515 | Mini/Multi Split | LENNOX | HRCU-A-CB-O | LI012HO-380P432 |  | Mini-Splits(Non-Ducted) | LI012HI-380P432 |  | 12000 | 24 | 8.5 | 12200 | 12000 | 98.36% | 1.91 | 15.3 | 14 |  |  |  |  | R-410A | 1 | Residential & Commercial | VSMSHP
208917517 | Mini/Multi Split | LENNOX | HRCU-A-CB-O | LI018HO-380P432 |  | Mini-Splits(Non-Ducted) | LI018HI-380P432 |  | 18000 | 22 | 10 | 18000 | 20000 | 111.1% | 1.8 | 13.5 | 13.5 |  |  |  |  | R-410A | 1.5 | Residential & Commercial | VSMSHP | Non-Ducted CEE Tier 2
208917519 | Mini/Multi Split | LENNOX | HRCU-A-CB-O | LI024HO-380P432 |  | Mini-Splits(Non-Ducted) | LI024HI-380P432 |  | 22000 | 21.5 | 9.5 | 24000 | 24000 | 100% | 1.9 | 13 | 13 |  |  |  |  | R-410A | 1.8333 | Residential & Commercial | VSMSHP | Non-Ducted CEE Tier 2
208798357 | Mini/Multi Split | GREE | HRCU-A-CB-O | GWH30QFXH-D3DNB2A/O |  | Mini-Splits(Non-Ducted) | GWH30QFXH-D3DN***/I |  | 30000 | 20 | 8.5 | 30000 | 23200 | 77.33% | 1.81 | 11.25 | 11.25 |  |  |  |  | R-410A | 2.5 | Residential & Commercial | VSMSHP
208798358 | Mini/Multi Split | GREE | HRCU-A-CB-O | GWH36QFXH-D3DNB2B/O |  | Mini-Splits(Non-Ducted) | GWH36QFXH-D3DN***/I |  | 33600 | 20 | 8.5 | 34600 | 24400 | 70.52% | 1.85 | 10.5 | 10.5 |  |  |  |  | R-410A | 2.8 | Residential & Commercial | VSMSHP
208812667 | Mini/Multi Split | Multi MFG | HRCU-A-CB-O | 12HHW0-HP-AO |  | Mini-Splits(Non-Ducted) | 12HHW0-HP-A |  | 12000 | 21 | 9.5 | 12000 | 8400 | 70% | 1.75 | 13 | 13 |  |  |  |  | R-410A | 1 | Residential & Commercial | VSMSHP | Non-Ducted CEE Tier 2
208815368 | Mini/Multi Split | PERFECTAIRE | HRCU-A-CB-O | 3PAMSHH18-SZO |  | Mini-Splits(Non-Ducted) | 3PAMSHH18-UVW |  | 18000 | 22 | 10.6 | 18000 | 17200 | 95.56% | 1.89 | 13 | 13 |  |  |  |  | R-410A | 1.5 | Residential & Commercial | VSMSHP | Non-Ducted CEE Tier 2
208816889 | Mini/Multi Split | SEA BREEZE+ | HRCU-A-CB-O | HSZ9H424ZMO |  | Mini-Splits(Non-Ducted) | WM9H424ZMI |  | 9000 | 26.4 | 11.6 | 12000 | 11000 | 91.67% | 1.85 | 15.8 | 15.8 |  |  |  |  | R-410A | 0.75 | Residential & Commercial | VSMSHP | Non-Ducted CEE Tier 2
208816890 | Mini/Multi Split | SEA BREEZE+ | HRCU-A-CB-O | HSZ18H424ZMO |  | Mini-Splits(Non-Ducted) | WM18H424ZMI |  | 18000 | 22 | 10.6 | 18000 | 17200 | 95.56% | 1.89 | 13 | 13 |  |  |  |  | R-410A | 1.5 | Residential & Commercial | VSMSHP | Non-Ducted CEE Tier 2
208816891 | Mini/Multi Split | SEA BREEZE+ | HRCU-A-CB-O | HSZ24H424ZMO |  | Mini-Splits(Non-Ducted) | WM24H424ZMI |  | 23000 | 22.3 | 10.3 | 26000 | 23000 | 88.46% | 1.8 | 12.5 | 12.5 |  |  |  |  | R-410A | 1.9167 | Residential & Commercial | VSMSHP | Non-Ducted CEE Tier 2
212608423 | Mini/Multi Split | BHI | HRCU-A-CB-O | BHI-12K115V-ES-US |  | Mini-Splits(Non-Ducted) | BHI-12K115V-ES-US |  | 12000 | 22 | 9 | 12000 | 8700 | 72.5% | 1.8 | 12.5 | 12.5 |  |  |  |  | R-410A | 1 | Residential & Commercial | VSMSHP
212615011 | Mini/Multi Split | MDV | HRCU-A-CB-O | MOE30U-48HFN1-M[X] |  | Mini-Splits(Non-Ducted) | MUE-48HRFN1-MW |  | 44000 | 18.7 | 11 | 58000 | 56500 | 97.41% | 1.95 | 0 | 11.7 |  |  |  |  | R-410A | 3.6667 | Residential & Commercial | VSMSHP | Non-Ducted CEE Tier 2
212615012 | Mini/Multi Split | Relief Sciences | HRCU-A-CB-O | LANG12OD35-1 |  | Mini-Splits(Non-Ducted) | LANG12ID-25 |  | 12000 | 23.1 | 10.5 | 12000 | 11000 | 91.67% | 1.88 | 13 | 13 |  |  |  |  | R-410A | 1 | Residential & Commercial | VSMSHP | Non-Ducted CEE Tier 2
212615013 | Mini/Multi Split | Relief Sciences | HRCU-A-CB-O | LANG18OD35-1 |  | Mini-Splits(Non-Ducted) | LANG18ID-25 |  | 18000 | 22 | 10.6 | 18000 | 17200 | 95.56% | 1.89 | 13 | 13 |  |  |  |  | R-410A | 1.5 | Residential & Commercial | VSMSHP | Non-Ducted CEE Tier 2
215413184 | Mini/Multi Split | BRYANT | HRCU-A-CB-O | 37MHRAQ24AA3 |  | Mini-Splits(Non-Ducted) | 45MHHAQ24XC3 |  | 24000 | 18.5 | 9 | 24000 | 17000 | 70.83% | 2.11 | 0 | 9.5 |  |  |  |  | R-454B | 2 | Residential & Commercial | VSMSHP
215413187 | Mini/Multi Split | PAYNE | HRCU-A-CB-O | 37MHRAQ09AA1 |  | Mini-Splits(Non-Ducted) | 45MHHAQ09XC1 |  | 9000 | 21.5 | 9.1 | 10000 | 7000 | 70% | 1.95 | 0 | 12.5 |  |  |  |  | R-454B | 0.75 | Residential & Commercial | VSMSHP
215413189 | Mini/Multi Split | PAYNE | HRCU-A-CB-O | 37MHRAQ09AA3 |  | Mini-Splits(Non-Ducted) | 45MHHAQ09XC3 |  | 9000 | 21.7 | 9.4 | 10000 | 7000 | 70% | 2 | 0 | 12.6 |  |  |  |  | R-454B | 0.75 | Residential & Commercial | VSMSHP
215413192 | Mini/Multi Split | PAYNE | HRCU-A-CB-O | 37MHRAQ24AA3 |  | Mini-Splits(Non-Ducted) | 45MHHAQ24XC3 |  | 24000 | 18.5 | 9 | 24000 | 17000 | 70.83% | 2.11 | 0 | 9.5 |  |  |  |  | R-454B | 2 | Residential & Commercial | VSMSHP
215413195 | Mini/Multi Split | Weathermaker | HRCU-A-CB-O | 37MHRAQ09AA1 |  | Mini-Splits(Non-Ducted) | 45MHHAQ09XC1 |  | 9000 | 21.5 | 9.1 | 10000 | 7000 | 70% | 1.95 | 0 | 12.5 |  |  |  |  | R-454B | 0.75 | Residential & Commercial | VSMSHP
215413197 | Mini/Multi Split | Weathermaker | HRCU-A-CB-O | 37MHRAQ09AA3 |  | Mini-Splits(Non-Ducted) | 45MHHAQ09XC3 |  | 9000 | 21.7 | 9.4 | 10000 | 7000 | 70% | 2 | 0 | 12.6 |  |  |  |  | R-454B | 0.75 | Residential & Commercial | VSMSHP
215413200 | Mini/Multi Split | Weathermaker | HRCU-A-CB-O | 37MHRAQ24AA3 |  | Mini-Splits(Non-Ducted) | 45MHHAQ24XC3 |  | 24000 | 18.5 | 9 | 24000 | 17000 | 70.83% | 2.11 | 0 | 9.5 |  |  |  |  | R-454B | 2 | Residential & Commercial | VSMSHP
209157077 | Mini/Multi Split | ApooDr | HRCU-A-CB-O | ASF16-09H220V1B |  | Mini-Splits(Non-Ducted) | ASF16-09H220V1A |  | 9000 | 18.5 | 8.8 | 10000 | 7100 | 71% | 2.1 | 8.8 | 10.5 |  |  |  |  | R-410A | 0.75 | Residential & Commercial | VSMSHP
209157081 | Mini/Multi Split | ApooDr | HRCU-A-CB-O | AAG21-09H1B |  | Mini-Splits(Non-Ducted) | AAG21-09H1A |  | 9000 | 21.5 | 9.1 | 10000 | 7000 | 70% | 2.16 | 12.5 | 12.5 |  |  |  |  | R-410A | 0.75 | Residential & Commercial | VSMSHP
209157083 | Mini/Multi Split | ApooDr | HRCU-A-CB-O | AAG21-09H220V1B |  | Mini-Splits(Non-Ducted) | AAG21-09H220V1A |  | 9000 | 21.7 | 9.4 | 10000 | 7000 | 70% | 2 | 12.6 | 12.6 |  |  |  |  | R-410A | 0.75 | Residential & Commercial | VSMSHP
209157090 | Mini/Multi Split | ApooDr | HRCU-A-CB-O | AGN24-09H220V1B |  | Mini-Splits(Non-Ducted) | AGN24-09H220V1A |  | 9000 | 24 | 11.6 | 10000 | 7500 | 75% | 2.25 | 14.7 | 14.7 |  |  |  |  | R-410A | 0.75 | Residential & Commercial | VSMSHP | Non-Ducted CEE Tier 2
209157092 | Mini/Multi Split | ApooDr | HRCU-A-CB-O | AGN24-12H220V1B |  | Mini-Splits(Non-Ducted) | AGN24-12H220V1A |  | 12000 | 23.1 | 10.8 | 12000 | 8400 | 70% | 2.41 | 13 | 13 |  |  |  |  | R-410A | 1 | Residential & Commercial | VSMSHP | Non-Ducted CEE Tier 2
209157093 | Mini/Multi Split | ApooDr | HRCU-A-CB-O | AGN24-18H1B |  | Mini-Splits(Non-Ducted) | AGN24-18H1A |  | 18000 | 24 | 10.5 | 18000 | 12800 | 71.11% | 2.44 | 13.5 | 13.5 |  |  |  |  | R-410A | 1.5 | Residential & Commercial | VSMSHP | Non-Ducted CEE Tier 2
208674954 | Mini/Multi Split | SEA BREEZE+ | HRCU-A-CB-O | SZ9H424ZMO |  | Mini-Splits(Non-Ducted) | WM9H424ZMI |  | 9000 | 24 | 11.6 | 10000 | 7500 | 75% | 2.25 | 14.7 | 14.7 |  |  |  |  | R-410A | 0.75 | Residential & Commercial | VSMSHP | Non-Ducted CEE Tier 2
212494258 | Mini/Multi Split | DAIKIN | HRCU-A-CB-O | RXM12WVJU* |  | Mini-Splits(Non-Ducted) | FTXM12WVJU* |  | 12000 | 25.2 | 10.7 | 13600 | 13600 | 100% | 1.8 | 0 | 13.2 |  |  |  |  | R-32 | 1 | Residential & Commercial | VSMSHP | Non-Ducted CEE Tier 2
212494259 | Mini/Multi Split | DAIKIN | HRCU-A-CB-O | RXM18WVJU* |  | Mini-Splits(Non-Ducted) | FTXM18WVJU* |  | 18000 | 22.7 | 10 | 21600 | 21600 | 100% | 1.75 | 0 | 12.5 |  |  |  |  | R-32 | 1.5 | Residential & Commercial | VSMSHP | Non-Ducted CEE Tier 2
212494260 | Mini/Multi Split | DAIKIN | HRCU-A-CB-O | RXM24WVJU* |  | Mini-Splits(Non-Ducted) | FTXM24WVJU* |  | 21600 | 22 | 10 | 24000 | 23400 | 97.5% | 1.8 | 0 | 12 |  |  |  |  | R-32 | 1.8 | Residential & Commercial | VSMSHP | Non-Ducted CEE Tier 2
212494263 | Mini/Multi Split | DAIKIN | HRCU-A-CB-O | RXL18WMVJU* |  | Mini-Splits(Non-Ducted) | FTX18WVJU* |  | 18000 | 19.8 | 8.5 | 21600 | 18200 | 84.26% | 1.8 | 0 | 11.5 |  |  |  |  | R-410A | 1.5 | Residential & Commercial | VSMSHP
212494264 | Mini/Multi Split | DAIKIN | HRCU-A-CB-O | RXL24WMVJU* |  | Mini-Splits(Non-Ducted) | FTX24WVJU* |  | 21200 | 19.5 | 8.5 | 24000 | 24000 | 100% | 1.8 | 0 | 11.5 |  |  |  |  | R-410A | 1.7667 | Residential & Commercial | VSMSHP
212437228 | Mini/Multi Split | KINGHOME | HRCU-A-CB-O | KW12HQ25SDO |  | Mini-Splits(Non-Ducted) | KM12HBKDI |  | 12000 | 24 | 8.5 | 12000 | 9200 | 76.67% | 1.9 | 0 | 12.5 |  |  |  |  | R-410A | 1 | Residential & Commercial | VSMSHP
212437229 | Mini/Multi Split | KINGHOME | HRCU-A-CB-O | KW12HQ25SDO |  | Mini-Splits(Non-Ducted) | KM12HT1DI |  | 12000 | 18.5 | 8.5 | 12000 | 10000 | 83.33% | 1.85 | 0 | 11.5 |  |  |  |  | R-410A | 1 | Residential & Commercial | VSMSHP
212437231 | Mini/Multi Split | KINGHOME | HRCU-A-CB-O | KW18HQ25SDO |  | Mini-Splits(Non-Ducted) | KM18HBKDI |  | 18000 | 19 | 8.5 | 18000 | 14500 | 80.56% | 1.93 | 0 | 10.05 |  |  |  |  | R-410A | 1.5 | Residential & Commercial | VSMSHP
212437235 | Mini/Multi Split | KINGHOME | HRCU-A-CB-O | KW24HQ25SDO |  | Mini-Splits(Non-Ducted) | KM24HT1DI |  | 22000 | 20 | 9 | 24000 | 19000 | 79.17% | 1.8 | 0 | 12 |  |  |  |  | R-410A | 1.8333 | Residential & Commercial | VSMSHP
209832200 | Mini/Multi Split | Mitsubishi Electric | HRCU-A-CB-O | MUZ-FS06NAH*** |  | Mini-Splits(Non-Ducted) | MSZ-FS06NA*** |  | 6000 | 32.2 | 10.9 | 8700 | 10500 | 120.7% | 2.46 | 19.05 | 19.05 |  |  |  |  | R-410A | 0.5 | Residential & Commercial | VSMSHP | Non-Ducted CEE Tier 2
209832201 | Mini/Multi Split | Mitsubishi Electric | HRCU-A-CB-O | MUZ-FS09NA*** |  | Mini-Splits(Non-Ducted) | MSZ-FS09NA*** |  | 9000 | 29.8 | 10.9 | 9600 | 11300 | 117.7% | 2.4 | 16.05 | 16.05 |  |  |  |  | R-410A | 0.75 | Residential & Commercial | VSMSHP | Non-Ducted CEE Tier 2
209832202 | Mini/Multi Split | Mitsubishi Electric | HRCU-A-CB-O | MUZ-FS09NAH*** |  | Mini-Splits(Non-Ducted) | MSZ-FS09NA*** |  | 9000 | 29.8 | 10 | 9600 | 11300 | 117.7% | 2.4 | 16.05 | 16.05 |  |  |  |  | R-410A | 0.75 | Residential & Commercial | VSMSHP | Non-Ducted CEE Tier 2
209832205 | Mini/Multi Split | Mitsubishi Electric | HRCU-A-CB-O | MUZ-FS15NA*** |  | Mini-Splits(Non-Ducted) | MSZ-FS15NA*** |  | 14000 | 22.3 | 10.4 | 16000 | 19400 | 121.2% | 2 | 14 | 14 |  |  |  |  | R-410A | 1.1667 | Residential & Commercial | VSMSHP | Non-Ducted CEE Tier 2
209832206 | Mini/Multi Split | Mitsubishi Electric | HRCU-A-CB-O | MUZ-FS15NAH*** |  | Mini-Splits(Non-Ducted) | MSZ-FS15NA*** |  | 14000 | 22.3 | 9.9 | 16000 | 19400 | 121.2% | 2 | 14 | 14 |  |  |  |  | R-410A | 1.1667 | Residential & Commercial | VSMSHP | Non-Ducted CEE Tier 2
209832207 | Mini/Multi Split | Mitsubishi Electric | HRCU-A-CB-O | MUZ-FS18NA*** |  | Mini-Splits(Non-Ducted) | MSZ-FS18NA*** |  | 17200 | 21 | 10.7 | 19000 | 22400 | 117.9% | 2 | 12.5 | 12.5 |  |  |  |  | R-410A | 1.4333 | Residential & Commercial | VSMSHP | Non-Ducted CEE Tier 2
212494257 | Mini/Multi Split | DAIKIN | HRCU-A-CB-O | RXM09WVJU* |  | Mini-Splits(Non-Ducted) | FTXM09WVJU* |  | 9000 | 27.4 | 11.2 | 11000 | 11000 | 100% | 1.8 | 0 | 16.3 |  |  |  |  | R-32 | 0.75 | Residential & Commercial | VSMSHP | Non-Ducted CEE Tier 2
208141286 | Mini/Multi Split | Clearity | HRCU-A-CB-O | MOX430-17HFN1-MT0W |  | Mini-Splits(Non-Ducted) | MSEPC-18HRFN1-MU0W |  | 18000 | 21.5 | 11.3 | 18000 | 18000 | 100% | 1.8 | 12.5 | 12.5 |  |  |  |  | R-410A | 1.5 | Residential & Commercial | VSMSHP | Non-Ducted CEE Tier 2
208650726 | Mini/Multi Split | 1HVAC | HRCU-A-CB-O | SC-09ZPL-HP230 |  | Mini-Splits(Non-Ducted) | SC-09WPL-HP230 |  | 9000 | 27 | 11 | 9000 | 13000 | 144.4% | 1.91 | 16.5 | 16.6 |  |  |  |  | R-410A | 0.75 | Residential & Commercial | VSMSHP | Non-Ducted CEE Tier 2
208650727 | Mini/Multi Split | 1HVAC | HRCU-A-CB-O | SC-12ZPL-HP230 |  | Mini-Splits(Non-Ducted) | SC-12WPL-HP230 |  | 12000 | 24 | 8.5 | 12200 | 12000 | 98.36% | 1.91 | 15.3 | 14 |  |  |  |  | R-410A | 1 | Residential & Commercial | VSMSHP
208650728 | Mini/Multi Split | 1HVAC | HRCU-A-CB-O | SC-18ZPL-HP230 |  | Mini-Splits(Non-Ducted) | SC-18WPL-HP230 |  | 18000 | 22 | 10 | 18000 | 20000 | 111.1% | 1.8 | 13.5 | 13.5 |  |  |  |  | R-410A | 1.5 | Residential & Commercial | VSMSHP | Non-Ducted CEE Tier 2
208650729 | Mini/Multi Split | 1HVAC | HRCU-A-CB-O | SC-24ZPL-HP230 |  | Mini-Splits(Non-Ducted) | SC-24WPL-HP230 |  | 22000 | 21.5 | 9.5 | 24000 | 24000 | 100% | 1.9 | 13 | 13 |  |  |  |  | R-410A | 1.8333 | Residential & Commercial | VSMSHP | Non-Ducted CEE Tier 2
208650730 | Mini/Multi Split | 1HVAC | HRCU-A-CB-O | SC-12ZGLD-HP230 |  | Mini-Splits(Non-Ducted) | SC-12WGLD-HP230 |  | 12000 | 24 | 9 | 12000 | 9000 | 75% | 1.85 | 12.5 | 12.5 |  |  |  |  | R-410A | 1 | Residential & Commercial | VSMSHP
208650732 | Mini/Multi Split | 1HVAC | HRCU-A-CB-O | SC-09ZGLD-HP230 |  | Mini-Splits(Non-Ducted) | SC-09WGLD-HP230 |  | 9100 | 25.5 | 10.2 | 10500 | 9100 | 86.67% | 1.86 | 14.7 | 14.7 |  |  |  |  | R-410A | 0.75833 | Residential & Commercial | VSMSHP | Non-Ducted CEE Tier 2
208650734 | Mini/Multi Split | 1HVAC | HRCU-A-CB-O | SC-18ZGLD-HP230 |  | Mini-Splits(Non-Ducted) | SC-18WGLD-HP230 |  | 18000 | 20 | 8.5 | 19800 | 15000 | 75.76% | 1.75 | 12.5 | 12.5 |  |  |  |  | R-410A | 1.5 | Residential & Commercial | VSMSHP
208650735 | Mini/Multi Split | ACIQ | HRCU-A-CB-O | SC-09ZPL-HP230 |  | Mini-Splits(Non-Ducted) | SC-09WPL-HP230 |  | 9000 | 27 | 11 | 9000 | 13000 | 144.4% | 1.91 | 16.5 | 16.6 |  |  |  |  | R-410A | 0.75 | Residential & Commercial | VSMSHP | Non-Ducted CEE Tier 2
208650736 | Mini/Multi Split | ACIQ | HRCU-A-CB-O | SC-12ZPL-HP230 |  | Mini-Splits(Non-Ducted) | SC-12WPL-HP230 |  | 12000 | 24 | 8.5 | 12200 | 12000 | 98.36% | 1.91 | 15.3 | 14 |  |  |  |  | R-410A | 1 | Residential & Commercial | VSMSHP
208650737 | Mini/Multi Split | ACIQ | HRCU-A-CB-O | SC-18ZPL-HP230 |  | Mini-Splits(Non-Ducted) | SC-18WPL-HP230 |  | 18000 | 22 | 10 | 18000 | 20000 | 111.1% | 1.8 | 13.5 | 13.5 |  |  |  |  | R-410A | 1.5 | Residential & Commercial | VSMSHP | Non-Ducted CEE Tier 2
208650738 | Mini/Multi Split | ACIQ | HRCU-A-CB-O | SC-24ZPL-HP230 |  | Mini-Splits(Non-Ducted) | SC-24WPL-HP230 |  | 22000 | 21.5 | 9.5 | 24000 | 24000 | 100% | 1.9 | 13 | 13 |  |  |  |  | R-410A | 1.8333 | Residential & Commercial | VSMSHP | Non-Ducted CEE Tier 2
208650739 | Mini/Multi Split | ACIQ | HRCU-A-CB-O | SC-12ZGLD-HP230 |  | Mini-Splits(Non-Ducted) | SC-12WGLD-HP230 |  | 12000 | 24 | 9 | 12000 | 9000 | 75% | 1.85 | 12.5 | 12.5 |  |  |  |  | R-410A | 1 | Residential & Commercial | VSMSHP
208650741 | Mini/Multi Split | ACIQ | HRCU-A-CB-O | SC-09ZGLD-HP230 |  | Mini-Splits(Non-Ducted) | SC-09WGLD-HP230 |  | 9100 | 25.5 | 10.2 | 10500 | 9100 | 86.67% | 1.86 | 14.7 | 14.7 |  |  |  |  | R-410A | 0.75833 | Residential & Commercial | VSMSHP | Non-Ducted CEE Tier 2
208650743 | Mini/Multi Split | ACIQ | HRCU-A-CB-O | SC-18ZGLD-HP230 |  | Mini-Splits(Non-Ducted) | SC-18WGLD-HP230 |  | 18000 | 20 | 8.5 | 19800 | 15000 | 75.76% | 1.75 | 12.5 | 12.5 |  |  |  |  | R-410A | 1.5 | Residential & Commercial | VSMSHP
208650744 | Mini/Multi Split | DIYCOOL | HRCU-A-CB-O | SC-09ZPL-HP230 |  | Mini-Splits(Non-Ducted) | SC-09WPL-HP230 |  | 9000 | 27 | 11 | 9000 | 13000 | 144.4% | 1.91 | 16.5 | 16.6 |  |  |  |  | R-410A | 0.75 | Residential & Commercial | VSMSHP | Non-Ducted CEE Tier 2
208650745 | Mini/Multi Split | DIYCOOL | HRCU-A-CB-O | SC-12ZPL-HP230 |  | Mini-Splits(Non-Ducted) | SC-12WPL-HP230 |  | 12000 | 24 | 8.5 | 12200 | 12000 | 98.36% | 1.91 | 15.3 | 14 |  |  |  |  | R-410A | 1 | Residential & Commercial | VSMSHP
208650746 | Mini/Multi Split | DIYCOOL | HRCU-A-CB-O | SC-18ZPL-HP230 |  | Mini-Splits(Non-Ducted) | SC-18WPL-HP230 |  | 18000 | 22 | 10 | 18000 | 20000 | 111.1% | 1.8 | 13.5 | 13.5 |  |  |  |  | R-410A | 1.5 | Residential & Commercial | VSMSHP | Non-Ducted CEE Tier 2
208650747 | Mini/Multi Split | DIYCOOL | HRCU-A-CB-O | SC-24ZPL-HP230 |  | Mini-Splits(Non-Ducted) | SC-24WPL-HP230 |  | 22000 | 21.5 | 9.5 | 24000 | 24000 | 100% | 1.9 | 13 | 13 |  |  |  |  | R-410A | 1.8333 | Residential & Commercial | VSMSHP | Non-Ducted CEE Tier 2
208650748 | Mini/Multi Split | DIYCOOL | HRCU-A-CB-O | SC-12ZGLD-HP230 |  | Mini-Splits(Non-Ducted) | SC-12WGLD-HP230 |  | 12000 | 24 | 9 | 12000 | 9000 | 75% | 1.85 | 12.5 | 12.5 |  |  |  |  | R-410A | 1 | Residential & Commercial | VSMSHP
208650750 | Mini/Multi Split | DIYCOOL | HRCU-A-CB-O | SC-09ZGLD-HP230 |  | Mini-Splits(Non-Ducted) | SC-09WGLD-HP230 |  | 9100 | 25.5 | 10.2 | 10500 | 9100 | 86.67% | 1.86 | 14.7 | 14.7 |  |  |  |  | R-410A | 0.75833 | Residential & Commercial | VSMSHP | Non-Ducted CEE Tier 2
208650752 | Mini/Multi Split | DIYCOOL | HRCU-A-CB-O | SC-18ZGLD-HP230 |  | Mini-Splits(Non-Ducted) | SC-18WGLD-HP230 |  | 18000 | 20 | 8.5 | 19800 | 15000 | 75.76% | 1.75 | 12.5 | 12.5 |  |  |  |  | R-410A | 1.5 | Residential & Commercial | VSMSHP
208650753 | Mini/Multi Split | Stealth Comfort | HRCU-A-CB-O | SC-09ZPL-HP230 |  | Mini-Splits(Non-Ducted) | SC-09WPL-HP230 |  | 9000 | 27 | 11 | 9000 | 13000 | 144.4% | 1.91 | 16.5 | 16.6 |  |  |  |  | R-410A | 0.75 | Residential & Commercial | VSMSHP | Non-Ducted CEE Tier 2
208650754 | Mini/Multi Split | Stealth Comfort | HRCU-A-CB-O | SC-12ZPL-HP230 |  | Mini-Splits(Non-Ducted) | SC-12WPL-HP230 |  | 12000 | 24 | 8.5 | 12200 | 12000 | 98.36% | 1.91 | 15.3 | 14 |  |  |  |  | R-410A | 1 | Residential & Commercial | VSMSHP
208650755 | Mini/Multi Split | Stealth Comfort | HRCU-A-CB-O | SC-18ZPL-HP230 |  | Mini-Splits(Non-Ducted) | SC-18WPL-HP230 |  | 18000 | 22 | 10 | 18000 | 20000 | 111.1% | 1.8 | 13.5 | 13.5 |  |  |  |  | R-410A | 1.5 | Residential & Commercial | VSMSHP | Non-Ducted CEE Tier 2
208650756 | Mini/Multi Split | Stealth Comfort | HRCU-A-CB-O | SC-24ZPL-HP230 |  | Mini-Splits(Non-Ducted) | SC-24WPL-HP230 |  | 22000 | 21.5 | 9.5 | 24000 | 24000 | 100% | 1.9 | 13 | 13 |  |  |  |  | R-410A | 1.8333 | Residential & Commercial | VSMSHP | Non-Ducted CEE Tier 2
208650757 | Mini/Multi Split | Stealth Comfort | HRCU-A-CB-O | SC-12ZGLD-HP230 |  | Mini-Splits(Non-Ducted) | SC-12WGLD-HP230 |  | 12000 | 24 | 9 | 12000 | 9000 | 75% | 1.85 | 12.5 | 12.5 |  |  |  |  | R-410A | 1 | Residential & Commercial | VSMSHP
208650759 | Mini/Multi Split | Stealth Comfort | HRCU-A-CB-O | SC-09ZGLD-HP230 |  | Mini-Splits(Non-Ducted) | SC-09WGLD-HP230 |  | 9100 | 25.5 | 10.2 | 10500 | 9100 | 86.67% | 1.86 | 14.7 | 14.7 |  |  |  |  | R-410A | 0.75833 | Residential & Commercial | VSMSHP | Non-Ducted CEE Tier 2
208650761 | Mini/Multi Split | Stealth Comfort | HRCU-A-CB-O | SC-18ZGLD-HP230 |  | Mini-Splits(Non-Ducted) | SC-18WGLD-HP230 |  | 18000 | 20 | 8.5 | 19800 | 15000 | 75.76% | 1.75 | 12.5 | 12.5 |  |  |  |  | R-410A | 1.5 | Residential & Commercial | VSMSHP
208650626 | Mini/Multi Split | BLUERIDGE | HRCU-A-CB-O | BMY36HHUC |  | Mini-Splits(Non-Ducted) | BM36MFCC |  | 36000 | 17.6 | 10 | 39000 | 36600 | 93.85% | 1.75 | 8.6 | 8.8 |  |  |  |  | R-410A | 3 | Residential & Commercial | VSMSHP
208650627 | Mini/Multi Split | BLUERIDGE | HRCU-A-CB-O | BMY48HHUC |  | Mini-Splits(Non-Ducted) | BM48MFCC |  | 48000 | 17 | 9.8 | 51000 | 49000 | 96.08% | 1.8 | 8.2 | 8.2 |  |  |  |  | R-410A | 4 | Residential & Commercial | VSMSHP
208650638 | Mini/Multi Split | DUCANE | HRCU-A-CB-O | 4DHP1S12S-1P |  | Mini-Splits(Non-Ducted) | DWM212S4-1P |  | 10800 | 19.8 | 8.5 | 10800 | 7600 | 70.37% | 1.75 | 12.5 | 11.7 |  |  |  |  | R-410A | 0.9 | Residential & Commercial | VSMSHP
208650652 | Mini/Multi Split | Armstrong Air | HRCU-A-CB-O | 4DHP1S12S-1P |  | Mini-Splits(Non-Ducted) | DWM212S4-1P |  | 10800 | 19.8 | 8.5 | 10800 | 7600 | 70.37% | 1.75 | 12.5 | 11.7 |  |  |  |  | R-410A | 0.9 | Residential & Commercial | VSMSHP
208650666 | Mini/Multi Split | AirEase | HRCU-A-CB-O | 4DHP1S12S-1P |  | Mini-Splits(Non-Ducted) | DWM212S4-1P |  | 10800 | 19.8 | 8.5 | 10800 | 7600 | 70.37% | 1.75 | 12.5 | 11.7 |  |  |  |  | R-410A | 0.9 | Residential & Commercial | VSMSHP
208650680 | Mini/Multi Split | CONCORD | HRCU-A-CB-O | 4DHP1S12S-1P |  | Mini-Splits(Non-Ducted) | DWM212S4-1P |  | 10800 | 19.8 | 8.5 | 10800 | 7600 | 70.37% | 1.75 | 12.5 | 11.7 |  |  |  |  | R-410A | 0.9 | Residential & Commercial | VSMSHP
208650692 | Mini/Multi Split | SEA BREEZE | HRCU-A-CB-O | 9H421YOMI |  | Mini-Splits(Non-Ducted) | 9H421YIMI |  | 9000 | 21.5 | 9.1 | 10000 | 7000 | 70% | 2.16 | 12.5 | 12.5 |  |  |  |  | R-410A | 0.75 | Residential & Commercial | VSMSHP
208650694 | Mini/Multi Split | SEA BREEZE | HRCU-A-CB-O | 9H421ZOMI |  | Mini-Splits(Non-Ducted) | 9H421ZIMI |  | 9000 | 21.7 | 9.4 | 10000 | 7000 | 70% | 2 | 12.6 | 12.6 |  |  |  |  | R-410A | 0.75 | Residential & Commercial | VSMSHP
212436236 | Mini/Multi Split | Weathermaker | HRCU-A-CB-O | 38MPRAQ24AA3 |  | Mini-Splits(Non-Ducted) | DHMPHAQ24XA3 |  | 22000 | 23.5 | 10.5 | 24000 | 23400 | 97.5% | 1.94 | 13.65 | 13.7 |  |  |  |  | R-410A | 1.8333 | Residential & Commercial | VSMSHP | Non-Ducted CEE Tier 2
212437226 | Mini/Multi Split | KINGHOME | HRCU-A-CB-O | KW09HQ25SDO |  | Mini-Splits(Non-Ducted) | KM09HT1DI |  | 9100 | 19 | 9.5 | 10500 | 10000 | 95.24% | 1.85 | 0 | 13 |  |  |  |  | R-410A | 0.75833 | Residential & Commercial | VSMSHP | Non-Ducted CEE Tier 2
211259275 | Mini/Multi Split | Mitsubishi Electric | HRCU-A-CB-O | PUZ-HA36NKA |  | Mini-Splits(Non-Ducted) | PLA-A36EA* |  | 36000 | 20 | 9 | 40000 | 38000 | 95% | 2 | 13 | 13 |  |  |  |  | R-410A | 3 | Residential & Commercial | VSMSHP
211259276 | Mini/Multi Split | Mitsubishi Electric | HRCU-A-CB-O | PUZ-HA36NKA |  | Mini-Splits(Non-Ducted) | PKA-A36KA* |  | 33600 | 18.7 | 9 | 40000 | 38000 | 95% | 1.8 | 11.6 | 12.3 |  |  |  |  | R-410A | 2.8 | Residential & Commercial | VSMSHP
211259278 | Mini/Multi Split | Mitsubishi Electric | HRCU-A-CB-O | PUZ-HA36NKA |  | Mini-Splits(Non-Ducted) | PCA-A36KA* |  | 34000 | 18 | 9.2 | 40000 | 38000 | 95% | 1.75 | 12.5 | 12.5 |  |  |  |  | R-410A | 2.8333 | Residential & Commercial | VSMSHP
211497054 | Mini/Multi Split | Trane / Mitsubishi Electric | HRCU-A-CB-O | TRUZH0301KA00NA |  | Mini-Splits(Non-Ducted) | TPCA0A0301KA*** |  | 30000 | 17.9 | 8.5 | 35000 | 32000 | 91.43% | 1.8 | 12.6 | 12.6 |  |  |  |  | R-410A | 2.5 | Residential & Commercial | VSMSHP
211497055 | Mini/Multi Split | Trane / Mitsubishi Electric | HRCU-A-CB-O | TRUZH0361KA00NA |  | Mini-Splits(Non-Ducted) | TPKA0A0361KA*** |  | 33600 | 18.7 | 9 | 40000 | 38000 | 95% | 1.8 | 11.6 | 12.3 |  |  |  |  | R-410A | 2.8 | Residential & Commercial | VSMSHP
211497056 | Mini/Multi Split | Trane / Mitsubishi Electric | HRCU-A-CB-O | TRUZH0361KA00NA |  | Mini-Splits(Non-Ducted) | TPCA0A0361KA*** |  | 34000 | 18 | 9.2 | 40000 | 38000 | 95% | 1.75 | 12.5 | 12.5 |  |  |  |  | R-410A | 2.8333 | Residential & Commercial | VSMSHP
211497075 | Mini/Multi Split | Trane / Mitsubishi Electric | HRCU-A-CB-O | TRUZH0301KA00NA |  | Mini-Splits(Non-Ducted) | TPLA0A0301EA*** |  | 30000 | 20.2 | 8.8 | 34000 | 32000 | 94.12% | 2 | 14.1 | 14.1 |  |  |  |  | R-410A | 2.5 | Residential & Commercial | VSMSHP
211497076 | Mini/Multi Split | Trane / Mitsubishi Electric | HRCU-A-CB-O | TRUZH0361KA00NA |  | Mini-Splits(Non-Ducted) | TPLA0A0361EA*** |  | 36000 | 20 | 9 | 40000 | 38000 | 95% | 2 | 13 | 13 |  |  |  |  | R-410A | 3 | Residential & Commercial | VSMSHP
212519802 | Mini/Multi Split | MDV | HRCU-A-CB-O | MOCA30-12HFN1-MZ50W |  | Mini-Splits(Non-Ducted) | MSOP1B-12HRFN1-MZ60W |  | 12000 | 18.2 | 10 | 12000 | 12400 | 103.3% | 1.82 | 12.2 | 11 |  |  |  |  | R-410A | 1 | Residential & Commercial | VSMSHP | Non-Ducted CEE Tier 2
212519803 | Mini/Multi Split | MDV | HRCU-A-CB-O | MOD30-18HFN1-MZ22W |  | Mini-Splits(Non-Ducted) | MSEPD-18HRFN1-MZ22W |  | 18000 | 24.1 | 12 | 18000 | 16100 | 89.44% | 1.92 | 13.1 | 12.4 |  |  |  |  | R-410A | 1.5 | Residential & Commercial | VSMSHP | Non-Ducted CEE Tier 2
212521248 | Mini/Multi Split | CARRIER | HRCU-A-CB-O | 38MPRAQ12AA3 |  | Mini-Splits(Non-Ducted) | 40MPHBQ12XA3 |  | 12000 | 18.2 | 10 | 12000 | 12400 | 103.3% | 1.82 | 12.2 | 11 |  |  |  |  | R-410A | 1 | Residential & Commercial | VSMSHP | Non-Ducted CEE Tier 2
208650701 | Mini/Multi Split | BOSCH | HRCU-A-CB-O | BMS500-AAS012-1CSXRA |  | Mini-Splits(Non-Ducted) | BMS500-AAU012-1AHWXC |  | 10800 | 19.8 | 8.5 | 10800 | 7600 | 70.37% | 1.75 | 12.5 | 11.7 |  |  |  |  | R-410A | 0.9 | Residential & Commercial | VSMSHP
208568345 | Mini/Multi Split | MIDEA | HRCU-A-CB-O | MOX430-09HFN1-MZG5W |  | Mini-Splits(Non-Ducted) | MSOP1B-09HRFN1-MZG5W |  | 9000 | 28.5 | 18 | 12000 | 13700 | 114.2% | 1.85 | 16 | 16 |  |  |  |  | R-410A | 0.75 | Residential & Commercial | VSMSHP | Non-Ducted CEE Tier 2
208568353 | Mini/Multi Split | MIDEA | HRCU-A-CB-O | MOX230-09HFN1-MW5W |  | Mini-Splits(Non-Ducted) | CCA3U-09HRFN1-M(C) |  | 9000 | 20 | 10 | 10000 | 7400 | 74% | 1.9 | 13 | 13 |  |  |  |  | R-410A | 0.75 | Residential & Commercial | VSMSHP | Non-Ducted CEE Tier 2
208429503 | Mini/Multi Split | TOSHIBA CARRIER | HRCU-A-CB-O | RAV-SP122AT2P-UL |  | Mini-Splits(Non-Ducted) | RAV-SM122KRTP-UL |  | 12000 | 25.2 | 11.1 | 14000 | 9900 | 70.71% | 2.5 | 15.6 | 15.7 |  |  |  |  | R-410A | 1 | Residential & Commercial | VSMSHP | Non-Ducted CEE Tier 2
208429504 | Mini/Multi Split | TOSHIBA CARRIER | HRCU-A-CB-O | RAV-SP182AT2P-UL |  | Mini-Splits(Non-Ducted) | RAV-SM182KRTP-UL |  | 18000 | 23.8 | 10.3 | 20000 | 14500 | 72.5% | 2.27 | 12 | 12 |  |  |  |  | R-410A | 1.5 | Residential & Commercial | VSMSHP | Non-Ducted CEE Tier 2
208429505 | Mini/Multi Split | TOSHIBA CARRIER | HRCU-A-CB-O | RAV-SP242AT2P-UL |  | Mini-Splits(Non-Ducted) | RAV-SM242UTP-UL |  | 24000 | 23.7 | 10.7 | 27000 | 19300 | 71.48% | 2.22 | 12 | 13 |  |  |  |  | R-410A | 2 | Residential & Commercial | VSMSHP | Non-Ducted CEE Tier 2
208429506 | Mini/Multi Split | TOSHIBA CARRIER | HRCU-A-CB-O | RAV-SP302AT2P-UL |  | Mini-Splits(Non-Ducted) | RAV-SM302KRTP-UL |  | 30000 | 23.6 | 9.5 | 34000 | 25400 | 74.71% | 2.16 | 12.6 | 13.1 |  |  |  |  | R-410A | 2.5 | Residential & Commercial | VSMSHP | Non-Ducted CEE Tier 2
208429507 | Mini/Multi Split | TOSHIBA CARRIER | HRCU-A-CB-O | RAV-SP362AT2P-UL |  | Mini-Splits(Non-Ducted) | RAV-SM362KRTP-UL |  | 36000 | 22 | 8.9 | 40000 | 28800 | 72% | 2.12 | 10.5 | 10.5 |  |  |  |  | R-410A | 3 | Residential & Commercial | VSMSHP
208429508 | Mini/Multi Split | TOSHIBA CARRIER | HRCU-A-CB-O | RAV-SP422AT2P-UL |  | Mini-Splits(Non-Ducted) | RAV-SM422UTP-UL |  | 42000 | 22.6 | 10.2 | 47000 | 33600 | 71.49% | 2.1 | 11.7 | 12 |  |  |  |  | R-410A | 3.5 | Residential & Commercial | VSMSHP | Non-Ducted CEE Tier 2
208429509 | Mini/Multi Split | TOSHIBA CARRIER | HRCU-A-CB-O | RAV-SP482AT2P-UL |  | Mini-Splits(Non-Ducted) | RAV-SM482UTP-UL |  | 48000 | 22.4 | 9.8 | 54000 | 38000 | 70.37% | 2.02 | 10.3 | 10.6 |  |  |  |  | R-410A | 4 | Residential & Commercial | VSMSHP | Non-Ducted CEE Tier 2
208447319 | Mini/Multi Split | TOSHIBA CARRIER | HRCU-A-CB-O | RAV-SP182AT2P-UL |  | Mini-Splits(Non-Ducted) | RAV-SM182UTP-UL |  | 18000 | 25.5 | 11.3 | 20000 | 14100 | 70.5% | 2.45 | 13.7 | 13.5 |  |  |  |  | R-410A | 1.5 | Residential & Commercial | VSMSHP | Non-Ducted CEE Tier 2
208447320 | Mini/Multi Split | TOSHIBA CARRIER | HRCU-A-CB-O | RAV-SP182AT2P-UL |  | Mini-Splits(Non-Ducted) | RAV-SM182CTP-UL |  | 18000 | 23.6 | 10.7 | 20000 | 14500 | 72.5% | 2.36 | 11.5 | 11.5 |  |  |  |  | R-410A | 1.5 | Residential & Commercial | VSMSHP | Non-Ducted CEE Tier 2
208447322 | Mini/Multi Split | TOSHIBA CARRIER | HRCU-A-CB-O | RAV-SP242AT2P-UL |  | Mini-Splits(Non-Ducted) | RAV-SM242CTP-UL |  | 24000 | 23.2 | 10.4 | 27000 | 19200 | 71.11% | 2.3 | 12.7 | 12.7 |  |  |  |  | R-410A | 2 | Residential & Commercial | VSMSHP | Non-Ducted CEE Tier 2
208447324 | Mini/Multi Split | TOSHIBA CARRIER | HRCU-A-CB-O | RAV-SP302AT2P-UL |  | Mini-Splits(Non-Ducted) | RAV-SM302UTP-UL |  | 30000 | 23.7 | 11.2 | 34000 | 24000 | 70.59% | 2.51 | 13.9 | 14 |  |  |  |  | R-410A | 2.5 | Residential & Commercial | VSMSHP | Non-Ducted CEE Tier 2
208447325 | Mini/Multi Split | TOSHIBA CARRIER | HRCU-A-CB-O | RAV-SP302AT2P-UL |  | Mini-Splits(Non-Ducted) | RAV-SM302CTP-UL |  | 30000 | 22 | 10.4 | 34000 | 24200 | 71.18% | 2.28 | 12.5 | 13 |  |  |  |  | R-410A | 2.5 | Residential & Commercial | VSMSHP | Non-Ducted CEE Tier 2
208447327 | Mini/Multi Split | TOSHIBA CARRIER | HRCU-A-CB-O | RAV-SP362AT2P-UL |  | Mini-Splits(Non-Ducted) | RAV-SM362UTP-UL |  | 36000 | 24.3 | 11.1 | 40000 | 29800 | 74.5% | 2.47 | 13 | 13.4 |  |  |  |  | R-410A | 3 | Residential & Commercial | VSMSHP | Non-Ducted CEE Tier 2
208447328 | Mini/Multi Split | TOSHIBA CARRIER | HRCU-A-CB-O | RAV-SP362AT2P-UL |  | Mini-Splits(Non-Ducted) | RAV-SM362CTP-UL |  | 36000 | 22.4 | 11.1 | 40000 | 29600 | 74% | 2.39 | 12.1 | 12.1 |  |  |  |  | R-410A | 3 | Residential & Commercial | VSMSHP | Non-Ducted CEE Tier 2
208447330 | Mini/Multi Split | TOSHIBA CARRIER | HRCU-A-CB-O | RAV-SP422AT2P-UL |  | Mini-Splits(Non-Ducted) | RAV-SM422CTP-UL |  | 42000 | 19.6 | 10.7 | 47000 | 33400 | 71.06% | 2.16 | 9.8 | 9.9 |  |  |  |  | R-410A | 3.5 | Residential & Commercial | VSMSHP | Non-Ducted CEE Tier 2
208447614 | Mini/Multi Split | ARCOAIRE | HRCU-A-CB-O | DLCSRBH12AAK |  | Mini-Splits(Non-Ducted) | DLFSHCH12XAK |  | 12000 | 25.5 | 10.4 | 12000 | 12000 | 100% | 1.8 | 14 | 14 |  |  |  |  | R-410A | 1 | Residential & Commercial | VSMSHP | Non-Ducted CEE Tier 2
208447615 | Mini/Multi Split | ARCOAIRE | HRCU-A-CB-O | DLCSRBH24AAK |  | Mini-Splits(Non-Ducted) | DLFSHCH24XAK |  | 24000 | 21.5 | 11.4 | 29000 | 25000 | 86.21% | 2.21 | 13 | 13 |  |  |  |  | R-410A | 2 | Residential & Commercial | VSMSHP | Non-Ducted CEE Tier 2
208447617 | Mini/Multi Split | ARCOAIRE | HRCU-A-CB-O | DLCSRBH09AAK |  | Mini-Splits(Non-Ducted) | DLFSHCH09XAK |  | 9000 | 28.1 | 11.5 | 12000 | 10600 | 88.33% | 2 | 16.2 | 16.2 |  |  |  |  | R-410A | 0.75 | Residential & Commercial | VSMSHP | Non-Ducted CEE Tier 2
208447619 | Mini/Multi Split | ARCOAIRE | HRCU-A-CB-O | DLCSRBH18AAK |  | Mini-Splits(Non-Ducted) | DLFSHCH18XAK |  | 18000 | 21.5 | 11.3 | 18000 | 18000 | 100% | 1.8 | 12.5 | 12.5 |  |  |  |  | R-410A | 1.5 | Residential & Commercial | VSMSHP | Non-Ducted CEE Tier 2
208447621 | Mini/Multi Split | ARCOAIRE | HRCU-A-CB-O | DLCSRBH06AAK |  | Mini-Splits(Non-Ducted) | DLFSHCH06XAK |  | 6000 | 26.5 | 13.6 | 7000 | 7500 | 107.1% | 2.1 | 15.8 | 15.8 |  |  |  |  | R-410A | 0.5 | Residential & Commercial | VSMSHP | Non-Ducted CEE Tier 2
208447622 | Mini/Multi Split | COMFORTMAKER | HRCU-A-CB-O | DLCSRBH12AAK |  | Mini-Splits(Non-Ducted) | DLFSHCH12XAK |  | 12000 | 25.5 | 10.4 | 12000 | 12000 | 100% | 1.8 | 14 | 14 |  |  |  |  | R-410A | 1 | Residential & Commercial | VSMSHP | Non-Ducted CEE Tier 2
208447623 | Mini/Multi Split | COMFORTMAKER | HRCU-A-CB-O | DLCSRBH24AAK |  | Mini-Splits(Non-Ducted) | DLFSHCH24XAK |  | 24000 | 21.5 | 11.4 | 29000 | 25000 | 86.21% | 2.21 | 13 | 13 |  |  |  |  | R-410A | 2 | Residential & Commercial | VSMSHP | Non-Ducted CEE Tier 2
208447625 | Mini/Multi Split | COMFORTMAKER | HRCU-A-CB-O | DLCSRBH09AAK |  | Mini-Splits(Non-Ducted) | DLFSHCH09XAK |  | 9000 | 28.1 | 11.5 | 12000 | 10600 | 88.33% | 2 | 16.2 | 16.2 |  |  |  |  | R-410A | 0.75 | Residential & Commercial | VSMSHP | Non-Ducted CEE Tier 2
208447627 | Mini/Multi Split | COMFORTMAKER | HRCU-A-CB-O | DLCSRBH18AAK |  | Mini-Splits(Non-Ducted) | DLFSHCH18XAK |  | 18000 | 21.5 | 11.3 | 18000 | 18000 | 100% | 1.8 | 12.5 | 12.5 |  |  |  |  | R-410A | 1.5 | Residential & Commercial | VSMSHP | Non-Ducted CEE Tier 2
208447629 | Mini/Multi Split | COMFORTMAKER | HRCU-A-CB-O | DLCSRBH06AAK |  | Mini-Splits(Non-Ducted) | DLFSHCH06XAK |  | 6000 | 26.5 | 13.6 | 7000 | 7500 | 107.1% | 2.1 | 15.8 | 15.8 |  |  |  |  | R-410A | 0.5 | Residential & Commercial | VSMSHP | Non-Ducted CEE Tier 2
208447630 | Mini/Multi Split | DAY & NIGHT | HRCU-A-CB-O | DLCSRBH12AAK |  | Mini-Splits(Non-Ducted) | DLFSHCH12XAK |  | 12000 | 25.5 | 10.4 | 12000 | 12000 | 100% | 1.8 | 14 | 14 |  |  |  |  | R-410A | 1 | Residential & Commercial | VSMSHP | Non-Ducted CEE Tier 2
208447631 | Mini/Multi Split | DAY & NIGHT | HRCU-A-CB-O | DLCSRBH24AAK |  | Mini-Splits(Non-Ducted) | DLFSHCH24XAK |  | 24000 | 21.5 | 11.4 | 29000 | 25000 | 86.21% | 2.21 | 13 | 13 |  |  |  |  | R-410A | 2 | Residential & Commercial | VSMSHP | Non-Ducted CEE Tier 2
208447633 | Mini/Multi Split | DAY & NIGHT | HRCU-A-CB-O | DLCSRBH09AAK |  | Mini-Splits(Non-Ducted) | DLFSHCH09XAK |  | 9000 | 28.1 | 11.5 | 12000 | 10600 | 88.33% | 2 | 16.2 | 16.2 |  |  |  |  | R-410A | 0.75 | Residential & Commercial | VSMSHP | Non-Ducted CEE Tier 2
208447635 | Mini/Multi Split | DAY & NIGHT | HRCU-A-CB-O | DLCSRBH18AAK |  | Mini-Splits(Non-Ducted) | DLFSHCH18XAK |  | 18000 | 21.5 | 11.3 | 18000 | 18000 | 100% | 1.8 | 12.5 | 12.5 |  |  |  |  | R-410A | 1.5 | Residential & Commercial | VSMSHP | Non-Ducted CEE Tier 2
208447637 | Mini/Multi Split | DAY & NIGHT | HRCU-A-CB-O | DLCSRBH06AAK |  | Mini-Splits(Non-Ducted) | DLFSHCH06XAK |  | 6000 | 26.5 | 13.6 | 7000 | 7500 | 107.1% | 2.1 | 15.8 | 15.8 |  |  |  |  | R-410A | 0.5 | Residential & Commercial | VSMSHP | Non-Ducted CEE Tier 2
208447638 | Mini/Multi Split | HEIL | HRCU-A-CB-O | DLCSRBH12AAK |  | Mini-Splits(Non-Ducted) | DLFSHCH12XAK |  | 12000 | 25.5 | 10.4 | 12000 | 12000 | 100% | 1.8 | 14 | 14 |  |  |  |  | R-410A | 1 | Residential & Commercial | VSMSHP | Non-Ducted CEE Tier 2
208447639 | Mini/Multi Split | HEIL | HRCU-A-CB-O | DLCSRBH24AAK |  | Mini-Splits(Non-Ducted) | DLFSHCH24XAK |  | 24000 | 21.5 | 11.4 | 29000 | 25000 | 86.21% | 2.21 | 13 | 13 |  |  |  |  | R-410A | 2 | Residential & Commercial | VSMSHP | Non-Ducted CEE Tier 2
208447641 | Mini/Multi Split | HEIL | HRCU-A-CB-O | DLCSRBH09AAK |  | Mini-Splits(Non-Ducted) | DLFSHCH09XAK |  | 9000 | 28.1 | 11.5 | 12000 | 10600 | 88.33% | 2 | 16.2 | 16.2 |  |  |  |  | R-410A | 0.75 | Residential & Commercial | VSMSHP | Non-Ducted CEE Tier 2
208447643 | Mini/Multi Split | HEIL | HRCU-A-CB-O | DLCSRBH18AAK |  | Mini-Splits(Non-Ducted) | DLFSHCH18XAK |  | 18000 | 21.5 | 11.3 | 18000 | 18000 | 100% | 1.8 | 12.5 | 12.5 |  |  |  |  | R-410A | 1.5 | Residential & Commercial | VSMSHP | Non-Ducted CEE Tier 2
208447645 | Mini/Multi Split | HEIL | HRCU-A-CB-O | DLCSRBH06AAK |  | Mini-Splits(Non-Ducted) | DLFSHCH06XAK |  | 6000 | 26.5 | 13.6 | 7000 | 7500 | 107.1% | 2.1 | 15.8 | 15.8 |  |  |  |  | R-410A | 0.5 | Residential & Commercial | VSMSHP | Non-Ducted CEE Tier 2
208447646 | Mini/Multi Split | KEEPRITE | HRCU-A-CB-O | DLCSRBH12AAK |  | Mini-Splits(Non-Ducted) | DLFSHCH12XAK |  | 12000 | 25.5 | 10.4 | 12000 | 12000 | 100% | 1.8 | 14 | 14 |  |  |  |  | R-410A | 1 | Residential & Commercial | VSMSHP | Non-Ducted CEE Tier 2
208447647 | Mini/Multi Split | KEEPRITE | HRCU-A-CB-O | DLCSRBH24AAK |  | Mini-Splits(Non-Ducted) | DLFSHCH24XAK |  | 24000 | 21.5 | 11.4 | 29000 | 25000 | 86.21% | 2.21 | 13 | 13 |  |  |  |  | R-410A | 2 | Residential & Commercial | VSMSHP | Non-Ducted CEE Tier 2
208447649 | Mini/Multi Split | KEEPRITE | HRCU-A-CB-O | DLCSRBH09AAK |  | Mini-Splits(Non-Ducted) | DLFSHCH09XAK |  | 9000 | 28.1 | 11.5 | 12000 | 10600 | 88.33% | 2 | 16.2 | 16.2 |  |  |  |  | R-410A | 0.75 | Residential & Commercial | VSMSHP | Non-Ducted CEE Tier 2
208447651 | Mini/Multi Split | KEEPRITE | HRCU-A-CB-O | DLCSRBH18AAK |  | Mini-Splits(Non-Ducted) | DLFSHCH18XAK |  | 18000 | 21.5 | 11.3 | 18000 | 18000 | 100% | 1.8 | 12.5 | 12.5 |  |  |  |  | R-410A | 1.5 | Residential & Commercial | VSMSHP | Non-Ducted CEE Tier 2
208447653 | Mini/Multi Split | KEEPRITE | HRCU-A-CB-O | DLCSRBH06AAK |  | Mini-Splits(Non-Ducted) | DLFSHCH06XAK |  | 6000 | 26.5 | 13.6 | 7000 | 7500 | 107.1% | 2.1 | 15.8 | 15.8 |  |  |  |  | R-410A | 0.5 | Residential & Commercial | VSMSHP | Non-Ducted CEE Tier 2
208447654 | Mini/Multi Split | KENMORE | HRCU-A-CB-O | DLCSRBH12AAK |  | Mini-Splits(Non-Ducted) | DLFSHCH12XAK |  | 12000 | 25.5 | 10.4 | 12000 | 12000 | 100% | 1.8 | 14 | 14 |  |  |  |  | R-410A | 1 | Residential & Commercial | VSMSHP | Non-Ducted CEE Tier 2
208447655 | Mini/Multi Split | KENMORE | HRCU-A-CB-O | DLCSRBH24AAK |  | Mini-Splits(Non-Ducted) | DLFSHCH24XAK |  | 24000 | 21.5 | 11.4 | 29000 | 25000 | 86.21% | 2.21 | 13 | 13 |  |  |  |  | R-410A | 2 | Residential & Commercial | VSMSHP | Non-Ducted CEE Tier 2
208447657 | Mini/Multi Split | KENMORE | HRCU-A-CB-O | DLCSRBH09AAK |  | Mini-Splits(Non-Ducted) | DLFSHCH09XAK |  | 9000 | 28.1 | 11.5 | 12000 | 10600 | 88.33% | 2 | 16.2 | 16.2 |  |  |  |  | R-410A | 0.75 | Residential & Commercial | VSMSHP | Non-Ducted CEE Tier 2
208447659 | Mini/Multi Split | KENMORE | HRCU-A-CB-O | DLCSRBH18AAK |  | Mini-Splits(Non-Ducted) | DLFSHCH18XAK |  | 18000 | 21.5 | 11.3 | 18000 | 18000 | 100% | 1.8 | 12.5 | 12.5 |  |  |  |  | R-410A | 1.5 | Residential & Commercial | VSMSHP | Non-Ducted CEE Tier 2
208447661 | Mini/Multi Split | KENMORE | HRCU-A-CB-O | DLCSRBH06AAK |  | Mini-Splits(Non-Ducted) | DLFSHCH06XAK |  | 6000 | 26.5 | 13.6 | 7000 | 7500 | 107.1% | 2.1 | 15.8 | 15.8 |  |  |  |  | R-410A | 0.5 | Residential & Commercial | VSMSHP | Non-Ducted CEE Tier 2
208447662 | Mini/Multi Split | MIDEA | HRCU-A-CB-O | DLCSRBH12AAK |  | Mini-Splits(Non-Ducted) | DLFSHCH12XAK |  | 12000 | 25.5 | 10.4 | 12000 | 12000 | 100% | 1.8 | 14 | 14 |  |  |  |  | R-410A | 1 | Residential & Commercial | VSMSHP | Non-Ducted CEE Tier 2
208447663 | Mini/Multi Split | MIDEA | HRCU-A-CB-O | DLCSRBH24AAK |  | Mini-Splits(Non-Ducted) | DLFSHCH24XAK |  | 24000 | 21.5 | 11.4 | 29000 | 25000 | 86.21% | 2.21 | 13 | 13 |  |  |  |  | R-410A | 2 | Residential & Commercial | VSMSHP | Non-Ducted CEE Tier 2
208447665 | Mini/Multi Split | MIDEA | HRCU-A-CB-O | DLCSRBH09AAK |  | Mini-Splits(Non-Ducted) | DLFSHCH09XAK |  | 9000 | 28.1 | 11.5 | 12000 | 10600 | 88.33% | 2 | 16.2 | 16.2 |  |  |  |  | R-410A | 0.75 | Residential & Commercial | VSMSHP | Non-Ducted CEE Tier 2
208447667 | Mini/Multi Split | MIDEA | HRCU-A-CB-O | DLCSRBH18AAK |  | Mini-Splits(Non-Ducted) | DLFSHCH18XAK |  | 18000 | 21.5 | 11.3 | 18000 | 18000 | 100% | 1.8 | 12.5 | 12.5 |  |  |  |  | R-410A | 1.5 | Residential & Commercial | VSMSHP | Non-Ducted CEE Tier 2
208447669 | Mini/Multi Split | MIDEA | HRCU-A-CB-O | DLCSRBH06AAK |  | Mini-Splits(Non-Ducted) | DLFSHCH06XAK |  | 6000 | 26.5 | 13.6 | 7000 | 7500 | 107.1% | 2.1 | 15.8 | 15.8 |  |  |  |  | R-410A | 0.5 | Residential & Commercial | VSMSHP | Non-Ducted CEE Tier 2
208447670 | Mini/Multi Split | TEMPSTAR | HRCU-A-CB-O | DLCSRBH12AAK |  | Mini-Splits(Non-Ducted) | DLFSHCH12XAK |  | 12000 | 25.5 | 10.4 | 12000 | 12000 | 100% | 1.8 | 14 | 14 |  |  |  |  | R-410A | 1 | Residential & Commercial | VSMSHP | Non-Ducted CEE Tier 2
208447671 | Mini/Multi Split | TEMPSTAR | HRCU-A-CB-O | DLCSRBH24AAK |  | Mini-Splits(Non-Ducted) | DLFSHCH24XAK |  | 24000 | 21.5 | 11.4 | 29000 | 25000 | 86.21% | 2.21 | 13 | 13 |  |  |  |  | R-410A | 2 | Residential & Commercial | VSMSHP | Non-Ducted CEE Tier 2
208447673 | Mini/Multi Split | TEMPSTAR | HRCU-A-CB-O | DLCSRBH09AAK |  | Mini-Splits(Non-Ducted) | DLFSHCH09XAK |  | 9000 | 28.1 | 11.5 | 12000 | 10600 | 88.33% | 2 | 16.2 | 16.2 |  |  |  |  | R-410A | 0.75 | Residential & Commercial | VSMSHP | Non-Ducted CEE Tier 2
208447675 | Mini/Multi Split | TEMPSTAR | HRCU-A-CB-O | DLCSRBH18AAK |  | Mini-Splits(Non-Ducted) | DLFSHCH18XAK |  | 18000 | 21.5 | 11.3 | 18000 | 18000 | 100% | 1.8 | 12.5 | 12.5 |  |  |  |  | R-410A | 1.5 | Residential & Commercial | VSMSHP | Non-Ducted CEE Tier 2
208447677 | Mini/Multi Split | TEMPSTAR | HRCU-A-CB-O | DLCSRBH06AAK |  | Mini-Splits(Non-Ducted) | DLFSHCH06XAK |  | 6000 | 26.5 | 13.6 | 7000 | 7500 | 107.1% | 2.1 | 15.8 | 15.8 |  |  |  |  | R-410A | 0.5 | Residential & Commercial | VSMSHP | Non-Ducted CEE Tier 2
208447678 | Mini/Multi Split | SMART COMFORT | HRCU-A-CB-O | DLCSRBH12AAK |  | Mini-Splits(Non-Ducted) | DLFSHCH12XAK |  | 12000 | 25.5 | 10.4 | 12000 | 12000 | 100% | 1.8 | 14 | 14 |  |  |  |  | R-410A | 1 | Residential & Commercial | VSMSHP | Non-Ducted CEE Tier 2
208447679 | Mini/Multi Split | SMART COMFORT | HRCU-A-CB-O | DLCSRBH24AAK |  | Mini-Splits(Non-Ducted) | DLFSHCH24XAK |  | 24000 | 21.5 | 11.4 | 29000 | 25000 | 86.21% | 2.21 | 13 | 13 |  |  |  |  | R-410A | 2 | Residential & Commercial | VSMSHP | Non-Ducted CEE Tier 2
208447681 | Mini/Multi Split | SMART COMFORT | HRCU-A-CB-O | DLCSRBH09AAK |  | Mini-Splits(Non-Ducted) | DLFSHCH09XAK |  | 9000 | 28.1 | 11.5 | 12000 | 10600 | 88.33% | 2 | 16.2 | 16.2 |  |  |  |  | R-410A | 0.75 | Residential & Commercial | VSMSHP | Non-Ducted CEE Tier 2
208447683 | Mini/Multi Split | SMART COMFORT | HRCU-A-CB-O | DLCSRBH18AAK |  | Mini-Splits(Non-Ducted) | DLFSHCH18XAK |  | 18000 | 21.5 | 11.3 | 18000 | 18000 | 100% | 1.8 | 12.5 | 12.5 |  |  |  |  | R-410A | 1.5 | Residential & Commercial | VSMSHP | Non-Ducted CEE Tier 2
208447685 | Mini/Multi Split | SMART COMFORT | HRCU-A-CB-O | DLCSRBH06AAK |  | Mini-Splits(Non-Ducted) | DLFSHCH06XAK |  | 6000 | 26.5 | 13.6 | 7000 | 7500 | 107.1% | 2.1 | 15.8 | 15.8 |  |  |  |  | R-410A | 0.5 | Residential & Commercial | VSMSHP | Non-Ducted CEE Tier 2
208447686 | Mini/Multi Split | AIRQUEST | HRCU-A-CB-O | DLCSRBH12AAK |  | Mini-Splits(Non-Ducted) | DLFSHCH12XAK |  | 12000 | 25.5 | 10.4 | 12000 | 12000 | 100% | 1.8 | 14 | 14 |  |  |  |  | R-410A | 1 | Residential & Commercial | VSMSHP | Non-Ducted CEE Tier 2
208447687 | Mini/Multi Split | AIRQUEST | HRCU-A-CB-O | DLCSRBH24AAK |  | Mini-Splits(Non-Ducted) | DLFSHCH24XAK |  | 24000 | 21.5 | 11.4 | 29000 | 25000 | 86.21% | 2.21 | 13 | 13 |  |  |  |  | R-410A | 2 | Residential & Commercial | VSMSHP | Non-Ducted CEE Tier 2
208447689 | Mini/Multi Split | AIRQUEST | HRCU-A-CB-O | DLCSRBH09AAK |  | Mini-Splits(Non-Ducted) | DLFSHCH09XAK |  | 9000 | 28.1 | 11.5 | 12000 | 10600 | 88.33% | 2 | 16.2 | 16.2 |  |  |  |  | R-410A | 0.75 | Residential & Commercial | VSMSHP | Non-Ducted CEE Tier 2
208447691 | Mini/Multi Split | AIRQUEST | HRCU-A-CB-O | DLCSRBH18AAK |  | Mini-Splits(Non-Ducted) | DLFSHCH18XAK |  | 18000 | 21.5 | 11.3 | 18000 | 18000 | 100% | 1.8 | 12.5 | 12.5 |  |  |  |  | R-410A | 1.5 | Residential & Commercial | VSMSHP | Non-Ducted CEE Tier 2
208447693 | Mini/Multi Split | AIRQUEST | HRCU-A-CB-O | DLCSRBH06AAK |  | Mini-Splits(Non-Ducted) | DLFSHCH06XAK |  | 6000 | 26.5 | 13.6 | 7000 | 7500 | 107.1% | 2.1 | 15.8 | 15.8 |  |  |  |  | R-410A | 0.5 | Residential & Commercial | VSMSHP | Non-Ducted CEE Tier 2
208447695 | Mini/Multi Split | ARCOAIRE | HRCU-A-CB-O | DLCERBH09AAJ |  | Mini-Splits(Non-Ducted) | DLFEHBH09XAJ |  | 9000 | 21.5 | 9.1 | 10000 | 7000 | 70% | 2.16 | 12.5 | 12.5 |  |  |  |  | R-410A | 0.75 | Residential & Commercial | VSMSHP
208447700 | Mini/Multi Split | ARCOAIRE | HRCU-A-CB-O | DLCERBH09AAK |  | Mini-Splits(Non-Ducted) | DLFEHBH09XAK |  | 9000 | 21.7 | 9.4 | 10000 | 7000 | 70% | 2 | 12.6 | 12.6 |  |  |  |  | R-410A | 0.75 | Residential & Commercial | VSMSHP
208447703 | Mini/Multi Split | COMFORTMAKER | HRCU-A-CB-O | DLCERBH09AAJ |  | Mini-Splits(Non-Ducted) | DLFEHBH09XAJ |  | 9000 | 21.5 | 9.1 | 10000 | 7000 | 70% | 2.16 | 12.5 | 12.5 |  |  |  |  | R-410A | 0.75 | Residential & Commercial | VSMSHP
208447708 | Mini/Multi Split | COMFORTMAKER | HRCU-A-CB-O | DLCERBH09AAK |  | Mini-Splits(Non-Ducted) | DLFEHBH09XAK |  | 9000 | 21.7 | 9.4 | 10000 | 7000 | 70% | 2 | 12.6 | 12.6 |  |  |  |  | R-410A | 0.75 | Residential & Commercial | VSMSHP
208447711 | Mini/Multi Split | DAY & NIGHT | HRCU-A-CB-O | DLCERBH09AAJ |  | Mini-Splits(Non-Ducted) | DLFEHBH09XAJ |  | 9000 | 21.5 | 9.1 | 10000 | 7000 | 70% | 2.16 | 12.5 | 12.5 |  |  |  |  | R-410A | 0.75 | Residential & Commercial | VSMSHP
208447716 | Mini/Multi Split | DAY & NIGHT | HRCU-A-CB-O | DLCERBH09AAK |  | Mini-Splits(Non-Ducted) | DLFEHBH09XAK |  | 9000 | 21.7 | 9.4 | 10000 | 7000 | 70% | 2 | 12.6 | 12.6 |  |  |  |  | R-410A | 0.75 | Residential & Commercial | VSMSHP
208447719 | Mini/Multi Split | HEIL | HRCU-A-CB-O | DLCERBH09AAJ |  | Mini-Splits(Non-Ducted) | DLFEHBH09XAJ |  | 9000 | 21.5 | 9.1 | 10000 | 7000 | 70% | 2.16 | 12.5 | 12.5 |  |  |  |  | R-410A | 0.75 | Residential & Commercial | VSMSHP
208447724 | Mini/Multi Split | HEIL | HRCU-A-CB-O | DLCERBH09AAK |  | Mini-Splits(Non-Ducted) | DLFEHBH09XAK |  | 9000 | 21.7 | 9.4 | 10000 | 7000 | 70% | 2 | 12.6 | 12.6 |  |  |  |  | R-410A | 0.75 | Residential & Commercial | VSMSHP
208447727 | Mini/Multi Split | KEEPRITE | HRCU-A-CB-O | DLCERBH09AAJ |  | Mini-Splits(Non-Ducted) | DLFEHBH09XAJ |  | 9000 | 21.5 | 9.1 | 10000 | 7000 | 70% | 2.16 | 12.5 | 12.5 |  |  |  |  | R-410A | 0.75 | Residential & Commercial | VSMSHP
208447732 | Mini/Multi Split | KEEPRITE | HRCU-A-CB-O | DLCERBH09AAK |  | Mini-Splits(Non-Ducted) | DLFEHBH09XAK |  | 9000 | 21.7 | 9.4 | 10000 | 7000 | 70% | 2 | 12.6 | 12.6 |  |  |  |  | R-410A | 0.75 | Residential & Commercial | VSMSHP
208447735 | Mini/Multi Split | KENMORE | HRCU-A-CB-O | DLCERBH09AAJ |  | Mini-Splits(Non-Ducted) | DLFEHBH09XAJ |  | 9000 | 21.5 | 9.1 | 10000 | 7000 | 70% | 2.16 | 12.5 | 12.5 |  |  |  |  | R-410A | 0.75 | Residential & Commercial | VSMSHP
208447740 | Mini/Multi Split | KENMORE | HRCU-A-CB-O | DLCERBH09AAK |  | Mini-Splits(Non-Ducted) | DLFEHBH09XAK |  | 9000 | 21.7 | 9.4 | 10000 | 7000 | 70% | 2 | 12.6 | 12.6 |  |  |  |  | R-410A | 0.75 | Residential & Commercial | VSMSHP
208447743 | Mini/Multi Split | MIDEA | HRCU-A-CB-O | DLCERBH09AAJ |  | Mini-Splits(Non-Ducted) | DLFEHBH09XAJ |  | 9000 | 21.5 | 9.1 | 10000 | 7000 | 70% | 2.16 | 12.5 | 12.5 |  |  |  |  | R-410A | 0.75 | Residential & Commercial | VSMSHP
208447748 | Mini/Multi Split | MIDEA | HRCU-A-CB-O | DLCERBH09AAK |  | Mini-Splits(Non-Ducted) | DLFEHBH09XAK |  | 9000 | 21.7 | 9.4 | 10000 | 7000 | 70% | 2 | 12.6 | 12.6 |  |  |  |  | R-410A | 0.75 | Residential & Commercial | VSMSHP
208447751 | Mini/Multi Split | TEMPSTAR | HRCU-A-CB-O | DLCERBH09AAJ |  | Mini-Splits(Non-Ducted) | DLFEHBH09XAJ |  | 9000 | 21.5 | 9.1 | 10000 | 7000 | 70% | 2.16 | 12.5 | 12.5 |  |  |  |  | R-410A | 0.75 | Residential & Commercial | VSMSHP
208447756 | Mini/Multi Split | TEMPSTAR | HRCU-A-CB-O | DLCERBH09AAK |  | Mini-Splits(Non-Ducted) | DLFEHBH09XAK |  | 9000 | 21.7 | 9.4 | 10000 | 7000 | 70% | 2 | 12.6 | 12.6 |  |  |  |  | R-410A | 0.75 | Residential & Commercial | VSMSHP
208447759 | Mini/Multi Split | SMART COMFORT | HRCU-A-CB-O | DLCERBH09AAJ |  | Mini-Splits(Non-Ducted) | DLFEHBH09XAJ |  | 9000 | 21.5 | 9.1 | 10000 | 7000 | 70% | 2.16 | 12.5 | 12.5 |  |  |  |  | R-410A | 0.75 | Residential & Commercial | VSMSHP
208447764 | Mini/Multi Split | SMART COMFORT | HRCU-A-CB-O | DLCERBH09AAK |  | Mini-Splits(Non-Ducted) | DLFEHBH09XAK |  | 9000 | 21.7 | 9.4 | 10000 | 7000 | 70% | 2 | 12.6 | 12.6 |  |  |  |  | R-410A | 0.75 | Residential & Commercial | VSMSHP
208447767 | Mini/Multi Split | AIRQUEST | HRCU-A-CB-O | DLCERBH09AAJ |  | Mini-Splits(Non-Ducted) | DLFEHBH09XAJ |  | 9000 | 21.5 | 9.1 | 10000 | 7000 | 70% | 2.16 | 12.5 | 12.5 |  |  |  |  | R-410A | 0.75 | Residential & Commercial | VSMSHP
208447772 | Mini/Multi Split | AIRQUEST | HRCU-A-CB-O | DLCERBH09AAK |  | Mini-Splits(Non-Ducted) | DLFEHBH09XAK |  | 9000 | 21.7 | 9.4 | 10000 | 7000 | 70% | 2 | 12.6 | 12.6 |  |  |  |  | R-410A | 0.75 | Residential & Commercial | VSMSHP
208447844 | Mini/Multi Split | CARRIER | HRCU-A-CB-O | 38MHRCQ09AA1 |  | Mini-Splits(Non-Ducted) | 40MHHAQ09XA1 |  | 9000 | 21.5 | 9.1 | 10000 | 7000 | 70% | 2.16 | 12.5 | 12.5 |  |  |  |  | R-410A | 0.75 | Residential & Commercial | VSMSHP
208447845 | Mini/Multi Split | CARRIER | HRCU-A-CB-O | 38MHRCQ09AA3 |  | Mini-Splits(Non-Ducted) | 40MHHAQ09XA3 |  | 9000 | 21.7 | 9.4 | 10000 | 7000 | 70% | 2 | 12.6 | 12.6 |  |  |  |  | R-410A | 0.75 | Residential & Commercial | VSMSHP
208447846 | Mini/Multi Split | BRYANT | HRCU-A-CB-O | 38MHRCQ09AA1 |  | Mini-Splits(Non-Ducted) | 40MHHAQ09XA1 |  | 9000 | 21.5 | 9.1 | 10000 | 7000 | 70% | 2.16 | 12.5 | 12.5 |  |  |  |  | R-410A | 0.75 | Residential & Commercial | VSMSHP
208447847 | Mini/Multi Split | BRYANT | HRCU-A-CB-O | 38MHRCQ09AA3 |  | Mini-Splits(Non-Ducted) | 40MHHAQ09XA3 |  | 9000 | 21.7 | 9.4 | 10000 | 7000 | 70% | 2 | 12.6 | 12.6 |  |  |  |  | R-410A | 0.75 | Residential & Commercial | VSMSHP
208447848 | Mini/Multi Split | PAYNE | HRCU-A-CB-O | 38MHRCQ09AA1 |  | Mini-Splits(Non-Ducted) | 40MHHAQ09XA1 |  | 9000 | 21.5 | 9.1 | 10000 | 7000 | 70% | 2.16 | 12.5 | 12.5 |  |  |  |  | R-410A | 0.75 | Residential & Commercial | VSMSHP
208447849 | Mini/Multi Split | PAYNE | HRCU-A-CB-O | 38MHRCQ09AA3 |  | Mini-Splits(Non-Ducted) | 40MHHAQ09XA3 |  | 9000 | 21.7 | 9.4 | 10000 | 7000 | 70% | 2 | 12.6 | 12.6 |  |  |  |  | R-410A | 0.75 | Residential & Commercial | VSMSHP
208447850 | Mini/Multi Split | Weathermaker | HRCU-A-CB-O | 38MHRCQ09AA1 |  | Mini-Splits(Non-Ducted) | 40MHHAQ09XA1 |  | 9000 | 21.5 | 9.1 | 10000 | 7000 | 70% | 2.16 | 12.5 | 12.5 |  |  |  |  | R-410A | 0.75 | Residential & Commercial | VSMSHP
208447851 | Mini/Multi Split | Weathermaker | HRCU-A-CB-O | 38MHRCQ09AA3 |  | Mini-Splits(Non-Ducted) | 40MHHAQ09XA3 |  | 9000 | 21.7 | 9.4 | 10000 | 7000 | 70% | 2 | 12.6 | 12.6 |  |  |  |  | R-410A | 0.75 | Residential & Commercial | VSMSHP
208447852 | Mini/Multi Split | MIDEA | HRCU-A-CB-O | 38MHRCQ09AA1 |  | Mini-Splits(Non-Ducted) | 40MHHAQ09XA1 |  | 9000 | 21.5 | 9.1 | 10000 | 7000 | 70% | 2.16 | 12.5 | 12.5 |  |  |  |  | R-410A | 0.75 | Residential & Commercial | VSMSHP
208447853 | Mini/Multi Split | MIDEA | HRCU-A-CB-O | 38MHRCQ09AA3 |  | Mini-Splits(Non-Ducted) | 40MHHAQ09XA3 |  | 9000 | 21.7 | 9.4 | 10000 | 7000 | 70% | 2 | 12.6 | 12.6 |  |  |  |  | R-410A | 0.75 | Residential & Commercial | VSMSHP
208447926 | Mini/Multi Split | SLIMAIR | HRCU-A-CB-O | SHC09VC1AG |  | Mini-Splits(Non-Ducted) | SHM09VC1AG |  | 9000 | 21.5 | 9.1 | 10000 | 7000 | 70% | 2.16 | 12.5 | 12.5 |  |  |  |  | R-410A | 0.75 | Residential & Commercial | VSMSHP
208447928 | Mini/Multi Split | SLIMAIR | HRCU-A-CB-O | SHC09VC2AG |  | Mini-Splits(Non-Ducted) | SHM09VC2AG |  | 9000 | 21.7 | 9.4 | 10000 | 7000 | 70% | 2 | 12.6 | 12.6 |  |  |  |  | R-410A | 0.75 | Residential & Commercial | VSMSHP
208447936 | Mini/Multi Split | SLIMAIR | HRCU-A-CB-O | SHC09VE2AG |  | Mini-Splits(Non-Ducted) | SHM09VE2AG |  | 9000 | 24 | 11.6 | 10000 | 7500 | 75% | 2.25 | 14.7 | 14.7 |  |  |  |  | R-410A | 0.75 | Residential & Commercial | VSMSHP | Non-Ducted CEE Tier 2
208447937 | Mini/Multi Split | SLIMAIR | HRCU-A-CB-O | SHC12VE2AG |  | Mini-Splits(Non-Ducted) | SHM12VE2AG |  | 12000 | 23.1 | 10.8 | 12000 | 8400 | 70% | 2.41 | 13 | 13 |  |  |  |  | R-410A | 1 | Residential & Commercial | VSMSHP | Non-Ducted CEE Tier 2
208447938 | Mini/Multi Split | SLIMAIR | HRCU-A-CB-O | SHC18VE2AG |  | Mini-Splits(Non-Ducted) | SHM18VE2AG |  | 18000 | 24 | 10.5 | 18000 | 12800 | 71.11% | 2.44 | 13.5 | 13.5 |  |  |  |  | R-410A | 1.5 | Residential & Commercial | VSMSHP | Non-Ducted CEE Tier 2
208447940 | Mini/Multi Split | SLIMAIR | HRCU-A-CB-O | SHCD09VC2AG |  | Mini-Splits(Non-Ducted) | SHMZ09VC2AG |  | 9000 | 26.4 | 11.6 | 12000 | 11000 | 91.67% | 1.85 | 15.8 | 15.8 |  |  |  |  | R-410A | 0.75 | Residential & Commercial | VSMSHP | Non-Ducted CEE Tier 2
208447941 | Mini/Multi Split | SLIMAIR | HRCU-A-CB-O | SHCD12VC2AG |  | Mini-Splits(Non-Ducted) | SHMZ12VC2AG |  | 12000 | 23.1 | 10.5 | 12000 | 11000 | 91.67% | 1.88 | 13 | 13 |  |  |  |  | R-410A | 1 | Residential & Commercial | VSMSHP | Non-Ducted CEE Tier 2
208447942 | Mini/Multi Split | SLIMAIR | HRCU-A-CB-O | SHCD18VC2AG |  | Mini-Splits(Non-Ducted) | SHMZ18VC2AG |  | 18000 | 22 | 10.6 | 18000 | 17200 | 95.56% | 1.89 | 13 | 13 |  |  |  |  | R-410A | 1.5 | Residential & Commercial | VSMSHP | Non-Ducted CEE Tier 2
208447943 | Mini/Multi Split | SLIMAIR | HRCU-A-CB-O | SHCD24VC2AG |  | Mini-Splits(Non-Ducted) | SHMZ24VC2AG |  | 23000 | 22.3 | 10.3 | 26000 | 23000 | 88.46% | 1.8 | 12.5 | 12.5 |  |  |  |  | R-410A | 1.9167 | Residential & Commercial | VSMSHP | Non-Ducted CEE Tier 2
208447944 | Mini/Multi Split | SLIMAIR | HRCU-A-CB-O | SHC09VE2AG |  | Mini-Splits(Non-Ducted) | SHMZ09VC2AG |  | 9000 | 24 | 11.6 | 10000 | 7500 | 75% | 2.25 | 14.7 | 14.7 |  |  |  |  | R-410A | 0.75 | Residential & Commercial | VSMSHP | Non-Ducted CEE Tier 2
208447945 | Mini/Multi Split | SLIMAIR | HRCU-A-CB-O | SHC12VE2AG |  | Mini-Splits(Non-Ducted) | SHMZ12VC2AG |  | 12000 | 23.1 | 10.8 | 12000 | 8400 | 70% | 2.41 | 13 | 13 |  |  |  |  | R-410A | 1 | Residential & Commercial | VSMSHP | Non-Ducted CEE Tier 2
208447946 | Mini/Multi Split | SLIMAIR | HRCU-A-CB-O | SHC18VE2AG |  | Mini-Splits(Non-Ducted) | SHMZ18VC2AG |  | 18000 | 24 | 10.5 | 18000 | 12800 | 71.11% | 2.44 | 13.5 | 13.5 |  |  |  |  | R-410A | 1.5 | Residential & Commercial | VSMSHP | Non-Ducted CEE Tier 2
208545996 | Mini/Multi Split | MDV | HRCU-A-CB-O | MOB30-12HFN1-MT0W |  | Mini-Splits(Non-Ducted) | MSEPB-12HRFN1-MW5W(GA) |  | 10800 | 19.8 | 8.5 | 10800 | 7600 | 70.37% | 1.75 | 12.5 | 11.7 |  |  |  |  | R-410A | 0.9 | Residential & Commercial | VSMSHP
208546015 | Mini/Multi Split | LENNOX | HRCU-A-CB-O | MPB012S4S-1P |  | Mini-Splits(Non-Ducted) | MWMC012S4-1P |  | 10800 | 19.8 | 8.5 | 10800 | 7600 | 70.37% | 1.75 | 12.5 | 11.7 |  |  |  |  | R-410A | 0.9 | Residential & Commercial | VSMSHP
208546034 | Mini/Multi Split | LENNOX | HRCU-A-CB-O | MLB024S4S-1P |  | Mini-Splits(Non-Ducted) | MWMA024S4-2P |  | 21600 | 18.9 | 10.4 | 23400 | 23400 | 100% | 1.89 | 13 | 11.7 |  |  |  |  | R-410A | 1.8 | Residential & Commercial | VSMSHP | Non-Ducted CEE Tier 2
208546037 | Mini/Multi Split | Allied | HRCU-A-CB-O | 4DHP1S12S-1P |  | Mini-Splits(Non-Ducted) | DWM212S4-1P |  | 10800 | 19.8 | 8.5 | 10800 | 7600 | 70.37% | 1.75 | 12.5 | 11.7 |  |  |  |  | R-410A | 0.9 | Residential & Commercial | VSMSHP
208546479 | Mini/Multi Split | GREE | HRCU-A-CB-O | GWH12AGCXD-A3DNA1A/O |  | Mini-Splits(Non-Ducted) | GWH12QCXD-A3DN***/I |  | 12000 | 24 | 9 | 12000 | 8800 | 73.33% | 1.85 | 12.5 | 12 |  |  |  |  | R-410A | 1 | Residential & Commercial | VSMSHP
208552810 | Mini/Multi Split | MRCOOL | HRCU-A-CB-O | O-ES-09-HP-C-230B |  | Mini-Splits(Non-Ducted) | O-09-HP-WMAH-230B |  | 9000 | 25.5 | 12.3 | 10000 | 7500 | 75% | 2.17 | 15 | 15 |  |  |  |  | R-410A | 0.75 | Residential & Commercial | VSMSHP | Non-Ducted CEE Tier 2
208552819 | Mini/Multi Split | MRCOOL | HRCU-A-CB-O | O-HH-09-HP-C-230B |  | Mini-Splits(Non-Ducted) | O-09-HP-WMAH-230B |  | 9000 | 28.1 | 11.5 | 12000 | 10600 | 88.33% | 2 | 16.2 | 16.2 |  |  |  |  | R-410A | 0.75 | Residential & Commercial | VSMSHP | Non-Ducted CEE Tier 2
208552821 | Mini/Multi Split | MRCOOL | HRCU-A-CB-O | O-HH-12-HP-C-230B |  | Mini-Splits(Non-Ducted) | O-12-HP-WMAH-230B |  | 12000 | 25.5 | 10.4 | 12000 | 12000 | 100% | 1.8 | 14 | 14 |  |  |  |  | R-410A | 1 | Residential & Commercial | VSMSHP | Non-Ducted CEE Tier 2
208552823 | Mini/Multi Split | MRCOOL | HRCU-A-CB-O | O-HH-18-HP-C-230B |  | Mini-Splits(Non-Ducted) | O-18-HP-WMAH-230B |  | 18000 | 21.5 | 11.3 | 18000 | 18000 | 100% | 1.8 | 12.5 | 12.5 |  |  |  |  | R-410A | 1.5 | Residential & Commercial | VSMSHP | Non-Ducted CEE Tier 2
208552825 | Mini/Multi Split | MRCOOL | HRCU-A-CB-O | O-HH-24-HP-C-230B |  | Mini-Splits(Non-Ducted) | O-24-HP-WMAH-230B |  | 24000 | 21.5 | 11.4 | 29000 | 25000 | 86.21% | 2.21 | 13 | 13 |  |  |  |  | R-410A | 2 | Residential & Commercial | VSMSHP | Non-Ducted CEE Tier 2
208459002 | Mini/Multi Split | TOSHIBA CARRIER | HRCU-A-CB-O | RAV-SP242AT2P-UL |  | Mini-Splits(Non-Ducted) | RAV-SM242KRTP-UL |  | 24000 | 22.7 | 10.3 | 27000 | 19500 | 72.22% | 2.05 | 11.7 | 11.8 |  |  |  |  | R-410A | 2 | Residential & Commercial | VSMSHP | Non-Ducted CEE Tier 2
208497421 | Mini/Multi Split | MDV | HRCU-A-CB-O | MOX430-12HFN1-MZ60W |  | Mini-Splits(Non-Ducted) | MSOP1B-12HRFN1-MZ60W-CA |  | 12000 | 25.3 | 11.7 | 12000 | 13700 | 114.2% | 1.85 | 13.8 | 14 |  |  |  |  | R-410A | 1 | Residential & Commercial | VSMSHP | Non-Ducted CEE Tier 2
208497422 | Mini/Multi Split | MDV | HRCU-A-CB-O | MOX430-09HFN1-MZG5W |  | Mini-Splits(Non-Ducted) | MSOP1B-09HRFN1-MZG5W-CA |  | 9000 | 27 | 17.5 | 12000 | 13700 | 114.2% | 1.85 | 16 | 16 |  |  |  |  | R-410A | 0.75 | Residential & Commercial | VSMSHP | Non-Ducted CEE Tier 2
208286573 | Mini/Multi Split | Innovair | HRCU-A-CB-O | WIN09H7H51(O) |  | Mini-Splits(Non-Ducted) | WIN09H7H51(I) |  | 9000 | 25.5 | 10.5 | 10000 | 7000 | 70% | 2.05 | 14.5 | 14.5 |  |  |  |  | R-410A | 0.75 | Residential & Commercial | VSMSHP | Non-Ducted CEE Tier 2
208286574 | Mini/Multi Split | Innovair | HRCU-A-CB-O | WIN12H7H51(O) |  | Mini-Splits(Non-Ducted) | WIN12H7H51(I) |  | 12000 | 23.5 | 9.5 | 12000 | 8400 | 70% | 2.05 | 12.5 | 12.7 |  |  |  |  | R-410A | 1 | Residential & Commercial | VSMSHP | Non-Ducted CEE Tier 2
208286575 | Mini/Multi Split | Innovair | HRCU-A-CB-O | WIN18H7H51(O) |  | Mini-Splits(Non-Ducted) | WIN18H7H51(I) |  | 18000 | 20.5 | 9.5 | 19000 | 13300 | 70% | 1.8 | 13 | 13.2 |  |  |  |  | R-410A | 1.5 | Residential & Commercial | VSMSHP | Non-Ducted CEE Tier 2
208286577 | Mini/Multi Split | Innovair | HRCU-A-CB-O | WIN24H7H51(O) |  | Mini-Splits(Non-Ducted) | WIN24H7H51(I) |  | 24000 | 21 | 10 | 26000 | 18200 | 70% | 1.75 | 12.5 | 12.5 |  |  |  |  | R-410A | 2 | Residential & Commercial | VSMSHP | Non-Ducted CEE Tier 2
208287539 | Mini/Multi Split | ZEPHYR | HRCU-A-CB-O | ZE-09UH24SCO |  | Mini-Splits(Non-Ducted) | ZE-09UH24SCI |  | 9000 | 25.5 | 10.5 | 10000 | 7000 | 70% | 2.05 | 14.5 | 14.5 |  |  |  |  | R-410A | 0.75 | Residential & Commercial | VSMSHP | Non-Ducted CEE Tier 2
208287541 | Mini/Multi Split | ZEPHYR | HRCU-A-CB-O | ZE-12UH24SCO |  | Mini-Splits(Non-Ducted) | ZE-12UH24SCI |  | 12000 | 23.5 | 9.5 | 12000 | 8400 | 70% | 2.05 | 12.5 | 12.7 |  |  |  |  | R-410A | 1 | Residential & Commercial | VSMSHP | Non-Ducted CEE Tier 2
208287543 | Mini/Multi Split | ZEPHYR | HRCU-A-CB-O | ZE-18UH24SCO |  | Mini-Splits(Non-Ducted) | ZE-18UH24SCI |  | 18000 | 20.5 | 9.5 | 19000 | 13300 | 70% | 1.8 | 13 | 13.2 |  |  |  |  | R-410A | 1.5 | Residential & Commercial | VSMSHP | Non-Ducted CEE Tier 2
208287545 | Mini/Multi Split | ZEPHYR | HRCU-A-CB-O | ZE-24UH24SCO |  | Mini-Splits(Non-Ducted) | ZE-24UH24SCI |  | 24000 | 21 | 10 | 26000 | 18200 | 70% | 1.75 | 12.5 | 12.5 |  |  |  |  | R-410A | 2 | Residential & Commercial | VSMSHP | Non-Ducted CEE Tier 2
208287562 | Mini/Multi Split | ACiQ | HRCU-A-CB-O | UB1MSHQCO09 |  | Mini-Splits(Non-Ducted) | UB1MSHQCW09 |  | 9000 | 18.5 | 9 | 9000 | 6300 | 70% | 1.8 | 12.8 | 12.8 |  |  |  |  | R-410A | 0.75 | Residential & Commercial | VSMSHP
208287565 | Mini/Multi Split | ACiQ | HRCU-A-CB-O | UB1MSHQCO12 |  | Mini-Splits(Non-Ducted) | UB1MSHQCW12 |  | 12000 | 21.7 | 9.5 | 12000 | 8400 | 70% | 1.75 | 12.5 | 12.5 |  |  |  |  | R-410A | 1 | Residential & Commercial | VSMSHP | Non-Ducted CEE Tier 2
208287567 | Mini/Multi Split | ACiQ | HRCU-A-CB-O | UB1MSHQCO18 |  | Mini-Splits(Non-Ducted) | UB1MSHQCW18 |  | 18000 | 22.5 | 8.6 | 17000 | 11900 | 70% | 1.8 | 13 | 13 |  |  |  |  | R-410A | 1.5 | Residential & Commercial | VSMSHP
208287568 | Mini/Multi Split | ACiQ | HRCU-A-CB-O | UB1MSHQCO24 |  | Mini-Splits(Non-Ducted) | UB1MSHQCW24 |  | 23000 | 20.5 | 8.6 | 23000 | 18000 | 78.26% | 1.75 | 12.5 | 12.2 |  |  |  |  | R-410A | 1.9167 | Residential & Commercial | VSMSHP
208287570 | Mini/Multi Split | Buck Cool | HRCU-A-CB-O | UB1MSHQCO09 |  | Mini-Splits(Non-Ducted) | UB1MSHQCW09 |  | 9000 | 18.5 | 9 | 9000 | 6300 | 70% | 1.8 | 12.8 | 12.8 |  |  |  |  | R-410A | 0.75 | Residential & Commercial | VSMSHP
208287572 | Mini/Multi Split | Buck Cool | HRCU-A-CB-O | UB1MSHQCO12 |  | Mini-Splits(Non-Ducted) | UB1MSHQCW12 |  | 12000 | 21.7 | 9.5 | 12000 | 8400 | 70% | 1.75 | 12.5 | 12.5 |  |  |  |  | R-410A | 1 | Residential & Commercial | VSMSHP | Non-Ducted CEE Tier 2
208287574 | Mini/Multi Split | Buck Cool | HRCU-A-CB-O | UB1MSHQCO18 |  | Mini-Splits(Non-Ducted) | UB1MSHQCW18 |  | 18000 | 22.5 | 8.6 | 17000 | 11900 | 70% | 1.8 | 13 | 13 |  |  |  |  | R-410A | 1.5 | Residential & Commercial | VSMSHP
208287576 | Mini/Multi Split | Buck Cool | HRCU-A-CB-O | UB1MSHQCO24 |  | Mini-Splits(Non-Ducted) | UB1MSHQCW24 |  | 23000 | 20.5 | 8.6 | 23000 | 18000 | 78.26% | 1.75 | 12.5 | 12.2 |  |  |  |  | R-410A | 1.9167 | Residential & Commercial | VSMSHP
208287580 | Mini/Multi Split | Perfect Aire | HRCU-A-CB-O | UB1MSHQCO09 |  | Mini-Splits(Non-Ducted) | UB1MSHQCW09 |  | 9000 | 18.5 | 9 | 9000 | 6300 | 70% | 1.8 | 12.8 | 12.8 |  |  |  |  | R-410A | 0.75 | Residential & Commercial | VSMSHP
208287581 | Mini/Multi Split | Perfect Aire | HRCU-A-CB-O | UB1MSHQCO12 |  | Mini-Splits(Non-Ducted) | UB1MSHQCW12 |  | 12000 | 21.7 | 9.5 | 12000 | 8400 | 70% | 1.75 | 12.5 | 12.5 |  |  |  |  | R-410A | 1 | Residential & Commercial | VSMSHP | Non-Ducted CEE Tier 2
208287583 | Mini/Multi Split | Perfect Aire | HRCU-A-CB-O | UB1MSHQCO18 |  | Mini-Splits(Non-Ducted) | UB1MSHQCW18 |  | 18000 | 22.5 | 8.6 | 17000 | 11900 | 70% | 1.8 | 13 | 13 |  |  |  |  | R-410A | 1.5 | Residential & Commercial | VSMSHP
208287585 | Mini/Multi Split | Perfect Aire | HRCU-A-CB-O | UB1MSHQCO24 |  | Mini-Splits(Non-Ducted) | UB1MSHQCW24 |  | 23000 | 20.5 | 8.6 | 23000 | 18000 | 78.26% | 1.75 | 12.5 | 12.2 |  |  |  |  | R-410A | 1.9167 | Residential & Commercial | VSMSHP
208287587 | Mini/Multi Split | ProAire | HRCU-A-CB-O | UB1MSHQCO09 |  | Mini-Splits(Non-Ducted) | UB1MSHQCW09 |  | 9000 | 18.5 | 9 | 9000 | 6300 | 70% | 1.8 | 12.8 | 12.8 |  |  |  |  | R-410A | 0.75 | Residential & Commercial | VSMSHP
208287591 | Mini/Multi Split | ProAire | HRCU-A-CB-O | UB1MSHQCO12 |  | Mini-Splits(Non-Ducted) | UB1MSHQCW12 |  | 12000 | 21.7 | 9.5 | 12000 | 8400 | 70% | 1.75 | 12.5 | 12.5 |  |  |  |  | R-410A | 1 | Residential & Commercial | VSMSHP | Non-Ducted CEE Tier 2
208287593 | Mini/Multi Split | ProAire | HRCU-A-CB-O | UB1MSHQCO18 |  | Mini-Splits(Non-Ducted) | UB1MSHQCW18 |  | 18000 | 22.5 | 8.6 | 17000 | 11900 | 70% | 1.8 | 13 | 13 |  |  |  |  | R-410A | 1.5 | Residential & Commercial | VSMSHP
208287595 | Mini/Multi Split | ProAire | HRCU-A-CB-O | UB1MSHQCO24 |  | Mini-Splits(Non-Ducted) | UB1MSHQCW24 |  | 23000 | 20.5 | 8.6 | 23000 | 18000 | 78.26% | 1.75 | 12.5 | 12.2 |  |  |  |  | R-410A | 1.9167 | Residential & Commercial | VSMSHP
208141168 | Mini/Multi Split | COMFORT-AIRE | HRCU-A-CB-O | A-VMH12SV-1 |  | Mini-Splits(Non-Ducted) | B-VMH12SU-1 |  | 12000 | 23.6 | 9.5 | 12000 | 10000 | 83.33% | 1.8 | 13.5 | 13.5 |  |  |  |  | R-410A | 1 | Residential & Commercial | VSMSHP | Non-Ducted CEE Tier 2
208141169 | Mini/Multi Split | COMFORT-AIRE | HRCU-A-CB-O | A-VMH18SV-1 |  | Mini-Splits(Non-Ducted) | B-VMH18SU-1A |  | 17000 | 19.4 | 10 | 18000 | 16400 | 91.11% | 1.9 | 12.5 | 12.5 |  |  |  |  | R-410A | 1.4167 | Residential & Commercial | VSMSHP | Non-Ducted CEE Tier 2
208141170 | Mini/Multi Split | COMFORT-AIRE | HRCU-A-CB-O | A-VMH24SV-1 |  | Mini-Splits(Non-Ducted) | B-VMH24SU-1 |  | 21600 | 18.9 | 10.4 | 23400 | 23400 | 100% | 1.89 | 13 | 11.7 |  |  |  |  | R-410A | 1.8 | Residential & Commercial | VSMSHP | Non-Ducted CEE Tier 2
208141174 | Mini/Multi Split | COMFORT-AIRE | HRCU-A-CB-O | A-VMH12SV-1 |  | Mini-Splits(Non-Ducted) | B-VMH12SU-1C |  | 12000 | 23.6 | 9.5 | 12000 | 10000 | 83.33% | 1.8 | 13.5 | 13.5 |  |  |  |  | R-410A | 1 | Residential & Commercial | VSMSHP | Non-Ducted CEE Tier 2
208141177 | Mini/Multi Split | COMFORT-AIRE | HRCU-A-CB-O | A-VMH18SU-1A |  | Mini-Splits(Non-Ducted) | B-VMH18SV-1 |  | 18000 | 21.5 | 11.3 | 18000 | 18000 | 100% | 1.8 | 12.5 | 12.5 |  |  |  |  | R-410A | 1.5 | Residential & Commercial | VSMSHP | Non-Ducted CEE Tier 2
208141178 | Mini/Multi Split | COMFORT-AIRE | HRCU-A-CB-O | A-VMH24SU-1 |  | Mini-Splits(Non-Ducted) | B-VMH24SV-1 |  | 24000 | 21.5 | 11.4 | 29000 | 25000 | 86.21% | 2.21 | 13 | 13 |  |  |  |  | R-410A | 2 | Residential & Commercial | VSMSHP | Non-Ducted CEE Tier 2
208141182 | Mini/Multi Split | COMFORT-AIRE | HRCU-A-CB-O | A-KMH12SV-1 |  | Mini-Splits(Non-Ducted) | B-KMH12SU-1 |  | 12000 | 23.6 | 9.5 | 12000 | 10000 | 83.33% | 1.8 | 13.5 | 13.5 |  |  |  |  | R-410A | 1 | Residential & Commercial | VSMSHP | Non-Ducted CEE Tier 2
208141183 | Mini/Multi Split | COMFORT-AIRE | HRCU-A-CB-O | A-KMH18SV-1 |  | Mini-Splits(Non-Ducted) | B-KMH18SU-1 |  | 17000 | 19.4 | 10 | 18000 | 16400 | 91.11% | 1.9 | 12.5 | 12.5 |  |  |  |  | R-410A | 1.4167 | Residential & Commercial | VSMSHP | Non-Ducted CEE Tier 2
208141184 | Mini/Multi Split | COMFORT-AIRE | HRCU-A-CB-O | A-KMH24SV-1 |  | Mini-Splits(Non-Ducted) | B-KMH24SU-1 |  | 21600 | 18.9 | 10.4 | 23400 | 23400 | 100% | 1.89 | 13 | 11.7 |  |  |  |  | R-410A | 1.8 | Residential & Commercial | VSMSHP | Non-Ducted CEE Tier 2
208141188 | Mini/Multi Split | COMFORT-AIRE | HRCU-A-CB-O | A-KMH18SU-1 |  | Mini-Splits(Non-Ducted) | B-KMH18SV-1 |  | 18000 | 21.5 | 11.3 | 18000 | 18000 | 100% | 1.8 | 12.5 | 12.5 |  |  |  |  | R-410A | 1.5 | Residential & Commercial | VSMSHP | Non-Ducted CEE Tier 2
208141189 | Mini/Multi Split | COMFORT-AIRE | HRCU-A-CB-O | A-KMH24SU-1 |  | Mini-Splits(Non-Ducted) | B-KMH24SV-1 |  | 24000 | 21.5 | 11.4 | 29000 | 25000 | 86.21% | 2.21 | 13 | 13 |  |  |  |  | R-410A | 2 | Residential & Commercial | VSMSHP | Non-Ducted CEE Tier 2
208141194 | Mini/Multi Split | KERR | HRCU-A-CB-O | A-KMH12SV-1 |  | Mini-Splits(Non-Ducted) | B-KMH12SU-1 |  | 12000 | 23.6 | 9.5 | 12000 | 10000 | 83.33% | 1.8 | 13.5 | 13.5 |  |  |  |  | R-410A | 1 | Residential & Commercial | VSMSHP | Non-Ducted CEE Tier 2
208141195 | Mini/Multi Split | KERR | HRCU-A-CB-O | A-KMH18SV-1 |  | Mini-Splits(Non-Ducted) | B-KMH18SU-1 |  | 17000 | 19.4 | 10 | 18000 | 16400 | 91.11% | 1.9 | 12.5 | 12.5 |  |  |  |  | R-410A | 1.4167 | Residential & Commercial | VSMSHP | Non-Ducted CEE Tier 2
208141196 | Mini/Multi Split | KERR | HRCU-A-CB-O | A-KMH24SV-1 |  | Mini-Splits(Non-Ducted) | B-KMH24SU-1 |  | 21600 | 18.9 | 10.4 | 23400 | 23400 | 100% | 1.89 | 13 | 11.7 |  |  |  |  | R-410A | 1.8 | Residential & Commercial | VSMSHP | Non-Ducted CEE Tier 2
208141200 | Mini/Multi Split | KERR | HRCU-A-CB-O | A-KMH18SU-1 |  | Mini-Splits(Non-Ducted) | B-KMH18SV-1 |  | 18000 | 21.5 | 11.3 | 18000 | 18000 | 100% | 1.8 | 12.5 | 12.5 |  |  |  |  | R-410A | 1.5 | Residential & Commercial | VSMSHP | Non-Ducted CEE Tier 2
208141201 | Mini/Multi Split | KERR | HRCU-A-CB-O | A-KMH24SU-1 |  | Mini-Splits(Non-Ducted) | B-KMH24SV-1 |  | 24000 | 21.5 | 11.4 | 29000 | 25000 | 86.21% | 2.21 | 13 | 13 |  |  |  |  | R-410A | 2 | Residential & Commercial | VSMSHP | Non-Ducted CEE Tier 2
208141955 | Mini/Multi Split | PIONEER | HRCU-A-CB-O | YN012GMFI22RPE |  | Mini-Splits(Non-Ducted) | FB012GMFILDFHE |  | 12000 | 22.7 | 10.2 | 12000 | 8400 | 70% | 2.26 | 13 | 13 |  |  |  |  | R-410A | 1 | Residential & Commercial | VSMSHP | Non-Ducted CEE Tier 2
208141957 | Mini/Multi Split | PIONEER | HRCU-A-CB-O | YN024GMFI22RPE |  | Mini-Splits(Non-Ducted) | UB024GMFILCFHD |  | 24000 | 21.2 | 10.3 | 24000 | 18200 | 75.83% | 2.2 | 12.5 | 12.5 |  |  |  |  | R-410A | 2 | Residential & Commercial | VSMSHP | Non-Ducted CEE Tier 2
208157117 | Mini/Multi Split | BOSCH | HRCU-A-CB-O | BMS500-AAS012-1CSXHC |  | Mini-Splits(Non-Ducted) | BMS500-AAU012-1AHWXB |  | 12000 | 23.6 | 9.5 | 12000 | 10000 | 83.33% | 1.8 | 13.5 | 13.5 |  |  |  |  | R-410A | 1 | Residential & Commercial | VSMSHP | Non-Ducted CEE Tier 2
208157118 | Mini/Multi Split | BOSCH | HRCU-A-CB-O | BMS500-AAS018-1CSXHC |  | Mini-Splits(Non-Ducted) | BMS500-AAU018-1AHWXB |  | 17000 | 19.4 | 10 | 18000 | 16400 | 91.11% | 1.9 | 12.5 | 12.5 |  |  |  |  | R-410A | 1.4167 | Residential & Commercial | VSMSHP | Non-Ducted CEE Tier 2
208157119 | Mini/Multi Split | BOSCH | HRCU-A-CB-O | BMS500-AAS024-1CSXHC |  | Mini-Splits(Non-Ducted) | BMS500-AAU024-1AHWXB |  | 21600 | 18.9 | 10.4 | 23400 | 23400 | 100% | 1.89 | 13 | 11.7 |  |  |  |  | R-410A | 1.8 | Residential & Commercial | VSMSHP | Non-Ducted CEE Tier 2
208158336 | Mini/Multi Split | GREE | HRCU-A-CB-O | GWH24AGEXH-D3DNA1A/O |  | Mini-Splits(Non-Ducted) | GTH(24)CB-D3DN***/I |  | 22000 | 20 | 9 | 24000 | 19000 | 79.17% | 1.8 | 12 | 12 |  |  |  |  | R-410A | 1.8333 | Residential & Commercial | VSMSHP
208185841 | Mini/Multi Split | Ameristar | HRCU-A-CB-O | M4THS2324A11NAA |  | Mini-Splits(Non-Ducted) | M4MHW2324A1N0AA |  | 22000 | 23 | 9.5 | 24000 | 20000 | 83.33% | 1.8 | 13 | 13 |  |  |  |  | R-410A | 1.8333 | Residential & Commercial | VSMSHP | Non-Ducted CEE Tier 2
208185842 | Mini/Multi Split | RUNTRU | HRCU-A-CB-O | M4THS2324A11NAA |  | Mini-Splits(Non-Ducted) | M4MHW2324A1N0AA |  | 22000 | 23 | 9.5 | 24000 | 20000 | 83.33% | 1.8 | 13 | 13 |  |  |  |  | R-410A | 1.8333 | Residential & Commercial | VSMSHP | Non-Ducted CEE Tier 2
208191857 | Mini/Multi Split | PIONEER | HRCU-A-CB-O | YN009GMFI22RPE |  | Mini-Splits(Non-Ducted) | CB009GMFILCFHD |  | 9000 | 20 | 10 | 10000 | 7400 | 74% | 1.9 | 13 | 13 |  |  |  |  | R-410A | 0.75 | Residential & Commercial | VSMSHP | Non-Ducted CEE Tier 2
208191864 | Mini/Multi Split | PIONEER | HRCU-A-CB-O | YN024GMFI22RPE |  | Mini-Splits(Non-Ducted) | CB024GMFILDFHE |  | 24000 | 21.5 | 9.7 | 25000 | 18500 | 74% | 2.2 | 12.5 | 12.5 |  |  |  |  | R-410A | 2 | Residential & Commercial | VSMSHP | Non-Ducted CEE Tier 2
208193232 | Mini/Multi Split | HISENSE | HRCU-A-CB-O | AST-09UW3SXE01 |  | Mini-Splits(Non-Ducted) | AST-09UW3SXE**01 |  | 9000 | 25.5 | 10.5 | 10000 | 7000 | 70% | 2.05 | 14.5 | 14.5 |  |  |  |  | R-410A | 0.75 | Residential & Commercial | VSMSHP | Non-Ducted CEE Tier 2
208193233 | Mini/Multi Split | HISENSE | HRCU-A-CB-O | AST-12UW3SXE02 |  | Mini-Splits(Non-Ducted) | AST-12UW3SXE**02 |  | 12000 | 23.5 | 9.5 | 12000 | 8400 | 70% | 2.05 | 12.5 | 12.7 |  |  |  |  | R-410A | 1 | Residential & Commercial | VSMSHP | Non-Ducted CEE Tier 2
208193234 | Mini/Multi Split | HISENSE | HRCU-A-CB-O | AST-18UW3SBB01 |  | Mini-Splits(Non-Ducted) | AST-18UW3SBB**01 |  | 18000 | 20.5 | 9.5 | 19000 | 13300 | 70% | 1.8 | 13 | 13.2 |  |  |  |  | R-410A | 1.5 | Residential & Commercial | VSMSHP | Non-Ducted CEE Tier 2
208193235 | Mini/Multi Split | HISENSE | HRCU-A-CB-O | AS-24UW3SKK00 |  | Mini-Splits(Non-Ducted) | AS-24UW3SKK**00 |  | 24000 | 21 | 10 | 26000 | 18200 | 70% | 1.75 | 12.5 | 12.5 |  |  |  |  | R-410A | 2 | Residential & Commercial | VSMSHP | Non-Ducted CEE Tier 2
208280023 | Mini/Multi Split | TRUST AIR CONDITIONERS | HRCU-A-CB-O | CE09H/O4S41R |  | Mini-Splits(Non-Ducted) | CE09H/I4S41R |  | 9000 | 21.5 | 9.1 | 10000 | 7000 | 70% | 2.16 | 12.5 | 12.5 |  |  |  |  | R-410A | 0.75 | Residential & Commercial | VSMSHP
208280028 | Mini/Multi Split | TRUST AIR CONDITIONERS | HRCU-A-CB-O | CE09H/O4S41P |  | Mini-Splits(Non-Ducted) | CE09H/I4S41P |  | 9000 | 21.7 | 9.4 | 10000 | 7000 | 70% | 2 | 12.6 | 12.6 |  |  |  |  | R-410A | 0.75 | Residential & Commercial | VSMSHP
208280093 | Mini/Multi Split | TRUST AIR CONDITIONERS | HRCU-A-CB-O | OAH36H/O4S41P |  | Mini-Splits(Non-Ducted) | IUMC436H/I41P |  | 36000 | 19.4 | 10.5 | 40000 | 40000 | 100% | 1.85 | 9.5 | 9.5 |  |  |  |  | R-410A | 3 | Residential & Commercial | VSMSHP | Non-Ducted CEE Tier 2
208280095 | Mini/Multi Split | TRUST AIR CONDITIONERS | HRCU-A-CB-O | OAH48H/O4S41P |  | Mini-Splits(Non-Ducted) | IUMC448H/I41P |  | 48000 | 16.8 | 10.7 | 53000 | 48000 | 90.57% | 1.98 | 8.3 | 8.3 |  |  |  |  | R-410A | 4 | Residential & Commercial | VSMSHP
208280163 | Mini/Multi Split | TRUST AIR CONDITIONERS | HRCU-A-CB-O | OUS48H/O4S41P |  | Mini-Splits(Non-Ducted) | IUMFC48H/I41P |  | 48000 | 18.9 | 10 | 50000 | 35000 | 70% | 1.85 | 9.3 | 9.3 |  |  |  |  | R-410A | 4 | Residential & Commercial | VSMSHP | Non-Ducted CEE Tier 2
208280169 | Mini/Multi Split | TRUST AIR CONDITIONERS | HRCU-A-CB-O | OAH36H/O4S41P |  | Mini-Splits(Non-Ducted) | IUMFC36H/I41P |  | 36000 | 17.6 | 10 | 39000 | 36600 | 93.85% | 1.75 | 8.6 | 8.8 |  |  |  |  | R-410A | 3 | Residential & Commercial | VSMSHP
208280172 | Mini/Multi Split | TRUST AIR CONDITIONERS | HRCU-A-CB-O | OAH48H/O4S41P |  | Mini-Splits(Non-Ducted) | IUMFC48H/I41P |  | 48000 | 17 | 9.8 | 51000 | 49000 | 96.08% | 1.8 | 8.2 | 8.2 |  |  |  |  | R-410A | 4 | Residential & Commercial | VSMSHP
208136306 | Mini/Multi Split | DUCTLESSAIRE | HRCU-A-CB-O | DA0921-H2-O* |  | Mini-Splits(Non-Ducted) | DA0921-H2-I* |  | 9000 | 24 | 11.4 | 10000 | 7800 | 78% | 2.18 | 14 | 14 |  |  |  |  | R-410A | 0.75 | Residential & Commercial | VSMSHP | Non-Ducted CEE Tier 2
208136308 | Mini/Multi Split | DUCTLESSAIRE | HRCU-A-CB-O | DA1821-H2-O* |  | Mini-Splits(Non-Ducted) | DA1821-H2-I* |  | 18000 | 23.7 | 10.3 | 18000 | 12600 | 70% | 2.39 | 13.5 | 13.5 |  |  |  |  | R-410A | 1.5 | Residential & Commercial | VSMSHP | Non-Ducted CEE Tier 2
208130803 | Mini/Multi Split | LBG Products | HRCU-A-CB-O | LBHB09DUWO |  | Mini-Splits(Non-Ducted) | LBHB09DUWI |  | 9000 | 24 | 11.6 | 10000 | 7500 | 75% | 2.25 | 14.7 | 14.7 |  |  |  |  | R-410A | 0.75 | Residential & Commercial | VSMSHP | Non-Ducted CEE Tier 2
208130804 | Mini/Multi Split | LBG Products | HRCU-A-CB-O | LBHB12DUWO |  | Mini-Splits(Non-Ducted) | LBHB12DUWI |  | 12000 | 23.1 | 10.8 | 12000 | 8400 | 70% | 2.41 | 13 | 13 |  |  |  |  | R-410A | 1 | Residential & Commercial | VSMSHP | Non-Ducted CEE Tier 2
208130805 | Mini/Multi Split | LBG Products | HRCU-A-CB-O | LBHB18DUWO |  | Mini-Splits(Non-Ducted) | LBHB18DUWI |  | 18000 | 24 | 10.5 | 18000 | 12800 | 71.11% | 2.44 | 13.5 | 13.5 |  |  |  |  | R-410A | 1.5 | Residential & Commercial | VSMSHP | Non-Ducted CEE Tier 2
208130807 | Mini/Multi Split | LBG Products | HRCU-A-CB-O | LBHB09DUWO |  | Mini-Splits(Non-Ducted) | LMHB09DSI |  | 9000 | 20 | 10 | 10000 | 7400 | 74% | 1.9 | 13 | 13 |  |  |  |  | R-410A | 0.75 | Residential & Commercial | VSMSHP | Non-Ducted CEE Tier 2
208130810 | Mini/Multi Split | LBG Products | HRCU-A-CB-O | LBHB24DUWO |  | Mini-Splits(Non-Ducted) | LMHB24DSI |  | 24000 | 21.5 | 9.7 | 25000 | 18500 | 74% | 2.2 | 12.5 | 12.5 |  |  |  |  | R-410A | 2 | Residential & Commercial | VSMSHP | Non-Ducted CEE Tier 2
208130820 | Mini/Multi Split | LBG Products | HRCU-A-CB-O | LBHB12DUWO |  | Mini-Splits(Non-Ducted) | LMHB12DZGI |  | 12000 | 22.7 | 10.2 | 12000 | 8400 | 70% | 2.26 | 13 | 13 |  |  |  |  | R-410A | 1 | Residential & Commercial | VSMSHP | Non-Ducted CEE Tier 2
208130822 | Mini/Multi Split | LBG Products | HRCU-A-CB-O | LBHB24DUWO |  | Mini-Splits(Non-Ducted) | LMHB24DZDI |  | 24000 | 21.2 | 10.3 | 24000 | 18200 | 75.83% | 2.2 | 12.5 | 12.5 |  |  |  |  | R-410A | 2 | Residential & Commercial | VSMSHP | Non-Ducted CEE Tier 2
208130824 | Mini/Multi Split | LBG Products | HRCU-A-CB-O | LUHB48DO |  | Mini-Splits(Non-Ducted) | LUHB48DZDI |  | 48000 | 18.9 | 10 | 50000 | 35000 | 70% | 1.85 | 9.3 | 9.3 |  |  |  |  | R-410A | 4 | Residential & Commercial | VSMSHP | Non-Ducted CEE Tier 2
208130826 | Mini/Multi Split | LBG Products | HRCU-A-CB-O | LBHB06DVWO |  | Mini-Splits(Non-Ducted) | LBHB06DVWI |  | 6000 | 23.5 | 12 | 7000 | 7100 | 101.4% | 1.84 | 15 | 15 |  |  |  |  | R-410A | 0.5 | Residential & Commercial | VSMSHP | Non-Ducted CEE Tier 2
208130827 | Mini/Multi Split | LBG Products | HRCU-A-CB-O | LBHB09DVWO |  | Mini-Splits(Non-Ducted) | LBHB09DUWI |  | 9000 | 26.4 | 11.6 | 12000 | 11000 | 91.67% | 1.85 | 15.8 | 15.8 |  |  |  |  | R-410A | 0.75 | Residential & Commercial | VSMSHP | Non-Ducted CEE Tier 2
208130828 | Mini/Multi Split | LBG Products | HRCU-A-CB-O | LBHB12DVWO |  | Mini-Splits(Non-Ducted) | LBHB12DUWI |  | 12000 | 23.1 | 10.5 | 12000 | 11000 | 91.67% | 1.88 | 13 | 13 |  |  |  |  | R-410A | 1 | Residential & Commercial | VSMSHP | Non-Ducted CEE Tier 2
208130829 | Mini/Multi Split | LBG Products | HRCU-A-CB-O | LBHB18DVWO |  | Mini-Splits(Non-Ducted) | LBHB18DUWI |  | 18000 | 22 | 10.6 | 18000 | 17200 | 95.56% | 1.89 | 13 | 13 |  |  |  |  | R-410A | 1.5 | Residential & Commercial | VSMSHP | Non-Ducted CEE Tier 2
208130830 | Mini/Multi Split | LBG Products | HRCU-A-CB-O | LBHB24DVWO |  | Mini-Splits(Non-Ducted) | LBHB24DUWI |  | 23000 | 22.3 | 10.3 | 26000 | 23000 | 88.46% | 1.8 | 12.5 | 12.5 |  |  |  |  | R-410A | 1.9167 | Residential & Commercial | VSMSHP | Non-Ducted CEE Tier 2
208130831 | Mini/Multi Split | LBG Products | HRCU-A-CB-O | LBHB09DVWO |  | Mini-Splits(Non-Ducted) | LMHB09DSI |  | 9000 | 20.5 | 10.3 | 9800 | 10000 | 102% | 1.8 | 13 | 13 |  |  |  |  | R-410A | 0.75 | Residential & Commercial | VSMSHP | Non-Ducted CEE Tier 2
208130832 | Mini/Multi Split | LBG Products | HRCU-A-CB-O | LBHB12DVWO |  | Mini-Splits(Non-Ducted) | LMHB12DSI |  | 12000 | 22.3 | 10.2 | 12000 | 11300 | 94.17% | 1.89 | 12.7 | 12.7 |  |  |  |  | R-410A | 1 | Residential & Commercial | VSMSHP | Non-Ducted CEE Tier 2
208130833 | Mini/Multi Split | LBG Products | HRCU-A-CB-O | LBHB18DVWO |  | Mini-Splits(Non-Ducted) | LMHB18DSI |  | 16000 | 20 | 9.5 | 17000 | 16000 | 94.12% | 1.75 | 12.5 | 12.5 |  |  |  |  | R-410A | 1.3333 | Residential & Commercial | VSMSHP | Non-Ducted CEE Tier 2
208130834 | Mini/Multi Split | LBG Products | HRCU-A-CB-O | LBHB24DVWO |  | Mini-Splits(Non-Ducted) | LMHB24DSI |  | 24000 | 20.5 | 11.5 | 25000 | 25800 | 103.2% | 2 | 11 | 11 |  |  |  |  | R-410A | 2 | Residential & Commercial | VSMSHP | Non-Ducted CEE Tier 2
208130835 | Mini/Multi Split | LBG Products | HRCU-A-CB-O | LUUHB36DO |  | Mini-Splits(Non-Ducted) | LUHB36DSI |  | 36000 | 19.4 | 10.5 | 40000 | 40000 | 100% | 1.85 | 9.5 | 9.5 |  |  |  |  | R-410A | 3 | Residential & Commercial | VSMSHP | Non-Ducted CEE Tier 2
208130836 | Mini/Multi Split | LBG Products | HRCU-A-CB-O | LUUHB48DO |  | Mini-Splits(Non-Ducted) | LUHB48DSI |  | 48000 | 16.8 | 10.7 | 53000 | 48000 | 90.57% | 1.98 | 8.3 | 8.3 |  |  |  |  | R-410A | 4 | Residential & Commercial | VSMSHP
208130843 | Mini/Multi Split | LBG Products | HRCU-A-CB-O | LBHB12DVWO |  | Mini-Splits(Non-Ducted) | LMHB12DZGI |  | 12000 | 23.6 | 10 | 12000 | 12000 | 100% | 1.89 | 13 | 13 |  |  |  |  | R-410A | 1 | Residential & Commercial | VSMSHP | Non-Ducted CEE Tier 2
208130844 | Mini/Multi Split | LBG Products | HRCU-A-CB-O | LBHB18DVWO |  | Mini-Splits(Non-Ducted) | LMHB18DZDI |  | 17000 | 20.5 | 9.8 | 18000 | 16800 | 93.33% | 1.86 | 12.5 | 12.5 |  |  |  |  | R-410A | 1.4167 | Residential & Commercial | VSMSHP | Non-Ducted CEE Tier 2
208130845 | Mini/Multi Split | LBG Products | HRCU-A-CB-O | LBHB24DVWO |  | Mini-Splits(Non-Ducted) | LMHB24DZDI |  | 24000 | 20.5 | 11 | 25000 | 25000 | 100% | 2.1 | 11.5 | 11.7 |  |  |  |  | R-410A | 2 | Residential & Commercial | VSMSHP | Non-Ducted CEE Tier 2
208130846 | Mini/Multi Split | LBG Products | HRCU-A-CB-O | LUUHB36DO |  | Mini-Splits(Non-Ducted) | LUHB36DZDI |  | 36000 | 17.6 | 10 | 39000 | 36600 | 93.85% | 1.75 | 8.6 | 8.8 |  |  |  |  | R-410A | 3 | Residential & Commercial | VSMSHP
208130847 | Mini/Multi Split | LBG Products | HRCU-A-CB-O | LUUHB48DO |  | Mini-Splits(Non-Ducted) | LUHB48DZDI |  | 48000 | 17 | 9.8 | 51000 | 49000 | 96.08% | 1.8 | 8.2 | 8.2 |  |  |  |  | R-410A | 4 | Residential & Commercial | VSMSHP
208128182 | Mini/Multi Split | Allied | HRCU-A-CB-O | 4DHP2S09S-1P |  | Mini-Splits(Non-Ducted) | DWM209S4-1P |  | 9000 | 25.5 | 12.3 | 10000 | 7500 | 75% | 2.17 | 15 | 15 |  |  |  |  | R-410A | 0.75 | Residential & Commercial | VSMSHP | Non-Ducted CEE Tier 2
208128183 | Mini/Multi Split | Allied | HRCU-A-CB-O | 4DHP2S09S-1P |  | Mini-Splits(Non-Ducted) | D22C109S4-1P |  | 9000 | 20 | 10 | 10000 | 7400 | 74% | 1.9 | 13 | 13 |  |  |  |  | R-410A | 0.75 | Residential & Commercial | VSMSHP | Non-Ducted CEE Tier 2
208128185 | Mini/Multi Split | AirEase | HRCU-A-CB-O | 4DHP2S09S-1P |  | Mini-Splits(Non-Ducted) | DWM209S4-1P |  | 9000 | 25.5 | 12.3 | 10000 | 7500 | 75% | 2.17 | 15 | 15 |  |  |  |  | R-410A | 0.75 | Residential & Commercial | VSMSHP | Non-Ducted CEE Tier 2
208128186 | Mini/Multi Split | AirEase | HRCU-A-CB-O | 4DHP2S09S-1P |  | Mini-Splits(Non-Ducted) | D22C109S4-1P |  | 9000 | 20 | 10 | 10000 | 7400 | 74% | 1.9 | 13 | 13 |  |  |  |  | R-410A | 0.75 | Residential & Commercial | VSMSHP | Non-Ducted CEE Tier 2
208128188 | Mini/Multi Split | Armstrong Air | HRCU-A-CB-O | 4DHP2S09S-1P |  | Mini-Splits(Non-Ducted) | DWM209S4-1P |  | 9000 | 25.5 | 12.3 | 10000 | 7500 | 75% | 2.17 | 15 | 15 |  |  |  |  | R-410A | 0.75 | Residential & Commercial | VSMSHP | Non-Ducted CEE Tier 2
208128189 | Mini/Multi Split | Armstrong Air | HRCU-A-CB-O | 4DHP2S09S-1P |  | Mini-Splits(Non-Ducted) | D22C109S4-1P |  | 9000 | 20 | 10 | 10000 | 7400 | 74% | 1.9 | 13 | 13 |  |  |  |  | R-410A | 0.75 | Residential & Commercial | VSMSHP | Non-Ducted CEE Tier 2
208128191 | Mini/Multi Split | CONCORD | HRCU-A-CB-O | 4DHP2S09S-1P |  | Mini-Splits(Non-Ducted) | DWM209S4-1P |  | 9000 | 25.5 | 12.3 | 10000 | 7500 | 75% | 2.17 | 15 | 15 |  |  |  |  | R-410A | 0.75 | Residential & Commercial | VSMSHP | Non-Ducted CEE Tier 2
208128192 | Mini/Multi Split | CONCORD | HRCU-A-CB-O | 4DHP2S09S-1P |  | Mini-Splits(Non-Ducted) | D22C109S4-1P |  | 9000 | 20 | 10 | 10000 | 7400 | 74% | 1.9 | 13 | 13 |  |  |  |  | R-410A | 0.75 | Residential & Commercial | VSMSHP | Non-Ducted CEE Tier 2
208128194 | Mini/Multi Split | DUCANE | HRCU-A-CB-O | 4DHP2S09S-1P |  | Mini-Splits(Non-Ducted) | DWM209S4-1P |  | 9000 | 25.5 | 12.3 | 10000 | 7500 | 75% | 2.17 | 15 | 15 |  |  |  |  | R-410A | 0.75 | Residential & Commercial | VSMSHP | Non-Ducted CEE Tier 2
208128195 | Mini/Multi Split | DUCANE | HRCU-A-CB-O | 4DHP2S09S-1P |  | Mini-Splits(Non-Ducted) | D22C109S4-1P |  | 9000 | 20 | 10 | 10000 | 7400 | 74% | 1.9 | 13 | 13 |  |  |  |  | R-410A | 0.75 | Residential & Commercial | VSMSHP | Non-Ducted CEE Tier 2
208128263 | Mini/Multi Split | SEA BREEZE+ | HRCU-A-CB-O | SZ12H424ZMO |  | Mini-Splits(Non-Ducted) | WM12H424ZMI |  | 12000 | 23.1 | 10.8 | 12000 | 8400 | 70% | 2.41 | 13 | 13 |  |  |  |  | R-410A | 1 | Residential & Commercial | VSMSHP | Non-Ducted CEE Tier 2
208128264 | Mini/Multi Split | SEA BREEZE+ | HRCU-A-CB-O | SZ18H424ZMO |  | Mini-Splits(Non-Ducted) | WM18H424ZMI |  | 18000 | 24 | 10.5 | 18000 | 12800 | 71.11% | 2.44 | 13.5 | 13.5 |  |  |  |  | R-410A | 1.5 | Residential & Commercial | VSMSHP | Non-Ducted CEE Tier 2
208128266 | Mini/Multi Split | SEA BREEZE+ | HRCU-A-CB-O | SZ9H424ZMO |  | Mini-Splits(Non-Ducted) | WM6H424ZMI |  | 6000 | 23.5 | 12 | 7000 | 7100 | 101.4% | 1.84 | 15 | 15 |  |  |  |  | R-410A | 0.5 | Residential & Commercial | VSMSHP | Non-Ducted CEE Tier 2
208128267 | Mini/Multi Split | SEA BREEZE+ | HRCU-A-CB-O | HSZ12H424ZMO |  | Mini-Splits(Non-Ducted) | WM12H424ZMI |  | 12000 | 23.1 | 10.5 | 12000 | 11000 | 91.67% | 1.88 | 13 | 13 |  |  |  |  | R-410A | 1 | Residential & Commercial | VSMSHP | Non-Ducted CEE Tier 2
208128268 | Mini/Multi Split | SEA BREEZE+ | HRCU-A-CB-O | HSZ12H424ZMO |  | Mini-Splits(Non-Ducted) | CA12H424ZMI |  | 12000 | 22.3 | 10.2 | 12000 | 11300 | 94.17% | 1.89 | 12.7 | 12.7 |  |  |  |  | R-410A | 1 | Residential & Commercial | VSMSHP | Non-Ducted CEE Tier 2
208128270 | Mini/Multi Split | SEA BREEZE+ | HRCU-A-CB-O | SZ9H424ZMO |  | Mini-Splits(Non-Ducted) | CA9H424ZMI |  | 9000 | 20 | 10 | 10000 | 7400 | 74% | 1.9 | 13 | 13 |  |  |  |  | R-410A | 0.75 | Residential & Commercial | VSMSHP | Non-Ducted CEE Tier 2
208128273 | Mini/Multi Split | SEA BREEZE+ | HRCU-A-CB-O | SZ24H424ZMO |  | Mini-Splits(Non-Ducted) | CA24H424ZMI |  | 24000 | 21.5 | 9.7 | 25000 | 18500 | 74% | 2.2 | 12.5 | 12.5 |  |  |  |  | R-410A | 2 | Residential & Commercial | VSMSHP | Non-Ducted CEE Tier 2
208128274 | Mini/Multi Split | SEA BREEZE+ | HRCU-A-CB-O | CSZ36H424ZMO |  | Mini-Splits(Non-Ducted) | CA36H424ZMI |  | 36000 | 19.4 | 10.5 | 40000 | 40000 | 100% | 1.85 | 9.5 | 9.5 |  |  |  |  | R-410A | 3 | Residential & Commercial | VSMSHP | Non-Ducted CEE Tier 2
208128275 | Mini/Multi Split | SEA BREEZE+ | HRCU-A-CB-O | CSZ48H424ZMO |  | Mini-Splits(Non-Ducted) | CA48H424ZMI |  | 48000 | 16.8 | 10.7 | 53000 | 48000 | 90.57% | 1.98 | 8.3 | 8.3 |  |  |  |  | R-410A | 4 | Residential & Commercial | VSMSHP
208128281 | Mini/Multi Split | SEA BREEZE+ | HRCU-A-CB-O | SZ24H424ZMO |  | Mini-Splits(Non-Ducted) | FC24H424ZMI |  | 24000 | 21.2 | 10.3 | 24000 | 18200 | 75.83% | 2.2 | 12.5 | 12.5 |  |  |  |  | R-410A | 2 | Residential & Commercial | VSMSHP | Non-Ducted CEE Tier 2
208121944 | Mini/Multi Split | PIONEER | HRCU-A-CB-O | YN009GMFI20RPD |  | Mini-Splits(Non-Ducted) | CB009GMFILCFHD |  | 9000 | 20 | 10 | 10000 | 7400 | 74% | 1.9 | 13 | 13 |  |  |  |  | R-410A | 0.75 | Residential & Commercial | VSMSHP | Non-Ducted CEE Tier 2
208121947 | Mini/Multi Split | PIONEER | HRCU-A-CB-O | YN024GMFI20RPD |  | Mini-Splits(Non-Ducted) | CB024GMFILDFHE |  | 24000 | 21.5 | 9.7 | 25000 | 18500 | 74% | 2.2 | 12.5 | 12.5 |  |  |  |  | R-410A | 2 | Residential & Commercial | VSMSHP | Non-Ducted CEE Tier 2
208121960 | Mini/Multi Split | PIONEER | HRCU-A-CB-O | YN048GMFI18RUE |  | Mini-Splits(Non-Ducted) | UB048GMFILCFHD |  | 48000 | 18.9 | 10 | 50000 | 35000 | 70% | 1.85 | 9.3 | 9.3 |  |  |  |  | R-410A | 4 | Residential & Commercial | VSMSHP | Non-Ducted CEE Tier 2
208121917 | Mini/Multi Split | EMI | HRCU-A-CB-O | ADSZ109DA |  | Mini-Splits(Non-Ducted) | ADWAL09DA |  | 9000 | 18.5 | 8.8 | 10000 | 7100 | 71% | 2.1 | 8.8 | 10.5 |  |  |  |  | R-410A | 0.75 | Residential & Commercial | VSMSHP
208121923 | Mini/Multi Split | EMI | HRCU-A-CB-O | MHSZ106DA |  | Mini-Splits(Non-Ducted) | MHWAL06DA |  | 6000 | 26.5 | 13.6 | 7000 | 7500 | 107.1% | 2.1 | 15.8 | 15.8 |  |  |  |  | R-410A | 0.5 | Residential & Commercial | VSMSHP | Non-Ducted CEE Tier 2
208121924 | Mini/Multi Split | EMI | HRCU-A-CB-O | MHSZ109DA |  | Mini-Splits(Non-Ducted) | MHWAL09DA |  | 9000 | 28.1 | 11.5 | 12000 | 10600 | 88.33% | 2 | 16.2 | 16.2 |  |  |  |  | R-410A | 0.75 | Residential & Commercial | VSMSHP | Non-Ducted CEE Tier 2
208121925 | Mini/Multi Split | EMI | HRCU-A-CB-O | MHSZ112DA |  | Mini-Splits(Non-Ducted) | MHWAL12DA |  | 12000 | 25.5 | 10.4 | 12000 | 12000 | 100% | 1.8 | 14 | 14 |  |  |  |  | R-410A | 1 | Residential & Commercial | VSMSHP | Non-Ducted CEE Tier 2
208121926 | Mini/Multi Split | EMI | HRCU-A-CB-O | MHSZ118DA |  | Mini-Splits(Non-Ducted) | MHWAL18DA |  | 18000 | 21.5 | 11.3 | 18000 | 18000 | 100% | 1.8 | 12.5 | 12.5 |  |  |  |  | R-410A | 1.5 | Residential & Commercial | VSMSHP | Non-Ducted CEE Tier 2
208121927 | Mini/Multi Split | EMI | HRCU-A-CB-O | MHSZ124DA |  | Mini-Splits(Non-Ducted) | MHWAL24DA |  | 24000 | 21.5 | 11.4 | 29000 | 25000 | 86.21% | 2.21 | 13 | 13 |  |  |  |  | R-410A | 2 | Residential & Commercial | VSMSHP | Non-Ducted CEE Tier 2
208121928 | Mini/Multi Split | EMI | HRCU-A-CB-O | MHSZ109DA |  | Mini-Splits(Non-Ducted) | MHCAS09DA |  | 9000 | 20.5 | 10.3 | 9800 | 10000 | 102% | 1.8 | 13 | 13 |  |  |  |  | R-410A | 0.75 | Residential & Commercial | VSMSHP | Non-Ducted CEE Tier 2
208121929 | Mini/Multi Split | EMI | HRCU-A-CB-O | MHSZ112DA |  | Mini-Splits(Non-Ducted) | MHCAS12DA |  | 12000 | 22.3 | 10.2 | 12000 | 11300 | 94.17% | 1.89 | 12.7 | 12.7 |  |  |  |  | R-410A | 1 | Residential & Commercial | VSMSHP | Non-Ducted CEE Tier 2
208121930 | Mini/Multi Split | EMI | HRCU-A-CB-O | MHSZ118DA |  | Mini-Splits(Non-Ducted) | MHCAS18DA |  | 16000 | 20 | 9.5 | 17000 | 16000 | 94.12% | 1.75 | 12.5 | 12.5 |  |  |  |  | R-410A | 1.3333 | Residential & Commercial | VSMSHP | Non-Ducted CEE Tier 2
208121931 | Mini/Multi Split | EMI | HRCU-A-CB-O | MHSZ124DA |  | Mini-Splits(Non-Ducted) | MHCAS24DA |  | 24000 | 20.5 | 11.5 | 25000 | 25800 | 103.2% | 2 | 11 | 11 |  |  |  |  | R-410A | 2 | Residential & Commercial | VSMSHP | Non-Ducted CEE Tier 2
208121880 | Mini/Multi Split | Alsetria | HRCU-A-CB-O | MOX230-09HFN1-BS5W |  | Mini-Splits(Non-Ducted) | MSAG11A-09HRFN1-BS5W |  | 9000 | 21.5 | 9.1 | 10000 | 7000 | 70% | 2.16 | 12.5 | 12.5 |  |  |  |  | R-410A | 0.75 | Residential & Commercial | VSMSHP
208121882 | Mini/Multi Split | Alsetria | HRCU-A-CB-O | MOX230-09HFN1-MT0W |  | Mini-Splits(Non-Ducted) | MSAG11A-09HRFN1-MT0W |  | 9000 | 21.7 | 9.4 | 10000 | 7000 | 70% | 2 | 12.6 | 12.6 |  |  |  |  | R-410A | 0.75 | Residential & Commercial | VSMSHP
208121896 | Mini/Multi Split | Alsetria | HRCU-A-CB-O | MOX230-09HFN1-MW5W |  | Mini-Splits(Non-Ducted) | MSEPB-09HRFN1-MY5W(GA) |  | 9000 | 25.5 | 12.3 | 10000 | 7500 | 75% | 2.17 | 15 | 15 |  |  |  |  | R-410A | 0.75 | Residential & Commercial | VSMSHP | Non-Ducted CEE Tier 2
208121900 | Mini/Multi Split | Alsetria | HRCU-A-CB-O | MOX230-09HFN1-MW5W |  | Mini-Splits(Non-Ducted) | MSEPB-06HRFN1-MY5W |  | 6000 | 26.5 | 13.6 | 7000 | 7500 | 107.1% | 2.1 | 15.8 | 15.8 |  |  |  |  | R-410A | 0.5 | Residential & Commercial | VSMSHP | Non-Ducted CEE Tier 2
208121901 | Mini/Multi Split | Alsetria | HRCU-A-CB-O | MOX330-09HFN1-MY5W |  | Mini-Splits(Non-Ducted) | MSEPB-09HRFN1-MY5W(GA) |  | 9000 | 28.1 | 11.5 | 12000 | 10600 | 88.33% | 2 | 16.2 | 16.2 |  |  |  |  | R-410A | 0.75 | Residential & Commercial | VSMSHP | Non-Ducted CEE Tier 2
208121902 | Mini/Multi Split | Alsetria | HRCU-A-CB-O | MOX330-12HFN1-MW5W |  | Mini-Splits(Non-Ducted) | MSEPB-12HRFN1-MW5W(GA) |  | 12000 | 25.5 | 10.4 | 12000 | 12000 | 100% | 1.8 | 14 | 14 |  |  |  |  | R-410A | 1 | Residential & Commercial | VSMSHP | Non-Ducted CEE Tier 2
208121903 | Mini/Multi Split | Alsetria | HRCU-A-CB-O | MOX430-17HFN1-MT0W |  | Mini-Splits(Non-Ducted) | MSEPC-18HRFN1-MU0W |  | 18000 | 21.5 | 11.3 | 18000 | 18000 | 100% | 1.8 | 12.5 | 12.5 |  |  |  |  | R-410A | 1.5 | Residential & Commercial | VSMSHP | Non-Ducted CEE Tier 2
208121904 | Mini/Multi Split | Alsetria | HRCU-A-CB-O | MOD30-24HFN1-MU0W |  | Mini-Splits(Non-Ducted) | MSEPD-24HRFN1-MU0W |  | 24000 | 21.5 | 11.4 | 29000 | 25000 | 86.21% | 2.21 | 13 | 13 |  |  |  |  | R-410A | 2 | Residential & Commercial | VSMSHP | Non-Ducted CEE Tier 2
208119825 | Mini/Multi Split | MOOVAIR | HRCU-A-CB-O | DMA12HOS28230E8 |  | Mini-Splits(Non-Ducted) | DM12HIW23230E3 |  | 12000 | 23.6 | 9.5 | 12000 | 10000 | 83.33% | 1.8 | 13.5 | 13.5 |  |  |  |  | R-410A | 1 | Residential & Commercial | VSMSHP | Non-Ducted CEE Tier 2
208119826 | Mini/Multi Split | MOOVAIR | HRCU-A-CB-O | DMA18HOS28230E8 |  | Mini-Splits(Non-Ducted) | DM18HIW23230E3 |  | 17000 | 19.4 | 10 | 18000 | 16400 | 91.11% | 1.9 | 12.5 | 12.5 |  |  |  |  | R-410A | 1.4167 | Residential & Commercial | VSMSHP | Non-Ducted CEE Tier 2
208119827 | Mini/Multi Split | MOOVAIR | HRCU-A-CB-O | DMA24HOS28230E8 |  | Mini-Splits(Non-Ducted) | DM24HIW23230E3 |  | 21600 | 18.9 | 10.4 | 23400 | 23400 | 100% | 1.89 | 13 | 11.7 |  |  |  |  | R-410A | 1.8 | Residential & Commercial | VSMSHP | Non-Ducted CEE Tier 2
208119829 | Mini/Multi Split | ELIOS | HRCU-A-CB-O | DEA12HOS28230E8 |  | Mini-Splits(Non-Ducted) | DE12HIW23230E3 |  | 12000 | 23.6 | 9.5 | 12000 | 10000 | 83.33% | 1.8 | 13.5 | 13.5 |  |  |  |  | R-410A | 1 | Residential & Commercial | VSMSHP | Non-Ducted CEE Tier 2
208119830 | Mini/Multi Split | ELIOS | HRCU-A-CB-O | DEA18HOS28230E8 |  | Mini-Splits(Non-Ducted) | DE18HIW23230E3 |  | 17000 | 19.4 | 10 | 18000 | 16400 | 91.11% | 1.9 | 12.5 | 12.5 |  |  |  |  | R-410A | 1.4167 | Residential & Commercial | VSMSHP | Non-Ducted CEE Tier 2
208119831 | Mini/Multi Split | ELIOS | HRCU-A-CB-O | DEA24HOS28230E8 |  | Mini-Splits(Non-Ducted) | DE24HIW23230E3 |  | 21600 | 18.9 | 10.4 | 23400 | 23400 | 100% | 1.89 | 13 | 11.7 |  |  |  |  | R-410A | 1.8 | Residential & Commercial | VSMSHP | Non-Ducted CEE Tier 2
208120572 | Mini/Multi Split | GREE | HRCU-A-CB-O | GWH12AGCXD-D3DNA1A/O |  | Mini-Splits(Non-Ducted) | GWH12QCXD-D3DN***/I |  | 12000 | 24 | 9 | 12000 | 9000 | 75% | 1.85 | 12.5 | 12.5 |  |  |  |  | R-410A | 1 | Residential & Commercial | VSMSHP
208121843 | Mini/Multi Split | ECO-AIR | HRCU-A-CB-O | MOX230-09HFN1-BS5W |  | Mini-Splits(Non-Ducted) | MSAG11A-09HRFN1-BS5W |  | 9000 | 21.5 | 9.1 | 10000 | 7000 | 70% | 2.16 | 12.5 | 12.5 |  |  |  |  | R-410A | 0.75 | Residential & Commercial | VSMSHP
208121845 | Mini/Multi Split | ECO-AIR | HRCU-A-CB-O | MOX230-09HFN1-MT0W |  | Mini-Splits(Non-Ducted) | MSAG11A-09HRFN1-MT0W |  | 9000 | 21.7 | 9.4 | 10000 | 7000 | 70% | 2 | 12.6 | 12.6 |  |  |  |  | R-410A | 0.75 | Residential & Commercial | VSMSHP
208121859 | Mini/Multi Split | ECO-AIR | HRCU-A-CB-O | MOX230-09HFN1-MW5W |  | Mini-Splits(Non-Ducted) | MSEPB-09HRFN1-MY5W(GA) |  | 9000 | 25.5 | 12.3 | 10000 | 7500 | 75% | 2.17 | 15 | 15 |  |  |  |  | R-410A | 0.75 | Residential & Commercial | VSMSHP | Non-Ducted CEE Tier 2
208121863 | Mini/Multi Split | ECO-AIR | HRCU-A-CB-O | MOX230-09HFN1-MW5W |  | Mini-Splits(Non-Ducted) | MSEPB-06HRFN1-MY5W |  | 6000 | 26.5 | 13.6 | 7000 | 7500 | 107.1% | 2.1 | 15.8 | 15.8 |  |  |  |  | R-410A | 0.5 | Residential & Commercial | VSMSHP | Non-Ducted CEE Tier 2
208121864 | Mini/Multi Split | ECO-AIR | HRCU-A-CB-O | MOX330-09HFN1-MY5W |  | Mini-Splits(Non-Ducted) | MSEPB-09HRFN1-MY5W(GA) |  | 9000 | 28.1 | 11.5 | 12000 | 10600 | 88.33% | 2 | 16.2 | 16.2 |  |  |  |  | R-410A | 0.75 | Residential & Commercial | VSMSHP | Non-Ducted CEE Tier 2
208121865 | Mini/Multi Split | ECO-AIR | HRCU-A-CB-O | MOX330-12HFN1-MW5W |  | Mini-Splits(Non-Ducted) | MSEPB-12HRFN1-MW5W(GA) |  | 12000 | 25.5 | 10.4 | 12000 | 12000 | 100% | 1.8 | 14 | 14 |  |  |  |  | R-410A | 1 | Residential & Commercial | VSMSHP | Non-Ducted CEE Tier 2
208121866 | Mini/Multi Split | ECO-AIR | HRCU-A-CB-O | MOX430-17HFN1-MT0W |  | Mini-Splits(Non-Ducted) | MSEPC-18HRFN1-MU0W |  | 18000 | 21.5 | 11.3 | 18000 | 18000 | 100% | 1.8 | 12.5 | 12.5 |  |  |  |  | R-410A | 1.5 | Residential & Commercial | VSMSHP | Non-Ducted CEE Tier 2
208121867 | Mini/Multi Split | ECO-AIR | HRCU-A-CB-O | MOD30-24HFN1-MU0W |  | Mini-Splits(Non-Ducted) | MSEPD-24HRFN1-MU0W |  | 24000 | 21.5 | 11.4 | 29000 | 25000 | 86.21% | 2.21 | 13 | 13 |  |  |  |  | R-410A | 2 | Residential & Commercial | VSMSHP | Non-Ducted CEE Tier 2
208106972 | Mini/Multi Split | YONAN | HRCU-A-CB-O | YOX-09HFN1 |  | Mini-Splits(Non-Ducted) | YCA-09HRFN1 |  | 9000 | 20 | 10 | 10000 | 7400 | 74% | 1.9 | 13 | 13 |  |  |  |  | R-410A | 0.75 | Residential & Commercial | VSMSHP | Non-Ducted CEE Tier 2
208106979 | Mini/Multi Split | YONAN | HRCU-A-CB-O | YOD-24HFN1 |  | Mini-Splits(Non-Ducted) | YCD-24HRFN1 |  | 24000 | 21.5 | 9.7 | 25000 | 18500 | 74% | 2.2 | 12.5 | 12.5 |  |  |  |  | R-410A | 2 | Residential & Commercial | VSMSHP | Non-Ducted CEE Tier 2
208106981 | Mini/Multi Split | YONAN | HRCU-A-CB-O | YOD-24HFN1 |  | Mini-Splits(Non-Ducted) | YUE-24HRFN1 |  | 24000 | 21.2 | 10.3 | 24000 | 18200 | 75.83% | 2.2 | 12.5 | 12.5 |  |  |  |  | R-410A | 2 | Residential & Commercial | VSMSHP | Non-Ducted CEE Tier 2
208106987 | Mini/Multi Split | YONAN | HRCU-A-CB-O | YOE-48HFN1 |  | Mini-Splits(Non-Ducted) | YUE-48HRFN1 |  | 48000 | 18.9 | 10 | 50000 | 35000 | 70% | 1.85 | 9.3 | 9.3 |  |  |  |  | R-410A | 4 | Residential & Commercial | VSMSHP | Non-Ducted CEE Tier 2
208119661 | Mini/Multi Split | Airlux | HRCU-A-CB-O | ASZ09O/2022 |  | Mini-Splits(Non-Ducted) | AMM09I/2022 |  | 9000 | 24 | 11.4 | 10000 | 7800 | 78% | 2.18 | 14 | 14 |  |  |  |  | R-410A | 0.75 | Residential & Commercial | VSMSHP | Non-Ducted CEE Tier 2
208119663 | Mini/Multi Split | Airlux | HRCU-A-CB-O | ASZ18O/2022 |  | Mini-Splits(Non-Ducted) | AMM18I/2022 |  | 18000 | 23.7 | 10.3 | 18000 | 12600 | 70% | 2.39 | 13.5 | 13.5 |  |  |  |  | R-410A | 1.5 | Residential & Commercial | VSMSHP | Non-Ducted CEE Tier 2
207862069 | Mini/Multi Split | Breeze33 | HRCU-A-CB-O | BZ33-HYP06OUT2-G2-P |  | Mini-Splits(Non-Ducted) | BZ33-HYP06WALL2-G2-P |  | 6000 | 26.5 | 13.6 | 7000 | 7500 | 107.1% | 2.1 | 15.8 | 15.8 |  |  |  |  | R-410A | 0.5 | Residential & Commercial | VSMSHP | Non-Ducted CEE Tier 2
207862070 | Mini/Multi Split | Breeze33 | HRCU-A-CB-O | BZ33-HYP09OUT2-G2-P |  | Mini-Splits(Non-Ducted) | BZ33-HYP09WALL2-G2-P |  | 9000 | 28.1 | 11.5 | 12000 | 10600 | 88.33% | 2 | 16.2 | 16.2 |  |  |  |  | R-410A | 0.75 | Residential & Commercial | VSMSHP | Non-Ducted CEE Tier 2
207862071 | Mini/Multi Split | Breeze33 | HRCU-A-CB-O | BZ33-HYP12OUT2-G2-P |  | Mini-Splits(Non-Ducted) | BZ33-HYP12WALL2-G2-P |  | 12000 | 25.5 | 10.4 | 12000 | 12000 | 100% | 1.8 | 14 | 14 |  |  |  |  | R-410A | 1 | Residential & Commercial | VSMSHP | Non-Ducted CEE Tier 2
207862072 | Mini/Multi Split | Breeze33 | HRCU-A-CB-O | BZ33-HYP18OUT2-G2-P |  | Mini-Splits(Non-Ducted) | BZ33-HYP18WALL2-G2-P |  | 18000 | 21.5 | 11.3 | 18000 | 18000 | 100% | 1.8 | 12.5 | 12.5 |  |  |  |  | R-410A | 1.5 | Residential & Commercial | VSMSHP | Non-Ducted CEE Tier 2
207862073 | Mini/Multi Split | Breeze33 | HRCU-A-CB-O | BZ33-HYP24OUT2-G2-P |  | Mini-Splits(Non-Ducted) | BZ33-HYP24WALL2-G2-P |  | 24000 | 21.5 | 11.4 | 29000 | 25000 | 86.21% | 2.21 | 13 | 13 |  |  |  |  | R-410A | 2 | Residential & Commercial | VSMSHP | Non-Ducted CEE Tier 2
207862076 | Mini/Multi Split | Breeze33 | HRCU-A-CB-O | BZ33-HYP09OUT2-G2-P |  | Mini-Splits(Non-Ducted) | BZ33-CASS09-P |  | 9000 | 20.5 | 10.3 | 9800 | 10000 | 102% | 1.8 | 13 | 13 |  |  |  |  | R-410A | 0.75 | Residential & Commercial | VSMSHP | Non-Ducted CEE Tier 2
207862077 | Mini/Multi Split | Breeze33 | HRCU-A-CB-O | BZ33-HYP12OUT2-G2-P |  | Mini-Splits(Non-Ducted) | BZ33-CASS12-P |  | 12000 | 22.3 | 10.2 | 12000 | 11300 | 94.17% | 1.89 | 12.7 | 12.7 |  |  |  |  | R-410A | 1 | Residential & Commercial | VSMSHP | Non-Ducted CEE Tier 2
207862078 | Mini/Multi Split | Breeze33 | HRCU-A-CB-O | BZ33-HYP24OUT2-G2-P |  | Mini-Splits(Non-Ducted) | BZ33-CASS24-G2-P |  | 24000 | 20.5 | 11.5 | 25000 | 25800 | 103.2% | 2 | 11 | 11 |  |  |  |  | R-410A | 2 | Residential & Commercial | VSMSHP | Non-Ducted CEE Tier 2
207862082 | Mini/Multi Split | Breeze33 | HRCU-A-CB-O | BZ33-HYP12OUT2-G2-P |  | Mini-Splits(Non-Ducted) | BZ33-ICM12-G2-P |  | 12000 | 23.6 | 10 | 12000 | 12000 | 100% | 1.89 | 13 | 13 |  |  |  |  | R-410A | 1 | Residential & Commercial | VSMSHP | Non-Ducted CEE Tier 2
207862083 | Mini/Multi Split | Breeze33 | HRCU-A-CB-O | BZ33-HYP18OUT2-G2-P |  | Mini-Splits(Non-Ducted) | BZ33-IFMU18-P |  | 17000 | 20.5 | 9.8 | 18000 | 16800 | 93.33% | 1.86 | 12.5 | 12.5 |  |  |  |  | R-410A | 1.4167 | Residential & Commercial | VSMSHP | Non-Ducted CEE Tier 2
207862084 | Mini/Multi Split | Breeze33 | HRCU-A-CB-O | BZ33-HYP24OUT2-G2-P |  | Mini-Splits(Non-Ducted) | BZ33-IFMU24-G2-P |  | 24000 | 20.5 | 11 | 25000 | 25000 | 100% | 2.1 | 11.5 | 11.7 |  |  |  |  | R-410A | 2 | Residential & Commercial | VSMSHP | Non-Ducted CEE Tier 2
207862085 | Mini/Multi Split | Breeze33 | HRCU-A-CB-O | BZ33-HYP18OUT2-G2-P |  | Mini-Splits(Non-Ducted) | BZ33-CASS18-P |  | 16000 | 20 | 9.5 | 17000 | 16000 | 94.12% | 1.75 | 12.5 | 12.5 |  |  |  |  | R-410A | 1.3333 | Residential & Commercial | VSMSHP | Non-Ducted CEE Tier 2
216772304 | Mini/Multi Split | KINGHOME | HRCU-A-CB-O | KW24XQ25SDO |  | Mini-Splits(Non-Ducted) | KW24XQ25SDI |  | 22000 | 23.5 | 9 | 23000 | 18000 | 78.26% | 1.8 | 0 | 12 |  |  |  |  | R-32 | 1.8333 | Residential & Commercial | VSMSHP
208106725 | Mini/Multi Split | AirEase | HRCU-A-CB-O | 4DHPS209S-1P |  | Mini-Splits(Non-Ducted) | DWM209S4-1P |  | 9000 | 25.5 | 12.3 | 10000 | 7500 | 75% | 2.17 | 15 | 15 |  |  |  |  | R-410A | 0.75 | Residential & Commercial | VSMSHP | Non-Ducted CEE Tier 2
208106727 | Mini/Multi Split | AirEase | HRCU-A-CB-O | 4DHPS209S-1P |  | Mini-Splits(Non-Ducted) | D22C109S4-1P |  | 9000 | 20 | 10 | 10000 | 7400 | 74% | 1.9 | 13 | 13 |  |  |  |  | R-410A | 0.75 | Residential & Commercial | VSMSHP | Non-Ducted CEE Tier 2
208106729 | Mini/Multi Split | AirEase | HRCU-A-CB-O | 4DHV2S09S-1L |  | Mini-Splits(Non-Ducted) | DWH209S4-1L |  | 9000 | 21.5 | 9.1 | 10000 | 7000 | 70% | 2.16 | 12.5 | 12.5 |  |  |  |  | R-410A | 0.75 | Residential & Commercial | VSMSHP
208106731 | Mini/Multi Split | AirEase | HRCU-A-CB-O | 4DHV2S09S-1P |  | Mini-Splits(Non-Ducted) | DWH209S4-1P |  | 9000 | 21.7 | 9.4 | 10000 | 7000 | 70% | 2 | 12.6 | 12.6 |  |  |  |  | R-410A | 0.75 | Residential & Commercial | VSMSHP
208106736 | Mini/Multi Split | Armstrong Air | HRCU-A-CB-O | 4DHPS209S-1P |  | Mini-Splits(Non-Ducted) | DWM209S4-1P |  | 9000 | 25.5 | 12.3 | 10000 | 7500 | 75% | 2.17 | 15 | 15 |  |  |  |  | R-410A | 0.75 | Residential & Commercial | VSMSHP | Non-Ducted CEE Tier 2
208106738 | Mini/Multi Split | Armstrong Air | HRCU-A-CB-O | 4DHPS209S-1P |  | Mini-Splits(Non-Ducted) | D22C109S4-1P |  | 9000 | 20 | 10 | 10000 | 7400 | 74% | 1.9 | 13 | 13 |  |  |  |  | R-410A | 0.75 | Residential & Commercial | VSMSHP | Non-Ducted CEE Tier 2
208106740 | Mini/Multi Split | Armstrong Air | HRCU-A-CB-O | 4DHV2S09S-1L |  | Mini-Splits(Non-Ducted) | DWH209S4-1L |  | 9000 | 21.5 | 9.1 | 10000 | 7000 | 70% | 2.16 | 12.5 | 12.5 |  |  |  |  | R-410A | 0.75 | Residential & Commercial | VSMSHP
208106742 | Mini/Multi Split | Armstrong Air | HRCU-A-CB-O | 4DHV2S09S-1P |  | Mini-Splits(Non-Ducted) | DWH209S4-1P |  | 9000 | 21.7 | 9.4 | 10000 | 7000 | 70% | 2 | 12.6 | 12.6 |  |  |  |  | R-410A | 0.75 | Residential & Commercial | VSMSHP
208106747 | Mini/Multi Split | CONCORD | HRCU-A-CB-O | 4DHPS209S-1P |  | Mini-Splits(Non-Ducted) | DWM209S4-1P |  | 9000 | 25.5 | 12.3 | 10000 | 7500 | 75% | 2.17 | 15 | 15 |  |  |  |  | R-410A | 0.75 | Residential & Commercial | VSMSHP | Non-Ducted CEE Tier 2
208106749 | Mini/Multi Split | CONCORD | HRCU-A-CB-O | 4DHPS209S-1P |  | Mini-Splits(Non-Ducted) | D22C109S4-1P |  | 9000 | 20 | 10 | 10000 | 7400 | 74% | 1.9 | 13 | 13 |  |  |  |  | R-410A | 0.75 | Residential & Commercial | VSMSHP | Non-Ducted CEE Tier 2
208106751 | Mini/Multi Split | CONCORD | HRCU-A-CB-O | 4DHV2S09S-1L |  | Mini-Splits(Non-Ducted) | DWH209S4-1L |  | 9000 | 21.5 | 9.1 | 10000 | 7000 | 70% | 2.16 | 12.5 | 12.5 |  |  |  |  | R-410A | 0.75 | Residential & Commercial | VSMSHP
208106753 | Mini/Multi Split | CONCORD | HRCU-A-CB-O | 4DHV2S09S-1P |  | Mini-Splits(Non-Ducted) | DWH209S4-1P |  | 9000 | 21.7 | 9.4 | 10000 | 7000 | 70% | 2 | 12.6 | 12.6 |  |  |  |  | R-410A | 0.75 | Residential & Commercial | VSMSHP
208106761 | Mini/Multi Split | Allied | HRCU-A-CB-O | 4DHPS209S-1P |  | Mini-Splits(Non-Ducted) | DWM206S4-1P |  | 6000 | 26.5 | 13.6 | 7000 | 7500 | 107.1% | 2.1 | 15.8 | 15.8 |  |  |  |  | R-410A | 0.5 | Residential & Commercial | VSMSHP | Non-Ducted CEE Tier 2
208106766 | Mini/Multi Split | AirEase | HRCU-A-CB-O | 4DHPS209S-1P |  | Mini-Splits(Non-Ducted) | DWM206S4-1P |  | 6000 | 26.5 | 13.6 | 7000 | 7500 | 107.1% | 2.1 | 15.8 | 15.8 |  |  |  |  | R-410A | 0.5 | Residential & Commercial | VSMSHP | Non-Ducted CEE Tier 2
208106771 | Mini/Multi Split | Armstrong Air | HRCU-A-CB-O | 4DHPS209S-1P |  | Mini-Splits(Non-Ducted) | DWM206S4-1P |  | 6000 | 26.5 | 13.6 | 7000 | 7500 | 107.1% | 2.1 | 15.8 | 15.8 |  |  |  |  | R-410A | 0.5 | Residential & Commercial | VSMSHP | Non-Ducted CEE Tier 2
208106776 | Mini/Multi Split | CONCORD | HRCU-A-CB-O | 4DHPS209S-1P |  | Mini-Splits(Non-Ducted) | DWM206S4-1P |  | 6000 | 26.5 | 13.6 | 7000 | 7500 | 107.1% | 2.1 | 15.8 | 15.8 |  |  |  |  | R-410A | 0.5 | Residential & Commercial | VSMSHP | Non-Ducted CEE Tier 2
208106781 | Mini/Multi Split | DUCANE | HRCU-A-CB-O | 4DHPS209S-1P |  | Mini-Splits(Non-Ducted) | DWM206S4-1P |  | 6000 | 26.5 | 13.6 | 7000 | 7500 | 107.1% | 2.1 | 15.8 | 15.8 |  |  |  |  | R-410A | 0.5 | Residential & Commercial | VSMSHP | Non-Ducted CEE Tier 2
208071173 | Mini/Multi Split | GREE | HRCU-A-CB-O | GWH12AGCXD-D3DNA1A/O |  | Mini-Splits(Non-Ducted) | GWH12AGCXD-D3DN***/I |  | 12000 | 24 | 9 | 12000 | 9000 | 75% | 1.85 | 12.5 | 12.5 |  |  |  |  | R-410A | 1 | Residential & Commercial | VSMSHP
208071174 | Mini/Multi Split | GREE | HRCU-A-CB-O | GWH12AGCXD-A3DNA1A/O |  | Mini-Splits(Non-Ducted) | GWH12AGCXD-A3DN***/I |  | 12000 | 24 | 9 | 12000 | 8800 | 73.33% | 1.85 | 12.5 | 12 |  |  |  |  | R-410A | 1 | Residential & Commercial | VSMSHP
208075829 | Mini/Multi Split | MOOVAIR | HRCU-A-CB-O | DMA09HOS25230E8 |  | Mini-Splits(Non-Ducted) | DMA06HIW25230E8 |  | 6000 | 26.5 | 13.6 | 7000 | 7500 | 107.1% | 2.1 | 15.8 | 15.8 |  |  |  |  | R-410A | 0.5 | Residential & Commercial | VSMSHP | Non-Ducted CEE Tier 2
208075830 | Mini/Multi Split | ELIOS | HRCU-A-CB-O | DEA09HOS25230E8 |  | Mini-Splits(Non-Ducted) | DEA06HIW25230E8 |  | 6000 | 26.5 | 13.6 | 7000 | 7500 | 107.1% | 2.1 | 15.8 | 15.8 |  |  |  |  | R-410A | 0.5 | Residential & Commercial | VSMSHP | Non-Ducted CEE Tier 2
208101238 | Mini/Multi Split | PIONEER | HRCU-A-CB-O | YN009GMFI22RPE |  | Mini-Splits(Non-Ducted) | WS009GMFI22HLE |  | 9000 | 24 | 11.4 | 10000 | 7800 | 78% | 2.18 | 14 | 14 |  |  |  |  | R-410A | 0.75 | Residential & Commercial | VSMSHP | Non-Ducted CEE Tier 2
208101240 | Mini/Multi Split | PIONEER | HRCU-A-CB-O | YN018GMFI22RPE |  | Mini-Splits(Non-Ducted) | WS018GMFI22HLE |  | 18000 | 23.7 | 10.3 | 18000 | 12600 | 70% | 2.39 | 13.5 | 13.5 |  |  |  |  | R-410A | 1.5 | Residential & Commercial | VSMSHP | Non-Ducted CEE Tier 2
208101255 | Mini/Multi Split | AURORA | HRCU-A-CB-O | AU-CX06HR-2A-O |  | Mini-Splits(Non-Ducted) | AU-CX06HR-2A-I |  | 6000 | 23.5 | 12 | 7000 | 7100 | 101.4% | 1.84 | 15 | 15 |  |  |  |  | R-410A | 0.5 | Residential & Commercial | VSMSHP | Non-Ducted CEE Tier 2
208101256 | Mini/Multi Split | AURORA | HRCU-A-CB-O | AU-CX09HR-2A-O |  | Mini-Splits(Non-Ducted) | AU-BS09HR-2A-I |  | 9000 | 26.4 | 11.6 | 12000 | 11000 | 91.67% | 1.85 | 15.8 | 15.8 |  |  |  |  | R-410A | 0.75 | Residential & Commercial | VSMSHP | Non-Ducted CEE Tier 2
208101257 | Mini/Multi Split | AURORA | HRCU-A-CB-O | AU-CX12HR-2A-O |  | Mini-Splits(Non-Ducted) | AU-BS12HR-2A-I |  | 12000 | 23.1 | 10.5 | 12000 | 11000 | 91.67% | 1.88 | 13 | 13 |  |  |  |  | R-410A | 1 | Residential & Commercial | VSMSHP | Non-Ducted CEE Tier 2
208101258 | Mini/Multi Split | AURORA | HRCU-A-CB-O | AU-CX18HR-2A-O |  | Mini-Splits(Non-Ducted) | AU-BS18HR-2A-I |  | 18000 | 22 | 10.6 | 18000 | 17200 | 95.56% | 1.89 | 13 | 13 |  |  |  |  | R-410A | 1.5 | Residential & Commercial | VSMSHP | Non-Ducted CEE Tier 2
208101259 | Mini/Multi Split | AURORA | HRCU-A-CB-O | AU-CX24HR-2A-O |  | Mini-Splits(Non-Ducted) | AU-BS24HR-2A-I |  | 23000 | 22.3 | 10.3 | 26000 | 23000 | 88.46% | 1.8 | 12.5 | 12.5 |  |  |  |  | R-410A | 1.9167 | Residential & Commercial | VSMSHP | Non-Ducted CEE Tier 2
208106641 | Mini/Multi Split | LENNOX | HRCU-A-CB-O | MHB009S4S-1L |  | Mini-Splits(Non-Ducted) | MWHB009S4-1L |  | 9000 | 21.5 | 9.1 | 10000 | 7000 | 70% | 2.16 | 12.5 | 12.5 |  |  |  |  | R-410A | 0.75 | Residential & Commercial | VSMSHP
208106643 | Mini/Multi Split | LENNOX | HRCU-A-CB-O | MHB009S4S-1P |  | Mini-Splits(Non-Ducted) | MWHB009S4-1P |  | 9000 | 21.7 | 9.4 | 10000 | 7000 | 70% | 2 | 12.6 | 12.6 |  |  |  |  | R-410A | 0.75 | Residential & Commercial | VSMSHP
208106659 | Mini/Multi Split | Allied | HRCU-A-CB-O | 4DHP2S24S-1P |  | Mini-Splits(Non-Ducted) | D33C224S4-1P |  | 23600 | 21.5 | 9.6 | 26000 | 18500 | 71.15% | 2.2 | 12.5 | 12.3 |  |  |  |  | R-410A | 1.9667 | Residential & Commercial | VSMSHP | Non-Ducted CEE Tier 2
208106668 | Mini/Multi Split | DUCANE | HRCU-A-CB-O | 4DHP2S24S-1P |  | Mini-Splits(Non-Ducted) | D33C224S4-1P |  | 23600 | 21.5 | 9.6 | 26000 | 18500 | 71.15% | 2.2 | 12.5 | 12.3 |  |  |  |  | R-410A | 1.9667 | Residential & Commercial | VSMSHP | Non-Ducted CEE Tier 2
208106677 | Mini/Multi Split | Armstrong Air | HRCU-A-CB-O | 4DHP2S24S-1P |  | Mini-Splits(Non-Ducted) | D33C224S4-1P |  | 23600 | 21.5 | 9.6 | 26000 | 18500 | 71.15% | 2.2 | 12.5 | 12.3 |  |  |  |  | R-410A | 1.9667 | Residential & Commercial | VSMSHP | Non-Ducted CEE Tier 2
208106686 | Mini/Multi Split | AirEase | HRCU-A-CB-O | 4DHP2S24S-1P |  | Mini-Splits(Non-Ducted) | D33C224S4-1P |  | 23600 | 21.5 | 9.6 | 26000 | 18500 | 71.15% | 2.2 | 12.5 | 12.3 |  |  |  |  | R-410A | 1.9667 | Residential & Commercial | VSMSHP | Non-Ducted CEE Tier 2
208106695 | Mini/Multi Split | CONCORD | HRCU-A-CB-O | 4DHP2S24S-1P |  | Mini-Splits(Non-Ducted) | D33C224S4-1P |  | 23600 | 21.5 | 9.6 | 26000 | 18500 | 71.15% | 2.2 | 12.5 | 12.3 |  |  |  |  | R-410A | 1.9667 | Residential & Commercial | VSMSHP | Non-Ducted CEE Tier 2
208106703 | Mini/Multi Split | Allied | HRCU-A-CB-O | 4DHPS209S-1P |  | Mini-Splits(Non-Ducted) | DWM209S4-1P |  | 9000 | 25.5 | 12.3 | 10000 | 7500 | 75% | 2.17 | 15 | 15 |  |  |  |  | R-410A | 0.75 | Residential & Commercial | VSMSHP | Non-Ducted CEE Tier 2
208106705 | Mini/Multi Split | Allied | HRCU-A-CB-O | 4DHPS209S-1P |  | Mini-Splits(Non-Ducted) | D22C109S4-1P |  | 9000 | 20 | 10 | 10000 | 7400 | 74% | 1.9 | 13 | 13 |  |  |  |  | R-410A | 0.75 | Residential & Commercial | VSMSHP | Non-Ducted CEE Tier 2
208106707 | Mini/Multi Split | Allied | HRCU-A-CB-O | 4DHV2S09S-1L |  | Mini-Splits(Non-Ducted) | DWH209S4-1L |  | 9000 | 21.5 | 9.1 | 10000 | 7000 | 70% | 2.16 | 12.5 | 12.5 |  |  |  |  | R-410A | 0.75 | Residential & Commercial | VSMSHP
208106709 | Mini/Multi Split | Allied | HRCU-A-CB-O | 4DHV2S09S-1P |  | Mini-Splits(Non-Ducted) | DWH209S4-1P |  | 9000 | 21.7 | 9.4 | 10000 | 7000 | 70% | 2 | 12.6 | 12.6 |  |  |  |  | R-410A | 0.75 | Residential & Commercial | VSMSHP
208106714 | Mini/Multi Split | DUCANE | HRCU-A-CB-O | 4DHPS209S-1P |  | Mini-Splits(Non-Ducted) | DWM209S4-1P |  | 9000 | 25.5 | 12.3 | 10000 | 7500 | 75% | 2.17 | 15 | 15 |  |  |  |  | R-410A | 0.75 | Residential & Commercial | VSMSHP | Non-Ducted CEE Tier 2
208106716 | Mini/Multi Split | DUCANE | HRCU-A-CB-O | 4DHPS209S-1P |  | Mini-Splits(Non-Ducted) | D22C109S4-1P |  | 9000 | 20 | 10 | 10000 | 7400 | 74% | 1.9 | 13 | 13 |  |  |  |  | R-410A | 0.75 | Residential & Commercial | VSMSHP | Non-Ducted CEE Tier 2
208106718 | Mini/Multi Split | DUCANE | HRCU-A-CB-O | 4DHV2S09S-1L |  | Mini-Splits(Non-Ducted) | DWH209S4-1L |  | 9000 | 21.5 | 9.1 | 10000 | 7000 | 70% | 2.16 | 12.5 | 12.5 |  |  |  |  | R-410A | 0.75 | Residential & Commercial | VSMSHP
208106720 | Mini/Multi Split | DUCANE | HRCU-A-CB-O | 4DHV2S09S-1P |  | Mini-Splits(Non-Ducted) | DWH209S4-1P |  | 9000 | 21.7 | 9.4 | 10000 | 7000 | 70% | 2 | 12.6 | 12.6 |  |  |  |  | R-410A | 0.75 | Residential & Commercial | VSMSHP
216772359 | Mini/Multi Split | EG4 | HRCU-A-CB-O | DWB3-ACDC-24KR2(US) |  | Mini-Splits(Non-Ducted) | DGA2-ACDC-24KR2(US) |  | 24000 | 21 | 10 | 24000 | 17500 | 72.92% | 2.15 | 0 | 11.7 |  |  |  |  | R-32 | 2 | Residential & Commercial | VSMSHP | Non-Ducted CEE Tier 2
216772360 | Mini/Multi Split | EG4 | HRCU-A-CB-O | DWLA4-ACDC1-12KR2(US) |  | Mini-Splits(Non-Ducted) | DGLA4-ACDC1-12KR2(US) |  | 11000 | 21.5 | 10.8 | 13500 | 10000 | 74.07% | 2.05 | 0 | 12.8 |  |  |  |  | R-32 | 0.91667 | Residential & Commercial | VSMSHP | Non-Ducted CEE Tier 2
216772361 | Mini/Multi Split | EG4 | HRCU-A-CB-O | DWLA4-12KR2(US) |  | Mini-Splits(Non-Ducted) | DGLA4-12KR2(US) |  | 11000 | 21.5 | 10.8 | 13500 | 10000 | 74.07% | 2.05 | 0 | 12.8 |  |  |  |  | R-32 | 0.91667 | Residential & Commercial | VSMSHP | Non-Ducted CEE Tier 2
216772362 | Mini/Multi Split | EG4 | HRCU-A-CB-O | DWLC2-ACDC-24KR2(US) |  | Mini-Splits(Non-Ducted) | DGLA3-ACDC-24KR2(US) |  | 22000 | 21 | 11 | 27000 | 22000 | 81.48% | 2.05 | 0 | 12.5 |  |  |  |  | R-32 | 1.8333 | Residential & Commercial | VSMSHP | Non-Ducted CEE Tier 2
216772363 | Mini/Multi Split | EG4 | HRCU-A-CB-O | DWLC2-24KR2(US) |  | Mini-Splits(Non-Ducted) | DGLA3-24KR2(US) |  | 22000 | 21 | 11 | 27000 | 22000 | 81.48% | 2.05 | 0 | 12.5 |  |  |  |  | R-32 | 1.8333 | Residential & Commercial | VSMSHP | Non-Ducted CEE Tier 2
216775642 | Mini/Multi Split | HISENSE | HRCU-A-CB-O | AST-18UW3RXN00 |  | Mini-Splits(Non-Ducted) | AST-18UW3RXN**00 |  | 18000 | 21 | 9.8 | 18000 | 13700 | 76.11% | 2.5 | 0 | 11.95 |  |  |  |  | R-32 | 1.5 | Residential & Commercial | VSMSHP | Non-Ducted CEE Tier 2
216772325 | Mini/Multi Split | ECO AC | HRCU-A-CB-O | EHP-O24KBB |  | Mini-Splits(Non-Ducted) | EHP-W24KBB |  | 22000 | 27 | 10 | 24000 | 24000 | 100% | 1.8 | 0 | 13.95 |  |  |  |  | R-32 | 1.8333 | Residential & Commercial | VSMSHP | Non-Ducted CEE Tier 2
216772326 | Mini/Multi Split | ECO AC | HRCU-A-CB-O | EHP-O18KBB |  | Mini-Splits(Non-Ducted) | EHP-W18KBB |  | 18000 | 27.5 | 10 | 18600 | 18000 | 96.77% | 1.8 | 0 | 14.3 |  |  |  |  | R-32 | 1.5 | Residential & Commercial | VSMSHP | Non-Ducted CEE Tier 2
216772327 | Mini/Multi Split | ECO AC | HRCU-A-CB-O | EHP-O12KBB |  | Mini-Splits(Non-Ducted) | EHP-W12KBB |  | 12000 | 28 | 10 | 12200 | 12200 | 100% | 2 | 0 | 15.2 |  |  |  |  | R-32 | 1 | Residential & Commercial | VSMSHP | Non-Ducted CEE Tier 2
216772328 | Mini/Multi Split | ECO AC | HRCU-A-CB-O | EHP-O09KBB |  | Mini-Splits(Non-Ducted) | EHP-W09KBB |  | 9100 | 30 | 11.2 | 10600 | 11500 | 108.5% | 2.11 | 0 | 16.8 |  |  |  |  | R-32 | 0.75833 | Residential & Commercial | VSMSHP | Non-Ducted CEE Tier 2
216772329 | Mini/Multi Split | ECO AC | HRCU-A-CB-O | EHH-O24KBB |  | Mini-Splits(Non-Ducted) | EHH-W24KBB |  | 22000 | 23.5 | 9 | 23000 | 18000 | 78.26% | 1.8 | 0 | 12 |  |  |  |  | R-32 | 1.8333 | Residential & Commercial | VSMSHP
216772330 | Mini/Multi Split | ECO AC | HRCU-A-CB-O | EHH-O12KBB |  | Mini-Splits(Non-Ducted) | EHH-W12KBB |  | 12000 | 24.5 | 9.5 | 12000 | 11000 | 91.67% | 1.95 | 0 | 13 |  |  |  |  | R-32 | 1 | Residential & Commercial | VSMSHP | Non-Ducted CEE Tier 2
216772331 | Mini/Multi Split | ECO AC | HRCU-A-CB-O | EHH-O18KBB |  | Mini-Splits(Non-Ducted) | EHH-W18KBB |  | 18000 | 24.5 | 9 | 18000 | 14600 | 81.11% | 1.9 | 0 | 13.65 |  |  |  |  | R-32 | 1.5 | Residential & Commercial | VSMSHP
216772332 | Mini/Multi Split | ECO AC | HRCU-A-CB-O | EHH-O09KBB |  | Mini-Splits(Non-Ducted) | EHH-W09KBB |  | 9100 | 26 | 10.4 | 10500 | 9500 | 90.48% | 1.88 | 0 | 15 |  |  |  |  | R-32 | 0.75833 | Residential & Commercial | VSMSHP | Non-Ducted CEE Tier 2
216772333 | Mini/Multi Split | ECO AC | HRCU-A-CB-O | EHS-O36KBB |  | Mini-Splits(Non-Ducted) | EHS-W36KBB |  | 33600 | 21 | 8.5 | 34000 | 24600 | 72.35% | 1.8 | 0 | 10.6 |  |  |  |  | R-32 | 2.8 | Residential & Commercial | VSMSHP
216772334 | Mini/Multi Split | ECO AC | HRCU-A-CB-O | EHS-O30KBB |  | Mini-Splits(Non-Ducted) | EHS-W30KBB |  | 30000 | 22 | 9 | 30000 | 23000 | 76.67% | 1.8 | 0 | 10.9 |  |  |  |  | R-32 | 2.5 | Residential & Commercial | VSMSHP
216772337 | Mini/Multi Split | ECO AC | HRCU-A-CB-O | EHS-O12KBB |  | Mini-Splits(Non-Ducted) | EHS-W12KBB |  | 12000 | 19 | 8.5 | 12000 | 9100 | 75.83% | 1.8 | 0 | 9.75 |  |  |  |  | R-32 | 1 | Residential & Commercial | VSMSHP
216772338 | Mini/Multi Split | ECO AC | HRCU-A-CB-O | EHS-O09KBB |  | Mini-Splits(Non-Ducted) | EHS-W09KBB |  | 9100 | 20.5 | 8.8 | 10000 | 7600 | 76% | 1.94 | 0 | 12.5 |  |  |  |  | R-32 | 0.75833 | Residential & Commercial | VSMSHP
216772345 | Mini/Multi Split | Mirage | HRCU-A-CB-O | OPWH090C* |  | Mini-Splits(Non-Ducted) | IPWH090C |  | 9000 | 19 | 9.5 | 10000 | 7300 | 73% | 2 | 0 | 11.7 |  |  |  |  | R-454B | 0.75 | Residential & Commercial | VSMSHP | Non-Ducted CEE Tier 2
216772346 | Mini/Multi Split | Mirage | HRCU-A-CB-O | OPWH120C* |  | Mini-Splits(Non-Ducted) | IPWH120C |  | 12000 | 20.5 | 9.5 | 12000 | 8500 | 70.83% | 1.8 | 0 | 10.5 |  |  |  |  | R-454B | 1 | Residential & Commercial | VSMSHP | Non-Ducted CEE Tier 2
216772347 | Mini/Multi Split | Mirage | HRCU-A-CB-O | OPWH121C* |  | Mini-Splits(Non-Ducted) | IPWH121C |  | 12000 | 23 | 9.5 | 12000 | 8500 | 70.83% | 1.8 | 0 | 11.2 |  |  |  |  | R-454B | 1 | Residential & Commercial | VSMSHP | Non-Ducted CEE Tier 2
216772351 | Mini/Multi Split | Mirage | HRCU-A-CB-O | OMZH090C* |  | Mini-Splits(Non-Ducted) | IMZH090C |  | 9000 | 24 | 10 | 10000 | 7500 | 75% | 2.1 | 0 | 13 |  |  |  |  | R-454B | 0.75 | Residential & Commercial | VSMSHP | Non-Ducted CEE Tier 2
216772352 | Mini/Multi Split | Mirage | HRCU-A-CB-O | OMZH120C* |  | Mini-Splits(Non-Ducted) | IMZH120C |  | 12000 | 23 | 10 | 12400 | 8900 | 71.77% | 2.1 | 0 | 13 |  |  |  |  | R-454B | 1 | Residential & Commercial | VSMSHP | Non-Ducted CEE Tier 2
216772353 | Mini/Multi Split | Mirage | HRCU-A-CB-O | OMZH121C* |  | Mini-Splits(Non-Ducted) | IMZH121C |  | 12000 | 24 | 10 | 12600 | 9100 | 72.22% | 2.1 | 0 | 13 |  |  |  |  | R-454B | 1 | Residential & Commercial | VSMSHP | Non-Ducted CEE Tier 2
216772354 | Mini/Multi Split | Mirage | HRCU-A-CB-O | OMZH181C* |  | Mini-Splits(Non-Ducted) | IMZH181C |  | 18000 | 23 | 9.5 | 19000 | 13600 | 71.58% | 1.8 | 0 | 12.5 |  |  |  |  | R-454B | 1.5 | Residential & Commercial | VSMSHP | Non-Ducted CEE Tier 2
216772355 | Mini/Multi Split | Mirage | HRCU-A-CB-O | OMZH241C* |  | Mini-Splits(Non-Ducted) | IMZH241C |  | 23000 | 23 | 9.5 | 25000 | 18600 | 74.4% | 1.8 | 0 | 12 |  |  |  |  | R-454B | 1.9167 | Residential & Commercial | VSMSHP | Non-Ducted CEE Tier 2
216772296 | Mini/Multi Split | KINGHOME | HRCU-A-CB-O | KW09XQ19CDO |  | Mini-Splits(Non-Ducted) | KW09XQ19CDI |  | 9100 | 20.5 | 8.8 | 10000 | 7600 | 76% | 1.94 | 0 | 12.5 |  |  |  |  | R-32 | 0.75833 | Residential & Commercial | VSMSHP
216772298 | Mini/Multi Split | KINGHOME | HRCU-A-CB-O | KW12XQ19CDO |  | Mini-Splits(Non-Ducted) | KW12XQ19CDI |  | 12000 | 19 | 8.5 | 12000 | 9100 | 75.83% | 1.8 | 0 | 9.75 |  |  |  |  | R-32 | 1 | Residential & Commercial | VSMSHP
216772299 | Mini/Multi Split | KINGHOME | HRCU-A-CB-O | KW09XQ19CAO |  | Mini-Splits(Non-Ducted) | KW09XQ19CAI |  | 9100 | 20.5 | 8.8 | 10000 | 7600 | 76% | 1.86 | 0 | 11.9 |  |  |  |  | R-32 | 0.75833 | Residential & Commercial | VSMSHP
216772300 | Mini/Multi Split | KINGHOME | HRCU-A-CB-O | KW12XQ19CAO |  | Mini-Splits(Non-Ducted) | KW12XQ19CAI |  | 12000 | 19 | 8.5 | 12000 | 8500 | 70.83% | 1.8 | 0 | 9.3 |  |  |  |  | R-32 | 1 | Residential & Commercial | VSMSHP
216772293 | Mini/Multi Split | KINGHOME | HRCU-A-CB-O | KW36XQ21CDO |  | Mini-Splits(Non-Ducted) | KW36XQ21CDI |  | 33600 | 21 | 8.5 | 34000 | 24600 | 72.35% | 1.8 | 0 | 10.6 |  |  |  |  | R-32 | 2.8 | Residential & Commercial | VSMSHP
216772294 | Mini/Multi Split | KINGHOME | HRCU-A-CB-O | KW30XQ21CDO |  | Mini-Splits(Non-Ducted) | KW30XQ21CDI |  | 30000 | 22 | 9 | 30000 | 23000 | 76.67% | 1.8 | 0 | 10.9 |  |  |  |  | R-32 | 2.5 | Residential & Commercial | VSMSHP
216772248 | Mini/Multi Split | TOSOT | HRCU-A-CB-O | SU-AORAKI24-230/O |  | Mini-Splits(Non-Ducted) | SU-AORAKI24-230/I |  | 22000 | 23.5 | 9 | 23000 | 18000 | 78.26% | 1.8 | 0 | 12 |  |  |  |  | R-32 | 1.8333 | Residential & Commercial | VSMSHP
207827145 | Mini/Multi Split | AC PRO.COM | HRCU-A-CB-O | AOX230-09HFN1-MW5W |  | Mini-Splits(Non-Ducted) | ASEPB-09HRFN1-MY5W(GA) |  | 9000 | 25.5 | 12.3 | 10000 | 7500 | 75% | 2.17 | 15 | 15 |  |  |  |  | R-410A | 0.75 | Residential & Commercial | VSMSHP | Non-Ducted CEE Tier 2
207827151 | Mini/Multi Split | AC PRO.COM | HRCU-A-CB-O | AOX330-09HFN1-MY5W |  | Mini-Splits(Non-Ducted) | ACCA3U-09HRFN1-M |  | 9000 | 20.5 | 10.3 | 9800 | 10000 | 102% | 1.8 | 13 | 13 |  |  |  |  | R-410A | 0.75 | Residential & Commercial | VSMSHP | Non-Ducted CEE Tier 2
207827152 | Mini/Multi Split | AC PRO.COM | HRCU-A-CB-O | AOX330-12HFN1-MW5W |  | Mini-Splits(Non-Ducted) | ACCA3U-12HRFN1-M |  | 12000 | 22.3 | 10.2 | 12000 | 11300 | 94.17% | 1.89 | 12.7 | 12.7 |  |  |  |  | R-410A | 1 | Residential & Commercial | VSMSHP | Non-Ducted CEE Tier 2
207827158 | Mini/Multi Split | AC PRO.COM | HRCU-A-CB-O | AOX330-12HFN1-MW5W |  | Mini-Splits(Non-Ducted) | AFAU-12HRFN1-M(C) |  | 12000 | 23.6 | 10 | 12000 | 12000 | 100% | 1.89 | 13 | 13 |  |  |  |  | R-410A | 1 | Residential & Commercial | VSMSHP | Non-Ducted CEE Tier 2
207861999 | Mini/Multi Split | GREE | HRCU-A-CB-O | GWH24QE-D3DNC6T/O |  | Mini-Splits(Non-Ducted) | GWH24QE-D3DN***/I |  | 22000 | 23 | 9.5 | 24000 | 20000 | 83.33% | 1.8 | 13 | 13 |  |  |  |  | R-410A | 1.8333 | Residential & Commercial | VSMSHP | Non-Ducted CEE Tier 2
207825601 | Mini/Multi Split | LENNOX | HRCU-A-CB-O | LISH024000P431-D |  | Mini-Splits(Non-Ducted) | LIUH024180P431-C |  | 24000 | 21.2 | 10.3 | 24000 | 18200 | 75.83% | 2.2 | 12.5 | 12.5 |  |  |  |  | R-410A | 2 | Residential & Commercial | VSMSHP | Non-Ducted CEE Tier 2
207825603 | Mini/Multi Split | LENNOX | HRCU-A-CB-O | LISH048000P431-D |  | Mini-Splits(Non-Ducted) | LIUH048180P431-C |  | 48000 | 18.9 | 10 | 50000 | 35000 | 70% | 1.85 | 9.3 | 9.3 |  |  |  |  | R-410A | 4 | Residential & Commercial | VSMSHP | Non-Ducted CEE Tier 2
207825606 | Mini/Multi Split | LENNOX | HRCU-A-CB-O | LISH024000P431-D |  | Mini-Splits(Non-Ducted) | LICH4024180P431-D |  | 24000 | 21.5 | 9.7 | 25000 | 18500 | 74% | 2.2 | 12.5 | 12.5 |  |  |  |  | R-410A | 2 | Residential & Commercial | VSMSHP | Non-Ducted CEE Tier 2
207826041 | Mini/Multi Split | COMFORTSTAR | HRCU-A-CB-O | CGS09CD(O) |  | Mini-Splits(Non-Ducted) | CGS09CD(I) |  | 9000 | 21.7 | 9.4 | 10000 | 7000 | 70% | 2 | 12.6 | 12.6 |  |  |  |  | R-410A | 0.75 | Residential & Commercial | VSMSHP
207826045 | Mini/Multi Split | ECO AC | HRCU-A-CB-O | EHH-O09BB |  | Mini-Splits(Non-Ducted) | EHH-W09BB |  | 9000 | 24 | 11.4 | 10000 | 7800 | 78% | 2.18 | 14 | 14 |  |  |  |  | R-410A | 0.75 | Residential & Commercial | VSMSHP | Non-Ducted CEE Tier 2
207826644 | Mini/Multi Split | ARCOAIRE | HRCU-A-CB-O | DLCPRBH18AAK |  | Mini-Splits(Non-Ducted) | DLFPHBH18XAK |  | 18000 | 26.3 | 15.5 | 20000 | 24000 | 120% | 2.89 | 14.5 | 15.3 |  |  |  |  | R-410A | 1.5 | Residential & Commercial | VSMSHP | Non-Ducted CEE Tier 2
207826645 | Mini/Multi Split | COMFORTMAKER | HRCU-A-CB-O | DLCPRBH18AAK |  | Mini-Splits(Non-Ducted) | DLFPHBH18XAK |  | 18000 | 26.3 | 15.5 | 20000 | 24000 | 120% | 2.89 | 14.5 | 15.3 |  |  |  |  | R-410A | 1.5 | Residential & Commercial | VSMSHP | Non-Ducted CEE Tier 2
207826646 | Mini/Multi Split | DAY & NIGHT | HRCU-A-CB-O | DLCPRBH18AAK |  | Mini-Splits(Non-Ducted) | DLFPHBH18XAK |  | 18000 | 26.3 | 15.5 | 20000 | 24000 | 120% | 2.89 | 14.5 | 15.3 |  |  |  |  | R-410A | 1.5 | Residential & Commercial | VSMSHP | Non-Ducted CEE Tier 2
207826647 | Mini/Multi Split | HEIL | HRCU-A-CB-O | DLCPRBH18AAK |  | Mini-Splits(Non-Ducted) | DLFPHBH18XAK |  | 18000 | 26.3 | 15.5 | 20000 | 24000 | 120% | 2.89 | 14.5 | 15.3 |  |  |  |  | R-410A | 1.5 | Residential & Commercial | VSMSHP | Non-Ducted CEE Tier 2
207826648 | Mini/Multi Split | KEEPRITE | HRCU-A-CB-O | DLCPRBH18AAK |  | Mini-Splits(Non-Ducted) | DLFPHBH18XAK |  | 18000 | 26.3 | 15.5 | 20000 | 24000 | 120% | 2.89 | 14.5 | 15.3 |  |  |  |  | R-410A | 1.5 | Residential & Commercial | VSMSHP | Non-Ducted CEE Tier 2
207826649 | Mini/Multi Split | KENMORE | HRCU-A-CB-O | DLCPRBH18AAK |  | Mini-Splits(Non-Ducted) | DLFPHBH18XAK |  | 18000 | 26.3 | 15.5 | 20000 | 24000 | 120% | 2.89 | 14.5 | 15.3 |  |  |  |  | R-410A | 1.5 | Residential & Commercial | VSMSHP | Non-Ducted CEE Tier 2
207826650 | Mini/Multi Split | MIDEA | HRCU-A-CB-O | DLCPRBH18AAK |  | Mini-Splits(Non-Ducted) | DLFPHBH18XAK |  | 18000 | 26.3 | 15.5 | 20000 | 24000 | 120% | 2.89 | 14.5 | 15.3 |  |  |  |  | R-410A | 1.5 | Residential & Commercial | VSMSHP | Non-Ducted CEE Tier 2
207826651 | Mini/Multi Split | TEMPSTAR | HRCU-A-CB-O | DLCPRBH18AAK |  | Mini-Splits(Non-Ducted) | DLFPHBH18XAK |  | 18000 | 26.3 | 15.5 | 20000 | 24000 | 120% | 2.89 | 14.5 | 15.3 |  |  |  |  | R-410A | 1.5 | Residential & Commercial | VSMSHP | Non-Ducted CEE Tier 2
207826652 | Mini/Multi Split | SMART COMFORT | HRCU-A-CB-O | DLCPRBH18AAK |  | Mini-Splits(Non-Ducted) | DLFPHBH18XAK |  | 18000 | 26.3 | 15.5 | 20000 | 24000 | 120% | 2.89 | 14.5 | 15.3 |  |  |  |  | R-410A | 1.5 | Residential & Commercial | VSMSHP | Non-Ducted CEE Tier 2
207826653 | Mini/Multi Split | AIRQUEST | HRCU-A-CB-O | DLCPRBH18AAK |  | Mini-Splits(Non-Ducted) | DLFPHBH18XAK |  | 18000 | 26.3 | 15.5 | 20000 | 24000 | 120% | 2.89 | 14.5 | 15.3 |  |  |  |  | R-410A | 1.5 | Residential & Commercial | VSMSHP | Non-Ducted CEE Tier 2
207826654 | Mini/Multi Split | PAYNE | HRCU-A-CB-O | 38MPRBQ18AA3 |  | Mini-Splits(Non-Ducted) | DHMPHBQ18XA3 |  | 18000 | 26.3 | 15.5 | 20000 | 24000 | 120% | 2.89 | 14.5 | 15.3 |  |  |  |  | R-410A | 1.5 | Residential & Commercial | VSMSHP | Non-Ducted CEE Tier 2
207826655 | Mini/Multi Split | Weathermaker | HRCU-A-CB-O | 38MPRBQ18AA3 |  | Mini-Splits(Non-Ducted) | DHMPHBQ18XA3 |  | 18000 | 26.3 | 15.5 | 20000 | 24000 | 120% | 2.89 | 14.5 | 15.3 |  |  |  |  | R-410A | 1.5 | Residential & Commercial | VSMSHP | Non-Ducted CEE Tier 2
207826656 | Mini/Multi Split | MIDEA | HRCU-A-CB-O | 38MPRBQ18AA3 |  | Mini-Splits(Non-Ducted) | DHMPHBQ18XA3 |  | 18000 | 26.3 | 15.5 | 20000 | 24000 | 120% | 2.89 | 14.5 | 15.3 |  |  |  |  | R-410A | 1.5 | Residential & Commercial | VSMSHP | Non-Ducted CEE Tier 2
207826657 | Mini/Multi Split | BRYANT | HRCU-A-CB-O | 38MPRBQ18AA3 |  | Mini-Splits(Non-Ducted) | 619PHBQ18XA3 |  | 18000 | 26.3 | 15.5 | 20000 | 24000 | 120% | 2.89 | 14.5 | 15.3 |  |  |  |  | R-410A | 1.5 | Residential & Commercial | VSMSHP | Non-Ducted CEE Tier 2
207826658 | Mini/Multi Split | CARRIER | HRCU-A-CB-O | 38MPRBQ18AA3 |  | Mini-Splits(Non-Ducted) | 40MPHBQ18XA3 |  | 18000 | 26.3 | 15.5 | 20000 | 24000 | 120% | 2.89 | 14.5 | 15.3 |  |  |  |  | R-410A | 1.5 | Residential & Commercial | VSMSHP | Non-Ducted CEE Tier 2
207826686 | Mini/Multi Split | BLUERIDGE | HRCU-A-CB-O | BMY917C |  | Mini-Splits(Non-Ducted) | BMY917WM |  | 9000 | 18.5 | 8.8 | 10000 | 7100 | 71% | 2.1 | 8.8 | 10.5 |  |  |  |  | R-410A | 0.75 | Residential & Commercial | VSMSHP
207826690 | Mini/Multi Split | BLUERIDGE | HRCU-A-CB-O | BMX922C |  | Mini-Splits(Non-Ducted) | BMX922WM |  | 9000 | 21.5 | 9.1 | 10000 | 7000 | 70% | 2.16 | 12.5 | 12.5 |  |  |  |  | R-410A | 0.75 | Residential & Commercial | VSMSHP
207826692 | Mini/Multi Split | BLUERIDGE | HRCU-A-CB-O | BMY6HH27C |  | Mini-Splits(Non-Ducted) | BMY6HH27WM |  | 6000 | 26.5 | 13.6 | 7000 | 7500 | 107.1% | 2.1 | 15.8 | 15.8 |  |  |  |  | R-410A | 0.5 | Residential & Commercial | VSMSHP | Non-Ducted CEE Tier 2
207826693 | Mini/Multi Split | MIDEA | HRCU-A-CB-O | MOX230-09HFN1-MW5W |  | Mini-Splits(Non-Ducted) | MSEPB-09HRFN1-MY5W(GA) |  | 9000 | 25.5 | 12.3 | 10000 | 7500 | 75% | 2.17 | 15 | 15 |  |  |  |  | R-410A | 0.75 | Residential & Commercial | VSMSHP | Non-Ducted CEE Tier 2
207826694 | Mini/Multi Split | MIDEA | HRCU-A-CB-O | MOX330-12HFN1-MW5W |  | Mini-Splits(Non-Ducted) | MSEPB-12HRFN1-MW5W(GA) |  | 12000 | 25.5 | 10.4 | 12000 | 12000 | 100% | 1.8 | 14 | 14 |  |  |  |  | R-410A | 1 | Residential & Commercial | VSMSHP | Non-Ducted CEE Tier 2
207826697 | Mini/Multi Split | MIDEA | HRCU-A-CB-O | MOD33-24HFN1-MT0W |  | Mini-Splits(Non-Ducted) | MUEU-24HRFN1-M(C) |  | 24000 | 21.2 | 10.3 | 24000 | 18200 | 75.83% | 2.2 | 12.5 | 12.5 |  |  |  |  | R-410A | 2 | Residential & Commercial | VSMSHP | Non-Ducted CEE Tier 2
207825490 | Mini/Multi Split | ECO AC | HRCU-A-CB-O | EHH-O9BB |  | Mini-Splits(Non-Ducted) | EHH-W09BB |  | 9000 | 24 | 11.4 | 10000 | 7800 | 78% | 2.18 | 14 | 14 |  |  |  |  | R-410A | 0.75 | Residential & Commercial | VSMSHP | Non-Ducted CEE Tier 2
207825492 | Mini/Multi Split | ECO AC | HRCU-A-CB-O | EHH-O18BB |  | Mini-Splits(Non-Ducted) | EHH-W18BB |  | 18000 | 23.7 | 10.3 | 18000 | 12600 | 70% | 2.39 | 13.5 | 13.5 |  |  |  |  | R-410A | 1.5 | Residential & Commercial | VSMSHP | Non-Ducted CEE Tier 2
207825512 | Mini/Multi Split | 1HVAC | HRCU-A-CB-O | ACIQ-09ZPL-HP230B |  | Mini-Splits(Non-Ducted) | ACIQ-09W-HH-MB |  | 9000 | 28.1 | 11.5 | 12000 | 10600 | 88.33% | 2 | 16.2 | 16.2 |  |  |  |  | R-410A | 0.75 | Residential & Commercial | VSMSHP | Non-Ducted CEE Tier 2
207825513 | Mini/Multi Split | 1HVAC | HRCU-A-CB-O | ACIQ-12ZPL-HP230B |  | Mini-Splits(Non-Ducted) | ACIQ-12W-HH-MB |  | 12000 | 25.5 | 10.4 | 12000 | 12000 | 100% | 1.8 | 14 | 14 |  |  |  |  | R-410A | 1 | Residential & Commercial | VSMSHP | Non-Ducted CEE Tier 2
207825514 | Mini/Multi Split | 1HVAC | HRCU-A-CB-O | ACIQ-18ZPL-HP230B |  | Mini-Splits(Non-Ducted) | ACIQ-18W-HH-MB |  | 18000 | 21.5 | 11.3 | 18000 | 18000 | 100% | 1.8 | 12.5 | 12.5 |  |  |  |  | R-410A | 1.5 | Residential & Commercial | VSMSHP | Non-Ducted CEE Tier 2
207825515 | Mini/Multi Split | 1HVAC | HRCU-A-CB-O | ACIQ-24ZPL-HP230B |  | Mini-Splits(Non-Ducted) | ACIQ-24W-HH-MB |  | 24000 | 21.5 | 11.4 | 29000 | 25000 | 86.21% | 2.21 | 13 | 13 |  |  |  |  | R-410A | 2 | Residential & Commercial | VSMSHP | Non-Ducted CEE Tier 2
207825516 | Mini/Multi Split | 1HVAC | HRCU-A-CB-O | ACIQ-09ZPL-HP230B |  | Mini-Splits(Non-Ducted) | ACIQ-09CC-HH-MB |  | 9000 | 20.5 | 10.3 | 9800 | 10000 | 102% | 1.8 | 13 | 13 |  |  |  |  | R-410A | 0.75 | Residential & Commercial | VSMSHP | Non-Ducted CEE Tier 2
207825517 | Mini/Multi Split | 1HVAC | HRCU-A-CB-O | ACIQ-12ZPL-HP230B |  | Mini-Splits(Non-Ducted) | ACIQ-12CC-HH-MB |  | 12000 | 22.3 | 10.2 | 12000 | 11300 | 94.17% | 1.89 | 12.7 | 12.7 |  |  |  |  | R-410A | 1 | Residential & Commercial | VSMSHP | Non-Ducted CEE Tier 2
207825518 | Mini/Multi Split | 1HVAC | HRCU-A-CB-O | ACIQ-18ZPL-HP230B |  | Mini-Splits(Non-Ducted) | ACIQ-18CC-HH-MB |  | 16000 | 20 | 9.5 | 17000 | 16000 | 94.12% | 1.75 | 12.5 | 12.5 |  |  |  |  | R-410A | 1.3333 | Residential & Commercial | VSMSHP | Non-Ducted CEE Tier 2
207825523 | Mini/Multi Split | 1HVAC | HRCU-A-CB-O | ACIQ-12ZPL-HP230B |  | Mini-Splits(Non-Ducted) | ACIQ-12FM-HH-MB |  | 12000 | 23.6 | 10 | 12000 | 12000 | 100% | 1.89 | 13 | 13 |  |  |  |  | R-410A | 1 | Residential & Commercial | VSMSHP | Non-Ducted CEE Tier 2
207825524 | Mini/Multi Split | 1HVAC | HRCU-A-CB-O | ACIQ-18ZPL-HP230B |  | Mini-Splits(Non-Ducted) | ACIQ-18FM-HH-MB |  | 17000 | 20.5 | 9.8 | 18000 | 16800 | 93.33% | 1.86 | 12.5 | 12.5 |  |  |  |  | R-410A | 1.4167 | Residential & Commercial | VSMSHP | Non-Ducted CEE Tier 2
207825525 | Mini/Multi Split | 1HVAC | HRCU-A-CB-O | ACIQ-24ZPL-HP230B |  | Mini-Splits(Non-Ducted) | ACIQ-24FM-HH-MB |  | 24000 | 20.5 | 11 | 25000 | 25000 | 100% | 2.1 | 11.5 | 11.7 |  |  |  |  | R-410A | 2 | Residential & Commercial | VSMSHP | Non-Ducted CEE Tier 2
207825531 | Mini/Multi Split | ACIQ | HRCU-A-CB-O | ACIQ-09ZPL-HP230B |  | Mini-Splits(Non-Ducted) | ACIQ-09W-HH-MB |  | 9000 | 28.1 | 11.5 | 12000 | 10600 | 88.33% | 2 | 16.2 | 16.2 |  |  |  |  | R-410A | 0.75 | Residential & Commercial | VSMSHP | Non-Ducted CEE Tier 2
207825532 | Mini/Multi Split | ACIQ | HRCU-A-CB-O | ACIQ-12ZPL-HP230B |  | Mini-Splits(Non-Ducted) | ACIQ-12W-HH-MB |  | 12000 | 25.5 | 10.4 | 12000 | 12000 | 100% | 1.8 | 14 | 14 |  |  |  |  | R-410A | 1 | Residential & Commercial | VSMSHP | Non-Ducted CEE Tier 2
207825533 | Mini/Multi Split | ACIQ | HRCU-A-CB-O | ACIQ-18ZPL-HP230B |  | Mini-Splits(Non-Ducted) | ACIQ-18W-HH-MB |  | 18000 | 21.5 | 11.3 | 18000 | 18000 | 100% | 1.8 | 12.5 | 12.5 |  |  |  |  | R-410A | 1.5 | Residential & Commercial | VSMSHP | Non-Ducted CEE Tier 2
207825534 | Mini/Multi Split | ACIQ | HRCU-A-CB-O | ACIQ-24ZPL-HP230B |  | Mini-Splits(Non-Ducted) | ACIQ-24W-HH-MB |  | 24000 | 21.5 | 11.4 | 29000 | 25000 | 86.21% | 2.21 | 13 | 13 |  |  |  |  | R-410A | 2 | Residential & Commercial | VSMSHP | Non-Ducted CEE Tier 2
207825535 | Mini/Multi Split | ACIQ | HRCU-A-CB-O | ACIQ-09ZPL-HP230B |  | Mini-Splits(Non-Ducted) | ACIQ-09CC-HH-MB |  | 9000 | 20.5 | 10.3 | 9800 | 10000 | 102% | 1.8 | 13 | 13 |  |  |  |  | R-410A | 0.75 | Residential & Commercial | VSMSHP | Non-Ducted CEE Tier 2
207825536 | Mini/Multi Split | ACIQ | HRCU-A-CB-O | ACIQ-12ZPL-HP230B |  | Mini-Splits(Non-Ducted) | ACIQ-12CC-HH-MB |  | 12000 | 22.3 | 10.2 | 12000 | 11300 | 94.17% | 1.89 | 12.7 | 12.7 |  |  |  |  | R-410A | 1 | Residential & Commercial | VSMSHP | Non-Ducted CEE Tier 2
207825537 | Mini/Multi Split | ACIQ | HRCU-A-CB-O | ACIQ-18ZPL-HP230B |  | Mini-Splits(Non-Ducted) | ACIQ-18CC-HH-MB |  | 16000 | 20 | 9.5 | 17000 | 16000 | 94.12% | 1.75 | 12.5 | 12.5 |  |  |  |  | R-410A | 1.3333 | Residential & Commercial | VSMSHP | Non-Ducted CEE Tier 2
207825542 | Mini/Multi Split | ACIQ | HRCU-A-CB-O | ACIQ-12ZPL-HP230B |  | Mini-Splits(Non-Ducted) | ACIQ-12FM-HH-MB |  | 12000 | 23.6 | 10 | 12000 | 12000 | 100% | 1.89 | 13 | 13 |  |  |  |  | R-410A | 1 | Residential & Commercial | VSMSHP | Non-Ducted CEE Tier 2
207825543 | Mini/Multi Split | ACIQ | HRCU-A-CB-O | ACIQ-18ZPL-HP230B |  | Mini-Splits(Non-Ducted) | ACIQ-18FM-HH-MB |  | 17000 | 20.5 | 9.8 | 18000 | 16800 | 93.33% | 1.86 | 12.5 | 12.5 |  |  |  |  | R-410A | 1.4167 | Residential & Commercial | VSMSHP | Non-Ducted CEE Tier 2
207825544 | Mini/Multi Split | ACIQ | HRCU-A-CB-O | ACIQ-24ZPL-HP230B |  | Mini-Splits(Non-Ducted) | ACIQ-24FM-HH-MB |  | 24000 | 20.5 | 11 | 25000 | 25000 | 100% | 2.1 | 11.5 | 11.7 |  |  |  |  | R-410A | 2 | Residential & Commercial | VSMSHP | Non-Ducted CEE Tier 2
207825550 | Mini/Multi Split | DIYCOOL | HRCU-A-CB-O | ACIQ-09ZPL-HP230B |  | Mini-Splits(Non-Ducted) | ACIQ-09W-HH-MB |  | 9000 | 28.1 | 11.5 | 12000 | 10600 | 88.33% | 2 | 16.2 | 16.2 |  |  |  |  | R-410A | 0.75 | Residential & Commercial | VSMSHP | Non-Ducted CEE Tier 2
207825551 | Mini/Multi Split | DIYCOOL | HRCU-A-CB-O | ACIQ-12ZPL-HP230B |  | Mini-Splits(Non-Ducted) | ACIQ-12W-HH-MB |  | 12000 | 25.5 | 10.4 | 12000 | 12000 | 100% | 1.8 | 14 | 14 |  |  |  |  | R-410A | 1 | Residential & Commercial | VSMSHP | Non-Ducted CEE Tier 2
207825552 | Mini/Multi Split | DIYCOOL | HRCU-A-CB-O | ACIQ-18ZPL-HP230B |  | Mini-Splits(Non-Ducted) | ACIQ-18W-HH-MB |  | 18000 | 21.5 | 11.3 | 18000 | 18000 | 100% | 1.8 | 12.5 | 12.5 |  |  |  |  | R-410A | 1.5 | Residential & Commercial | VSMSHP | Non-Ducted CEE Tier 2
207825553 | Mini/Multi Split | DIYCOOL | HRCU-A-CB-O | ACIQ-24ZPL-HP230B |  | Mini-Splits(Non-Ducted) | ACIQ-24W-HH-MB |  | 24000 | 21.5 | 11.4 | 29000 | 25000 | 86.21% | 2.21 | 13 | 13 |  |  |  |  | R-410A | 2 | Residential & Commercial | VSMSHP | Non-Ducted CEE Tier 2
207825554 | Mini/Multi Split | DIYCOOL | HRCU-A-CB-O | ACIQ-09ZPL-HP230B |  | Mini-Splits(Non-Ducted) | ACIQ-09CC-HH-MB |  | 9000 | 20.5 | 10.3 | 9800 | 10000 | 102% | 1.8 | 13 | 13 |  |  |  |  | R-410A | 0.75 | Residential & Commercial | VSMSHP | Non-Ducted CEE Tier 2
207825555 | Mini/Multi Split | DIYCOOL | HRCU-A-CB-O | ACIQ-12ZPL-HP230B |  | Mini-Splits(Non-Ducted) | ACIQ-12CC-HH-MB |  | 12000 | 22.3 | 10.2 | 12000 | 11300 | 94.17% | 1.89 | 12.7 | 12.7 |  |  |  |  | R-410A | 1 | Residential & Commercial | VSMSHP | Non-Ducted CEE Tier 2
207825556 | Mini/Multi Split | DIYCOOL | HRCU-A-CB-O | ACIQ-18ZPL-HP230B |  | Mini-Splits(Non-Ducted) | ACIQ-18CC-HH-MB |  | 16000 | 20 | 9.5 | 17000 | 16000 | 94.12% | 1.75 | 12.5 | 12.5 |  |  |  |  | R-410A | 1.3333 | Residential & Commercial | VSMSHP | Non-Ducted CEE Tier 2
207825561 | Mini/Multi Split | DIYCOOL | HRCU-A-CB-O | ACIQ-12ZPL-HP230B |  | Mini-Splits(Non-Ducted) | ACIQ-12FM-HH-MB |  | 12000 | 23.6 | 10 | 12000 | 12000 | 100% | 1.89 | 13 | 13 |  |  |  |  | R-410A | 1 | Residential & Commercial | VSMSHP | Non-Ducted CEE Tier 2
207825562 | Mini/Multi Split | DIYCOOL | HRCU-A-CB-O | ACIQ-18ZPL-HP230B |  | Mini-Splits(Non-Ducted) | ACIQ-18FM-HH-MB |  | 17000 | 20.5 | 9.8 | 18000 | 16800 | 93.33% | 1.86 | 12.5 | 12.5 |  |  |  |  | R-410A | 1.4167 | Residential & Commercial | VSMSHP | Non-Ducted CEE Tier 2
207825563 | Mini/Multi Split | DIYCOOL | HRCU-A-CB-O | ACIQ-24ZPL-HP230B |  | Mini-Splits(Non-Ducted) | ACIQ-24FM-HH-MB |  | 24000 | 20.5 | 11 | 25000 | 25000 | 100% | 2.1 | 11.5 | 11.7 |  |  |  |  | R-410A | 2 | Residential & Commercial | VSMSHP | Non-Ducted CEE Tier 2
207821928 | Mini/Multi Split | MIDEA | HRCU-A-CB-O | MOX230-09HFN1-BS5W |  | Mini-Splits(Non-Ducted) | MSAG11A-09HRFN1-BS5W |  | 9000 | 21.5 | 9.1 | 10000 | 7000 | 70% | 2.16 | 12.5 | 12.5 |  |  |  |  | R-410A | 0.75 | Residential & Commercial | VSMSHP
207821930 | Mini/Multi Split | MIDEA | HRCU-A-CB-O | MOX230-09HFN1-MW5W |  | Mini-Splits(Non-Ducted) | MSAG11B-09HRFN1-MX7W(GA) |  | 9000 | 24 | 11.6 | 10000 | 7500 | 75% | 2.25 | 14.7 | 14.7 |  |  |  |  | R-410A | 0.75 | Residential & Commercial | VSMSHP | Non-Ducted CEE Tier 2
207821932 | Mini/Multi Split | MIDEA | HRCU-A-CB-O | MOX230-12HFN1-MV5W |  | Mini-Splits(Non-Ducted) | MSAG11B-12HRFN1-MV0W(GA) |  | 12000 | 23.1 | 10.8 | 12000 | 8400 | 70% | 2.41 | 13 | 13 |  |  |  |  | R-410A | 1 | Residential & Commercial | VSMSHP | Non-Ducted CEE Tier 2
207821933 | Mini/Multi Split | MIDEA | HRCU-A-CB-O | MOX430-18HFN1-MU0W |  | Mini-Splits(Non-Ducted) | MSAG11D-18HRFN1-MT8W |  | 18000 | 24 | 10.5 | 18000 | 12800 | 71.11% | 2.44 | 13.5 | 13.5 |  |  |  |  | R-410A | 1.5 | Residential & Commercial | VSMSHP | Non-Ducted CEE Tier 2
207821934 | Mini/Multi Split | MIDEA | HRCU-A-CB-O | MOX430-18HFN1-MT8W |  | Mini-Splits(Non-Ducted) | MSAG11D-18HRFN1-MT8W |  | 18000 | 24 | 10.5 | 18000 | 12800 | 71.11% | 2.44 | 13.5 | 13.5 |  |  |  |  | R-410A | 1.5 | Residential & Commercial | VSMSHP | Non-Ducted CEE Tier 2
207821936 | Mini/Multi Split | MIDEA | HRCU-A-CB-O | MOX130-09HFN1-MP0W |  | Mini-Splits(Non-Ducted) | MSAFB-09HRDN1-MP0W |  | 9000 | 18.5 | 8.8 | 10000 | 7100 | 71% | 2.1 | 8.8 | 10.5 |  |  |  |  | R-410A | 0.75 | Residential & Commercial | VSMSHP
207821938 | Mini/Multi Split | MIDEA | HRCU-A-CB-O | MOX430-12HFN1-MZ60W |  | Mini-Splits(Non-Ducted) | MSOP1B-12HRFN1-MZ60W |  | 12000 | 27 | 12 | 12000 | 13700 | 114.2% | 1.85 | 13.8 | 14 |  |  |  |  | R-410A | 1 | Residential & Commercial | VSMSHP | Non-Ducted CEE Tier 2
207821939 | Mini/Multi Split | MIDEA | HRCU-A-CB-O | MOD33-24HFN1-MT0W |  | Mini-Splits(Non-Ducted) | MCD1-24HRFN1-MT0W(GA) |  | 24000 | 21.5 | 9.7 | 25000 | 18500 | 74% | 2.2 | 12.5 | 12.5 |  |  |  |  | R-410A | 2 | Residential & Commercial | VSMSHP | Non-Ducted CEE Tier 2
207821943 | Mini/Multi Split | MIDEA | HRCU-A-CB-O | MOE30U-48HFN1-MP0(GA) |  | Mini-Splits(Non-Ducted) | MUE-48HRFN1-M(C) |  | 48000 | 18.9 | 10 | 50000 | 35000 | 70% | 1.85 | 9.3 | 9.3 |  |  |  |  | R-410A | 4 | Residential & Commercial | VSMSHP | Non-Ducted CEE Tier 2
207796629 | Mini/Multi Split | PERFECTAIRE | HRCU-A-CB-O | 3PAMSHH12-SZO |  | Mini-Splits(Non-Ducted) | 3PAMSCH12 |  | 12000 | 22.3 | 10.2 | 12000 | 11300 | 94.17% | 1.89 | 12.7 | 12.7 |  |  |  |  | R-410A | 1 | Residential & Commercial | VSMSHP | Non-Ducted CEE Tier 2
207796631 | Mini/Multi Split | PERFECTAIRE | HRCU-A-CB-O | 3PAMSHH12-SZO |  | Mini-Splits(Non-Ducted) | 3PAMSCONH12 |  | 12000 | 23.6 | 10 | 12000 | 12000 | 100% | 1.89 | 13 | 13 |  |  |  |  | R-410A | 1 | Residential & Commercial | VSMSHP | Non-Ducted CEE Tier 2
207796632 | Mini/Multi Split | PERFECTAIRE | HRCU-A-CB-O | 3PAMSHH18-SZO |  | Mini-Splits(Non-Ducted) | 3PAMSCH18 |  | 16000 | 20 | 9.5 | 17000 | 16000 | 94.12% | 1.75 | 12.5 | 12.5 |  |  |  |  | R-410A | 1.3333 | Residential & Commercial | VSMSHP | Non-Ducted CEE Tier 2
207796634 | Mini/Multi Split | PERFECTAIRE | HRCU-A-CB-O | 3PAMSHH18-SZO |  | Mini-Splits(Non-Ducted) | 3PAMSFCH18 |  | 17000 | 20.5 | 9.8 | 18000 | 16800 | 93.33% | 1.86 | 12.5 | 12.5 |  |  |  |  | R-410A | 1.4167 | Residential & Commercial | VSMSHP | Non-Ducted CEE Tier 2
207796635 | Mini/Multi Split | PERFECTAIRE | HRCU-A-CB-O | 3PAMSHH24-SZO |  | Mini-Splits(Non-Ducted) | 3PAMSCH24 |  | 24000 | 20.5 | 11.5 | 25000 | 25800 | 103.2% | 2 | 11 | 11 |  |  |  |  | R-410A | 2 | Residential & Commercial | VSMSHP | Non-Ducted CEE Tier 2
207796638 | Mini/Multi Split | KARDA | HRCU-A-CB-O | 3KARDA12SZO |  | Mini-Splits(Non-Ducted) | 3KARDA12UVC |  | 12000 | 22.3 | 10.2 | 12000 | 11300 | 94.17% | 1.89 | 12.7 | 12.7 |  |  |  |  | R-410A | 1 | Residential & Commercial | VSMSHP | Non-Ducted CEE Tier 2
207796640 | Mini/Multi Split | KARDA | HRCU-A-CB-O | 3KARDA12SZO |  | Mini-Splits(Non-Ducted) | 3KARDA12CON |  | 12000 | 23.6 | 10 | 12000 | 12000 | 100% | 1.89 | 13 | 13 |  |  |  |  | R-410A | 1 | Residential & Commercial | VSMSHP | Non-Ducted CEE Tier 2
207796641 | Mini/Multi Split | KARDA | HRCU-A-CB-O | 3KARDA18SZO |  | Mini-Splits(Non-Ducted) | 3KARDA18UVC |  | 16000 | 20 | 9.5 | 17000 | 16000 | 94.12% | 1.75 | 12.5 | 12.5 |  |  |  |  | R-410A | 1.3333 | Residential & Commercial | VSMSHP | Non-Ducted CEE Tier 2
207796643 | Mini/Multi Split | KARDA | HRCU-A-CB-O | 3KARDA24SZO |  | Mini-Splits(Non-Ducted) | 3KARDA24UVC |  | 24000 | 20.5 | 11.5 | 25000 | 25800 | 103.2% | 2 | 11 | 11 |  |  |  |  | R-410A | 2 | Residential & Commercial | VSMSHP | Non-Ducted CEE Tier 2
207796645 | Mini/Multi Split | CanAir | HRCU-A-CB-O | C23SCH18H22 |  | Mini-Splits(Non-Ducted) | C28SEH18H21 |  | 18000 | 21.5 | 11.3 | 18000 | 18000 | 100% | 1.8 | 12.5 | 12.5 |  |  |  |  | R-410A | 1.5 | Residential & Commercial | VSMSHP | Non-Ducted CEE Tier 2
207797359 | Mini/Multi Split | ForestAir | HRCU-A-CB-O | FA-H09-A23TL/O-ES |  | Mini-Splits(Non-Ducted) | FA-H09-A23TL/I-ES |  | 9000 | 23 | 9 | 9500 | 7000 | 73.68% | 1.8 | 12.5 | 12.5 |  |  |  |  | R-410A | 0.75 | Residential & Commercial | VSMSHP
207797360 | Mini/Multi Split | ForestAir | HRCU-A-CB-O | FA-H12-A23TL/O-ES |  | Mini-Splits(Non-Ducted) | FA-H12-A23TL/I-ES |  | 12000 | 22 | 9 | 12000 | 8700 | 72.5% | 1.8 | 12.5 | 12.5 |  |  |  |  | R-410A | 1 | Residential & Commercial | VSMSHP
207797361 | Mini/Multi Split | ForestAir | HRCU-A-CB-O | FA-H09-D23TL/O-ES |  | Mini-Splits(Non-Ducted) | FA-H09-D23TL/I-ES |  | 9000 | 23.5 | 9.2 | 9500 | 7300 | 76.84% | 1.8 | 13 | 13 |  |  |  |  | R-410A | 0.75 | Residential & Commercial | VSMSHP
207797362 | Mini/Multi Split | ForestAir | HRCU-A-CB-O | FA-H12-D23TL/O-ES |  | Mini-Splits(Non-Ducted) | FA-H12-D23TL/I-ES |  | 12000 | 23 | 9.5 | 12000 | 9100 | 75.83% | 1.8 | 13 | 13 |  |  |  |  | R-410A | 1 | Residential & Commercial | VSMSHP | Non-Ducted CEE Tier 2
207769100 | Mini/Multi Split | GE Appliances | HRCU-A-CB-O | ASH124TRDF** |  | Mini-Splits(Non-Ducted) | ASYW24TRDF** |  | 23000 | 20 | 9.5 | 26000 | 21800 | 83.85% | 1.75 | 11 | 11 |  |  |  |  | R-410A | 1.9167 | Residential & Commercial | VSMSHP | Non-Ducted CEE Tier 2
207769101 | Mini/Multi Split | GE Appliances | HRCU-A-CB-O | ASH3036TRDF** |  | Mini-Splits(Non-Ducted) | ASYW30TRDF** |  | 30000 | 18 | 9 | 30600 | 21800 | 71.24% | 1.75 | 9.5 | 9.5 |  |  |  |  | R-410A | 2.5 | Residential & Commercial | VSMSHP
207776277 | Mini/Multi Split | DAIKIN | HRCU-A-CB-O | RXL09QMVJU* |  | Mini-Splits(Non-Ducted) | FTX09NMVJU* |  | 9000 | 19.5 | 10 | 10900 | 10000 | 91.74% | 1.8 | 12.5 | 12.5 |  |  |  |  | R-410A | 0.75 | Residential & Commercial | VSMSHP | Non-Ducted CEE Tier 2
207776280 | Mini/Multi Split | DAIKIN | HRCU-A-CB-O | RXL09QMVJU* |  | Mini-Splits(Non-Ducted) | FVXS09NVJU |  | 9000 | 19.5 | 9.7 | 10100 | 10000 | 99.01% | 1.8 | 12.5 | 12.5 |  |  |  |  | R-410A | 0.75 | Residential & Commercial | VSMSHP | Non-Ducted CEE Tier 2
207776281 | Mini/Multi Split | DAIKIN | HRCU-A-CB-O | RXL12QMVJU9* |  | Mini-Splits(Non-Ducted) | FVXS12NVJU |  | 10200 | 19.5 | 9.4 | 13000 | 12800 | 98.46% | 1.8 | 12 | 12 |  |  |  |  | R-410A | 0.85 | Residential & Commercial | VSMSHP
207784946 | Mini/Multi Split | PERFECTAIRE | HRCU-A-CB-O | 3PAMSH09B-SZO |  | Mini-Splits(Non-Ducted) | 3PAMSH09B-SZW |  | 9000 | 18.5 | 8.8 | 10000 | 7100 | 71% | 2.1 | 8.8 | 10.5 |  |  |  |  | R-410A | 0.75 | Residential & Commercial | VSMSHP
207787130 | Mini/Multi Split | Durastar | HRCU-A-CB-O | DRA1U09S1B |  | Mini-Splits(Non-Ducted) | DRAW09F1B |  | 9000 | 24 | 11.6 | 10000 | 7500 | 75% | 2.25 | 14.7 | 14.7 |  |  |  |  | R-410A | 0.75 | Residential & Commercial | VSMSHP | Non-Ducted CEE Tier 2
207787131 | Mini/Multi Split | Durastar | HRCU-A-CB-O | DRA1U12S1B |  | Mini-Splits(Non-Ducted) | DRAW12F1B |  | 12000 | 23.1 | 10.8 | 12000 | 8400 | 70% | 2.41 | 13 | 13 |  |  |  |  | R-410A | 1 | Residential & Commercial | VSMSHP | Non-Ducted CEE Tier 2
207787132 | Mini/Multi Split | Durastar | HRCU-A-CB-O | DRA1U18S1B |  | Mini-Splits(Non-Ducted) | DRAW18F1B |  | 18000 | 24 | 10.5 | 18000 | 12800 | 71.11% | 2.44 | 13.5 | 13.5 |  |  |  |  | R-410A | 1.5 | Residential & Commercial | VSMSHP | Non-Ducted CEE Tier 2
207787134 | Mini/Multi Split | Durastar | HRCU-A-CB-O | DRA1U09S1B |  | Mini-Splits(Non-Ducted) | DRAC09F1A |  | 9000 | 20 | 10 | 10000 | 7400 | 74% | 1.9 | 13 | 13 |  |  |  |  | R-410A | 0.75 | Residential & Commercial | VSMSHP | Non-Ducted CEE Tier 2
207787138 | Mini/Multi Split | Durastar | HRCU-A-CB-O | DRA1U12S1B |  | Mini-Splits(Non-Ducted) | DRAS12F1A |  | 12000 | 22.7 | 10.2 | 12000 | 8400 | 70% | 2.26 | 13 | 13 |  |  |  |  | R-410A | 1 | Residential & Commercial | VSMSHP | Non-Ducted CEE Tier 2
207787139 | Mini/Multi Split | Durastar | HRCU-A-CB-O | DRA1U12S1B |  | Mini-Splits(Non-Ducted) | DRAS12F1B |  | 12000 | 22.7 | 10.2 | 12000 | 8400 | 70% | 2.26 | 13 | 13 |  |  |  |  | R-410A | 1 | Residential & Commercial | VSMSHP | Non-Ducted CEE Tier 2
207787144 | Mini/Multi Split | Durastar | HRCU-A-CB-O | DRA1U24S1B |  | Mini-Splits(Non-Ducted) | DRAC24F1B |  | 24000 | 21.5 | 9.7 | 25000 | 18500 | 74% | 2.2 | 12.5 | 12.5 |  |  |  |  | R-410A | 2 | Residential & Commercial | VSMSHP | Non-Ducted CEE Tier 2
207787146 | Mini/Multi Split | Durastar | HRCU-A-CB-O | DRA1U24S1B |  | Mini-Splits(Non-Ducted) | DRAF24F1A |  | 24000 | 21.2 | 10.3 | 24000 | 18200 | 75.83% | 2.2 | 12.5 | 12.5 |  |  |  |  | R-410A | 2 | Residential & Commercial | VSMSHP | Non-Ducted CEE Tier 2
207765973 | Mini/Multi Split | COMFORTSTAR | HRCU-A-CB-O | CZP09CD(O) |  | Mini-Splits(Non-Ducted) | TPA-09 |  | 9000 | 20 | 10 | 10000 | 7400 | 74% | 1.9 | 13 | 13 |  |  |  |  | R-410A | 0.75 | Residential & Commercial | VSMSHP | Non-Ducted CEE Tier 2
207765976 | Mini/Multi Split | COMFORTSTAR | HRCU-A-CB-O | CZP24CD(O) |  | Mini-Splits(Non-Ducted) | TIP24 |  | 24000 | 21.5 | 9.7 | 25000 | 18500 | 74% | 2.2 | 12.5 | 12.5 |  |  |  |  | R-410A | 2 | Residential & Commercial | VSMSHP | Non-Ducted CEE Tier 2
207759989 | Mini/Multi Split | BOSCH | HRCU-A-CB-O | BMS500-AAS009-1CSXRC |  | Mini-Splits(Non-Ducted) | BMS500-AAU009-1AHWXC |  | 9000 | 25.5 | 12.3 | 10000 | 7500 | 75% | 2.17 | 15 | 15 |  |  |  |  | R-410A | 0.75 | Residential & Commercial | VSMSHP | Non-Ducted CEE Tier 2
207759993 | Mini/Multi Split | BOSCH | HRCU-A-CB-O | BMS500-AAS009-1CSXRC |  | Mini-Splits(Non-Ducted) | BMS500-AAU006-1AHWXC |  | 6000 | 26.5 | 13.6 | 7000 | 7500 | 107.1% | 2.1 | 15.8 | 15.8 |  |  |  |  | R-410A | 0.5 | Residential & Commercial | VSMSHP | Non-Ducted CEE Tier 2
207759994 | Mini/Multi Split | BOSCH | HRCU-A-CB-O | BMS500-AAS009-1CSXHC |  | Mini-Splits(Non-Ducted) | BMS500-AAU009-1AHWXC |  | 9000 | 28.1 | 11.5 | 12000 | 10600 | 88.33% | 2 | 16.2 | 16.2 |  |  |  |  | R-410A | 0.75 | Residential & Commercial | VSMSHP | Non-Ducted CEE Tier 2
207759995 | Mini/Multi Split | BOSCH | HRCU-A-CB-O | BMS500-AAS012-1CSXHC |  | Mini-Splits(Non-Ducted) | BMS500-AAU012-1AHWXC |  | 12000 | 25.5 | 10.4 | 12000 | 12000 | 100% | 1.8 | 14 | 14 |  |  |  |  | R-410A | 1 | Residential & Commercial | VSMSHP | Non-Ducted CEE Tier 2
207759996 | Mini/Multi Split | BOSCH | HRCU-A-CB-O | BMS500-AAS018-1CSXHC |  | Mini-Splits(Non-Ducted) | BMS500-AAU018-1AHWXC |  | 18000 | 21.5 | 11.3 | 18000 | 18000 | 100% | 1.8 | 12.5 | 12.5 |  |  |  |  | R-410A | 1.5 | Residential & Commercial | VSMSHP | Non-Ducted CEE Tier 2
207759997 | Mini/Multi Split | BOSCH | HRCU-A-CB-O | BMS500-AAS024-1CSXHC |  | Mini-Splits(Non-Ducted) | BMS500-AAU024-1AHWXC |  | 24000 | 21.5 | 11.4 | 29000 | 25000 | 86.21% | 2.21 | 13 | 13 |  |  |  |  | R-410A | 2 | Residential & Commercial | VSMSHP | Non-Ducted CEE Tier 2
207760012 | Mini/Multi Split | BOSCH | HRCU-A-CB-O | BMS500-AAS009-1CSXRC |  | Mini-Splits(Non-Ducted) | BMS500-AAU009-1AHCXB |  | 9000 | 20 | 10 | 10000 | 7400 | 74% | 1.9 | 13 | 13 |  |  |  |  | R-410A | 0.75 | Residential & Commercial | VSMSHP | Non-Ducted CEE Tier 2
207760013 | Mini/Multi Split | BOSCH | HRCU-A-CB-O | BMS500-AAS009-1CSXHC |  | Mini-Splits(Non-Ducted) | BMS500-AAU009-1AHCXB |  | 9000 | 20.5 | 10.3 | 9800 | 10000 | 102% | 1.8 | 13 | 13 |  |  |  |  | R-410A | 0.75 | Residential & Commercial | VSMSHP | Non-Ducted CEE Tier 2
207760014 | Mini/Multi Split | BOSCH | HRCU-A-CB-O | BMS500-AAS012-1CSXHC |  | Mini-Splits(Non-Ducted) | BMS500-AAU012-1AHCXB |  | 12000 | 22.3 | 10.2 | 12000 | 11300 | 94.17% | 1.89 | 12.7 | 12.7 |  |  |  |  | R-410A | 1 | Residential & Commercial | VSMSHP | Non-Ducted CEE Tier 2
207760016 | Mini/Multi Split | BOSCH | HRCU-A-CB-O | BMS500-AAS018-1CSXHC |  | Mini-Splits(Non-Ducted) | BMS500-AAU018-1AHCXB |  | 16000 | 20 | 9.5 | 17000 | 16000 | 94.12% | 1.75 | 12.5 | 12.5 |  |  |  |  | R-410A | 1.3333 | Residential & Commercial | VSMSHP | Non-Ducted CEE Tier 2
207760017 | Mini/Multi Split | BOSCH | HRCU-A-CB-O | BMS500-AAS024-1CSXRC |  | Mini-Splits(Non-Ducted) | BMS500-AAU024-1AHCXC |  | 24000 | 21.5 | 9.7 | 25000 | 18500 | 74% | 2.2 | 12.5 | 12.5 |  |  |  |  | R-410A | 2 | Residential & Commercial | VSMSHP | Non-Ducted CEE Tier 2
207760018 | Mini/Multi Split | BOSCH | HRCU-A-CB-O | BMS500-AAS024-1CSXHC |  | Mini-Splits(Non-Ducted) | BMS500-AAU024-1AHCXC |  | 24000 | 20.5 | 11.5 | 25000 | 25800 | 103.2% | 2 | 11 | 11 |  |  |  |  | R-410A | 2 | Residential & Commercial | VSMSHP | Non-Ducted CEE Tier 2
207743719 | Mini/Multi Split | DIRECT AIR | HRCU-A-CB-O | DIRM-09DA25-1Z |  | Mini-Splits(Non-Ducted) | DIRM-09HP-WM |  | 9000 | 25.5 | 12.3 | 10000 | 7500 | 75% | 2.17 | 15 | 15 |  |  |  |  | R-410A | 0.75 | Residential & Commercial | VSMSHP | Non-Ducted CEE Tier 2
207743723 | Mini/Multi Split | DIRECT AIR | HRCU-A-CB-O | DIRM-06HXPRO28-1Z |  | Mini-Splits(Non-Ducted) | DIRM-06HP-WM |  | 6000 | 26.5 | 13.6 | 7000 | 7500 | 107.1% | 2.1 | 15.8 | 15.8 |  |  |  |  | R-410A | 0.5 | Residential & Commercial | VSMSHP | Non-Ducted CEE Tier 2
207743724 | Mini/Multi Split | DIRECT AIR | HRCU-A-CB-O | DIRM-09HXPRO28-1Z |  | Mini-Splits(Non-Ducted) | DIRM-09HP-WM |  | 9000 | 28.1 | 11.5 | 12000 | 10600 | 88.33% | 2 | 16.2 | 16.2 |  |  |  |  | R-410A | 0.75 | Residential & Commercial | VSMSHP | Non-Ducted CEE Tier 2
207743725 | Mini/Multi Split | DIRECT AIR | HRCU-A-CB-O | DIRM-12HXPRO28-1Z |  | Mini-Splits(Non-Ducted) | DIRM-12HP-WM |  | 12000 | 25.5 | 10.4 | 12000 | 12000 | 100% | 1.8 | 14 | 14 |  |  |  |  | R-410A | 1 | Residential & Commercial | VSMSHP | Non-Ducted CEE Tier 2
207743726 | Mini/Multi Split | DIRECT AIR | HRCU-A-CB-O | DIRM-18HXPRO28-1Z |  | Mini-Splits(Non-Ducted) | DIRM-18HP-WM |  | 18000 | 21.5 | 11.3 | 18000 | 18000 | 100% | 1.8 | 12.5 | 12.5 |  |  |  |  | R-410A | 1.5 | Residential & Commercial | VSMSHP | Non-Ducted CEE Tier 2
207743727 | Mini/Multi Split | DIRECT AIR | HRCU-A-CB-O | DIRM-24HXPRO28-1Z |  | Mini-Splits(Non-Ducted) | DIRM-24HP-WM |  | 24000 | 21.5 | 11.4 | 29000 | 25000 | 86.21% | 2.21 | 13 | 13 |  |  |  |  | R-410A | 2 | Residential & Commercial | VSMSHP | Non-Ducted CEE Tier 2
207743731 | Mini/Multi Split | DIRECT AIR | HRCU-A-CB-O | DIRM-18HXPRO28-1Z |  | Mini-Splits(Non-Ducted) | DIRM-18HP-CF |  | 17000 | 20.5 | 9.8 | 18000 | 16800 | 93.33% | 1.86 | 12.5 | 12.5 |  |  |  |  | R-410A | 1.4167 | Residential & Commercial | VSMSHP | Non-Ducted CEE Tier 2
207743732 | Mini/Multi Split | DIRECT AIR | HRCU-A-CB-O | DIRM-24DA25-1Z |  | Mini-Splits(Non-Ducted) | DIRM-24HP-CF |  | 24000 | 21.2 | 10.3 | 24000 | 18200 | 75.83% | 2.2 | 12.5 | 12.5 |  |  |  |  | R-410A | 2 | Residential & Commercial | VSMSHP | Non-Ducted CEE Tier 2
207743733 | Mini/Multi Split | DIRECT AIR | HRCU-A-CB-O | DIRM-24HXPRO28-1Z |  | Mini-Splits(Non-Ducted) | DIRM-24HP-CF |  | 24000 | 20.5 | 11 | 25000 | 25000 | 100% | 2.1 | 11.5 | 11.7 |  |  |  |  | R-410A | 2 | Residential & Commercial | VSMSHP | Non-Ducted CEE Tier 2
207743735 | Mini/Multi Split | DIRECT AIR | HRCU-A-CB-O | DIRM-48LCDA25-1Z |  | Mini-Splits(Non-Ducted) | DIRM-48HP-CF |  | 48000 | 18.9 | 10 | 50000 | 35000 | 70% | 1.85 | 9.3 | 9.3 |  |  |  |  | R-410A | 4 | Residential & Commercial | VSMSHP | Non-Ducted CEE Tier 2
207743737 | Mini/Multi Split | DIRECT AIR | HRCU-A-CB-O | DIRM-09DA25-1Z |  | Mini-Splits(Non-Ducted) | DIRM-09HP-CA |  | 9000 | 20 | 10 | 10000 | 7400 | 74% | 1.9 | 13 | 13 |  |  |  |  | R-410A | 0.75 | Residential & Commercial | VSMSHP | Non-Ducted CEE Tier 2
207743738 | Mini/Multi Split | DIRECT AIR | HRCU-A-CB-O | DIRM-09HXPRO28-1Z |  | Mini-Splits(Non-Ducted) | DIRM-09HP-CA |  | 9000 | 20.5 | 10.3 | 9800 | 10000 | 102% | 1.8 | 13 | 13 |  |  |  |  | R-410A | 0.75 | Residential & Commercial | VSMSHP | Non-Ducted CEE Tier 2
207743740 | Mini/Multi Split | DIRECT AIR | HRCU-A-CB-O | DIRM-12HXPRO28-1Z |  | Mini-Splits(Non-Ducted) | DIRM-12HP-CA |  | 12000 | 22.3 | 10.2 | 12000 | 11300 | 94.17% | 1.89 | 12.7 | 12.7 |  |  |  |  | R-410A | 1 | Residential & Commercial | VSMSHP | Non-Ducted CEE Tier 2
207743742 | Mini/Multi Split | DIRECT AIR | HRCU-A-CB-O | DIRM-18HXPRO28-1Z |  | Mini-Splits(Non-Ducted) | DIRM-18HP-CA |  | 16000 | 20 | 9.5 | 17000 | 16000 | 94.12% | 1.75 | 12.5 | 12.5 |  |  |  |  | R-410A | 1.3333 | Residential & Commercial | VSMSHP | Non-Ducted CEE Tier 2
207743743 | Mini/Multi Split | DIRECT AIR | HRCU-A-CB-O | DIRM-24DA25-1Z |  | Mini-Splits(Non-Ducted) | DIRM-24HP-CA |  | 24000 | 21.5 | 9.7 | 25000 | 18500 | 74% | 2.2 | 12.5 | 12.5 |  |  |  |  | R-410A | 2 | Residential & Commercial | VSMSHP | Non-Ducted CEE Tier 2
207743744 | Mini/Multi Split | DIRECT AIR | HRCU-A-CB-O | DIRM-24HXPRO28-1Z |  | Mini-Splits(Non-Ducted) | DIRM-24HP-CA |  | 24000 | 20.5 | 11.5 | 25000 | 25800 | 103.2% | 2 | 11 | 11 |  |  |  |  | R-410A | 2 | Residential & Commercial | VSMSHP | Non-Ducted CEE Tier 2
207743764 | Mini/Multi Split | DIRECT AIR | HRCU-A-CB-O | DIRM-12DA25-1Z |  | Mini-Splits(Non-Ducted) | DIRM-12HP-CO |  | 12000 | 22.7 | 10.2 | 12000 | 8400 | 70% | 2.26 | 13 | 13 |  |  |  |  | R-410A | 1 | Residential & Commercial | VSMSHP | Non-Ducted CEE Tier 2
207743765 | Mini/Multi Split | DIRECT AIR | HRCU-A-CB-O | DIRM-12HXPRO28-1Z |  | Mini-Splits(Non-Ducted) | DIRM-12HP-CO |  | 12000 | 23.6 | 10 | 12000 | 12000 | 100% | 1.89 | 13 | 13 |  |  |  |  | R-410A | 1 | Residential & Commercial | VSMSHP | Non-Ducted CEE Tier 2
207743766 | Mini/Multi Split | Pioneer | HRCU-A-CB-O | YN009ALFI22RPD |  | Mini-Splits(Non-Ducted) | WT009ALFI22HLD |  | 9000 | 23 | 9 | 9500 | 7000 | 73.68% | 1.8 | 12.5 | 12.5 |  |  |  |  | R-410A | 0.75 | Residential & Commercial | VSMSHP
207743767 | Mini/Multi Split | Pioneer | HRCU-A-CB-O | YN012ALFI22RPD |  | Mini-Splits(Non-Ducted) | WT012ALFI22HLD |  | 12000 | 22 | 9 | 12000 | 8700 | 72.5% | 1.8 | 12.5 | 12.5 |  |  |  |  | R-410A | 1 | Residential & Commercial | VSMSHP
207743768 | Mini/Multi Split | Pioneer | HRCU-A-CB-O | YN009GLFI22RPD |  | Mini-Splits(Non-Ducted) | WT009GLFI22HLD |  | 9000 | 23.5 | 9.2 | 9500 | 7300 | 76.84% | 1.8 | 13 | 13 |  |  |  |  | R-410A | 0.75 | Residential & Commercial | VSMSHP
207743769 | Mini/Multi Split | Pioneer | HRCU-A-CB-O | YN012GLFI22RPD |  | Mini-Splits(Non-Ducted) | WT012GLFI22HLD |  | 12000 | 23 | 9.5 | 12000 | 9100 | 75.83% | 1.8 | 13 | 13 |  |  |  |  | R-410A | 1 | Residential & Commercial | VSMSHP | Non-Ducted CEE Tier 2
207742490 | Mini/Multi Split | MOOVAIR | HRCU-A-CB-O | DMA09HOS25230E8 |  | Mini-Splits(Non-Ducted) | DMA09HIW25230E8 |  | 9000 | 25.5 | 12.3 | 10000 | 7500 | 75% | 2.17 | 15 | 15 |  |  |  |  | R-410A | 0.75 | Residential & Commercial | VSMSHP | Non-Ducted CEE Tier 2
207742494 | Mini/Multi Split | MOOVAIR | HRCU-A-CB-O | DMA06HOS28230E8 |  | Mini-Splits(Non-Ducted) | DMA06HIW25230E8 |  | 6000 | 26.5 | 13.6 | 7000 | 7500 | 107.1% | 2.1 | 15.8 | 15.8 |  |  |  |  | R-410A | 0.5 | Residential & Commercial | VSMSHP | Non-Ducted CEE Tier 2
207742495 | Mini/Multi Split | MOOVAIR | HRCU-A-CB-O | DMA09HOS28230E8 |  | Mini-Splits(Non-Ducted) | DMA09HIW25230E8 |  | 9000 | 28.1 | 11.5 | 12000 | 10600 | 88.33% | 2 | 16.2 | 16.2 |  |  |  |  | R-410A | 0.75 | Residential & Commercial | VSMSHP | Non-Ducted CEE Tier 2
207742496 | Mini/Multi Split | MOOVAIR | HRCU-A-CB-O | DMA12HOS28230E8 |  | Mini-Splits(Non-Ducted) | DMA12HIW25230E8 |  | 12000 | 25.5 | 10.4 | 12000 | 12000 | 100% | 1.8 | 14 | 14 |  |  |  |  | R-410A | 1 | Residential & Commercial | VSMSHP | Non-Ducted CEE Tier 2
207742497 | Mini/Multi Split | MOOVAIR | HRCU-A-CB-O | DMA18HOS28230E8 |  | Mini-Splits(Non-Ducted) | DMA18HIW25230E8 |  | 18000 | 21.5 | 11.3 | 18000 | 18000 | 100% | 1.8 | 12.5 | 12.5 |  |  |  |  | R-410A | 1.5 | Residential & Commercial | VSMSHP | Non-Ducted CEE Tier 2
207742498 | Mini/Multi Split | MOOVAIR | HRCU-A-CB-O | DMA24HOS28230E8 |  | Mini-Splits(Non-Ducted) | DMA24HIW25230E8 |  | 24000 | 21.5 | 11.4 | 29000 | 25000 | 86.21% | 2.21 | 13 | 13 |  |  |  |  | R-410A | 2 | Residential & Commercial | VSMSHP | Non-Ducted CEE Tier 2
207742499 | Mini/Multi Split | MOOVAIR | HRCU-A-CB-O | DMA09HOS42230E4 |  | Mini-Splits(Non-Ducted) | DMA09HIW42230E4 |  | 9000 | 28.5 | 18 | 12000 | 13700 | 114.2% | 1.85 | 16 | 16 |  |  |  |  | R-410A | 0.75 | Residential & Commercial | VSMSHP | Non-Ducted CEE Tier 2
207742500 | Mini/Multi Split | MOOVAIR | HRCU-A-CB-O | DMA12HOS42230E4 |  | Mini-Splits(Non-Ducted) | DMA12HIW42230E4 |  | 12000 | 27 | 12 | 12000 | 13700 | 114.2% | 1.85 | 13.8 | 14 |  |  |  |  | R-410A | 1 | Residential & Commercial | VSMSHP | Non-Ducted CEE Tier 2
207742501 | Mini/Multi Split | MOOVAIR | HRCU-A-CB-O | DMA18HOS42230E4 |  | Mini-Splits(Non-Ducted) | DMA18HIW42230E4 |  | 18000 | 26.3 | 15.5 | 20000 | 24000 | 120% | 2.89 | 14.5 | 15.3 |  |  |  |  | R-410A | 1.5 | Residential & Commercial | VSMSHP | Non-Ducted CEE Tier 2
207742502 | Mini/Multi Split | MOOVAIR | HRCU-A-CB-O | DMA09HOS25230E8 |  | Mini-Splits(Non-Ducted) | DUA09HICU230X5 |  | 9000 | 20 | 10 | 10000 | 7400 | 74% | 1.9 | 13 | 13 |  |  |  |  | R-410A | 0.75 | Residential & Commercial | VSMSHP | Non-Ducted CEE Tier 2
207742505 | Mini/Multi Split | MOOVAIR | HRCU-A-CB-O | DMA24HOS25230E8 |  | Mini-Splits(Non-Ducted) | DUA24HICU230X5 |  | 24000 | 21.5 | 9.7 | 25000 | 18500 | 74% | 2.2 | 12.5 | 12.5 |  |  |  |  | R-410A | 2 | Residential & Commercial | VSMSHP | Non-Ducted CEE Tier 2
207742508 | Mini/Multi Split | MOOVAIR | HRCU-A-CB-O | DMA09HOS28230E8 |  | Mini-Splits(Non-Ducted) | DUA09HICU230X5 |  | 9000 | 20.5 | 10.3 | 9800 | 10000 | 102% | 1.8 | 13 | 13 |  |  |  |  | R-410A | 0.75 | Residential & Commercial | VSMSHP | Non-Ducted CEE Tier 2
207742509 | Mini/Multi Split | MOOVAIR | HRCU-A-CB-O | DMA12HOS28230E8 |  | Mini-Splits(Non-Ducted) | DUA12HICU230X5 |  | 12000 | 22.3 | 10.2 | 12000 | 11300 | 94.17% | 1.89 | 12.7 | 12.7 |  |  |  |  | R-410A | 1 | Residential & Commercial | VSMSHP | Non-Ducted CEE Tier 2
207742510 | Mini/Multi Split | MOOVAIR | HRCU-A-CB-O | DMA18HOS28230E8 |  | Mini-Splits(Non-Ducted) | DUA18HICU230X5 |  | 16000 | 20 | 9.5 | 17000 | 16000 | 94.12% | 1.75 | 12.5 | 12.5 |  |  |  |  | R-410A | 1.3333 | Residential & Commercial | VSMSHP | Non-Ducted CEE Tier 2
207742511 | Mini/Multi Split | MOOVAIR | HRCU-A-CB-O | DMA24HOS28230E8 |  | Mini-Splits(Non-Ducted) | DUA24HICU230X5 |  | 24000 | 20.5 | 11.5 | 25000 | 25800 | 103.2% | 2 | 11 | 11 |  |  |  |  | R-410A | 2 | Residential & Commercial | VSMSHP | Non-Ducted CEE Tier 2
207742512 | Mini/Multi Split | MOOVAIR | HRCU-A-CB-O | DMA36HOS28230E8 |  | Mini-Splits(Non-Ducted) | DUA36HICU230X5 |  | 36000 | 19.4 | 10.5 | 40000 | 40000 | 100% | 1.85 | 9.5 | 9.5 |  |  |  |  | R-410A | 3 | Residential & Commercial | VSMSHP | Non-Ducted CEE Tier 2
207742513 | Mini/Multi Split | MOOVAIR | HRCU-A-CB-O | DMA48HOS28230E8 |  | Mini-Splits(Non-Ducted) | DUA48HICU230X5 |  | 48000 | 16.8 | 10.7 | 53000 | 48000 | 90.57% | 1.98 | 8.3 | 8.3 |  |  |  |  | R-410A | 4 | Residential & Commercial | VSMSHP
207742527 | Mini/Multi Split | MOOVAIR | HRCU-A-CB-O | DMA12HOS28230E8 |  | Mini-Splits(Non-Ducted) | DUA12HIFU230E5 |  | 12000 | 23.6 | 10 | 12000 | 12000 | 100% | 1.89 | 13 | 13 |  |  |  |  | R-410A | 1 | Residential & Commercial | VSMSHP | Non-Ducted CEE Tier 2
207742528 | Mini/Multi Split | MOOVAIR | HRCU-A-CB-O | DMA12HOS25230E8 |  | Mini-Splits(Non-Ducted) | DUA12HIFU230E5 |  | 12000 | 22.7 | 10.2 | 12000 | 8400 | 70% | 2.26 | 13 | 13 |  |  |  |  | R-410A | 1 | Residential & Commercial | VSMSHP | Non-Ducted CEE Tier 2
207742424 | Mini/Multi Split | ELIOS | HRCU-A-CB-O | DEA09HOS25230E8 |  | Mini-Splits(Non-Ducted) | DEA09HIW25230E8 |  | 9000 | 25.5 | 12.3 | 10000 | 7500 | 75% | 2.17 | 15 | 15 |  |  |  |  | R-410A | 0.75 | Residential & Commercial | VSMSHP | Non-Ducted CEE Tier 2
207742428 | Mini/Multi Split | ELIOS | HRCU-A-CB-O | DEA06HOS28230E8 |  | Mini-Splits(Non-Ducted) | DEA06HIW25230E8 |  | 6000 | 26.5 | 13.6 | 7000 | 7500 | 107.1% | 2.1 | 15.8 | 15.8 |  |  |  |  | R-410A | 0.5 | Residential & Commercial | VSMSHP | Non-Ducted CEE Tier 2
207742430 | Mini/Multi Split | ELIOS | HRCU-A-CB-O | DEA12HOS28230E8 |  | Mini-Splits(Non-Ducted) | DEA12HIW25230E8 |  | 12000 | 25.5 | 10.4 | 12000 | 12000 | 100% | 1.8 | 14 | 14 |  |  |  |  | R-410A | 1 | Residential & Commercial | VSMSHP | Non-Ducted CEE Tier 2
207742431 | Mini/Multi Split | ELIOS | HRCU-A-CB-O | DEA18HOS28230E8 |  | Mini-Splits(Non-Ducted) | DEA18HIW25230E8 |  | 18000 | 21.5 | 11.3 | 18000 | 18000 | 100% | 1.8 | 12.5 | 12.5 |  |  |  |  | R-410A | 1.5 | Residential & Commercial | VSMSHP | Non-Ducted CEE Tier 2
207742433 | Mini/Multi Split | ELIOS | HRCU-A-CB-O | DEA09HOS25230E8 |  | Mini-Splits(Non-Ducted) | DUA09HICU230X5 |  | 9000 | 20 | 10 | 10000 | 7400 | 74% | 1.9 | 13 | 13 |  |  |  |  | R-410A | 0.75 | Residential & Commercial | VSMSHP | Non-Ducted CEE Tier 2
207742436 | Mini/Multi Split | ELIOS | HRCU-A-CB-O | DEA24HOS25230E8 |  | Mini-Splits(Non-Ducted) | DUA24HICU230X5 |  | 24000 | 21.5 | 9.7 | 25000 | 18500 | 74% | 2.2 | 12.5 | 12.5 |  |  |  |  | R-410A | 2 | Residential & Commercial | VSMSHP | Non-Ducted CEE Tier 2
207742439 | Mini/Multi Split | ELIOS | HRCU-A-CB-O | DEA09HOS28230E8 |  | Mini-Splits(Non-Ducted) | DUA09HICU230X5 |  | 9000 | 20.5 | 10.3 | 9800 | 10000 | 102% | 1.8 | 13 | 13 |  |  |  |  | R-410A | 0.75 | Residential & Commercial | VSMSHP | Non-Ducted CEE Tier 2
207742440 | Mini/Multi Split | ELIOS | HRCU-A-CB-O | DEA12HOS28230E8 |  | Mini-Splits(Non-Ducted) | DUA12HICU230X5 |  | 12000 | 22.3 | 10.2 | 12000 | 11300 | 94.17% | 1.89 | 12.7 | 12.7 |  |  |  |  | R-410A | 1 | Residential & Commercial | VSMSHP | Non-Ducted CEE Tier 2
207742441 | Mini/Multi Split | ELIOS | HRCU-A-CB-O | DEA18HOS28230E8 |  | Mini-Splits(Non-Ducted) | DUA18HICU230X5 |  | 16000 | 20 | 9.5 | 17000 | 16000 | 94.12% | 1.75 | 12.5 | 12.5 |  |  |  |  | R-410A | 1.3333 | Residential & Commercial | VSMSHP | Non-Ducted CEE Tier 2
207742442 | Mini/Multi Split | ELIOS | HRCU-A-CB-O | DEA24HOS28230E8 |  | Mini-Splits(Non-Ducted) | DUA24HICU230X5 |  | 24000 | 20.5 | 11.5 | 25000 | 25800 | 103.2% | 2 | 11 | 11 |  |  |  |  | R-410A | 2 | Residential & Commercial | VSMSHP | Non-Ducted CEE Tier 2
207742443 | Mini/Multi Split | ELIOS | HRCU-A-CB-O | DEA36HOS28230E8 |  | Mini-Splits(Non-Ducted) | DUA36HICU230X5 |  | 36000 | 19.4 | 10.5 | 40000 | 40000 | 100% | 1.85 | 9.5 | 9.5 |  |  |  |  | R-410A | 3 | Residential & Commercial | VSMSHP | Non-Ducted CEE Tier 2
207742444 | Mini/Multi Split | ELIOS | HRCU-A-CB-O | DEA48HOS28230E8 |  | Mini-Splits(Non-Ducted) | DUA48HICU230X5 |  | 48000 | 16.8 | 10.7 | 53000 | 48000 | 90.57% | 1.98 | 8.3 | 8.3 |  |  |  |  | R-410A | 4 | Residential & Commercial | VSMSHP
207742458 | Mini/Multi Split | ELIOS | HRCU-A-CB-O | DEA12HOS28230E8 |  | Mini-Splits(Non-Ducted) | DUA12HIFU230E5 |  | 12000 | 23.6 | 10 | 12000 | 12000 | 100% | 1.89 | 13 | 13 |  |  |  |  | R-410A | 1 | Residential & Commercial | VSMSHP | Non-Ducted CEE Tier 2
207742459 | Mini/Multi Split | ELIOS | HRCU-A-CB-O | DEA12HOS25230E8 |  | Mini-Splits(Non-Ducted) | DUA12HIFU230E5 |  | 12000 | 22.7 | 10.2 | 12000 | 8400 | 70% | 2.26 | 13 | 13 |  |  |  |  | R-410A | 1 | Residential & Commercial | VSMSHP | Non-Ducted CEE Tier 2
207705479 | Mini/Multi Split | Trane / Mitsubishi Electric | HRCU-A-CB-O | MUZ-GS09NA*** |  | Mini-Splits(Non-Ducted) | NTXWST09B112** |  | 9000 | 28.4 | 10.9 | 10900 | 7900 | 72.48% | 2.12 | 15.4 | 15.4 |  |  |  |  | R-410A | 0.75 | Residential & Commercial | VSMSHP | Non-Ducted CEE Tier 2
207705480 | Mini/Multi Split | Trane / Mitsubishi Electric | HRCU-A-CB-O | MUZ-GS12NA*** |  | Mini-Splits(Non-Ducted) | NTXWST12B112** |  | 12000 | 25.6 | 10.7 | 14400 | 10100 | 70.14% | 2 | 13.05 | 13.05 |  |  |  |  | R-410A | 1 | Residential & Commercial | VSMSHP | Non-Ducted CEE Tier 2
207705482 | Mini/Multi Split | Trane / Mitsubishi Electric | HRCU-A-CB-O | MUZ-GS15NA*** |  | Mini-Splits(Non-Ducted) | NTXWST15B112** |  | 14000 | 21 | 11 | 18000 | 14000 | 77.78% | 2.03 | 12.75 | 12.75 |  |  |  |  | R-410A | 1.1667 | Residential & Commercial | VSMSHP | Non-Ducted CEE Tier 2
207705484 | Mini/Multi Split | Trane / Mitsubishi Electric | HRCU-A-CB-O | MUZ-GS24NA*** |  | Mini-Splits(Non-Ducted) | NTXWST24B112** |  | 22400 | 21.5 | 10.3 | 27600 | 19700 | 71.38% | 2.1 | 12.55 | 12.6 |  |  |  |  | R-410A | 1.8667 | Residential & Commercial | VSMSHP | Non-Ducted CEE Tier 2
207705485 | Mini/Multi Split | American Standard / Mitsubishi Electric | HRCU-A-CB-O | MUZ-GS09NA*** |  | Mini-Splits(Non-Ducted) | NAXWST09B112** |  | 9000 | 28.4 | 10.9 | 10900 | 7900 | 72.48% | 2.12 | 15.4 | 15.4 |  |  |  |  | R-410A | 0.75 | Residential & Commercial | VSMSHP | Non-Ducted CEE Tier 2
207705487 | Mini/Multi Split | American Standard / Mitsubishi Electric | HRCU-A-CB-O | MUZ-GS12NA*** |  | Mini-Splits(Non-Ducted) | NAXWST12B112** |  | 12000 | 25.6 | 10.7 | 14400 | 10100 | 70.14% | 2 | 13.05 | 13.05 |  |  |  |  | R-410A | 1 | Residential & Commercial | VSMSHP | Non-Ducted CEE Tier 2
207705488 | Mini/Multi Split | American Standard / Mitsubishi Electric | HRCU-A-CB-O | MUZ-GS15NA*** |  | Mini-Splits(Non-Ducted) | NAXWST15B112** |  | 14000 | 21 | 11 | 18000 | 14000 | 77.78% | 2.03 | 12.75 | 12.75 |  |  |  |  | R-410A | 1.1667 | Residential & Commercial | VSMSHP | Non-Ducted CEE Tier 2
207705491 | Mini/Multi Split | American Standard / Mitsubishi Electric | HRCU-A-CB-O | MUZ-GS24NA*** |  | Mini-Splits(Non-Ducted) | NAXWST24B112** |  | 22400 | 21.5 | 10.3 | 27600 | 19700 | 71.38% | 2.1 | 12.55 | 12.6 |  |  |  |  | R-410A | 1.8667 | Residential & Commercial | VSMSHP | Non-Ducted CEE Tier 2
207705492 | Mini/Multi Split | Trane / Mitsubishi Electric | HRCU-A-CB-O | MUZ-GS09NAHZ*** |  | Mini-Splits(Non-Ducted) | NTXWST09B112** |  | 9000 | 28.4 | 9.6 | 9600 | 9600 | 100% | 2.01 | 15.4 | 15.4 |  |  |  |  | R-410A | 0.75 | Residential & Commercial | VSMSHP | Non-Ducted CEE Tier 2
207705494 | Mini/Multi Split | Trane / Mitsubishi Electric | HRCU-A-CB-O | MUZ-GS12NAHZ*** |  | Mini-Splits(Non-Ducted) | NTXWST12B112** |  | 12000 | 21.7 | 9.6 | 12300 | 12300 | 100% | 1.84 | 13.05 | 13.05 |  |  |  |  | R-410A | 1 | Residential & Commercial | VSMSHP | Non-Ducted CEE Tier 2
207705495 | Mini/Multi Split | Trane / Mitsubishi Electric | HRCU-A-CB-O | MUZ-GS15NAHZ*** |  | Mini-Splits(Non-Ducted) | NTXWST15B112** |  | 14000 | 21 | 9.4 | 14000 | 14000 | 100% | 1.91 | 12.75 | 12.75 |  |  |  |  | R-410A | 1.1667 | Residential & Commercial | VSMSHP
207705496 | Mini/Multi Split | Trane / Mitsubishi Electric | HRCU-A-CB-O | MUZ-GS18NAHZ*** |  | Mini-Splits(Non-Ducted) | NTXWST18B112** |  | 18000 | 21.5 | 9.6 | 19000 | 19000 | 100% | 1.8 | 13.45 | 13.45 |  |  |  |  | R-410A | 1.5 | Residential & Commercial | VSMSHP | Non-Ducted CEE Tier 2
207705497 | Mini/Multi Split | Trane / Mitsubishi Electric | HRCU-A-CB-O | MUZ-GS24NAHZ*** |  | Mini-Splits(Non-Ducted) | NTXWST24B112** |  | 22400 | 21.5 | 9 | 21200 | 21200 | 100% | 1.95 | 12.55 | 12.6 |  |  |  |  | R-410A | 1.8667 | Residential & Commercial | VSMSHP
207705499 | Mini/Multi Split | American Standard / Mitsubishi Electric | HRCU-A-CB-O | MUZ-GS09NAHZ*** |  | Mini-Splits(Non-Ducted) | NAXWST09B112** |  | 9000 | 28.4 | 9.6 | 9600 | 9600 | 100% | 2.01 | 15.4 | 15.4 |  |  |  |  | R-410A | 0.75 | Residential & Commercial | VSMSHP | Non-Ducted CEE Tier 2
207705500 | Mini/Multi Split | American Standard / Mitsubishi Electric | HRCU-A-CB-O | MUZ-GS12NAHZ*** |  | Mini-Splits(Non-Ducted) | NAXWST12B112** |  | 12000 | 21.7 | 9.6 | 12300 | 12300 | 100% | 1.84 | 13.05 | 13.05 |  |  |  |  | R-410A | 1 | Residential & Commercial | VSMSHP | Non-Ducted CEE Tier 2
207705501 | Mini/Multi Split | American Standard / Mitsubishi Electric | HRCU-A-CB-O | MUZ-GS15NAHZ*** |  | Mini-Splits(Non-Ducted) | NAXWST15B112** |  | 14000 | 21 | 9.4 | 14000 | 14000 | 100% | 1.91 | 12.75 | 12.75 |  |  |  |  | R-410A | 1.1667 | Residential & Commercial | VSMSHP
207705502 | Mini/Multi Split | American Standard / Mitsubishi Electric | HRCU-A-CB-O | MUZ-GS18NAHZ*** |  | Mini-Splits(Non-Ducted) | NAXWST18B112** |  | 18000 | 21.5 | 9.6 | 19000 | 19000 | 100% | 1.8 | 13.45 | 13.45 |  |  |  |  | R-410A | 1.5 | Residential & Commercial | VSMSHP | Non-Ducted CEE Tier 2
207705504 | Mini/Multi Split | American Standard / Mitsubishi Electric | HRCU-A-CB-O | MUZ-GS24NAHZ*** |  | Mini-Splits(Non-Ducted) | NAXWST24B112** |  | 22400 | 21.5 | 9 | 21200 | 21200 | 100% | 1.95 | 12.55 | 12.6 |  |  |  |  | R-410A | 1.8667 | Residential & Commercial | VSMSHP
207705505 | Mini/Multi Split | Trane / Mitsubishi Electric | HRCU-A-CB-O | NTXSST09B112** |  | Mini-Splits(Non-Ducted) | MSZ-GS09NA*** |  | 9000 | 28.4 | 10.9 | 10900 | 7900 | 72.48% | 2.12 | 15.4 | 15.4 |  |  |  |  | R-410A | 0.75 | Residential & Commercial | VSMSHP | Non-Ducted CEE Tier 2
207705506 | Mini/Multi Split | Trane / Mitsubishi Electric | HRCU-A-CB-O | NTXSST12B112** |  | Mini-Splits(Non-Ducted) | MSZ-GS12NA*** |  | 12000 | 25.6 | 10.7 | 14400 | 10100 | 70.14% | 2 | 13.05 | 13.05 |  |  |  |  | R-410A | 1 | Residential & Commercial | VSMSHP | Non-Ducted CEE Tier 2
207705508 | Mini/Multi Split | Trane / Mitsubishi Electric | HRCU-A-CB-O | NTXSST15B112** |  | Mini-Splits(Non-Ducted) | MSZ-GS15NA*** |  | 14000 | 21 | 11 | 18000 | 14000 | 77.78% | 2.03 | 12.75 | 12.75 |  |  |  |  | R-410A | 1.1667 | Residential & Commercial | VSMSHP | Non-Ducted CEE Tier 2
207705510 | Mini/Multi Split | Trane / Mitsubishi Electric | HRCU-A-CB-O | NTXSST24B112** |  | Mini-Splits(Non-Ducted) | MSZ-GS24NA*** |  | 22400 | 21.5 | 10.3 | 27600 | 19700 | 71.38% | 2.1 | 12.55 | 12.6 |  |  |  |  | R-410A | 1.8667 | Residential & Commercial | VSMSHP | Non-Ducted CEE Tier 2
207705511 | Mini/Multi Split | Trane / Mitsubishi Electric | HRCU-A-CB-O | NTXSST09B112** |  | Mini-Splits(Non-Ducted) | NTXWST09B112** |  | 9000 | 28.4 | 10.9 | 10900 | 7900 | 72.48% | 2.12 | 15.4 | 15.4 |  |  |  |  | R-410A | 0.75 | Residential & Commercial | VSMSHP | Non-Ducted CEE Tier 2
207705512 | Mini/Multi Split | Trane / Mitsubishi Electric | HRCU-A-CB-O | NTXSST12B112** |  | Mini-Splits(Non-Ducted) | NTXWST12B112** |  | 12000 | 25.6 | 10.7 | 14400 | 10100 | 70.14% | 2 | 13.05 | 13.05 |  |  |  |  | R-410A | 1 | Residential & Commercial | VSMSHP | Non-Ducted CEE Tier 2
207705513 | Mini/Multi Split | Trane / Mitsubishi Electric | HRCU-A-CB-O | NTXSST15B112** |  | Mini-Splits(Non-Ducted) | NTXWST15B112** |  | 14000 | 21 | 11 | 18000 | 14000 | 77.78% | 2.03 | 12.75 | 12.75 |  |  |  |  | R-410A | 1.1667 | Residential & Commercial | VSMSHP | Non-Ducted CEE Tier 2
207705516 | Mini/Multi Split | Trane / Mitsubishi Electric | HRCU-A-CB-O | NTXSST24B112** |  | Mini-Splits(Non-Ducted) | NTXWST24B112** |  | 22400 | 21.5 | 10.3 | 27600 | 19700 | 71.38% | 2.1 | 12.55 | 12.6 |  |  |  |  | R-410A | 1.8667 | Residential & Commercial | VSMSHP | Non-Ducted CEE Tier 2
207705517 | Mini/Multi Split | Trane / Mitsubishi Electric | HRCU-A-CB-O | NTXSST09B112** |  | Mini-Splits(Non-Ducted) | NAXWST09B112** |  | 9000 | 28.4 | 10.9 | 10900 | 7900 | 72.48% | 2.12 | 15.4 | 15.4 |  |  |  |  | R-410A | 0.75 | Residential & Commercial | VSMSHP | Non-Ducted CEE Tier 2
207705519 | Mini/Multi Split | Trane / Mitsubishi Electric | HRCU-A-CB-O | NTXSST12B112** |  | Mini-Splits(Non-Ducted) | NAXWST12B112** |  | 12000 | 25.6 | 10.7 | 14400 | 10100 | 70.14% | 2 | 13.05 | 13.05 |  |  |  |  | R-410A | 1 | Residential & Commercial | VSMSHP | Non-Ducted CEE Tier 2
207705520 | Mini/Multi Split | Trane / Mitsubishi Electric | HRCU-A-CB-O | NTXSST15B112** |  | Mini-Splits(Non-Ducted) | NAXWST15B112** |  | 14000 | 21 | 11 | 18000 | 14000 | 77.78% | 2.03 | 12.75 | 12.75 |  |  |  |  | R-410A | 1.1667 | Residential & Commercial | VSMSHP | Non-Ducted CEE Tier 2
207705522 | Mini/Multi Split | Trane / Mitsubishi Electric | HRCU-A-CB-O | NTXSST24B112** |  | Mini-Splits(Non-Ducted) | NAXWST24B112** |  | 22400 | 21.5 | 10.3 | 27600 | 19700 | 71.38% | 2.1 | 12.55 | 12.6 |  |  |  |  | R-410A | 1.8667 | Residential & Commercial | VSMSHP | Non-Ducted CEE Tier 2
207705524 | Mini/Multi Split | Trane / Mitsubishi Electric | HRCU-A-CB-O | NTXSSH09A112** |  | Mini-Splits(Non-Ducted) | MSZ-GS09NA*** |  | 9000 | 28.4 | 9.6 | 9600 | 9600 | 100% | 2.01 | 15.4 | 15.4 |  |  |  |  | R-410A | 0.75 | Residential & Commercial | VSMSHP | Non-Ducted CEE Tier 2
207705525 | Mini/Multi Split | Trane / Mitsubishi Electric | HRCU-A-CB-O | NTXSSH12A112** |  | Mini-Splits(Non-Ducted) | MSZ-GS12NA*** |  | 12000 | 21.7 | 9.6 | 12300 | 12300 | 100% | 1.84 | 13.05 | 13.05 |  |  |  |  | R-410A | 1 | Residential & Commercial | VSMSHP | Non-Ducted CEE Tier 2
207705526 | Mini/Multi Split | Trane / Mitsubishi Electric | HRCU-A-CB-O | NTXSSH15A112** |  | Mini-Splits(Non-Ducted) | MSZ-GS15NA*** |  | 14000 | 21 | 9.4 | 14000 | 14000 | 100% | 1.91 | 12.75 | 12.75 |  |  |  |  | R-410A | 1.1667 | Residential & Commercial | VSMSHP
207705527 | Mini/Multi Split | Trane / Mitsubishi Electric | HRCU-A-CB-O | NTXSSH18A112** |  | Mini-Splits(Non-Ducted) | MSZ-GS18NA*** |  | 18000 | 21.5 | 9.6 | 19000 | 19000 | 100% | 1.8 | 13.45 | 13.45 |  |  |  |  | R-410A | 1.5 | Residential & Commercial | VSMSHP | Non-Ducted CEE Tier 2
207705528 | Mini/Multi Split | Trane / Mitsubishi Electric | HRCU-A-CB-O | NTXSSH24A112** |  | Mini-Splits(Non-Ducted) | MSZ-GS24NA*** |  | 22400 | 21.5 | 9 | 21200 | 21200 | 100% | 1.95 | 12.55 | 12.6 |  |  |  |  | R-410A | 1.8667 | Residential & Commercial | VSMSHP
207705529 | Mini/Multi Split | Trane / Mitsubishi Electric | HRCU-A-CB-O | NTXSSH09A112** |  | Mini-Splits(Non-Ducted) | NTXWST09B112** |  | 9000 | 28.4 | 9.6 | 9600 | 9600 | 100% | 2.01 | 15.4 | 15.4 |  |  |  |  | R-410A | 0.75 | Residential & Commercial | VSMSHP | Non-Ducted CEE Tier 2
207705531 | Mini/Multi Split | Trane / Mitsubishi Electric | HRCU-A-CB-O | NTXSSH12A112** |  | Mini-Splits(Non-Ducted) | NTXWST12B112** |  | 12000 | 21.7 | 9.6 | 12300 | 12300 | 100% | 1.84 | 13.05 | 13.05 |  |  |  |  | R-410A | 1 | Residential & Commercial | VSMSHP | Non-Ducted CEE Tier 2
207705532 | Mini/Multi Split | Trane / Mitsubishi Electric | HRCU-A-CB-O | NTXSSH15A112** |  | Mini-Splits(Non-Ducted) | NTXWST15B112** |  | 14000 | 21 | 9.4 | 14000 | 14000 | 100% | 1.91 | 12.75 | 12.75 |  |  |  |  | R-410A | 1.1667 | Residential & Commercial | VSMSHP
207705533 | Mini/Multi Split | Trane / Mitsubishi Electric | HRCU-A-CB-O | NTXSSH18A112** |  | Mini-Splits(Non-Ducted) | NTXWST18B112** |  | 18000 | 21.5 | 9.6 | 19000 | 19000 | 100% | 1.8 | 13.45 | 13.45 |  |  |  |  | R-410A | 1.5 | Residential & Commercial | VSMSHP | Non-Ducted CEE Tier 2
207705535 | Mini/Multi Split | Trane / Mitsubishi Electric | HRCU-A-CB-O | NTXSSH24A112** |  | Mini-Splits(Non-Ducted) | NTXWST24B112** |  | 22400 | 21.5 | 9 | 21200 | 21200 | 100% | 1.95 | 12.55 | 12.6 |  |  |  |  | R-410A | 1.8667 | Residential & Commercial | VSMSHP
207705536 | Mini/Multi Split | Trane / Mitsubishi Electric | HRCU-A-CB-O | NTXSSH09A112** |  | Mini-Splits(Non-Ducted) | NAXWST09B112** |  | 9000 | 28.4 | 9.6 | 9600 | 9600 | 100% | 2.01 | 15.4 | 15.4 |  |  |  |  | R-410A | 0.75 | Residential & Commercial | VSMSHP | Non-Ducted CEE Tier 2
207705537 | Mini/Multi Split | Trane / Mitsubishi Electric | HRCU-A-CB-O | NTXSSH12A112** |  | Mini-Splits(Non-Ducted) | NAXWST12B112** |  | 12000 | 21.7 | 9.6 | 12300 | 12300 | 100% | 1.84 | 13.05 | 13.05 |  |  |  |  | R-410A | 1 | Residential & Commercial | VSMSHP | Non-Ducted CEE Tier 2
207705539 | Mini/Multi Split | Trane / Mitsubishi Electric | HRCU-A-CB-O | NTXSSH15A112** |  | Mini-Splits(Non-Ducted) | NAXWST15B112** |  | 14000 | 21 | 9.4 | 14000 | 14000 | 100% | 1.91 | 12.75 | 12.75 |  |  |  |  | R-410A | 1.1667 | Residential & Commercial | VSMSHP
207705540 | Mini/Multi Split | Trane / Mitsubishi Electric | HRCU-A-CB-O | NTXSSH18A112** |  | Mini-Splits(Non-Ducted) | NAXWST18B112** |  | 18000 | 21.5 | 9.6 | 19000 | 19000 | 100% | 1.8 | 13.45 | 13.45 |  |  |  |  | R-410A | 1.5 | Residential & Commercial | VSMSHP | Non-Ducted CEE Tier 2
207705541 | Mini/Multi Split | Trane / Mitsubishi Electric | HRCU-A-CB-O | NTXSSH24A112** |  | Mini-Splits(Non-Ducted) | NAXWST24B112** |  | 22400 | 21.5 | 9 | 21200 | 21200 | 100% | 1.95 | 12.55 | 12.6 |  |  |  |  | R-410A | 1.8667 | Residential & Commercial | VSMSHP
207708809 | Mini/Multi Split | GREE | HRCU-A-CB-O | GWH09AGCXD-A3DNA1A/O |  | Mini-Splits(Non-Ducted) | GWH09AGCXD-A3DN***/I |  | 9100 | 27 | 10 | 10000 | 9900 | 99% | 1.87 | 14.55 | 14.55 |  |  |  |  | R-410A | 0.75833 | Residential & Commercial | VSMSHP | Non-Ducted CEE Tier 2
207708810 | Mini/Multi Split | GREE | HRCU-A-CB-O | GWH09AGCXD-D3DNA1A/O |  | Mini-Splits(Non-Ducted) | GWH09AGCXD-D3DN***/I |  | 9100 | 25.5 | 10.2 | 10500 | 9100 | 86.67% | 1.86 | 14.7 | 14.7 |  |  |  |  | R-410A | 0.75833 | Residential & Commercial | VSMSHP | Non-Ducted CEE Tier 2
207709200 | Mini/Multi Split | Convectair | HRCU-A-CB-O | 8016-C09-O |  | Mini-Splits(Non-Ducted) | 8016-C09-I |  | 9000 | 18.5 | 8.8 | 10000 | 7100 | 71% | 2.1 | 8.8 | 10.5 |  |  |  |  | R-410A | 0.75 | Residential & Commercial | VSMSHP
207709204 | Mini/Multi Split | Convectair | HRCU-A-CB-O | 8028-C09-O |  | Mini-Splits(Non-Ducted) | 8028-C09-I |  | 9000 | 28.1 | 11.5 | 12000 | 10600 | 88.33% | 2 | 16.2 | 16.2 |  |  |  |  | R-410A | 0.75 | Residential & Commercial | VSMSHP | Non-Ducted CEE Tier 2
207709205 | Mini/Multi Split | Convectair | HRCU-A-CB-O | 8028-C12-O |  | Mini-Splits(Non-Ducted) | 8028-C12-I |  | 12000 | 25.5 | 10.4 | 12000 | 12000 | 100% | 1.8 | 14 | 14 |  |  |  |  | R-410A | 1 | Residential & Commercial | VSMSHP | Non-Ducted CEE Tier 2
207709206 | Mini/Multi Split | Convectair | HRCU-A-CB-O | 8028-C18-O |  | Mini-Splits(Non-Ducted) | 8028-C18-I |  | 18000 | 21.5 | 11.3 | 18000 | 18000 | 100% | 1.8 | 12.5 | 12.5 |  |  |  |  | R-410A | 1.5 | Residential & Commercial | VSMSHP | Non-Ducted CEE Tier 2
207709207 | Mini/Multi Split | Convectair | HRCU-A-CB-O | 8028-C24-O |  | Mini-Splits(Non-Ducted) | 8028-C24-I |  | 24000 | 21.5 | 11.4 | 29000 | 25000 | 86.21% | 2.21 | 13 | 13 |  |  |  |  | R-410A | 2 | Residential & Commercial | VSMSHP | Non-Ducted CEE Tier 2
207740500 | Mini/Multi Split | C&H | HRCU-A-CB-O | CH-HPR06F9-230VO |  | Mini-Splits(Non-Ducted) | CH-06MASTWM-230VI |  | 6000 | 26.5 | 13.6 | 7000 | 7500 | 107.1% | 2.1 | 15.8 | 15.8 |  |  |  |  | R-410A | 0.5 | Residential & Commercial | VSMSHP | Non-Ducted CEE Tier 2
207740501 | Mini/Multi Split | C&H | HRCU-A-CB-O | CH-HPR09-230VO |  | Mini-Splits(Non-Ducted) | CH-09MASTWM-230VI |  | 9000 | 28.1 | 11.5 | 12000 | 10600 | 88.33% | 2 | 16.2 | 16.2 |  |  |  |  | R-410A | 0.75 | Residential & Commercial | VSMSHP | Non-Ducted CEE Tier 2
207740502 | Mini/Multi Split | C&H | HRCU-A-CB-O | CH-HPR12-230VO |  | Mini-Splits(Non-Ducted) | CH-12MASTWM-230VI |  | 12000 | 25.5 | 10.4 | 12000 | 12000 | 100% | 1.8 | 14 | 14 |  |  |  |  | R-410A | 1 | Residential & Commercial | VSMSHP | Non-Ducted CEE Tier 2
207740503 | Mini/Multi Split | C&H | HRCU-A-CB-O | CH-HPR18-230VO |  | Mini-Splits(Non-Ducted) | CH-18MASTWM-230VI |  | 18000 | 21.5 | 11.3 | 18000 | 18000 | 100% | 1.8 | 12.5 | 12.5 |  |  |  |  | R-410A | 1.5 | Residential & Commercial | VSMSHP | Non-Ducted CEE Tier 2
207740504 | Mini/Multi Split | C&H | HRCU-A-CB-O | CH-HPR24-230VO |  | Mini-Splits(Non-Ducted) | CH-24MASTWM-230VI |  | 24000 | 21.5 | 11.4 | 29000 | 25000 | 86.21% | 2.21 | 13 | 13 |  |  |  |  | R-410A | 2 | Residential & Commercial | VSMSHP | Non-Ducted CEE Tier 2
207740507 | Mini/Multi Split | C&H | HRCU-A-CB-O | CH-NY09MIA-115VO |  | Mini-Splits(Non-Ducted) | CH-09OLV-115VI |  | 9000 | 21.5 | 9.1 | 10000 | 7000 | 70% | 2.16 | 12.5 | 12.5 |  |  |  |  | R-410A | 0.75 | Residential & Commercial | VSMSHP
207740512 | Mini/Multi Split | C&H | HRCU-A-CB-O | CH-ES09-230VO |  | Mini-Splits(Non-Ducted) | CH-09MOLVWM-230VI |  | 9000 | 24 | 11.6 | 10000 | 7500 | 75% | 2.25 | 14.7 | 14.7 |  |  |  |  | R-410A | 0.75 | Residential & Commercial | VSMSHP | Non-Ducted CEE Tier 2
207740513 | Mini/Multi Split | C&H | HRCU-A-CB-O | CH-ES12-230VO |  | Mini-Splits(Non-Ducted) | CH-12MOLVWM-230VI |  | 12000 | 23.1 | 10.8 | 12000 | 8400 | 70% | 2.41 | 13 | 13 |  |  |  |  | R-410A | 1 | Residential & Commercial | VSMSHP | Non-Ducted CEE Tier 2
207740514 | Mini/Multi Split | C&H | HRCU-A-CB-O | CH-ES18-230VO |  | Mini-Splits(Non-Ducted) | CH-18MOLVWM-230VI |  | 18000 | 24 | 10.5 | 18000 | 12800 | 71.11% | 2.44 | 13.5 | 13.5 |  |  |  |  | R-410A | 1.5 | Residential & Commercial | VSMSHP | Non-Ducted CEE Tier 2
207740518 | Mini/Multi Split | C&H | HRCU-A-CB-O | CH-HPR06F9-230VO |  | Mini-Splits(Non-Ducted) | CH-06MOLVWM-230VI |  | 6000 | 23.5 | 12 | 7000 | 7100 | 101.4% | 1.84 | 15 | 15 |  |  |  |  | R-410A | 0.5 | Residential & Commercial | VSMSHP | Non-Ducted CEE Tier 2
207740519 | Mini/Multi Split | C&H | HRCU-A-CB-O | CH-HPR09-230VO |  | Mini-Splits(Non-Ducted) | CH-09MOLVWM-230VI |  | 9000 | 26.4 | 11.6 | 12000 | 11000 | 91.67% | 1.85 | 15.8 | 15.8 |  |  |  |  | R-410A | 0.75 | Residential & Commercial | VSMSHP | Non-Ducted CEE Tier 2
207740520 | Mini/Multi Split | C&H | HRCU-A-CB-O | CH-HPR12-230VO |  | Mini-Splits(Non-Ducted) | CH-12MOLVWM-230VI |  | 12000 | 23.1 | 10.5 | 12000 | 11000 | 91.67% | 1.88 | 13 | 13 |  |  |  |  | R-410A | 1 | Residential & Commercial | VSMSHP | Non-Ducted CEE Tier 2
207740521 | Mini/Multi Split | C&H | HRCU-A-CB-O | CH-HPR18-230VO |  | Mini-Splits(Non-Ducted) | CH-18MOLVWM-230VI |  | 18000 | 22 | 10.6 | 18000 | 17200 | 95.56% | 1.89 | 13 | 13 |  |  |  |  | R-410A | 1.5 | Residential & Commercial | VSMSHP | Non-Ducted CEE Tier 2
207740522 | Mini/Multi Split | C&H | HRCU-A-CB-O | CH-HPR24-230VO |  | Mini-Splits(Non-Ducted) | CH-24MOLVWM-230VI |  | 23000 | 22.3 | 10.3 | 26000 | 23000 | 88.46% | 1.8 | 12.5 | 12.5 |  |  |  |  | R-410A | 1.9167 | Residential & Commercial | VSMSHP | Non-Ducted CEE Tier 2
207740532 | Mini/Multi Split | C&H | HRCU-A-CB-O | CH-NY09MIA-230VO |  | Mini-Splits(Non-Ducted) | CH-09MOLV-230VI |  | 9000 | 21.7 | 9.4 | 10000 | 7000 | 70% | 2 | 12.6 | 12.6 |  |  |  |  | R-410A | 0.75 | Residential & Commercial | VSMSHP
207742316 | Mini/Multi Split | C&H | HRCU-A-CB-O | CH-ES09-230VO |  | Mini-Splits(Non-Ducted) | CH-09MSPHCT-230VI |  | 9000 | 20 | 10 | 10000 | 7400 | 74% | 1.9 | 13 | 13 |  |  |  |  | R-410A | 0.75 | Residential & Commercial | VSMSHP | Non-Ducted CEE Tier 2
207742320 | Mini/Multi Split | C&H | HRCU-A-CB-O | CH-ES12-230VO |  | Mini-Splits(Non-Ducted) | CH-12MSPHMC-230VI |  | 12000 | 22.7 | 10.2 | 12000 | 8400 | 70% | 2.26 | 13 | 13 |  |  |  |  | R-410A | 1 | Residential & Commercial | VSMSHP | Non-Ducted CEE Tier 2
207742324 | Mini/Multi Split | C&H | HRCU-A-CB-O | CH-ES24-230VO |  | Mini-Splits(Non-Ducted) | CH-N24MSPHCT-230VI |  | 24000 | 21.5 | 9.7 | 25000 | 18500 | 74% | 2.2 | 12.5 | 12.5 |  |  |  |  | R-410A | 2 | Residential & Commercial | VSMSHP | Non-Ducted CEE Tier 2
207742326 | Mini/Multi Split | C&H | HRCU-A-CB-O | CH-ES24-230VO |  | Mini-Splits(Non-Ducted) | CH-24MSPHFC-230VI |  | 24000 | 21.2 | 10.3 | 24000 | 18200 | 75.83% | 2.2 | 12.5 | 12.5 |  |  |  |  | R-410A | 2 | Residential & Commercial | VSMSHP | Non-Ducted CEE Tier 2
207742327 | Mini/Multi Split | C&H | HRCU-A-CB-O | CH-HPR09-230VO |  | Mini-Splits(Non-Ducted) | CH-09MSPHCT-230VI |  | 9000 | 20.5 | 10.3 | 9800 | 10000 | 102% | 1.8 | 13 | 13 |  |  |  |  | R-410A | 0.75 | Residential & Commercial | VSMSHP | Non-Ducted CEE Tier 2
207742329 | Mini/Multi Split | C&H | HRCU-A-CB-O | CH-HPR12-230VO |  | Mini-Splits(Non-Ducted) | CH-12MSPHCT-230VI |  | 12000 | 22.3 | 10.2 | 12000 | 11300 | 94.17% | 1.89 | 12.7 | 12.7 |  |  |  |  | R-410A | 1 | Residential & Commercial | VSMSHP | Non-Ducted CEE Tier 2
207742331 | Mini/Multi Split | C&H | HRCU-A-CB-O | CH-HPR12-230VO |  | Mini-Splits(Non-Ducted) | CH-12MSPHMC-230VI |  | 12000 | 23.6 | 10 | 12000 | 12000 | 100% | 1.89 | 13 | 13 |  |  |  |  | R-410A | 1 | Residential & Commercial | VSMSHP | Non-Ducted CEE Tier 2
207742332 | Mini/Multi Split | C&H | HRCU-A-CB-O | CH-HPR18-230VO |  | Mini-Splits(Non-Ducted) | CH-18MSPHCT-230VI |  | 16000 | 20 | 9.5 | 17000 | 16000 | 94.12% | 1.75 | 12.5 | 12.5 |  |  |  |  | R-410A | 1.3333 | Residential & Commercial | VSMSHP | Non-Ducted CEE Tier 2
207742334 | Mini/Multi Split | C&H | HRCU-A-CB-O | CH-HPR18-230VO |  | Mini-Splits(Non-Ducted) | CH-18MSPHFC-230VI |  | 17000 | 20.5 | 9.8 | 18000 | 16800 | 93.33% | 1.86 | 12.5 | 12.5 |  |  |  |  | R-410A | 1.4167 | Residential & Commercial | VSMSHP | Non-Ducted CEE Tier 2
207742335 | Mini/Multi Split | C&H | HRCU-A-CB-O | CH-HPR24-230VO |  | Mini-Splits(Non-Ducted) | CH-N24MSPHCT-230VI |  | 24000 | 20.5 | 11.5 | 25000 | 25800 | 103.2% | 2 | 11 | 11 |  |  |  |  | R-410A | 2 | Residential & Commercial | VSMSHP | Non-Ducted CEE Tier 2
207742337 | Mini/Multi Split | C&H | HRCU-A-CB-O | CH-HPR24-230VO |  | Mini-Splits(Non-Ducted) | CH-24MSPHFC-230VI |  | 24000 | 20.5 | 11 | 25000 | 25000 | 100% | 2.1 | 11.5 | 11.7 |  |  |  |  | R-410A | 2 | Residential & Commercial | VSMSHP | Non-Ducted CEE Tier 2
207742343 | Mini/Multi Split | C&H | HRCU-A-CB-O | CH-N48LCU-230VO |  | Mini-Splits(Non-Ducted) | CH-48LCFC/I |  | 48000 | 18.9 | 10 | 50000 | 35000 | 70% | 1.85 | 9.3 | 9.3 |  |  |  |  | R-410A | 4 | Residential & Commercial | VSMSHP | Non-Ducted CEE Tier 2
207742346 | Mini/Multi Split | C&H | HRCU-A-CB-O | CH-NHPR36LCU-230VO |  | Mini-Splits(Non-Ducted) | CH-N36LCCT-230VI |  | 36000 | 19.4 | 10.5 | 40000 | 40000 | 100% | 1.85 | 9.5 | 9.5 |  |  |  |  | R-410A | 3 | Residential & Commercial | VSMSHP | Non-Ducted CEE Tier 2
207742348 | Mini/Multi Split | C&H | HRCU-A-CB-O | CH-NHPR36LCU-230VO |  | Mini-Splits(Non-Ducted) | CH-36LCFC/I |  | 36000 | 17.6 | 10 | 39000 | 36600 | 93.85% | 1.75 | 8.6 | 8.8 |  |  |  |  | R-410A | 3 | Residential & Commercial | VSMSHP
207742349 | Mini/Multi Split | C&H | HRCU-A-CB-O | CH-NHPR48LCU-230VO |  | Mini-Splits(Non-Ducted) | CH-N48LCCT-230VI |  | 48000 | 16.8 | 10.7 | 53000 | 48000 | 90.57% | 1.98 | 8.3 | 8.3 |  |  |  |  | R-410A | 4 | Residential & Commercial | VSMSHP
207742351 | Mini/Multi Split | C&H | HRCU-A-CB-O | CH-NHPR48LCU-230VO |  | Mini-Splits(Non-Ducted) | CH-48LCFC/I |  | 48000 | 17 | 9.8 | 51000 | 49000 | 96.08% | 1.8 | 8.2 | 8.2 |  |  |  |  | R-410A | 4 | Residential & Commercial | VSMSHP
216770155 | Mini/Multi Split | airspool | HRCU-A-CB-O | DWLA4-ACDC1-12KR2(US) |  | Mini-Splits(Non-Ducted) | DGLA4-ACDC1-12KR2(US) |  | 11000 | 21.5 | 10.8 | 13500 | 10000 | 74.07% | 2.05 | 0 | 12.8 |  |  |  |  | R-32 | 0.91667 | Residential & Commercial | VSMSHP | Non-Ducted CEE Tier 2
216770156 | Mini/Multi Split | airspool | HRCU-A-CB-O | DWLC2-ACDC-24KR2(US) |  | Mini-Splits(Non-Ducted) | DGLA3-ACDC-24KR2(US) |  | 22000 | 21 | 11 | 27000 | 22000 | 81.48% | 2.05 | 0 | 12.5 |  |  |  |  | R-32 | 1.8333 | Residential & Commercial | VSMSHP | Non-Ducted CEE Tier 2
216770160 | Mini/Multi Split | airspool | HRCU-A-CB-O | DWB3-ACDC-24KR2(US) |  | Mini-Splits(Non-Ducted) | DGA2-ACDC-24KR2(US) |  | 24000 | 21 | 10 | 24000 | 17500 | 72.92% | 2.15 | 0 | 11.7 |  |  |  |  | R-32 | 2 | Residential & Commercial | VSMSHP | Non-Ducted CEE Tier 2
207699079 | Mini/Multi Split | KANIONco | HRCU-A-CB-O | KWSM-09IR410AHS24MV |  | Mini-Splits(Non-Ducted) | KWSM-09IR410AHS24MV |  | 9000 | 24 | 11.4 | 10000 | 7800 | 78% | 2.18 | 14 | 14 |  |  |  |  | R-410A | 0.75 | Residential & Commercial | VSMSHP | Non-Ducted CEE Tier 2
207699081 | Mini/Multi Split | KANIONco | HRCU-A-CB-O | KWSM-18IR410AHS23.5MV |  | Mini-Splits(Non-Ducted) | KWSM-18IR410AHS23.5MV |  | 18000 | 23.7 | 10.3 | 18000 | 12600 | 70% | 2.39 | 13.5 | 13.5 |  |  |  |  | R-410A | 1.5 | Residential & Commercial | VSMSHP | Non-Ducted CEE Tier 2
207699085 | Mini/Multi Split | KANIONco | HRCU-A-CB-O | KWSM-09IR410AHS16MV |  | Mini-Splits(Non-Ducted) | KWSM-09IR410AHS16MV |  | 9000 | 18.5 | 8.8 | 10000 | 7100 | 71% | 2.1 | 8.8 | 10.5 |  |  |  |  | R-410A | 0.75 | Residential & Commercial | VSMSHP
207698064 | Mini/Multi Split | SAMSUNG | HRCU-A-CB-O | AR36BSHUMGMX |  | Mini-Splits(Non-Ducted) | AR36BSHUMGMN |  | 36000 | 19.2 | 8.5 | 40000 | 29800 | 74.5% | 1.75 | 9.5 | 9.5 |  |  |  |  | R-410A | 3 | Residential & Commercial | VSMSHP
207698065 | Mini/Multi Split | SAMSUNG | HRCU-A-CB-O | AC030BXSCCH |  | Mini-Splits(Non-Ducted) | AC030BN4DCH |  | 30000 | 22.6 | 8.9 | 34000 | 34200 | 100.6% | 2.03 | 13.2 | 13.2 |  |  |  |  | R-410A | 2.5 | Residential & Commercial | VSMSHP
207698071 | Mini/Multi Split | SAMSUNG | HRCU-A-CB-O | AC036BXSCCH |  | Mini-Splits(Non-Ducted) | AC036BN4DCH |  | 36000 | 21.6 | 9.1 | 40000 | 38500 | 96.25% | 2.12 | 13 | 13 |  |  |  |  | R-410A | 3 | Residential & Commercial | VSMSHP
216768206 | Mini/Multi Split | TOSOT | HRCU-A-CB-O | TWH30AT19D6DO |  | Mini-Splits(Non-Ducted) | TWH30AT19D6DI |  | 30000 | 22 | 9 | 30000 | 23000 | 76.67% | 1.8 | 0 | 10.9 |  |  |  |  | R-32 | 2.5 | Residential & Commercial | VSMSHP
216770123 | Mini/Multi Split | HISENSE | HRCU-A-CB-O | AS-09UW1TXETD00QC |  | Mini-Splits(Non-Ducted) | AS-09UW1TXETD00QC |  | 9000 | 22 | 9.5 | 9500 | 9200 | 96.84% | 1.9 | 0 | 12.25 |  |  |  |  | R-454B | 0.75 | Residential & Commercial | VSMSHP | Non-Ducted CEE Tier 2
214097913 | Mini/Multi Split | HISENSE | HRCU-A-CB-O | AST-18UW3TBB00 |  | Mini-Splits(Non-Ducted) | AST-18UW3TBB**00 |  | 18000 | 21 | 10 | 18000 | 18000 | 100% | 1.9 | 0 | 12.95 |  |  |  |  | R-454B | 1.5 | Residential & Commercial | VSMSHP | Non-Ducted CEE Tier 2
214097914 | Mini/Multi Split | HISENSE | HRCU-A-CB-O | AST-18UW3TBN00 |  | Mini-Splits(Non-Ducted) | AST-18UW3TBN**00 |  | 18000 | 21 | 10 | 18000 | 18000 | 100% | 1.9 | 0 | 12.95 |  |  |  |  | R-454B | 1.5 | Residential & Commercial | VSMSHP | Non-Ducted CEE Tier 2
214097915 | Mini/Multi Split | HISENSE | HRCU-A-CB-O | AST-1824TXO |  | Mini-Splits(Non-Ducted) | AST-1824DLSI |  | 18000 | 21 | 10 | 18500 | 18000 | 97.3% | 1.9 | 0 | 12.95 |  |  |  |  | R-454B | 1.5 | Residential & Commercial | VSMSHP | Non-Ducted CEE Tier 2
207683497 | Mini/Multi Split | LENNOX | HRCU-A-CB-O | MPC009S4S-1P |  | Mini-Splits(Non-Ducted) | MWMC009S4-1P |  | 9000 | 25.5 | 12.3 | 10000 | 7500 | 75% | 2.17 | 15 | 15 |  |  |  |  | R-410A | 0.75 | Residential & Commercial | VSMSHP | Non-Ducted CEE Tier 2
207683509 | Mini/Multi Split | LENNOX | HRCU-A-CB-O | MPC012S4S-1P |  | Mini-Splits(Non-Ducted) | MFMA012S4-1P |  | 12000 | 22.7 | 10.2 | 12000 | 8400 | 70% | 2.26 | 13 | 13 |  |  |  |  | R-410A | 1 | Residential & Commercial | VSMSHP | Non-Ducted CEE Tier 2
207683511 | Mini/Multi Split | LENNOX | HRCU-A-CB-O | MPC024S4S-1P |  | Mini-Splits(Non-Ducted) | MCFA024S4-2P |  | 24000 | 21.2 | 10.2 | 24000 | 18200 | 75.83% | 2.2 | 12.5 | 12.5 |  |  |  |  | R-410A | 2 | Residential & Commercial | VSMSHP | Non-Ducted CEE Tier 2
207683513 | Mini/Multi Split | LENNOX | HRCU-A-CB-O | MPC048S4S-1P |  | Mini-Splits(Non-Ducted) | MCFA048S4-2P |  | 48000 | 18.9 | 9.7 | 50000 | 35000 | 70% | 1.85 | 9.3 | 9.1 |  |  |  |  | R-410A | 4 | Residential & Commercial | VSMSHP | Non-Ducted CEE Tier 2
207683514 | Mini/Multi Split | LENNOX | HRCU-A-CB-O | MPC009S4S-1P |  | Mini-Splits(Non-Ducted) | M22A009S4-2P |  | 9000 | 20 | 10 | 10000 | 7400 | 74% | 1.9 | 13 | 13 |  |  |  |  | R-410A | 0.75 | Residential & Commercial | VSMSHP | Non-Ducted CEE Tier 2
207683517 | Mini/Multi Split | LENNOX | HRCU-A-CB-O | MPC024S4S-1P |  | Mini-Splits(Non-Ducted) | M33C024S4-1P |  | 23600 | 21.5 | 9.6 | 26000 | 18500 | 71.15% | 2.2 | 12.5 | 12.3 |  |  |  |  | R-410A | 1.9667 | Residential & Commercial | VSMSHP | Non-Ducted CEE Tier 2
207683520 | Mini/Multi Split | LENNOX | HRCU-A-CB-O | MLB009S4S-1P |  | Mini-Splits(Non-Ducted) | MWMC009S4-1P |  | 9000 | 28.1 | 11.5 | 12000 | 10600 | 88.33% | 2 | 16.2 | 16.2 |  |  |  |  | R-410A | 0.75 | Residential & Commercial | VSMSHP | Non-Ducted CEE Tier 2
207683521 | Mini/Multi Split | LENNOX | HRCU-A-CB-O | MLB012S4S-1P |  | Mini-Splits(Non-Ducted) | MWMC012S4-1P |  | 12000 | 25.5 | 10.4 | 12000 | 12000 | 100% | 1.8 | 13.5 | 13.5 |  |  |  |  | R-410A | 1 | Residential & Commercial | VSMSHP | Non-Ducted CEE Tier 2
207683522 | Mini/Multi Split | LENNOX | HRCU-A-CB-O | MLB018S4S-1P |  | Mini-Splits(Non-Ducted) | MWMC018S4-1P |  | 18000 | 21.5 | 11.2 | 18000 | 18000 | 100% | 1.8 | 12.5 | 12.5 |  |  |  |  | R-410A | 1.5 | Residential & Commercial | VSMSHP | Non-Ducted CEE Tier 2
207683523 | Mini/Multi Split | LENNOX | HRCU-A-CB-O | MLB024S4S-1P |  | Mini-Splits(Non-Ducted) | MWMC024S4-1P |  | 24000 | 21.5 | 11.4 | 29000 | 25000 | 86.21% | 2.21 | 13 | 13 |  |  |  |  | R-410A | 2 | Residential & Commercial | VSMSHP | Non-Ducted CEE Tier 2
207683528 | Mini/Multi Split | LENNOX | HRCU-A-CB-O | MLB012S4S-1P |  | Mini-Splits(Non-Ducted) | MFMA012S4-1P |  | 12000 | 23.6 | 10 | 12000 | 12000 | 100% | 1.89 | 13 | 13 |  |  |  |  | R-410A | 1 | Residential & Commercial | VSMSHP | Non-Ducted CEE Tier 2
207683529 | Mini/Multi Split | LENNOX | HRCU-A-CB-O | MLB018S4S-1P |  | Mini-Splits(Non-Ducted) | MCFB018S4-2P |  | 17000 | 20.5 | 9.8 | 18000 | 16800 | 93.33% | 1.86 | 12.5 | 12.5 |  |  |  |  | R-410A | 1.4167 | Residential & Commercial | VSMSHP | Non-Ducted CEE Tier 2
207683530 | Mini/Multi Split | LENNOX | HRCU-A-CB-O | MLB024S4S-1P |  | Mini-Splits(Non-Ducted) | MCFA024S4-2P |  | 24000 | 20.5 | 11 | 25000 | 25000 | 100% | 2.1 | 11.5 | 11.7 |  |  |  |  | R-410A | 2 | Residential & Commercial | VSMSHP | Non-Ducted CEE Tier 2
207683531 | Mini/Multi Split | LENNOX | HRCU-A-CB-O | MLB009S4S-1P |  | Mini-Splits(Non-Ducted) | M22A009S4-2P |  | 9000 | 20.5 | 10.2 | 9800 | 10000 | 102% | 1.8 | 13 | 13 |  |  |  |  | R-410A | 0.75 | Residential & Commercial | VSMSHP | Non-Ducted CEE Tier 2
207683532 | Mini/Multi Split | LENNOX | HRCU-A-CB-O | MLB012S4S-1P |  | Mini-Splits(Non-Ducted) | M22A012S4-2P |  | 12000 | 22.3 | 10.2 | 12000 | 11300 | 94.17% | 1.89 | 12.7 | 12.7 |  |  |  |  | R-410A | 1 | Residential & Commercial | VSMSHP | Non-Ducted CEE Tier 2
207683533 | Mini/Multi Split | LENNOX | HRCU-A-CB-O | MLB018S4S-1P |  | Mini-Splits(Non-Ducted) | M22A018S4-2P |  | 15700 | 20 | 9.5 | 17000 | 16000 | 94.12% | 1.75 | 12.5 | 12.5 |  |  |  |  | R-410A | 1.3083 | Residential & Commercial | VSMSHP | Non-Ducted CEE Tier 2
207683534 | Mini/Multi Split | LENNOX | HRCU-A-CB-O | MLB024S4S-1P |  | Mini-Splits(Non-Ducted) | M33C024S4-1P |  | 24000 | 20.5 | 11.5 | 25000 | 25800 | 103.2% | 2 | 11 | 11 |  |  |  |  | R-410A | 2 | Residential & Commercial | VSMSHP | Non-Ducted CEE Tier 2
207688887 | Mini/Multi Split | TCL | HRCU-A-CB-O | TSC-09HA1/I3TI22 |  | Mini-Splits(Non-Ducted) | TSC-09HA1/I3TI22-I |  | 9000 | 23 | 9 | 9500 | 7000 | 73.68% | 1.8 | 12.5 | 12.5 |  |  |  |  | R-410A | 0.75 | Residential & Commercial | VSMSHP
207688888 | Mini/Multi Split | TCL | HRCU-A-CB-O | TSC-12HA1/I3TI22 |  | Mini-Splits(Non-Ducted) | TSC-12HA1/I3TI22-I |  | 12000 | 22 | 9 | 12000 | 8700 | 72.5% | 1.8 | 12.5 | 12.5 |  |  |  |  | R-410A | 1 | Residential & Commercial | VSMSHP
207683255 | Mini/Multi Split | CanAir | HRCU-A-CB-O | C28SCH06H21 |  | Mini-Splits(Non-Ducted) | C28SEH06H21 |  | 6000 | 26.5 | 13.6 | 7000 | 7500 | 107.1% | 2.1 | 15.8 | 15.8 |  |  |  |  | R-410A | 0.5 | Residential & Commercial | VSMSHP | Non-Ducted CEE Tier 2
207683256 | Mini/Multi Split | CanAir | HRCU-A-CB-O | C28SCH09H21 |  | Mini-Splits(Non-Ducted) | C28SEH09H21 |  | 9000 | 28.1 | 11.5 | 12000 | 10600 | 88.33% | 2 | 16.2 | 16.2 |  |  |  |  | R-410A | 0.75 | Residential & Commercial | VSMSHP | Non-Ducted CEE Tier 2
207683257 | Mini/Multi Split | CanAir | HRCU-A-CB-O | C28SCH12H21 |  | Mini-Splits(Non-Ducted) | C28SEH12H21 |  | 12000 | 25.5 | 10.4 | 12000 | 12000 | 100% | 1.8 | 14 | 14 |  |  |  |  | R-410A | 1 | Residential & Commercial | VSMSHP | Non-Ducted CEE Tier 2
207683258 | Mini/Multi Split | CanAir | HRCU-A-CB-O | C28SCH18H21 |  | Mini-Splits(Non-Ducted) | C28SEH18H21 |  | 18000 | 21.5 | 11.3 | 18000 | 18000 | 100% | 1.8 | 12.5 | 12.5 |  |  |  |  | R-410A | 1.5 | Residential & Commercial | VSMSHP | Non-Ducted CEE Tier 2
207683259 | Mini/Multi Split | CanAir | HRCU-A-CB-O | C28SCH24H21 |  | Mini-Splits(Non-Ducted) | C28SEH24H21 |  | 24000 | 21.5 | 11.4 | 29000 | 25000 | 86.21% | 2.21 | 13 | 13 |  |  |  |  | R-410A | 2 | Residential & Commercial | VSMSHP | Non-Ducted CEE Tier 2
207683291 | Mini/Multi Split | CARRIER | HRCU-A-CB-O | 38MBRCQ48AA3 |  | Mini-Splits(Non-Ducted) | 40MBFQ48---3 |  | 48000 | 18.9 | 10 | 50000 | 35000 | 70% | 1.85 | 9.3 | 9.3 |  |  |  |  | R-410A | 4 | Residential & Commercial | VSMSHP | Non-Ducted CEE Tier 2
207683292 | Mini/Multi Split | CARRIER | HRCU-A-CB-O | 38MARBQ24AA3 |  | Mini-Splits(Non-Ducted) | 40MBCAQ24XA3 |  | 24000 | 20.5 | 11.5 | 25000 | 25800 | 103.2% | 2 | 11 | 11 |  |  |  |  | R-410A | 2 | Residential & Commercial | VSMSHP | Non-Ducted CEE Tier 2
207683298 | Mini/Multi Split | BRYANT | HRCU-A-CB-O | 38MBRCQ48AA3 |  | Mini-Splits(Non-Ducted) | 40MBFQ48---3 |  | 48000 | 18.9 | 10 | 50000 | 35000 | 70% | 1.85 | 9.3 | 9.3 |  |  |  |  | R-410A | 4 | Residential & Commercial | VSMSHP | Non-Ducted CEE Tier 2
207683299 | Mini/Multi Split | BRYANT | HRCU-A-CB-O | 38MARBQ24AA3 |  | Mini-Splits(Non-Ducted) | 40MBCAQ24XA3 |  | 24000 | 20.5 | 11.5 | 25000 | 25800 | 103.2% | 2 | 11 | 11 |  |  |  |  | R-410A | 2 | Residential & Commercial | VSMSHP | Non-Ducted CEE Tier 2
207683305 | Mini/Multi Split | PAYNE | HRCU-A-CB-O | 38MBRCQ48AA3 |  | Mini-Splits(Non-Ducted) | 40MBFQ48---3 |  | 48000 | 18.9 | 10 | 50000 | 35000 | 70% | 1.85 | 9.3 | 9.3 |  |  |  |  | R-410A | 4 | Residential & Commercial | VSMSHP | Non-Ducted CEE Tier 2
207683306 | Mini/Multi Split | PAYNE | HRCU-A-CB-O | 38MARBQ24AA3 |  | Mini-Splits(Non-Ducted) | 40MBCAQ24XA3 |  | 24000 | 20.5 | 11.5 | 25000 | 25800 | 103.2% | 2 | 11 | 11 |  |  |  |  | R-410A | 2 | Residential & Commercial | VSMSHP | Non-Ducted CEE Tier 2
207683312 | Mini/Multi Split | Weathermaker | HRCU-A-CB-O | 38MBRCQ48AA3 |  | Mini-Splits(Non-Ducted) | 40MBFQ48---3 |  | 48000 | 18.9 | 10 | 50000 | 35000 | 70% | 1.85 | 9.3 | 9.3 |  |  |  |  | R-410A | 4 | Residential & Commercial | VSMSHP | Non-Ducted CEE Tier 2
207683313 | Mini/Multi Split | Weathermaker | HRCU-A-CB-O | 38MARBQ24AA3 |  | Mini-Splits(Non-Ducted) | 40MBCAQ24XA3 |  | 24000 | 20.5 | 11.5 | 25000 | 25800 | 103.2% | 2 | 11 | 11 |  |  |  |  | R-410A | 2 | Residential & Commercial | VSMSHP | Non-Ducted CEE Tier 2
207683319 | Mini/Multi Split | MIDEA | HRCU-A-CB-O | 38MBRCQ48AA3 |  | Mini-Splits(Non-Ducted) | 40MBFQ48---3 |  | 48000 | 18.9 | 10 | 50000 | 35000 | 70% | 1.85 | 9.3 | 9.3 |  |  |  |  | R-410A | 4 | Residential & Commercial | VSMSHP | Non-Ducted CEE Tier 2
207683320 | Mini/Multi Split | MIDEA | HRCU-A-CB-O | 38MARBQ24AA3 |  | Mini-Splits(Non-Ducted) | 40MBCAQ24XA3 |  | 24000 | 20.5 | 11.5 | 25000 | 25800 | 103.2% | 2 | 11 | 11 |  |  |  |  | R-410A | 2 | Residential & Commercial | VSMSHP | Non-Ducted CEE Tier 2
207683326 | Mini/Multi Split | ARCOAIRE | HRCU-A-CB-O | DLCLRCH48AAK |  | Mini-Splits(Non-Ducted) | DLFLFAH48XAK |  | 48000 | 18.9 | 10 | 50000 | 35000 | 70% | 1.85 | 9.3 | 9.3 |  |  |  |  | R-410A | 4 | Residential & Commercial | VSMSHP | Non-Ducted CEE Tier 2
207683327 | Mini/Multi Split | ARCOAIRE | HRCU-A-CB-O | DLCSRBH24AAK |  | Mini-Splits(Non-Ducted) | DLFSCBH24XAK |  | 24000 | 20.5 | 11.5 | 25000 | 25800 | 103.2% | 2 | 11 | 11 |  |  |  |  | R-410A | 2 | Residential & Commercial | VSMSHP | Non-Ducted CEE Tier 2
207683333 | Mini/Multi Split | COMFORTMAKER | HRCU-A-CB-O | DLCLRCH48AAK |  | Mini-Splits(Non-Ducted) | DLFLFAH48XAK |  | 48000 | 18.9 | 10 | 50000 | 35000 | 70% | 1.85 | 9.3 | 9.3 |  |  |  |  | R-410A | 4 | Residential & Commercial | VSMSHP | Non-Ducted CEE Tier 2
207683334 | Mini/Multi Split | COMFORTMAKER | HRCU-A-CB-O | DLCSRBH24AAK |  | Mini-Splits(Non-Ducted) | DLFSCBH24XAK |  | 24000 | 20.5 | 11.5 | 25000 | 25800 | 103.2% | 2 | 11 | 11 |  |  |  |  | R-410A | 2 | Residential & Commercial | VSMSHP | Non-Ducted CEE Tier 2
207683340 | Mini/Multi Split | DAY & NIGHT | HRCU-A-CB-O | DLCLRCH48AAK |  | Mini-Splits(Non-Ducted) | DLFLFAH48XAK |  | 48000 | 18.9 | 10 | 50000 | 35000 | 70% | 1.85 | 9.3 | 9.3 |  |  |  |  | R-410A | 4 | Residential & Commercial | VSMSHP | Non-Ducted CEE Tier 2
207683341 | Mini/Multi Split | DAY & NIGHT | HRCU-A-CB-O | DLCSRBH24AAK |  | Mini-Splits(Non-Ducted) | DLFSCBH24XAK |  | 24000 | 20.5 | 11.5 | 25000 | 25800 | 103.2% | 2 | 11 | 11 |  |  |  |  | R-410A | 2 | Residential & Commercial | VSMSHP | Non-Ducted CEE Tier 2
207683347 | Mini/Multi Split | HEIL | HRCU-A-CB-O | DLCLRCH48AAK |  | Mini-Splits(Non-Ducted) | DLFLFAH48XAK |  | 48000 | 18.9 | 10 | 50000 | 35000 | 70% | 1.85 | 9.3 | 9.3 |  |  |  |  | R-410A | 4 | Residential & Commercial | VSMSHP | Non-Ducted CEE Tier 2
207683348 | Mini/Multi Split | HEIL | HRCU-A-CB-O | DLCSRBH24AAK |  | Mini-Splits(Non-Ducted) | DLFSCBH24XAK |  | 24000 | 20.5 | 11.5 | 25000 | 25800 | 103.2% | 2 | 11 | 11 |  |  |  |  | R-410A | 2 | Residential & Commercial | VSMSHP | Non-Ducted CEE Tier 2
207683354 | Mini/Multi Split | KEEPRITE | HRCU-A-CB-O | DLCLRCH48AAK |  | Mini-Splits(Non-Ducted) | DLFLFAH48XAK |  | 48000 | 18.9 | 10 | 50000 | 35000 | 70% | 1.85 | 9.3 | 9.3 |  |  |  |  | R-410A | 4 | Residential & Commercial | VSMSHP | Non-Ducted CEE Tier 2
207683355 | Mini/Multi Split | KEEPRITE | HRCU-A-CB-O | DLCSRBH24AAK |  | Mini-Splits(Non-Ducted) | DLFSCBH24XAK |  | 24000 | 20.5 | 11.5 | 25000 | 25800 | 103.2% | 2 | 11 | 11 |  |  |  |  | R-410A | 2 | Residential & Commercial | VSMSHP | Non-Ducted CEE Tier 2
207683361 | Mini/Multi Split | KENMORE | HRCU-A-CB-O | DLCLRCH48AAK |  | Mini-Splits(Non-Ducted) | DLFLFAH48XAK |  | 48000 | 18.9 | 10 | 50000 | 35000 | 70% | 1.85 | 9.3 | 9.3 |  |  |  |  | R-410A | 4 | Residential & Commercial | VSMSHP | Non-Ducted CEE Tier 2
207683362 | Mini/Multi Split | KENMORE | HRCU-A-CB-O | DLCSRBH24AAK |  | Mini-Splits(Non-Ducted) | DLFSCBH24XAK |  | 24000 | 20.5 | 11.5 | 25000 | 25800 | 103.2% | 2 | 11 | 11 |  |  |  |  | R-410A | 2 | Residential & Commercial | VSMSHP | Non-Ducted CEE Tier 2
207683368 | Mini/Multi Split | MIDEA | HRCU-A-CB-O | DLCLRCH48AAK |  | Mini-Splits(Non-Ducted) | DLFLFAH48XAK |  | 48000 | 18.9 | 10 | 50000 | 35000 | 70% | 1.85 | 9.3 | 9.3 |  |  |  |  | R-410A | 4 | Residential & Commercial | VSMSHP | Non-Ducted CEE Tier 2
207683369 | Mini/Multi Split | MIDEA | HRCU-A-CB-O | DLCSRBH24AAK |  | Mini-Splits(Non-Ducted) | DLFSCBH24XAK |  | 24000 | 20.5 | 11.5 | 25000 | 25800 | 103.2% | 2 | 11 | 11 |  |  |  |  | R-410A | 2 | Residential & Commercial | VSMSHP | Non-Ducted CEE Tier 2
207683375 | Mini/Multi Split | TEMPSTAR | HRCU-A-CB-O | DLCLRCH48AAK |  | Mini-Splits(Non-Ducted) | DLFLFAH48XAK |  | 48000 | 18.9 | 10 | 50000 | 35000 | 70% | 1.85 | 9.3 | 9.3 |  |  |  |  | R-410A | 4 | Residential & Commercial | VSMSHP | Non-Ducted CEE Tier 2
207683376 | Mini/Multi Split | TEMPSTAR | HRCU-A-CB-O | DLCSRBH24AAK |  | Mini-Splits(Non-Ducted) | DLFSCBH24XAK |  | 24000 | 20.5 | 11.5 | 25000 | 25800 | 103.2% | 2 | 11 | 11 |  |  |  |  | R-410A | 2 | Residential & Commercial | VSMSHP | Non-Ducted CEE Tier 2
207683382 | Mini/Multi Split | SMART COMFORT | HRCU-A-CB-O | DLCLRCH48AAK |  | Mini-Splits(Non-Ducted) | DLFLFAH48XAK |  | 48000 | 18.9 | 10 | 50000 | 35000 | 70% | 1.85 | 9.3 | 9.3 |  |  |  |  | R-410A | 4 | Residential & Commercial | VSMSHP | Non-Ducted CEE Tier 2
207683383 | Mini/Multi Split | SMART COMFORT | HRCU-A-CB-O | DLCSRBH24AAK |  | Mini-Splits(Non-Ducted) | DLFSCBH24XAK |  | 24000 | 20.5 | 11.5 | 25000 | 25800 | 103.2% | 2 | 11 | 11 |  |  |  |  | R-410A | 2 | Residential & Commercial | VSMSHP | Non-Ducted CEE Tier 2
207683389 | Mini/Multi Split | AIRQUEST | HRCU-A-CB-O | DLCLRCH48AAK |  | Mini-Splits(Non-Ducted) | DLFLFAH48XAK |  | 48000 | 18.9 | 10 | 50000 | 35000 | 70% | 1.85 | 9.3 | 9.3 |  |  |  |  | R-410A | 4 | Residential & Commercial | VSMSHP | Non-Ducted CEE Tier 2
207683390 | Mini/Multi Split | AIRQUEST | HRCU-A-CB-O | DLCSRBH24AAK |  | Mini-Splits(Non-Ducted) | DLFSCBH24XAK |  | 24000 | 20.5 | 11.5 | 25000 | 25800 | 103.2% | 2 | 11 | 11 |  |  |  |  | R-410A | 2 | Residential & Commercial | VSMSHP | Non-Ducted CEE Tier 2
207671404 | Mini/Multi Split | YONAN | HRCU-A-CB-O | YSA21-09HRN1 |  | Mini-Splits(Non-Ducted) | YSA21-09HRN1 |  | 9000 | 24 | 11.4 | 10000 | 7800 | 78% | 2.18 | 14 | 14 |  |  |  |  | R-410A | 0.75 | Residential & Commercial | VSMSHP | Non-Ducted CEE Tier 2
207671406 | Mini/Multi Split | YONAN | HRCU-A-CB-O | YSA21-18HRN1 |  | Mini-Splits(Non-Ducted) | YSA21-18HRN1 |  | 18000 | 23.7 | 10.3 | 18000 | 12600 | 70% | 2.39 | 13.5 | 13.5 |  |  |  |  | R-410A | 1.5 | Residential & Commercial | VSMSHP | Non-Ducted CEE Tier 2
207671408 | Mini/Multi Split | YONAN | HRCU-A-CB-O | YSA25-09HRN1 |  | Mini-Splits(Non-Ducted) | YSA25-09HRN1 |  | 9000 | 25.5 | 12.3 | 10000 | 7500 | 75% | 2.17 | 15 | 15 |  |  |  |  | R-410A | 0.75 | Residential & Commercial | VSMSHP | Non-Ducted CEE Tier 2
207679242 | Mini/Multi Split | Mitsubishi Electric | HRCU-A-CB-O | MUZ-GS09NA*** |  | Mini-Splits(Non-Ducted) | MSZ-GS09NA*** |  | 9000 | 28.4 | 10.9 | 10900 | 7900 | 72.48% | 2.12 | 15.4 | 15.4 |  |  |  |  | R-410A | 0.75 | Residential & Commercial | VSMSHP | Non-Ducted CEE Tier 2
207679243 | Mini/Multi Split | Mitsubishi Electric | HRCU-A-CB-O | MUZ-GS12NA*** |  | Mini-Splits(Non-Ducted) | MSZ-GS12NA*** |  | 12000 | 25.6 | 10.7 | 14400 | 10100 | 70.14% | 2 | 13.05 | 13.05 |  |  |  |  | R-410A | 1 | Residential & Commercial | VSMSHP | Non-Ducted CEE Tier 2
207679244 | Mini/Multi Split | Mitsubishi Electric | HRCU-A-CB-O | MUZ-GS15NA*** |  | Mini-Splits(Non-Ducted) | MSZ-GS15NA*** |  | 14000 | 21 | 11 | 18000 | 14000 | 77.78% | 2.03 | 12.75 | 12.75 |  |  |  |  | R-410A | 1.1667 | Residential & Commercial | VSMSHP | Non-Ducted CEE Tier 2
207679246 | Mini/Multi Split | Mitsubishi Electric | HRCU-A-CB-O | MUZ-GS24NA*** |  | Mini-Splits(Non-Ducted) | MSZ-GS24NA*** |  | 22400 | 21.5 | 10.3 | 27600 | 19700 | 71.38% | 2.1 | 12.55 | 12.6 |  |  |  |  | R-410A | 1.8667 | Residential & Commercial | VSMSHP | Non-Ducted CEE Tier 2
207679247 | Mini/Multi Split | Mitsubishi Electric | HRCU-A-CB-O | MUZ-GS09NAH*** |  | Mini-Splits(Non-Ducted) | MSZ-GS09NA*** |  | 9000 | 28.4 | 10.2 | 10900 | 7900 | 72.48% | 2.12 | 15.4 | 15.4 |  |  |  |  | R-410A | 0.75 | Residential & Commercial | VSMSHP | Non-Ducted CEE Tier 2
207679248 | Mini/Multi Split | Mitsubishi Electric | HRCU-A-CB-O | MUZ-GS12NAH*** |  | Mini-Splits(Non-Ducted) | MSZ-GS12NA*** |  | 12000 | 25.6 | 10 | 14400 | 10100 | 70.14% | 2 | 13.05 | 13.05 |  |  |  |  | R-410A | 1 | Residential & Commercial | VSMSHP | Non-Ducted CEE Tier 2
207679252 | Mini/Multi Split | Mitsubishi Electric | HRCU-A-CB-O | MUZ-GS09NAHZ*** |  | Mini-Splits(Non-Ducted) | MSZ-GS09NA*** |  | 9000 | 28.4 | 9.6 | 9600 | 9600 | 100% | 2.01 | 15.4 | 15.4 |  |  |  |  | R-410A | 0.75 | Residential & Commercial | VSMSHP | Non-Ducted CEE Tier 2
207679253 | Mini/Multi Split | Mitsubishi Electric | HRCU-A-CB-O | MUZ-GS12NAHZ*** |  | Mini-Splits(Non-Ducted) | MSZ-GS12NA*** |  | 12000 | 21.7 | 9.6 | 12300 | 12300 | 100% | 1.84 | 13.05 | 13.05 |  |  |  |  | R-410A | 1 | Residential & Commercial | VSMSHP | Non-Ducted CEE Tier 2
207679254 | Mini/Multi Split | Mitsubishi Electric | HRCU-A-CB-O | MUZ-GS15NAHZ*** |  | Mini-Splits(Non-Ducted) | MSZ-GS15NA*** |  | 14000 | 21 | 9.4 | 14000 | 14000 | 100% | 1.91 | 12.75 | 12.75 |  |  |  |  | R-410A | 1.1667 | Residential & Commercial | VSMSHP
207679255 | Mini/Multi Split | Mitsubishi Electric | HRCU-A-CB-O | MUZ-GS18NAHZ*** |  | Mini-Splits(Non-Ducted) | MSZ-GS18NA*** |  | 18000 | 21.5 | 9.6 | 19000 | 19000 | 100% | 1.8 | 13.45 | 13.45 |  |  |  |  | R-410A | 1.5 | Residential & Commercial | VSMSHP | Non-Ducted CEE Tier 2
207679256 | Mini/Multi Split | Mitsubishi Electric | HRCU-A-CB-O | MUZ-GS24NAHZ*** |  | Mini-Splits(Non-Ducted) | MSZ-GS24NA*** |  | 22400 | 21.5 | 9 | 21200 | 21200 | 100% | 1.95 | 12.55 | 12.6 |  |  |  |  | R-410A | 1.8667 | Residential & Commercial | VSMSHP
207683230 | Mini/Multi Split | NAPOLEON | HRCU-A-CB-O | NDHAS22-12-O |  | Mini-Splits(Non-Ducted) | NDHAS22-12-I |  | 12000 | 23.1 | 10.8 | 12000 | 8400 | 70% | 2.41 | 13 | 13 |  |  |  |  | R-410A | 1 | Residential & Commercial | VSMSHP | Non-Ducted CEE Tier 2
207683231 | Mini/Multi Split | NAPOLEON | HRCU-A-CB-O | NDHAS22-18-O |  | Mini-Splits(Non-Ducted) | NDHAS22-18-I |  | 18000 | 24 | 10.5 | 18000 | 12800 | 71.11% | 2.44 | 13.5 | 13.5 |  |  |  |  | R-410A | 1.5 | Residential & Commercial | VSMSHP | Non-Ducted CEE Tier 2
207683233 | Mini/Multi Split | NAPOLEON | HRCU-A-CB-O | NDHAS26-09-O |  | Mini-Splits(Non-Ducted) | NDHAS26-09-I |  | 9000 | 28.1 | 11.5 | 12000 | 10600 | 88.33% | 2 | 16.2 | 16.2 |  |  |  |  | R-410A | 0.75 | Residential & Commercial | VSMSHP | Non-Ducted CEE Tier 2
207683234 | Mini/Multi Split | NAPOLEON | HRCU-A-CB-O | NDHAS26-12-O |  | Mini-Splits(Non-Ducted) | NDHAS26-12-I |  | 12000 | 25.5 | 10.4 | 12000 | 12000 | 100% | 1.8 | 14 | 14 |  |  |  |  | R-410A | 1 | Residential & Commercial | VSMSHP | Non-Ducted CEE Tier 2
207683235 | Mini/Multi Split | NAPOLEON | HRCU-A-CB-O | NDHAS26-18-O |  | Mini-Splits(Non-Ducted) | NDHAS26-18-I |  | 18000 | 21.5 | 11.3 | 18000 | 18000 | 100% | 1.8 | 12.5 | 12.5 |  |  |  |  | R-410A | 1.5 | Residential & Commercial | VSMSHP | Non-Ducted CEE Tier 2
207683236 | Mini/Multi Split | NAPOLEON | HRCU-A-CB-O | NDHAS26-24-O |  | Mini-Splits(Non-Ducted) | NDHAS26-24-I |  | 24000 | 21.5 | 11.4 | 29000 | 25000 | 86.21% | 2.21 | 13 | 13 |  |  |  |  | R-410A | 2 | Residential & Commercial | VSMSHP | Non-Ducted CEE Tier 2
207657627 | Mini/Multi Split | SENVILLE | HRCU-A-CB-O | SENA/09HF/OQ |  | Mini-Splits(Non-Ducted) | SENA/09HF/IQ |  | 9000 | 28.1 | 11.5 | 12000 | 10600 | 88.33% | 2 | 16.2 | 16.2 |  |  |  |  | R-410A | 0.75 | Residential & Commercial | VSMSHP | Non-Ducted CEE Tier 2
207657628 | Mini/Multi Split | SENVILLE | HRCU-A-CB-O | SENA/12HF/OQ |  | Mini-Splits(Non-Ducted) | SENA/12HF/IQ |  | 12000 | 25.5 | 10.4 | 12000 | 12000 | 100% | 1.8 | 14 | 14 |  |  |  |  | R-410A | 1 | Residential & Commercial | VSMSHP | Non-Ducted CEE Tier 2
207657629 | Mini/Multi Split | SENVILLE | HRCU-A-CB-O | SENA/18HF/OQ |  | Mini-Splits(Non-Ducted) | SENA/18HF/IQ |  | 18000 | 21.5 | 11.3 | 18000 | 18000 | 100% | 1.8 | 12.5 | 12.5 |  |  |  |  | R-410A | 1.5 | Residential & Commercial | VSMSHP | Non-Ducted CEE Tier 2
207657630 | Mini/Multi Split | SENVILLE | HRCU-A-CB-O | SENA/24HF/OQ |  | Mini-Splits(Non-Ducted) | SENA/24HF/IQ |  | 24000 | 21.5 | 11.4 | 29000 | 25000 | 86.21% | 2.21 | 13 | 13 |  |  |  |  | R-410A | 2 | Residential & Commercial | VSMSHP | Non-Ducted CEE Tier 2
207658597 | Mini/Multi Split | MDV | HRCU-A-CB-O | MOX230-12HFN1-MV5W-L |  | Mini-Splits(Non-Ducted) | MFAU-12HRFN1-M(C) |  | 12000 | 22.7 | 10.2 | 12000 | 8400 | 70% | 2.26 | 13 | 13 |  |  |  |  | R-410A | 1 | Residential & Commercial | VSMSHP | Non-Ducted CEE Tier 2
207658599 | Mini/Multi Split | MDV | HRCU-A-CB-O | MOD33-24HFN1-MT0W-L |  | Mini-Splits(Non-Ducted) | MUEU-24HRFN1-M(C) |  | 24000 | 21.2 | 10.2 | 24000 | 18200 | 75.83% | 2.2 | 12.5 | 12.5 |  |  |  |  | R-410A | 2 | Residential & Commercial | VSMSHP | Non-Ducted CEE Tier 2
207658600 | Mini/Multi Split | MDV | HRCU-A-CB-O | MOE30U-48HFN1-MP0(GA)-L |  | Mini-Splits(Non-Ducted) | MUE-48HRFN1-M(C) |  | 48000 | 18.9 | 9.7 | 50000 | 35000 | 70% | 1.85 | 9.3 | 9.1 |  |  |  |  | R-410A | 4 | Residential & Commercial | VSMSHP | Non-Ducted CEE Tier 2
207658603 | Mini/Multi Split | MDV | HRCU-A-CB-O | MOD33-24HFN1-MT0W-L |  | Mini-Splits(Non-Ducted) | MCD1-24HRFN1-MT0W(GA) |  | 23600 | 21.5 | 9.6 | 26000 | 18500 | 71.15% | 2.2 | 12.5 | 12.3 |  |  |  |  | R-410A | 1.9667 | Residential & Commercial | VSMSHP | Non-Ducted CEE Tier 2
207658605 | Mini/Multi Split | MDV | HRCU-A-CB-O | MOX330-09HFN1-MY5W-L |  | Mini-Splits(Non-Ducted) | MSEPB-09HRFN1-MY5W(GA) |  | 9000 | 28.1 | 11.5 | 12000 | 10600 | 88.33% | 2 | 16.2 | 16.2 |  |  |  |  | R-410A | 0.75 | Residential & Commercial | VSMSHP | Non-Ducted CEE Tier 2
207658606 | Mini/Multi Split | MDV | HRCU-A-CB-O | MOX330-12HFN1-MW5W-L |  | Mini-Splits(Non-Ducted) | MSEPB-12HRFN1-MW5W(GA) |  | 12000 | 25.5 | 10.4 | 12000 | 12000 | 100% | 1.8 | 13.5 | 13.5 |  |  |  |  | R-410A | 1 | Residential & Commercial | VSMSHP | Non-Ducted CEE Tier 2
207658607 | Mini/Multi Split | MDV | HRCU-A-CB-O | MOX430-17HFN1-MT0W-L |  | Mini-Splits(Non-Ducted) | MSEPC-18HRFN1-MU0W |  | 18000 | 21.5 | 11.2 | 18000 | 18000 | 100% | 1.8 | 12.5 | 12.5 |  |  |  |  | R-410A | 1.5 | Residential & Commercial | VSMSHP | Non-Ducted CEE Tier 2
207658611 | Mini/Multi Split | MDV | HRCU-A-CB-O | MOX330-12HFN1-MW5W-L |  | Mini-Splits(Non-Ducted) | MFAU-12HRFN1-M(C) |  | 12000 | 23.6 | 10 | 12000 | 12000 | 100% | 1.89 | 13 | 13 |  |  |  |  | R-410A | 1 | Residential & Commercial | VSMSHP | Non-Ducted CEE Tier 2
207658612 | Mini/Multi Split | MDV | HRCU-A-CB-O | MOX430-17HFN1-MT0W-L |  | Mini-Splits(Non-Ducted) | MUEU-18HRFN1-M(C) |  | 17000 | 20.5 | 9.8 | 18000 | 16800 | 93.33% | 1.86 | 12.5 | 12.5 |  |  |  |  | R-410A | 1.4167 | Residential & Commercial | VSMSHP | Non-Ducted CEE Tier 2
207658613 | Mini/Multi Split | MDV | HRCU-A-CB-O | MOX330-09HFN1-MY5W-L |  | Mini-Splits(Non-Ducted) | MCA3U-09HRFN1-M(C) |  | 9000 | 20.5 | 10.2 | 9800 | 10000 | 102% | 1.8 | 13 | 13 |  |  |  |  | R-410A | 0.75 | Residential & Commercial | VSMSHP | Non-Ducted CEE Tier 2
207658614 | Mini/Multi Split | MDV | HRCU-A-CB-O | MOX330-12HFN1-MW5W-L |  | Mini-Splits(Non-Ducted) | MCA3U-12HRFN1-M(C) |  | 12000 | 22.3 | 10.2 | 12000 | 11300 | 94.17% | 1.89 | 12.7 | 12.7 |  |  |  |  | R-410A | 1 | Residential & Commercial | VSMSHP | Non-Ducted CEE Tier 2
207658615 | Mini/Multi Split | MDV | HRCU-A-CB-O | MOX430-17HFN1-MT0W-L |  | Mini-Splits(Non-Ducted) | MCA3U-18HRFN1-M(C) |  | 15700 | 20 | 9.5 | 17000 | 16000 | 94.12% | 1.75 | 12.5 | 12.5 |  |  |  |  | R-410A | 1.3083 | Residential & Commercial | VSMSHP | Non-Ducted CEE Tier 2
207658914 | Mini/Multi Split | COMFORTSTAR | HRCU-A-CB-O | CGS09CA(O) |  | Mini-Splits(Non-Ducted) | CGS09CA(I) |  | 9000 | 21.5 | 9.1 | 10000 | 7000 | 70% | 2.16 | 12.5 | 12.5 |  |  |  |  | R-410A | 0.75 | Residential & Commercial | VSMSHP
207658922 | Mini/Multi Split | COMFORTSTAR | HRCU-A-CB-O | CZP09CD(O) |  | Mini-Splits(Non-Ducted) | CHF09CD(I) |  | 9000 | 25.5 | 12.3 | 10000 | 7500 | 75% | 2.17 | 15 | 15 |  |  |  |  | R-410A | 0.75 | Residential & Commercial | VSMSHP | Non-Ducted CEE Tier 2
207658926 | Mini/Multi Split | COMFORTSTAR | HRCU-A-CB-O | CHF09CD(O) |  | Mini-Splits(Non-Ducted) | CHF09CD(I) |  | 9000 | 28.1 | 11.5 | 12000 | 10600 | 88.33% | 2 | 16.2 | 16.2 |  |  |  |  | R-410A | 0.75 | Residential & Commercial | VSMSHP | Non-Ducted CEE Tier 2
207658927 | Mini/Multi Split | COMFORTSTAR | HRCU-A-CB-O | CHF12CD(O) |  | Mini-Splits(Non-Ducted) | CHF12CD(I) |  | 12000 | 25.5 | 10.4 | 12000 | 12000 | 100% | 1.8 | 14 | 14 |  |  |  |  | R-410A | 1 | Residential & Commercial | VSMSHP | Non-Ducted CEE Tier 2
207658928 | Mini/Multi Split | COMFORTSTAR | HRCU-A-CB-O | CHF18CD(O) |  | Mini-Splits(Non-Ducted) | CHF18CD(I) |  | 18000 | 21.5 | 11.3 | 18000 | 18000 | 100% | 1.8 | 12.5 | 12.5 |  |  |  |  | R-410A | 1.5 | Residential & Commercial | VSMSHP | Non-Ducted CEE Tier 2
207658929 | Mini/Multi Split | COMFORTSTAR | HRCU-A-CB-O | CHF24CD(O) |  | Mini-Splits(Non-Ducted) | CHF24CD(I) |  | 24000 | 21.5 | 11.4 | 29000 | 25000 | 86.21% | 2.21 | 13 | 13 |  |  |  |  | R-410A | 2 | Residential & Commercial | VSMSHP | Non-Ducted CEE Tier 2
207658943 | Mini/Multi Split | COMFORTSTAR | HRCU-A-CB-O | CZP09CD(O) |  | Mini-Splits(Non-Ducted) | TPA-09C |  | 9000 | 20 | 10 | 10000 | 7400 | 74% | 1.9 | 13 | 13 |  |  |  |  | R-410A | 0.75 | Residential & Commercial | VSMSHP | Non-Ducted CEE Tier 2
207658946 | Mini/Multi Split | COMFORTSTAR | HRCU-A-CB-O | CZP24CD(O) |  | Mini-Splits(Non-Ducted) | TPA-24C |  | 24000 | 21.5 | 9.7 | 25000 | 18500 | 74% | 2.2 | 12.5 | 12.5 |  |  |  |  | R-410A | 2 | Residential & Commercial | VSMSHP | Non-Ducted CEE Tier 2
207658949 | Mini/Multi Split | COMFORTSTAR | HRCU-A-CB-O | CHF09CD(O) |  | Mini-Splits(Non-Ducted) | TPA-09 |  | 9000 | 20.5 | 10.3 | 9800 | 10000 | 102% | 1.8 | 13 | 13 |  |  |  |  | R-410A | 0.75 | Residential & Commercial | VSMSHP | Non-Ducted CEE Tier 2
207658950 | Mini/Multi Split | COMFORTSTAR | HRCU-A-CB-O | CHF12CD(O) |  | Mini-Splits(Non-Ducted) | TPA-12 |  | 12000 | 22.3 | 10.2 | 12000 | 11300 | 94.17% | 1.89 | 12.7 | 12.7 |  |  |  |  | R-410A | 1 | Residential & Commercial | VSMSHP | Non-Ducted CEE Tier 2
207658951 | Mini/Multi Split | COMFORTSTAR | HRCU-A-CB-O | CHF18CD(O) |  | Mini-Splits(Non-Ducted) | TPA-18 |  | 16000 | 20 | 9.5 | 17000 | 16000 | 94.12% | 1.75 | 12.5 | 12.5 |  |  |  |  | R-410A | 1.3333 | Residential & Commercial | VSMSHP | Non-Ducted CEE Tier 2
207658952 | Mini/Multi Split | COMFORTSTAR | HRCU-A-CB-O | CHF24CD(O) |  | Mini-Splits(Non-Ducted) | TIP-24 |  | 24000 | 20.5 | 11.5 | 25000 | 25800 | 103.2% | 2 | 11 | 11 |  |  |  |  | R-410A | 2 | Residential & Commercial | VSMSHP | Non-Ducted CEE Tier 2
207658953 | Mini/Multi Split | COMFORTSTAR | HRCU-A-CB-O | CHF36CD(O) |  | Mini-Splits(Non-Ducted) | TIP-36 |  | 36000 | 19.4 | 10.5 | 40000 | 40000 | 100% | 1.85 | 9.5 | 9.5 |  |  |  |  | R-410A | 3 | Residential & Commercial | VSMSHP | Non-Ducted CEE Tier 2
207658954 | Mini/Multi Split | COMFORTSTAR | HRCU-A-CB-O | CHF48CD(O) |  | Mini-Splits(Non-Ducted) | TIP-48 |  | 48000 | 16.8 | 10.7 | 53000 | 48000 | 90.57% | 1.98 | 8.3 | 8.3 |  |  |  |  | R-410A | 4 | Residential & Commercial | VSMSHP
207658956 | Mini/Multi Split | COMFORTSTAR | HRCU-A-CB-O | CZP24CD(O) |  | Mini-Splits(Non-Ducted) | FPA-24 |  | 24000 | 21.2 | 10.3 | 24000 | 18200 | 75.83% | 2.2 | 12.5 | 12.5 |  |  |  |  | R-410A | 2 | Residential & Commercial | VSMSHP | Non-Ducted CEE Tier 2
207658958 | Mini/Multi Split | COMFORTSTAR | HRCU-A-CB-O | CZP48CD(O) |  | Mini-Splits(Non-Ducted) | FPA-48DU |  | 48000 | 18.9 | 10 | 50000 | 35000 | 70% | 1.85 | 9.3 | 9.3 |  |  |  |  | R-410A | 4 | Residential & Commercial | VSMSHP | Non-Ducted CEE Tier 2
207658960 | Mini/Multi Split | COMFORTSTAR | HRCU-A-CB-O | CHF18CD(O) |  | Mini-Splits(Non-Ducted) | FPA-18 |  | 17000 | 20.5 | 9.8 | 18000 | 16800 | 93.33% | 1.86 | 12.5 | 12.5 |  |  |  |  | R-410A | 1.4167 | Residential & Commercial | VSMSHP | Non-Ducted CEE Tier 2
207658961 | Mini/Multi Split | COMFORTSTAR | HRCU-A-CB-O | CHF24CD(O) |  | Mini-Splits(Non-Ducted) | FPA-24 |  | 24000 | 20.5 | 11 | 25000 | 25000 | 100% | 2.1 | 11.5 | 11.7 |  |  |  |  | R-410A | 2 | Residential & Commercial | VSMSHP | Non-Ducted CEE Tier 2
207658962 | Mini/Multi Split | COMFORTSTAR | HRCU-A-CB-O | CHF36CD(O) |  | Mini-Splits(Non-Ducted) | FPA-36DU |  | 36000 | 17.6 | 10 | 39000 | 36600 | 93.85% | 1.75 | 8.6 | 8.8 |  |  |  |  | R-410A | 3 | Residential & Commercial | VSMSHP
207658963 | Mini/Multi Split | COMFORTSTAR | HRCU-A-CB-O | CHF48CD(O) |  | Mini-Splits(Non-Ducted) | FPA-48DU |  | 48000 | 17 | 9.8 | 51000 | 49000 | 96.08% | 1.8 | 8.2 | 8.2 |  |  |  |  | R-410A | 4 | Residential & Commercial | VSMSHP
207657379 | Mini/Multi Split | FUJITSU | HRCU-A-CB-O | AOUH30LUAH1 |  | Mini-Splits(Non-Ducted) | AUUH30LUAS |  | 28600 | 22 | 11 | 32000 | 33000 | 103.1% | 1.76 | 13.5 | 13.5 |  |  |  |  | R-410A | 2.3833 | Residential & Commercial | VSMSHP | Non-Ducted CEE Tier 2
207657385 | Mini/Multi Split | COMFORT-AIRE | HRCU-A-CB-O | A-VMH06SV-1 |  | Mini-Splits(Non-Ducted) | B-VMH06SV-1 |  | 6000 | 26.5 | 13.6 | 7000 | 7500 | 107.1% | 2.1 | 15.8 | 15.8 |  |  |  |  | R-410A | 0.5 | Residential & Commercial | VSMSHP | Non-Ducted CEE Tier 2
207657386 | Mini/Multi Split | COMFORT-AIRE | HRCU-A-CB-O | A-VMH09SV-1 |  | Mini-Splits(Non-Ducted) | B-VMH09SV-1 |  | 9000 | 28.1 | 11.5 | 12000 | 10600 | 88.33% | 2 | 16.2 | 16.2 |  |  |  |  | R-410A | 0.75 | Residential & Commercial | VSMSHP | Non-Ducted CEE Tier 2
207657387 | Mini/Multi Split | COMFORT-AIRE | HRCU-A-CB-O | A-VMH12SV-1 |  | Mini-Splits(Non-Ducted) | B-VMH12SV-1 |  | 12000 | 25.5 | 10.4 | 12000 | 12000 | 100% | 1.8 | 14 | 14 |  |  |  |  | R-410A | 1 | Residential & Commercial | VSMSHP | Non-Ducted CEE Tier 2
207657388 | Mini/Multi Split | COMFORT-AIRE | HRCU-A-CB-O | A-VMH18SV-1 |  | Mini-Splits(Non-Ducted) | B-VMH18SV-1 |  | 18000 | 21.5 | 11.3 | 18000 | 18000 | 100% | 1.8 | 12.5 | 12.5 |  |  |  |  | R-410A | 1.5 | Residential & Commercial | VSMSHP | Non-Ducted CEE Tier 2
207657389 | Mini/Multi Split | COMFORT-AIRE | HRCU-A-CB-O | A-VMH24SV-1 |  | Mini-Splits(Non-Ducted) | B-VMH24SV-1 |  | 24000 | 21.5 | 11.4 | 29000 | 25000 | 86.21% | 2.21 | 13 | 13 |  |  |  |  | R-410A | 2 | Residential & Commercial | VSMSHP | Non-Ducted CEE Tier 2
207657392 | Mini/Multi Split | COMFORT-AIRE | HRCU-A-CB-O | A-VMH24SV-1 |  | Mini-Splits(Non-Ducted) | B-VMH24CV-1 |  | 24000 | 20.5 | 11.5 | 25000 | 25800 | 103.2% | 2 | 11 | 11 |  |  |  |  | R-410A | 2 | Residential & Commercial | VSMSHP | Non-Ducted CEE Tier 2
207657393 | Mini/Multi Split | KERR | HRCU-A-CB-O | A-KMH06SV-1 |  | Mini-Splits(Non-Ducted) | B-KMH06SV-1 |  | 6000 | 26.5 | 13.6 | 7000 | 7500 | 107.1% | 2.1 | 15.8 | 15.8 |  |  |  |  | R-410A | 0.5 | Residential & Commercial | VSMSHP | Non-Ducted CEE Tier 2
207657394 | Mini/Multi Split | KERR | HRCU-A-CB-O | A-KMH09SV-1 |  | Mini-Splits(Non-Ducted) | B-KMH09SV-1 |  | 9000 | 28.1 | 11.5 | 12000 | 10600 | 88.33% | 2 | 16.2 | 16.2 |  |  |  |  | R-410A | 0.75 | Residential & Commercial | VSMSHP | Non-Ducted CEE Tier 2
207657395 | Mini/Multi Split | KERR | HRCU-A-CB-O | A-KMH12SV-1 |  | Mini-Splits(Non-Ducted) | B-KMH12SV-1 |  | 12000 | 25.5 | 10.4 | 12000 | 12000 | 100% | 1.8 | 14 | 14 |  |  |  |  | R-410A | 1 | Residential & Commercial | VSMSHP | Non-Ducted CEE Tier 2
207657396 | Mini/Multi Split | KERR | HRCU-A-CB-O | A-KMH18SV-1 |  | Mini-Splits(Non-Ducted) | B-KMH18SV-1 |  | 18000 | 21.5 | 11.3 | 18000 | 18000 | 100% | 1.8 | 12.5 | 12.5 |  |  |  |  | R-410A | 1.5 | Residential & Commercial | VSMSHP | Non-Ducted CEE Tier 2
207657397 | Mini/Multi Split | KERR | HRCU-A-CB-O | A-KMH24SV-1 |  | Mini-Splits(Non-Ducted) | B-KMH24SV-1 |  | 24000 | 21.5 | 11.4 | 29000 | 25000 | 86.21% | 2.21 | 13 | 13 |  |  |  |  | R-410A | 2 | Residential & Commercial | VSMSHP | Non-Ducted CEE Tier 2
207657400 | Mini/Multi Split | KERR | HRCU-A-CB-O | A-KMH24SV-1 |  | Mini-Splits(Non-Ducted) | C-VMH24CV-1 |  | 24000 | 20.5 | 11.5 | 25000 | 25800 | 103.2% | 2 | 11 | 11 |  |  |  |  | R-410A | 2 | Residential & Commercial | VSMSHP | Non-Ducted CEE Tier 2
207656960 | Mini/Multi Split | HITACHI | HRCU-A-CB-O | RAS-1.0PNNBDH1 |  | Mini-Splits(Non-Ducted) | RPK-1.0PNN1DH |  | 9000 | 20 | 9.3 | 9200 | 7800 | 84.78% | 2.26 | 14 | 14 |  |  |  |  | R-410A | 0.75 | Residential & Commercial | VSMSHP
207656961 | Mini/Multi Split | HITACHI | HRCU-A-CB-O | RAS-1.5PNNBDH1 |  | Mini-Splits(Non-Ducted) | RPK-1.5PNN1DH |  | 12000 | 21.5 | 9 | 12000 | 8500 | 70.83% | 1.88 | 13.1 | 13.1 |  |  |  |  | R-410A | 1 | Residential & Commercial | VSMSHP
207656962 | Mini/Multi Split | HITACHI | HRCU-A-CB-O | RAS-2.0PNNBDH1 |  | Mini-Splits(Non-Ducted) | RPK-2.0PNN1DH |  | 18000 | 22 | 9.6 | 19000 | 13300 | 70% | 2.3 | 13.1 | 13.1 |  |  |  |  | R-410A | 1.5 | Residential & Commercial | VSMSHP | Non-Ducted CEE Tier 2
207656963 | Mini/Multi Split | HITACHI | HRCU-A-CB-O | RAS-3.0PNNBDH1 |  | Mini-Splits(Non-Ducted) | RPK-3.0PNN1DH |  | 23400 | 20.5 | 9.3 | 25800 | 18500 | 71.71% | 1.92 | 12.45 | 12.45 |  |  |  |  | R-410A | 1.95 | Residential & Commercial | VSMSHP
207642981 | Mini/Multi Split | TRANE | HRCU-A-CB-O | 4TXK2518A10N0** |  | Mini-Splits(Non-Ducted) | 4MXW2518A10N0** |  | 18000 | 23 | 8.5 | 18200 | 14500 | 79.67% | 1.79 | 13 | 13 |  |  |  |  | R-410A | 1.5 | Residential & Commercial | VSMSHP
207642982 | Mini/Multi Split | AMERICAN STANDARD | HRCU-A-CB-O | 4TXK2518A10N0** |  | Mini-Splits(Non-Ducted) | 4MXW2518A10N0** |  | 18000 | 23 | 8.5 | 18200 | 14500 | 79.67% | 1.79 | 13 | 13 |  |  |  |  | R-410A | 1.5 | Residential & Commercial | VSMSHP
207642983 | Mini/Multi Split | Ameristar | HRCU-A-CB-O | M4THS2309A11N** |  | Mini-Splits(Non-Ducted) | M4MHW2309A1N0** |  | 9100 | 23 | 9.5 | 11000 | 9000 | 81.82% | 1.93 | 14.3 | 14.3 |  |  |  |  | R-410A | 0.75833 | Residential & Commercial | VSMSHP | Non-Ducted CEE Tier 2
207642984 | Mini/Multi Split | RUNTRU | HRCU-A-CB-O | M4THS2309A11N** |  | Mini-Splits(Non-Ducted) | M4MHW2309A1N0** |  | 9100 | 23 | 9.5 | 11000 | 9000 | 81.82% | 1.93 | 14.3 | 14.3 |  |  |  |  | R-410A | 0.75833 | Residential & Commercial | VSMSHP | Non-Ducted CEE Tier 2
207642985 | Mini/Multi Split | Ameristar | HRCU-A-CB-O | M4THS2312A11N** |  | Mini-Splits(Non-Ducted) | M4MHW2312A1N0** |  | 12000 | 23 | 9 | 12000 | 9200 | 76.67% | 1.93 | 13 | 12.5 |  |  |  |  | R-410A | 1 | Residential & Commercial | VSMSHP
207642986 | Mini/Multi Split | RUNTRU | HRCU-A-CB-O | M4THS2312A11N** |  | Mini-Splits(Non-Ducted) | M4MHW2312A1N0** |  | 12000 | 23 | 9 | 12000 | 9200 | 76.67% | 1.93 | 13 | 12.5 |  |  |  |  | R-410A | 1 | Residential & Commercial | VSMSHP
207641341 | Mini/Multi Split | SENVILLE | HRCU-A-CB-O | SENA/09HF/OQ |  | Mini-Splits(Non-Ducted) | SENA/09HF/ICZ |  | 9000 | 20.5 | 10.3 | 9800 | 10000 | 102% | 1.8 | 13 | 13 |  |  |  |  | R-410A | 0.75 | Residential & Commercial | VSMSHP | Non-Ducted CEE Tier 2
207641342 | Mini/Multi Split | SENVILLE | HRCU-A-CB-O | SENA/12HF/OQ |  | Mini-Splits(Non-Ducted) | SENA/12HF/ICZ |  | 12000 | 22.3 | 10.2 | 12000 | 11300 | 94.17% | 1.89 | 12.7 | 12.7 |  |  |  |  | R-410A | 1 | Residential & Commercial | VSMSHP | Non-Ducted CEE Tier 2
207641343 | Mini/Multi Split | SENVILLE | HRCU-A-CB-O | SENA/18HF/OQ |  | Mini-Splits(Non-Ducted) | SENA/18HF/ICZ |  | 16000 | 20 | 9.5 | 17000 | 16000 | 94.12% | 1.75 | 12.5 | 12.5 |  |  |  |  | R-410A | 1.3333 | Residential & Commercial | VSMSHP | Non-Ducted CEE Tier 2
207641344 | Mini/Multi Split | SENVILLE | HRCU-A-CB-O | SENA/24HF/OQ |  | Mini-Splits(Non-Ducted) | SENA/24HF/ICQ |  | 24000 | 20.5 | 11.5 | 25000 | 25800 | 103.2% | 2 | 11 | 11 |  |  |  |  | R-410A | 2 | Residential & Commercial | VSMSHP | Non-Ducted CEE Tier 2
207641349 | Mini/Multi Split | SENVILLE | HRCU-A-CB-O | SENA/12HF/OQ |  | Mini-Splits(Non-Ducted) | SENA/12HF/IFQ |  | 12000 | 23.6 | 10 | 12000 | 12000 | 100% | 1.89 | 13 | 13 |  |  |  |  | R-410A | 1 | Residential & Commercial | VSMSHP | Non-Ducted CEE Tier 2
207641350 | Mini/Multi Split | SENVILLE | HRCU-A-CB-O | SENA/18HF/OQ |  | Mini-Splits(Non-Ducted) | SENA/18HF/IF |  | 17000 | 20.5 | 9.8 | 18000 | 16800 | 93.33% | 1.86 | 12.5 | 12.5 |  |  |  |  | R-410A | 1.4167 | Residential & Commercial | VSMSHP | Non-Ducted CEE Tier 2
207641351 | Mini/Multi Split | SENVILLE | HRCU-A-CB-O | SENA/24HF/OQ |  | Mini-Splits(Non-Ducted) | SENA/24HF/IF |  | 24000 | 20.5 | 11 | 25000 | 25000 | 100% | 2.1 | 11.5 | 11.7 |  |  |  |  | R-410A | 2 | Residential & Commercial | VSMSHP | Non-Ducted CEE Tier 2
207641267 | Mini/Multi Split | HISENSE | HRCU-A-CB-O | AUW-24U3SA |  | Mini-Splits(Non-Ducted) | AST-24UW3SDBTV01 |  | 23400 | 20.5 | 9.3 | 25800 | 18500 | 71.71% | 1.92 | 12.45 | 12.45 |  |  |  |  | R-410A | 1.95 | Residential & Commercial | VSMSHP
207641268 | Mini/Multi Split | HISENSE | HRCU-A-CB-O | AUW-09U3SS |  | Mini-Splits(Non-Ducted) | AST-09UW3SVETV01 |  | 9000 | 20 | 9.3 | 9200 | 7800 | 84.78% | 2.26 | 14 | 14 |  |  |  |  | R-410A | 0.75 | Residential & Commercial | VSMSHP
207641269 | Mini/Multi Split | HISENSE | HRCU-A-CB-O | AUW-12U3SS |  | Mini-Splits(Non-Ducted) | AST-12UW3SXETV01 |  | 12000 | 21.5 | 9 | 12000 | 8500 | 70.83% | 1.88 | 13.1 | 13.1 |  |  |  |  | R-410A | 1 | Residential & Commercial | VSMSHP
207629149 | Mini/Multi Split | TRANE | HRCU-A-CB-O | 4TXK2512A10N0** |  | Mini-Splits(Non-Ducted) | 4MXW2512A10N0** |  | 12000 | 25 | 9 | 12000 | 9200 | 76.67% | 1.93 | 13 | 12.5 |  |  |  |  | R-410A | 1 | Residential & Commercial | VSMSHP
207629150 | Mini/Multi Split | AMERICAN STANDARD | HRCU-A-CB-O | 4TXK2512A10N0** |  | Mini-Splits(Non-Ducted) | 4MXW2512A10N0** |  | 12000 | 25 | 9 | 12000 | 9200 | 76.67% | 1.93 | 13 | 12.5 |  |  |  |  | R-410A | 1 | Residential & Commercial | VSMSHP
207629151 | Mini/Multi Split | TRANE | HRCU-A-CB-O | 4TXK2524A10N0** |  | Mini-Splits(Non-Ducted) | 4MXW2524A10N0** |  | 22000 | 24 | 9.5 | 24000 | 20000 | 83.33% | 1.8 | 13 | 13 |  |  |  |  | R-410A | 1.8333 | Residential & Commercial | VSMSHP | Non-Ducted CEE Tier 2
207629152 | Mini/Multi Split | AMERICAN STANDARD | HRCU-A-CB-O | 4TXK2524A10N0** |  | Mini-Splits(Non-Ducted) | 4MXW2524A10N0** |  | 22000 | 24 | 9.5 | 24000 | 20000 | 83.33% | 1.8 | 13 | 13 |  |  |  |  | R-410A | 1.8333 | Residential & Commercial | VSMSHP | Non-Ducted CEE Tier 2
207629153 | Mini/Multi Split | LBG Products | HRCU-A-CB-O | LBHB09DYWO |  | Mini-Splits(Non-Ducted) | LBHB09DYWI |  | 9000 | 29 | 22 | 12000 | 13500 | 112.5% | 1.86 | 15.5 | 16.5 |  |  |  |  | R-410A | 0.75 | Residential & Commercial | VSMSHP | Non-Ducted CEE Tier 2
207629154 | Mini/Multi Split | LBG Products | HRCU-A-CB-O | LBHB12DYWO |  | Mini-Splits(Non-Ducted) | LBHB12DYWI |  | 12000 | 27.5 | 14.5 | 12000 | 13500 | 112.5% | 1.86 | 14 | 14.3 |  |  |  |  | R-410A | 1 | Residential & Commercial | VSMSHP | Non-Ducted CEE Tier 2
207629155 | Mini/Multi Split | LBG Products | HRCU-A-CB-O | LBHB18DYWO |  | Mini-Splits(Non-Ducted) | LBHB18DYWI |  | 24000 | 21.5 | 11.4 | 29000 | 25000 | 86.21% | 2.21 | 13 | 13 |  |  |  |  | R-410A | 2 | Residential & Commercial | VSMSHP | Non-Ducted CEE Tier 2
207615701 | Mini/Multi Split | Impecca | HRCU-A-CB-O | ISAS-0921 |  | Mini-Splits(Non-Ducted) | ISAS-IW90 |  | 9100 | 26.5 | 10 | 10000 | 9000 | 90% | 1.88 | 13.65 | 14 |  |  |  |  | R-410A | 0.75833 | Residential & Commercial | VSMSHP | Non-Ducted CEE Tier 2
207615702 | Mini/Multi Split | Impecca | HRCU-A-CB-O | ISAS-2421 |  | Mini-Splits(Non-Ducted) | ISAS-IW244 |  | 22000 | 21.5 | 9.5 | 24000 | 24000 | 100% | 1.9 | 13 | 13 |  |  |  |  | R-410A | 1.8333 | Residential & Commercial | VSMSHP | Non-Ducted CEE Tier 2
207591137 | Mini/Multi Split | MDV | HRCU-A-CB-O | MOX430-18HFN1-MU0W |  | Mini-Splits(Non-Ducted) | MSABE-18HRFN1-MW5W |  | 18000 | 23.7 | 10.3 | 18000 | 12600 | 70% | 2.39 | 13.5 | 13.5 |  |  |  |  | R-410A | 1.5 | Residential & Commercial | VSMSHP | Non-Ducted CEE Tier 2
207591140 | Mini/Multi Split | MDV | HRCU-A-CB-O | MOX430-12HFN1-MZ60W |  | Mini-Splits(Non-Ducted) | MSOP1B-12HRFN1-MZ60W |  | 12000 | 27 | 12 | 12000 | 13700 | 114.2% | 1.85 | 13.8 | 14 |  |  |  |  | R-410A | 1 | Residential & Commercial | VSMSHP | Non-Ducted CEE Tier 2
207591141 | Mini/Multi Split | MDV | HRCU-A-CB-O | MOX430-09HFN1-MZG5W |  | Mini-Splits(Non-Ducted) | MSOP1B-09HRFN1-MZG5W |  | 9000 | 28.5 | 18 | 12000 | 13700 | 114.2% | 1.85 | 16 | 16 |  |  |  |  | R-410A | 0.75 | Residential & Commercial | VSMSHP | Non-Ducted CEE Tier 2
207591142 | Mini/Multi Split | MDV | HRCU-A-CB-O | MOX430-12HFN1-MZ60W |  | Mini-Splits(Non-Ducted) | MSEPC-12HRFN1-MZ40W |  | 12000 | 27.5 | 14.5 | 12000 | 13500 | 112.5% | 1.86 | 14 | 14.3 |  |  |  |  | R-410A | 1 | Residential & Commercial | VSMSHP | Non-Ducted CEE Tier 2
207591143 | Mini/Multi Split | MDV | HRCU-A-CB-O | MOX430-09HFN1-MZG5W |  | Mini-Splits(Non-Ducted) | MSEPC-09HRFN1-MZB5W |  | 9000 | 29 | 22 | 12000 | 13500 | 112.5% | 1.86 | 15.5 | 16.5 |  |  |  |  | R-410A | 0.75 | Residential & Commercial | VSMSHP | Non-Ducted CEE Tier 2
207591144 | Mini/Multi Split | MDV | HRCU-A-CB-O | MOX230-09HFN1-MW5W |  | Mini-Splits(Non-Ducted) | MSABB-09HRFN1-MX0W |  | 9000 | 24 | 11.4 | 10000 | 7800 | 78% | 2.18 | 14 | 14 |  |  |  |  | R-410A | 0.75 | Residential & Commercial | VSMSHP | Non-Ducted CEE Tier 2
207613860 | Mini/Multi Split | MDV | HRCU-A-CB-O | MOD30-18HFN1-MZ20W |  | Mini-Splits(Non-Ducted) | MSEPD-18HRFN1-MZ22W |  | 18000 | 26.3 | 15.5 | 20000 | 24000 | 120% | 2.89 | 14.5 | 15.3 |  |  |  |  | R-410A | 1.5 | Residential & Commercial | VSMSHP | Non-Ducted CEE Tier 2
207613861 | Mini/Multi Split | MDV | HRCU-A-CB-O | MOX430-18HFN1-MU0W |  | Mini-Splits(Non-Ducted) | MSAG11D-18HRFN1-MT8W |  | 18000 | 24 | 10.5 | 18000 | 12800 | 71.11% | 2.44 | 13.5 | 13.5 |  |  |  |  | R-410A | 1.5 | Residential & Commercial | VSMSHP | Non-Ducted CEE Tier 2
207614052 | Mini/Multi Split | KARDA | HRCU-A-CB-O | 3KARDA12SZO |  | Mini-Splits(Non-Ducted) | 1KARDA12UVW |  | 12000 | 23.6 | 9.5 | 12000 | 10000 | 83.33% | 1.8 | 13.5 | 13.5 |  |  |  |  | R-410A | 1 | Residential & Commercial | VSMSHP | Non-Ducted CEE Tier 2
207614054 | Mini/Multi Split | PERFECTAIRE | HRCU-A-CB-O | 3PAMSHH09-SZO |  | Mini-Splits(Non-Ducted) | 3PAMSHH09-UVW |  | 9000 | 26.4 | 11.6 | 12000 | 11000 | 91.67% | 1.85 | 15.8 | 15.8 |  |  |  |  | R-410A | 0.75 | Residential & Commercial | VSMSHP | Non-Ducted CEE Tier 2
207614055 | Mini/Multi Split | PERFECTAIRE | HRCU-A-CB-O | 3PAMSHH12-SZO |  | Mini-Splits(Non-Ducted) | 3PAMSHH12-UVW |  | 12000 | 23.1 | 10.5 | 12000 | 11000 | 91.67% | 1.88 | 13 | 13 |  |  |  |  | R-410A | 1 | Residential & Commercial | VSMSHP | Non-Ducted CEE Tier 2
207614056 | Mini/Multi Split | PERFECTAIRE | HRCU-A-CB-O | 3PAMSHH24-SZO |  | Mini-Splits(Non-Ducted) | 3PAMSHH24-UVW |  | 23000 | 22.3 | 10.3 | 26000 | 23000 | 88.46% | 1.8 | 12.5 | 12.5 |  |  |  |  | R-410A | 1.9167 | Residential & Commercial | VSMSHP | Non-Ducted CEE Tier 2
207614949 | Mini/Multi Split | CARRIER | HRCU-A-CB-O | 38MPRBQ09AA3 |  | Mini-Splits(Non-Ducted) | 40MPHBQ09XA3 |  | 9000 | 28.5 | 18 | 12000 | 13700 | 114.2% | 1.85 | 16 | 16 |  |  |  |  | R-410A | 0.75 | Residential & Commercial | VSMSHP | Non-Ducted CEE Tier 2
207614950 | Mini/Multi Split | CARRIER | HRCU-A-CB-O | 38MPRBQ12AA3 |  | Mini-Splits(Non-Ducted) | 40MPHBQ12XA3 |  | 12000 | 27 | 12 | 12000 | 13700 | 114.2% | 1.85 | 13.8 | 14 |  |  |  |  | R-410A | 1 | Residential & Commercial | VSMSHP | Non-Ducted CEE Tier 2
207614951 | Mini/Multi Split | BRYANT | HRCU-A-CB-O | 38MPRBQ09AA3 |  | Mini-Splits(Non-Ducted) | 619PHBQ09XA3 |  | 9000 | 28.5 | 18 | 12000 | 13700 | 114.2% | 1.85 | 16 | 16 |  |  |  |  | R-410A | 0.75 | Residential & Commercial | VSMSHP | Non-Ducted CEE Tier 2
207614952 | Mini/Multi Split | BRYANT | HRCU-A-CB-O | 38MPRBQ12AA3 |  | Mini-Splits(Non-Ducted) | 619PHBQ12XA3 |  | 12000 | 27 | 12 | 12000 | 13700 | 114.2% | 1.85 | 13.8 | 14 |  |  |  |  | R-410A | 1 | Residential & Commercial | VSMSHP | Non-Ducted CEE Tier 2
207614953 | Mini/Multi Split | PAYNE | HRCU-A-CB-O | 38MPRBQ09AA3 |  | Mini-Splits(Non-Ducted) | DHMPHBQ09XA3 |  | 9000 | 28.5 | 18 | 12000 | 13700 | 114.2% | 1.85 | 16 | 16 |  |  |  |  | R-410A | 0.75 | Residential & Commercial | VSMSHP | Non-Ducted CEE Tier 2
207614954 | Mini/Multi Split | PAYNE | HRCU-A-CB-O | 38MPRBQ12AA3 |  | Mini-Splits(Non-Ducted) | DHMPHBQ12XA3 |  | 12000 | 27 | 12 | 12000 | 13700 | 114.2% | 1.85 | 13.8 | 14 |  |  |  |  | R-410A | 1 | Residential & Commercial | VSMSHP | Non-Ducted CEE Tier 2
207614955 | Mini/Multi Split | Weathermaker | HRCU-A-CB-O | 38MPRBQ09AA3 |  | Mini-Splits(Non-Ducted) | DHMPHBQ09XA3 |  | 9000 | 28.5 | 18 | 12000 | 13700 | 114.2% | 1.85 | 16 | 16 |  |  |  |  | R-410A | 0.75 | Residential & Commercial | VSMSHP | Non-Ducted CEE Tier 2
207614956 | Mini/Multi Split | Weathermaker | HRCU-A-CB-O | 38MPRBQ12AA3 |  | Mini-Splits(Non-Ducted) | DHMPHBQ12XA3 |  | 12000 | 27 | 12 | 12000 | 13700 | 114.2% | 1.85 | 13.8 | 14 |  |  |  |  | R-410A | 1 | Residential & Commercial | VSMSHP | Non-Ducted CEE Tier 2
207614957 | Mini/Multi Split | MIDEA | HRCU-A-CB-O | 38MPRBQ09AA3 |  | Mini-Splits(Non-Ducted) | DHMPHBQ09XA3 |  | 9000 | 28.5 | 18 | 12000 | 13700 | 114.2% | 1.85 | 16 | 16 |  |  |  |  | R-410A | 0.75 | Residential & Commercial | VSMSHP | Non-Ducted CEE Tier 2
207614958 | Mini/Multi Split | MIDEA | HRCU-A-CB-O | 38MPRBQ12AA3 |  | Mini-Splits(Non-Ducted) | DHMPHBQ12XA3 |  | 12000 | 27 | 12 | 12000 | 13700 | 114.2% | 1.85 | 13.8 | 14 |  |  |  |  | R-410A | 1 | Residential & Commercial | VSMSHP | Non-Ducted CEE Tier 2
207614959 | Mini/Multi Split | ARCOAIRE | HRCU-A-CB-O | DLCPRBH09AAK |  | Mini-Splits(Non-Ducted) | DLFPHBH09XAK |  | 9000 | 27 | 17.5 | 12000 | 13700 | 114.2% | 1.85 | 16 | 16 |  |  |  |  | R-410A | 0.75 | Residential & Commercial | VSMSHP | Non-Ducted CEE Tier 2
207614960 | Mini/Multi Split | ARCOAIRE | HRCU-A-CB-O | DLCPRBH12AAK |  | Mini-Splits(Non-Ducted) | DLFPHBH12XAK |  | 12000 | 25.3 | 11.7 | 12000 | 13700 | 114.2% | 1.85 | 13.8 | 14 |  |  |  |  | R-410A | 1 | Residential & Commercial | VSMSHP | Non-Ducted CEE Tier 2
207614961 | Mini/Multi Split | COMFORTMAKER | HRCU-A-CB-O | DLCPRBH09AAK |  | Mini-Splits(Non-Ducted) | DLFPHBH09XAK |  | 9000 | 27 | 17.5 | 12000 | 13700 | 114.2% | 1.85 | 16 | 16 |  |  |  |  | R-410A | 0.75 | Residential & Commercial | VSMSHP | Non-Ducted CEE Tier 2
207614962 | Mini/Multi Split | COMFORTMAKER | HRCU-A-CB-O | DLCPRBH12AAK |  | Mini-Splits(Non-Ducted) | DLFPHBH12XAK |  | 12000 | 25.3 | 11.7 | 12000 | 13700 | 114.2% | 1.85 | 13.8 | 14 |  |  |  |  | R-410A | 1 | Residential & Commercial | VSMSHP | Non-Ducted CEE Tier 2
207614963 | Mini/Multi Split | DAY & NIGHT | HRCU-A-CB-O | DLCPRBH09AAK |  | Mini-Splits(Non-Ducted) | DLFPHBH09XAK |  | 9000 | 27 | 17.5 | 12000 | 13700 | 114.2% | 1.85 | 16 | 16 |  |  |  |  | R-410A | 0.75 | Residential & Commercial | VSMSHP | Non-Ducted CEE Tier 2
207614964 | Mini/Multi Split | DAY & NIGHT | HRCU-A-CB-O | DLCPRBH12AAK |  | Mini-Splits(Non-Ducted) | DLFPHBH12XAK |  | 12000 | 25.3 | 11.7 | 12000 | 13700 | 114.2% | 1.85 | 13.8 | 14 |  |  |  |  | R-410A | 1 | Residential & Commercial | VSMSHP | Non-Ducted CEE Tier 2
207614965 | Mini/Multi Split | HEIL | HRCU-A-CB-O | DLCPRBH09AAK |  | Mini-Splits(Non-Ducted) | DLFPHBH09XAK |  | 9000 | 27 | 17.5 | 12000 | 13700 | 114.2% | 1.85 | 16 | 16 |  |  |  |  | R-410A | 0.75 | Residential & Commercial | VSMSHP | Non-Ducted CEE Tier 2
207614966 | Mini/Multi Split | HEIL | HRCU-A-CB-O | DLCPRBH12AAK |  | Mini-Splits(Non-Ducted) | DLFPHBH12XAK |  | 12000 | 25.3 | 11.7 | 12000 | 13700 | 114.2% | 1.85 | 13.8 | 14 |  |  |  |  | R-410A | 1 | Residential & Commercial | VSMSHP | Non-Ducted CEE Tier 2
207614967 | Mini/Multi Split | KEEPRITE | HRCU-A-CB-O | DLCPRBH09AAK |  | Mini-Splits(Non-Ducted) | DLFPHBH09XAK |  | 9000 | 27 | 17.5 | 12000 | 13700 | 114.2% | 1.85 | 16 | 16 |  |  |  |  | R-410A | 0.75 | Residential & Commercial | VSMSHP | Non-Ducted CEE Tier 2
207614968 | Mini/Multi Split | KEEPRITE | HRCU-A-CB-O | DLCPRBH12AAK |  | Mini-Splits(Non-Ducted) | DLFPHBH12XAK |  | 12000 | 25.3 | 11.7 | 12000 | 13700 | 114.2% | 1.85 | 13.8 | 14 |  |  |  |  | R-410A | 1 | Residential & Commercial | VSMSHP | Non-Ducted CEE Tier 2
207614969 | Mini/Multi Split | KENMORE | HRCU-A-CB-O | DLCPRBH09AAK |  | Mini-Splits(Non-Ducted) | DLFPHBH09XAK |  | 9000 | 27 | 17.5 | 12000 | 13700 | 114.2% | 1.85 | 16 | 16 |  |  |  |  | R-410A | 0.75 | Residential & Commercial | VSMSHP | Non-Ducted CEE Tier 2
207614970 | Mini/Multi Split | KENMORE | HRCU-A-CB-O | DLCPRBH12AAK |  | Mini-Splits(Non-Ducted) | DLFPHBH12XAK |  | 12000 | 25.3 | 11.7 | 12000 | 13700 | 114.2% | 1.85 | 13.8 | 14 |  |  |  |  | R-410A | 1 | Residential & Commercial | VSMSHP | Non-Ducted CEE Tier 2
207614971 | Mini/Multi Split | MIDEA | HRCU-A-CB-O | DLCPRBH09AAK |  | Mini-Splits(Non-Ducted) | DLFPHBH09XAK |  | 9000 | 27 | 17.5 | 12000 | 13700 | 114.2% | 1.85 | 16 | 16 |  |  |  |  | R-410A | 0.75 | Residential & Commercial | VSMSHP | Non-Ducted CEE Tier 2
207614972 | Mini/Multi Split | MIDEA | HRCU-A-CB-O | DLCPRBH12AAK |  | Mini-Splits(Non-Ducted) | DLFPHBH12XAK |  | 12000 | 25.3 | 11.7 | 12000 | 13700 | 114.2% | 1.85 | 13.8 | 14 |  |  |  |  | R-410A | 1 | Residential & Commercial | VSMSHP | Non-Ducted CEE Tier 2
207614973 | Mini/Multi Split | TEMPSTAR | HRCU-A-CB-O | DLCPRBH09AAK |  | Mini-Splits(Non-Ducted) | DLFPHBH09XAK |  | 9000 | 27 | 17.5 | 12000 | 13700 | 114.2% | 1.85 | 16 | 16 |  |  |  |  | R-410A | 0.75 | Residential & Commercial | VSMSHP | Non-Ducted CEE Tier 2
207614974 | Mini/Multi Split | TEMPSTAR | HRCU-A-CB-O | DLCPRBH12AAK |  | Mini-Splits(Non-Ducted) | DLFPHBH12XAK |  | 12000 | 25.3 | 11.7 | 12000 | 13700 | 114.2% | 1.85 | 13.8 | 14 |  |  |  |  | R-410A | 1 | Residential & Commercial | VSMSHP | Non-Ducted CEE Tier 2
207614975 | Mini/Multi Split | SMART COMFORT | HRCU-A-CB-O | DLCPRBH09AAK |  | Mini-Splits(Non-Ducted) | DLFPHBH09XAK |  | 9000 | 27 | 17.5 | 12000 | 13700 | 114.2% | 1.85 | 16 | 16 |  |  |  |  | R-410A | 0.75 | Residential & Commercial | VSMSHP | Non-Ducted CEE Tier 2
207614976 | Mini/Multi Split | SMART COMFORT | HRCU-A-CB-O | DLCPRBH12AAK |  | Mini-Splits(Non-Ducted) | DLFPHBH12XAK |  | 12000 | 25.3 | 11.7 | 12000 | 13700 | 114.2% | 1.85 | 13.8 | 14 |  |  |  |  | R-410A | 1 | Residential & Commercial | VSMSHP | Non-Ducted CEE Tier 2
207614977 | Mini/Multi Split | AIRQUEST | HRCU-A-CB-O | DLCPRBH09AAK |  | Mini-Splits(Non-Ducted) | DLFPHBH09XAK |  | 9000 | 27 | 17.5 | 12000 | 13700 | 114.2% | 1.85 | 16 | 16 |  |  |  |  | R-410A | 0.75 | Residential & Commercial | VSMSHP | Non-Ducted CEE Tier 2
207614978 | Mini/Multi Split | AIRQUEST | HRCU-A-CB-O | DLCPRBH12AAK |  | Mini-Splits(Non-Ducted) | DLFPHBH12XAK |  | 12000 | 25.3 | 11.7 | 12000 | 13700 | 114.2% | 1.85 | 13.8 | 14 |  |  |  |  | R-410A | 1 | Residential & Commercial | VSMSHP | Non-Ducted CEE Tier 2
207615688 | Mini/Multi Split | FUJITSU | HRCU-A-CB-O | AOUH09LMAS1 |  | Mini-Splits(Non-Ducted) | ASUH09LMAS |  | 9000 | 26.5 | 12.6 | 12000 | 10100 | 84.17% | 2.36 | 14.3 | 14.3 |  |  |  |  | R-410A | 0.75 | Residential & Commercial | VSMSHP | Non-Ducted CEE Tier 2
207615689 | Mini/Multi Split | FUJITSU | HRCU-A-CB-O | AOUH12LMAS1 |  | Mini-Splits(Non-Ducted) | ASUH12LMAS |  | 12000 | 23 | 11.1 | 14500 | 10300 | 71.03% | 2.36 | 12.5 | 12.5 |  |  |  |  | R-410A | 1 | Residential & Commercial | VSMSHP | Non-Ducted CEE Tier 2
207526945 | Mini/Multi Split | NOVAIR | HRCU-A-CB-O | LEA12SZ25SK-O |  | Mini-Splits(Non-Ducted) | LEA12UUSK-I |  | 12000 | 23.1 | 10.8 | 12000 | 8400 | 70% | 2.41 | 13 | 13 |  |  |  |  | R-410A | 1 | Residential & Commercial | VSMSHP | Non-Ducted CEE Tier 2
207526946 | Mini/Multi Split | NOVAIR | HRCU-A-CB-O | LEA09SZ25SK-O |  | Mini-Splits(Non-Ducted) | LEA09UUSK-I |  | 9000 | 24 | 11.6 | 10000 | 7500 | 75% | 2.25 | 14.7 | 14.7 |  |  |  |  | R-410A | 0.75 | Residential & Commercial | VSMSHP | Non-Ducted CEE Tier 2
207526947 | Mini/Multi Split | NOVAIR | HRCU-A-CB-O | LEA09SZ35SK-O |  | Mini-Splits(Non-Ducted) | LEA09UUSK-I |  | 9000 | 26.4 | 11.6 | 12000 | 11000 | 91.67% | 1.85 | 15.8 | 15.8 |  |  |  |  | R-410A | 0.75 | Residential & Commercial | VSMSHP | Non-Ducted CEE Tier 2
207526948 | Mini/Multi Split | NOVAIR | HRCU-A-CB-O | LEA18SZ35SK-O |  | Mini-Splits(Non-Ducted) | LEA18UUSK-I |  | 18000 | 22 | 10.6 | 18000 | 17200 | 95.56% | 1.89 | 13 | 13 |  |  |  |  | R-410A | 1.5 | Residential & Commercial | VSMSHP | Non-Ducted CEE Tier 2
207526949 | Mini/Multi Split | NOVAIR | HRCU-A-CB-O | LEA09SZ15SK-O |  | Mini-Splits(Non-Ducted) | LEA0915SK-I |  | 9000 | 21.5 | 9.1 | 10000 | 7000 | 70% | 2.16 | 12.5 | 12.5 |  |  |  |  | R-410A | 0.75 | Residential & Commercial | VSMSHP
207526951 | Mini/Multi Split | NOVAIR | HRCU-A-CB-O | LEA18SZ25SK-O |  | Mini-Splits(Non-Ducted) | LEA18UUSK-I |  | 18000 | 24 | 10.5 | 18000 | 12800 | 71.11% | 2.44 | 13.5 | 13.5 |  |  |  |  | R-410A | 1.5 | Residential & Commercial | VSMSHP | Non-Ducted CEE Tier 2
207539337 | Mini/Multi Split | NOVAIR | HRCU-A-CB-O | LEA12SZ35SK-O |  | Mini-Splits(Non-Ducted) | LEA12UUSK-I |  | 12000 | 23.1 | 10.5 | 12000 | 11000 | 91.67% | 1.88 | 13 | 13 |  |  |  |  | R-410A | 1 | Residential & Commercial | VSMSHP | Non-Ducted CEE Tier 2
207571385 | Mini/Multi Split | BLUERIDGE | HRCU-A-CB-O | BMY48UC |  | Mini-Splits(Non-Ducted) | BM48MFCC |  | 48000 | 18.9 | 10 | 50000 | 35000 | 70% | 1.85 | 9.3 | 9.3 |  |  |  |  | R-410A | 4 | Residential & Commercial | VSMSHP | Non-Ducted CEE Tier 2
207571386 | Mini/Multi Split | BLUERIDGE | HRCU-A-CB-O | BMY9HH28C |  | Mini-Splits(Non-Ducted) | BM09MCC |  | 9000 | 20.5 | 10.3 | 9800 | 10000 | 102% | 1.8 | 13 | 13 |  |  |  |  | R-410A | 0.75 | Residential & Commercial | VSMSHP | Non-Ducted CEE Tier 2
207571388 | Mini/Multi Split | BLUERIDGE | HRCU-A-CB-O | BMY12HH26C |  | Mini-Splits(Non-Ducted) | BM12MCC |  | 12000 | 22.3 | 10.2 | 12000 | 11300 | 94.17% | 1.89 | 12.7 | 12.7 |  |  |  |  | R-410A | 1 | Residential & Commercial | VSMSHP | Non-Ducted CEE Tier 2
207571389 | Mini/Multi Split | BLUERIDGE | HRCU-A-CB-O | BMY12HH26C |  | Mini-Splits(Non-Ducted) | BM12M22CNS |  | 12000 | 23.6 | 10 | 12000 | 12000 | 100% | 1.89 | 13 | 13 |  |  |  |  | R-410A | 1 | Residential & Commercial | VSMSHP | Non-Ducted CEE Tier 2
207571391 | Mini/Multi Split | BLUERIDGE | HRCU-A-CB-O | BMY18HH22C |  | Mini-Splits(Non-Ducted) | BM18MCC |  | 16000 | 20 | 9.5 | 17000 | 16000 | 94.12% | 1.75 | 12.5 | 12.5 |  |  |  |  | R-410A | 1.3333 | Residential & Commercial | VSMSHP | Non-Ducted CEE Tier 2
207571392 | Mini/Multi Split | BLUERIDGE | HRCU-A-CB-O | BMY18HH22C |  | Mini-Splits(Non-Ducted) | BM18MFCC |  | 17000 | 20.5 | 9.8 | 18000 | 16800 | 93.33% | 1.86 | 12.5 | 12.5 |  |  |  |  | R-410A | 1.4167 | Residential & Commercial | VSMSHP | Non-Ducted CEE Tier 2
207571394 | Mini/Multi Split | BLUERIDGE | HRCU-A-CB-O | BMY24HH22C |  | Mini-Splits(Non-Ducted) | BM24MFCC |  | 24000 | 20.5 | 11 | 25000 | 25000 | 100% | 2.1 | 11.5 | 11.7 |  |  |  |  | R-410A | 2 | Residential & Commercial | VSMSHP | Non-Ducted CEE Tier 2
207583104 | Mini/Multi Split | DIRECT AIR | HRCU-A-CB-O | DIRH-09HP23-DKO-115 |  | Mini-Splits(Non-Ducted) | DIRH-09HP23-DKI-115 |  | 9000 | 18.5 | 9 | 9000 | 6300 | 70% | 1.8 | 12.8 | 12.8 |  |  |  |  | R-410A | 0.75 | Residential & Commercial | VSMSHP
207583105 | Mini/Multi Split | DIRECT AIR | HRCU-A-CB-O | DIRH-12HP23-DKO-115 |  | Mini-Splits(Non-Ducted) | DIRH-12HP23-DKI-115 |  | 12000 | 21.7 | 9.5 | 12000 | 8400 | 70% | 1.75 | 12.5 | 12.5 |  |  |  |  | R-410A | 1 | Residential & Commercial | VSMSHP | Non-Ducted CEE Tier 2
207583106 | Mini/Multi Split | DIRECT AIR | HRCU-A-CB-O | DIRH-09HP23-DKO |  | Mini-Splits(Non-Ducted) | DIRH-09HP23-DKI |  | 9000 | 22 | 9 | 9000 | 6300 | 70% | 1.8 | 13.7 | 13.7 |  |  |  |  | R-410A | 0.75 | Residential & Commercial | VSMSHP
207583107 | Mini/Multi Split | DIRECT AIR | HRCU-A-CB-O | DIRH-12HP23-DKO |  | Mini-Splits(Non-Ducted) | DIRH-12HP23-DKI |  | 12000 | 21 | 9.5 | 12000 | 8400 | 70% | 1.75 | 13 | 13 |  |  |  |  | R-410A | 1 | Residential & Commercial | VSMSHP | Non-Ducted CEE Tier 2
207583108 | Mini/Multi Split | DIRECT AIR | HRCU-A-CB-O | DIRH-18HP23-DKO |  | Mini-Splits(Non-Ducted) | DIRH-18HP23-DKI |  | 18000 | 22.5 | 8.6 | 17000 | 11900 | 70% | 1.8 | 13 | 13 |  |  |  |  | R-410A | 1.5 | Residential & Commercial | VSMSHP
207583109 | Mini/Multi Split | DIRECT AIR | HRCU-A-CB-O | DIRH-24HP23-DKO |  | Mini-Splits(Non-Ducted) | DIRH-24HP23-DKI |  | 23000 | 20.5 | 8.6 | 23000 | 18000 | 78.26% | 1.75 | 12.5 | 12.2 |  |  |  |  | R-410A | 1.9167 | Residential & Commercial | VSMSHP
207590836 | Mini/Multi Split | FUJITSU | HRCU-A-CB-O | AOUH30LPAS1 |  | Mini-Splits(Non-Ducted) | ASUH30LPAS |  | 30000 | 18 | 9.8 | 30000 | 24000 | 80% | 1.8 | 9.8 | 9.8 |  |  |  |  | R-454C | 2.5 | Residential & Commercial | VSMSHP | Non-Ducted CEE Tier 2
207590837 | Mini/Multi Split | FUJITSU | HRCU-A-CB-O | AOUH36LPAS1 |  | Mini-Splits(Non-Ducted) | ASUH36LPAS |  | 33000 | 18 | 9.6 | 34000 | 25200 | 74.12% | 1.8 | 8.1 | 8.1 |  |  |  |  | R-410A | 2.75 | Residential & Commercial | VSMSHP
207430429 | Mini/Multi Split | KARDA | HRCU-A-CB-O | 3KARDA09SZO |  | Mini-Splits(Non-Ducted) | 3KARDA09UVW |  | 9000 | 26.4 | 11.6 | 12000 | 11000 | 91.67% | 1.85 | 15.8 | 15.8 |  |  |  |  | R-410A | 0.75 | Residential & Commercial | VSMSHP | Non-Ducted CEE Tier 2
207430430 | Mini/Multi Split | KARDA | HRCU-A-CB-O | 3KARDA18SZO |  | Mini-Splits(Non-Ducted) | 3KARDA18UVW |  | 18000 | 22 | 10.6 | 18000 | 17200 | 95.56% | 1.89 | 13 | 13 |  |  |  |  | R-410A | 1.5 | Residential & Commercial | VSMSHP | Non-Ducted CEE Tier 2
207430431 | Mini/Multi Split | KARDA | HRCU-A-CB-O | 3KARDA24SZO |  | Mini-Splits(Non-Ducted) | 3KARDA24UVW |  | 23000 | 22.3 | 10.3 | 26000 | 23000 | 88.46% | 1.8 | 12.5 | 12.5 |  |  |  |  | R-410A | 1.9167 | Residential & Commercial | VSMSHP | Non-Ducted CEE Tier 2
207430432 | Mini/Multi Split | KARDA | HRCU-A-CB-O | 3KARDA12SZO |  | Mini-Splits(Non-Ducted) | 3KARDA12UVW |  | 12000 | 23.1 | 10.5 | 12000 | 11000 | 91.67% | 1.88 | 13 | 13 |  |  |  |  | R-410A | 1 | Residential & Commercial | VSMSHP | Non-Ducted CEE Tier 2
207454671 | Mini/Multi Split | FUJITSU | HRCU-A-CB-O | AOUH09LEAS1 |  | Mini-Splits(Non-Ducted) | ASUH09LMAS |  | 9000 | 21.3 | 10 | 10900 | 8100 | 74.31% | 1.96 | 12.5 | 12.5 |  |  |  |  | R-410A | 0.75 | Residential & Commercial | VSMSHP | Non-Ducted CEE Tier 2
207462345 | Mini/Multi Split | LG | HRCU-A-CB-O | LSU181HSV5 |  | Mini-Splits(Non-Ducted) | LAN181HSV5 |  | 18000 | 22 | 9.5 | 21600 | 15200 | 70.37% | 1.8 | 12.6 | 12.55 |  |  |  |  | R-410A | 1.5 | Residential & Commercial | VSMSHP | Non-Ducted CEE Tier 2
207462387 | Mini/Multi Split | SAMSUNG | HRCU-A-CB-O | AC009BXADCH |  | Mini-Splits(Non-Ducted) | AC009BNNDCH |  | 9100 | 22 | 9.5 | 10000 | 11000 | 110% | 1.89 | 13 | 13 |  |  |  |  | R-410A | 0.75833 | Residential & Commercial | VSMSHP | Non-Ducted CEE Tier 2
207462388 | Mini/Multi Split | SAMSUNG | HRCU-A-CB-O | AC018BXADCH |  | Mini-Splits(Non-Ducted) | AC018BN4DCH |  | 18000 | 23.6 | 8.5 | 20000 | 26200 | 131% | 1.92 | 13.8 | 13.8 |  |  |  |  | R-410A | 1.5 | Residential & Commercial | VSMSHP
207462389 | Mini/Multi Split | SAMSUNG | HRCU-A-CB-O | AC024BXADCH |  | Mini-Splits(Non-Ducted) | AC024BN4DCH |  | 24000 | 21 | 8.6 | 27000 | 28000 | 103.7% | 1.83 | 12.6 | 12.6 |  |  |  |  | R-410A | 2 | Residential & Commercial | VSMSHP
207465435 | Mini/Multi Split | SAMSUNG | HRCU-A-CB-O | AC030BXADCH |  | Mini-Splits(Non-Ducted) | AC030BN4DCH |  | 30000 | 20.7 | 8.8 | 32000 | 29000 | 90.62% | 1.92 | 11 | 11 |  |  |  |  | R-410A | 2.5 | Residential & Commercial | VSMSHP
207465436 | Mini/Multi Split | SAMSUNG | HRCU-A-CB-O | AC048BXADCH |  | Mini-Splits(Non-Ducted) | AC048BN4DCH |  | 48000 | 17.8 | 8.6 | 54000 | 43500 | 80.56% | 1.98 | 8.3 | 8.3 |  |  |  |  | R-410A | 4 | Residential & Commercial | VSMSHP
207465446 | Mini/Multi Split | SAMSUNG | HRCU-A-CB-O | AC018BXADCH |  | Mini-Splits(Non-Ducted) | AC018BN6DCH |  | 18000 | 21.5 | 8.7 | 20000 | 24200 | 121% | 1.78 | 12.3 | 12.3 |  |  |  |  | R-410A | 1.5 | Residential & Commercial | VSMSHP
207465453 | Mini/Multi Split | SAMSUNG | HRCU-A-CB-O | AC024BXADCH |  | Mini-Splits(Non-Ducted) | AC024BN6DCH |  | 24000 | 21.5 | 8.9 | 27000 | 27000 | 100% | 1.76 | 12.7 | 12.7 |  |  |  |  | R-410A | 2 | Residential & Commercial | VSMSHP
207465454 | Mini/Multi Split | SAMSUNG | HRCU-A-CB-O | AC024BXADCH |  | Mini-Splits(Non-Ducted) | AC024BNADCH |  | 24000 | 19.5 | 8.5 | 27000 | 27000 | 100% | 1.75 | 10.3 | 10.3 |  |  |  |  | R-410A | 2 | Residential & Commercial | VSMSHP
207465461 | Mini/Multi Split | SAMSUNG | HRCU-A-CB-O | AC036BXADCH |  | Mini-Splits(Non-Ducted) | AC036BN6DCH |  | 36000 | 20.4 | 8.5 | 40000 | 36400 | 91% | 2.17 | 11.5 | 11.5 |  |  |  |  | R-410A | 3 | Residential & Commercial | VSMSHP
207465463 | Mini/Multi Split | SAMSUNG | HRCU-A-CB-O | AC036BXADCH |  | Mini-Splits(Non-Ducted) | AC036BNTDCH |  | 36000 | 19.2 | 8.5 | 40000 | 29800 | 74.5% | 1.75 | 9.5 | 9.5 |  |  |  |  | R-410A | 3 | Residential & Commercial | VSMSHP
207465465 | Mini/Multi Split | SAMSUNG | HRCU-A-CB-O | AC042BXADCH |  | Mini-Splits(Non-Ducted) | AC042BN6DCH |  | 42000 | 18.9 | 8.7 | 47000 | 40500 | 86.17% | 1.81 | 10 | 10 |  |  |  |  | R-410A | 3.5 | Residential & Commercial | VSMSHP
207465468 | Mini/Multi Split | SAMSUNG | HRCU-A-CB-O | AC048BXADCH |  | Mini-Splits(Non-Ducted) | AC048BN6DCH |  | 48000 | 17.8 | 8.7 | 54000 | 41000 | 75.93% | 1.83 | 8.3 | 8.3 |  |  |  |  | R-410A | 4 | Residential & Commercial | VSMSHP
207506894 | Mini/Multi Split | Olimpia Splendid | HRCU-A-CB-O | OS-CENIH18EI |  | Mini-Splits(Non-Ducted) | OS-SENIH18EI |  | 18000 | 24 | 10.5 | 18000 | 12800 | 71.11% | 2.44 | 13.5 | 13.5 |  |  |  |  | R-410A | 1.5 | Residential & Commercial | VSMSHP | Non-Ducted CEE Tier 2
207094533 | Mini/Multi Split | GREE | HRCU-A-CB-O | GWH24YE-D3DNA1A/O |  | Mini-Splits(Non-Ducted) | GWH24AFE-D3DN***/I |  | 22000 | 21.5 | 9.5 | 24000 | 24000 | 100% | 1.9 | 13 | 13 |  |  |  |  | R-410A | 1.8333 | Residential & Commercial | VSMSHP | Non-Ducted CEE Tier 2
207096511 | Mini/Multi Split | GREE | HRCU-A-CB-O | GWH18YE-D3DNA1A/O |  | Mini-Splits(Non-Ducted) | GWH18AFE-D3DN***/I |  | 18000 | 22 | 10 | 18000 | 20000 | 111.1% | 1.8 | 13.5 | 13.5 |  |  |  |  | R-410A | 1.5 | Residential & Commercial | VSMSHP | Non-Ducted CEE Tier 2
207131734 | Mini/Multi Split | FUJITSU | HRCU-A-CB-O | AOUH18LPAS1 |  | Mini-Splits(Non-Ducted) | ASUH18LPAS |  | 18000 | 20 | 10.5 | 18000 | 18100 | 100.6% | 2.14 | 12 | 12 |  |  |  |  | R-410A | 1.5 | Residential & Commercial | VSMSHP | Non-Ducted CEE Tier 2
207131735 | Mini/Multi Split | FUJITSU | HRCU-A-CB-O | AOUH24LPAS1 |  | Mini-Splits(Non-Ducted) | ASUH24LPAS |  | 24000 | 19 | 9.8 | 24000 | 19500 | 81.25% | 2 | 9.2 | 9.2 |  |  |  |  | R-410A | 2 | Residential & Commercial | VSMSHP | Non-Ducted CEE Tier 2
207168480 | Mini/Multi Split | GREE | HRCU-A-CB-O | GWH09AGC-D3DNA1B/O |  | Mini-Splits(Non-Ducted) | GTH(09)CA-D3DN***/I |  | 9100 | 19.5 | 9.8 | 11000 | 9000 | 81.82% | 1.8 | 13.3 | 13.3 |  |  |  |  | R-410A | 0.75833 | Residential & Commercial | VSMSHP | Non-Ducted CEE Tier 2
207169058 | Mini/Multi Split | GREE | HRCU-A-CB-O | GWH24AGE-D3DNA1A/O |  | Mini-Splits(Non-Ducted) | GWH24QE-D3DN***/I |  | 22000 | 24 | 9.5 | 24000 | 20000 | 83.33% | 1.8 | 13 | 13 |  |  |  |  | R-410A | 1.8333 | Residential & Commercial | VSMSHP | Non-Ducted CEE Tier 2
206907172 | Mini/Multi Split | Hitachi | HRCU-A-CB-O | RAC-SH09WHLAE |  | Mini-Splits(Non-Ducted) | RAS-SH09RHLAE |  | 9000 | 20.5 | 10.3 | 11000 | 8000 | 72.73% | 2.25 | 14 | 14 |  |  |  |  | R-410A | 0.75 | Residential & Commercial | VSMSHP | Non-Ducted CEE Tier 2
206907173 | Mini/Multi Split | Hitachi | HRCU-A-CB-O | RAC-SH12WHLAE |  | Mini-Splits(Non-Ducted) | RAS-SH12RHLAE |  | 12000 | 20 | 10.2 | 14000 | 10000 | 71.43% | 2.25 | 12.5 | 12.5 |  |  |  |  | R-410A | 1 | Residential & Commercial | VSMSHP | Non-Ducted CEE Tier 2
206913030 | Mini/Multi Split | GREE | HRCU-A-CB-O | GWH12AGC-D3DNA1A/O |  | Mini-Splits(Non-Ducted) | GKH(12)BB-D3DN***/I |  | 12000 | 24 | 8.5 | 12000 | 9200 | 76.67% | 1.9 | 13 | 12.5 |  |  |  |  | R-410A | 1 | Residential & Commercial | VSMSHP
206913031 | Mini/Multi Split | GREE | HRCU-A-CB-O | GWH12AGC-D3DNA1A/O |  | Mini-Splits(Non-Ducted) | GTH(12)CA-D3DN***/I |  | 12000 | 18.5 | 8.5 | 12000 | 10000 | 83.33% | 1.85 | 12.5 | 11.5 |  |  |  |  | R-410A | 1 | Residential & Commercial | VSMSHP
206913034 | Mini/Multi Split | GREE | HRCU-A-CB-O | GWH24AGE-D3DNA1A/O |  | Mini-Splits(Non-Ducted) | GTH(24)CB-D3DN***/I |  | 22000 | 20 | 9 | 24000 | 19000 | 79.17% | 1.8 | 12 | 12 |  |  |  |  | R-410A | 1.8333 | Residential & Commercial | VSMSHP
206913035 | Mini/Multi Split | COMFORT-AIRE | HRCU-A-CB-O | A-VMH18SU-1B |  | Mini-Splits(Non-Ducted) | B-VMH18SU-1A |  | 17000 | 19.4 | 10 | 18000 | 16400 | 91.11% | 1.9 | 12.5 | 12.5 |  |  |  |  | R-410A | 1.4167 | Residential & Commercial | VSMSHP | Non-Ducted CEE Tier 2
206913036 | Mini/Multi Split | COMFORT-AIRE | HRCU-A-CB-O | A-VMH24SU-1A |  | Mini-Splits(Non-Ducted) | B-VMH24SU-1 |  | 21600 | 18.9 | 10.4 | 23400 | 23400 | 100% | 1.89 | 13 | 11.7 |  |  |  |  | R-410A | 1.8 | Residential & Commercial | VSMSHP | Non-Ducted CEE Tier 2
206913037 | Mini/Multi Split | KERR | HRCU-A-CB-O | A-KMH18SU-1A |  | Mini-Splits(Non-Ducted) | B-KMH18SU-1 |  | 17000 | 19.4 | 10 | 18000 | 16400 | 91.11% | 1.9 | 12.5 | 12.5 |  |  |  |  | R-410A | 1.4167 | Residential & Commercial | VSMSHP | Non-Ducted CEE Tier 2
206913038 | Mini/Multi Split | KERR | HRCU-A-CB-O | A-KMH24SU-1A |  | Mini-Splits(Non-Ducted) | B-KMH24SU-1 |  | 21600 | 18.9 | 10.4 | 23400 | 23400 | 100% | 1.89 | 13 | 11.7 |  |  |  |  | R-410A | 1.8 | Residential & Commercial | VSMSHP | Non-Ducted CEE Tier 2
206913570 | Mini/Multi Split | COMFORT-AIRE | HRCU-A-CB-O | A-VMH18SU-1A |  | Mini-Splits(Non-Ducted) | B-VMH18SU-1B |  | 17000 | 19.4 | 10 | 18000 | 16400 | 91.11% | 1.9 | 12.5 | 12.5 |  |  |  |  | R-410A | 1.4167 | Residential & Commercial | VSMSHP | Non-Ducted CEE Tier 2
206913571 | Mini/Multi Split | COMFORT-AIRE | HRCU-A-CB-O | A-VMH24SU-1 |  | Mini-Splits(Non-Ducted) | B-VMH24SU-1A |  | 21600 | 18.9 | 10.4 | 23400 | 23400 | 100% | 1.89 | 13 | 11.7 |  |  |  |  | R-410A | 1.8 | Residential & Commercial | VSMSHP | Non-Ducted CEE Tier 2
206913572 | Mini/Multi Split | KERR | HRCU-A-CB-O | A-KMH18SU-1 |  | Mini-Splits(Non-Ducted) | B-KMH18SU-1A |  | 17000 | 19.4 | 10 | 18000 | 16400 | 91.11% | 1.9 | 12.5 | 12.5 |  |  |  |  | R-410A | 1.4167 | Residential & Commercial | VSMSHP | Non-Ducted CEE Tier 2
206913573 | Mini/Multi Split | KERR | HRCU-A-CB-O | A-KMH24SU-1 |  | Mini-Splits(Non-Ducted) | B-KMH24SU-1A |  | 21600 | 18.9 | 10.4 | 23400 | 23400 | 100% | 1.89 | 13 | 11.7 |  |  |  |  | R-410A | 1.8 | Residential & Commercial | VSMSHP | Non-Ducted CEE Tier 2
206913622 | Mini/Multi Split | Hessaire | HRCU-A-CB-O | H12E1 |  | Mini-Splits(Non-Ducted) | H12E1 |  | 12000 | 21.7 | 9.5 | 12000 | 8400 | 70% | 1.75 | 12.5 | 12.5 |  |  |  |  | R-410A | 1 | Residential & Commercial | VSMSHP | Non-Ducted CEE Tier 2
206913623 | Mini/Multi Split | Hessaire | HRCU-A-CB-O | H18E2 |  | Mini-Splits(Non-Ducted) | H18E2 |  | 18000 | 22.5 | 8.6 | 17000 | 11900 | 70% | 1.8 | 13 | 13 |  |  |  |  | R-410A | 1.5 | Residential & Commercial | VSMSHP
207348499 | Mini/Multi Split | LG | HRCU-A-CB-O | LAU090HSV5 |  | Mini-Splits(Non-Ducted) | LAN090HSV5 |  | 9000 | 23.2 | 10.2 | 10900 | 7700 | 70.64% | 1.8 | 14.5 | 14.5 |  |  |  |  | R-410A | 0.75 | Residential & Commercial | VSMSHP | Non-Ducted CEE Tier 2
207348501 | Mini/Multi Split | LG | HRCU-A-CB-O | LGU121HSV5 |  | Mini-Splits(Non-Ducted) | LGN121HSV5 |  | 12000 | 22 | 10 | 13600 | 9600 | 70.59% | 1.8 | 12.5 | 12.5 |  |  |  |  | R-410A | 1 | Residential & Commercial | VSMSHP | Non-Ducted CEE Tier 2
207348503 | Mini/Multi Split | LG | HRCU-A-CB-O | LSU181HSV5 |  | Mini-Splits(Non-Ducted) | LSN181HSV5 |  | 18000 | 22 | 9.5 | 21600 | 15200 | 70.37% | 1.8 | 12.6 | 12.55 |  |  |  |  | R-410A | 1.5 | Residential & Commercial | VSMSHP | Non-Ducted CEE Tier 2
207348504 | Mini/Multi Split | LG | HRCU-A-CB-O | LGU181HSV5 |  | Mini-Splits(Non-Ducted) | LGN181HSV5 |  | 18000 | 22 | 9.5 | 21600 | 15200 | 70.37% | 1.8 | 12.6 | 12.55 |  |  |  |  | R-410A | 1.5 | Residential & Commercial | VSMSHP | Non-Ducted CEE Tier 2
207237535 | Mini/Multi Split | WESTINGHOUSE | HRCU-A-CB-O | WHU09SZA21S |  | Mini-Splits(Non-Ducted) | WHU09CTA21S |  | 9000 | 20.5 | 10 | 10000 | 8300 | 83% | 2.26 | 12.85 | 12.85 |  |  |  |  | R-410A | 0.75 | Residential & Commercial | VSMSHP | Non-Ducted CEE Tier 2
207237536 | Mini/Multi Split | WESTINGHOUSE | HRCU-A-CB-O | WHU12SZA21S |  | Mini-Splits(Non-Ducted) | WHU12CTA21S |  | 12000 | 20.5 | 9.5 | 12000 | 8500 | 70.83% | 2.3 | 12.5 | 12.5 |  |  |  |  | R-410A | 1 | Residential & Commercial | VSMSHP | Non-Ducted CEE Tier 2
207237537 | Mini/Multi Split | WESTINGHOUSE | HRCU-A-CB-O | WHU18SZA21S |  | Mini-Splits(Non-Ducted) | WHU18CTA21S |  | 18000 | 20.5 | 10 | 18800 | 13200 | 70.21% | 2.36 | 12.65 | 12.5 |  |  |  |  | R-410A | 1.5 | Residential & Commercial | VSMSHP | Non-Ducted CEE Tier 2
207237538 | Mini/Multi Split | WESTINGHOUSE | HRCU-A-CB-O | WHU24SZA21S |  | Mini-Splits(Non-Ducted) | WHU24CTA21S |  | 24000 | 18.5 | 10 | 26000 | 19000 | 73.08% | 2.2 | 12.5 | 12.5 |  |  |  |  | R-410A | 2 | Residential & Commercial | VSMSHP | Non-Ducted CEE Tier 2
207237539 | Mini/Multi Split | WESTINGHOUSE | HRCU-A-CB-O | WHU36SZA21S |  | Mini-Splits(Non-Ducted) | WHU36CTA21S |  | 36000 | 18 | 9.8 | 36000 | 26800 | 74.44% | 2.28 | 10.6 | 10.65 |  |  |  |  | R-410A | 3 | Residential & Commercial | VSMSHP | Non-Ducted CEE Tier 2
207251114 | Mini/Multi Split | LBG Products | HRCU-A-CB-O | LBH09ATO |  | Mini-Splits(Non-Ducted) | LBH09ATI |  | 9000 | 21.5 | 9.1 | 10000 | 7000 | 70% | 2.16 | 12.5 | 12.5 |  |  |  |  | R-410A | 0.75 | Residential & Commercial | VSMSHP
207251115 | Mini/Multi Split | LBG Products | HRCU-A-CB-O | LBH09DTO |  | Mini-Splits(Non-Ducted) | LBH09DTI |  | 9000 | 21.7 | 9.4 | 10000 | 7000 | 70% | 2 | 12.6 | 12.6 |  |  |  |  | R-410A | 0.75 | Residential & Commercial | VSMSHP
207318103 | Mini/Multi Split | GREE | HRCU-A-CB-O | GWH09AGC-D3DNA1B/O |  | Mini-Splits(Non-Ducted) | GWH09QC-D3DN***/I |  | 9100 | 25 | 9.5 | 11000 | 9000 | 81.82% | 1.8 | 14.7 | 14.7 |  |  |  |  | R-410A | 0.75833 | Residential & Commercial | VSMSHP | Non-Ducted CEE Tier 2
207318105 | Mini/Multi Split | GREE | HRCU-A-CB-O | GWH09AGC-A3DNA1A/O |  | Mini-Splits(Non-Ducted) | GWH09AFC-A3DN**A/I |  | 9100 | 26.5 | 10 | 10000 | 9000 | 90% | 1.88 | 13.65 | 14 |  |  |  |  | R-410A | 0.75833 | Residential & Commercial | VSMSHP | Non-Ducted CEE Tier 2
207318106 | Mini/Multi Split | GREE | HRCU-A-CB-O | GWH12AGC-D3DNA1A/O |  | Mini-Splits(Non-Ducted) | GWH12AFC-D3DN***/I |  | 12000 | 25 | 9 | 12000 | 9200 | 76.67% | 1.93 | 13 | 12.5 |  |  |  |  | R-410A | 1 | Residential & Commercial | VSMSHP
207318107 | Mini/Multi Split | GREE | HRCU-A-CB-O | GWH12AGC-A3DNA1A/O |  | Mini-Splits(Non-Ducted) | GWH12ACC-A3DN***/I |  | 12100 | 25 | 9 | 12100 | 9000 | 74.38% | 1.84 | 13 | 12.5 |  |  |  |  | R-410A | 1.0083 | Residential & Commercial | VSMSHP
207337194 | Mini/Multi Split | WESTINGHOUSE | HRCU-A-CB-O | WHZ09SZA21S |  | Mini-Splits(Non-Ducted) | WHZ09WMA21S |  | 9000 | 27.5 | 10.5 | 10000 | 7000 | 70% | 2.1 | 16.1 | 15.5 |  |  |  |  | R-410A | 0.75 | Residential & Commercial | VSMSHP | Non-Ducted CEE Tier 2
207337195 | Mini/Multi Split | WESTINGHOUSE | HRCU-A-CB-O | WHZ12SZA21S |  | Mini-Splits(Non-Ducted) | WHZ12WMA21S |  | 12000 | 23.5 | 9.8 | 12000 | 8400 | 70% | 1.75 | 15.4 | 15.4 |  |  |  |  | R-410A | 1 | Residential & Commercial | VSMSHP | Non-Ducted CEE Tier 2
207338159 | Mini/Multi Split | PERFECTAIRE | HRCU-A-CB-O | 3PAMSHH18-SZO-20.5 |  | Mini-Splits(Non-Ducted) | 2PAMSHH18-SZW-20 |  | 17000 | 19.4 | 10 | 18000 | 16400 | 91.11% | 1.9 | 12.5 | 12.5 |  |  |  |  | R-410A | 1.4167 | Residential & Commercial | VSMSHP | Non-Ducted CEE Tier 2
207338209 | Mini/Multi Split | MDV | HRCU-A-CB-O | MOE30U-48HFN1-MP0(GA) |  | Mini-Splits(Non-Ducted) | MUE-48HRFN1-M(C) |  | 48000 | 18.9 | 10 | 50000 | 35000 | 70% | 1.85 | 9.3 | 9.3 |  |  |  |  | R-410A | 4 | Residential & Commercial | VSMSHP | Non-Ducted CEE Tier 2
207338212 | Mini/Multi Split | MDV | HRCU-A-CB-O | MOE30U-36HFN1-M(GA) |  | Mini-Splits(Non-Ducted) | MUE-36HRFN1-M(C) |  | 36000 | 17.6 | 10 | 39000 | 36600 | 93.85% | 1.75 | 8.6 | 8.8 |  |  |  |  | R-410A | 3 | Residential & Commercial | VSMSHP
207338213 | Mini/Multi Split | MDV | HRCU-A-CB-O | MOE30U-36HFN1-M(GA) |  | Mini-Splits(Non-Ducted) | MCD1-36HRFN1-M(GA) |  | 36000 | 19.4 | 10.5 | 40000 | 40000 | 100% | 1.85 | 9.5 | 9.5 |  |  |  |  | R-410A | 3 | Residential & Commercial | VSMSHP | Non-Ducted CEE Tier 2
207338215 | Mini/Multi Split | MDV | HRCU-A-CB-O | MOE30U-48HFN1-M-[X](GA) |  | Mini-Splits(Non-Ducted) | MUE-48HRFN1-M(C) |  | 48000 | 17 | 9.8 | 51000 | 49000 | 96.08% | 1.8 | 8.2 | 8.2 |  |  |  |  | R-410A | 4 | Residential & Commercial | VSMSHP
207338216 | Mini/Multi Split | MDV | HRCU-A-CB-O | MOE30U-48HFN1-M-[X](GA) |  | Mini-Splits(Non-Ducted) | MCD1-48HRFN1-M(GA) |  | 48000 | 16.8 | 10.7 | 53000 | 48000 | 90.57% | 1.98 | 8.3 | 8.3 |  |  |  |  | R-410A | 4 | Residential & Commercial | VSMSHP
207338218 | Mini/Multi Split | MDV | HRCU-A-CB-O | MOD33-24HFN1-MT0W |  | Mini-Splits(Non-Ducted) | MCD1-24HRFN1-MT0W(GA) |  | 24000 | 21.5 | 9.7 | 25000 | 18500 | 74% | 2.2 | 12.5 | 12.5 |  |  |  |  | R-410A | 2 | Residential & Commercial | VSMSHP | Non-Ducted CEE Tier 2
207338219 | Mini/Multi Split | MDV | HRCU-A-CB-O | MOD30-24HFN1-MU0W |  | Mini-Splits(Non-Ducted) | MCD1-24HRFN1-MT0W(GA) |  | 24000 | 20.5 | 11.5 | 25000 | 25800 | 103.2% | 2 | 11 | 11 |  |  |  |  | R-410A | 2 | Residential & Commercial | VSMSHP | Non-Ducted CEE Tier 2
207339161 | Mini/Multi Split | MRCOOL | HRCU-A-CB-O | O-HH-09-HP-C-230A |  | Mini-Splits(Non-Ducted) | O-09-HP-WMAH-230B |  | 9000 | 28.1 | 11.5 | 12000 | 10600 | 88.33% | 2 | 16.2 | 16.2 |  |  |  |  | R-410A | 0.75 | Residential & Commercial | VSMSHP | Non-Ducted CEE Tier 2
207339162 | Mini/Multi Split | MRCOOL | HRCU-A-CB-O | O-HH-12-HP-C-230A |  | Mini-Splits(Non-Ducted) | O-12-HP-WMAH-230B |  | 12000 | 25.5 | 10.4 | 12000 | 12000 | 100% | 1.8 | 14 | 14 |  |  |  |  | R-410A | 1 | Residential & Commercial | VSMSHP | Non-Ducted CEE Tier 2
207339163 | Mini/Multi Split | MRCOOL | HRCU-A-CB-O | O-HH-18-HP-C-230A |  | Mini-Splits(Non-Ducted) | O-18-HP-WMAH-230B |  | 18000 | 21.5 | 11.3 | 18000 | 18000 | 100% | 1.8 | 12.5 | 12.5 |  |  |  |  | R-410A | 1.5 | Residential & Commercial | VSMSHP | Non-Ducted CEE Tier 2
207339164 | Mini/Multi Split | MRCOOL | HRCU-A-CB-O | O-HH-24-HP-C-230A |  | Mini-Splits(Non-Ducted) | O-24-HP-WMAH-230B |  | 24000 | 21.5 | 11.4 | 29000 | 25000 | 86.21% | 2.21 | 13 | 13 |  |  |  |  | R-410A | 2 | Residential & Commercial | VSMSHP | Non-Ducted CEE Tier 2
207339165 | Mini/Multi Split | AURORA | HRCU-A-CB-O | AU-A09HR-1B-O |  | Mini-Splits(Non-Ducted) | AU-A09HR-1B-I |  | 9000 | 21.5 | 9.1 | 10000 | 7000 | 70% | 2.16 | 12.5 | 12.5 |  |  |  |  | R-410A | 0.75 | Residential & Commercial | VSMSHP
207339167 | Mini/Multi Split | AURORA | HRCU-A-CB-O | AU-A09HR-2B-O |  | Mini-Splits(Non-Ducted) | AU-A09HR-2B-I |  | 9000 | 21.7 | 9.4 | 10000 | 7000 | 70% | 2 | 12.6 | 12.6 |  |  |  |  | R-410A | 0.75 | Residential & Commercial | VSMSHP
207339173 | Mini/Multi Split | BLUERIDGE | HRCU-A-CB-O | BMY922C |  | Mini-Splits(Non-Ducted) | BMY922WM |  | 9000 | 21.7 | 9.4 | 10000 | 7000 | 70% | 2 | 12.6 | 12.6 |  |  |  |  | R-410A | 0.75 | Residential & Commercial | VSMSHP
207339183 | Mini/Multi Split | BLUERIDGE | HRCU-A-CB-O | BMY9HH28C |  | Mini-Splits(Non-Ducted) | BMY9HH28WM |  | 9000 | 28.1 | 11.5 | 12000 | 10600 | 88.33% | 2 | 16.2 | 16.2 |  |  |  |  | R-410A | 0.75 | Residential & Commercial | VSMSHP | Non-Ducted CEE Tier 2
207339184 | Mini/Multi Split | BLUERIDGE | HRCU-A-CB-O | BMY12HH26C |  | Mini-Splits(Non-Ducted) | BMY12HH26WM |  | 12000 | 25.5 | 10.4 | 12000 | 12000 | 100% | 1.8 | 14 | 14 |  |  |  |  | R-410A | 1 | Residential & Commercial | VSMSHP | Non-Ducted CEE Tier 2
207339185 | Mini/Multi Split | BLUERIDGE | HRCU-A-CB-O | BMY18HH22C |  | Mini-Splits(Non-Ducted) | BMY18HH22WM |  | 18000 | 21.5 | 11.3 | 18000 | 18000 | 100% | 1.8 | 12.5 | 12.5 |  |  |  |  | R-410A | 1.5 | Residential & Commercial | VSMSHP | Non-Ducted CEE Tier 2
207339186 | Mini/Multi Split | BLUERIDGE | HRCU-A-CB-O | BMY24HH22C |  | Mini-Splits(Non-Ducted) | BMY24HH22WM |  | 24000 | 21.5 | 11.4 | 29000 | 25000 | 86.21% | 2.21 | 13 | 13 |  |  |  |  | R-410A | 2 | Residential & Commercial | VSMSHP | Non-Ducted CEE Tier 2
207178564 | Mini/Multi Split | MDV | HRCU-A-CB-O | MOX230-09HFN1-MW5W |  | Mini-Splits(Non-Ducted) | MSEPB-06HRFN1-MY5W |  | 6000 | 26.5 | 13.6 | 7000 | 7500 | 107.1% | 2.1 | 15.8 | 15.8 |  |  |  |  | R-410A | 0.5 | Residential & Commercial | VSMSHP | Non-Ducted CEE Tier 2
207178565 | Mini/Multi Split | MDV | HRCU-A-CB-O | MOX230-09HFN1-MW5W |  | Mini-Splits(Non-Ducted) | MSAG11A-06HRFN1-MU0W |  | 6000 | 23.5 | 12 | 7000 | 7100 | 101.4% | 1.84 | 15 | 15 |  |  |  |  | R-410A | 0.5 | Residential & Commercial | VSMSHP | Non-Ducted CEE Tier 2
207188905 | Mini/Multi Split | ARCOAIRE | HRCU-A-CB-O | DLCSRBH06AAK |  | Mini-Splits(Non-Ducted) | DLFSHBH06XAK |  | 6000 | 23.5 | 12 | 7000 | 7100 | 101.4% | 1.84 | 15 | 15 |  |  |  |  | R-410A | 0.5 | Residential & Commercial | VSMSHP | Non-Ducted CEE Tier 2
207188908 | Mini/Multi Split | COMFORTMAKER | HRCU-A-CB-O | DLCSRBH06AAK |  | Mini-Splits(Non-Ducted) | DLFSHBH06XAK |  | 6000 | 23.5 | 12 | 7000 | 7100 | 101.4% | 1.84 | 15 | 15 |  |  |  |  | R-410A | 0.5 | Residential & Commercial | VSMSHP | Non-Ducted CEE Tier 2
207188911 | Mini/Multi Split | DAY & NIGHT | HRCU-A-CB-O | DLCSRBH06AAK |  | Mini-Splits(Non-Ducted) | DLFSHBH06XAK |  | 6000 | 23.5 | 12 | 7000 | 7100 | 101.4% | 1.84 | 15 | 15 |  |  |  |  | R-410A | 0.5 | Residential & Commercial | VSMSHP | Non-Ducted CEE Tier 2
207188914 | Mini/Multi Split | HEIL | HRCU-A-CB-O | DLCSRBH06AAK |  | Mini-Splits(Non-Ducted) | DLFSHBH06XAK |  | 6000 | 23.5 | 12 | 7000 | 7100 | 101.4% | 1.84 | 15 | 15 |  |  |  |  | R-410A | 0.5 | Residential & Commercial | VSMSHP | Non-Ducted CEE Tier 2
207188917 | Mini/Multi Split | KEEPRITE | HRCU-A-CB-O | DLCSRBH06AAK |  | Mini-Splits(Non-Ducted) | DLFSHBH06XAK |  | 6000 | 23.5 | 12 | 7000 | 7100 | 101.4% | 1.84 | 15 | 15 |  |  |  |  | R-410A | 0.5 | Residential & Commercial | VSMSHP | Non-Ducted CEE Tier 2
207188920 | Mini/Multi Split | KENMORE | HRCU-A-CB-O | DLCSRBH06AAK |  | Mini-Splits(Non-Ducted) | DLFSHBH06XAK |  | 6000 | 23.5 | 12 | 7000 | 7100 | 101.4% | 1.84 | 15 | 15 |  |  |  |  | R-410A | 0.5 | Residential & Commercial | VSMSHP | Non-Ducted CEE Tier 2
207188923 | Mini/Multi Split | MIDEA | HRCU-A-CB-O | DLCSRBH06AAK |  | Mini-Splits(Non-Ducted) | DLFSHBH06XAK |  | 6000 | 23.5 | 12 | 7000 | 7100 | 101.4% | 1.84 | 15 | 15 |  |  |  |  | R-410A | 0.5 | Residential & Commercial | VSMSHP | Non-Ducted CEE Tier 2
207188926 | Mini/Multi Split | TEMPSTAR | HRCU-A-CB-O | DLCSRBH06AAK |  | Mini-Splits(Non-Ducted) | DLFSHBH06XAK |  | 6000 | 23.5 | 12 | 7000 | 7100 | 101.4% | 1.84 | 15 | 15 |  |  |  |  | R-410A | 0.5 | Residential & Commercial | VSMSHP | Non-Ducted CEE Tier 2
207188929 | Mini/Multi Split | SMART COMFORT | HRCU-A-CB-O | DLCSRBH06AAK |  | Mini-Splits(Non-Ducted) | DLFSHBH06XAK |  | 6000 | 23.5 | 12 | 7000 | 7100 | 101.4% | 1.84 | 15 | 15 |  |  |  |  | R-410A | 0.5 | Residential & Commercial | VSMSHP | Non-Ducted CEE Tier 2
207188932 | Mini/Multi Split | AIRQUEST | HRCU-A-CB-O | DLCSRBH06AAK |  | Mini-Splits(Non-Ducted) | DLFSHBH06XAK |  | 6000 | 23.5 | 12 | 7000 | 7100 | 101.4% | 1.84 | 15 | 15 |  |  |  |  | R-410A | 0.5 | Residential & Commercial | VSMSHP | Non-Ducted CEE Tier 2
207188935 | Mini/Multi Split | PAYNE | HRCU-A-CB-O | 38MARBQ06AA3 |  | Mini-Splits(Non-Ducted) | DHMAHBQ06XA3 |  | 6000 | 26.5 | 13.6 | 7000 | 7500 | 107.1% | 2.1 | 15.8 | 15.8 |  |  |  |  | R-410A | 0.5 | Residential & Commercial | VSMSHP | Non-Ducted CEE Tier 2
207188936 | Mini/Multi Split | MIDEA | HRCU-A-CB-O | 38MARBQ06AA3 |  | Mini-Splits(Non-Ducted) | DHMAHBQ06XA3 |  | 6000 | 26.5 | 13.6 | 7000 | 7500 | 107.1% | 2.1 | 15.8 | 15.8 |  |  |  |  | R-410A | 0.5 | Residential & Commercial | VSMSHP | Non-Ducted CEE Tier 2
207188937 | Mini/Multi Split | Weathermaker | HRCU-A-CB-O | 38MARBQ06AA3 |  | Mini-Splits(Non-Ducted) | DHMAHBQ06XA3 |  | 6000 | 26.5 | 13.6 | 7000 | 7500 | 107.1% | 2.1 | 15.8 | 15.8 |  |  |  |  | R-410A | 0.5 | Residential & Commercial | VSMSHP | Non-Ducted CEE Tier 2
207188938 | Mini/Multi Split | BRYANT | HRCU-A-CB-O | 38MARBQ06AA3 |  | Mini-Splits(Non-Ducted) | 619AHBQ06XA3 |  | 6000 | 26.5 | 13.6 | 7000 | 7500 | 107.1% | 2.1 | 15.8 | 15.8 |  |  |  |  | R-410A | 0.5 | Residential & Commercial | VSMSHP | Non-Ducted CEE Tier 2
207188939 | Mini/Multi Split | CARRIER | HRCU-A-CB-O | 38MARBQ06AA3 |  | Mini-Splits(Non-Ducted) | 40MAHBQ06XA3 |  | 6000 | 26.5 | 13.6 | 7000 | 7500 | 107.1% | 2.1 | 15.8 | 15.8 |  |  |  |  | R-410A | 0.5 | Residential & Commercial | VSMSHP | Non-Ducted CEE Tier 2
207200481 | Mini/Multi Split | Hitachi | HRCU-A-CB-O | RAC-PH09WHLAE |  | Mini-Splits(Non-Ducted) | RAS-PH09PHLAE |  | 9000 | 20 | 11.2 | 12000 | 12000 | 100% | 1.9 | 13.2 | 13.2 |  |  |  |  | R-410A | 0.75 | Residential & Commercial | VSMSHP | Non-Ducted CEE Tier 2
207200482 | Mini/Multi Split | Hitachi | HRCU-A-CB-O | RAC-PH12WHLAE |  | Mini-Splits(Non-Ducted) | RAS-PH12PHLAE |  | 12000 | 20.5 | 10.9 | 14500 | 14500 | 100% | 1.9 | 13 | 13 |  |  |  |  | R-410A | 1 | Residential & Commercial | VSMSHP | Non-Ducted CEE Tier 2
207200483 | Mini/Multi Split | Hitachi | HRCU-A-CB-O | RAC-PH24WHLAE |  | Mini-Splits(Non-Ducted) | RAS-PH24PHLAE |  | 22000 | 20 | 10.5 | 25000 | 21600 | 86.4% | 1.9 | 13.2 | 13.2 |  |  |  |  | R-410A | 1.8333 | Residential & Commercial | VSMSHP | Non-Ducted CEE Tier 2
207200484 | Mini/Multi Split | Hitachi | HRCU-A-CB-O | RAC-PH18WHLAE |  | Mini-Splits(Non-Ducted) | RAS-PH18PHLAE |  | 18000 | 20.5 | 10.5 | 21600 | 23000 | 106.5% | 1.9 | 13.5 | 13.5 |  |  |  |  | R-410A | 1.5 | Residential & Commercial | VSMSHP | Non-Ducted CEE Tier 2
207215956 | Mini/Multi Split | MDV | HRCU-A-CB-O | MOX230-09HFN1-MW5W |  | Mini-Splits(Non-Ducted) | MSAG11B-09HRFN1-MX7W(GA) |  | 9000 | 24 | 11.6 | 10000 | 7500 | 75% | 2.25 | 14.7 | 14.7 |  |  |  |  | R-410A | 0.75 | Residential & Commercial | VSMSHP | Non-Ducted CEE Tier 2
206791546 | Mini/Multi Split | GREE | HRCU-A-CB-O | GWH12QC-D3DNC4A/O |  | Mini-Splits(Non-Ducted) | GWH12QC-D3DN***/I |  | 12000 | 23 | 9 | 12000 | 9200 | 76.67% | 1.93 | 13 | 12.5 |  |  |  |  | R-410A | 1 | Residential & Commercial | VSMSHP
206791547 | Mini/Multi Split | GREE | HRCU-A-CB-O | GWH09QC-D3DNC4B/O |  | Mini-Splits(Non-Ducted) | GWH09QC-D3DN***/I |  | 9100 | 23 | 9.5 | 11000 | 9000 | 81.82% | 1.93 | 14.3 | 14.3 |  |  |  |  | R-410A | 0.75833 | Residential & Commercial | VSMSHP | Non-Ducted CEE Tier 2
206791548 | Mini/Multi Split | GREE | HRCU-A-CB-O | GWH12AGC-D3DNA1A/O |  | Mini-Splits(Non-Ducted) | GWH12QC-D3DN***/I |  | 12000 | 25 | 9 | 12000 | 9200 | 76.67% | 1.93 | 13 | 12.5 |  |  |  |  | R-410A | 1 | Residential & Commercial | VSMSHP
206838614 | Mini/Multi Split | DIAL | HRCU-A-CB-O | 9000-UNI-O |  | Mini-Splits(Non-Ducted) | 9000Z-CAS-I |  | 9000 | 20.5 | 10 | 10000 | 8300 | 83% | 2.26 | 12.85 | 12.85 |  |  |  |  | R-410A | 0.75 | Residential & Commercial | VSMSHP | Non-Ducted CEE Tier 2
206838615 | Mini/Multi Split | DIAL | HRCU-A-CB-O | 12000-UNI-O |  | Mini-Splits(Non-Ducted) | 12000Z-CAS-I |  | 12000 | 20.5 | 9.5 | 12000 | 8500 | 70.83% | 2.3 | 12.5 | 12.5 |  |  |  |  | R-410A | 1 | Residential & Commercial | VSMSHP | Non-Ducted CEE Tier 2
206838616 | Mini/Multi Split | DIAL | HRCU-A-CB-O | 18000-UNI-O |  | Mini-Splits(Non-Ducted) | 18000Z-CAS-I |  | 18000 | 20.5 | 10 | 18800 | 13200 | 70.21% | 2.36 | 12.65 | 12.5 |  |  |  |  | R-410A | 1.5 | Residential & Commercial | VSMSHP | Non-Ducted CEE Tier 2
206838617 | Mini/Multi Split | DIAL | HRCU-A-CB-O | 24000-UNI-O |  | Mini-Splits(Non-Ducted) | 24000Z-CAS-I |  | 24000 | 18.5 | 10 | 26000 | 19000 | 73.08% | 2.2 | 12.5 | 12.5 |  |  |  |  | R-410A | 2 | Residential & Commercial | VSMSHP | Non-Ducted CEE Tier 2
206838618 | Mini/Multi Split | DIAL | HRCU-A-CB-O | 36000-UNI-O |  | Mini-Splits(Non-Ducted) | 36000U-CAS-I |  | 36000 | 18 | 9.8 | 36000 | 26800 | 74.44% | 2.28 | 10.6 | 10.65 |  |  |  |  | R-410A | 3 | Residential & Commercial | VSMSHP | Non-Ducted CEE Tier 2
206839098 | Mini/Multi Split | GREE | HRCU-A-CB-O | 3VIR24HP230V1AO |  | Mini-Splits(Non-Ducted) | 3VIR24HP230V1AH |  | 22000 | 24 | 9.5 | 24000 | 20000 | 83.33% | 1.8 | 13 | 13 |  |  |  |  | R-410A | 1.8333 | Residential & Commercial | VSMSHP | Non-Ducted CEE Tier 2
206839099 | Mini/Multi Split | GREE | HRCU-A-CB-O | 3VIR12HP230V1AO |  | Mini-Splits(Non-Ducted) | 3VIR12HP230V1AH |  | 12000 | 25 | 9 | 12000 | 9200 | 76.67% | 1.93 | 13 | 12.5 |  |  |  |  | R-410A | 1 | Residential & Commercial | VSMSHP
206839100 | Mini/Multi Split | GREE | HRCU-A-CB-O | 3VIR18HP230V1AO |  | Mini-Splits(Non-Ducted) | 3VIR18HP230V1AH |  | 18000 | 23 | 8.5 | 18200 | 14500 | 79.67% | 1.79 | 13 | 13 |  |  |  |  | R-410A | 1.5 | Residential & Commercial | VSMSHP
206839101 | Mini/Multi Split | GREE | HRCU-A-CB-O | 3VIR09HP230V1AO |  | Mini-Splits(Non-Ducted) | 3VIR09HP230V1AH |  | 9100 | 25 | 9.5 | 11000 | 9000 | 81.82% | 1.8 | 14.7 | 14.7 |  |  |  |  | R-410A | 0.75833 | Residential & Commercial | VSMSHP | Non-Ducted CEE Tier 2
206839102 | Mini/Multi Split | GREE | HRCU-A-CB-O | 3VIR09HP115V1AO |  | Mini-Splits(Non-Ducted) | 3VIR09HP115V1AH |  | 9100 | 26.5 | 10 | 10000 | 9000 | 90% | 1.88 | 14 | 14 |  |  |  |  | R-410A | 0.75833 | Residential & Commercial | VSMSHP | Non-Ducted CEE Tier 2
206839103 | Mini/Multi Split | GREE | HRCU-A-CB-O | 3VIR12HP115V1AO |  | Mini-Splits(Non-Ducted) | 3VIR12HP115V1AH |  | 12100 | 25 | 9 | 12100 | 9000 | 74.38% | 1.84 | 13 | 12.5 |  |  |  |  | R-410A | 1.0083 | Residential & Commercial | VSMSHP
206839104 | Mini/Multi Split | GREE | HRCU-A-CB-O | GWH09ACD-D3DNA1A/O |  | Mini-Splits(Non-Ducted) | GWH09AFD-D3DN***/I |  | 9000 | 27 | 11 | 9000 | 13000 | 144.4% | 1.91 | 16.5 | 16.6 |  |  |  |  | R-410A | 0.75 | Residential & Commercial | VSMSHP | Non-Ducted CEE Tier 2
206853244 | Mini/Multi Split | LBG Products | HRCU-A-CB-O | LBH18DWO |  | Mini-Splits(Non-Ducted) | LBH18DWI |  | 18000 | 20 | 8.5 | 19800 | 15000 | 75.76% | 1.75 | 12.5 | 12.5 |  |  |  |  | R-410A | 1.5 | Residential & Commercial | VSMSHP
206853245 | Mini/Multi Split | LBG Products | HRCU-A-CB-O | LBH09DWO |  | Mini-Splits(Non-Ducted) | LBH09DWI |  | 9100 | 23 | 9.5 | 11000 | 9000 | 81.82% | 1.93 | 14.3 | 14.3 |  |  |  |  | R-410A | 0.75833 | Residential & Commercial | VSMSHP | Non-Ducted CEE Tier 2
206853246 | Mini/Multi Split | LBG Products | HRCU-A-CB-O | LBH12DWO |  | Mini-Splits(Non-Ducted) | LBH12DWI |  | 12000 | 23 | 9 | 12000 | 9200 | 76.67% | 1.93 | 13 | 12.5 |  |  |  |  | R-410A | 1 | Residential & Commercial | VSMSHP
206853247 | Mini/Multi Split | LBG Products | HRCU-A-CB-O | LBH24DWO |  | Mini-Splits(Non-Ducted) | LBH24DWI |  | 22000 | 20 | 8.5 | 24000 | 19800 | 82.5% | 1.75 | 12.5 | 12.5 |  |  |  |  | R-410A | 1.8333 | Residential & Commercial | VSMSHP
206900424 | Mini/Multi Split | GOODMAN | HRCU-A-CB-O | MSH093E23MCAA |  | Mini-Splits(Non-Ducted) | MST093E20ACAA |  | 9000 | 20.5 | 10.3 | 9800 | 10000 | 102% | 1.8 | 13 | 13 |  |  |  |  | R-410A | 0.75 | Residential & Commercial | VSMSHP | Non-Ducted CEE Tier 2
206900425 | Mini/Multi Split | GOODMAN | HRCU-A-CB-O | MSH123E23MCAA |  | Mini-Splits(Non-Ducted) | MST123E20ACAA |  | 12000 | 22.3 | 10.2 | 12000 | 11300 | 94.17% | 1.89 | 12.7 | 12.7 |  |  |  |  | R-410A | 1 | Residential & Commercial | VSMSHP | Non-Ducted CEE Tier 2
206900426 | Mini/Multi Split | GOODMAN | HRCU-A-CB-O | MSH183E23MCAA |  | Mini-Splits(Non-Ducted) | MST183E20ACAA |  | 16000 | 20 | 9.5 | 17000 | 16000 | 94.12% | 1.75 | 12.5 | 12.5 |  |  |  |  | R-410A | 1.3333 | Residential & Commercial | VSMSHP | Non-Ducted CEE Tier 2
206900432 | Mini/Multi Split | FRANKLIN | HRCU-A-CB-O | MSH093E23MCAA |  | Mini-Splits(Non-Ducted) | MST093E20ACAA |  | 9000 | 20.5 | 10.3 | 9800 | 10000 | 102% | 1.8 | 13 | 13 |  |  |  |  | R-410A | 0.75 | Residential & Commercial | VSMSHP | Non-Ducted CEE Tier 2
206900433 | Mini/Multi Split | FRANKLIN | HRCU-A-CB-O | MSH123E23MCAA |  | Mini-Splits(Non-Ducted) | MST123E20ACAA |  | 12000 | 22.3 | 10.2 | 12000 | 11300 | 94.17% | 1.89 | 12.7 | 12.7 |  |  |  |  | R-410A | 1 | Residential & Commercial | VSMSHP | Non-Ducted CEE Tier 2
206900434 | Mini/Multi Split | FRANKLIN | HRCU-A-CB-O | MSH183E23MCAA |  | Mini-Splits(Non-Ducted) | MST183E20ACAA |  | 16000 | 20 | 9.5 | 17000 | 16000 | 94.12% | 1.75 | 12.5 | 12.5 |  |  |  |  | R-410A | 1.3333 | Residential & Commercial | VSMSHP | Non-Ducted CEE Tier 2
206764063 | Mini/Multi Split | FRANKLIN | HRCU-A-CB-O | MSH123E23MCAA |  | Mini-Splits(Non-Ducted) | MSH123E23AXAA |  | 12000 | 23.6 | 9.5 | 12000 | 10000 | 83.33% | 1.8 | 13.5 | 13.5 |  |  |  |  | R-410A | 1 | Residential & Commercial | VSMSHP | Non-Ducted CEE Tier 2
206764064 | Mini/Multi Split | FRANKLIN | HRCU-A-CB-O | MSH183E23MCAA |  | Mini-Splits(Non-Ducted) | MSH183E23AXAA |  | 17000 | 19.4 | 10 | 18000 | 16400 | 91.11% | 1.9 | 12.5 | 12.5 |  |  |  |  | R-410A | 1.4167 | Residential & Commercial | VSMSHP | Non-Ducted CEE Tier 2
206764065 | Mini/Multi Split | FRANKLIN | HRCU-A-CB-O | MSH243E23MCAA |  | Mini-Splits(Non-Ducted) | MSH243E23AXAA |  | 21600 | 18.9 | 10.4 | 23400 | 23400 | 100% | 1.89 | 13 | 11.7 |  |  |  |  | R-410A | 1.8 | Residential & Commercial | VSMSHP | Non-Ducted CEE Tier 2
206750851 | Mini/Multi Split | HITACHI | HRCU-A-CB-O | RAS-1.0PNNBDH1 |  | Mini-Splits(Non-Ducted) | RCIM-1.0PNN1DH |  | 9000 | 20.5 | 10 | 10000 | 8300 | 83% | 2.26 | 12.85 | 12.85 |  |  |  |  | R-410A | 0.75 | Residential & Commercial | VSMSHP | Non-Ducted CEE Tier 2
206750853 | Mini/Multi Split | HITACHI | HRCU-A-CB-O | RAS-1.5PNNBDH1 |  | Mini-Splits(Non-Ducted) | RCIM-1.5PNN1DH |  | 12000 | 20.5 | 9.5 | 12000 | 8500 | 70.83% | 2.3 | 12.5 | 12.5 |  |  |  |  | R-410A | 1 | Residential & Commercial | VSMSHP | Non-Ducted CEE Tier 2
206750855 | Mini/Multi Split | HITACHI | HRCU-A-CB-O | RAS-2.0PNNBDH1 |  | Mini-Splits(Non-Ducted) | RCI-2.0PNN1DH |  | 18000 | 20.5 | 10 | 18800 | 13200 | 70.21% | 2.36 | 12.65 | 12.5 |  |  |  |  | R-410A | 1.5 | Residential & Commercial | VSMSHP | Non-Ducted CEE Tier 2
206750857 | Mini/Multi Split | HITACHI | HRCU-A-CB-O | RAS-3.0PNNBDH1 |  | Mini-Splits(Non-Ducted) | RCI-3.0PNN1DH |  | 24000 | 18.5 | 10 | 26000 | 19000 | 73.08% | 2.2 | 12.5 | 12.5 |  |  |  |  | R-410A | 2 | Residential & Commercial | VSMSHP | Non-Ducted CEE Tier 2
206750859 | Mini/Multi Split | HITACHI | HRCU-A-CB-O | RAS-4.0PNNBDH1 |  | Mini-Splits(Non-Ducted) | RCI-4.0PNN1DH |  | 36000 | 18 | 9.8 | 36000 | 26800 | 74.44% | 2.28 | 10.6 | 10.65 |  |  |  |  | R-410A | 3 | Residential & Commercial | VSMSHP | Non-Ducted CEE Tier 2
206750868 | Mini/Multi Split | WESTINGHOUSE | HRCU-A-CB-O | WHP42M5A21S |  | Mini-Splits(Non-Ducted) | WHP07SZA21S |  | 9000 | 22 | 9 | 9000 | 6300 | 70% | 1.8 | 13.7 | 13.7 |  |  |  |  | R-410A | 0.75 | Residential & Commercial | VSMSHP
206724416 | Mini/Multi Split | WESTINGHOUSE | HRCU-A-CB-O | WHP07SZA21S |  | Mini-Splits(Non-Ducted) | WHP42M5A21S |  | 9000 | 22 | 9 | 9000 | 6300 | 70% | 1.8 | 13.7 | 13.7 |  |  |  |  | R-410A | 0.75 | Residential & Commercial | VSMSHP
206724945 | Mini/Multi Split | GREE | HRCU-A-CB-O | GWH12AGC-A3DNA1A/O |  | Mini-Splits(Non-Ducted) | GWH12QC-A3DN***/I |  | 12100 | 25 | 9 | 12100 | 9000 | 74.38% | 1.84 | 13 | 12.5 |  |  |  |  | R-410A | 1.0083 | Residential & Commercial | VSMSHP
206724946 | Mini/Multi Split | GREE | HRCU-A-CB-O | GWH09AGC-A3DNA1A/O |  | Mini-Splits(Non-Ducted) | GWH09QC-A3DN***/I |  | 9100 | 26.5 | 10 | 10000 | 9000 | 90% | 1.88 | 13.65 | 14 |  |  |  |  | R-410A | 0.75833 | Residential & Commercial | VSMSHP | Non-Ducted CEE Tier 2
206726728 | Mini/Multi Split | LBG Products | HRCU-A-CB-O | LBH09AWO |  | Mini-Splits(Non-Ducted) | LBH09AWI |  | 9100 | 26.5 | 10 | 10000 | 9000 | 90% | 1.88 | 13.65 | 14 |  |  |  |  | R-410A | 0.75833 | Residential & Commercial | VSMSHP | Non-Ducted CEE Tier 2
206726729 | Mini/Multi Split | LBG Products | HRCU-A-CB-O | LBH12AWO |  | Mini-Splits(Non-Ducted) | LBH12AWI |  | 12100 | 25 | 9 | 12100 | 9000 | 74.38% | 1.84 | 13 | 12.5 |  |  |  |  | R-410A | 1.0083 | Residential & Commercial | VSMSHP
206717629 | Mini/Multi Split | GREE | HRCU-A-CB-O | GWH09AGC-A3DNA1A/O |  | Mini-Splits(Non-Ducted) | GWH09AGC-A3DN***/I |  | 9100 | 26.5 | 10 | 10000 | 9000 | 90% | 1.88 | 14 | 14 |  |  |  |  | R-410A | 0.75833 | Residential & Commercial | VSMSHP | Non-Ducted CEE Tier 2
206717630 | Mini/Multi Split | GREE | HRCU-A-CB-O | GWH12AGC-A3DNA1A/O |  | Mini-Splits(Non-Ducted) | GWH12AGC-A3DN***/I |  | 12100 | 25 | 9 | 12100 | 9000 | 74.38% | 1.84 | 13 | 12.5 |  |  |  |  | R-410A | 1.0083 | Residential & Commercial | VSMSHP
206717833 | Mini/Multi Split | Trane / Mitsubishi Electric | HRCU-A-CB-O | PUZ-HA24NHA1 |  | Mini-Splits(Non-Ducted) | TPCA0A0241KA70A |  | 23000 | 18.7 | 9.5 | 28000 | 26000 | 92.86% | 1.8 | 12.5 | 12.5 |  |  |  |  | R-410A | 1.9167 | Residential & Commercial | VSMSHP | Non-Ducted CEE Tier 2
206717835 | Mini/Multi Split | Trane / Mitsubishi Electric | HRCU-A-CB-O | PUZ-HA24NHA1 |  | Mini-Splits(Non-Ducted) | TPKA0A0241KA70A |  | 24000 | 19.5 | 9.5 | 28000 | 26000 | 92.86% | 1.9 | 12.65 | 12.6 |  |  |  |  | R-410A | 2 | Residential & Commercial | VSMSHP | Non-Ducted CEE Tier 2
206717845 | Mini/Multi Split | Trane / Mitsubishi Electric | HRCU-A-CB-O | PUZ-HA30NKA |  | Mini-Splits(Non-Ducted) | TPLA0A0301EA70A |  | 30000 | 20.2 | 8.8 | 34000 | 32000 | 94.12% | 2 | 14.1 | 14.1 |  |  |  |  | R-410A | 2.5 | Residential & Commercial | VSMSHP
206717851 | Mini/Multi Split | Trane / Mitsubishi Electric | HRCU-A-CB-O | PUZ-HA36NKA |  | Mini-Splits(Non-Ducted) | TPCA0A0361KA70A |  | 34000 | 18 | 9.2 | 40000 | 38000 | 95% | 1.75 | 12.5 | 12.5 |  |  |  |  | R-410A | 2.8333 | Residential & Commercial | VSMSHP
206717853 | Mini/Multi Split | Trane / Mitsubishi Electric | HRCU-A-CB-O | PUZ-HA36NKA |  | Mini-Splits(Non-Ducted) | TPKA0A0361KA70A |  | 33600 | 18.7 | 9 | 40000 | 38000 | 95% | 1.8 | 11.6 | 12.3 |  |  |  |  | R-410A | 2.8 | Residential & Commercial | VSMSHP
206717868 | Mini/Multi Split | Trane / Mitsubishi Electric | HRCU-A-CB-O | TRUZH0301KA00** |  | Mini-Splits(Non-Ducted) | PCA-A30KA**** |  | 30000 | 17.9 | 8.5 | 35000 | 32000 | 91.43% | 1.8 | 12.6 | 12.6 |  |  |  |  | R-410A | 2.5 | Residential & Commercial | VSMSHP
206717869 | Mini/Multi Split | Trane / Mitsubishi Electric | HRCU-A-CB-O | TRUZH0301KA00** |  | Mini-Splits(Non-Ducted) | PKA-A30KA**** |  | 30000 | 18.5 | 8.5 | 34000 | 32000 | 94.12% | 1.8 | 12.8 | 12.8 |  |  |  |  | R-410A | 2.5 | Residential & Commercial | VSMSHP
206717873 | Mini/Multi Split | Trane / Mitsubishi Electric | HRCU-A-CB-O | TRUZH0421KA10** |  | Mini-Splits(Non-Ducted) | PCA-A42KA**** |  | 42000 | 15.5 | 9 | 54000 | 48000 | 88.89% | 1.75 | 10.3 | 10 |  |  |  |  | R-410A | 3.5 | Residential & Commercial | VSMSHP
206717881 | Mini/Multi Split | Trane / Mitsubishi Electric | HRCU-A-CB-O | TRUZH0301KA00** |  | Mini-Splits(Non-Ducted) | PLA-A30EA**** |  | 30000 | 20.2 | 8.8 | 34000 | 32000 | 94.12% | 2 | 14.1 | 14.1 |  |  |  |  | R-410A | 2.5 | Residential & Commercial | VSMSHP
206717884 | Mini/Multi Split | Trane / Mitsubishi Electric | HRCU-A-CB-O | TRUZH0421KA10** |  | Mini-Splits(Non-Ducted) | PLA-A42EA**** |  | 42000 | 16.3 | 9 | 54000 | 48000 | 88.89% | 1.9 | 10.7 | 10.7 |  |  |  |  | R-410A | 3.5 | Residential & Commercial | VSMSHP
206720348 | Mini/Multi Split | Trane / Mitsubishi Electric | HRCU-A-CB-O | TRUZH0241HA10** |  | Mini-Splits(Non-Ducted) | PCA-A24KA**** |  | 23000 | 18.7 | 9.5 | 28000 | 26000 | 92.86% | 1.8 | 12.5 | 12.5 |  |  |  |  | R-410A | 1.9167 | Residential & Commercial | VSMSHP | Non-Ducted CEE Tier 2
206720349 | Mini/Multi Split | Trane / Mitsubishi Electric | HRCU-A-CB-O | TRUZH0241HA10** |  | Mini-Splits(Non-Ducted) | PKA-A24KA**** |  | 24000 | 19.5 | 9.5 | 28000 | 26000 | 92.86% | 1.9 | 12.65 | 12.6 |  |  |  |  | R-410A | 2 | Residential & Commercial | VSMSHP | Non-Ducted CEE Tier 2
206720354 | Mini/Multi Split | Trane / Mitsubishi Electric | HRCU-A-CB-O | TRUZH0361KA00** |  | Mini-Splits(Non-Ducted) | PKA-A36KA**** |  | 33600 | 18.7 | 9 | 40000 | 38000 | 95% | 1.8 | 11.6 | 12.3 |  |  |  |  | R-410A | 2.8 | Residential & Commercial | VSMSHP
206720355 | Mini/Multi Split | Trane / Mitsubishi Electric | HRCU-A-CB-O | TRUZH0361KA00** |  | Mini-Splits(Non-Ducted) | PLA-A36EA**** |  | 36000 | 20 | 9 | 40000 | 38000 | 95% | 2 | 13 | 13 |  |  |  |  | R-410A | 3 | Residential & Commercial | VSMSHP
206720373 | Mini/Multi Split | FOREST AIR | HRCU-A-CB-O | FGH-09ES/E23-O |  | Mini-Splits(Non-Ducted) | FGH-09ES/E23-I |  | 9000 | 23 | 8.5 | 11000 | 9000 | 81.82% | 1.97 | 14 | 14 |  |  |  |  | R-410A | 0.75 | Residential & Commercial | VSMSHP
206720374 | Mini/Multi Split | FOREST AIR | HRCU-A-CB-O | FGH-12ES/E23-O |  | Mini-Splits(Non-Ducted) | FGH-12ES/E23-I |  | 12000 | 21.5 | 8.5 | 13000 | 9100 | 70% | 1.8 | 12.5 | 12 |  |  |  |  | R-410A | 1 | Residential & Commercial | VSMSHP
206720375 | Mini/Multi Split | FOREST AIR | HRCU-A-CB-O | FGH-18ES/E23-O |  | Mini-Splits(Non-Ducted) | FGH-18ES/E23-I |  | 18000 | 20 | 8.5 | 19800 | 15000 | 75.76% | 1.75 | 12.5 | 12.5 |  |  |  |  | R-410A | 1.5 | Residential & Commercial | VSMSHP
206720376 | Mini/Multi Split | FOREST AIR | HRCU-A-CB-O | FGH-12ES/E-38-O |  | Mini-Splits(Non-Ducted) | FGH-12ES/E-38-I |  | 12000 | 24 | 8.5 | 12200 | 12000 | 98.36% | 1.91 | 15.3 | 14 |  |  |  |  | R-410A | 1 | Residential & Commercial | VSMSHP
206720377 | Mini/Multi Split | FOREST AIR | HRCU-A-CB-O | FGH-18ES/E-38-O |  | Mini-Splits(Non-Ducted) | FGH-18ES/E-38-I |  | 18000 | 22 | 10 | 18000 | 20000 | 111.1% | 1.8 | 13.5 | 13.5 |  |  |  |  | R-410A | 1.5 | Residential & Commercial | VSMSHP | Non-Ducted CEE Tier 2
206369558 | Mini/Multi Split | MDV | HRCU-A-CB-O | MOX230-09HFN1-MW5W |  | Mini-Splits(Non-Ducted) | MSEPB-09HRFN1-MY5W(GA) |  | 9000 | 25.5 | 12.3 | 10000 | 7500 | 75% | 2.17 | 15 | 15 |  |  |  |  | R-410A | 0.75 | Residential & Commercial | VSMSHP | Non-Ducted CEE Tier 2
206377754 | Mini/Multi Split | MOOVAIR | HRCU-A-CB-O | DM09HOS42230E4 |  | Mini-Splits(Non-Ducted) | DM09HIW42230E4 |  | 9000 | 26 | 12.5 | 10000 | 12000 | 120% | 1.75 | 15 | 15 |  |  |  |  | R-410A | 0.75 | Residential & Commercial | VSMSHP | Non-Ducted CEE Tier 2
206377755 | Mini/Multi Split | ELIOS | HRCU-A-CB-O | DE09HOS42230E4 |  | Mini-Splits(Non-Ducted) | DE09HIW42230E4 |  | 9000 | 26 | 12.5 | 10000 | 12000 | 120% | 1.75 | 15 | 15 |  |  |  |  | R-410A | 0.75 | Residential & Commercial | VSMSHP | Non-Ducted CEE Tier 2
206377756 | Mini/Multi Split | MOOVAIR | HRCU-A-CB-O | DM12HOS42230E4 |  | Mini-Splits(Non-Ducted) | DM12HIW42230E4 |  | 12000 | 24 | 9.5 | 12000 | 12000 | 100% | 1.75 | 13.5 | 13.5 |  |  |  |  | R-410A | 1 | Residential & Commercial | VSMSHP | Non-Ducted CEE Tier 2
206377757 | Mini/Multi Split | ELIOS | HRCU-A-CB-O | DE12HOS42230E4 |  | Mini-Splits(Non-Ducted) | DE12HIW42230E4 |  | 12000 | 24 | 9.5 | 12000 | 12000 | 100% | 1.75 | 13.5 | 13.5 |  |  |  |  | R-410A | 1 | Residential & Commercial | VSMSHP | Non-Ducted CEE Tier 2
206377758 | Mini/Multi Split | DIRECT AIR | HRCU-A-CB-O | MOX430-17HFN1-MT0W |  | Mini-Splits(Non-Ducted) | MUEU-18HRFN1-M(C) |  | 17000 | 20.5 | 9.8 | 18000 | 16800 | 93.33% | 1.86 | 12.5 | 12.5 |  |  |  |  | R-410A | 1.4167 | Residential & Commercial | VSMSHP | Non-Ducted CEE Tier 2
206377759 | Mini/Multi Split | DIRECT AIR | HRCU-A-CB-O | MOX430-17HFN1-MT0W |  | Mini-Splits(Non-Ducted) | CCA3U-18HRFN1-M(C) |  | 16000 | 20 | 9.5 | 17000 | 16000 | 94.12% | 1.75 | 12.5 | 12.5 |  |  |  |  | R-410A | 1.3333 | Residential & Commercial | VSMSHP | Non-Ducted CEE Tier 2
206395961 | Mini/Multi Split | GREE | HRCU-A-CB-O | GWH12AGC-D3DNA1A/O |  | Mini-Splits(Non-Ducted) | GWH12AGC-D3DN***/I |  | 12000 | 25 | 9 | 12000 | 9200 | 76.67% | 1.93 | 13 | 12.5 |  |  |  |  | R-410A | 1 | Residential & Commercial | VSMSHP
206395962 | Mini/Multi Split | GREE | HRCU-A-CB-O | GWH18AGD-D3DNA1B/O |  | Mini-Splits(Non-Ducted) | GWH18AGD-D3DN***/I |  | 18000 | 23 | 8.5 | 18200 | 14500 | 79.67% | 1.79 | 13 | 13 |  |  |  |  | R-410A | 1.5 | Residential & Commercial | VSMSHP
206395963 | Mini/Multi Split | GREE | HRCU-A-CB-O | GWH09AGC-D3DNA1B/O |  | Mini-Splits(Non-Ducted) | GWH09AGC-D3DN***/I |  | 9100 | 25 | 9.5 | 11000 | 9000 | 81.82% | 1.8 | 14.7 | 14.7 |  |  |  |  | R-410A | 0.75833 | Residential & Commercial | VSMSHP | Non-Ducted CEE Tier 2
206396009 | Mini/Multi Split | GREE | HRCU-A-CB-O | GWH24QE-D3DNA1D/O |  | Mini-Splits(Non-Ducted) | GWH24AFE-D3DN***/I |  | 22000 | 20 | 8.5 | 24000 | 19800 | 82.5% | 1.75 | 12.5 | 12.5 |  |  |  |  | R-410A | 1.8333 | Residential & Commercial | VSMSHP
206400643 | Mini/Multi Split | CARRIER | HRCU-A-CB-O | 38MARBQ12AA3 |  | Mini-Splits(Non-Ducted) | 40MAQB12B--3 |  | 12000 | 23.6 | 9.5 | 12000 | 10000 | 83.33% | 1.8 | 13.5 | 13.5 |  |  |  |  | R-410A | 1 | Residential & Commercial | VSMSHP | Non-Ducted CEE Tier 2
206400644 | Mini/Multi Split | CARRIER | HRCU-A-CB-O | 38MARBQ18AA3 |  | Mini-Splits(Non-Ducted) | 40MAQB18B--3 |  | 17000 | 19.4 | 10 | 18000 | 16400 | 91.11% | 1.9 | 12.5 | 12.5 |  |  |  |  | R-410A | 1.4167 | Residential & Commercial | VSMSHP | Non-Ducted CEE Tier 2
206400645 | Mini/Multi Split | CARRIER | HRCU-A-CB-O | 38MARBQ24AA3 |  | Mini-Splits(Non-Ducted) | 40MAQB24B--3 |  | 21600 | 18.9 | 10.4 | 23400 | 23400 | 100% | 1.89 | 13 | 11.7 |  |  |  |  | R-410A | 1.8 | Residential & Commercial | VSMSHP | Non-Ducted CEE Tier 2
206400649 | Mini/Multi Split | BRYANT | HRCU-A-CB-O | 38MARBQ12AA3 |  | Mini-Splits(Non-Ducted) | 619PEQ012BBMA |  | 12000 | 23.6 | 9.5 | 12000 | 10000 | 83.33% | 1.8 | 13.5 | 13.5 |  |  |  |  | R-410A | 1 | Residential & Commercial | VSMSHP | Non-Ducted CEE Tier 2
206400650 | Mini/Multi Split | BRYANT | HRCU-A-CB-O | 38MARBQ18AA3 |  | Mini-Splits(Non-Ducted) | 619PEQ018BBMA |  | 17000 | 19.4 | 10 | 18000 | 16400 | 91.11% | 1.9 | 12.5 | 12.5 |  |  |  |  | R-410A | 1.4167 | Residential & Commercial | VSMSHP | Non-Ducted CEE Tier 2
206400651 | Mini/Multi Split | BRYANT | HRCU-A-CB-O | 38MARBQ24AA3 |  | Mini-Splits(Non-Ducted) | 619PEQ024BBMA |  | 21600 | 18.9 | 10.4 | 23400 | 23400 | 100% | 1.89 | 13 | 11.7 |  |  |  |  | R-410A | 1.8 | Residential & Commercial | VSMSHP | Non-Ducted CEE Tier 2
206400655 | Mini/Multi Split | PAYNE | HRCU-A-CB-O | 38MARBQ12AA3 |  | Mini-Splits(Non-Ducted) | DHMSHAQ12XA3 |  | 12000 | 23.6 | 9.5 | 12000 | 10000 | 83.33% | 1.8 | 13.5 | 13.5 |  |  |  |  | R-410A | 1 | Residential & Commercial | VSMSHP | Non-Ducted CEE Tier 2
206400656 | Mini/Multi Split | PAYNE | HRCU-A-CB-O | 38MARBQ18AA3 |  | Mini-Splits(Non-Ducted) | DHMSHAQ18XA3 |  | 17000 | 19.4 | 10 | 18000 | 16400 | 91.11% | 1.9 | 12.5 | 12.5 |  |  |  |  | R-410A | 1.4167 | Residential & Commercial | VSMSHP | Non-Ducted CEE Tier 2
206400657 | Mini/Multi Split | PAYNE | HRCU-A-CB-O | 38MARBQ24AA3 |  | Mini-Splits(Non-Ducted) | DHMSHAQ24XA3 |  | 21600 | 18.9 | 10.4 | 23400 | 23400 | 100% | 1.89 | 13 | 11.7 |  |  |  |  | R-410A | 1.8 | Residential & Commercial | VSMSHP | Non-Ducted CEE Tier 2
206400661 | Mini/Multi Split | MIDEA | HRCU-A-CB-O | 38MARBQ12AA3 |  | Mini-Splits(Non-Ducted) | DHMSHAQ12XA3 |  | 12000 | 23.6 | 9.5 | 12000 | 10000 | 83.33% | 1.8 | 13.5 | 13.5 |  |  |  |  | R-410A | 1 | Residential & Commercial | VSMSHP | Non-Ducted CEE Tier 2
206400662 | Mini/Multi Split | MIDEA | HRCU-A-CB-O | 38MARBQ18AA3 |  | Mini-Splits(Non-Ducted) | DHMSHAQ18XA3 |  | 17000 | 19.4 | 10 | 18000 | 16400 | 91.11% | 1.9 | 12.5 | 12.5 |  |  |  |  | R-410A | 1.4167 | Residential & Commercial | VSMSHP | Non-Ducted CEE Tier 2
206400663 | Mini/Multi Split | MIDEA | HRCU-A-CB-O | 38MARBQ24AA3 |  | Mini-Splits(Non-Ducted) | DHMSHAQ24XA3 |  | 21600 | 18.9 | 10.4 | 23400 | 23400 | 100% | 1.89 | 13 | 11.7 |  |  |  |  | R-410A | 1.8 | Residential & Commercial | VSMSHP | Non-Ducted CEE Tier 2
206400667 | Mini/Multi Split | Weathermaker | HRCU-A-CB-O | 38MARBQ12AA3 |  | Mini-Splits(Non-Ducted) | DHMSHAQ12XA3 |  | 12000 | 23.6 | 9.5 | 12000 | 10000 | 83.33% | 1.8 | 13.5 | 13.5 |  |  |  |  | R-410A | 1 | Residential & Commercial | VSMSHP | Non-Ducted CEE Tier 2
206400668 | Mini/Multi Split | Weathermaker | HRCU-A-CB-O | 38MARBQ18AA3 |  | Mini-Splits(Non-Ducted) | DHMSHAQ18XA3 |  | 17000 | 19.4 | 10 | 18000 | 16400 | 91.11% | 1.9 | 12.5 | 12.5 |  |  |  |  | R-410A | 1.4167 | Residential & Commercial | VSMSHP | Non-Ducted CEE Tier 2
206400669 | Mini/Multi Split | Weathermaker | HRCU-A-CB-O | 38MARBQ24AA3 |  | Mini-Splits(Non-Ducted) | DHMSHAQ24XA3 |  | 21600 | 18.9 | 10.4 | 23400 | 23400 | 100% | 1.89 | 13 | 11.7 |  |  |  |  | R-410A | 1.8 | Residential & Commercial | VSMSHP | Non-Ducted CEE Tier 2
206401439 | Mini/Multi Split | MOOVAIR | HRCU-A-CB-O | DM18HOS25230E3A |  | Mini-Splits(Non-Ducted) | DM18HIW23230E3 |  | 17000 | 19.4 | 10 | 18000 | 16400 | 91.11% | 1.9 | 12.5 | 12.5 |  |  |  |  | R-410A | 1.4167 | Residential & Commercial | VSMSHP | Non-Ducted CEE Tier 2
206401441 | Mini/Multi Split | MOOVAIR | HRCU-A-CB-O | DM18HOS25230E3A |  | Mini-Splits(Non-Ducted) | DM18HICU230X5 |  | 16000 | 20 | 9.5 | 17000 | 16000 | 94.12% | 1.75 | 12.5 | 12.5 |  |  |  |  | R-410A | 1.3333 | Residential & Commercial | VSMSHP | Non-Ducted CEE Tier 2
206401442 | Mini/Multi Split | MOOVAIR | HRCU-A-CB-O | DM24HOS25230E3A |  | Mini-Splits(Non-Ducted) | DM24HIW23230E3 |  | 21600 | 18.9 | 10.4 | 23400 | 23400 | 100% | 1.89 | 13 | 11.7 |  |  |  |  | R-410A | 1.8 | Residential & Commercial | VSMSHP | Non-Ducted CEE Tier 2
206401445 | Mini/Multi Split | ELIOS | HRCU-A-CB-O | DE18HOS25230E3A |  | Mini-Splits(Non-Ducted) | DE18HIW23230E3 |  | 17000 | 19.4 | 10 | 18000 | 16400 | 91.11% | 1.9 | 12.5 | 12.5 |  |  |  |  | R-410A | 1.4167 | Residential & Commercial | VSMSHP | Non-Ducted CEE Tier 2
206401447 | Mini/Multi Split | ELIOS | HRCU-A-CB-O | DE18HOS25230E3A |  | Mini-Splits(Non-Ducted) | DM18HICU230X5 |  | 16000 | 20 | 9.5 | 17000 | 16000 | 94.12% | 1.75 | 12.5 | 12.5 |  |  |  |  | R-410A | 1.3333 | Residential & Commercial | VSMSHP | Non-Ducted CEE Tier 2
206401448 | Mini/Multi Split | ELIOS | HRCU-A-CB-O | DE24HOS25230E3A |  | Mini-Splits(Non-Ducted) | DE24HIW23230E3 |  | 21600 | 18.9 | 10.4 | 23400 | 23400 | 100% | 1.89 | 13 | 11.7 |  |  |  |  | R-410A | 1.8 | Residential & Commercial | VSMSHP | Non-Ducted CEE Tier 2
206422400 | Mini/Multi Split | GREE | HRCU-A-CB-O | GWH12QC-D3DNA1D/O |  | Mini-Splits(Non-Ducted) | GWH12AFC-D3DN***/I |  | 12000 | 21.5 | 8.5 | 13000 | 9100 | 70% | 1.8 | 12.5 | 12 |  |  |  |  | R-410A | 1 | Residential & Commercial | VSMSHP
206422437 | Mini/Multi Split | Convectair | HRCU-A-CB-O | 8120-O |  | Mini-Splits(Non-Ducted) | 8120-I |  | 12000 | 23.6 | 9.5 | 12000 | 10000 | 83.33% | 1.8 | 13.5 | 13.5 |  |  |  |  | R-410A | 1 | Residential & Commercial | VSMSHP | Non-Ducted CEE Tier 2
206422438 | Mini/Multi Split | Convectair | HRCU-A-CB-O | 8180-O |  | Mini-Splits(Non-Ducted) | 8180-I |  | 17000 | 19.4 | 10 | 18000 | 16400 | 91.11% | 1.9 | 12.5 | 12.5 |  |  |  |  | R-410A | 1.4167 | Residential & Commercial | VSMSHP | Non-Ducted CEE Tier 2
206422439 | Mini/Multi Split | Convectair | HRCU-A-CB-O | 8240-O |  | Mini-Splits(Non-Ducted) | 8240-I |  | 21600 | 18.9 | 10.4 | 23400 | 23400 | 100% | 1.89 | 13 | 11.7 |  |  |  |  | R-410A | 1.8 | Residential & Commercial | VSMSHP | Non-Ducted CEE Tier 2
206597210 | Mini/Multi Split | FUJITSU | HRCU-A-CB-O | AOUG12LZAS1 |  | Mini-Splits(Non-Ducted) | ASUG12LZBS |  | 12000 | 29.4 | 12.9 | 16000 | 16600 | 103.8% | 2.32 | 15.2 | 15.2 |  |  |  |  | R-410A | 1 | Residential & Commercial | VSMSHP | Non-Ducted CEE Tier 2
206597211 | Mini/Multi Split | FUJITSU | HRCU-A-CB-O | AOUG12LZAH1 |  | Mini-Splits(Non-Ducted) | ASUG12LZBS |  | 12000 | 29.4 | 12.7 | 16000 | 16600 | 103.8% | 2.16 | 15.2 | 15.2 |  |  |  |  | R-410A | 1 | Residential & Commercial | VSMSHP | Non-Ducted CEE Tier 2
206597212 | Mini/Multi Split | FUJITSU | HRCU-A-CB-O | AOUG15LZAS1 |  | Mini-Splits(Non-Ducted) | ASUG15LZBS |  | 14500 | 25.3 | 12.8 | 18000 | 17500 | 97.22% | 2.52 | 13.9 | 13.9 |  |  |  |  | R-410A | 1.2083 | Residential & Commercial | VSMSHP | Non-Ducted CEE Tier 2
206597213 | Mini/Multi Split | FUJITSU | HRCU-A-CB-O | AOUG15LZAH1 |  | Mini-Splits(Non-Ducted) | ASUG15LZBS |  | 14500 | 25.3 | 12.7 | 18000 | 17500 | 97.22% | 2.34 | 13.9 | 13.9 |  |  |  |  | R-410A | 1.2083 | Residential & Commercial | VSMSHP | Non-Ducted CEE Tier 2
206597271 | Mini/Multi Split | NAPOLEON | HRCU-A-CB-O | NH25-18H-O |  | Mini-Splits(Non-Ducted) | NH25-18F-I |  | 17000 | 19.4 | 10 | 18000 | 16400 | 91.11% | 1.9 | 12.5 | 12.5 |  |  |  |  | R-410A | 1.4167 | Residential & Commercial | VSMSHP | Non-Ducted CEE Tier 2
206597272 | Mini/Multi Split | NAPOLEON | HRCU-A-CB-O | NH25-18H-O |  | Mini-Splits(Non-Ducted) | NH25-24F-I |  | 21600 | 18.9 | 10.4 | 23400 | 23400 | 100% | 1.89 | 13 | 11.7 |  |  |  |  | R-410A | 1.8 | Residential & Commercial | VSMSHP | Non-Ducted CEE Tier 2
206598613 | Mini/Multi Split | NAPOLEON | HRCU-A-CB-O | NH25-24H-O |  | Mini-Splits(Non-Ducted) | NH25-24F-I |  | 21600 | 18.9 | 10.4 | 23400 | 23400 | 100% | 1.89 | 13 | 11.7 |  |  |  |  | R-410A | 1.8 | Residential & Commercial | VSMSHP | Non-Ducted CEE Tier 2
206579743 | Mini/Multi Split | FUJITSU | HRCU-A-CB-O | AOUH09LUAS1 |  | Mini-Splits(Non-Ducted) | ACUH09LUAS1 |  | 9000 | 23.5 | 11.8 | 12000 | 10100 | 84.17% | 2.22 | 13.6 | 13.6 |  |  |  |  | R-410A | 0.75 | Residential & Commercial | VSMSHP | Non-Ducted CEE Tier 2
206579744 | Mini/Multi Split | FUJITSU | HRCU-A-CB-O | AOUH12LUAS1 |  | Mini-Splits(Non-Ducted) | ACUH12LUAS1 |  | 12000 | 23 | 11.3 | 16000 | 15500 | 96.88% | 2.02 | 12.8 | 12.8 |  |  |  |  | R-410A | 1 | Residential & Commercial | VSMSHP | Non-Ducted CEE Tier 2
206453600 | Mini/Multi Split | Perfect Aire | HRCU-A-CB-O | 3PAMSHQCO09-U230 |  | Mini-Splits(Non-Ducted) | 3PAMSHQCW09-U230 |  | 9000 | 22 | 9 | 9000 | 6300 | 70% | 1.8 | 13.7 | 13.7 |  |  |  |  | R-410A | 0.75 | Residential & Commercial | VSMSHP
206453601 | Mini/Multi Split | Perfect Aire | HRCU-A-CB-O | 3PAMSHQCO12-U230 |  | Mini-Splits(Non-Ducted) | 3PAMSHQCW12-U230 |  | 12000 | 21 | 9.5 | 12000 | 8400 | 70% | 1.75 | 13 | 13 |  |  |  |  | R-410A | 1 | Residential & Commercial | VSMSHP | Non-Ducted CEE Tier 2
206453602 | Mini/Multi Split | Perfect Aire | HRCU-A-CB-O | 3PAMSHQCO18-U230 |  | Mini-Splits(Non-Ducted) | 3PAMSHQCW18-U230 |  | 18000 | 22.5 | 8.6 | 17000 | 11900 | 70% | 1.8 | 13 | 13 |  |  |  |  | R-410A | 1.5 | Residential & Commercial | VSMSHP
206369509 | Mini/Multi Split | MDV | HRCU-A-CB-O | MOX230-09HFN1-BS5W |  | Mini-Splits(Non-Ducted) | MSAG11A-09HRFN1-BS5W |  | 9000 | 21.5 | 9.1 | 10000 | 7000 | 70% | 2.16 | 12.5 | 12.5 |  |  |  |  | R-410A | 0.75 | Residential & Commercial | VSMSHP
206369511 | Mini/Multi Split | MDV | HRCU-A-CB-O | MOX230-09HFN1-MT0W |  | Mini-Splits(Non-Ducted) | MSAG11A-09HRFN1-MT0W |  | 9000 | 21.7 | 9.4 | 10000 | 7000 | 70% | 2 | 12.6 | 12.6 |  |  |  |  | R-410A | 0.75 | Residential & Commercial | VSMSHP
206347235 | Mini/Multi Split | HISENSE | HRCU-A-CB-O | AST-09UW3SVEDC01 |  | Mini-Splits(Non-Ducted) | AST-09UW3SVEDC01 |  | 9000 | 22 | 9 | 9000 | 6300 | 70% | 1.8 | 13.7 | 13.7 |  |  |  |  | R-410A | 0.75 | Residential & Commercial | VSMSHP
206347236 | Mini/Multi Split | HISENSE | HRCU-A-CB-O | AST-07UW3SVEDC01 |  | Mini-Splits(Non-Ducted) | AST-07UW3SVEDC01 |  | 9000 | 22 | 9 | 9000 | 6300 | 70% | 1.8 | 13.7 | 13.7 |  |  |  |  | R-410A | 0.75 | Residential & Commercial | VSMSHP
206335352 | Mini/Multi Split | GREE | HRCU-A-CB-O | GWH24AGE-D3DNA1A/O |  | Mini-Splits(Non-Ducted) | GWH24AGE-D3DN***/I |  | 22000 | 24 | 9.5 | 24000 | 20000 | 83.33% | 1.8 | 13 | 13 |  |  |  |  | R-410A | 1.8333 | Residential & Commercial | VSMSHP | Non-Ducted CEE Tier 2
206221538 | Mini/Multi Split | RUUD | HRCU-A-CB-O | ROSH18VGSN |  | Mini-Splits(Non-Ducted) | RICH18AXCJ |  | 18000 | 22 | 10.5 | 21000 | 18100 | 86.19% | 2.32 | 13.4 | 13.4 |  |  |  |  | R-410A | 1.5 | Residential & Commercial | VSMSHP | Non-Ducted CEE Tier 2
206221539 | Mini/Multi Split | RUUD | HRCU-A-CB-O | ROSH24VGSN |  | Mini-Splits(Non-Ducted) | RICH24AXCJ |  | 24000 | 20.8 | 10.1 | 27000 | 23200 | 85.93% | 2.04 | 12.8 | 12.8 |  |  |  |  | R-410A | 2 | Residential & Commercial | VSMSHP | Non-Ducted CEE Tier 2
206221540 | Mini/Multi Split | RUUD | HRCU-A-CB-O | ROSH30VGSN |  | Mini-Splits(Non-Ducted) | RICH30AXCJ |  | 30000 | 18.7 | 10.4 | 32000 | 26000 | 81.25% | 2.3 | 11.7 | 11.7 |  |  |  |  | R-410A | 2.5 | Residential & Commercial | VSMSHP | Non-Ducted CEE Tier 2
206221505 | Mini/Multi Split | RUUD | HRCU-A-CB-O | ROSH18AHXHJ |  | Mini-Splits(Non-Ducted) | UIWH18AVFJ |  | 18000 | 20 | 10 | 21600 | 19000 | 87.96% | 2.18 | 13.3 | 13.3 |  |  |  |  | R-410A | 1.5 | Residential & Commercial | VSMSHP | Non-Ducted CEE Tier 2
206221506 | Mini/Multi Split | RUUD | HRCU-A-CB-O | ROSH24AHXHJ |  | Mini-Splits(Non-Ducted) | UIWH24AVFJ |  | 22000 | 19.5 | 10.5 | 25200 | 23200 | 92.06% | 2.04 | 12.5 | 12.5 |  |  |  |  | R-410A | 1.8333 | Residential & Commercial | VSMSHP | Non-Ducted CEE Tier 2
206221507 | Mini/Multi Split | RUUD | HRCU-A-CB-O | ROSH30AHXHJ |  | Mini-Splits(Non-Ducted) | UIWH30AVFJ |  | 30000 | 18.7 | 10 | 32000 | 30400 | 95% | 2.02 | 12.5 | 12.5 |  |  |  |  | R-410A | 2.5 | Residential & Commercial | VSMSHP | Non-Ducted CEE Tier 2
206221508 | Mini/Multi Split | RUUD | HRCU-A-CB-O | ROSH09AFFHJ |  | Mini-Splits(Non-Ducted) | RIFH09AVFJ |  | 9000 | 26 | 11.6 | 12000 | 13400 | 111.7% | 1.9 | 16 | 16 |  |  |  |  | R-410A | 0.75 | Residential & Commercial | VSMSHP | Non-Ducted CEE Tier 2
206221509 | Mini/Multi Split | RUUD | HRCU-A-CB-O | ROSH12AFFHJ |  | Mini-Splits(Non-Ducted) | RIFH12AVFJ |  | 12000 | 22.7 | 11 | 16000 | 13400 | 83.75% | 1.9 | 13.1 | 13.1 |  |  |  |  | R-410A | 1 | Residential & Commercial | VSMSHP | Non-Ducted CEE Tier 2
206221510 | Mini/Multi Split | RUUD | HRCU-A-CB-O | ROSH15AFFHJ |  | Mini-Splits(Non-Ducted) | RIFH15AVFJ |  | 14200 | 20.3 | 10.5 | 18000 | 18100 | 100.6% | 1.84 | 12.5 | 12.5 |  |  |  |  | R-410A | 1.1833 | Residential & Commercial | VSMSHP | Non-Ducted CEE Tier 2
206221511 | Mini/Multi Split | RUUD | HRCU-A-CB-O | ROSH09AFFJ |  | Mini-Splits(Non-Ducted) | RIFH09AVFJ |  | 9000 | 26 | 11.8 | 12000 | 13400 | 111.7% | 1.9 | 16 | 16 |  |  |  |  | R-410A | 0.75 | Residential & Commercial | VSMSHP | Non-Ducted CEE Tier 2
206221512 | Mini/Multi Split | RUUD | HRCU-A-CB-O | ROSH12AFFJ |  | Mini-Splits(Non-Ducted) | RIFH12AVFJ |  | 12000 | 22.7 | 11.2 | 16000 | 13400 | 83.75% | 1.9 | 13.1 | 13.1 |  |  |  |  | R-410A | 1 | Residential & Commercial | VSMSHP | Non-Ducted CEE Tier 2
206221513 | Mini/Multi Split | RUUD | HRCU-A-CB-O | ROSH15AFFJ |  | Mini-Splits(Non-Ducted) | RIFH15AVFJ |  | 14200 | 20.3 | 10.7 | 18000 | 18100 | 100.6% | 1.84 | 12.5 | 12.5 |  |  |  |  | R-410A | 1.1833 | Residential & Commercial | VSMSHP | Non-Ducted CEE Tier 2
206328096 | Mini/Multi Split | Mitsubishi Electric | HRCU-A-CB-O | SUZ-KA12NAHZ |  | Mini-Splits(Non-Ducted) | NTXCKS12A112AA |  | 12000 | 20.8 | 9 | 13800 | 13800 | 100% | 1.83 | 12.7 | 12.7 |  |  |  |  | R-410A | 1 | Residential & Commercial | VSMSHP
206328151 | Mini/Multi Split | Trane / Mitsubishi Electric | HRCU-A-CB-O | NTXSKH12A112AA |  | Mini-Splits(Non-Ducted) | SLZ-KF12NA |  | 12000 | 20.8 | 9 | 13800 | 13800 | 100% | 1.83 | 12.7 | 12.7 |  |  |  |  | R-410A | 1 | Residential & Commercial | VSMSHP
206330118 | Mini/Multi Split | MDV | HRCU-A-CB-O | MOX230-09HFN1-MW5W |  | Mini-Splits(Non-Ducted) | MCA3U-09HRFN1-M(C) |  | 9000 | 20 | 10 | 10000 | 7400 | 74% | 1.9 | 13 | 13 |  |  |  |  | R-410A | 0.75 | Residential & Commercial | VSMSHP | Non-Ducted CEE Tier 2
206330120 | Mini/Multi Split | MDV | HRCU-A-CB-O | MOD33-24HFN1-MT0W |  | Mini-Splits(Non-Ducted) | MUEU-24HRFN1-M(C) |  | 24000 | 21.2 | 10.3 | 24000 | 18200 | 75.83% | 2.2 | 12.5 | 12.5 |  |  |  |  | R-410A | 2 | Residential & Commercial | VSMSHP | Non-Ducted CEE Tier 2
206330122 | Mini/Multi Split | MDV | HRCU-A-CB-O | MOX330-09HFN1-MY5W |  | Mini-Splits(Non-Ducted) | MCA3U-09HRFN1-M(C) |  | 9000 | 20.5 | 10.3 | 9800 | 10000 | 102% | 1.8 | 13 | 13 |  |  |  |  | R-410A | 0.75 | Residential & Commercial | VSMSHP | Non-Ducted CEE Tier 2
206330125 | Mini/Multi Split | MDV | HRCU-A-CB-O | MOX230-12HFN1-MV5W |  | Mini-Splits(Non-Ducted) | MFAU-12HRFN1-M(C) |  | 12000 | 22.7 | 10.2 | 12000 | 8400 | 70% | 2.26 | 13 | 13 |  |  |  |  | R-410A | 1 | Residential & Commercial | VSMSHP | Non-Ducted CEE Tier 2
206330126 | Mini/Multi Split | MDV | HRCU-A-CB-O | MOX330-12HFN1-MW5W |  | Mini-Splits(Non-Ducted) | MCA3U-12HRFN1-M(C) |  | 12000 | 22.3 | 10.2 | 12000 | 11300 | 94.17% | 1.89 | 12.7 | 12.7 |  |  |  |  | R-410A | 1 | Residential & Commercial | VSMSHP | Non-Ducted CEE Tier 2
206330128 | Mini/Multi Split | MDV | HRCU-A-CB-O | MOX330-12HFN1-MW5W |  | Mini-Splits(Non-Ducted) | MFAU-12HRFN1-M(C) |  | 12000 | 23.6 | 10 | 12000 | 12000 | 100% | 1.89 | 13 | 13 |  |  |  |  | R-410A | 1 | Residential & Commercial | VSMSHP | Non-Ducted CEE Tier 2
206330130 | Mini/Multi Split | MDV | HRCU-A-CB-O | MOX430-17HFN1-MT0W |  | Mini-Splits(Non-Ducted) | MUEU-18HRFN1-M(C) |  | 17000 | 20.5 | 9.8 | 18000 | 16800 | 93.33% | 1.86 | 12.5 | 12.5 |  |  |  |  | R-410A | 1.4167 | Residential & Commercial | VSMSHP | Non-Ducted CEE Tier 2
206330131 | Mini/Multi Split | MDV | HRCU-A-CB-O | MOX430-17HFN1-MT0W |  | Mini-Splits(Non-Ducted) | MCA3U-18HRFN1-M(C) |  | 16000 | 20 | 9.5 | 17000 | 16000 | 94.12% | 1.75 | 12.5 | 12.5 |  |  |  |  | R-410A | 1.3333 | Residential & Commercial | VSMSHP | Non-Ducted CEE Tier 2
206330134 | Mini/Multi Split | MDV | HRCU-A-CB-O | MOD30-24HFN1-MU0W |  | Mini-Splits(Non-Ducted) | MUEU-24HRFN1-M(C) |  | 24000 | 20.5 | 11 | 25000 | 25000 | 100% | 2.1 | 11.5 | 11.7 |  |  |  |  | R-410A | 2 | Residential & Commercial | VSMSHP | Non-Ducted CEE Tier 2
206330207 | Mini/Multi Split | INNOVAIR | HRCU-A-CB-O | EIN10H2V32(O) |  | Mini-Splits(Non-Ducted) | EIN10H2V32(I) |  | 9000 | 27 | 11 | 9000 | 13000 | 144.4% | 1.91 | 16.5 | 16.6 |  |  |  |  | R-410A | 0.75 | Residential & Commercial | VSMSHP | Non-Ducted CEE Tier 2
206330208 | Mini/Multi Split | INNOVAIR | HRCU-A-CB-O | EIN13H2V32(O) |  | Mini-Splits(Non-Ducted) | EIN13H2V32(I) |  | 12000 | 24 | 8.5 | 12200 | 12000 | 98.36% | 1.91 | 15.3 | 14 |  |  |  |  | R-410A | 1 | Residential & Commercial | VSMSHP
206330209 | Mini/Multi Split | INNOVAIR | HRCU-A-CB-O | EIN18H2V32(O) |  | Mini-Splits(Non-Ducted) | EIN18H2V32(I) |  | 18000 | 22 | 10 | 18000 | 20000 | 111.1% | 1.8 | 13.5 | 13.5 |  |  |  |  | R-410A | 1.5 | Residential & Commercial | VSMSHP | Non-Ducted CEE Tier 2
206330210 | Mini/Multi Split | INNOVAIR | HRCU-A-CB-O | EIN24H2V32(O) |  | Mini-Splits(Non-Ducted) | EIN24H2V32(I) |  | 22000 | 21.5 | 9.5 | 24000 | 24000 | 100% | 1.9 | 13 | 13 |  |  |  |  | R-410A | 1.8333 | Residential & Commercial | VSMSHP | Non-Ducted CEE Tier 2
206347317 | Mini/Multi Split | KERR | HRCU-A-CB-O | A-KMH18SU-1A |  | Mini-Splits(Non-Ducted) | B-KMH18CU-1 |  | 16000 | 20 | 9.5 | 17000 | 16000 | 94.12% | 1.75 | 12.5 | 12.5 |  |  |  |  | R-410A | 1.3333 | Residential & Commercial | VSMSHP | Non-Ducted CEE Tier 2
206347322 | Mini/Multi Split | KERR | HRCU-A-CB-O | A-KMH18SU-1A |  | Mini-Splits(Non-Ducted) | B-KMH18UU-1 |  | 17000 | 20.5 | 9.8 | 18000 | 16800 | 93.33% | 1.86 | 12.5 | 12.5 |  |  |  |  | R-410A | 1.4167 | Residential & Commercial | VSMSHP | Non-Ducted CEE Tier 2
206347323 | Mini/Multi Split | KERR | HRCU-A-CB-O | A-KMH24SU-1A |  | Mini-Splits(Non-Ducted) | B-KMH24UU-1 |  | 24000 | 20.5 | 11 | 25000 | 25000 | 100% | 2.1 | 11.5 | 11.7 |  |  |  |  | R-410A | 2 | Residential & Commercial | VSMSHP | Non-Ducted CEE Tier 2
206348135 | Mini/Multi Split | CARRIER | HRCU-A-CB-O | 38MARBQ09AA3 |  | Mini-Splits(Non-Ducted) | 40MAHBQ09XA3 |  | 9000 | 28.1 | 11.5 | 12000 | 10600 | 88.33% | 2 | 16.2 | 16.2 |  |  |  |  | R-410A | 0.75 | Residential & Commercial | VSMSHP | Non-Ducted CEE Tier 2
206348136 | Mini/Multi Split | CARRIER | HRCU-A-CB-O | 38MARBQ12AA3 |  | Mini-Splits(Non-Ducted) | 40MAHBQ12XA3 |  | 12000 | 25.5 | 10.4 | 12000 | 12000 | 100% | 1.8 | 14 | 14 |  |  |  |  | R-410A | 1 | Residential & Commercial | VSMSHP | Non-Ducted CEE Tier 2
206348137 | Mini/Multi Split | CARRIER | HRCU-A-CB-O | 38MARBQ18AA3 |  | Mini-Splits(Non-Ducted) | 40MAHBQ18XA3 |  | 18000 | 21.5 | 11.3 | 18000 | 18000 | 100% | 1.8 | 12.5 | 12.5 |  |  |  |  | R-410A | 1.5 | Residential & Commercial | VSMSHP | Non-Ducted CEE Tier 2
206348138 | Mini/Multi Split | CARRIER | HRCU-A-CB-O | 38MARBQ24AA3 |  | Mini-Splits(Non-Ducted) | 40MAHBQ24XA3 |  | 24000 | 21.5 | 11.4 | 29000 | 25000 | 86.21% | 2.21 | 13 | 13 |  |  |  |  | R-410A | 2 | Residential & Commercial | VSMSHP | Non-Ducted CEE Tier 2
206348142 | Mini/Multi Split | BRYANT | HRCU-A-CB-O | 38MARBQ09AA3 |  | Mini-Splits(Non-Ducted) | 619AHBQ09XA3 |  | 9000 | 28.1 | 11.5 | 12000 | 10600 | 88.33% | 2 | 16.2 | 16.2 |  |  |  |  | R-410A | 0.75 | Residential & Commercial | VSMSHP | Non-Ducted CEE Tier 2
206348143 | Mini/Multi Split | BRYANT | HRCU-A-CB-O | 38MARBQ12AA3 |  | Mini-Splits(Non-Ducted) | 619AHBQ12XA3 |  | 12000 | 25.5 | 10.4 | 12000 | 12000 | 100% | 1.8 | 14 | 14 |  |  |  |  | R-410A | 1 | Residential & Commercial | VSMSHP | Non-Ducted CEE Tier 2
206348144 | Mini/Multi Split | BRYANT | HRCU-A-CB-O | 38MARBQ18AA3 |  | Mini-Splits(Non-Ducted) | 619AHBQ18XA3 |  | 18000 | 21.5 | 11.3 | 18000 | 18000 | 100% | 1.8 | 12.5 | 12.5 |  |  |  |  | R-410A | 1.5 | Residential & Commercial | VSMSHP | Non-Ducted CEE Tier 2
206348145 | Mini/Multi Split | BRYANT | HRCU-A-CB-O | 38MARBQ24AA3 |  | Mini-Splits(Non-Ducted) | 619AHBQ24XA3 |  | 24000 | 21.5 | 11.4 | 29000 | 25000 | 86.21% | 2.21 | 13 | 13 |  |  |  |  | R-410A | 2 | Residential & Commercial | VSMSHP | Non-Ducted CEE Tier 2
206350313 | Mini/Multi Split | PAYNE | HRCU-A-CB-O | 38MARBQ09AA3 |  | Mini-Splits(Non-Ducted) | DHMAHBQ09XA3 |  | 9000 | 28.1 | 11.5 | 12000 | 10600 | 88.33% | 2 | 16.2 | 16.2 |  |  |  |  | R-410A | 0.75 | Residential & Commercial | VSMSHP | Non-Ducted CEE Tier 2
206350314 | Mini/Multi Split | PAYNE | HRCU-A-CB-O | 38MARBQ12AA3 |  | Mini-Splits(Non-Ducted) | DHMAHBQ12XA3 |  | 12000 | 25.5 | 10.4 | 12000 | 12000 | 100% | 1.8 | 14 | 14 |  |  |  |  | R-410A | 1 | Residential & Commercial | VSMSHP | Non-Ducted CEE Tier 2
206350315 | Mini/Multi Split | PAYNE | HRCU-A-CB-O | 38MARBQ18AA3 |  | Mini-Splits(Non-Ducted) | DHMAHBQ18XA3 |  | 18000 | 21.5 | 11.3 | 18000 | 18000 | 100% | 1.8 | 12.5 | 12.5 |  |  |  |  | R-410A | 1.5 | Residential & Commercial | VSMSHP | Non-Ducted CEE Tier 2
206350316 | Mini/Multi Split | PAYNE | HRCU-A-CB-O | 38MARBQ24AA3 |  | Mini-Splits(Non-Ducted) | DHMAHBQ24XA3 |  | 24000 | 21.5 | 11.4 | 29000 | 25000 | 86.21% | 2.21 | 13 | 13 |  |  |  |  | R-410A | 2 | Residential & Commercial | VSMSHP | Non-Ducted CEE Tier 2
206350318 | Mini/Multi Split | MIDEA | HRCU-A-CB-O | 38MARBQ09AA3 |  | Mini-Splits(Non-Ducted) | DHMAHBQ09XA3 |  | 9000 | 28.1 | 11.5 | 12000 | 10600 | 88.33% | 2 | 16.2 | 16.2 |  |  |  |  | R-410A | 0.75 | Residential & Commercial | VSMSHP | Non-Ducted CEE Tier 2
206350319 | Mini/Multi Split | MIDEA | HRCU-A-CB-O | 38MARBQ12AA3 |  | Mini-Splits(Non-Ducted) | DHMAHBQ12XA3 |  | 12000 | 25.5 | 10.4 | 12000 | 12000 | 100% | 1.8 | 14 | 14 |  |  |  |  | R-410A | 1 | Residential & Commercial | VSMSHP | Non-Ducted CEE Tier 2
206350320 | Mini/Multi Split | MIDEA | HRCU-A-CB-O | 38MARBQ18AA3 |  | Mini-Splits(Non-Ducted) | DHMAHBQ18XA3 |  | 18000 | 21.5 | 11.3 | 18000 | 18000 | 100% | 1.8 | 12.5 | 12.5 |  |  |  |  | R-410A | 1.5 | Residential & Commercial | VSMSHP | Non-Ducted CEE Tier 2
206350321 | Mini/Multi Split | MIDEA | HRCU-A-CB-O | 38MARBQ24AA3 |  | Mini-Splits(Non-Ducted) | DHMAHBQ24XA3 |  | 24000 | 21.5 | 11.4 | 29000 | 25000 | 86.21% | 2.21 | 13 | 13 |  |  |  |  | R-410A | 2 | Residential & Commercial | VSMSHP | Non-Ducted CEE Tier 2
206350323 | Mini/Multi Split | Weathermaker | HRCU-A-CB-O | 38MARBQ09AA3 |  | Mini-Splits(Non-Ducted) | DHMAHBQ09XA3 |  | 9000 | 28.1 | 11.5 | 12000 | 10600 | 88.33% | 2 | 16.2 | 16.2 |  |  |  |  | R-410A | 0.75 | Residential & Commercial | VSMSHP | Non-Ducted CEE Tier 2
206350324 | Mini/Multi Split | Weathermaker | HRCU-A-CB-O | 38MARBQ12AA3 |  | Mini-Splits(Non-Ducted) | DHMAHBQ12XA3 |  | 12000 | 25.5 | 10.4 | 12000 | 12000 | 100% | 1.8 | 14 | 14 |  |  |  |  | R-410A | 1 | Residential & Commercial | VSMSHP | Non-Ducted CEE Tier 2
206350325 | Mini/Multi Split | Weathermaker | HRCU-A-CB-O | 38MARBQ18AA3 |  | Mini-Splits(Non-Ducted) | DHMAHBQ18XA3 |  | 18000 | 21.5 | 11.3 | 18000 | 18000 | 100% | 1.8 | 12.5 | 12.5 |  |  |  |  | R-410A | 1.5 | Residential & Commercial | VSMSHP | Non-Ducted CEE Tier 2
206350326 | Mini/Multi Split | Weathermaker | HRCU-A-CB-O | 38MARBQ24AA3 |  | Mini-Splits(Non-Ducted) | DHMAHBQ24XA3 |  | 24000 | 21.5 | 11.4 | 29000 | 25000 | 86.21% | 2.21 | 13 | 13 |  |  |  |  | R-410A | 2 | Residential & Commercial | VSMSHP | Non-Ducted CEE Tier 2
206350327 | Mini/Multi Split | CARRIER | HRCU-A-CB-O | 38MARBQ09AA3 |  | Mini-Splits(Non-Ducted) | 40MBCQ09---3 |  | 9000 | 20.5 | 10.3 | 9800 | 10000 | 102% | 1.8 | 13 | 13 |  |  |  |  | R-410A | 0.75 | Residential & Commercial | VSMSHP | Non-Ducted CEE Tier 2
206350329 | Mini/Multi Split | CARRIER | HRCU-A-CB-O | 38MARBQ12AA3 |  | Mini-Splits(Non-Ducted) | 40MBCQ12---3 |  | 12000 | 22.3 | 10.2 | 12000 | 11300 | 94.17% | 1.89 | 12.7 | 12.7 |  |  |  |  | R-410A | 1 | Residential & Commercial | VSMSHP | Non-Ducted CEE Tier 2
206350331 | Mini/Multi Split | CARRIER | HRCU-A-CB-O | 38MARBQ12AA3 |  | Mini-Splits(Non-Ducted) | 40MBFQ12---3 |  | 12000 | 23.6 | 10 | 12000 | 12000 | 100% | 1.89 | 13 | 13 |  |  |  |  | R-410A | 1 | Residential & Commercial | VSMSHP | Non-Ducted CEE Tier 2
206350332 | Mini/Multi Split | CARRIER | HRCU-A-CB-O | 38MARBQ18AA3 |  | Mini-Splits(Non-Ducted) | 40MBCQ18---3 |  | 16000 | 20 | 9.5 | 17000 | 16000 | 94.12% | 1.75 | 12.5 | 12.5 |  |  |  |  | R-410A | 1.3333 | Residential & Commercial | VSMSHP | Non-Ducted CEE Tier 2
206350334 | Mini/Multi Split | CARRIER | HRCU-A-CB-O | 38MARBQ18AA3 |  | Mini-Splits(Non-Ducted) | 40MBFQ18---3 |  | 17000 | 20.5 | 9.8 | 18000 | 16800 | 93.33% | 1.86 | 12.5 | 12.5 |  |  |  |  | R-410A | 1.4167 | Residential & Commercial | VSMSHP | Non-Ducted CEE Tier 2
206350337 | Mini/Multi Split | CARRIER | HRCU-A-CB-O | 38MARBQ24AA3 |  | Mini-Splits(Non-Ducted) | 40MBFQ24---3 |  | 24000 | 20.5 | 11 | 25000 | 25000 | 100% | 2.1 | 11.5 | 11.7 |  |  |  |  | R-410A | 2 | Residential & Commercial | VSMSHP | Non-Ducted CEE Tier 2
206350338 | Mini/Multi Split | BRYANT | HRCU-A-CB-O | 38MARBQ09AA3 |  | Mini-Splits(Non-Ducted) | 40MBCQ09---3 |  | 9000 | 20.5 | 10.3 | 9800 | 10000 | 102% | 1.8 | 13 | 13 |  |  |  |  | R-410A | 0.75 | Residential & Commercial | VSMSHP | Non-Ducted CEE Tier 2
206350340 | Mini/Multi Split | BRYANT | HRCU-A-CB-O | 38MARBQ12AA3 |  | Mini-Splits(Non-Ducted) | 40MBCQ12---3 |  | 12000 | 22.3 | 10.2 | 12000 | 11300 | 94.17% | 1.89 | 12.7 | 12.7 |  |  |  |  | R-410A | 1 | Residential & Commercial | VSMSHP | Non-Ducted CEE Tier 2
206350342 | Mini/Multi Split | BRYANT | HRCU-A-CB-O | 38MARBQ12AA3 |  | Mini-Splits(Non-Ducted) | 40MBFQ12---3 |  | 12000 | 23.6 | 10 | 12000 | 12000 | 100% | 1.89 | 13 | 13 |  |  |  |  | R-410A | 1 | Residential & Commercial | VSMSHP | Non-Ducted CEE Tier 2
206350343 | Mini/Multi Split | BRYANT | HRCU-A-CB-O | 38MARBQ18AA3 |  | Mini-Splits(Non-Ducted) | 40MBCQ18---3 |  | 16000 | 20 | 9.5 | 17000 | 16000 | 94.12% | 1.75 | 12.5 | 12.5 |  |  |  |  | R-410A | 1.3333 | Residential & Commercial | VSMSHP | Non-Ducted CEE Tier 2
206350345 | Mini/Multi Split | BRYANT | HRCU-A-CB-O | 38MARBQ18AA3 |  | Mini-Splits(Non-Ducted) | 40MBFQ18---3 |  | 17000 | 20.5 | 9.8 | 18000 | 16800 | 93.33% | 1.86 | 12.5 | 12.5 |  |  |  |  | R-410A | 1.4167 | Residential & Commercial | VSMSHP | Non-Ducted CEE Tier 2
206350348 | Mini/Multi Split | BRYANT | HRCU-A-CB-O | 38MARBQ24AA3 |  | Mini-Splits(Non-Ducted) | 40MBFQ24---3 |  | 24000 | 20.5 | 11 | 25000 | 25000 | 100% | 2.1 | 11.5 | 11.7 |  |  |  |  | R-410A | 2 | Residential & Commercial | VSMSHP | Non-Ducted CEE Tier 2
206350349 | Mini/Multi Split | PAYNE | HRCU-A-CB-O | 38MARBQ09AA3 |  | Mini-Splits(Non-Ducted) | 40MBCQ09---3 |  | 9000 | 20.5 | 10.3 | 9800 | 10000 | 102% | 1.8 | 13 | 13 |  |  |  |  | R-410A | 0.75 | Residential & Commercial | VSMSHP | Non-Ducted CEE Tier 2
206350351 | Mini/Multi Split | PAYNE | HRCU-A-CB-O | 38MARBQ12AA3 |  | Mini-Splits(Non-Ducted) | 40MBCQ12---3 |  | 12000 | 22.3 | 10.2 | 12000 | 11300 | 94.17% | 1.89 | 12.7 | 12.7 |  |  |  |  | R-410A | 1 | Residential & Commercial | VSMSHP | Non-Ducted CEE Tier 2
206350353 | Mini/Multi Split | PAYNE | HRCU-A-CB-O | 38MARBQ12AA3 |  | Mini-Splits(Non-Ducted) | 40MBFQ12---3 |  | 12000 | 23.6 | 10 | 12000 | 12000 | 100% | 1.89 | 13 | 13 |  |  |  |  | R-410A | 1 | Residential & Commercial | VSMSHP | Non-Ducted CEE Tier 2
206350354 | Mini/Multi Split | PAYNE | HRCU-A-CB-O | 38MARBQ18AA3 |  | Mini-Splits(Non-Ducted) | 40MBCQ18---3 |  | 16000 | 20 | 9.5 | 17000 | 16000 | 94.12% | 1.75 | 12.5 | 12.5 |  |  |  |  | R-410A | 1.3333 | Residential & Commercial | VSMSHP | Non-Ducted CEE Tier 2
206350356 | Mini/Multi Split | PAYNE | HRCU-A-CB-O | 38MARBQ18AA3 |  | Mini-Splits(Non-Ducted) | 40MBFQ18---3 |  | 17000 | 20.5 | 9.8 | 18000 | 16800 | 93.33% | 1.86 | 12.5 | 12.5 |  |  |  |  | R-410A | 1.4167 | Residential & Commercial | VSMSHP | Non-Ducted CEE Tier 2
206350359 | Mini/Multi Split | PAYNE | HRCU-A-CB-O | 38MARBQ24AA3 |  | Mini-Splits(Non-Ducted) | 40MBFQ24---3 |  | 24000 | 20.5 | 11 | 25000 | 25000 | 100% | 2.1 | 11.5 | 11.7 |  |  |  |  | R-410A | 2 | Residential & Commercial | VSMSHP | Non-Ducted CEE Tier 2
206350360 | Mini/Multi Split | Weathermaker | HRCU-A-CB-O | 38MARBQ09AA3 |  | Mini-Splits(Non-Ducted) | 40MBCQ09---3 |  | 9000 | 20.5 | 10.3 | 9800 | 10000 | 102% | 1.8 | 13 | 13 |  |  |  |  | R-410A | 0.75 | Residential & Commercial | VSMSHP | Non-Ducted CEE Tier 2
206350362 | Mini/Multi Split | Weathermaker | HRCU-A-CB-O | 38MARBQ12AA3 |  | Mini-Splits(Non-Ducted) | 40MBCQ12---3 |  | 12000 | 22.3 | 10.2 | 12000 | 11300 | 94.17% | 1.89 | 12.7 | 12.7 |  |  |  |  | R-410A | 1 | Residential & Commercial | VSMSHP | Non-Ducted CEE Tier 2
206350364 | Mini/Multi Split | Weathermaker | HRCU-A-CB-O | 38MARBQ12AA3 |  | Mini-Splits(Non-Ducted) | 40MBFQ12---3 |  | 12000 | 23.6 | 10 | 12000 | 12000 | 100% | 1.89 | 13 | 13 |  |  |  |  | R-410A | 1 | Residential & Commercial | VSMSHP | Non-Ducted CEE Tier 2
206350365 | Mini/Multi Split | Weathermaker | HRCU-A-CB-O | 38MARBQ18AA3 |  | Mini-Splits(Non-Ducted) | 40MBCQ18---3 |  | 16000 | 20 | 9.5 | 17000 | 16000 | 94.12% | 1.75 | 12.5 | 12.5 |  |  |  |  | R-410A | 1.3333 | Residential & Commercial | VSMSHP | Non-Ducted CEE Tier 2
206350367 | Mini/Multi Split | Weathermaker | HRCU-A-CB-O | 38MARBQ18AA3 |  | Mini-Splits(Non-Ducted) | 40MBFQ18---3 |  | 17000 | 20.5 | 9.8 | 18000 | 16800 | 93.33% | 1.86 | 12.5 | 12.5 |  |  |  |  | R-410A | 1.4167 | Residential & Commercial | VSMSHP | Non-Ducted CEE Tier 2
206350370 | Mini/Multi Split | Weathermaker | HRCU-A-CB-O | 38MARBQ24AA3 |  | Mini-Splits(Non-Ducted) | 40MBFQ24---3 |  | 24000 | 20.5 | 11 | 25000 | 25000 | 100% | 2.1 | 11.5 | 11.7 |  |  |  |  | R-410A | 2 | Residential & Commercial | VSMSHP | Non-Ducted CEE Tier 2
206350371 | Mini/Multi Split | MIDEA | HRCU-A-CB-O | 38MARBQ09AA3 |  | Mini-Splits(Non-Ducted) | 40MBCQ09---3 |  | 9000 | 20.5 | 10.3 | 9800 | 10000 | 102% | 1.8 | 13 | 13 |  |  |  |  | R-410A | 0.75 | Residential & Commercial | VSMSHP | Non-Ducted CEE Tier 2
206350373 | Mini/Multi Split | MIDEA | HRCU-A-CB-O | 38MARBQ12AA3 |  | Mini-Splits(Non-Ducted) | 40MBCQ12---3 |  | 12000 | 22.3 | 10.2 | 12000 | 11300 | 94.17% | 1.89 | 12.7 | 12.7 |  |  |  |  | R-410A | 1 | Residential & Commercial | VSMSHP | Non-Ducted CEE Tier 2
206350375 | Mini/Multi Split | MIDEA | HRCU-A-CB-O | 38MARBQ12AA3 |  | Mini-Splits(Non-Ducted) | 40MBFQ12---3 |  | 12000 | 23.6 | 10 | 12000 | 12000 | 100% | 1.89 | 13 | 13 |  |  |  |  | R-410A | 1 | Residential & Commercial | VSMSHP | Non-Ducted CEE Tier 2
206350376 | Mini/Multi Split | MIDEA | HRCU-A-CB-O | 38MARBQ18AA3 |  | Mini-Splits(Non-Ducted) | 40MBCQ18---3 |  | 16000 | 20 | 9.5 | 17000 | 16000 | 94.12% | 1.75 | 12.5 | 12.5 |  |  |  |  | R-410A | 1.3333 | Residential & Commercial | VSMSHP | Non-Ducted CEE Tier 2
206350378 | Mini/Multi Split | MIDEA | HRCU-A-CB-O | 38MARBQ18AA3 |  | Mini-Splits(Non-Ducted) | 40MBFQ18---3 |  | 17000 | 20.5 | 9.8 | 18000 | 16800 | 93.33% | 1.86 | 12.5 | 12.5 |  |  |  |  | R-410A | 1.4167 | Residential & Commercial | VSMSHP | Non-Ducted CEE Tier 2
206350381 | Mini/Multi Split | MIDEA | HRCU-A-CB-O | 38MARBQ24AA3 |  | Mini-Splits(Non-Ducted) | 40MBFQ24---3 |  | 24000 | 20.5 | 11 | 25000 | 25000 | 100% | 2.1 | 11.5 | 11.7 |  |  |  |  | R-410A | 2 | Residential & Commercial | VSMSHP | Non-Ducted CEE Tier 2
206350382 | Mini/Multi Split | ARCOAIRE | HRCU-A-CB-O | DLCSRBH09AAK |  | Mini-Splits(Non-Ducted) | DLFSCAH09XAK |  | 9000 | 20.5 | 10.3 | 9800 | 10000 | 102% | 1.8 | 13 | 13 |  |  |  |  | R-410A | 0.75 | Residential & Commercial | VSMSHP | Non-Ducted CEE Tier 2
206350384 | Mini/Multi Split | ARCOAIRE | HRCU-A-CB-O | DLCSRBH12AAK |  | Mini-Splits(Non-Ducted) | DLFSCAH12XAK |  | 12000 | 22.3 | 10.2 | 12000 | 11300 | 94.17% | 1.89 | 12.7 | 12.7 |  |  |  |  | R-410A | 1 | Residential & Commercial | VSMSHP | Non-Ducted CEE Tier 2
206350386 | Mini/Multi Split | ARCOAIRE | HRCU-A-CB-O | DLCSRBH12AAK |  | Mini-Splits(Non-Ducted) | DLFSFAH12XAK |  | 12000 | 23.6 | 10 | 12000 | 12000 | 100% | 1.89 | 13 | 13 |  |  |  |  | R-410A | 1 | Residential & Commercial | VSMSHP | Non-Ducted CEE Tier 2
206350387 | Mini/Multi Split | ARCOAIRE | HRCU-A-CB-O | DLCSRBH18AAK |  | Mini-Splits(Non-Ducted) | DLFSCAH18XAK |  | 16000 | 20 | 9.5 | 17000 | 16000 | 94.12% | 1.75 | 12.5 | 12.5 |  |  |  |  | R-410A | 1.3333 | Residential & Commercial | VSMSHP | Non-Ducted CEE Tier 2
206350389 | Mini/Multi Split | ARCOAIRE | HRCU-A-CB-O | DLCSRBH18AAK |  | Mini-Splits(Non-Ducted) | DLFSFAH18XAK |  | 17000 | 20.5 | 9.8 | 18000 | 16800 | 93.33% | 1.86 | 12.5 | 12.5 |  |  |  |  | R-410A | 1.4167 | Residential & Commercial | VSMSHP | Non-Ducted CEE Tier 2
206350392 | Mini/Multi Split | ARCOAIRE | HRCU-A-CB-O | DLCSRBH24AAK |  | Mini-Splits(Non-Ducted) | DLFSFAH24XAK |  | 24000 | 20.5 | 11 | 25000 | 25000 | 100% | 2.1 | 11.5 | 11.7 |  |  |  |  | R-410A | 2 | Residential & Commercial | VSMSHP | Non-Ducted CEE Tier 2
206350393 | Mini/Multi Split | COMFORTMAKER | HRCU-A-CB-O | DLCSRBH09AAK |  | Mini-Splits(Non-Ducted) | DLFSCAH09XAK |  | 9000 | 20.5 | 10.3 | 9800 | 10000 | 102% | 1.8 | 13 | 13 |  |  |  |  | R-410A | 0.75 | Residential & Commercial | VSMSHP | Non-Ducted CEE Tier 2
206350395 | Mini/Multi Split | COMFORTMAKER | HRCU-A-CB-O | DLCSRBH12AAK |  | Mini-Splits(Non-Ducted) | DLFSCAH12XAK |  | 12000 | 22.3 | 10.2 | 12000 | 11300 | 94.17% | 1.89 | 12.7 | 12.7 |  |  |  |  | R-410A | 1 | Residential & Commercial | VSMSHP | Non-Ducted CEE Tier 2
206350397 | Mini/Multi Split | COMFORTMAKER | HRCU-A-CB-O | DLCSRBH12AAK |  | Mini-Splits(Non-Ducted) | DLFSFAH12XAK |  | 12000 | 23.6 | 10 | 12000 | 12000 | 100% | 1.89 | 13 | 13 |  |  |  |  | R-410A | 1 | Residential & Commercial | VSMSHP | Non-Ducted CEE Tier 2
206350398 | Mini/Multi Split | COMFORTMAKER | HRCU-A-CB-O | DLCSRBH18AAK |  | Mini-Splits(Non-Ducted) | DLFSCAH18XAK |  | 16000 | 20 | 9.5 | 17000 | 16000 | 94.12% | 1.75 | 12.5 | 12.5 |  |  |  |  | R-410A | 1.3333 | Residential & Commercial | VSMSHP | Non-Ducted CEE Tier 2
206350400 | Mini/Multi Split | COMFORTMAKER | HRCU-A-CB-O | DLCSRBH18AAK |  | Mini-Splits(Non-Ducted) | DLFSFAH18XAK |  | 17000 | 20.5 | 9.8 | 18000 | 16800 | 93.33% | 1.86 | 12.5 | 12.5 |  |  |  |  | R-410A | 1.4167 | Residential & Commercial | VSMSHP | Non-Ducted CEE Tier 2
206350403 | Mini/Multi Split | COMFORTMAKER | HRCU-A-CB-O | DLCSRBH24AAK |  | Mini-Splits(Non-Ducted) | DLFSFAH24XAK |  | 24000 | 20.5 | 11 | 25000 | 25000 | 100% | 2.1 | 11.5 | 11.7 |  |  |  |  | R-410A | 2 | Residential & Commercial | VSMSHP | Non-Ducted CEE Tier 2
206350404 | Mini/Multi Split | DAY & NIGHT | HRCU-A-CB-O | DLCSRBH09AAK |  | Mini-Splits(Non-Ducted) | DLFSCAH09XAK |  | 9000 | 20.5 | 10.3 | 9800 | 10000 | 102% | 1.8 | 13 | 13 |  |  |  |  | R-410A | 0.75 | Residential & Commercial | VSMSHP | Non-Ducted CEE Tier 2
206350406 | Mini/Multi Split | DAY & NIGHT | HRCU-A-CB-O | DLCSRBH12AAK |  | Mini-Splits(Non-Ducted) | DLFSCAH12XAK |  | 12000 | 22.3 | 10.2 | 12000 | 11300 | 94.17% | 1.89 | 12.7 | 12.7 |  |  |  |  | R-410A | 1 | Residential & Commercial | VSMSHP | Non-Ducted CEE Tier 2
206350408 | Mini/Multi Split | DAY & NIGHT | HRCU-A-CB-O | DLCSRBH12AAK |  | Mini-Splits(Non-Ducted) | DLFSFAH12XAK |  | 12000 | 23.6 | 10 | 12000 | 12000 | 100% | 1.89 | 13 | 13 |  |  |  |  | R-410A | 1 | Residential & Commercial | VSMSHP | Non-Ducted CEE Tier 2
206350409 | Mini/Multi Split | DAY & NIGHT | HRCU-A-CB-O | DLCSRBH18AAK |  | Mini-Splits(Non-Ducted) | DLFSCAH18XAK |  | 16000 | 20 | 9.5 | 17000 | 16000 | 94.12% | 1.75 | 12.5 | 12.5 |  |  |  |  | R-410A | 1.3333 | Residential & Commercial | VSMSHP | Non-Ducted CEE Tier 2
206350411 | Mini/Multi Split | DAY & NIGHT | HRCU-A-CB-O | DLCSRBH18AAK |  | Mini-Splits(Non-Ducted) | DLFSFAH18XAK |  | 17000 | 20.5 | 9.8 | 18000 | 16800 | 93.33% | 1.86 | 12.5 | 12.5 |  |  |  |  | R-410A | 1.4167 | Residential & Commercial | VSMSHP | Non-Ducted CEE Tier 2
206350414 | Mini/Multi Split | DAY & NIGHT | HRCU-A-CB-O | DLCSRBH24AAK |  | Mini-Splits(Non-Ducted) | DLFSFAH24XAK |  | 24000 | 20.5 | 11 | 25000 | 25000 | 100% | 2.1 | 11.5 | 11.7 |  |  |  |  | R-410A | 2 | Residential & Commercial | VSMSHP | Non-Ducted CEE Tier 2
206350415 | Mini/Multi Split | HEIL | HRCU-A-CB-O | DLCSRBH09AAK |  | Mini-Splits(Non-Ducted) | DLFSCAH09XAK |  | 9000 | 20.5 | 10.3 | 9800 | 10000 | 102% | 1.8 | 13 | 13 |  |  |  |  | R-410A | 0.75 | Residential & Commercial | VSMSHP | Non-Ducted CEE Tier 2
206350417 | Mini/Multi Split | HEIL | HRCU-A-CB-O | DLCSRBH12AAK |  | Mini-Splits(Non-Ducted) | DLFSCAH12XAK |  | 12000 | 22.3 | 10.2 | 12000 | 11300 | 94.17% | 1.89 | 12.7 | 12.7 |  |  |  |  | R-410A | 1 | Residential & Commercial | VSMSHP | Non-Ducted CEE Tier 2
206350419 | Mini/Multi Split | HEIL | HRCU-A-CB-O | DLCSRBH12AAK |  | Mini-Splits(Non-Ducted) | DLFSFAH12XAK |  | 12000 | 23.6 | 10 | 12000 | 12000 | 100% | 1.89 | 13 | 13 |  |  |  |  | R-410A | 1 | Residential & Commercial | VSMSHP | Non-Ducted CEE Tier 2
206350420 | Mini/Multi Split | HEIL | HRCU-A-CB-O | DLCSRBH18AAK |  | Mini-Splits(Non-Ducted) | DLFSCAH18XAK |  | 16000 | 20 | 9.5 | 17000 | 16000 | 94.12% | 1.75 | 12.5 | 12.5 |  |  |  |  | R-410A | 1.3333 | Residential & Commercial | VSMSHP | Non-Ducted CEE Tier 2
206350422 | Mini/Multi Split | HEIL | HRCU-A-CB-O | DLCSRBH18AAK |  | Mini-Splits(Non-Ducted) | DLFSFAH18XAK |  | 17000 | 20.5 | 9.8 | 18000 | 16800 | 93.33% | 1.86 | 12.5 | 12.5 |  |  |  |  | R-410A | 1.4167 | Residential & Commercial | VSMSHP | Non-Ducted CEE Tier 2
206350425 | Mini/Multi Split | HEIL | HRCU-A-CB-O | DLCSRBH24AAK |  | Mini-Splits(Non-Ducted) | DLFSFAH24XAK |  | 24000 | 20.5 | 11 | 25000 | 25000 | 100% | 2.1 | 11.5 | 11.7 |  |  |  |  | R-410A | 2 | Residential & Commercial | VSMSHP | Non-Ducted CEE Tier 2
206350426 | Mini/Multi Split | KEEPRITE | HRCU-A-CB-O | DLCSRBH09AAK |  | Mini-Splits(Non-Ducted) | DLFSCAH09XAK |  | 9000 | 20.5 | 10.3 | 9800 | 10000 | 102% | 1.8 | 13 | 13 |  |  |  |  | R-410A | 0.75 | Residential & Commercial | VSMSHP | Non-Ducted CEE Tier 2
206350428 | Mini/Multi Split | KEEPRITE | HRCU-A-CB-O | DLCSRBH12AAK |  | Mini-Splits(Non-Ducted) | DLFSCAH12XAK |  | 12000 | 22.3 | 10.2 | 12000 | 11300 | 94.17% | 1.89 | 12.7 | 12.7 |  |  |  |  | R-410A | 1 | Residential & Commercial | VSMSHP | Non-Ducted CEE Tier 2
206350430 | Mini/Multi Split | KEEPRITE | HRCU-A-CB-O | DLCSRBH12AAK |  | Mini-Splits(Non-Ducted) | DLFSFAH12XAK |  | 12000 | 23.6 | 10 | 12000 | 12000 | 100% | 1.89 | 13 | 13 |  |  |  |  | R-410A | 1 | Residential & Commercial | VSMSHP | Non-Ducted CEE Tier 2
206350431 | Mini/Multi Split | KEEPRITE | HRCU-A-CB-O | DLCSRBH18AAK |  | Mini-Splits(Non-Ducted) | DLFSCAH18XAK |  | 16000 | 20 | 9.5 | 17000 | 16000 | 94.12% | 1.75 | 12.5 | 12.5 |  |  |  |  | R-410A | 1.3333 | Residential & Commercial | VSMSHP | Non-Ducted CEE Tier 2
206350433 | Mini/Multi Split | KEEPRITE | HRCU-A-CB-O | DLCSRBH18AAK |  | Mini-Splits(Non-Ducted) | DLFSFAH18XAK |  | 17000 | 20.5 | 9.8 | 18000 | 16800 | 93.33% | 1.86 | 12.5 | 12.5 |  |  |  |  | R-410A | 1.4167 | Residential & Commercial | VSMSHP | Non-Ducted CEE Tier 2
206350436 | Mini/Multi Split | KEEPRITE | HRCU-A-CB-O | DLCSRBH24AAK |  | Mini-Splits(Non-Ducted) | DLFSFAH24XAK |  | 24000 | 20.5 | 11 | 25000 | 25000 | 100% | 2.1 | 11.5 | 11.7 |  |  |  |  | R-410A | 2 | Residential & Commercial | VSMSHP | Non-Ducted CEE Tier 2
206350437 | Mini/Multi Split | KENMORE | HRCU-A-CB-O | DLCSRBH09AAK |  | Mini-Splits(Non-Ducted) | DLFSCAH09XAK |  | 9000 | 20.5 | 10.3 | 9800 | 10000 | 102% | 1.8 | 13 | 13 |  |  |  |  | R-410A | 0.75 | Residential & Commercial | VSMSHP | Non-Ducted CEE Tier 2
206350439 | Mini/Multi Split | KENMORE | HRCU-A-CB-O | DLCSRBH12AAK |  | Mini-Splits(Non-Ducted) | DLFSCAH12XAK |  | 12000 | 22.3 | 10.2 | 12000 | 11300 | 94.17% | 1.89 | 12.7 | 12.7 |  |  |  |  | R-410A | 1 | Residential & Commercial | VSMSHP | Non-Ducted CEE Tier 2
206350441 | Mini/Multi Split | KENMORE | HRCU-A-CB-O | DLCSRBH12AAK |  | Mini-Splits(Non-Ducted) | DLFSFAH12XAK |  | 12000 | 23.6 | 10 | 12000 | 12000 | 100% | 1.89 | 13 | 13 |  |  |  |  | R-410A | 1 | Residential & Commercial | VSMSHP | Non-Ducted CEE Tier 2
206350442 | Mini/Multi Split | KENMORE | HRCU-A-CB-O | DLCSRBH18AAK |  | Mini-Splits(Non-Ducted) | DLFSCAH18XAK |  | 16000 | 20 | 9.5 | 17000 | 16000 | 94.12% | 1.75 | 12.5 | 12.5 |  |  |  |  | R-410A | 1.3333 | Residential & Commercial | VSMSHP | Non-Ducted CEE Tier 2
206350444 | Mini/Multi Split | KENMORE | HRCU-A-CB-O | DLCSRBH18AAK |  | Mini-Splits(Non-Ducted) | DLFSFAH18XAK |  | 17000 | 20.5 | 9.8 | 18000 | 16800 | 93.33% | 1.86 | 12.5 | 12.5 |  |  |  |  | R-410A | 1.4167 | Residential & Commercial | VSMSHP | Non-Ducted CEE Tier 2
206350447 | Mini/Multi Split | KENMORE | HRCU-A-CB-O | DLCSRBH24AAK |  | Mini-Splits(Non-Ducted) | DLFSFAH24XAK |  | 24000 | 20.5 | 11 | 25000 | 25000 | 100% | 2.1 | 11.5 | 11.7 |  |  |  |  | R-410A | 2 | Residential & Commercial | VSMSHP | Non-Ducted CEE Tier 2
206350448 | Mini/Multi Split | MIDEA | HRCU-A-CB-O | DLCSRBH09AAK |  | Mini-Splits(Non-Ducted) | DLFSCAH09XAK |  | 9000 | 20.5 | 10.3 | 9800 | 10000 | 102% | 1.8 | 13 | 13 |  |  |  |  | R-410A | 0.75 | Residential & Commercial | VSMSHP | Non-Ducted CEE Tier 2
206350450 | Mini/Multi Split | MIDEA | HRCU-A-CB-O | DLCSRBH12AAK |  | Mini-Splits(Non-Ducted) | DLFSCAH12XAK |  | 12000 | 22.3 | 10.2 | 12000 | 11300 | 94.17% | 1.89 | 12.7 | 12.7 |  |  |  |  | R-410A | 1 | Residential & Commercial | VSMSHP | Non-Ducted CEE Tier 2
206350452 | Mini/Multi Split | MIDEA | HRCU-A-CB-O | DLCSRBH12AAK |  | Mini-Splits(Non-Ducted) | DLFSFAH12XAK |  | 12000 | 23.6 | 10 | 12000 | 12000 | 100% | 1.89 | 13 | 13 |  |  |  |  | R-410A | 1 | Residential & Commercial | VSMSHP | Non-Ducted CEE Tier 2
206350453 | Mini/Multi Split | MIDEA | HRCU-A-CB-O | DLCSRBH18AAK |  | Mini-Splits(Non-Ducted) | DLFSCAH18XAK |  | 16000 | 20 | 9.5 | 17000 | 16000 | 94.12% | 1.75 | 12.5 | 12.5 |  |  |  |  | R-410A | 1.3333 | Residential & Commercial | VSMSHP | Non-Ducted CEE Tier 2
206350455 | Mini/Multi Split | MIDEA | HRCU-A-CB-O | DLCSRBH18AAK |  | Mini-Splits(Non-Ducted) | DLFSFAH18XAK |  | 17000 | 20.5 | 9.8 | 18000 | 16800 | 93.33% | 1.86 | 12.5 | 12.5 |  |  |  |  | R-410A | 1.4167 | Residential & Commercial | VSMSHP | Non-Ducted CEE Tier 2
206350458 | Mini/Multi Split | MIDEA | HRCU-A-CB-O | DLCSRBH24AAK |  | Mini-Splits(Non-Ducted) | DLFSFAH24XAK |  | 24000 | 20.5 | 11 | 25000 | 25000 | 100% | 2.1 | 11.5 | 11.7 |  |  |  |  | R-410A | 2 | Residential & Commercial | VSMSHP | Non-Ducted CEE Tier 2
206350459 | Mini/Multi Split | TEMPSTAR | HRCU-A-CB-O | DLCSRBH09AAK |  | Mini-Splits(Non-Ducted) | DLFSCAH09XAK |  | 9000 | 20.5 | 10.3 | 9800 | 10000 | 102% | 1.8 | 13 | 13 |  |  |  |  | R-410A | 0.75 | Residential & Commercial | VSMSHP | Non-Ducted CEE Tier 2
206350461 | Mini/Multi Split | TEMPSTAR | HRCU-A-CB-O | DLCSRBH12AAK |  | Mini-Splits(Non-Ducted) | DLFSCAH12XAK |  | 12000 | 22.3 | 10.2 | 12000 | 11300 | 94.17% | 1.89 | 12.7 | 12.7 |  |  |  |  | R-410A | 1 | Residential & Commercial | VSMSHP | Non-Ducted CEE Tier 2
206350463 | Mini/Multi Split | TEMPSTAR | HRCU-A-CB-O | DLCSRBH12AAK |  | Mini-Splits(Non-Ducted) | DLFSFAH12XAK |  | 12000 | 23.6 | 10 | 12000 | 12000 | 100% | 1.89 | 13 | 13 |  |  |  |  | R-410A | 1 | Residential & Commercial | VSMSHP | Non-Ducted CEE Tier 2
206350464 | Mini/Multi Split | TEMPSTAR | HRCU-A-CB-O | DLCSRBH18AAK |  | Mini-Splits(Non-Ducted) | DLFSCAH18XAK |  | 16000 | 20 | 9.5 | 17000 | 16000 | 94.12% | 1.75 | 12.5 | 12.5 |  |  |  |  | R-410A | 1.3333 | Residential & Commercial | VSMSHP | Non-Ducted CEE Tier 2
206350466 | Mini/Multi Split | TEMPSTAR | HRCU-A-CB-O | DLCSRBH18AAK |  | Mini-Splits(Non-Ducted) | DLFSFAH18XAK |  | 17000 | 20.5 | 9.8 | 18000 | 16800 | 93.33% | 1.86 | 12.5 | 12.5 |  |  |  |  | R-410A | 1.4167 | Residential & Commercial | VSMSHP | Non-Ducted CEE Tier 2
206350469 | Mini/Multi Split | TEMPSTAR | HRCU-A-CB-O | DLCSRBH24AAK |  | Mini-Splits(Non-Ducted) | DLFSFAH24XAK |  | 24000 | 20.5 | 11 | 25000 | 25000 | 100% | 2.1 | 11.5 | 11.7 |  |  |  |  | R-410A | 2 | Residential & Commercial | VSMSHP | Non-Ducted CEE Tier 2
206350470 | Mini/Multi Split | SMART COMFORT | HRCU-A-CB-O | DLCSRBH09AAK |  | Mini-Splits(Non-Ducted) | DLFSCAH09XAK |  | 9000 | 20.5 | 10.3 | 9800 | 10000 | 102% | 1.8 | 13 | 13 |  |  |  |  | R-410A | 0.75 | Residential & Commercial | VSMSHP | Non-Ducted CEE Tier 2
206350472 | Mini/Multi Split | SMART COMFORT | HRCU-A-CB-O | DLCSRBH12AAK |  | Mini-Splits(Non-Ducted) | DLFSCAH12XAK |  | 12000 | 22.3 | 10.2 | 12000 | 11300 | 94.17% | 1.89 | 12.7 | 12.7 |  |  |  |  | R-410A | 1 | Residential & Commercial | VSMSHP | Non-Ducted CEE Tier 2
206350474 | Mini/Multi Split | SMART COMFORT | HRCU-A-CB-O | DLCSRBH12AAK |  | Mini-Splits(Non-Ducted) | DLFSFAH12XAK |  | 12000 | 23.6 | 10 | 12000 | 12000 | 100% | 1.89 | 13 | 13 |  |  |  |  | R-410A | 1 | Residential & Commercial | VSMSHP | Non-Ducted CEE Tier 2
206350475 | Mini/Multi Split | SMART COMFORT | HRCU-A-CB-O | DLCSRBH18AAK |  | Mini-Splits(Non-Ducted) | DLFSCAH18XAK |  | 16000 | 20 | 9.5 | 17000 | 16000 | 94.12% | 1.75 | 12.5 | 12.5 |  |  |  |  | R-410A | 1.3333 | Residential & Commercial | VSMSHP | Non-Ducted CEE Tier 2
206350477 | Mini/Multi Split | SMART COMFORT | HRCU-A-CB-O | DLCSRBH18AAK |  | Mini-Splits(Non-Ducted) | DLFSFAH18XAK |  | 17000 | 20.5 | 9.8 | 18000 | 16800 | 93.33% | 1.86 | 12.5 | 12.5 |  |  |  |  | R-410A | 1.4167 | Residential & Commercial | VSMSHP | Non-Ducted CEE Tier 2
206350480 | Mini/Multi Split | SMART COMFORT | HRCU-A-CB-O | DLCSRBH24AAK |  | Mini-Splits(Non-Ducted) | DLFSFAH24XAK |  | 24000 | 20.5 | 11 | 25000 | 25000 | 100% | 2.1 | 11.5 | 11.7 |  |  |  |  | R-410A | 2 | Residential & Commercial | VSMSHP | Non-Ducted CEE Tier 2
206350481 | Mini/Multi Split | AIRQUEST | HRCU-A-CB-O | DLCSRBH09AAK |  | Mini-Splits(Non-Ducted) | DLFSCAH09XAK |  | 9000 | 20.5 | 10.3 | 9800 | 10000 | 102% | 1.8 | 13 | 13 |  |  |  |  | R-410A | 0.75 | Residential & Commercial | VSMSHP | Non-Ducted CEE Tier 2
206350483 | Mini/Multi Split | AIRQUEST | HRCU-A-CB-O | DLCSRBH12AAK |  | Mini-Splits(Non-Ducted) | DLFSCAH12XAK |  | 12000 | 22.3 | 10.2 | 12000 | 11300 | 94.17% | 1.89 | 12.7 | 12.7 |  |  |  |  | R-410A | 1 | Residential & Commercial | VSMSHP | Non-Ducted CEE Tier 2
206350485 | Mini/Multi Split | AIRQUEST | HRCU-A-CB-O | DLCSRBH12AAK |  | Mini-Splits(Non-Ducted) | DLFSFAH12XAK |  | 12000 | 23.6 | 10 | 12000 | 12000 | 100% | 1.89 | 13 | 13 |  |  |  |  | R-410A | 1 | Residential & Commercial | VSMSHP | Non-Ducted CEE Tier 2
206350486 | Mini/Multi Split | AIRQUEST | HRCU-A-CB-O | DLCSRBH18AAK |  | Mini-Splits(Non-Ducted) | DLFSCAH18XAK |  | 16000 | 20 | 9.5 | 17000 | 16000 | 94.12% | 1.75 | 12.5 | 12.5 |  |  |  |  | R-410A | 1.3333 | Residential & Commercial | VSMSHP | Non-Ducted CEE Tier 2
206350488 | Mini/Multi Split | AIRQUEST | HRCU-A-CB-O | DLCSRBH18AAK |  | Mini-Splits(Non-Ducted) | DLFSFAH18XAK |  | 17000 | 20.5 | 9.8 | 18000 | 16800 | 93.33% | 1.86 | 12.5 | 12.5 |  |  |  |  | R-410A | 1.4167 | Residential & Commercial | VSMSHP | Non-Ducted CEE Tier 2
206350491 | Mini/Multi Split | AIRQUEST | HRCU-A-CB-O | DLCSRBH24AAK |  | Mini-Splits(Non-Ducted) | DLFSFAH24XAK |  | 24000 | 20.5 | 11 | 25000 | 25000 | 100% | 2.1 | 11.5 | 11.7 |  |  |  |  | R-410A | 2 | Residential & Commercial | VSMSHP | Non-Ducted CEE Tier 2
206361859 | Mini/Multi Split | MDV | HRCU-A-CB-O | MOX430-18HFN1-MT8W |  | Mini-Splits(Non-Ducted) | MSAG11D-18HRFN1-MT8W |  | 18000 | 24 | 10.5 | 18000 | 12800 | 71.11% | 2.44 | 13.5 | 13.5 |  |  |  |  | R-410A | 1.5 | Residential & Commercial | VSMSHP | Non-Ducted CEE Tier 2
206361860 | Mini/Multi Split | MDV | HRCU-A-CB-O | MOX330-09HFN1-MY5W |  | Mini-Splits(Non-Ducted) | MSAG11B-09HRFN1-MX7W(GA) |  | 9000 | 26.4 | 11.6 | 12000 | 11000 | 91.67% | 1.85 | 15.8 | 15.8 |  |  |  |  | R-410A | 0.75 | Residential & Commercial | VSMSHP | Non-Ducted CEE Tier 2
206361861 | Mini/Multi Split | MDV | HRCU-A-CB-O | MOX330-12HFN1-MW5W |  | Mini-Splits(Non-Ducted) | MSAG11B-12HRFN1-MV0W(GA) |  | 12000 | 23.1 | 10.5 | 12000 | 11000 | 91.67% | 1.88 | 13 | 13 |  |  |  |  | R-410A | 1 | Residential & Commercial | VSMSHP | Non-Ducted CEE Tier 2
206361862 | Mini/Multi Split | MDV | HRCU-A-CB-O | MOX430-17HFN1-MT0W |  | Mini-Splits(Non-Ducted) | MSAG11D-18HRFN1-MT8W |  | 18000 | 22 | 10.6 | 18000 | 17200 | 95.56% | 1.89 | 13 | 13 |  |  |  |  | R-410A | 1.5 | Residential & Commercial | VSMSHP | Non-Ducted CEE Tier 2
206361863 | Mini/Multi Split | MDV | HRCU-A-CB-O | MOD30-24HFN1-MU0W |  | Mini-Splits(Non-Ducted) | MSAG11D-23HRFN1-MU0W |  | 23000 | 22.3 | 10.3 | 26000 | 23000 | 88.46% | 1.8 | 12.5 | 12.5 |  |  |  |  | R-410A | 1.9167 | Residential & Commercial | VSMSHP | Non-Ducted CEE Tier 2
206361866 | Mini/Multi Split | MDV | HRCU-A-CB-O | MOX230-12HFN1-MV5W |  | Mini-Splits(Non-Ducted) | MSAG11B-12HRFN1-MV0W(GA) |  | 12000 | 23.1 | 10.8 | 12000 | 8400 | 70% | 2.41 | 13 | 13 |  |  |  |  | R-410A | 1 | Residential & Commercial | VSMSHP | Non-Ducted CEE Tier 2
206361869 | Mini/Multi Split | ARCOAIRE | HRCU-A-CB-O | DLCSRBH09AAK |  | Mini-Splits(Non-Ducted) | DLFSHBH09XAK |  | 9000 | 26.4 | 11.6 | 12000 | 11000 | 91.67% | 1.85 | 15.8 | 15.8 |  |  |  |  | R-410A | 0.75 | Residential & Commercial | VSMSHP | Non-Ducted CEE Tier 2
206361870 | Mini/Multi Split | ARCOAIRE | HRCU-A-CB-O | DLCSRBH12AAK |  | Mini-Splits(Non-Ducted) | DLFSHBH12XAK |  | 12000 | 23.1 | 10.5 | 12000 | 11000 | 91.67% | 1.88 | 13 | 13 |  |  |  |  | R-410A | 1 | Residential & Commercial | VSMSHP | Non-Ducted CEE Tier 2
206361871 | Mini/Multi Split | ARCOAIRE | HRCU-A-CB-O | DLCSRBH18AAK |  | Mini-Splits(Non-Ducted) | DLFSHBH18XAK |  | 18000 | 22 | 10.6 | 18000 | 17200 | 95.56% | 1.89 | 13 | 13 |  |  |  |  | R-410A | 1.5 | Residential & Commercial | VSMSHP | Non-Ducted CEE Tier 2
206361872 | Mini/Multi Split | ARCOAIRE | HRCU-A-CB-O | DLCSRBH24AAK |  | Mini-Splits(Non-Ducted) | DLFSHBH24XAK |  | 23000 | 22.3 | 10.3 | 26000 | 23000 | 88.46% | 1.8 | 12.5 | 12.5 |  |  |  |  | R-410A | 1.9167 | Residential & Commercial | VSMSHP | Non-Ducted CEE Tier 2
206361874 | Mini/Multi Split | COMFORTMAKER | HRCU-A-CB-O | DLCSRBH09AAK |  | Mini-Splits(Non-Ducted) | DLFSHBH09XAK |  | 9000 | 26.4 | 11.6 | 12000 | 11000 | 91.67% | 1.85 | 15.8 | 15.8 |  |  |  |  | R-410A | 0.75 | Residential & Commercial | VSMSHP | Non-Ducted CEE Tier 2
206361875 | Mini/Multi Split | COMFORTMAKER | HRCU-A-CB-O | DLCSRBH12AAK |  | Mini-Splits(Non-Ducted) | DLFSHBH12XAK |  | 12000 | 23.1 | 10.5 | 12000 | 11000 | 91.67% | 1.88 | 13 | 13 |  |  |  |  | R-410A | 1 | Residential & Commercial | VSMSHP | Non-Ducted CEE Tier 2
206361876 | Mini/Multi Split | COMFORTMAKER | HRCU-A-CB-O | DLCSRBH18AAK |  | Mini-Splits(Non-Ducted) | DLFSHBH18XAK |  | 18000 | 22 | 10.6 | 18000 | 17200 | 95.56% | 1.89 | 13 | 13 |  |  |  |  | R-410A | 1.5 | Residential & Commercial | VSMSHP | Non-Ducted CEE Tier 2
206361877 | Mini/Multi Split | COMFORTMAKER | HRCU-A-CB-O | DLCSRBH24AAK |  | Mini-Splits(Non-Ducted) | DLFSHBH24XAK |  | 23000 | 22.3 | 10.3 | 26000 | 23000 | 88.46% | 1.8 | 12.5 | 12.5 |  |  |  |  | R-410A | 1.9167 | Residential & Commercial | VSMSHP | Non-Ducted CEE Tier 2
206361879 | Mini/Multi Split | DAY & NIGHT | HRCU-A-CB-O | DLCSRBH09AAK |  | Mini-Splits(Non-Ducted) | DLFSHBH09XAK |  | 9000 | 26.4 | 11.6 | 12000 | 11000 | 91.67% | 1.85 | 15.8 | 15.8 |  |  |  |  | R-410A | 0.75 | Residential & Commercial | VSMSHP | Non-Ducted CEE Tier 2
206361880 | Mini/Multi Split | DAY & NIGHT | HRCU-A-CB-O | DLCSRBH12AAK |  | Mini-Splits(Non-Ducted) | DLFSHBH12XAK |  | 12000 | 23.1 | 10.5 | 12000 | 11000 | 91.67% | 1.88 | 13 | 13 |  |  |  |  | R-410A | 1 | Residential & Commercial | VSMSHP | Non-Ducted CEE Tier 2
206361881 | Mini/Multi Split | DAY & NIGHT | HRCU-A-CB-O | DLCSRBH18AAK |  | Mini-Splits(Non-Ducted) | DLFSHBH18XAK |  | 18000 | 22 | 10.6 | 18000 | 17200 | 95.56% | 1.89 | 13 | 13 |  |  |  |  | R-410A | 1.5 | Residential & Commercial | VSMSHP | Non-Ducted CEE Tier 2
206361882 | Mini/Multi Split | DAY & NIGHT | HRCU-A-CB-O | DLCSRBH24AAK |  | Mini-Splits(Non-Ducted) | DLFSHBH24XAK |  | 23000 | 22.3 | 10.3 | 26000 | 23000 | 88.46% | 1.8 | 12.5 | 12.5 |  |  |  |  | R-410A | 1.9167 | Residential & Commercial | VSMSHP | Non-Ducted CEE Tier 2
206361884 | Mini/Multi Split | HEIL | HRCU-A-CB-O | DLCSRBH09AAK |  | Mini-Splits(Non-Ducted) | DLFSHBH09XAK |  | 9000 | 26.4 | 11.6 | 12000 | 11000 | 91.67% | 1.85 | 15.8 | 15.8 |  |  |  |  | R-410A | 0.75 | Residential & Commercial | VSMSHP | Non-Ducted CEE Tier 2
206361885 | Mini/Multi Split | HEIL | HRCU-A-CB-O | DLCSRBH12AAK |  | Mini-Splits(Non-Ducted) | DLFSHBH12XAK |  | 12000 | 23.1 | 10.5 | 12000 | 11000 | 91.67% | 1.88 | 13 | 13 |  |  |  |  | R-410A | 1 | Residential & Commercial | VSMSHP | Non-Ducted CEE Tier 2
206361886 | Mini/Multi Split | HEIL | HRCU-A-CB-O | DLCSRBH18AAK |  | Mini-Splits(Non-Ducted) | DLFSHBH18XAK |  | 18000 | 22 | 10.6 | 18000 | 17200 | 95.56% | 1.89 | 13 | 13 |  |  |  |  | R-410A | 1.5 | Residential & Commercial | VSMSHP | Non-Ducted CEE Tier 2
206361887 | Mini/Multi Split | HEIL | HRCU-A-CB-O | DLCSRBH24AAK |  | Mini-Splits(Non-Ducted) | DLFSHBH24XAK |  | 23000 | 22.3 | 10.3 | 26000 | 23000 | 88.46% | 1.8 | 12.5 | 12.5 |  |  |  |  | R-410A | 1.9167 | Residential & Commercial | VSMSHP | Non-Ducted CEE Tier 2
206361889 | Mini/Multi Split | KEEPRITE | HRCU-A-CB-O | DLCSRBH09AAK |  | Mini-Splits(Non-Ducted) | DLFSHBH09XAK |  | 9000 | 26.4 | 11.6 | 12000 | 11000 | 91.67% | 1.85 | 15.8 | 15.8 |  |  |  |  | R-410A | 0.75 | Residential & Commercial | VSMSHP | Non-Ducted CEE Tier 2
206361890 | Mini/Multi Split | KEEPRITE | HRCU-A-CB-O | DLCSRBH12AAK |  | Mini-Splits(Non-Ducted) | DLFSHBH12XAK |  | 12000 | 23.1 | 10.5 | 12000 | 11000 | 91.67% | 1.88 | 13 | 13 |  |  |  |  | R-410A | 1 | Residential & Commercial | VSMSHP | Non-Ducted CEE Tier 2
206361891 | Mini/Multi Split | KEEPRITE | HRCU-A-CB-O | DLCSRBH18AAK |  | Mini-Splits(Non-Ducted) | DLFSHBH18XAK |  | 18000 | 22 | 10.6 | 18000 | 17200 | 95.56% | 1.89 | 13 | 13 |  |  |  |  | R-410A | 1.5 | Residential & Commercial | VSMSHP | Non-Ducted CEE Tier 2
206361892 | Mini/Multi Split | KEEPRITE | HRCU-A-CB-O | DLCSRBH24AAK |  | Mini-Splits(Non-Ducted) | DLFSHBH24XAK |  | 23000 | 22.3 | 10.3 | 26000 | 23000 | 88.46% | 1.8 | 12.5 | 12.5 |  |  |  |  | R-410A | 1.9167 | Residential & Commercial | VSMSHP | Non-Ducted CEE Tier 2
206361894 | Mini/Multi Split | KENMORE | HRCU-A-CB-O | DLCSRBH09AAK |  | Mini-Splits(Non-Ducted) | DLFSHBH09XAK |  | 9000 | 26.4 | 11.6 | 12000 | 11000 | 91.67% | 1.85 | 15.8 | 15.8 |  |  |  |  | R-410A | 0.75 | Residential & Commercial | VSMSHP | Non-Ducted CEE Tier 2
206361895 | Mini/Multi Split | KENMORE | HRCU-A-CB-O | DLCSRBH12AAK |  | Mini-Splits(Non-Ducted) | DLFSHBH12XAK |  | 12000 | 23.1 | 10.5 | 12000 | 11000 | 91.67% | 1.88 | 13 | 13 |  |  |  |  | R-410A | 1 | Residential & Commercial | VSMSHP | Non-Ducted CEE Tier 2
206361896 | Mini/Multi Split | KENMORE | HRCU-A-CB-O | DLCSRBH18AAK |  | Mini-Splits(Non-Ducted) | DLFSHBH18XAK |  | 18000 | 22 | 10.6 | 18000 | 17200 | 95.56% | 1.89 | 13 | 13 |  |  |  |  | R-410A | 1.5 | Residential & Commercial | VSMSHP | Non-Ducted CEE Tier 2
206361897 | Mini/Multi Split | KENMORE | HRCU-A-CB-O | DLCSRBH24AAK |  | Mini-Splits(Non-Ducted) | DLFSHBH24XAK |  | 23000 | 22.3 | 10.3 | 26000 | 23000 | 88.46% | 1.8 | 12.5 | 12.5 |  |  |  |  | R-410A | 1.9167 | Residential & Commercial | VSMSHP | Non-Ducted CEE Tier 2
206361899 | Mini/Multi Split | MIDEA | HRCU-A-CB-O | DLCSRBH09AAK |  | Mini-Splits(Non-Ducted) | DLFSHBH09XAK |  | 9000 | 26.4 | 11.6 | 12000 | 11000 | 91.67% | 1.85 | 15.8 | 15.8 |  |  |  |  | R-410A | 0.75 | Residential & Commercial | VSMSHP | Non-Ducted CEE Tier 2
206361900 | Mini/Multi Split | MIDEA | HRCU-A-CB-O | DLCSRBH12AAK |  | Mini-Splits(Non-Ducted) | DLFSHBH12XAK |  | 12000 | 23.1 | 10.5 | 12000 | 11000 | 91.67% | 1.88 | 13 | 13 |  |  |  |  | R-410A | 1 | Residential & Commercial | VSMSHP | Non-Ducted CEE Tier 2
206361901 | Mini/Multi Split | MIDEA | HRCU-A-CB-O | DLCSRBH18AAK |  | Mini-Splits(Non-Ducted) | DLFSHBH18XAK |  | 18000 | 22 | 10.6 | 18000 | 17200 | 95.56% | 1.89 | 13 | 13 |  |  |  |  | R-410A | 1.5 | Residential & Commercial | VSMSHP | Non-Ducted CEE Tier 2
206361902 | Mini/Multi Split | MIDEA | HRCU-A-CB-O | DLCSRBH24AAK |  | Mini-Splits(Non-Ducted) | DLFSHBH24XAK |  | 23000 | 22.3 | 10.3 | 26000 | 23000 | 88.46% | 1.8 | 12.5 | 12.5 |  |  |  |  | R-410A | 1.9167 | Residential & Commercial | VSMSHP | Non-Ducted CEE Tier 2
206361904 | Mini/Multi Split | TEMPSTAR | HRCU-A-CB-O | DLCSRBH09AAK |  | Mini-Splits(Non-Ducted) | DLFSHBH09XAK |  | 9000 | 26.4 | 11.6 | 12000 | 11000 | 91.67% | 1.85 | 15.8 | 15.8 |  |  |  |  | R-410A | 0.75 | Residential & Commercial | VSMSHP | Non-Ducted CEE Tier 2
206361905 | Mini/Multi Split | TEMPSTAR | HRCU-A-CB-O | DLCSRBH12AAK |  | Mini-Splits(Non-Ducted) | DLFSHBH12XAK |  | 12000 | 23.1 | 10.5 | 12000 | 11000 | 91.67% | 1.88 | 13 | 13 |  |  |  |  | R-410A | 1 | Residential & Commercial | VSMSHP | Non-Ducted CEE Tier 2
206361906 | Mini/Multi Split | TEMPSTAR | HRCU-A-CB-O | DLCSRBH18AAK |  | Mini-Splits(Non-Ducted) | DLFSHBH18XAK |  | 18000 | 22 | 10.6 | 18000 | 17200 | 95.56% | 1.89 | 13 | 13 |  |  |  |  | R-410A | 1.5 | Residential & Commercial | VSMSHP | Non-Ducted CEE Tier 2
206361907 | Mini/Multi Split | TEMPSTAR | HRCU-A-CB-O | DLCSRBH24AAK |  | Mini-Splits(Non-Ducted) | DLFSHBH24XAK |  | 23000 | 22.3 | 10.3 | 26000 | 23000 | 88.46% | 1.8 | 12.5 | 12.5 |  |  |  |  | R-410A | 1.9167 | Residential & Commercial | VSMSHP | Non-Ducted CEE Tier 2
206361909 | Mini/Multi Split | SMART COMFORT | HRCU-A-CB-O | DLCSRBH09AAK |  | Mini-Splits(Non-Ducted) | DLFSHBH09XAK |  | 9000 | 26.4 | 11.6 | 12000 | 11000 | 91.67% | 1.85 | 15.8 | 15.8 |  |  |  |  | R-410A | 0.75 | Residential & Commercial | VSMSHP | Non-Ducted CEE Tier 2
206361910 | Mini/Multi Split | SMART COMFORT | HRCU-A-CB-O | DLCSRBH12AAK |  | Mini-Splits(Non-Ducted) | DLFSHBH12XAK |  | 12000 | 23.1 | 10.5 | 12000 | 11000 | 91.67% | 1.88 | 13 | 13 |  |  |  |  | R-410A | 1 | Residential & Commercial | VSMSHP | Non-Ducted CEE Tier 2
206361911 | Mini/Multi Split | SMART COMFORT | HRCU-A-CB-O | DLCSRBH18AAK |  | Mini-Splits(Non-Ducted) | DLFSHBH18XAK |  | 18000 | 22 | 10.6 | 18000 | 17200 | 95.56% | 1.89 | 13 | 13 |  |  |  |  | R-410A | 1.5 | Residential & Commercial | VSMSHP | Non-Ducted CEE Tier 2
206361912 | Mini/Multi Split | SMART COMFORT | HRCU-A-CB-O | DLCSRBH24AAK |  | Mini-Splits(Non-Ducted) | DLFSHBH24XAK |  | 23000 | 22.3 | 10.3 | 26000 | 23000 | 88.46% | 1.8 | 12.5 | 12.5 |  |  |  |  | R-410A | 1.9167 | Residential & Commercial | VSMSHP | Non-Ducted CEE Tier 2
206361914 | Mini/Multi Split | AIRQUEST | HRCU-A-CB-O | DLCSRBH09AAK |  | Mini-Splits(Non-Ducted) | DLFSHBH09XAK |  | 9000 | 26.4 | 11.6 | 12000 | 11000 | 91.67% | 1.85 | 15.8 | 15.8 |  |  |  |  | R-410A | 0.75 | Residential & Commercial | VSMSHP | Non-Ducted CEE Tier 2
206361915 | Mini/Multi Split | AIRQUEST | HRCU-A-CB-O | DLCSRBH12AAK |  | Mini-Splits(Non-Ducted) | DLFSHBH12XAK |  | 12000 | 23.1 | 10.5 | 12000 | 11000 | 91.67% | 1.88 | 13 | 13 |  |  |  |  | R-410A | 1 | Residential & Commercial | VSMSHP | Non-Ducted CEE Tier 2
206361916 | Mini/Multi Split | AIRQUEST | HRCU-A-CB-O | DLCSRBH18AAK |  | Mini-Splits(Non-Ducted) | DLFSHBH18XAK |  | 18000 | 22 | 10.6 | 18000 | 17200 | 95.56% | 1.89 | 13 | 13 |  |  |  |  | R-410A | 1.5 | Residential & Commercial | VSMSHP | Non-Ducted CEE Tier 2
206361917 | Mini/Multi Split | AIRQUEST | HRCU-A-CB-O | DLCSRBH24AAK |  | Mini-Splits(Non-Ducted) | DLFSHBH24XAK |  | 23000 | 22.3 | 10.3 | 26000 | 23000 | 88.46% | 1.8 | 12.5 | 12.5 |  |  |  |  | R-410A | 1.9167 | Residential & Commercial | VSMSHP | Non-Ducted CEE Tier 2
205993845 | Mini/Multi Split | MDV | HRCU-A-CB-O | MOX330-09HFN1-MY5W |  | Mini-Splits(Non-Ducted) | MSEPB-09HRFN1-MY5W(GA) |  | 9000 | 28.1 | 11.5 | 12000 | 10600 | 88.33% | 2 | 16.2 | 16.2 |  |  |  |  | R-410A | 0.75 | Residential & Commercial | VSMSHP | Non-Ducted CEE Tier 2
205993846 | Mini/Multi Split | MDV | HRCU-A-CB-O | MOX330-12HFN1-MW5W |  | Mini-Splits(Non-Ducted) | MSEPB-12HRFN1-MW5W(GA) |  | 12000 | 25.5 | 10.4 | 12000 | 12000 | 100% | 1.8 | 14 | 14 |  |  |  |  | R-410A | 1 | Residential & Commercial | VSMSHP | Non-Ducted CEE Tier 2
205993853 | Mini/Multi Split | MDV | HRCU-A-CB-O | MOX330-12HFN1-MW5W |  | Mini-Splits(Non-Ducted) | CS11M-12HRFN1-MU5W |  | 12000 | 23.6 | 9.5 | 12000 | 10000 | 83.33% | 1.8 | 13.5 | 13.5 |  |  |  |  | R-410A | 1 | Residential & Commercial | VSMSHP | Non-Ducted CEE Tier 2
205993854 | Mini/Multi Split | MDV | HRCU-A-CB-O | MOX430-17HFN1-MT0W |  | Mini-Splits(Non-Ducted) | MSEPC-18HRFN1-MU0W |  | 18000 | 21.5 | 11.3 | 18000 | 18000 | 100% | 1.8 | 12.5 | 12.5 |  |  |  |  | R-410A | 1.5 | Residential & Commercial | VSMSHP | Non-Ducted CEE Tier 2
205993855 | Mini/Multi Split | MDV | HRCU-A-CB-O | MOD30-24HFN1-MU0W |  | Mini-Splits(Non-Ducted) | MSEPD-24HRFN1-MU0W |  | 24000 | 21.5 | 11.4 | 29000 | 25000 | 86.21% | 2.21 | 13 | 13 |  |  |  |  | R-410A | 2 | Residential & Commercial | VSMSHP | Non-Ducted CEE Tier 2
206143041 | Mini/Multi Split | Hitachi | HRCU-A-CB-O | RAC-SH18WHLAE |  | Mini-Splits(Non-Ducted) | RAS-SH18RHLAE |  | 18000 | 22.5 | 9.2 | 21400 | 15400 | 71.96% | 2.25 | 12.5 | 12.5 |  |  |  |  | R-410A | 1.5 | Residential & Commercial | VSMSHP
206143042 | Mini/Multi Split | Hitachi | HRCU-A-CB-O | RAC-SH24WHLAE |  | Mini-Splits(Non-Ducted) | RAS-SH24RHLAE |  | 22000 | 20.5 | 9.7 | 25000 | 18200 | 72.8% | 2.25 | 12.5 | 12.5 |  |  |  |  | R-410A | 1.8333 | Residential & Commercial | VSMSHP | Non-Ducted CEE Tier 2
205887063 | Mini/Multi Split | QUUL | HRCU-A-CB-O | R.Q.OS12.OUT |  | Mini-Splits(Non-Ducted) | R.Q.OS12 |  | 12000 | 22.3 | 8.8 | 12000 | 8400 | 70% | 1.78 | 13.7 | 13.7 |  |  |  |  | R-410A | 1 | Residential & Commercial | VSMSHP
206221393 | Mini/Multi Split | KERR | HRCU-A-CB-O | A-KMH24SU-1A |  | Mini-Splits(Non-Ducted) | B-KMH24SU-1A |  | 21600 | 18.9 | 10.4 | 23400 | 23400 | 100% | 1.89 | 13 | 11.7 |  |  |  |  | R-410A | 1.8 | Residential & Commercial | VSMSHP | Non-Ducted CEE Tier 2
206221394 | Mini/Multi Split | COMFORT-AIRE | HRCU-A-CB-O | A-VMH24SU-1A |  | Mini-Splits(Non-Ducted) | B-VMH24SU-1A |  | 21600 | 18.9 | 10.4 | 23400 | 23400 | 100% | 1.89 | 13 | 11.7 |  |  |  |  | R-410A | 1.8 | Residential & Commercial | VSMSHP | Non-Ducted CEE Tier 2
205921365 | Mini/Multi Split | HAXXAIR | HRCU-A-CB-O | HVHSC-12T2D |  | Mini-Splits(Non-Ducted) | HAHC-12T2D |  | 12000 | 20.5 | 9.5 | 12000 | 8500 | 70.83% | 2.3 | 12.5 | 12.5 |  |  |  |  | R-410A | 1 | Residential & Commercial | VSMSHP | Non-Ducted CEE Tier 2
205921367 | Mini/Multi Split | HAXXAIR | HRCU-A-CB-O | HVHSC-18T2D |  | Mini-Splits(Non-Ducted) | HAHC-18T2D |  | 18000 | 20.5 | 10 | 18800 | 13200 | 70.21% | 2.36 | 12.65 | 12.5 |  |  |  |  | R-410A | 1.5 | Residential & Commercial | VSMSHP | Non-Ducted CEE Tier 2
205921394 | Mini/Multi Split | BOSCH | HRCU-A-CB-O | BMS500-AAS012-1CSXXA |  | Mini-Splits(Non-Ducted) | BMS500-AAU012-1AHWXB |  | 12000 | 22.3 | 8.8 | 12000 | 8400 | 70% | 1.78 | 13.7 | 13.7 |  |  |  |  | R-410A | 1 | Residential & Commercial | VSMSHP
205921395 | Mini/Multi Split | AC PRO.COM | HRCU-A-CB-O | AOBA30-09HFN1-MT0W |  | Mini-Splits(Non-Ducted) | AS11M-09HRFN1-MXOW(A) |  | 9000 | 21.8 | 9.3 | 9800 | 7300 | 74.49% | 1.83 | 14.9 | 14.9 |  |  |  |  | R-410A | 0.75 | Residential & Commercial | VSMSHP
205921396 | Mini/Multi Split | AC PRO.COM | HRCU-A-CB-O | AOB30-12HFN1-MT0W |  | Mini-Splits(Non-Ducted) | AS11M-12HRFN1-MU5W |  | 12000 | 22.3 | 8.8 | 12000 | 8400 | 70% | 1.78 | 13.7 | 13.7 |  |  |  |  | R-410A | 1 | Residential & Commercial | VSMSHP
205967938 | Mini/Multi Split | MIDEA | HRCU-A-CB-O | 38MVRAQ09AA3 |  | Mini-Splits(Non-Ducted) | DHMVHAQ09XA3 |  | 9000 | 18.5 | 8.8 | 10000 | 7100 | 71% | 2.1 | 8.8 | 10.5 |  |  |  |  | R-410A | 0.75 | Residential & Commercial | VSMSHP
205967944 | Mini/Multi Split | CARRIER | HRCU-A-CB-O | 38MVRAQ09AA3 |  | Mini-Splits(Non-Ducted) | DHMVHAQ09XA3 |  | 9000 | 18.5 | 8.8 | 10000 | 7100 | 71% | 2.1 | 8.8 | 10.5 |  |  |  |  | R-410A | 0.75 | Residential & Commercial | VSMSHP
205967950 | Mini/Multi Split | BRYANT | HRCU-A-CB-O | 38MVRAQ09AA3 |  | Mini-Splits(Non-Ducted) | DHMVHAQ09XA3 |  | 9000 | 18.5 | 8.8 | 10000 | 7100 | 71% | 2.1 | 8.8 | 10.5 |  |  |  |  | R-410A | 0.75 | Residential & Commercial | VSMSHP
205967956 | Mini/Multi Split | PAYNE | HRCU-A-CB-O | 38MVRAQ09AA3 |  | Mini-Splits(Non-Ducted) | DHMVHAQ09XA3 |  | 9000 | 18.5 | 8.8 | 10000 | 7100 | 71% | 2.1 | 8.8 | 10.5 |  |  |  |  | R-410A | 0.75 | Residential & Commercial | VSMSHP
205967962 | Mini/Multi Split | Weathermaker | HRCU-A-CB-O | 38MVRAQ09AA3 |  | Mini-Splits(Non-Ducted) | DHMVHAQ09XA3 |  | 9000 | 18.5 | 8.8 | 10000 | 7100 | 71% | 2.1 | 8.8 | 10.5 |  |  |  |  | R-410A | 0.75 | Residential & Commercial | VSMSHP
205967968 | Mini/Multi Split | ARCOAIRE | HRCU-A-CB-O | DLCVRAH09AAK |  | Mini-Splits(Non-Ducted) | DLFVHAH09XAK |  | 9000 | 18.5 | 8.8 | 10000 | 7100 | 71% | 2.1 | 8.8 | 10.5 |  |  |  |  | R-410A | 0.75 | Residential & Commercial | VSMSHP
205967974 | Mini/Multi Split | COMFORTMAKER | HRCU-A-CB-O | DLCVRAH09AAK |  | Mini-Splits(Non-Ducted) | DLFVHAH09XAK |  | 9000 | 18.5 | 8.8 | 10000 | 7100 | 71% | 2.1 | 8.8 | 10.5 |  |  |  |  | R-410A | 0.75 | Residential & Commercial | VSMSHP
205967980 | Mini/Multi Split | DAY & NIGHT | HRCU-A-CB-O | DLCVRAH09AAK |  | Mini-Splits(Non-Ducted) | DLFVHAH09XAK |  | 9000 | 18.5 | 8.8 | 10000 | 7100 | 71% | 2.1 | 8.8 | 10.5 |  |  |  |  | R-410A | 0.75 | Residential & Commercial | VSMSHP
205967986 | Mini/Multi Split | HEIL | HRCU-A-CB-O | DLCVRAH09AAK |  | Mini-Splits(Non-Ducted) | DLFVHAH09XAK |  | 9000 | 18.5 | 8.8 | 10000 | 7100 | 71% | 2.1 | 8.8 | 10.5 |  |  |  |  | R-410A | 0.75 | Residential & Commercial | VSMSHP
205967992 | Mini/Multi Split | AIRQUEST | HRCU-A-CB-O | DLCVRAH09AAK |  | Mini-Splits(Non-Ducted) | DLFVHAH09XAK |  | 9000 | 18.5 | 8.8 | 10000 | 7100 | 71% | 2.1 | 8.8 | 10.5 |  |  |  |  | R-410A | 0.75 | Residential & Commercial | VSMSHP
205967998 | Mini/Multi Split | KEEPRITE | HRCU-A-CB-O | DLCVRAH09AAK |  | Mini-Splits(Non-Ducted) | DLFVHAH09XAK |  | 9000 | 18.5 | 8.8 | 10000 | 7100 | 71% | 2.1 | 8.8 | 10.5 |  |  |  |  | R-410A | 0.75 | Residential & Commercial | VSMSHP
205968005 | Mini/Multi Split | KENMORE | HRCU-A-CB-O | DLCVRAH09AAK |  | Mini-Splits(Non-Ducted) | DLFVHAH09XAK |  | 9000 | 18.5 | 8.8 | 10000 | 7100 | 71% | 2.1 | 8.8 | 10.5 |  |  |  |  | R-410A | 0.75 | Residential & Commercial | VSMSHP
205968011 | Mini/Multi Split | MIDEA | HRCU-A-CB-O | DLCVRAH09AAK |  | Mini-Splits(Non-Ducted) | DLFVHAH09XAK |  | 9000 | 18.5 | 8.8 | 10000 | 7100 | 71% | 2.1 | 8.8 | 10.5 |  |  |  |  | R-410A | 0.75 | Residential & Commercial | VSMSHP
205968017 | Mini/Multi Split | TEMPSTAR | HRCU-A-CB-O | DLCVRAH09AAK |  | Mini-Splits(Non-Ducted) | DLFVHAH09XAK |  | 9000 | 18.5 | 8.8 | 10000 | 7100 | 71% | 2.1 | 8.8 | 10.5 |  |  |  |  | R-410A | 0.75 | Residential & Commercial | VSMSHP
205968023 | Mini/Multi Split | SMART COMFORT | HRCU-A-CB-O | DLCVRAH09AAK |  | Mini-Splits(Non-Ducted) | DLFVHAH09XAK |  | 9000 | 18.5 | 8.8 | 10000 | 7100 | 71% | 2.1 | 8.8 | 10.5 |  |  |  |  | R-410A | 0.75 | Residential & Commercial | VSMSHP
205968027 | Mini/Multi Split | BLUERIDGE | HRCU-A-CB-O | BMKH0938/O |  | Mini-Splits(Non-Ducted) | BMKH0938/I |  | 9000 | 27 | 11 | 9000 | 13000 | 144.4% | 1.91 | 16.5 | 16.6 |  |  |  |  | R-410A | 0.75 | Residential & Commercial | VSMSHP | Non-Ducted CEE Tier 2
205968028 | Mini/Multi Split | BLUERIDGE | HRCU-A-CB-O | BMKH1231/O |  | Mini-Splits(Non-Ducted) | BMKH1231/I |  | 12000 | 24 | 8.5 | 12200 | 12000 | 98.36% | 1.91 | 15.3 | 14 |  |  |  |  | R-410A | 1 | Residential & Commercial | VSMSHP
205968029 | Mini/Multi Split | BLUERIDGE | HRCU-A-CB-O | BMKH1824/O |  | Mini-Splits(Non-Ducted) | BMKH1824/I |  | 18000 | 22 | 10 | 18000 | 20000 | 111.1% | 1.8 | 13.5 | 13.5 |  |  |  |  | R-410A | 1.5 | Residential & Commercial | VSMSHP | Non-Ducted CEE Tier 2
205968031 | Mini/Multi Split | BLUERIDGE | HRCU-A-CB-O | BMKH2422/O |  | Mini-Splits(Non-Ducted) | BMKH2422/I |  | 22000 | 21.5 | 9.5 | 24000 | 24000 | 100% | 1.9 | 13 | 13 |  |  |  |  | R-410A | 1.8333 | Residential & Commercial | VSMSHP | Non-Ducted CEE Tier 2
205816491 | Mini/Multi Split | DIRECT AIR | HRCU-A-CB-O | MOX430-17HFN1-MT0W |  | Mini-Splits(Non-Ducted) | CS11M-18HRFN1-MT0W |  | 17000 | 19.4 | 10 | 18000 | 16400 | 91.11% | 1.9 | 12.5 | 12.5 |  |  |  |  | R-410A | 1.4167 | Residential & Commercial | VSMSHP | Non-Ducted CEE Tier 2
205816492 | Mini/Multi Split | DIRECT AIR | HRCU-A-CB-O | MOD30-24HFN1-MU0W |  | Mini-Splits(Non-Ducted) | CS11M-23HRFN1-MT0W |  | 21600 | 18.9 | 10.4 | 23400 | 23400 | 100% | 1.89 | 13 | 11.7 |  |  |  |  | R-410A | 1.8 | Residential & Commercial | VSMSHP | Non-Ducted CEE Tier 2
205816493 | Mini/Multi Split | CanAir | HRCU-A-CB-O | C23SCH18H22 |  | Mini-Splits(Non-Ducted) | C23SEH18H21 |  | 17000 | 19.4 | 10 | 18000 | 16400 | 91.11% | 1.9 | 12.5 | 12.5 |  |  |  |  | R-410A | 1.4167 | Residential & Commercial | VSMSHP | Non-Ducted CEE Tier 2
205816494 | Mini/Multi Split | CanAir | HRCU-A-CB-O | C23SCH24H22 |  | Mini-Splits(Non-Ducted) | C23SEH24H21 |  | 21600 | 18.9 | 10.4 | 23400 | 23400 | 100% | 1.89 | 13 | 11.7 |  |  |  |  | R-410A | 1.8 | Residential & Commercial | VSMSHP | Non-Ducted CEE Tier 2
205788763 | Mini/Multi Split | LG | HRCU-A-CB-O | LUU180HHV |  | Mini-Splits(Non-Ducted) | LCN188HV4 |  | 18000 | 20 | 9.4 | 20000 | 17600 | 88% | 1.8 | 12.8 | 12.8 |  |  |  |  | R-410A | 1.5 | Residential & Commercial | VSMSHP
205788764 | Mini/Multi Split | LG | HRCU-A-CB-O | LUU240HHV |  | Mini-Splits(Non-Ducted) | LCN249HV |  | 24000 | 21 | 10.2 | 27000 | 27600 | 102.2% | 1.81 | 12.6 | 12.6 |  |  |  |  | R-410A | 2 | Residential & Commercial | VSMSHP | Non-Ducted CEE Tier 2
205788765 | Mini/Multi Split | LG | HRCU-A-CB-O | LUU420HHV |  | Mini-Splits(Non-Ducted) | LCN429HV |  | 42000 | 19.5 | 10.75 | 48000 | 40000 | 83.33% | 2.2 | 12.8 | 12.8 |  |  |  |  | R-410A | 3.5 | Residential & Commercial | VSMSHP | Non-Ducted CEE Tier 2
205788768 | Mini/Multi Split | LG | HRCU-A-CB-O | LUU360HHV |  | Mini-Splits(Non-Ducted) | LCN369HV |  | 36000 | 21.5 | 10.55 | 40000 | 37000 | 92.5% | 2.1 | 12.6 | 12.6 |  |  |  |  | R-410A | 3 | Residential & Commercial | VSMSHP | Non-Ducted CEE Tier 2
205788771 | Mini/Multi Split | LG | HRCU-A-CB-O | LUU480HHV |  | Mini-Splits(Non-Ducted) | LCN489HV |  | 48000 | 17.5 | 10.65 | 52000 | 40500 | 77.88% | 2.2 | 12.5 | 12.5 |  |  |  |  | R-410A | 4 | Residential & Commercial | VSMSHP | Non-Ducted CEE Tier 2
205747696 | Mini/Multi Split | COMFORT-AIRE | HRCU-A-CB-O | A-VMH18SU-1B |  | Mini-Splits(Non-Ducted) | B-VMH18SU-1B |  | 17000 | 19.4 | 10 | 18000 | 16400 | 91.11% | 1.9 | 12.5 | 12.5 |  |  |  |  | R-410A | 1.4167 | Residential & Commercial | VSMSHP | Non-Ducted CEE Tier 2
205747697 | Mini/Multi Split | KERR | HRCU-A-CB-O | A-KMH18SU-1A |  | Mini-Splits(Non-Ducted) | B-KMH18SU-1A |  | 17000 | 19.4 | 10 | 18000 | 16400 | 91.11% | 1.9 | 12.5 | 12.5 |  |  |  |  | R-410A | 1.4167 | Residential & Commercial | VSMSHP | Non-Ducted CEE Tier 2
205758359 | Mini/Multi Split | AIR MAX | HRCU-A-CB-O | AWGYC12-C2 |  | Mini-Splits(Non-Ducted) | AWGYE12-C2 |  | 12000 | 24 | 8.5 | 12200 | 12000 | 98.36% | 1.91 | 15.3 | 14 |  |  |  |  | R-410A | 1 | Residential & Commercial | VSMSHP
205746254 | Mini/Multi Split | MDV | HRCU-A-CB-O | MOX430-17HFN1-MT0W |  | Mini-Splits(Non-Ducted) | CS11M-18HRFN1-MT0W |  | 17000 | 19.4 | 10 | 18000 | 16400 | 91.11% | 1.9 | 12.5 | 12.5 |  |  |  |  | R-410A | 1.4167 | Residential & Commercial | VSMSHP | Non-Ducted CEE Tier 2
205746255 | Mini/Multi Split | MDV | HRCU-A-CB-O | MOD30-24HFN1-MU0W |  | Mini-Splits(Non-Ducted) | CS11M-23HRFN1-MT0W |  | 21600 | 18.9 | 10.4 | 23400 | 23400 | 100% | 1.89 | 13 | 11.7 |  |  |  |  | R-410A | 1.8 | Residential & Commercial | VSMSHP | Non-Ducted CEE Tier 2
205554605 | Mini/Multi Split | COMFORT-AIRE | HRCU-A-CB-O | A-SVH09SB-1 |  | Mini-Splits(Non-Ducted) | B-SVH09SB-1 |  | 9000 | 18.5 | 8.8 | 10000 | 7100 | 71% | 2.1 | 8.8 | 10.5 |  |  |  |  | R-410A | 0.75 | Residential & Commercial | VSMSHP
205552875 | Mini/Multi Split | MDV | HRCU-A-CB-O | MOX130-09HFN1-MP0W |  | Mini-Splits(Non-Ducted) | MSAFB-09HRDN1-MP0W |  | 9000 | 18.5 | 8.8 | 10000 | 7100 | 71% | 2.1 | 8.8 | 10.5 |  |  |  |  | R-410A | 0.75 | Residential & Commercial | VSMSHP
205653641 | Mini/Multi Split | Perfect Aire | HRCU-A-CB-O | 3PAMSHQCO09 |  | Mini-Splits(Non-Ducted) | 3PAMSHQCW09 |  | 9000 | 18.5 | 9 | 9000 | 6300 | 70% | 1.8 | 12.8 | 12.8 |  |  |  |  | R-410A | 0.75 | Residential & Commercial | VSMSHP
205653642 | Mini/Multi Split | Perfect Aire | HRCU-A-CB-O | 3PAMSHQCO12 |  | Mini-Splits(Non-Ducted) | 3PAMSHQCW12 |  | 12000 | 21.7 | 9.5 | 12000 | 8400 | 70% | 1.75 | 12.5 | 12.5 |  |  |  |  | R-410A | 1 | Residential & Commercial | VSMSHP | Non-Ducted CEE Tier 2
205653643 | Mini/Multi Split | Perfect Aire | HRCU-A-CB-O | 3PAMSHQCO18 |  | Mini-Splits(Non-Ducted) | 3PAMSHQCW18 |  | 18000 | 22.5 | 8.6 | 17000 | 11900 | 70% | 1.8 | 13 | 13 |  |  |  |  | R-410A | 1.5 | Residential & Commercial | VSMSHP
205653644 | Mini/Multi Split | Perfect Aire | HRCU-A-CB-O | 3PAMSHQCO24 |  | Mini-Splits(Non-Ducted) | 3PAMSHQCW24 |  | 23000 | 20.5 | 8.6 | 23000 | 18000 | 78.26% | 1.75 | 12.5 | 12.2 |  |  |  |  | R-410A | 1.9167 | Residential & Commercial | VSMSHP
205663350 | Mini/Multi Split | DAIKIN | HRCU-A-CB-O | RXL15QMVJU* |  | Mini-Splits(Non-Ducted) | FVXS15NVJU |  | 15000 | 19.5 | 9.3 | 18000 | 17000 | 94.44% | 1.8 | 12.5 | 12.5 |  |  |  |  | R-410A | 1.25 | Residential & Commercial | VSMSHP
205417832 | Mini/Multi Split | WESTINGHOUSE | HRCU-A-CB-O | WHP09SZA21S |  | Mini-Splits(Non-Ducted) | WHP09WMA21S |  | 9000 | 22 | 9 | 9000 | 6300 | 70% | 1.8 | 13.7 | 13.7 |  |  |  |  | R-410A | 0.75 | Residential & Commercial | VSMSHP
205417834 | Mini/Multi Split | WESTINGHOUSE | HRCU-A-CB-O | WHP12SZA21S |  | Mini-Splits(Non-Ducted) | WHP12WMA21S |  | 12000 | 21 | 9.5 | 12000 | 8400 | 70% | 1.75 | 13 | 13 |  |  |  |  | R-410A | 1 | Residential & Commercial | VSMSHP | Non-Ducted CEE Tier 2
205417836 | Mini/Multi Split | WESTINGHOUSE | HRCU-A-CB-O | WHP18SZA21S |  | Mini-Splits(Non-Ducted) | WHP18WMA21S |  | 18000 | 22.5 | 8.6 | 17000 | 11900 | 70% | 1.8 | 13 | 13 |  |  |  |  | R-410A | 1.5 | Residential & Commercial | VSMSHP
205417838 | Mini/Multi Split | WESTINGHOUSE | HRCU-A-CB-O | WHP24SZA21S |  | Mini-Splits(Non-Ducted) | WHP24WMA21S |  | 23000 | 20.5 | 8.6 | 23000 | 18000 | 78.26% | 1.75 | 12.5 | 12.2 |  |  |  |  | R-410A | 1.9167 | Residential & Commercial | VSMSHP
205417845 | Mini/Multi Split | AZUR | HRCU-A-CB-O | AZ-12CA22EXT |  | Mini-Splits(Non-Ducted) | AZ-12CA22INT |  | 12000 | 21 | 9.5 | 12000 | 8400 | 70% | 1.75 | 13 | 13 |  |  |  |  | R-410A | 1 | Residential & Commercial | VSMSHP | Non-Ducted CEE Tier 2
205417847 | Mini/Multi Split | AZUR | HRCU-A-CB-O | AZ-18CA22EXT |  | Mini-Splits(Non-Ducted) | AZ-18CA22INT |  | 18000 | 22.5 | 8.6 | 17000 | 11900 | 70% | 1.8 | 13 | 13 |  |  |  |  | R-410A | 1.5 | Residential & Commercial | VSMSHP
205309935 | Mini/Multi Split | NAPOLEON | HRCU-A-CB-O | NH21-09F-O |  | Mini-Splits(Non-Ducted) | NH25-09F-I |  | 9000 | 21.8 | 9.3 | 9800 | 7300 | 74.49% | 1.83 | 14.9 | 14.9 |  |  |  |  | R-410A | 0.75 | Residential & Commercial | VSMSHP
205309936 | Mini/Multi Split | NAPOLEON | HRCU-A-CB-O | NH21-12F-O |  | Mini-Splits(Non-Ducted) | NH25-12F-I |  | 12000 | 22.3 | 8.8 | 12000 | 8400 | 70% | 1.78 | 13.7 | 13.7 |  |  |  |  | R-410A | 1 | Residential & Commercial | VSMSHP
205287347 | Mini/Multi Split | CLASSIC | HRCU-A-CB-O | HRHDBC09AS |  | Mini-Splits(Non-Ducted) | HWHDBC09S |  | 9000 | 22 | 9 | 9000 | 6300 | 70% | 1.8 | 13.7 | 13.7 |  |  |  |  | R-410A | 0.75 | Residential & Commercial | VSMSHP
205287348 | Mini/Multi Split | CLASSIC | HRCU-A-CB-O | HRHDBC12AS2 |  | Mini-Splits(Non-Ducted) | HWHDBC12S2 |  | 12000 | 21 | 9.5 | 12000 | 8400 | 70% | 1.75 | 13 | 13 |  |  |  |  | R-410A | 1 | Residential & Commercial | VSMSHP | Non-Ducted CEE Tier 2
205287349 | Mini/Multi Split | CLASSIC | HRCU-A-CB-O | HRHDBC18AS2 |  | Mini-Splits(Non-Ducted) | HWHDBC18S2 |  | 18000 | 22.5 | 8.6 | 17000 | 11900 | 70% | 1.8 | 13 | 13 |  |  |  |  | R-410A | 1.5 | Residential & Commercial | VSMSHP
205287350 | Mini/Multi Split | CLASSIC | HRCU-A-CB-O | HRHDBC24AS2 |  | Mini-Splits(Non-Ducted) | HWHDBC24S2 |  | 23000 | 20.5 | 8.6 | 23000 | 18000 | 78.26% | 1.75 | 12.5 | 12.2 |  |  |  |  | R-410A | 1.9167 | Residential & Commercial | VSMSHP
205287353 | Mini/Multi Split | CLASSIC | HRCU-A-CB-O | HRHDBC09SA |  | Mini-Splits(Non-Ducted) | HWHDBC09SA |  | 9000 | 18.5 | 9 | 9000 | 6300 | 70% | 1.8 | 12.8 | 12.8 |  |  |  |  | R-410A | 0.75 | Residential & Commercial | VSMSHP
205287354 | Mini/Multi Split | CLASSIC | HRCU-A-CB-O | HRHDBC12SA |  | Mini-Splits(Non-Ducted) | HWHDBC12SA |  | 12000 | 21.7 | 9.5 | 12000 | 8400 | 70% | 1.75 | 12.5 | 12.5 |  |  |  |  | R-410A | 1 | Residential & Commercial | VSMSHP | Non-Ducted CEE Tier 2
205300162 | Mini/Multi Split | DENALI AIRE | HRCU-A-CB-O | DNMSHQCO12A |  | Mini-Splits(Non-Ducted) | DNMSHQCW12A |  | 12000 | 21.7 | 9.5 | 12000 | 8400 | 70% | 1.75 | 12.5 | 12.5 |  |  |  |  | R-410A | 1 | Residential & Commercial | VSMSHP | Non-Ducted CEE Tier 2
205300163 | Mini/Multi Split | DENALI AIRE | HRCU-A-CB-O | DNMSHQCO9A |  | Mini-Splits(Non-Ducted) | DNMSHQCW9A |  | 9000 | 18.5 | 9 | 9000 | 6300 | 70% | 1.8 | 12.8 | 12.8 |  |  |  |  | R-410A | 0.75 | Residential & Commercial | VSMSHP
205300164 | Mini/Multi Split | DENALI AIRE | HRCU-A-CB-O | DNMSHQCO18 |  | Mini-Splits(Non-Ducted) | DNMSHQCW18 |  | 18000 | 22.5 | 8.6 | 17000 | 11900 | 70% | 1.8 | 13 | 13 |  |  |  |  | R-410A | 1.5 | Residential & Commercial | VSMSHP
205300165 | Mini/Multi Split | DENALI AIRE | HRCU-A-CB-O | DNMSHQCO24 |  | Mini-Splits(Non-Ducted) | DNMSHQCW24 |  | 23000 | 20.5 | 8.6 | 23000 | 18000 | 78.26% | 1.75 | 12.5 | 12.2 |  |  |  |  | R-410A | 1.9167 | Residential & Commercial | VSMSHP
205300187 | Mini/Multi Split | NORTON AIR CONDITIONERS | HRCU-A-CB-O | OHP14-09-12-22 |  | Mini-Splits(Non-Ducted) | DWHP14-09-12-25 |  | 9000 | 21.8 | 9.3 | 9800 | 7300 | 74.49% | 1.83 | 14.9 | 14.9 |  |  |  |  | R-410A | 0.75 | Residential & Commercial | VSMSHP
205300188 | Mini/Multi Split | NORTON AIR CONDITIONERS | HRCU-A-CB-O | OHP14-12-12-22 |  | Mini-Splits(Non-Ducted) | DWHP14-12-12-25 |  | 12000 | 22.3 | 8.8 | 12000 | 8400 | 70% | 1.78 | 13.7 | 13.7 |  |  |  |  | R-410A | 1 | Residential & Commercial | VSMSHP
205263877 | Mini/Multi Split | C&H | HRCU-A-CB-O | CH-09SPH-230VO |  | Mini-Splits(Non-Ducted) | CH-D09MSPHWM-230VI |  | 9000 | 21.8 | 9.3 | 9800 | 7300 | 74.49% | 1.83 | 14.9 | 14.9 |  |  |  |  | R-410A | 0.75 | Residential & Commercial | VSMSHP
205263878 | Mini/Multi Split | C&H | HRCU-A-CB-O | CH-12SPH-230VO |  | Mini-Splits(Non-Ducted) | CH-D12MSPHWM-230VI |  | 12000 | 22.3 | 8.8 | 12000 | 8400 | 70% | 1.78 | 13.7 | 13.7 |  |  |  |  | R-410A | 1 | Residential & Commercial | VSMSHP
205150421 | Mini/Multi Split | FRIEDRICH | HRCU-A-CB-O | FPHFR36A3A |  | Mini-Splits(Non-Ducted) | FPHSC36A3B |  | 36000 | 18 | 9.8 | 36000 | 26800 | 74.44% | 2.28 | 10.6 | 10.65 |  |  |  |  | R-410A | 3 | Residential & Commercial | VSMSHP | Non-Ducted CEE Tier 2
205150423 | Mini/Multi Split | AIR-CON | HRCU-A-CB-O | ASLCI4H4S36 |  | Mini-Splits(Non-Ducted) | ASLEC4H4S36 |  | 36000 | 18 | 9.8 | 36000 | 26800 | 74.44% | 2.28 | 10.6 | 10.65 |  |  |  |  | R-410A | 3 | Residential & Commercial | VSMSHP | Non-Ducted CEE Tier 2
205141567 | Mini/Multi Split | HISENSE | HRCU-A-CB-O | AUW-36U3ST1 |  | Mini-Splits(Non-Ducted) | AUC-36UR3SHB1 |  | 36000 | 18 | 9.8 | 36000 | 26800 | 74.44% | 2.28 | 10.6 | 10.65 |  |  |  |  | R-410A | 3 | Residential & Commercial | VSMSHP | Non-Ducted CEE Tier 2
205142781 | Mini/Multi Split | FRIEDRICH | HRCU-A-CB-O | FPHSR09A1A-A |  | Mini-Splits(Non-Ducted) | FPHSW09A1B |  | 9000 | 18.5 | 9 | 9000 | 6300 | 70% | 1.8 | 12.8 | 12.8 |  |  |  |  | R-410A | 0.75 | Residential & Commercial | VSMSHP
205142782 | Mini/Multi Split | FRIEDRICH | HRCU-A-CB-O | FPHSR12A1A-A |  | Mini-Splits(Non-Ducted) | FPHSW12A1B |  | 12000 | 21.7 | 9.5 | 12000 | 8400 | 70% | 1.75 | 12.5 | 12.5 |  |  |  |  | R-410A | 1 | Residential & Commercial | VSMSHP | Non-Ducted CEE Tier 2
205142783 | Mini/Multi Split | FRIEDRICH | HRCU-A-CB-O | FPHSR09A3A-A |  | Mini-Splits(Non-Ducted) | FPHFW09A3B |  | 9000 | 22 | 9 | 9000 | 6300 | 70% | 1.8 | 13.7 | 13.7 |  |  |  |  | R-410A | 0.75 | Residential & Commercial | VSMSHP
205142785 | Mini/Multi Split | FRIEDRICH | HRCU-A-CB-O | FPHSR12A3A-A |  | Mini-Splits(Non-Ducted) | FPHFW12A3B |  | 12000 | 21 | 9.5 | 12000 | 8400 | 70% | 1.75 | 13 | 13 |  |  |  |  | R-410A | 1 | Residential & Commercial | VSMSHP | Non-Ducted CEE Tier 2
205142786 | Mini/Multi Split | FRIEDRICH | HRCU-A-CB-O | FPHSR18A3A-A |  | Mini-Splits(Non-Ducted) | FPHFW18A3B |  | 18000 | 22.5 | 9.2 | 17000 | 11900 | 70% | 1.8 | 13 | 13 |  |  |  |  | R-410A | 1.5 | Residential & Commercial | VSMSHP
205142787 | Mini/Multi Split | FRIEDRICH | HRCU-A-CB-O | FPHSR24A3A-A |  | Mini-Splits(Non-Ducted) | FPHFW24A3B |  | 23000 | 20.5 | 8.6 | 23000 | 18000 | 78.26% | 1.75 | 12.5 | 12.2 |  |  |  |  | R-410A | 1.9167 | Residential & Commercial | VSMSHP
205142789 | Mini/Multi Split | FRIEDRICH | HRCU-A-CB-O | FRHSR12A3A-A |  | Mini-Splits(Non-Ducted) | FRHSW12A3B |  | 12000 | 23.5 | 9.8 | 12000 | 8400 | 70% | 1.75 | 15.4 | 15.4 |  |  |  |  | R-410A | 1 | Residential & Commercial | VSMSHP | Non-Ducted CEE Tier 2
205129515 | Mini/Multi Split | AIR-CON | HRCU-A-CB-O | ASLCI4H4S09 |  | Mini-Splits(Non-Ducted) | ASLEC4H4S09 |  | 9000 | 20.5 | 10 | 10000 | 8300 | 83% | 2.26 | 12.85 | 12.85 |  |  |  |  | R-410A | 0.75 | Residential & Commercial | VSMSHP | Non-Ducted CEE Tier 2
205129518 | Mini/Multi Split | AIR-CON | HRCU-A-CB-O | ASLCI4H4S12 |  | Mini-Splits(Non-Ducted) | ASLEC4H4S12 |  | 12000 | 20.5 | 9.5 | 12000 | 8500 | 70.83% | 2.3 | 12.5 | 12.5 |  |  |  |  | R-410A | 1 | Residential & Commercial | VSMSHP | Non-Ducted CEE Tier 2
205129519 | Mini/Multi Split | AIR-CON | HRCU-A-CB-O | ASLCI4H4S18 |  | Mini-Splits(Non-Ducted) | ASLEC4H4S18 |  | 18000 | 20.5 | 10 | 18800 | 13200 | 70.21% | 2.36 | 12.65 | 12.5 |  |  |  |  | R-410A | 1.5 | Residential & Commercial | VSMSHP | Non-Ducted CEE Tier 2
205129521 | Mini/Multi Split | AIR-CON | HRCU-A-CB-O | ASLCI4H4S24 |  | Mini-Splits(Non-Ducted) | ASLEC4H4S24 |  | 24000 | 18.5 | 10 | 26000 | 19000 | 73.08% | 2.2 | 12.5 | 12.5 |  |  |  |  | R-410A | 2 | Residential & Commercial | VSMSHP | Non-Ducted CEE Tier 2
205138202 | Mini/Multi Split | MAESTRO | HRCU-A-CB-O | MA-12CA22SEXT |  | Mini-Splits(Non-Ducted) | MA-12CA22SINT |  | 12000 | 21 | 9.5 | 12000 | 8400 | 70% | 1.75 | 13 | 13 |  |  |  |  | R-410A | 1 | Residential & Commercial | VSMSHP | Non-Ducted CEE Tier 2
205138203 | Mini/Multi Split | MAESTRO | HRCU-A-CB-O | MA-18CA22SEXT |  | Mini-Splits(Non-Ducted) | MA-18CA22SINT |  | 18000 | 22.5 | 8.6 | 17000 | 11900 | 70% | 1.8 | 13 | 13 |  |  |  |  | R-410A | 1.5 | Residential & Commercial | VSMSHP
205138207 | Mini/Multi Split | MAESTRO | HRCU-A-CB-O | MA-18CA22EXT |  | Mini-Splits(Non-Ducted) | MA-18CA22INT |  | 18000 | 22.5 | 8.6 | 17000 | 11900 | 70% | 1.8 | 13 | 13 |  |  |  |  | R-410A | 1.5 | Residential & Commercial | VSMSHP
205123805 | Mini/Multi Split | FRIEDRICH | HRCU-A-CB-O | FPHFR24A3A |  | Mini-Splits(Non-Ducted) | FPHFC24A3B |  | 24000 | 18.5 | 10 | 26000 | 19000 | 73.08% | 2.2 | 12.5 | 12.5 |  |  |  |  | R-410A | 2 | Residential & Commercial | VSMSHP | Non-Ducted CEE Tier 2
212528018 | Mini/Multi Split | Cooper&Hunter | HRCU-A-CB-O | CH-HPR35-230VO |  | Mini-Splits(Non-Ducted) | CH-35HASTWM-230VI |  | 33000 | 19.5 | 10 | 35000 | 34600 | 98.86% | 1.8 | 0 | 12 |  |  |  |  | R-410A | 2.75 | Residential & Commercial | VSMSHP | Non-Ducted CEE Tier 2
212528019 | Mini/Multi Split | MIDEA | HRCU-A-CB-O | MOE30U-42HFN1-MP0(GA) |  | Mini-Splits(Non-Ducted) | MUE-42HRFN1-M(C) |  | 48000 | 18.9 | 10 | 50000 | 35000 | 70% | 1.85 | 9.3 | 9.3 |  |  |  |  | R-410A | 4 | Residential & Commercial | VSMSHP | Non-Ducted CEE Tier 2
211177518 | Mini/Multi Split | TOSOT | HRCU-A-CB-O | TW09HXP2A1AO |  | Mini-Splits(Non-Ducted) | TW09HXP2A1AI |  | 9100 | 27 | 10 | 10000 | 9900 | 99% | 1.87 | 14.55 | 14.55 |  |  |  |  | R-410A | 0.75833 | Residential & Commercial | VSMSHP | Non-Ducted CEE Tier 2
211177519 | Mini/Multi Split | TOSOT | HRCU-A-CB-O | TW12HXP2A1AO |  | Mini-Splits(Non-Ducted) | TW12HXP2A1AI |  | 12000 | 24 | 9 | 12000 | 8800 | 73.33% | 1.85 | 12.5 | 12 |  |  |  |  | R-410A | 1 | Residential & Commercial | VSMSHP
211177520 | Mini/Multi Split | TOSOT | HRCU-A-CB-O | TW09HXP2A1DO |  | Mini-Splits(Non-Ducted) | TW09HXP2A1DI |  | 9100 | 25.5 | 10.2 | 10500 | 9100 | 86.67% | 1.86 | 14.7 | 14.7 |  |  |  |  | R-410A | 0.75833 | Residential & Commercial | VSMSHP | Non-Ducted CEE Tier 2
205092755 | Mini/Multi Split | HISENSE | HRCU-A-CB-O | AS-09UW1SVG00A |  | Mini-Splits(Non-Ducted) | AS-09UW1SVG**00A |  | 9000 | 18.5 | 9 | 9000 | 6300 | 70% | 1.8 | 12.8 | 12.8 |  |  |  |  | R-410A | 0.75 | Residential & Commercial | VSMSHP
205092756 | Mini/Multi Split | HISENSE | HRCU-A-CB-O | AS-12UW1SXE00A |  | Mini-Splits(Non-Ducted) | AS-12UW1SXE**00A |  | 12000 | 21.7 | 9.5 | 12000 | 8400 | 70% | 1.75 | 12.5 | 12.5 |  |  |  |  | R-410A | 1 | Residential & Commercial | VSMSHP | Non-Ducted CEE Tier 2
205092757 | Mini/Multi Split | HISENSE | HRCU-A-CB-O | AS-12UW1SXG00A |  | Mini-Splits(Non-Ducted) | AS-12UW1SXG**00A |  | 12000 | 21.7 | 9.5 | 12000 | 8400 | 70% | 1.75 | 12.5 | 12.5 |  |  |  |  | R-410A | 1 | Residential & Commercial | VSMSHP | Non-Ducted CEE Tier 2
205092760 | Mini/Multi Split | HISENSE | HRCU-A-CB-O | AST-09UW3SVE01A |  | Mini-Splits(Non-Ducted) | AST-09UW3SVE**01A |  | 9000 | 22 | 9 | 9000 | 6300 | 70% | 1.8 | 13.7 | 13.7 |  |  |  |  | R-410A | 0.75 | Residential & Commercial | VSMSHP
205092761 | Mini/Multi Split | HISENSE | HRCU-A-CB-O | AST-09UW3SVG01A |  | Mini-Splits(Non-Ducted) | AST-09UW3SVG**01A |  | 9000 | 22 | 9 | 9000 | 6300 | 70% | 1.8 | 13.7 | 13.7 |  |  |  |  | R-410A | 0.75 | Residential & Commercial | VSMSHP
205092762 | Mini/Multi Split | HISENSE | HRCU-A-CB-O | AST-12UW3SXG01A |  | Mini-Splits(Non-Ducted) | AST-12UW3SXG**01A |  | 12000 | 21 | 9.5 | 12000 | 8400 | 70% | 1.75 | 13 | 13 |  |  |  |  | R-410A | 1 | Residential & Commercial | VSMSHP | Non-Ducted CEE Tier 2
205092763 | Mini/Multi Split | HISENSE | HRCU-A-CB-O | AST-18UW3SBN00A |  | Mini-Splits(Non-Ducted) | AST-18UW3SBN**00A |  | 18000 | 22.5 | 9.2 | 17000 | 11900 | 70% | 1.8 | 13 | 13 |  |  |  |  | R-410A | 1.5 | Residential & Commercial | VSMSHP
205092764 | Mini/Multi Split | HISENSE | HRCU-A-CB-O | AST-18UW3SBB00A |  | Mini-Splits(Non-Ducted) | AST-18UW3SBB**00A |  | 18000 | 22.5 | 9.2 | 17000 | 11900 | 70% | 1.8 | 13 | 13 |  |  |  |  | R-410A | 1.5 | Residential & Commercial | VSMSHP
205092765 | Mini/Multi Split | HISENSE | HRCU-A-CB-O | AST-24UW3SDB01A |  | Mini-Splits(Non-Ducted) | AST-24UW3SDB**01A |  | 23000 | 20.5 | 8.6 | 23000 | 18000 | 78.26% | 1.75 | 12.5 | 12.2 |  |  |  |  | R-410A | 1.9167 | Residential & Commercial | VSMSHP
205092766 | Mini/Multi Split | HISENSE | HRCU-A-CB-O | AST-24UW3SDN01A |  | Mini-Splits(Non-Ducted) | AST-24UW3SDN**01A |  | 23000 | 20.5 | 8.6 | 23000 | 18000 | 78.26% | 1.75 | 12.5 | 12.2 |  |  |  |  | R-410A | 1.9167 | Residential & Commercial | VSMSHP
205092768 | Mini/Multi Split | HISENSE | HRCU-A-CB-O | AS-12UW3SXL00A |  | Mini-Splits(Non-Ducted) | AS-12UW3SXL**00A |  | 12000 | 23.5 | 9.8 | 12000 | 8400 | 70% | 1.75 | 15.4 | 15.4 |  |  |  |  | R-410A | 1 | Residential & Commercial | VSMSHP | Non-Ducted CEE Tier 2
205092769 | Mini/Multi Split | HISENSE | HRCU-A-CB-O | AS-09UW3SXE00B |  | Mini-Splits(Non-Ducted) | AS-09UW3SXE**00B |  | 9000 | 27.5 | 10.5 | 10000 | 7000 | 70% | 2.1 | 16.1 | 15.5 |  |  |  |  | R-410A | 0.75 | Residential & Commercial | VSMSHP | Non-Ducted CEE Tier 2
205092770 | Mini/Multi Split | HISENSE | HRCU-A-CB-O | AS-12UW3SXA00A |  | Mini-Splits(Non-Ducted) | AS-12UW3SXA**00A |  | 12000 | 23.5 | 9.35 | 12000 | 8400 | 70% | 1.75 | 15.4 | 15.4 |  |  |  |  | R-410A | 1 | Residential & Commercial | VSMSHP
205092777 | Mini/Multi Split | HISENSE | HRCU-A-CB-O | AS-18UW3SBB00A |  | Mini-Splits(Non-Ducted) | AS-18UW3SBB**00A |  | 18000 | 22.5 | 8.6 | 17000 | 11900 | 70% | 1.8 | 13 | 13 |  |  |  |  | R-410A | 1.5 | Residential & Commercial | VSMSHP
205092782 | Mini/Multi Split | HISENSE | HRCU-A-CB-O | AST-12UW3SXE01A |  | Mini-Splits(Non-Ducted) | AST-12UW3SXE**01A |  | 12000 | 21 | 9.5 | 12000 | 8400 | 70% | 1.75 | 13 | 13 |  |  |  |  | R-410A | 1 | Residential & Commercial | VSMSHP | Non-Ducted CEE Tier 2
205104716 | Mini/Multi Split | FRIEDRICH | HRCU-A-CB-O | FPHFR12A3A |  | Mini-Splits(Non-Ducted) | FPHFC12A3B |  | 12000 | 20.5 | 9.5 | 12000 | 8500 | 70.83% | 2.3 | 12.5 | 12.5 |  |  |  |  | R-410A | 1 | Residential & Commercial | VSMSHP | Non-Ducted CEE Tier 2
205104719 | Mini/Multi Split | FRIEDRICH | HRCU-A-CB-O | FPHFR18A3A |  | Mini-Splits(Non-Ducted) | FPHFC18A3B |  | 18000 | 20.5 | 10 | 18800 | 13200 | 70.21% | 2.36 | 12.65 | 12.5 |  |  |  |  | R-410A | 1.5 | Residential & Commercial | VSMSHP | Non-Ducted CEE Tier 2
205049407 | Mini/Multi Split | LG | HRCU-A-CB-O | LUU127HV |  | Mini-Splits(Non-Ducted) | LQN120HV4 |  | 10200 | 20.8 | 10.2 | 13000 | 10800 | 83.08% | 2.09 | 12.6 | 12.6 |  |  |  |  | R-410A | 0.85 | Residential & Commercial | VSMSHP | Non-Ducted CEE Tier 2
205049408 | Mini/Multi Split | LG | HRCU-A-CB-O | LUU097HV |  | Mini-Splits(Non-Ducted) | LQN090HV4 |  | 9000 | 21 | 10.4 | 10100 | 10200 | 101% | 1.94 | 12.6 | 12.6 |  |  |  |  | R-410A | 0.75 | Residential & Commercial | VSMSHP | Non-Ducted CEE Tier 2
212524535 | Mini/Multi Split | TCL | HRCU-A-CB-O | TSH12HDI1NAN0T23 |  | Mini-Splits(Non-Ducted) | TSH12IDI1NAN0T23 |  | 12000 | 23 | 9.5 | 12000 | 9000 | 75% | 1.8 | 0 | 13 |  |  |  |  | R-32 | 1 | Residential & Commercial | VSMSHP | Non-Ducted CEE Tier 2
205013613 | Mini/Multi Split | HISENSE | HRCU-A-CB-O | AUW-18U3SF |  | Mini-Splits(Non-Ducted) | ACT-18UR3SGB |  | 18000 | 20.5 | 10 | 18800 | 13200 | 70.21% | 2.36 | 12.65 | 12.5 |  |  |  |  | R-410A | 1.5 | Residential & Commercial | VSMSHP | Non-Ducted CEE Tier 2
205047851 | Mini/Multi Split | PANASONIC | HRCU-A-CB-O | CU-XE9WKUA |  | Mini-Splits(Non-Ducted) | CS-XE9WKUAW |  | 8700 | 27.3 | 12 | 10900 | 9700 | 88.99% | 2.06 | 16.1 | 16.1 |  |  |  |  | R-410A | 0.725 | Residential & Commercial | VSMSHP | Non-Ducted CEE Tier 2
205047852 | Mini/Multi Split | PANASONIC | HRCU-A-CB-O | CU-XE12WKUA |  | Mini-Splits(Non-Ducted) | CS-XE12WKUAW |  | 11500 | 24.6 | 11 | 12000 | 10200 | 85% | 2.13 | 14.15 | 14.15 |  |  |  |  | R-410A | 0.95833 | Residential & Commercial | VSMSHP | Non-Ducted CEE Tier 2
205047853 | Mini/Multi Split | PANASONIC | HRCU-A-CB-O | CU-XE15WKUA |  | Mini-Splits(Non-Ducted) | CS-XE15WKUAW |  | 14700 | 22 | 11 | 17200 | 15300 | 88.95% | 1.87 | 12.55 | 12.55 |  |  |  |  | R-410A | 1.225 | Residential & Commercial | VSMSHP | Non-Ducted CEE Tier 2
205047854 | Mini/Multi Split | PANASONIC | HRCU-A-CB-O | CU-XE18WKUA |  | Mini-Splits(Non-Ducted) | CS-XE18WKUAW |  | 17200 | 22 | 10.9 | 20400 | 17500 | 85.78% | 2.05 | 13.2 | 13.2 |  |  |  |  | R-410A | 1.4333 | Residential & Commercial | VSMSHP | Non-Ducted CEE Tier 2
205047855 | Mini/Multi Split | PANASONIC | HRCU-A-CB-O | CU-XE24WKUA |  | Mini-Splits(Non-Ducted) | CS-XE24WKUAW |  | 24000 | 20 | 10.3 | 28000 | 19700 | 70.36% | 1.84 | 10.9 | 10.9 |  |  |  |  | R-410A | 2 | Residential & Commercial | VSMSHP | Non-Ducted CEE Tier 2
205047857 | Mini/Multi Split | C&H | HRCU-A-CB-O | CH-09SPH-230VO |  | Mini-Splits(Non-Ducted) | CH-09DKT230VI |  | 9000 | 21.8 | 9.3 | 9800 | 7300 | 74.49% | 1.83 | 14.9 | 14.9 |  |  |  |  | R-410A | 0.75 | Residential & Commercial | VSMSHP
205048197 | Mini/Multi Split | FRIEDRICH | HRCU-A-CB-O | FPHFR09A3A |  | Mini-Splits(Non-Ducted) | FPHFC09A3B |  | 9000 | 20.5 | 10 | 10000 | 8300 | 83% | 2.26 | 12.85 | 12.85 |  |  |  |  | R-410A | 0.75 | Residential & Commercial | VSMSHP | Non-Ducted CEE Tier 2
214010065 | Mini/Multi Split | AIR TECH | HRCU-A-CB-O | ATSO09NAMG2 |  | Mini-Splits(Non-Ducted) | ATSW09NAMG2 |  | 9100 | 25.5 | 10.2 | 10500 | 9100 | 86.67% | 1.86 | 14.7 | 14.7 |  |  |  |  | R-410A | 0.75833 | Residential & Commercial | VSMSHP | Non-Ducted CEE Tier 2
214010066 | Mini/Multi Split | AIR TECH | HRCU-A-CB-O | ATSO18NAMG2 |  | Mini-Splits(Non-Ducted) | ATSW18NAMG2 |  | 18000 | 23 | 8.5 | 18000 | 13000 | 72.22% | 1.85 | 12.5 | 12.5 |  |  |  |  | R-410A | 1.5 | Residential & Commercial | VSMSHP
204976793 | Mini/Multi Split | HISENSE | HRCU-A-CB-O | AUW-12U3SS |  | Mini-Splits(Non-Ducted) | ACT-12UR3SCA |  | 12000 | 20.5 | 9.5 | 12000 | 8500 | 70.83% | 2.3 | 12.5 | 12.5 |  |  |  |  | R-410A | 1 | Residential & Commercial | VSMSHP | Non-Ducted CEE Tier 2
214056562 | Mini/Multi Split | Mitsutomo | HRCU-A-CB-O | HO-SZ09-AB-Q |  | Mini-Splits(Non-Ducted) | HC-UZ09-AB-Q |  | 9000 | 20.5 | 10.3 | 9800 | 10000 | 102% | 1.8 | 13 | 13 |  |  |  |  | R-410A | 0.75 | Residential & Commercial | VSMSHP | Non-Ducted CEE Tier 2
214056563 | Mini/Multi Split | Mitsutomo | HRCU-A-CB-O | HO-SZ12-AB-Q |  | Mini-Splits(Non-Ducted) | HC-UZ12-AB-Q |  | 12000 | 22.3 | 10.2 | 12000 | 11300 | 94.17% | 1.89 | 12.7 | 12.7 |  |  |  |  | R-410A | 1 | Residential & Commercial | VSMSHP | Non-Ducted CEE Tier 2
214056564 | Mini/Multi Split | Mitsutomo | HRCU-A-CB-O | HO-SZ18-AB-Q |  | Mini-Splits(Non-Ducted) | HC-UZ18-AB-Q |  | 16000 | 20 | 9.5 | 17000 | 16000 | 94.12% | 1.75 | 12.5 | 12.5 |  |  |  |  | R-410A | 1.3333 | Residential & Commercial | VSMSHP | Non-Ducted CEE Tier 2
214056565 | Mini/Multi Split | Mitsutomo | HRCU-A-CB-O | HO-SZ24-AB-Q |  | Mini-Splits(Non-Ducted) | HC-UZ24-AB-Q |  | 24000 | 20.5 | 11.5 | 25000 | 25800 | 103.2% | 2 | 11 | 11 |  |  |  |  | R-410A | 2 | Residential & Commercial | VSMSHP | Non-Ducted CEE Tier 2
214056570 | Mini/Multi Split | Mitsutomo | HRCU-A-CB-O | HO-SZ12-AB-Q |  | Mini-Splits(Non-Ducted) | HL-UZ12-AB-Q |  | 12000 | 24.2 | 10.7 | 12000 | 11900 | 99.17% | 1.99 | 13.3 | 13.3 |  |  |  |  | R-410A | 1 | Residential & Commercial | VSMSHP | Non-Ducted CEE Tier 2
214056571 | Mini/Multi Split | Mitsutomo | HRCU-A-CB-O | HO-SZ18-AB-Q |  | Mini-Splits(Non-Ducted) | HL-UZ16-AB-Q |  | 16000 | 20.2 | 8.9 | 17000 | 16700 | 98.24% | 1.76 | 11 | 11 |  |  |  |  | R-410A | 1.3333 | Residential & Commercial | VSMSHP
214056572 | Mini/Multi Split | Mitsutomo | HRCU-A-CB-O | HO-SZ18-AB-Q |  | Mini-Splits(Non-Ducted) | HF-UZ18-AB-Q |  | 17000 | 20.5 | 9.8 | 18000 | 16800 | 93.33% | 1.86 | 12.5 | 12.5 |  |  |  |  | R-410A | 1.4167 | Residential & Commercial | VSMSHP | Non-Ducted CEE Tier 2
204835478 | Mini/Multi Split | HISENSE | HRCU-A-CB-O | AUW-09U3SS |  | Mini-Splits(Non-Ducted) | ACT-09UR3SCA |  | 9000 | 20.5 | 10 | 10000 | 8300 | 83% | 2.26 | 12.85 | 12.85 |  |  |  |  | R-410A | 0.75 | Residential & Commercial | VSMSHP | Non-Ducted CEE Tier 2
204825177 | Mini/Multi Split | LG | HRCU-A-CB-O | LAU090HYV3 |  | Mini-Splits(Non-Ducted) | LAN090HYV3 |  | 9000 | 27 | 13.5 | 11000 | 7700 | 70% | 1.85 | 15.8 | 15.8 |  |  |  |  | R-410A | 0.75 | Residential & Commercial | VSMSHP | Non-Ducted CEE Tier 2
204825178 | Mini/Multi Split | LG | HRCU-A-CB-O | LAU120HYV3 |  | Mini-Splits(Non-Ducted) | LAN120HYV3 |  | 12000 | 25.5 | 11.2 | 13600 | 9600 | 70.59% | 1.85 | 13.8 | 13.8 |  |  |  |  | R-410A | 1 | Residential & Commercial | VSMSHP | Non-Ducted CEE Tier 2
204825179 | Mini/Multi Split | LG | HRCU-A-CB-O | LAU150HYV3 |  | Mini-Splits(Non-Ducted) | LAN150HYV3 |  | 15000 | 25 | 11 | 18000 | 12600 | 70% | 1.8 | 15 | 15 |  |  |  |  | R-410A | 1.25 | Residential & Commercial | VSMSHP | Non-Ducted CEE Tier 2
204825180 | Mini/Multi Split | LG | HRCU-A-CB-O | LAU180HYV3 |  | Mini-Splits(Non-Ducted) | LAN180HYV3 |  | 18000 | 24 | 10.8 | 21600 | 15200 | 70.37% | 1.8 | 14.4 | 14.4 |  |  |  |  | R-410A | 1.5 | Residential & Commercial | VSMSHP | Non-Ducted CEE Tier 2
204793343 | Mini/Multi Split | Trane / Mitsubishi Electric | HRCU-A-CB-O | NTXSKH12A112AA |  | Mini-Splits(Non-Ducted) | NTXCKS12A112AA |  | 12000 | 20.8 | 9 | 13800 | 13800 | 100% | 1.83 | 12.7 | 12.7 |  |  |  |  | R-410A | 1 | Residential & Commercial | VSMSHP
204783911 | Mini/Multi Split | MRCOOL | HRCU-A-CB-O | O-ES-09-HP-C-230 |  | Mini-Splits(Non-Ducted) | O-09-HP-WMAH-230A |  | 9000 | 21.8 | 9.3 | 9800 | 7300 | 74.49% | 1.83 | 14.9 | 14.9 |  |  |  |  | R-410A | 0.75 | Residential & Commercial | VSMSHP
204783912 | Mini/Multi Split | MRCOOL | HRCU-A-CB-O | O-ES-12-HP-C-230 |  | Mini-Splits(Non-Ducted) | O-12-HP-WMAH-230A |  | 12000 | 22.3 | 8.8 | 12000 | 8400 | 70% | 1.78 | 13.7 | 13.7 |  |  |  |  | R-410A | 1 | Residential & Commercial | VSMSHP
204740067 | Mini/Multi Split | FUJITSU | HRCU-A-CB-O | AOUG09LZAH1 |  | Mini-Splits(Non-Ducted) | ASUG09LZAS |  | 9000 | 33.1 | 13.3 | 12000 | 15400 | 128.3% | 2 | 18 | 18 |  |  |  |  | R-410A | 0.75 | Residential & Commercial | VSMSHP | Non-Ducted CEE Tier 2
204740068 | Mini/Multi Split | FUJITSU | HRCU-A-CB-O | AOUG12LZAS1 |  | Mini-Splits(Non-Ducted) | ASUG12LZAS |  | 12000 | 29.4 | 12.9 | 16000 | 16600 | 103.8% | 2.32 | 15.2 | 15.2 |  |  |  |  | R-410A | 1 | Residential & Commercial | VSMSHP | Non-Ducted CEE Tier 2
204740069 | Mini/Multi Split | FUJITSU | HRCU-A-CB-O | AOUG12LZAH1 |  | Mini-Splits(Non-Ducted) | ASUG12LZAS |  | 12000 | 29.4 | 12.7 | 16000 | 16600 | 103.8% | 2.16 | 15.2 | 15.2 |  |  |  |  | R-410A | 1 | Residential & Commercial | VSMSHP | Non-Ducted CEE Tier 2
204740070 | Mini/Multi Split | FUJITSU | HRCU-A-CB-O | AOUG15LZAS1 |  | Mini-Splits(Non-Ducted) | ASUG15LZAS |  | 14500 | 25.3 | 12.8 | 18000 | 17500 | 97.22% | 2.52 | 13.9 | 13.9 |  |  |  |  | R-410A | 1.2083 | Residential & Commercial | VSMSHP | Non-Ducted CEE Tier 2
204740071 | Mini/Multi Split | FUJITSU | HRCU-A-CB-O | AOUG15LZAH1 |  | Mini-Splits(Non-Ducted) | ASUG15LZAS |  | 14500 | 25.3 | 12.7 | 18000 | 17500 | 97.22% | 2.34 | 13.9 | 13.9 |  |  |  |  | R-410A | 1.2083 | Residential & Commercial | VSMSHP | Non-Ducted CEE Tier 2
213927673 | Mini/Multi Split | CIAC | HRCU-A-CB-O | CM43BX009-H3N2H |  | Mini-Splits(Non-Ducted) | CK43BX009-C3N1H |  | 9000 | 20 | 10 | 10000 | 7400 | 74% | 1.9 | 13 | 13 |  |  |  |  | R-410A | 0.75 | Residential & Commercial | VSMSHP | Non-Ducted CEE Tier 2
213927676 | Mini/Multi Split | CIAC | HRCU-A-CB-O | CM43BX024-H3N2H |  | Mini-Splits(Non-Ducted) | CK43BX024-C3N2H |  | 24000 | 21.5 | 9.7 | 25000 | 18500 | 74% | 2.2 | 12.5 | 12.5 |  |  |  |  | R-410A | 2 | Residential & Commercial | VSMSHP | Non-Ducted CEE Tier 2
213927680 | Mini/Multi Split | CIAC | HRCU-A-CB-O | CM43BX024-H3N2H |  | Mini-Splits(Non-Ducted) | CF43BX024-M3N1H |  | 24000 | 21.2 | 10.3 | 24000 | 18200 | 75.83% | 2.2 | 12.5 | 12.5 |  |  |  |  | R-410A | 2 | Residential & Commercial | VSMSHP | Non-Ducted CEE Tier 2
213927682 | Mini/Multi Split | CIAC | HRCU-A-CB-O | CM43BX048-H3N2H |  | Mini-Splits(Non-Ducted) | CF43BX048-M3N1H |  | 48000 | 18.9 | 10 | 50000 | 35000 | 70% | 1.85 | 9.3 | 9.3 |  |  |  |  | R-410A | 4 | Residential & Commercial | VSMSHP | Non-Ducted CEE Tier 2
213927691 | Mini/Multi Split | SLIMAIR | HRCU-A-CB-O | SHC30VH2AG |  | Mini-Splits(Non-Ducted) | SHM30VE2AG |  | 33000 | 20 | 10 | 35000 | 34600 | 98.86% | 1.8 | 0 | 11.7 |  |  |  |  | R-410A | 2.75 | Residential & Commercial | VSMSHP | Non-Ducted CEE Tier 2
204628474 | Mini/Multi Split | HAXXAIR | HRCU-A-CB-O | HVH-09T2D |  | Mini-Splits(Non-Ducted) | HAH-09T2D |  | 9000 | 22 | 9 | 9000 | 6300 | 70% | 1.8 | 13.7 | 13.7 |  |  |  |  | R-410A | 0.75 | Residential & Commercial | VSMSHP
204628475 | Mini/Multi Split | HAXXAIR | HRCU-A-CB-O | HVH-12T2D |  | Mini-Splits(Non-Ducted) | HAH-12T2D |  | 12000 | 21 | 9.5 | 12000 | 8400 | 70% | 1.75 | 13 | 13 |  |  |  |  | R-410A | 1 | Residential & Commercial | VSMSHP | Non-Ducted CEE Tier 2
204628476 | Mini/Multi Split | HAXXAIR | HRCU-A-CB-O | HVH-18T2D |  | Mini-Splits(Non-Ducted) | HAH-18T2D |  | 18000 | 22.5 | 8.6 | 17000 | 11900 | 70% | 1.8 | 13 | 13 |  |  |  |  | R-410A | 1.5 | Residential & Commercial | VSMSHP
204628477 | Mini/Multi Split | HAXXAIR | HRCU-A-CB-O | HVH-24T2D |  | Mini-Splits(Non-Ducted) | HAH-24T2D |  | 23000 | 20.5 | 8.6 | 23000 | 18000 | 78.26% | 1.75 | 12.5 | 12.2 |  |  |  |  | R-410A | 1.9167 | Residential & Commercial | VSMSHP
213928541 | Mini/Multi Split | cool-living | HRCU-A-CB-O | CL-09HA1-OUT |  | Mini-Splits(Non-Ducted) | CL-09HA1-IN |  | 9000 | 19 | 8.5 | 10000 | 7000 | 70% | 1.75 | 0 | 10 |  |  |  |  | R-410A | 0.75 | Residential & Commercial | VSMSHP
214010063 | Mini/Multi Split | AIR TECH | HRCU-A-CB-O | ATSO12NAMG2 |  | Mini-Splits(Non-Ducted) | ATSW12NAMG2 |  | 12000 | 24 | 9 | 12000 | 9000 | 75% | 1.85 | 12.5 | 12.5 |  |  |  |  | R-410A | 1 | Residential & Commercial | VSMSHP
204520286 | Mini/Multi Split | AIR MAX | HRCU-A-CB-O | AWAOC09-C2 |  | Mini-Splits(Non-Ducted) | AWAOE09-C2 |  | 9000 | 26 | 12.5 | 10000 | 12000 | 120% | 1.75 | 15 | 15 |  |  |  |  | R-410A | 0.75 | Residential & Commercial | VSMSHP | Non-Ducted CEE Tier 2
204520287 | Mini/Multi Split | AIR MAX | HRCU-A-CB-O | AWAOC12-C2 |  | Mini-Splits(Non-Ducted) | AWAOE12-C2 |  | 12000 | 24 | 9.5 | 12000 | 12000 | 100% | 1.75 | 13.5 | 13.5 |  |  |  |  | R-410A | 1 | Residential & Commercial | VSMSHP | Non-Ducted CEE Tier 2
204580063 | Mini/Multi Split | ZEPHYR | HRCU-A-CB-O | ZE-18CA22EXT |  | Mini-Splits(Non-Ducted) | ZE-18CA22INT |  | 18000 | 22.5 | 8.6 | 17000 | 11900 | 70% | 1.8 | 13 | 13 |  |  |  |  | R-410A | 1.5 | Residential & Commercial | VSMSHP
204580064 | Mini/Multi Split | ZEPHYR | HRCU-A-CB-O | ZE-12CA22EXT |  | Mini-Splits(Non-Ducted) | ZE-12CA22INT |  | 12000 | 21 | 9.5 | 12000 | 8400 | 70% | 1.75 | 13 | 13 |  |  |  |  | R-410A | 1 | Residential & Commercial | VSMSHP | Non-Ducted CEE Tier 2
205092754 | Mini/Multi Split | HISENSE | HRCU-A-CB-O | AS-09UW1SVE00A |  | Mini-Splits(Non-Ducted) | AS-09UW1SVE**00A |  | 9000 | 18.5 | 9 | 9000 | 6300 | 70% | 1.8 | 12.8 | 12.8 |  |  |  |  | R-410A | 0.75 | Residential & Commercial | VSMSHP
213879956 | Mini/Multi Split | YMGI | HRCU-A-CB-O | WMMS-36C-U2B(58)4 |  | Mini-Splits(Non-Ducted) | WMMS-36E-U2B(58)4 |  | 33600 | 20 | 8.5 | 34600 | 24400 | 70.52% | 1.85 | 10.5 | 10.5 |  |  |  |  | R-410A | 2.8 | Residential & Commercial | VSMSHP
213880763 | Mini/Multi Split | GREE | HRCU-A-CB-O | GWH09AWCXB-D6DNA1A/O |  | Mini-Splits(Non-Ducted) | GWH09AWCXB-D6DN***/I |  | 9100 | 22 | 8.6 | 9700 | 7200 | 74.23% | 1.9 | 0 | 12.3 |  |  |  |  | R-32 | 0.75833 | Residential & Commercial | VSMSHP
213886031 | Mini/Multi Split | SLIMAIR | HRCU-A-CB-O | SHC09VH2AG |  | Mini-Splits(Non-Ducted) | SHM09VE2AG |  | 9000 | 26.4 | 11.6 | 12000 | 11000 | 91.67% | 1.85 | 15.8 | 15.8 |  |  |  |  | R-410A | 0.75 | Residential & Commercial | VSMSHP | Non-Ducted CEE Tier 2
213886032 | Mini/Multi Split | SLIMAIR | HRCU-A-CB-O | SHC12VH2AG |  | Mini-Splits(Non-Ducted) | SHM12VE2AG |  | 12000 | 23.1 | 10.5 | 12000 | 11000 | 91.67% | 1.88 | 13 | 13 |  |  |  |  | R-410A | 1 | Residential & Commercial | VSMSHP | Non-Ducted CEE Tier 2
213886033 | Mini/Multi Split | SLIMAIR | HRCU-A-CB-O | SHC18VH2AG |  | Mini-Splits(Non-Ducted) | SHM18VE2AG |  | 18000 | 22 | 10.6 | 18000 | 17200 | 95.56% | 1.89 | 13 | 13 |  |  |  |  | R-410A | 1.5 | Residential & Commercial | VSMSHP | Non-Ducted CEE Tier 2
213886034 | Mini/Multi Split | SLIMAIR | HRCU-A-CB-O | SHC24VH2AG |  | Mini-Splits(Non-Ducted) | SHM24VE2AG |  | 23000 | 22.3 | 10.3 | 26000 | 23000 | 88.46% | 1.8 | 12.5 | 12.5 |  |  |  |  | R-410A | 1.9167 | Residential & Commercial | VSMSHP | Non-Ducted CEE Tier 2
204400704 | Mini/Multi Split | DIAL | HRCU-A-CB-O | 12000Z-20S-230-O |  | Mini-Splits(Non-Ducted) | 12000Z-20S-230-I |  | 12000 | 21 | 9.5 | 12000 | 8400 | 70% | 1.75 | 13 | 13 |  |  |  |  | R-410A | 1 | Residential & Commercial | VSMSHP | Non-Ducted CEE Tier 2
204400705 | Mini/Multi Split | DIAL | HRCU-A-CB-O | 18000Z-23S-230-I |  | Mini-Splits(Non-Ducted) | 18000Z-23S-230-O |  | 18000 | 22.5 | 8.6 | 17000 | 11900 | 70% | 1.8 | 13 | 13 |  |  |  |  | R-410A | 1.5 | Residential & Commercial | VSMSHP
204325176 | Mini/Multi Split | GREE | HRCU-A-CB-O | GWH09ACD-D3DNA1A/O |  | Mini-Splits(Non-Ducted) | GWH09AAD-D3DN***/I |  | 9000 | 27 | 11 | 9000 | 13000 | 144.4% | 1.91 | 16.5 | 16.6 |  |  |  |  | R-410A | 0.75 | Residential & Commercial | VSMSHP | Non-Ducted CEE Tier 2
204340354 | Mini/Multi Split | TRANE | HRCU-A-CB-O | 4TXK3809B10NU** |  | Mini-Splits(Non-Ducted) | 4MXW3809B10NU** |  | 9000 | 27 | 11 | 9000 | 13000 | 144.4% | 1.91 | 16.5 | 16.6 |  |  |  |  | R-410A | 0.75 | Residential & Commercial | VSMSHP | Non-Ducted CEE Tier 2
204340355 | Mini/Multi Split | AMERICAN STANDARD | HRCU-A-CB-O | 4TXK3809B10NU** |  | Mini-Splits(Non-Ducted) | 4MXW3809B10NU** |  | 9000 | 27 | 11 | 9000 | 13000 | 144.4% | 1.91 | 16.5 | 16.6 |  |  |  |  | R-410A | 0.75 | Residential & Commercial | VSMSHP | Non-Ducted CEE Tier 2
203999082 | Mini/Multi Split | HAXXAIR | HRCU-A-CB-O | HAH-24T2D |  | Mini-Splits(Non-Ducted) | HVH-24T2D |  | 23000 | 20.5 | 8.6 | 23000 | 18000 | 78.26% | 1.75 | 12.5 | 12.2 |  |  |  |  | R-410A | 1.9167 | Residential & Commercial | VSMSHP
203999083 | Mini/Multi Split | HAXXAIR | HRCU-A-CB-O | HAH-09T2D |  | Mini-Splits(Non-Ducted) | HVH-09T2D |  | 9000 | 22 | 9 | 9000 | 6300 | 70% | 1.8 | 13.7 | 13.7 |  |  |  |  | R-410A | 0.75 | Residential & Commercial | VSMSHP
203742098 | Mini/Multi Split | MANUFLOW | HRCU-A-CB-O | AST-09UW3SVGDJ01(I) |  | Mini-Splits(Non-Ducted) | AST-09UW3SVGDJ01(O) |  | 9000 | 22 | 9 | 9000 | 6300 | 70% | 1.8 | 13.7 | 13.7 |  |  |  |  | R-410A | 0.75 | Residential & Commercial | VSMSHP
203966542 | Mini/Multi Split | Allied | HRCU-A-CB-O | 4DHP1S09S-1P |  | Mini-Splits(Non-Ducted) | DWM109S4-1P |  | 9000 | 21.8 | 9.3 | 9800 | 7300 | 74.49% | 1.83 | 14.9 | 14.9 |  |  |  |  | R-410A | 0.75 | Residential & Commercial | VSMSHP
203966546 | Mini/Multi Split | Allied | HRCU-A-CB-O | 4DHP1S12S-1P |  | Mini-Splits(Non-Ducted) | DWM112S4-1P |  | 12000 | 22.3 | 8.8 | 12000 | 8400 | 70% | 1.78 | 13.7 | 13.7 |  |  |  |  | R-410A | 1 | Residential & Commercial | VSMSHP
203991091 | Mini/Multi Split | GOODMAN | HRCU-A-CB-O | MSH123E23MCAA |  | Mini-Splits(Non-Ducted) | MSH123E23AXAA |  | 12000 | 23.6 | 9.5 | 12000 | 10000 | 83.33% | 1.8 | 13.5 | 13.5 |  |  |  |  | R-410A | 1 | Residential & Commercial | VSMSHP | Non-Ducted CEE Tier 2
203991092 | Mini/Multi Split | GOODMAN | HRCU-A-CB-O | MSH183E23MCAA |  | Mini-Splits(Non-Ducted) | MSH183E23AXAA |  | 17000 | 19.4 | 10 | 18000 | 16400 | 91.11% | 1.9 | 12.5 | 12.5 |  |  |  |  | R-410A | 1.4167 | Residential & Commercial | VSMSHP | Non-Ducted CEE Tier 2
203991093 | Mini/Multi Split | GOODMAN | HRCU-A-CB-O | MSH243E23MCAA |  | Mini-Splits(Non-Ducted) | MSH243E23AXAA |  | 21600 | 18.9 | 10.4 | 23400 | 23400 | 100% | 1.89 | 13 | 11.7 |  |  |  |  | R-410A | 1.8 | Residential & Commercial | VSMSHP | Non-Ducted CEE Tier 2
203991148 | Mini/Multi Split | BOSCH | HRCU-A-CB-O | BMS500-AAS009-1CSXRA |  | Mini-Splits(Non-Ducted) | BMS500-AAU009-1AHWXB |  | 9000 | 21.8 | 9.3 | 9800 | 7300 | 74.49% | 1.83 | 14.9 | 14.9 |  |  |  |  | R-410A | 0.75 | Residential & Commercial | VSMSHP
203991149 | Mini/Multi Split | BOSCH | HRCU-A-CB-O | BMS500-AAS012-1CSXRA |  | Mini-Splits(Non-Ducted) | BMS500-AAU012-1AHWXB |  | 12000 | 22.3 | 8.8 | 12000 | 8400 | 70% | 1.78 | 13.7 | 13.7 |  |  |  |  | R-410A | 1 | Residential & Commercial | VSMSHP
203376771 | Mini/Multi Split | CONCORD | HRCU-A-CB-O | 4DHP1S09S-1P |  | Mini-Splits(Non-Ducted) | DWM109S4-2P |  | 9000 | 21.8 | 9.3 | 9800 | 7300 | 74.49% | 1.83 | 14.9 | 14.9 |  |  |  |  | R-410A | 0.75 | Residential & Commercial | VSMSHP
203376772 | Mini/Multi Split | CONCORD | HRCU-A-CB-O | 4DHP1S12S-1P |  | Mini-Splits(Non-Ducted) | DWM112S4-2P |  | 12000 | 22.3 | 8.8 | 12000 | 8400 | 70% | 1.78 | 13.7 | 13.7 |  |  |  |  | R-410A | 1 | Residential & Commercial | VSMSHP
203376766 | Mini/Multi Split | Armstrong Air | HRCU-A-CB-O | 4DHP1S09S-1P |  | Mini-Splits(Non-Ducted) | DWM109S4-2P |  | 9000 | 21.8 | 9.3 | 9800 | 7300 | 74.49% | 1.83 | 14.9 | 14.9 |  |  |  |  | R-410A | 0.75 | Residential & Commercial | VSMSHP
203376767 | Mini/Multi Split | Armstrong Air | HRCU-A-CB-O | 4DHP1S12S-1P |  | Mini-Splits(Non-Ducted) | DWM112S4-2P |  | 12000 | 22.3 | 8.8 | 12000 | 8400 | 70% | 1.78 | 13.7 | 13.7 |  |  |  |  | R-410A | 1 | Residential & Commercial | VSMSHP
203446791 | Mini/Multi Split | ZEPHYR | HRCU-A-CB-O | ZE-09CA22SEXT |  | Mini-Splits(Non-Ducted) | ZE-09CA22SINT |  | 9000 | 22 | 9 | 9000 | 6300 | 70% | 1.8 | 13.7 | 13.7 |  |  |  |  | R-410A | 0.75 | Residential & Commercial | VSMSHP
203446792 | Mini/Multi Split | ZEPHYR | HRCU-A-CB-O | MA-12CA22SEXT |  | Mini-Splits(Non-Ducted) | MA-12CA22SINT |  | 12000 | 21 | 9.5 | 12000 | 8400 | 70% | 1.75 | 13 | 13 |  |  |  |  | R-410A | 1 | Residential & Commercial | VSMSHP | Non-Ducted CEE Tier 2
203446793 | Mini/Multi Split | ZEPHYR | HRCU-A-CB-O | ZE-12CA22SEXT |  | Mini-Splits(Non-Ducted) | ZE-12CA22SINT |  | 12000 | 21 | 9.5 | 12000 | 8400 | 70% | 1.75 | 13 | 13 |  |  |  |  | R-410A | 1 | Residential & Commercial | VSMSHP | Non-Ducted CEE Tier 2
203446794 | Mini/Multi Split | AIR-CON | HRCU-A-CB-O | ABXCI4H4S09 |  | Mini-Splits(Non-Ducted) | ABXEM4H4S09 |  | 9000 | 22 | 9 | 9000 | 6300 | 70% | 1.8 | 13.7 | 13.7 |  |  |  |  | R-410A | 0.75 | Residential & Commercial | VSMSHP
203446795 | Mini/Multi Split | AIR-CON | HRCU-A-CB-O | ABXCI4H4S12 |  | Mini-Splits(Non-Ducted) | ABXEM4H4S12 |  | 12000 | 21 | 9.5 | 12000 | 8400 | 70% | 1.75 | 13 | 13 |  |  |  |  | R-410A | 1 | Residential & Commercial | VSMSHP | Non-Ducted CEE Tier 2
203446796 | Mini/Multi Split | MANUFLOW | HRCU-A-CB-O | AST-09UW3SVGDJ01(O) |  | Mini-Splits(Non-Ducted) | AST-09UW3SVGDJ01(I) |  | 12000 | 21 | 9.5 | 12000 | 8400 | 70% | 1.75 | 13 | 13 |  |  |  |  | R-410A | 1 | Residential & Commercial | VSMSHP | Non-Ducted CEE Tier 2
203446797 | Mini/Multi Split | MANUFLOW | HRCU-A-CB-O | AST-18UW3SBBDJ00(O) |  | Mini-Splits(Non-Ducted) | AST-18UW3SBBDJ00(I) |  | 18000 | 22.5 | 8.6 | 17000 | 11900 | 70% | 1.8 | 13 | 13 |  |  |  |  | R-410A | 1.5 | Residential & Commercial | VSMSHP
203446798 | Mini/Multi Split | MANUFLOW | HRCU-A-CB-O | AST-24UW3SDBDJ01(O) |  | Mini-Splits(Non-Ducted) | AST-24UW3SDBDJ01(I) |  | 23000 | 20.5 | 8.6 | 23000 | 18000 | 78.26% | 1.75 | 12.5 | 12.2 |  |  |  |  | R-410A | 1.9167 | Residential & Commercial | VSMSHP
203446799 | Mini/Multi Split | AIR-CON | HRCU-A-CB-O | ABXCI4H4S18 |  | Mini-Splits(Non-Ducted) | ABXEM4H4S18 |  | 18000 | 22.5 | 8.6 | 17000 | 11900 | 70% | 1.8 | 13 | 13 |  |  |  |  | R-410A | 1.5 | Residential & Commercial | VSMSHP
203446800 | Mini/Multi Split | AIR-CON | HRCU-A-CB-O | ABXCI4H4S24 |  | Mini-Splits(Non-Ducted) | ABXEM4H4S24 |  | 23000 | 20.5 | 8.6 | 23000 | 18000 | 78.26% | 1.75 | 12.5 | 12.2 |  |  |  |  | R-410A | 1.9167 | Residential & Commercial | VSMSHP
203446802 | Mini/Multi Split | ZEPHYR | HRCU-A-CB-O | MA-18CA22SEXT |  | Mini-Splits(Non-Ducted) | MA-18CA22SINT |  | 18000 | 22.5 | 8.6 | 17000 | 11900 | 70% | 1.8 | 13 | 13 |  |  |  |  | R-410A | 1.5 | Residential & Commercial | VSMSHP
203446803 | Mini/Multi Split | ZEPHYR | HRCU-A-CB-O | ZE-18CA22SEXT |  | Mini-Splits(Non-Ducted) | ZE-18CA22SINT |  | 18000 | 22.5 | 8.6 | 17000 | 11900 | 70% | 1.8 | 13 | 13 |  |  |  |  | R-410A | 1.5 | Residential & Commercial | VSMSHP
203446804 | Mini/Multi Split | ZEPHYR | HRCU-A-CB-O | ZE-24CA22SEXT |  | Mini-Splits(Non-Ducted) | ZE-24CA22SINT |  | 23000 | 20.5 | 8.6 | 23000 | 18000 | 78.26% | 1.75 | 12.5 | 12.2 |  |  |  |  | R-410A | 1.9167 | Residential & Commercial | VSMSHP
203446805 | Mini/Multi Split | MANUFLOW | HRCU-A-CB-O | AST-12UW3SXEDJ01(O) |  | Mini-Splits(Non-Ducted) | AST-12UW3SXEDJ01(I) |  | 12000 | 21 | 9.5 | 12000 | 8400 | 70% | 1.75 | 13 | 13 |  |  |  |  | R-410A | 1 | Residential & Commercial | VSMSHP | Non-Ducted CEE Tier 2
203966568 | Mini/Multi Split | AIRQUEST | HRCU-A-CB-O | DLCPRAH09AAK |  | Mini-Splits(Non-Ducted) | DLFPHAH09XAK |  | 9000 | 26 | 12.5 | 10000 | 12000 | 120% | 1.75 | 15 | 15 |  |  |  |  | R-410A | 0.75 | Residential & Commercial | VSMSHP | Non-Ducted CEE Tier 2
203966569 | Mini/Multi Split | AIRQUEST | HRCU-A-CB-O | DLCPRAH12AAK |  | Mini-Splits(Non-Ducted) | DLFPHAH12XAK |  | 12000 | 24 | 9.5 | 12000 | 12000 | 100% | 1.75 | 13.5 | 13.5 |  |  |  |  | R-410A | 1 | Residential & Commercial | VSMSHP | Non-Ducted CEE Tier 2
203966570 | Mini/Multi Split | AIRQUEST | HRCU-A-CB-O | DLCPRAH18AAK |  | Mini-Splits(Non-Ducted) | DLFPHAH18XAK |  | 18000 | 26.2 | 12 | 18000 | 16400 | 91.11% | 1.95 | 14.5 | 14.5 |  |  |  |  | R-410A | 1.5 | Residential & Commercial | VSMSHP | Non-Ducted CEE Tier 2
203966571 | Mini/Multi Split | AIRQUEST | HRCU-A-CB-O | DLCPRAH24AAK |  | Mini-Splits(Non-Ducted) | DLFPHAH24XAK |  | 22000 | 23.5 | 10.5 | 24000 | 23400 | 97.5% | 1.94 | 13.65 | 13.7 |  |  |  |  | R-410A | 1.8333 | Residential & Commercial | VSMSHP | Non-Ducted CEE Tier 2
203376776 | Mini/Multi Split | DUCANE | HRCU-A-CB-O | 4DHP1S09S-1P |  | Mini-Splits(Non-Ducted) | DWM109S4-2P |  | 9000 | 21.8 | 9.3 | 9800 | 7300 | 74.49% | 1.83 | 14.9 | 14.9 |  |  |  |  | R-410A | 0.75 | Residential & Commercial | VSMSHP
203376777 | Mini/Multi Split | DUCANE | HRCU-A-CB-O | 4DHP1S12S-1P |  | Mini-Splits(Non-Ducted) | DWM112S4-2P |  | 12000 | 22.3 | 8.8 | 12000 | 8400 | 70% | 1.78 | 13.7 | 13.7 |  |  |  |  | R-410A | 1 | Residential & Commercial | VSMSHP
203376852 | Mini/Multi Split | HISENSE | HRCU-A-CB-O | AS-12UW3SXL00 |  | Mini-Splits(Non-Ducted) | AS-12UW3SXL**00 |  | 12000 | 23.5 | 9.8 | 12000 | 8400 | 70% | 1.75 | 15.4 | 15.4 |  |  |  |  | R-410A | 1 | Residential & Commercial | VSMSHP | Non-Ducted CEE Tier 2
203490390 | Mini/Multi Split | DIRECT AIR | HRCU-A-CB-O | DIR-18HP23DKO-ES |  | Mini-Splits(Non-Ducted) | DIR-18HP23DKI-ES |  | 18000 | 22.5 | 8.6 | 17000 | 11900 | 70% | 1.8 | 13 | 13 |  |  |  |  | R-410A | 1.5 | Residential & Commercial | VSMSHP
203490391 | Mini/Multi Split | DIRECT AIR | HRCU-A-CB-O | DIR-24HP21DKO-ES |  | Mini-Splits(Non-Ducted) | DIR-24HP21DKI-ES |  | 23000 | 20.5 | 8.6 | 23000 | 18000 | 78.26% | 1.75 | 12.5 | 12.2 |  |  |  |  | R-410A | 1.9167 | Residential & Commercial | VSMSHP
203490392 | Mini/Multi Split | DIRECT AIR | HRCU-A-CB-O | DIR-09HP20DKO-ES |  | Mini-Splits(Non-Ducted) | DIR-09HP20DKI-ES |  | 9000 | 22 | 9 | 9000 | 6300 | 70% | 1.8 | 13.7 | 13.7 |  |  |  |  | R-410A | 0.75 | Residential & Commercial | VSMSHP
203490393 | Mini/Multi Split | DIRECT AIR | HRCU-A-CB-O | DIR-12HP22DKO-ES |  | Mini-Splits(Non-Ducted) | DIR-12HP22DKI-ES |  | 12000 | 21.7 | 9.5 | 12000 | 8400 | 70% | 1.75 | 12.5 | 12.5 |  |  |  |  | R-410A | 1 | Residential & Commercial | VSMSHP | Non-Ducted CEE Tier 2
203490396 | Mini/Multi Split | DIRECT AIR | HRCU-A-CB-O | DIR-09HP22DKO-ES |  | Mini-Splits(Non-Ducted) | DIR-09HP22DKI-ES |  | 9000 | 22 | 9 | 9000 | 6300 | 70% | 1.8 | 13.7 | 13.7 |  |  |  |  | R-410A | 0.75 | Residential & Commercial | VSMSHP
203490397 | Mini/Multi Split | DIRECT AIR | HRCU-A-CB-O | DIR-12HP21DKO-ES |  | Mini-Splits(Non-Ducted) | DIR-12HP21DKI-ES |  | 12000 | 21 | 9.5 | 12000 | 8400 | 70% | 1.75 | 13 | 13 |  |  |  |  | R-410A | 1 | Residential & Commercial | VSMSHP | Non-Ducted CEE Tier 2
203493069 | Mini/Multi Split | KINGHOME | HRCU-A-CB-O | KW09HQ3D6DO |  | Mini-Splits(Non-Ducted) | KW09HQ3D6DI |  | 9000 | 27 | 11 | 9000 | 13000 | 144.4% | 1.91 | 16.5 | 16.6 |  |  |  |  | R-410A | 0.75 | Residential & Commercial | VSMSHP | Non-Ducted CEE Tier 2
203493070 | Mini/Multi Split | KINGHOME | HRCU-A-CB-O | KW12HQ3D6DO |  | Mini-Splits(Non-Ducted) | KW12HQ3D6DI |  | 12000 | 24 | 8.5 | 12200 | 12000 | 98.36% | 1.91 | 15.3 | 14 |  |  |  |  | R-410A | 1 | Residential & Commercial | VSMSHP
203493071 | Mini/Multi Split | KINGHOME | HRCU-A-CB-O | KW18HQ3D6DO |  | Mini-Splits(Non-Ducted) | KW18HQ3D6DI |  | 18000 | 22 | 10 | 18000 | 20000 | 111.1% | 1.8 | 13.5 | 13.5 |  |  |  |  | R-410A | 1.5 | Residential & Commercial | VSMSHP | Non-Ducted CEE Tier 2
203498481 | Mini/Multi Split | KINGHOME | HRCU-A-CB-O | KW24HQ3D6DO |  | Mini-Splits(Non-Ducted) | KW24HQ3D6DI |  | 22000 | 21.5 | 9.5 | 24000 | 24000 | 100% | 1.9 | 13 | 13 |  |  |  |  | R-410A | 1.8333 | Residential & Commercial | VSMSHP | Non-Ducted CEE Tier 2
203376761 | Mini/Multi Split | Allied | HRCU-A-CB-O | 4DHP1S09S-1P |  | Mini-Splits(Non-Ducted) | DWM109S4-2P |  | 9000 | 21.8 | 9.3 | 9800 | 7300 | 74.49% | 1.83 | 14.9 | 14.9 |  |  |  |  | R-410A | 0.75 | Residential & Commercial | VSMSHP
203376762 | Mini/Multi Split | Allied | HRCU-A-CB-O | 4DHP1S12S-1P |  | Mini-Splits(Non-Ducted) | DWM112S4-2P |  | 12000 | 22.3 | 8.8 | 12000 | 8400 | 70% | 1.78 | 13.7 | 13.7 |  |  |  |  | R-410A | 1 | Residential & Commercial | VSMSHP
203376756 | Mini/Multi Split | AirEase | HRCU-A-CB-O | 4DHP1S09S-1P |  | Mini-Splits(Non-Ducted) | DWM109S4-2P |  | 9000 | 21.8 | 9.3 | 9800 | 7300 | 74.49% | 1.83 | 14.9 | 14.9 |  |  |  |  | R-410A | 0.75 | Residential & Commercial | VSMSHP
203376757 | Mini/Multi Split | AirEase | HRCU-A-CB-O | 4DHP1S12S-1P |  | Mini-Splits(Non-Ducted) | DWM112S4-2P |  | 12000 | 22.3 | 8.8 | 12000 | 8400 | 70% | 1.78 | 13.7 | 13.7 |  |  |  |  | R-410A | 1 | Residential & Commercial | VSMSHP
203377293 | Mini/Multi Split | HISENSE | HRCU-A-CB-O | AS-09UW1SVE00 |  | Mini-Splits(Non-Ducted) | AS-09UW1SVE**00 |  | 9000 | 18.5 | 9 | 9000 | 6300 | 70% | 1.8 | 12.8 | 12.8 |  |  |  |  | R-410A | 0.75 | Residential & Commercial | VSMSHP
203377559 | Mini/Multi Split | HISENSE | HRCU-A-CB-O | AS-09UW1SVG00 |  | Mini-Splits(Non-Ducted) | AS-09UW1SVG**00 |  | 9000 | 18.5 | 9 | 9000 | 6300 | 70% | 1.8 | 12.8 | 12.8 |  |  |  |  | R-410A | 0.75 | Residential & Commercial | VSMSHP
203377564 | Mini/Multi Split | HISENSE | HRCU-A-CB-O | AS-12UW1SXE00 |  | Mini-Splits(Non-Ducted) | AS-12UW1SXE**00 |  | 12000 | 21.7 | 9.5 | 12000 | 8400 | 70% | 1.75 | 12.5 | 12.5 |  |  |  |  | R-410A | 1 | Residential & Commercial | VSMSHP | Non-Ducted CEE Tier 2
203377565 | Mini/Multi Split | HISENSE | HRCU-A-CB-O | AS-12UW1SXG00 |  | Mini-Splits(Non-Ducted) | AS-12UW1SXG**00 |  | 12000 | 21.7 | 9.5 | 12000 | 8400 | 70% | 1.75 | 12.5 | 12.5 |  |  |  |  | R-410A | 1 | Residential & Commercial | VSMSHP | Non-Ducted CEE Tier 2
203377929 | Mini/Multi Split | HISENSE | HRCU-A-CB-O | AST-09UW3SVE01 |  | Mini-Splits(Non-Ducted) | AST-09UW3SVE**01 |  | 9000 | 22 | 9 | 9000 | 6300 | 70% | 1.8 | 13.7 | 13.7 |  |  |  |  | R-410A | 0.75 | Residential & Commercial | VSMSHP
203378161 | Mini/Multi Split | HISENSE | HRCU-A-CB-O | AST-09UW3SVG01 |  | Mini-Splits(Non-Ducted) | AST-09UW3SVG**01 |  | 9000 | 22 | 9 | 9000 | 6300 | 70% | 1.8 | 13.7 | 13.7 |  |  |  |  | R-410A | 0.75 | Residential & Commercial | VSMSHP
203378193 | Mini/Multi Split | HISENSE | HRCU-A-CB-O | AST-12UW3SXE01 |  | Mini-Splits(Non-Ducted) | AST-12UR3SXE**01 |  | 12000 | 21 | 9.5 | 12000 | 8400 | 70% | 1.75 | 13 | 13 |  |  |  |  | R-410A | 1 | Residential & Commercial | VSMSHP | Non-Ducted CEE Tier 2
203378232 | Mini/Multi Split | HISENSE | HRCU-A-CB-O | AST-12UW3SXG01 |  | Mini-Splits(Non-Ducted) | AST-12UW3SXG**01 |  | 12000 | 21 | 9.5 | 12000 | 8400 | 70% | 1.75 | 13 | 13 |  |  |  |  | R-410A | 1 | Residential & Commercial | VSMSHP | Non-Ducted CEE Tier 2
203378282 | Mini/Multi Split | HISENSE | HRCU-A-CB-O | AST-18UW3SBN00 |  | Mini-Splits(Non-Ducted) | AST-18UW3SBN**00 |  | 18000 | 22.5 | 9.2 | 17000 | 11900 | 70% | 1.8 | 13 | 13 |  |  |  |  | R-410A | 1.5 | Residential & Commercial | VSMSHP
203378283 | Mini/Multi Split | HISENSE | HRCU-A-CB-O | AST-18UW3SBB00 |  | Mini-Splits(Non-Ducted) | AST-18UW3SBB**00 |  | 18000 | 22.5 | 8.6 | 17000 | 11900 | 70% | 1.8 | 13 | 13 |  |  |  |  | R-410A | 1.5 | Residential & Commercial | VSMSHP
203381517 | Mini/Multi Split | LG | HRCU-A-CB-O | LUU127HV |  | Mini-Splits(Non-Ducted) | LCN128HV4 |  | 11100 | 19.4 | 10.35 | 14000 | 10700 | 76.43% | 2.13 | 12.6 | 12.6 |  |  |  |  | R-410A | 0.925 | Residential & Commercial | VSMSHP | Non-Ducted CEE Tier 2
203381526 | Mini/Multi Split | LG | HRCU-A-CB-O | LUU097HV |  | Mini-Splits(Non-Ducted) | LCN098HV4 |  | 9000 | 20.2 | 10.55 | 11000 | 10100 | 91.82% | 2.11 | 13.65 | 13.65 |  |  |  |  | R-410A | 0.75 | Residential & Commercial | VSMSHP | Non-Ducted CEE Tier 2
203383847 | Mini/Multi Split | HISENSE | HRCU-A-CB-O | AST-24UW3SDB01 |  | Mini-Splits(Non-Ducted) | AST-24UW3SDB**01 |  | 23000 | 20.5 | 8.6 | 23000 | 18000 | 78.26% | 1.75 | 12.5 | 12.2 |  |  |  |  | R-410A | 1.9167 | Residential & Commercial | VSMSHP
203383848 | Mini/Multi Split | HISENSE | HRCU-A-CB-O | AST-24UW3SDN01 |  | Mini-Splits(Non-Ducted) | AST-24UW3SDN**01 |  | 23000 | 20.5 | 8.6 | 23000 | 18000 | 78.26% | 1.75 | 12.5 | 12.2 |  |  |  |  | R-410A | 1.9167 | Residential & Commercial | VSMSHP
203383864 | Mini/Multi Split | FRIEDRICH | HRCU-A-CB-O | FRHSR12A3A |  | Mini-Splits(Non-Ducted) | FRHSW12A3A |  | 12000 | 23.5 | 9.8 | 12000 | 8400 | 70% | 1.75 | 15.4 | 15.4 |  |  |  |  | R-410A | 1 | Residential & Commercial | VSMSHP | Non-Ducted CEE Tier 2
203383865 | Mini/Multi Split | FRIEDRICH | HRCU-A-CB-O | FPHSR09A3A |  | Mini-Splits(Non-Ducted) | FPHFW09A3A |  | 9000 | 22 | 9 | 9000 | 6300 | 70% | 1.8 | 13.7 | 13.7 |  |  |  |  | R-410A | 0.75 | Residential & Commercial | VSMSHP
203383866 | Mini/Multi Split | FRIEDRICH | HRCU-A-CB-O | FPHSR12A3A |  | Mini-Splits(Non-Ducted) | FPHFW12A3A |  | 12000 | 21 | 9.5 | 12000 | 8400 | 70% | 1.75 | 13 | 13 |  |  |  |  | R-410A | 1 | Residential & Commercial | VSMSHP | Non-Ducted CEE Tier 2
203383867 | Mini/Multi Split | FRIEDRICH | HRCU-A-CB-O | FPHSR09A1A |  | Mini-Splits(Non-Ducted) | FPHSW09A1A |  | 9000 | 18.5 | 9 | 9000 | 6300 | 70% | 1.8 | 12.8 | 12.8 |  |  |  |  | R-410A | 0.75 | Residential & Commercial | VSMSHP
203383868 | Mini/Multi Split | FRIEDRICH | HRCU-A-CB-O | FPHSR12A1A |  | Mini-Splits(Non-Ducted) | FPHSW12A1A |  | 12000 | 21.7 | 9.5 | 12000 | 8400 | 70% | 1.75 | 12.5 | 12.5 |  |  |  |  | R-410A | 1 | Residential & Commercial | VSMSHP | Non-Ducted CEE Tier 2
203383869 | Mini/Multi Split | FRIEDRICH | HRCU-A-CB-O | FPHSR18A3A |  | Mini-Splits(Non-Ducted) | FPHFW18A3A |  | 18000 | 22.5 | 9.2 | 17000 | 11900 | 70% | 1.8 | 13 | 13 |  |  |  |  | R-410A | 1.5 | Residential & Commercial | VSMSHP
203383870 | Mini/Multi Split | FRIEDRICH | HRCU-A-CB-O | FPHSR24A3A |  | Mini-Splits(Non-Ducted) | FPHFW24A3A |  | 23000 | 20.5 | 8.6 | 23000 | 18000 | 78.26% | 1.75 | 12.5 | 12.2 |  |  |  |  | R-410A | 1.9167 | Residential & Commercial | VSMSHP
203403711 | Mini/Multi Split | HISENSE | HRCU-A-CB-O | AST-07UW3SVG01 |  | Mini-Splits(Non-Ducted) | AST-07UW3SVG**01 |  | 9000 | 22 | 9 | 9000 | 6300 | 70% | 1.8 | 13.7 | 13.7 |  |  |  |  | R-410A | 0.75 | Residential & Commercial | VSMSHP
203404668 | Mini/Multi Split | FRIEDRICH | HRCU-A-CB-O | FPHSR07A3A |  | Mini-Splits(Non-Ducted) | FPHFW07A3A |  | 9000 | 22 | 9 | 9000 | 6300 | 70% | 1.8 | 13.7 | 13.7 |  |  |  |  | R-410A | 0.75 | Residential & Commercial | VSMSHP
202882662 | Mini/Multi Split | DIAL | HRCU-A-CB-O | 18000-23S-230-O |  | Mini-Splits(Non-Ducted) | 18000-23S-230-I |  | 18000 | 22.5 | 8.6 | 17000 | 11900 | 70% | 1.8 | 13 | 13 |  |  |  |  | R-410A | 1.5 | Residential & Commercial | VSMSHP
202911535 | Mini/Multi Split | HISENSE | HRCU-A-CB-O | AMW4-36U3STA |  | Mini-Splits(Non-Ducted) | AST-09UW3SVE**00 |  | 32000 | 21 | 9 | 36000 | 36000 | 100% | 1.84 | 12.5 | 12.5 |  |  |  |  | R-410A | 2.6667 | Residential & Commercial | VSMSHP
203160563 | Mini/Multi Split | PIONEER | HRCU-A-CB-O | YN012GMFI32RPD |  | Mini-Splits(Non-Ducted) | WP012GMFI32HLD |  | 12000 | 24 | 9.5 | 12000 | 12000 | 100% | 1.75 | 13.5 | 13.5 |  |  |  |  | R-410A | 1 | Residential & Commercial | VSMSHP | Non-Ducted CEE Tier 2
203167189 | Mini/Multi Split | HISENSE | HRCU-A-CB-O | AUW-24U3SA |  | Mini-Splits(Non-Ducted) | ACT-24UR3SGB |  | 24000 | 18.5 | 10 | 26000 | 19000 | 73.08% | 2.2 | 12.5 | 12.5 |  |  |  |  | R-410A | 2 | Residential & Commercial | VSMSHP | Non-Ducted CEE Tier 2
203238010 | Mini/Multi Split | MAXI AIR | HRCU-A-CB-O | YS21F-18HRDN1 |  | Mini-Splits(Non-Ducted) | YS21F-18HRDN1 |  | 18000 | 23.7 | 10.3 | 18000 | 12600 | 70% | 2.39 | 13.5 | 13.5 |  |  |  |  | R-410A | 1.5 | Residential & Commercial | VSMSHP | Non-Ducted CEE Tier 2
203238486 | Mini/Multi Split | ELIOS | HRCU-A-CB-O | DE09HOS23230E2 |  | Mini-Splits(Non-Ducted) | DE09HIW23230E3 |  | 9000 | 21.8 | 9.3 | 9800 | 7300 | 74.49% | 1.83 | 14.9 | 14.9 |  |  |  |  | R-410A | 0.75 | Residential & Commercial | VSMSHP
203238487 | Mini/Multi Split | ELIOS | HRCU-A-CB-O | DE12HOS23230E2 |  | Mini-Splits(Non-Ducted) | DE12HIW23230E3 |  | 12000 | 22.3 | 8.8 | 12000 | 8400 | 70% | 1.78 | 13.7 | 13.7 |  |  |  |  | R-410A | 1 | Residential & Commercial | VSMSHP
202864314 | Mini/Multi Split | HISENSE | HRCU-A-CB-O | AMW3-24U3SAA |  | Mini-Splits(Non-Ducted) | AST-07UW3SVE**00 |  | 24000 | 22 | 9.05 | 24000 | 24000 | 100% | 1.84 | 12.5 | 12.5 |  |  |  |  | R-410A | 2 | Residential & Commercial | VSMSHP
202575853 | Mini/Multi Split | COMFORTSTAR | HRCU-A-CB-O | CPP009CD(O) |  | Mini-Splits(Non-Ducted) | CXH009CD(I)-WIFI |  | 9000 | 21.8 | 9.3 | 9800 | 7300 | 74.49% | 1.83 | 14.9 | 14.9 |  |  |  |  | R-410A | 0.75 | Residential & Commercial | VSMSHP
202575854 | Mini/Multi Split | COMFORTSTAR | HRCU-A-CB-O | CPP012CD(O) |  | Mini-Splits(Non-Ducted) | CXH012CD(I)-WIFI |  | 12000 | 22.3 | 8.8 | 12000 | 8400 | 70% | 1.78 | 13.7 | 13.7 |  |  |  |  | R-410A | 1 | Residential & Commercial | VSMSHP
202575859 | Mini/Multi Split | COMFORTSTAR | HRCU-A-CB-O | CPP009CD(O) |  | Mini-Splits(Non-Ducted) | CXH009CD(I) |  | 9000 | 21.8 | 9.3 | 9800 | 7300 | 74.49% | 1.83 | 14.9 | 14.9 |  |  |  |  | R-410A | 0.75 | Residential & Commercial | VSMSHP
202575860 | Mini/Multi Split | COMFORTSTAR | HRCU-A-CB-O | CPP012CD(O) |  | Mini-Splits(Non-Ducted) | CXH012CD(I) |  | 12000 | 22.3 | 8.8 | 12000 | 8400 | 70% | 1.78 | 13.7 | 13.7 |  |  |  |  | R-410A | 1 | Residential & Commercial | VSMSHP
202534235 | Mini/Multi Split | AireForce | HRCU-A-CB-O | GXH09(2.6)LSA4DH |  | Mini-Splits(Non-Ducted) | GHH09(2.6)LUA4DH |  | 9000 | 23 | 9.4 | 9900 | 8700 | 87.88% | 2.03 | 13 | 13 |  |  |  |  | R-410A | 0.75 | Residential & Commercial | VSMSHP
202534236 | Mini/Multi Split | AireForce | HRCU-A-CB-O | GXH09(2.6)LSK4DH |  | Mini-Splits(Non-Ducted) | GHH09(2.6)LUK4DH |  | 9000 | 23 | 8.5 | 11000 | 9000 | 81.82% | 1.97 | 14 | 14 |  |  |  |  | R-410A | 0.75 | Residential & Commercial | VSMSHP
202534239 | Mini/Multi Split | AireForce | HRCU-A-CB-O | GXH12(3.5)LSK4DH |  | Mini-Splits(Non-Ducted) | GHH12(3.5)LUK4DH |  | 12000 | 21.5 | 8.5 | 13000 | 9100 | 70% | 1.8 | 12.5 | 12 |  |  |  |  | R-410A | 1 | Residential & Commercial | VSMSHP
202534240 | Mini/Multi Split | AireForce | HRCU-A-CB-O | GXH18(5.3)LSK4DH |  | Mini-Splits(Non-Ducted) | GHH18(5.3)LUK4DH |  | 18000 | 20 | 8.5 | 19800 | 15000 | 75.76% | 1.75 | 12.5 | 12.5 |  |  |  |  | R-410A | 1.5 | Residential & Commercial | VSMSHP
202534242 | Mini/Multi Split | AireForce | HRCU-A-CB-O | GXH24(7.0)LSK4DH |  | Mini-Splits(Non-Ducted) | GHH24(7.0)LUK4DH |  | 22000 | 20 | 8.5 | 24000 | 19800 | 82.5% | 1.75 | 12.5 | 12.5 |  |  |  |  | R-410A | 1.8333 | Residential & Commercial | VSMSHP
202443307 | Mini/Multi Split | AIRTEMP | HRCU-A-CB-O | GXH09(2.6)LSA4DH |  | Mini-Splits(Non-Ducted) | GHH09(2.6)LUA4DH |  | 9000 | 23 | 9.4 | 9900 | 8700 | 87.88% | 2.03 | 13 | 13 |  |  |  |  | R-410A | 0.75 | Residential & Commercial | VSMSHP
202443309 | Mini/Multi Split | AIRTEMP | HRCU-A-CB-O | GXH09(2.6)LSK4DH |  | Mini-Splits(Non-Ducted) | GHH09(2.6)LUK4DH |  | 9000 | 23 | 8.5 | 11000 | 9000 | 81.82% | 1.97 | 14 | 14 |  |  |  |  | R-410A | 0.75 | Residential & Commercial | VSMSHP
202443310 | Mini/Multi Split | AIRTEMP | HRCU-A-CB-O | GXH12(3.5)LSK4DH |  | Mini-Splits(Non-Ducted) | GHH12(3.5)LUK4DH |  | 12000 | 21.5 | 8.5 | 13000 | 9100 | 70% | 1.8 | 12.5 | 12 |  |  |  |  | R-410A | 1 | Residential & Commercial | VSMSHP
202443311 | Mini/Multi Split | AIRTEMP | HRCU-A-CB-O | GXH18(5.3)LSK4DH |  | Mini-Splits(Non-Ducted) | GHH18(5.3)LUK4DH |  | 18000 | 20 | 8.5 | 19800 | 15000 | 75.76% | 1.75 | 12.5 | 12.5 |  |  |  |  | R-410A | 1.5 | Residential & Commercial | VSMSHP
202443312 | Mini/Multi Split | AIRTEMP | HRCU-A-CB-O | GXH24(7.0)LSK4DH |  | Mini-Splits(Non-Ducted) | GHH24(7.0)LUK4DH |  | 22000 | 20 | 8.5 | 24000 | 19800 | 82.5% | 1.75 | 12.5 | 12.5 |  |  |  |  | R-410A | 1.8333 | Residential & Commercial | VSMSHP
202463634 | Mini/Multi Split | CARRIER | HRCU-A-CB-O | 38MPRAQ18AA3 |  | Mini-Splits(Non-Ducted) | 40MPHAQ18XA3 |  | 18000 | 26.2 | 12 | 18000 | 16400 | 91.11% | 1.95 | 14.5 | 14.5 |  |  |  |  | R-410A | 1.5 | Residential & Commercial | VSMSHP | Non-Ducted CEE Tier 2
202463635 | Mini/Multi Split | CARRIER | HRCU-A-CB-O | 38MPRAQ24AA3 |  | Mini-Splits(Non-Ducted) | 40MPHAQ24XA3 |  | 22000 | 23.5 | 10.5 | 24000 | 23400 | 97.5% | 1.94 | 13.65 | 13.7 |  |  |  |  | R-410A | 1.8333 | Residential & Commercial | VSMSHP | Non-Ducted CEE Tier 2
202463636 | Mini/Multi Split | BRYANT | HRCU-A-CB-O | 38MPRAQ18AA3 |  | Mini-Splits(Non-Ducted) | 619PHAQ18XA3 |  | 18000 | 26.2 | 12 | 18000 | 16400 | 91.11% | 1.95 | 14.5 | 14.5 |  |  |  |  | R-410A | 1.5 | Residential & Commercial | VSMSHP | Non-Ducted CEE Tier 2
202463637 | Mini/Multi Split | BRYANT | HRCU-A-CB-O | 38MPRAQ24AA3 |  | Mini-Splits(Non-Ducted) | 619PHAQ24XA3 |  | 22000 | 23.5 | 10.5 | 24000 | 23400 | 97.5% | 1.94 | 13.65 | 13.7 |  |  |  |  | R-410A | 1.8333 | Residential & Commercial | VSMSHP | Non-Ducted CEE Tier 2
202463638 | Mini/Multi Split | PAYNE | HRCU-A-CB-O | 38MPRAQ18AA3 |  | Mini-Splits(Non-Ducted) | DHMPHAQ18XA3 |  | 18000 | 26.2 | 12 | 18000 | 16400 | 91.11% | 1.95 | 14.5 | 14.5 |  |  |  |  | R-410A | 1.5 | Residential & Commercial | VSMSHP | Non-Ducted CEE Tier 2
202463639 | Mini/Multi Split | PAYNE | HRCU-A-CB-O | 38MPRAQ24AA3 |  | Mini-Splits(Non-Ducted) | DHMPHAQ24XA3 |  | 22000 | 23.5 | 10.5 | 24000 | 23400 | 97.5% | 1.94 | 13.65 | 13.7 |  |  |  |  | R-410A | 1.8333 | Residential & Commercial | VSMSHP | Non-Ducted CEE Tier 2
202463640 | Mini/Multi Split | MIDEA | HRCU-A-CB-O | 38MPRAQ18AA3 |  | Mini-Splits(Non-Ducted) | DHMPHAQ18XA3 |  | 18000 | 26.2 | 12 | 18000 | 16400 | 91.11% | 1.95 | 14.5 | 14.5 |  |  |  |  | R-410A | 1.5 | Residential & Commercial | VSMSHP | Non-Ducted CEE Tier 2
202463641 | Mini/Multi Split | MIDEA | HRCU-A-CB-O | 38MPRAQ24AA3 |  | Mini-Splits(Non-Ducted) | DHMPHAQ24XA3 |  | 22000 | 23.5 | 10.5 | 24000 | 23400 | 97.5% | 1.94 | 13.65 | 13.7 |  |  |  |  | R-410A | 1.8333 | Residential & Commercial | VSMSHP | Non-Ducted CEE Tier 2
202463642 | Mini/Multi Split | ARCOAIRE | HRCU-A-CB-O | DLCPRAH18AAK |  | Mini-Splits(Non-Ducted) | DLFPHAH18XAK |  | 18000 | 26.2 | 12 | 18000 | 16400 | 91.11% | 1.95 | 14.5 | 14.5 |  |  |  |  | R-410A | 1.5 | Residential & Commercial | VSMSHP | Non-Ducted CEE Tier 2
202463643 | Mini/Multi Split | ARCOAIRE | HRCU-A-CB-O | DLCPRAH24AAK |  | Mini-Splits(Non-Ducted) | DLFPHAH24XAK |  | 22000 | 23.5 | 10.5 | 24000 | 23400 | 97.5% | 1.94 | 13.65 | 13.7 |  |  |  |  | R-410A | 1.8333 | Residential & Commercial | VSMSHP | Non-Ducted CEE Tier 2
202463644 | Mini/Multi Split | COMFORTMAKER | HRCU-A-CB-O | DLCPRAH18AAK |  | Mini-Splits(Non-Ducted) | DLFPHAH18XAK |  | 18000 | 26.2 | 12 | 18000 | 16400 | 91.11% | 1.95 | 14.5 | 14.5 |  |  |  |  | R-410A | 1.5 | Residential & Commercial | VSMSHP | Non-Ducted CEE Tier 2
202463645 | Mini/Multi Split | COMFORTMAKER | HRCU-A-CB-O | DLCPRAH24AAK |  | Mini-Splits(Non-Ducted) | DLFPHAH24XAK |  | 22000 | 23.5 | 10.5 | 24000 | 23400 | 97.5% | 1.94 | 13.65 | 13.7 |  |  |  |  | R-410A | 1.8333 | Residential & Commercial | VSMSHP | Non-Ducted CEE Tier 2
202463646 | Mini/Multi Split | DAY & NIGHT | HRCU-A-CB-O | DLCPRAH18AAK |  | Mini-Splits(Non-Ducted) | DLFPHAH18XAK |  | 18000 | 26.2 | 12 | 18000 | 16400 | 91.11% | 1.95 | 14.5 | 14.5 |  |  |  |  | R-410A | 1.5 | Residential & Commercial | VSMSHP | Non-Ducted CEE Tier 2
202463647 | Mini/Multi Split | DAY & NIGHT | HRCU-A-CB-O | DLCPRAH24AAK |  | Mini-Splits(Non-Ducted) | DLFPHAH24XAK |  | 22000 | 23.5 | 10.5 | 24000 | 23400 | 97.5% | 1.94 | 13.65 | 13.7 |  |  |  |  | R-410A | 1.8333 | Residential & Commercial | VSMSHP | Non-Ducted CEE Tier 2
202463648 | Mini/Multi Split | HEIL | HRCU-A-CB-O | DLCPRAH18AAK |  | Mini-Splits(Non-Ducted) | DLFPHAH18XAK |  | 18000 | 26.2 | 12 | 18000 | 16400 | 91.11% | 1.95 | 14.5 | 14.5 |  |  |  |  | R-410A | 1.5 | Residential & Commercial | VSMSHP | Non-Ducted CEE Tier 2
202463649 | Mini/Multi Split | HEIL | HRCU-A-CB-O | DLCPRAH24AAK |  | Mini-Splits(Non-Ducted) | DLFPHAH24XAK |  | 22000 | 23.5 | 10.5 | 24000 | 23400 | 97.5% | 1.94 | 13.65 | 13.7 |  |  |  |  | R-410A | 1.8333 | Residential & Commercial | VSMSHP | Non-Ducted CEE Tier 2
202463650 | Mini/Multi Split | KEEPRITE | HRCU-A-CB-O | DLCPRAH18AAK |  | Mini-Splits(Non-Ducted) | DLFPHAH18XAK |  | 18000 | 26.2 | 12 | 18000 | 16400 | 91.11% | 1.95 | 14.5 | 14.5 |  |  |  |  | R-410A | 1.5 | Residential & Commercial | VSMSHP | Non-Ducted CEE Tier 2
202463651 | Mini/Multi Split | KEEPRITE | HRCU-A-CB-O | DLCPRAH24AAK |  | Mini-Splits(Non-Ducted) | DLFPHAH24XAK |  | 22000 | 23.5 | 10.5 | 24000 | 23400 | 97.5% | 1.94 | 13.65 | 13.7 |  |  |  |  | R-410A | 1.8333 | Residential & Commercial | VSMSHP | Non-Ducted CEE Tier 2
202463652 | Mini/Multi Split | KENMORE | HRCU-A-CB-O | DLCPRAH18AAK |  | Mini-Splits(Non-Ducted) | DLFPHAH18XAK |  | 18000 | 26.2 | 12 | 18000 | 16400 | 91.11% | 1.95 | 14.5 | 14.5 |  |  |  |  | R-410A | 1.5 | Residential & Commercial | VSMSHP | Non-Ducted CEE Tier 2
202463653 | Mini/Multi Split | KENMORE | HRCU-A-CB-O | DLCPRAH24AAK |  | Mini-Splits(Non-Ducted) | DLFPHAH24XAK |  | 22000 | 23.5 | 10.5 | 24000 | 23400 | 97.5% | 1.94 | 13.65 | 13.7 |  |  |  |  | R-410A | 1.8333 | Residential & Commercial | VSMSHP | Non-Ducted CEE Tier 2
202463654 | Mini/Multi Split | MIDEA | HRCU-A-CB-O | DLCPRAH18AAK |  | Mini-Splits(Non-Ducted) | DLFPHAH18XAK |  | 18000 | 26.2 | 12 | 18000 | 16400 | 91.11% | 1.95 | 14.5 | 14.5 |  |  |  |  | R-410A | 1.5 | Residential & Commercial | VSMSHP | Non-Ducted CEE Tier 2
202463655 | Mini/Multi Split | MIDEA | HRCU-A-CB-O | DLCPRAH24AAK |  | Mini-Splits(Non-Ducted) | DLFPHAH24XAK |  | 22000 | 23.5 | 10.5 | 24000 | 23400 | 97.5% | 1.94 | 13.65 | 13.7 |  |  |  |  | R-410A | 1.8333 | Residential & Commercial | VSMSHP | Non-Ducted CEE Tier 2
202463656 | Mini/Multi Split | TEMPSTAR | HRCU-A-CB-O | DLCPRAH18AAK |  | Mini-Splits(Non-Ducted) | DLFPHAH18XAK |  | 18000 | 26.2 | 12 | 18000 | 16400 | 91.11% | 1.95 | 14.5 | 14.5 |  |  |  |  | R-410A | 1.5 | Residential & Commercial | VSMSHP | Non-Ducted CEE Tier 2
202463657 | Mini/Multi Split | TEMPSTAR | HRCU-A-CB-O | DLCPRAH24AAK |  | Mini-Splits(Non-Ducted) | DLFPHAH24XAK |  | 22000 | 23.5 | 10.5 | 24000 | 23400 | 97.5% | 1.94 | 13.65 | 13.7 |  |  |  |  | R-410A | 1.8333 | Residential & Commercial | VSMSHP | Non-Ducted CEE Tier 2
202463658 | Mini/Multi Split | SMART COMFORT | HRCU-A-CB-O | DLCPRAH18AAK |  | Mini-Splits(Non-Ducted) | DLFPHAH18XAK |  | 18000 | 26.2 | 12 | 18000 | 16400 | 91.11% | 1.95 | 14.5 | 14.5 |  |  |  |  | R-410A | 1.5 | Residential & Commercial | VSMSHP | Non-Ducted CEE Tier 2
202463659 | Mini/Multi Split | SMART COMFORT | HRCU-A-CB-O | DLCPRAH24AAK |  | Mini-Splits(Non-Ducted) | DLFPHAH24XAK |  | 22000 | 23.5 | 10.5 | 24000 | 23400 | 97.5% | 1.94 | 13.65 | 13.7 |  |  |  |  | R-410A | 1.8333 | Residential & Commercial | VSMSHP | Non-Ducted CEE Tier 2
202244046 | Mini/Multi Split | RHEEM | HRCU-A-CB-O | ROSH18VGSN |  | Mini-Splits(Non-Ducted) | RICH18AXCJ |  | 18000 | 22 | 10.5 | 21000 | 18100 | 86.19% | 2.32 | 13.4 | 13.4 |  |  |  |  | R-410A | 1.5 | Residential & Commercial | VSMSHP | Non-Ducted CEE Tier 2
202244731 | Mini/Multi Split | RHEEM | HRCU-A-CB-O | ROSH24VGSN |  | Mini-Splits(Non-Ducted) | RICH24AXCJ |  | 24000 | 20.8 | 10.1 | 27000 | 23200 | 85.93% | 2.04 | 12.8 | 12.8 |  |  |  |  | R-410A | 2 | Residential & Commercial | VSMSHP | Non-Ducted CEE Tier 2
202245032 | Mini/Multi Split | RHEEM | HRCU-A-CB-O | ROSH30VGSN |  | Mini-Splits(Non-Ducted) | RICH30AXCJ |  | 30000 | 18.7 | 10.4 | 32000 | 26000 | 81.25% | 2.3 | 11.7 | 11.7 |  |  |  |  | R-410A | 2.5 | Residential & Commercial | VSMSHP | Non-Ducted CEE Tier 2
202360989 | Mini/Multi Split | GREE | HRCU-A-CB-O | GWH09ACD-D3DNA1A/O |  | Mini-Splits(Non-Ducted) | GWH09QD-D3DN***/I |  | 9000 | 27 | 11 | 9000 | 13000 | 144.4% | 1.91 | 16.5 | 16.6 |  |  |  |  | R-410A | 0.75 | Residential & Commercial | VSMSHP | Non-Ducted CEE Tier 2
202373830 | Mini/Multi Split | GREE | HRCU-A-CB-O | GWH09ACD-D3DNA1A/O |  | Mini-Splits(Non-Ducted) | GWH09YD-D3DN***/I |  | 9000 | 27 | 11 | 9000 | 13000 | 144.4% | 1.91 | 16.5 | 16.6 |  |  |  |  | R-410A | 0.75 | Residential & Commercial | VSMSHP | Non-Ducted CEE Tier 2
202409832 | Mini/Multi Split | ACD | HRCU-A-CB-O | UHD09KCH38SB-O |  | Mini-Splits(Non-Ducted) | UHD09KCH38SB-I |  | 9000 | 27 | 11 | 9000 | 13000 | 144.4% | 1.91 | 16.5 | 16.6 |  |  |  |  | R-410A | 0.75 | Residential & Commercial | VSMSHP | Non-Ducted CEE Tier 2
202409833 | Mini/Multi Split | AC PRO.COM | HRCU-A-CB-O | AWH09ACD-D3DNA1A/O |  | Mini-Splits(Non-Ducted) | AWH09QD-D3DND6B/I |  | 9000 | 27 | 11 | 9000 | 13000 | 144.4% | 1.91 | 16.5 | 16.6 |  |  |  |  | R-410A | 0.75 | Residential & Commercial | VSMSHP | Non-Ducted CEE Tier 2
202415590 | Mini/Multi Split | MDV | HRCU-A-CB-O | MOD30-22HFN1-MW5W |  | Mini-Splits(Non-Ducted) | MSAB2F-22HRFN1-MW5W |  | 22000 | 23.5 | 10.5 | 24000 | 23400 | 97.5% | 1.94 | 13.7 | 13.7 |  |  |  |  | R-410A | 1.8333 | Residential & Commercial | VSMSHP | Non-Ducted CEE Tier 2
202415591 | Mini/Multi Split | MDV | HRCU-A-CB-O | MOD30-18HFN1-MZ22W |  | Mini-Splits(Non-Ducted) | MSAB2F-18HRFN1-MZ22W |  | 18000 | 26.2 | 12 | 18000 | 16400 | 91.11% | 1.95 | 14.5 | 14.5 |  |  |  |  | R-410A | 1.5 | Residential & Commercial | VSMSHP | Non-Ducted CEE Tier 2
202415592 | Mini/Multi Split | MIDEA | HRCU-A-CB-O | MOD30-22HFN1-MW5W |  | Mini-Splits(Non-Ducted) | MSAB2F-22HRFN1-MW5W |  | 22000 | 23.5 | 10.5 | 24000 | 23400 | 97.5% | 1.94 | 13.65 | 13.7 |  |  |  |  | R-410A | 1.8333 | Residential & Commercial | VSMSHP | Non-Ducted CEE Tier 2
202415593 | Mini/Multi Split | MIDEA | HRCU-A-CB-O | MOD30-18HFN1-MZ22W |  | Mini-Splits(Non-Ducted) | MSAB2F-18HRFN1-MZ22W |  | 18000 | 26.2 | 12 | 18000 | 16400 | 91.11% | 1.95 | 14.5 | 14.5 |  |  |  |  | R-410A | 1.5 | Residential & Commercial | VSMSHP | Non-Ducted CEE Tier 2
202208444 | Mini/Multi Split | FUJITSU | HRCU-A-CB-O | AOU24RGLX |  | Mini-Splits(Non-Ducted) | AUU24RGLX |  | 24000 | 20.8 | 10.1 | 27000 | 23200 | 85.93% | 2.04 | 12.8 | 12.8 |  |  |  |  | R-410A | 2 | Residential & Commercial | VSMSHP | Non-Ducted CEE Tier 2
202208608 | Mini/Multi Split | SMARTFLEX | HRCU-A-CB-O | DHX24CSB21S |  | Mini-Splits(Non-Ducted) | DHX24NWB21S |  | 22000 | 20 | 8.5 | 24000 | 19800 | 82.5% | 1.75 | 12.5 | 12.5 |  |  |  |  | R-410A | 1.8333 | Residential & Commercial | VSMSHP
202208609 | Mini/Multi Split | SMARTFLEX | HRCU-A-CB-O | DHX09CSB11S |  | Mini-Splits(Non-Ducted) | DHX09NWB11S |  | 9000 | 23 | 9.4 | 9900 | 8700 | 87.88% | 2.03 | 13 | 13 |  |  |  |  | R-410A | 0.75 | Residential & Commercial | VSMSHP
202208611 | Mini/Multi Split | SMARTFLEX | HRCU-A-CB-O | DHX09CSB21S |  | Mini-Splits(Non-Ducted) | DHX09NWB21S |  | 9000 | 23 | 8.5 | 11000 | 9000 | 81.82% | 1.97 | 14 | 14 |  |  |  |  | R-410A | 0.75 | Residential & Commercial | VSMSHP
202208612 | Mini/Multi Split | SMARTFLEX | HRCU-A-CB-O | DHX12CSB21S |  | Mini-Splits(Non-Ducted) | DHX12NWB21S |  | 12000 | 21.5 | 8.5 | 13000 | 9100 | 70% | 1.8 | 12.5 | 12 |  |  |  |  | R-410A | 1 | Residential & Commercial | VSMSHP
202208641 | Mini/Multi Split | SMARTFLEX | HRCU-A-CB-O | DHX18CSB21S |  | Mini-Splits(Non-Ducted) | DHX18NWB21S |  | 18000 | 20 | 8.5 | 19800 | 15000 | 75.76% | 1.75 | 12.5 | 12.5 |  |  |  |  | R-410A | 1.5 | Residential & Commercial | VSMSHP
202146852 | Mini/Multi Split | SUNCHILLERS | HRCU-A-CB-O | S9ODU-ACDC |  | Mini-Splits(Non-Ducted) | S9IDU-ACDC |  | 9000 | 21.8 | 9.3 | 9800 | 7300 | 74.49% | 1.83 | 14.9 | 14.9 |  |  |  |  | R-410A | 0.75 | Residential & Commercial | VSMSHP
202146853 | Mini/Multi Split | SUNCHILLERS | HRCU-A-CB-O | S12ODU-ACDC |  | Mini-Splits(Non-Ducted) | S12IDU-ACDC |  | 12000 | 22.3 | 8.8 | 12000 | 8400 | 70% | 1.78 | 13.7 | 13.7 |  |  |  |  | R-410A | 1 | Residential & Commercial | VSMSHP
202195106 | Mini/Multi Split | FUJITSU | HRCU-A-CB-O | AOU18RGLX |  | Mini-Splits(Non-Ducted) | AUU18RGLX |  | 18000 | 22 | 10.5 | 21000 | 18100 | 86.19% | 2.32 | 13.4 | 13.4 |  |  |  |  | R-410A | 1.5 | Residential & Commercial | VSMSHP | Non-Ducted CEE Tier 2
202195636 | Mini/Multi Split | FUJITSU | HRCU-A-CB-O | AOU30RGLX |  | Mini-Splits(Non-Ducted) | AUU30RGLX |  | 30000 | 18.7 | 10.4 | 32000 | 26000 | 81.25% | 2.3 | 11.7 | 11.7 |  |  |  |  | R-410A | 2.5 | Residential & Commercial | VSMSHP | Non-Ducted CEE Tier 2
202146840 | Mini/Multi Split | YMGI | HRCU-A-CB-O | WMMS-18C-V2B(78)1 |  | Mini-Splits(Non-Ducted) | WMMS-18E-V2B(78)1 |  | 18000 | 22.5 | 8.6 | 17000 | 11900 | 70% | 1.8 | 13 | 13 |  |  |  |  | R-410A | 1.5 | Residential & Commercial | VSMSHP
202177384 | Mini/Multi Split | LG | HRCU-A-CB-O | LUU189HV |  | Mini-Splits(Non-Ducted) | LCN188HV4 |  | 18000 | 20.5 | 9.7 | 18500 | 16200 | 87.57% | 1.85 | 12.5 | 12.5 |  |  |  |  | R-410A | 1.5 | Residential & Commercial | VSMSHP | Non-Ducted CEE Tier 2
202132789 | Mini/Multi Split | ACD | HRCU-A-CB-O | UHD24KCH22S-O |  | Mini-Splits(Non-Ducted) | UHD24KCH22S-I |  | 22000 | 21.5 | 9.5 | 24000 | 24000 | 100% | 1.9 | 13 | 13 |  |  |  |  | R-410A | 1.8333 | Residential & Commercial | VSMSHP | Non-Ducted CEE Tier 2
202119253 | Mini/Multi Split | SMART COMFORT | HRCU-A-CB-O | DLCPRAH09AAK |  | Mini-Splits(Non-Ducted) | DLFPHAH09XAK |  | 9000 | 26 | 12.5 | 10000 | 12000 | 120% | 1.75 | 15 | 15 |  |  |  |  | R-410A | 0.75 | Residential & Commercial | VSMSHP | Non-Ducted CEE Tier 2
202119254 | Mini/Multi Split | SMART COMFORT | HRCU-A-CB-O | DLCPRAH12AAK |  | Mini-Splits(Non-Ducted) | DLFPHAH12XAK |  | 12000 | 24 | 9.5 | 12000 | 12000 | 100% | 1.75 | 13.5 | 13.5 |  |  |  |  | R-410A | 1 | Residential & Commercial | VSMSHP | Non-Ducted CEE Tier 2
202110484 | Mini/Multi Split | ACD | HRCU-A-CB-O | UHD12KCH31S-O |  | Mini-Splits(Non-Ducted) | UHD12KCH31S-I |  | 12000 | 24 | 8.5 | 12200 | 12000 | 98.36% | 1.91 | 15.3 | 14 |  |  |  |  | R-410A | 1 | Residential & Commercial | VSMSHP
202110485 | Mini/Multi Split | ACD | HRCU-A-CB-O | UHD18KCH25S-O |  | Mini-Splits(Non-Ducted) | UHD18KCH25S-I |  | 18000 | 22 | 10 | 18000 | 20000 | 111.1% | 1.8 | 13.5 | 13.5 |  |  |  |  | R-410A | 1.5 | Residential & Commercial | VSMSHP | Non-Ducted CEE Tier 2
202021914 | Mini/Multi Split | MANUFLOW | HRCU-A-CB-O | AS-18UW3SBBDJ(O) |  | Mini-Splits(Non-Ducted) | AS-18UW3SBBDJ(I) |  | 18000 | 22.5 | 8.6 | 17000 | 11900 | 70% | 1.8 | 13 | 13 |  |  |  |  | R-410A | 1.5 | Residential & Commercial | VSMSHP
202021915 | Mini/Multi Split | MANUFLOW | HRCU-A-CB-O | AS-09UW3SXEDJ(O) |  | Mini-Splits(Non-Ducted) | AS-09UW3SXEDJ(I) |  | 9000 | 27.5 | 10.5 | 10000 | 7000 | 70% | 2.1 | 16.1 | 15.5 |  |  |  |  | R-410A | 0.75 | Residential & Commercial | VSMSHP | Non-Ducted CEE Tier 2
202021916 | Mini/Multi Split | MANUFLOW | HRCU-A-CB-O | AS-12UW3SXADJ(O) |  | Mini-Splits(Non-Ducted) | AS-12UW3SXADJ(I) |  | 12000 | 23.5 | 9.8 | 12000 | 8400 | 70% | 1.75 | 15.4 | 15.4 |  |  |  |  | R-410A | 1 | Residential & Commercial | VSMSHP | Non-Ducted CEE Tier 2
202021939 | Mini/Multi Split | WINDAIR | HRCU-A-CB-O | DWH18UR3SBBTE/O |  | Mini-Splits(Non-Ducted) | DWH18UR3SBBTE/I |  | 18000 | 22.5 | 8.6 | 17000 | 11900 | 70% | 1.8 | 13 | 13 |  |  |  |  | R-410A | 1.5 | Residential & Commercial | VSMSHP
202021941 | Mini/Multi Split | WINDAIR | HRCU-A-CB-O | DWH09UW3SXETE00/O |  | Mini-Splits(Non-Ducted) | DWH09UW3SXETE00/I |  | 9000 | 27.5 | 10.5 | 10000 | 7000 | 70% | 2.1 | 16.1 | 15.5 |  |  |  |  | R-410A | 0.75 | Residential & Commercial | VSMSHP | Non-Ducted CEE Tier 2
202021942 | Mini/Multi Split | WINDAIR | HRCU-A-CB-O | DWH12UW3SXATE00/O |  | Mini-Splits(Non-Ducted) | DWH12UW3SXATE00/I |  | 12000 | 23.5 | 9.8 | 12000 | 8400 | 70% | 1.75 | 15.4 | 15.4 |  |  |  |  | R-410A | 1 | Residential & Commercial | VSMSHP | Non-Ducted CEE Tier 2
202021963 | Mini/Multi Split | WABBAN | HRCU-A-CB-O | BB18UW3SBBTE/O |  | Mini-Splits(Non-Ducted) | BB18UW3SBBTE/I |  | 18000 | 22.5 | 8.6 | 17000 | 11900 | 70% | 1.8 | 13 | 13 |  |  |  |  | R-410A | 1.5 | Residential & Commercial | VSMSHP
202021965 | Mini/Multi Split | WABBAN | HRCU-A-CB-O | BB09UW3SXETE00/O |  | Mini-Splits(Non-Ducted) | BB09UW3SXETE00/I |  | 9000 | 27.5 | 10.5 | 10000 | 7000 | 70% | 2.1 | 16.1 | 15.5 |  |  |  |  | R-410A | 0.75 | Residential & Commercial | VSMSHP | Non-Ducted CEE Tier 2
202021966 | Mini/Multi Split | WABBAN | HRCU-A-CB-O | BB12UW3SXATE00/O |  | Mini-Splits(Non-Ducted) | BB12UW3SXATE00/I |  | 12000 | 23.5 | 9.8 | 12000 | 8400 | 70% | 1.75 | 15.4 | 15.4 |  |  |  |  | R-410A | 1 | Residential & Commercial | VSMSHP | Non-Ducted CEE Tier 2
201912599 | Mini/Multi Split | HISENSE | HRCU-A-CB-O | AS-18UW3SBB |  | Mini-Splits(Non-Ducted) | AS-18UW3SBB** |  | 18000 | 22.5 | 8.6 | 17000 | 11900 | 70% | 1.8 | 13 | 13 |  |  |  |  | R-410A | 1.5 | Residential & Commercial | VSMSHP
201981253 | Mini/Multi Split | HISENSE | HRCU-A-CB-O | AS-09UW3SXE00 |  | Mini-Splits(Non-Ducted) | AS-09UW3SXE**00 |  | 9000 | 27.5 | 10.5 | 10000 | 7000 | 70% | 2.1 | 16.1 | 15.5 |  |  |  |  | R-410A | 0.75 | Residential & Commercial | VSMSHP | Non-Ducted CEE Tier 2
201981254 | Mini/Multi Split | HISENSE | HRCU-A-CB-O | AS-12UW3SXA00 |  | Mini-Splits(Non-Ducted) | AS-12UW3SXA**00 |  | 12000 | 23.5 | 9.8 | 12000 | 8400 | 70% | 1.75 | 15.4 | 15.4 |  |  |  |  | R-410A | 1 | Residential & Commercial | VSMSHP | Non-Ducted CEE Tier 2
201863350 | Mini/Multi Split | ACD | HRCU-A-CB-O | OCD09KCH23S-O |  | Mini-Splits(Non-Ducted) | OCD09KCH23S-I |  | 9000 | 23 | 8.5 | 11000 | 9000 | 81.82% | 1.97 | 14 | 14 |  |  |  |  | R-410A | 0.75 | Residential & Commercial | VSMSHP
201863351 | Mini/Multi Split | ACD | HRCU-A-CB-O | OCD12KCH22S-O |  | Mini-Splits(Non-Ducted) | OCD12KCH22S-I |  | 12000 | 21.5 | 8.5 | 13000 | 9100 | 70% | 1.8 | 12.5 | 12 |  |  |  |  | R-410A | 1 | Residential & Commercial | VSMSHP
201863352 | Mini/Multi Split | ACD | HRCU-A-CB-O | OCD18KCH20S-O |  | Mini-Splits(Non-Ducted) | OCD18KCH20S-I |  | 18000 | 20 | 8.5 | 19800 | 15000 | 75.76% | 1.75 | 12.5 | 12.5 |  |  |  |  | R-410A | 1.5 | Residential & Commercial | VSMSHP
201863353 | Mini/Multi Split | ACD | HRCU-A-CB-O | OCD24KCH20S-O |  | Mini-Splits(Non-Ducted) | OCD24KCH20S-I |  | 22000 | 20 | 8.5 | 24000 | 19800 | 82.5% | 1.75 | 12.5 | 12.5 |  |  |  |  | R-410A | 1.8333 | Residential & Commercial | VSMSHP
201835748 | Mini/Multi Split | TEMPSTAR | HRCU-A-CB-O | DLCPRAH09AAK |  | Mini-Splits(Non-Ducted) | DLFPHAH09XAK |  | 9000 | 26 | 12.5 | 10000 | 12000 | 120% | 1.75 | 15 | 15 |  |  |  |  | R-410A | 0.75 | Residential & Commercial | VSMSHP | Non-Ducted CEE Tier 2
201835749 | Mini/Multi Split | KENMORE | HRCU-A-CB-O | DLCPRAH09AAK |  | Mini-Splits(Non-Ducted) | DLFPHAH09XAK |  | 9000 | 26 | 12.5 | 10000 | 12000 | 120% | 1.75 | 15 | 15 |  |  |  |  | R-410A | 0.75 | Residential & Commercial | VSMSHP | Non-Ducted CEE Tier 2
201835750 | Mini/Multi Split | TEMPSTAR | HRCU-A-CB-O | DLCPRAH12AAK |  | Mini-Splits(Non-Ducted) | DLFPHAH12XAK |  | 12000 | 24 | 9.5 | 12000 | 12000 | 100% | 1.75 | 13.5 | 13.5 |  |  |  |  | R-410A | 1 | Residential & Commercial | VSMSHP | Non-Ducted CEE Tier 2
201835751 | Mini/Multi Split | KENMORE | HRCU-A-CB-O | DLCPRAH12AAK |  | Mini-Splits(Non-Ducted) | DLFPHAH12XAK |  | 12000 | 24 | 9.5 | 12000 | 12000 | 100% | 1.75 | 13.5 | 13.5 |  |  |  |  | R-410A | 1 | Residential & Commercial | VSMSHP | Non-Ducted CEE Tier 2
201810386 | Mini/Multi Split | TGM | HRCU-A-CB-O | HRHDBT18AS |  | Mini-Splits(Non-Ducted) | HWHDBT18S |  | 18000 | 22.5 | 8.6 | 17000 | 11900 | 70% | 1.8 | 13 | 13 |  |  |  |  | R-410A | 1.5 | Residential & Commercial | VSMSHP
201810392 | Mini/Multi Split | CLASSIC | HRCU-A-CB-O | HRHDBC12AS |  | Mini-Splits(Non-Ducted) | HWHDBC12S |  | 12000 | 21 | 9.5 | 12000 | 8400 | 70% | 1.75 | 13 | 13 |  |  |  |  | R-410A | 1 | Residential & Commercial | VSMSHP | Non-Ducted CEE Tier 2
201810393 | Mini/Multi Split | CLASSIC | HRCU-A-CB-O | HRHDBC18AS |  | Mini-Splits(Non-Ducted) | HWHDBC18S |  | 18000 | 22.5 | 8.6 | 17000 | 11900 | 70% | 1.8 | 13 | 13 |  |  |  |  | R-410A | 1.5 | Residential & Commercial | VSMSHP
201835506 | Mini/Multi Split | ARCOAIRE | HRCU-A-CB-O | DLCPRAH09AAK |  | Mini-Splits(Non-Ducted) | DLFPHAH09XAK |  | 9000 | 26 | 12.5 | 10000 | 12000 | 120% | 1.75 | 15 | 15 |  |  |  |  | R-410A | 0.75 | Residential & Commercial | VSMSHP | Non-Ducted CEE Tier 2
201835507 | Mini/Multi Split | ARCOAIRE | HRCU-A-CB-O | DLCPRAH12AAK |  | Mini-Splits(Non-Ducted) | DLFPHAH12XAK |  | 12000 | 24 | 9.5 | 12000 | 12000 | 100% | 1.75 | 13.5 | 13.5 |  |  |  |  | R-410A | 1 | Residential & Commercial | VSMSHP | Non-Ducted CEE Tier 2
201835554 | Mini/Multi Split | COMFORTMAKER | HRCU-A-CB-O | DLCPRAH09AAK |  | Mini-Splits(Non-Ducted) | DLFPHAH09XAK |  | 9000 | 26 | 12.5 | 10000 | 12000 | 120% | 1.75 | 15 | 15 |  |  |  |  | R-410A | 0.75 | Residential & Commercial | VSMSHP | Non-Ducted CEE Tier 2
201835555 | Mini/Multi Split | COMFORTMAKER | HRCU-A-CB-O | DLCPRAH12AAK |  | Mini-Splits(Non-Ducted) | DLFPHAH12XAK |  | 12000 | 24 | 9.5 | 12000 | 12000 | 100% | 1.75 | 13.5 | 13.5 |  |  |  |  | R-410A | 1 | Residential & Commercial | VSMSHP | Non-Ducted CEE Tier 2
201835652 | Mini/Multi Split | KEEPRITE | HRCU-A-CB-O | DLCPRAH09AAK |  | Mini-Splits(Non-Ducted) | DLFPHAH09XAK |  | 9000 | 26 | 12.5 | 10000 | 12000 | 120% | 1.75 | 15 | 15 |  |  |  |  | R-410A | 0.75 | Residential & Commercial | VSMSHP | Non-Ducted CEE Tier 2
201835653 | Mini/Multi Split | HEIL | HRCU-A-CB-O | DLCPRAH09AAK |  | Mini-Splits(Non-Ducted) | DLFPHAH09XAK |  | 9000 | 26 | 12.5 | 10000 | 12000 | 120% | 1.75 | 15 | 15 |  |  |  |  | R-410A | 0.75 | Residential & Commercial | VSMSHP | Non-Ducted CEE Tier 2
201835654 | Mini/Multi Split | HEIL | HRCU-A-CB-O | DLCPRAH12AAK |  | Mini-Splits(Non-Ducted) | DLFPHAH12XAK |  | 12000 | 24 | 9.5 | 12000 | 12000 | 100% | 1.75 | 13.5 | 13.5 |  |  |  |  | R-410A | 1 | Residential & Commercial | VSMSHP | Non-Ducted CEE Tier 2
201835655 | Mini/Multi Split | KEEPRITE | HRCU-A-CB-O | DLCPRAH12AAK |  | Mini-Splits(Non-Ducted) | DLFPHAH12XAK |  | 12000 | 24 | 9.5 | 12000 | 12000 | 100% | 1.75 | 13.5 | 13.5 |  |  |  |  | R-410A | 1 | Residential & Commercial | VSMSHP | Non-Ducted CEE Tier 2
201835602 | Mini/Multi Split | DAY & NIGHT | HRCU-A-CB-O | DLCPRAH09AAK |  | Mini-Splits(Non-Ducted) | DLFPHAH09XAK |  | 9000 | 26 | 12.5 | 10000 | 12000 | 120% | 1.75 | 15 | 15 |  |  |  |  | R-410A | 0.75 | Residential & Commercial | VSMSHP | Non-Ducted CEE Tier 2
201835603 | Mini/Multi Split | DAY & NIGHT | HRCU-A-CB-O | DLCPRAH12AAK |  | Mini-Splits(Non-Ducted) | DLFPHAH12XAK |  | 12000 | 24 | 9.5 | 12000 | 12000 | 100% | 1.75 | 13.5 | 13.5 |  |  |  |  | R-410A | 1 | Residential & Commercial | VSMSHP | Non-Ducted CEE Tier 2
201763897 | Mini/Multi Split | FRIEDRICH | HRCU-A-CB-O | MRH09Y3JA |  | Mini-Splits(Non-Ducted) | MWH09Y3JA |  | 9000 | 27.5 | 10.5 | 10000 | 7000 | 70% | 2.1 | 16.1 | 15.5 |  |  |  |  | R-410A | 0.75 | Residential & Commercial | VSMSHP | Non-Ducted CEE Tier 2
201763898 | Mini/Multi Split | FRIEDRICH | HRCU-A-CB-O | MRH12Y3JA |  | Mini-Splits(Non-Ducted) | MWH12Y3JA |  | 12000 | 23.5 | 9.8 | 12000 | 8400 | 70% | 1.75 | 15.4 | 15.4 |  |  |  |  | R-410A | 1 | Residential & Commercial | VSMSHP | Non-Ducted CEE Tier 2
201796630 | Mini/Multi Split | LENNOX | HRCU-A-CB-O | MPB009S4S-1P |  | Mini-Splits(Non-Ducted) | MWMA009S4-3P |  | 9000 | 21.8 | 9.3 | 9800 | 7300 | 74.49% | 1.83 | 14.9 | 14.9 |  |  |  |  | R-410A | 0.75 | Residential & Commercial | VSMSHP
201796631 | Mini/Multi Split | LENNOX | HRCU-A-CB-O | MPB012S4S-1P |  | Mini-Splits(Non-Ducted) | MWMA012S4-3P |  | 12000 | 22.3 | 8.8 | 12000 | 8400 | 70% | 1.78 | 13.7 | 13.7 |  |  |  |  | R-410A | 1 | Residential & Commercial | VSMSHP
200059281 | Mini/Multi Split | MDV | HRCU-A-CB-O | MOCA30-09HFN1-MZA5W |  | Mini-Splits(Non-Ducted) | MSOP1B-09HRFN1-MZA5W |  | 9000 | 26 | 12.5 | 10000 | 12000 | 120% | 1.75 | 15 | 15 |  |  |  |  | R-410A | 0.75 | Residential & Commercial | VSMSHP | Non-Ducted CEE Tier 2
200059283 | Mini/Multi Split | MDV | HRCU-A-CB-O | MOCA30-12HFN1-MZ50W |  | Mini-Splits(Non-Ducted) | MSOP1B-12HRFN1-MZ50W |  | 12000 | 24 | 9.5 | 12000 | 12000 | 100% | 1.75 | 13.5 | 13.5 |  |  |  |  | R-410A | 1 | Residential & Commercial | VSMSHP | Non-Ducted CEE Tier 2
200059329 | Mini/Multi Split | MDV | HRCU-A-CB-O | MOCA30-09HFN1-MZA5W |  | Mini-Splits(Non-Ducted) | CMSOP1B-09HRFN1-MZA5W |  | 9000 | 26 | 12.5 | 10000 | 12000 | 120% | 1.75 | 15 | 15 |  |  |  |  | R-410A | 0.75 | Residential & Commercial | VSMSHP | Non-Ducted CEE Tier 2
200059331 | Mini/Multi Split | MDV | HRCU-A-CB-O | MOCA30-12HFN1-MZ50W |  | Mini-Splits(Non-Ducted) | CMSOP1B-12HRFN1-MZ50W |  | 12000 | 24 | 9.5 | 12000 | 12000 | 100% | 1.75 | 13.5 | 13.5 |  |  |  |  | R-410A | 1 | Residential & Commercial | VSMSHP | Non-Ducted CEE Tier 2
201753408 | Mini/Multi Split | CARRIER | HRCU-A-CB-O | 38MPRAQ09AA3 |  | Mini-Splits(Non-Ducted) | 40MPHAQ09XA3 |  | 9000 | 26 | 12.5 | 10000 | 12000 | 120% | 1.75 | 15 | 15 |  |  |  |  | R-410A | 0.75 | Residential & Commercial | VSMSHP | Non-Ducted CEE Tier 2
201753409 | Mini/Multi Split | BRYANT | HRCU-A-CB-O | 38MPRAQ09AA3 |  | Mini-Splits(Non-Ducted) | 619PHAQ09XA3 |  | 9000 | 26 | 12.5 | 10000 | 12000 | 120% | 1.75 | 15 | 15 |  |  |  |  | R-410A | 0.75 | Residential & Commercial | VSMSHP | Non-Ducted CEE Tier 2
201753410 | Mini/Multi Split | PAYNE | HRCU-A-CB-O | 38MPRAQ09AA3 |  | Mini-Splits(Non-Ducted) | DHMPHAQ09XA3 |  | 9000 | 26 | 12.5 | 10000 | 12000 | 120% | 1.75 | 15 | 15 |  |  |  |  | R-410A | 0.75 | Residential & Commercial | VSMSHP | Non-Ducted CEE Tier 2
201753411 | Mini/Multi Split | CARRIER | HRCU-A-CB-O | 38MPRAQ12AA3 |  | Mini-Splits(Non-Ducted) | 40MPHAQ12XA3 |  | 12000 | 24 | 9.5 | 12000 | 12000 | 100% | 1.75 | 13.5 | 13.5 |  |  |  |  | R-410A | 1 | Residential & Commercial | VSMSHP | Non-Ducted CEE Tier 2
201753412 | Mini/Multi Split | BRYANT | HRCU-A-CB-O | 38MPRAQ12AA3 |  | Mini-Splits(Non-Ducted) | 619PHAQ12XA3 |  | 12000 | 24 | 9.5 | 12000 | 12000 | 100% | 1.75 | 13.5 | 13.5 |  |  |  |  | R-410A | 1 | Residential & Commercial | VSMSHP | Non-Ducted CEE Tier 2
201753413 | Mini/Multi Split | PAYNE | HRCU-A-CB-O | 38MPRAQ12AA3 |  | Mini-Splits(Non-Ducted) | DHMPHAQ12XA3 |  | 12000 | 24 | 9.5 | 12000 | 12000 | 100% | 1.75 | 13.5 | 13.5 |  |  |  |  | R-410A | 1 | Residential & Commercial | VSMSHP | Non-Ducted CEE Tier 2
201753970 | Mini/Multi Split | MIDEA | HRCU-A-CB-O | 38MPRAQ09AA3 |  | Mini-Splits(Non-Ducted) | DHMPHAQ09XA3 |  | 9000 | 26 | 12.5 | 10000 | 12000 | 120% | 1.75 | 15 | 15 |  |  |  |  | R-410A | 0.75 | Residential & Commercial | VSMSHP | Non-Ducted CEE Tier 2
201753971 | Mini/Multi Split | MIDEA | HRCU-A-CB-O | 38MPRAQ12AA3 |  | Mini-Splits(Non-Ducted) | DHMPHAQ12XA3 |  | 12000 | 24 | 9.5 | 12000 | 12000 | 100% | 1.75 | 13.5 | 13.5 |  |  |  |  | R-410A | 1 | Residential & Commercial | VSMSHP | Non-Ducted CEE Tier 2
201753972 | Mini/Multi Split | MIDEA | HRCU-A-CB-O | DLCPRAH09AAK |  | Mini-Splits(Non-Ducted) | DLFPHAH09XAK |  | 9000 | 26 | 12.5 | 10000 | 12000 | 120% | 1.75 | 15 | 15 |  |  |  |  | R-410A | 0.75 | Residential & Commercial | VSMSHP | Non-Ducted CEE Tier 2
201755033 | Mini/Multi Split | MIDEA | HRCU-A-CB-O | DLCPRAH12AAK |  | Mini-Splits(Non-Ducted) | DLFPHAH12XAK |  | 12000 | 24 | 9.5 | 12000 | 12000 | 100% | 1.75 | 13.5 | 13.5 |  |  |  |  | R-410A | 1 | Residential & Commercial | VSMSHP | Non-Ducted CEE Tier 2
200059186 | Mini/Multi Split | DUCANE | HRCU-A-CB-O | 4DHP1S09S-1P |  | Mini-Splits(Non-Ducted) | DWM109S4-1P |  | 9000 | 21.8 | 9.3 | 9800 | 7300 | 74.49% | 1.83 | 14.9 | 14.9 |  |  |  |  | R-410A | 0.75 | Residential & Commercial | VSMSHP
200059187 | Mini/Multi Split | CONCORD | HRCU-A-CB-O | 4DHP1S09S-1P |  | Mini-Splits(Non-Ducted) | DWM109S4-1P |  | 9000 | 21.8 | 9.3 | 9800 | 7300 | 74.49% | 1.83 | 14.9 | 14.9 |  |  |  |  | R-410A | 0.75 | Residential & Commercial | VSMSHP
200059192 | Mini/Multi Split | DUCANE | HRCU-A-CB-O | 4DHP1S12S-1P |  | Mini-Splits(Non-Ducted) | DWM112S4-1P |  | 12000 | 22.3 | 8.8 | 12000 | 8400 | 70% | 1.78 | 13.7 | 13.7 |  |  |  |  | R-410A | 1 | Residential & Commercial | VSMSHP
200059193 | Mini/Multi Split | CONCORD | HRCU-A-CB-O | 4DHP1S12S-1P |  | Mini-Splits(Non-Ducted) | DWM112S4-1P |  | 12000 | 22.3 | 8.8 | 12000 | 8400 | 70% | 1.78 | 13.7 | 13.7 |  |  |  |  | R-410A | 1 | Residential & Commercial | VSMSHP
10531403 | Mini/Multi Split | AC PRO.COM | HRCU-A-CB-O | AWH09QC-A3DNA1D/O |  | Mini-Splits(Non-Ducted) | AWH09QC-A3DNA3D/I |  | 9000 | 23 | 9.4 | 9900 | 8700 | 87.88% | 2.03 | 13 | 13 |  |  |  |  | R-410A | 0.75 | Residential & Commercial | VSMSHP
10531405 | Mini/Multi Split | AC PRO.COM | HRCU-A-CB-O | AWH09QC-D3DNA1D/O |  | Mini-Splits(Non-Ducted) | AWH09QC-D3DNA3D/I |  | 9000 | 23 | 8.5 | 11000 | 9000 | 81.82% | 1.97 | 14 | 14 |  |  |  |  | R-410A | 0.75 | Residential & Commercial | VSMSHP
10531406 | Mini/Multi Split | AC PRO.COM | HRCU-A-CB-O | AWH12QC-D3DNA1D/O |  | Mini-Splits(Non-Ducted) | AWH12QC-D3DNA3D/I |  | 12000 | 21.5 | 8.5 | 13000 | 9100 | 70% | 1.8 | 12.5 | 12 |  |  |  |  | R-410A | 1 | Residential & Commercial | VSMSHP
10544533 | Mini/Multi Split | AC PRO.COM | HRCU-A-CB-O | AWH18QD-D3DNA1G/O |  | Mini-Splits(Non-Ducted) | AWH18QD-D3DNA3G/I |  | 18000 | 20 | 8.5 | 19800 | 15000 | 75.76% | 1.75 | 12.5 | 12.5 |  |  |  |  | R-410A | 1.5 | Residential & Commercial | VSMSHP
10544534 | Mini/Multi Split | AC PRO.COM | HRCU-A-CB-O | AWH24QE-D3DNA1D/O |  | Mini-Splits(Non-Ducted) | AWH24QE-D3DNA3D/I |  | 22000 | 20 | 8.5 | 24000 | 19800 | 82.5% | 1.75 | 12.5 | 12.5 |  |  |  |  | R-410A | 1.8333 | Residential & Commercial | VSMSHP
10567390 | Mini/Multi Split | LG | HRCU-A-CB-O | LSU180HSV5 |  | Mini-Splits(Non-Ducted) | LAN180HSV5 |  | 18000 | 22 | 9.5 | 21600 | 15200 | 70.37% | 1.8 | 12.6 | 12.55 |  |  |  |  | R-410A | 1.5 | Residential & Commercial | VSMSHP | Non-Ducted CEE Tier 2
10567391 | Mini/Multi Split | LG | HRCU-A-CB-O | LSU180HSV5 |  | Mini-Splits(Non-Ducted) | LSN180HSV5 |  | 18000 | 22 | 9.5 | 21600 | 15200 | 70.37% | 1.8 | 12.6 | 12.55 |  |  |  |  | R-410A | 1.5 | Residential & Commercial | VSMSHP | Non-Ducted CEE Tier 2
10567392 | Mini/Multi Split | LG | HRCU-A-CB-O | LGU181HSV3 |  | Mini-Splits(Non-Ducted) | LGN181HSV3 |  | 18000 | 22 | 9.5 | 21600 | 15200 | 70.37% | 1.8 | 12.6 | 12.55 |  |  |  |  | R-410A | 1.5 | Residential & Commercial | VSMSHP | Non-Ducted CEE Tier 2
10567393 | Mini/Multi Split | LG | HRCU-A-CB-O | LSU090HSV5 |  | Mini-Splits(Non-Ducted) | LAN090HSV5 |  | 9000 | 23.2 | 10.2 | 10900 | 7700 | 70.64% | 1.8 | 14.5 | 14.5 |  |  |  |  | R-410A | 0.75 | Residential & Commercial | VSMSHP | Non-Ducted CEE Tier 2
10567394 | Mini/Multi Split | LG | HRCU-A-CB-O | LSU090HSV5 |  | Mini-Splits(Non-Ducted) | LSN090HSV5 |  | 9000 | 23.2 | 10.2 | 10900 | 7700 | 70.64% | 1.8 | 14.5 | 14.5 |  |  |  |  | R-410A | 0.75 | Residential & Commercial | VSMSHP | Non-Ducted CEE Tier 2
10569074 | Mini/Multi Split | AC PRO.COM | HRCU-A-CB-O | AWH12YD-D3DNA1A/O |  | Mini-Splits(Non-Ducted) | AWH12QD-D3DN***/I |  | 12000 | 24 | 8.5 | 12200 | 12000 | 98.36% | 1.91 | 15.3 | 14 |  |  |  |  | R-410A | 1 | Residential & Commercial | VSMSHP
10569075 | Mini/Multi Split | AC PRO.COM | HRCU-A-CB-O | AWH18YE-D3DNA1A/O |  | Mini-Splits(Non-Ducted) | AWH18QE-D3DN***/I |  | 18000 | 22 | 10 | 18000 | 20000 | 111.1% | 1.8 | 13.5 | 13.5 |  |  |  |  | R-410A | 1.5 | Residential & Commercial | VSMSHP | Non-Ducted CEE Tier 2
10569076 | Mini/Multi Split | AC PRO.COM | HRCU-A-CB-O | AWH24YE-D3DNA1A/O |  | Mini-Splits(Non-Ducted) | AWH24QE-D3DN***/I |  | 22000 | 21.5 | 9.5 | 24000 | 24000 | 100% | 1.9 | 13 | 13 |  |  |  |  | R-410A | 1.8333 | Residential & Commercial | VSMSHP | Non-Ducted CEE Tier 2
10570122 | Mini/Multi Split | LG | HRCU-A-CB-O | LSU120HSV5 |  | Mini-Splits(Non-Ducted) | LAN120HSV5 |  | 12000 | 22 | 10 | 13600 | 9600 | 70.59% | 1.8 | 12.5 | 12.5 |  |  |  |  | R-410A | 1 | Residential & Commercial | VSMSHP | Non-Ducted CEE Tier 2
10570123 | Mini/Multi Split | LG | HRCU-A-CB-O | LSU120HSV5 |  | Mini-Splits(Non-Ducted) | LSN120HSV5 |  | 12000 | 22 | 10 | 13600 | 9600 | 70.59% | 1.8 | 12.5 | 12.5 |  |  |  |  | R-410A | 1 | Residential & Commercial | VSMSHP | Non-Ducted CEE Tier 2
10570124 | Mini/Multi Split | LG | HRCU-A-CB-O | LGU121HSV3 |  | Mini-Splits(Non-Ducted) | LGN121HSV3 |  | 12000 | 22 | 10 | 13600 | 9600 | 70.59% | 1.8 | 12.5 | 12.5 |  |  |  |  | R-410A | 1 | Residential & Commercial | VSMSHP | Non-Ducted CEE Tier 2
10595377 | Mini/Multi Split | RHEEM | HRCU-A-CB-O | ROSH18AHXHJ |  | Mini-Splits(Non-Ducted) | RIWH18AVFJ |  | 18000 | 20 | 10 | 21600 | 19000 | 87.96% | 2.18 | 13.3 | 13.3 |  |  |  |  | R-410A | 1.5 | Residential & Commercial | VSMSHP | Non-Ducted CEE Tier 2
10595379 | Mini/Multi Split | RHEEM | HRCU-A-CB-O | ROSH24AHXHJ |  | Mini-Splits(Non-Ducted) | RIWH24AVFJ |  | 22000 | 19.5 | 10.5 | 25200 | 23200 | 92.06% | 2.04 | 12.5 | 12.5 |  |  |  |  | R-410A | 1.8333 | Residential & Commercial | VSMSHP | Non-Ducted CEE Tier 2
10595381 | Mini/Multi Split | RHEEM | HRCU-A-CB-O | ROSH30AHXHJ |  | Mini-Splits(Non-Ducted) | RIWH30AVFJ |  | 30000 | 18.7 | 10 | 32000 | 30400 | 95% | 2.02 | 12.5 | 12.5 |  |  |  |  | R-410A | 2.5 | Residential & Commercial | VSMSHP | Non-Ducted CEE Tier 2
10595382 | Mini/Multi Split | RUUD | HRCU-A-CB-O | UOSH30AHXHJ |  | Mini-Splits(Non-Ducted) | UIWH30AVFJ |  | 30000 | 18.7 | 10 | 32000 | 30400 | 95% | 2.02 | 12.5 | 12.5 |  |  |  |  | R-410A | 2.5 | Residential & Commercial | VSMSHP | Non-Ducted CEE Tier 2
10595383 | Mini/Multi Split | RHEEM | HRCU-A-CB-O | ROSH09AFFHJ |  | Mini-Splits(Non-Ducted) | RIFH09AVFJ |  | 9000 | 26 | 11.6 | 12000 | 13400 | 111.7% | 1.9 | 16 | 16 |  |  |  |  | R-410A | 0.75 | Residential & Commercial | VSMSHP | Non-Ducted CEE Tier 2
10595386 | Mini/Multi Split | RHEEM | HRCU-A-CB-O | ROSH12AFFHJ |  | Mini-Splits(Non-Ducted) | RIFH12AVFJ |  | 12000 | 22.7 | 11 | 16000 | 13400 | 83.75% | 1.9 | 13.1 | 13.1 |  |  |  |  | R-410A | 1 | Residential & Commercial | VSMSHP | Non-Ducted CEE Tier 2
10595387 | Mini/Multi Split | RUUD | HRCU-A-CB-O | UOSH12AFFHJ |  | Mini-Splits(Non-Ducted) | RIFH12AVFJ |  | 12000 | 22.7 | 11 | 16000 | 13400 | 83.75% | 1.9 | 13.1 | 13.1 |  |  |  |  | R-410A | 1 | Residential & Commercial | VSMSHP | Non-Ducted CEE Tier 2
10595389 | Mini/Multi Split | RHEEM | HRCU-A-CB-O | ROSH15AFFHJ |  | Mini-Splits(Non-Ducted) | RIFH15AVFJ |  | 14200 | 20.3 | 10.5 | 18000 | 18100 | 100.6% | 1.84 | 12.5 | 12.5 |  |  |  |  | R-410A | 1.1833 | Residential & Commercial | VSMSHP | Non-Ducted CEE Tier 2
10595390 | Mini/Multi Split | RUUD | HRCU-A-CB-O | UOSH15AFFHJ |  | Mini-Splits(Non-Ducted) | RIFH15AVFJ |  | 14200 | 20.3 | 10.5 | 18000 | 18100 | 100.6% | 1.84 | 12.5 | 12.5 |  |  |  |  | R-410A | 1.1833 | Residential & Commercial | VSMSHP | Non-Ducted CEE Tier 2
10595392 | Mini/Multi Split | RHEEM | HRCU-A-CB-O | ROSH09AFFJ |  | Mini-Splits(Non-Ducted) | RIFH09AVFJ |  | 9000 | 26 | 11.8 | 12000 | 13400 | 111.7% | 1.9 | 16 | 16 |  |  |  |  | R-410A | 0.75 | Residential & Commercial | VSMSHP | Non-Ducted CEE Tier 2
10595394 | Mini/Multi Split | RHEEM | HRCU-A-CB-O | ROSH12AFFJ |  | Mini-Splits(Non-Ducted) | RIFH12AVFJ |  | 12000 | 22.7 | 11.2 | 16000 | 13400 | 83.75% | 1.9 | 13.1 | 13.1 |  |  |  |  | R-410A | 1 | Residential & Commercial | VSMSHP | Non-Ducted CEE Tier 2
10595395 | Mini/Multi Split | RUUD | HRCU-A-CB-O | UOSH12AFFJ |  | Mini-Splits(Non-Ducted) | RIFH12AVFJ |  | 12000 | 22.7 | 11.2 | 16000 | 13400 | 83.75% | 1.9 | 13.1 | 13.1 |  |  |  |  | R-410A | 1 | Residential & Commercial | VSMSHP | Non-Ducted CEE Tier 2
10595396 | Mini/Multi Split | RHEEM | HRCU-A-CB-O | ROSH15AFFJ |  | Mini-Splits(Non-Ducted) | RIFH15AVFJ |  | 14200 | 20.3 | 10.7 | 18000 | 18100 | 100.6% | 1.84 | 12.5 | 12.5 |  |  |  |  | R-410A | 1.1833 | Residential & Commercial | VSMSHP | Non-Ducted CEE Tier 2
10595397 | Mini/Multi Split | RUUD | HRCU-A-CB-O | UOSH15AFFJ |  | Mini-Splits(Non-Ducted) | RIFH15AVFJ |  | 14200 | 20.3 | 10.7 | 18000 | 18100 | 100.6% | 1.84 | 12.5 | 12.5 |  |  |  |  | R-410A | 1.1833 | Residential & Commercial | VSMSHP | Non-Ducted CEE Tier 2
10221175 | Mini/Multi Split | FRIEDRICH | HRCU-A-CB-O | MRAD09Y1J |  | Mini-Splits(Non-Ducted) | MWAD09Y1J |  | 9000 | 23 | 9.4 | 9900 | 8700 | 87.88% | 2.03 | 13 | 13 |  |  |  |  | R-410A | 0.75 | Residential & Commercial | VSMSHP
10221177 | Mini/Multi Split | FRIEDRICH | HRCU-A-CB-O | MRAD18Y3J |  | Mini-Splits(Non-Ducted) | MWAD18Y3J |  | 18000 | 20 | 8.5 | 19800 | 15000 | 75.76% | 1.75 | 12.5 | 12.5 |  |  |  |  | R-410A | 1.5 | Residential & Commercial | VSMSHP
10221178 | Mini/Multi Split | FRIEDRICH | HRCU-A-CB-O | MRAD24Y3J |  | Mini-Splits(Non-Ducted) | MWAD24Y3J |  | 22000 | 20 | 8.5 | 24000 | 19800 | 82.5% | 1.75 | 12.5 | 12.5 |  |  |  |  | R-410A | 1.8333 | Residential & Commercial | VSMSHP
10306426 | Mini/Multi Split | DIRECT AIR | HRCU-A-CB-O | DIR-09HP28-TQO |  | Mini-Splits(Non-Ducted) | DIR-09HP28-TQI |  | 9000 | 27.5 | 10.5 | 10000 | 7000 | 70% | 2.1 | 16.1 | 15.5 |  |  |  |  | R-410A | 0.75 | Residential & Commercial | VSMSHP | Non-Ducted CEE Tier 2
10306427 | Mini/Multi Split | DIRECT AIR | HRCU-A-CB-O | DIR-12HP28-TQO |  | Mini-Splits(Non-Ducted) | DIR-12HP28-TQI |  | 12000 | 23.5 | 9.8 | 12000 | 8400 | 70% | 1.75 | 15.4 | 15.4 |  |  |  |  | R-410A | 1 | Residential & Commercial | VSMSHP | Non-Ducted CEE Tier 2
10318077 | Mini/Multi Split | GREE | HRCU-A-CB-O | GWH09ACD-D3DNA1A/O |  | Mini-Splits(Non-Ducted) | GWH09ACD-D3DN***/I |  | 9000 | 27 | 11 | 9000 | 13000 | 144.4% | 1.91 | 16.5 | 16.6 |  |  |  |  | R-410A | 0.75 | Residential & Commercial | VSMSHP | Non-Ducted CEE Tier 2
10318078 | Mini/Multi Split | GREE | HRCU-A-CB-O | GWH12YD-D3DNA1A/O |  | Mini-Splits(Non-Ducted) | GWH12ACD-D3DN***/I |  | 12000 | 24 | 8.5 | 12200 | 12000 | 98.36% | 1.91 | 15.3 | 14 |  |  |  |  | R-410A | 1 | Residential & Commercial | VSMSHP
10318079 | Mini/Multi Split | GREE | HRCU-A-CB-O | GWH18YE-D3DNA1A/O |  | Mini-Splits(Non-Ducted) | GWH18ACE-D3DN***/I |  | 18000 | 22 | 10 | 18000 | 20000 | 111.1% | 1.8 | 13.5 | 13.5 |  |  |  |  | R-410A | 1.5 | Residential & Commercial | VSMSHP | Non-Ducted CEE Tier 2
214604194 | Mini/Multi Split | HISENSE | HRCU-A-CB-O | AST-24UW3RBB00 |  | Mini-Splits(Non-Ducted) | AST-24UW3RBB**00 |  | 24000 | 19.5 | 8.5 | 24000 | 18500 | 77.08% | 1.9 | 0 | 10.6 |  |  |  |  | R-32 | 2 | Residential & Commercial | VSMSHP
214604195 | Mini/Multi Split | HISENSE | HRCU-A-CB-O | AST-18UR3RXN00 |  | Mini-Splits(Non-Ducted) | AST-18UR3RXN**00 |  | 18000 | 21 | 9.8 | 18000 | 13700 | 76.11% | 2.5 | 0 | 11.95 |  |  |  |  | R-32 | 1.5 | Residential & Commercial | VSMSHP | Non-Ducted CEE Tier 2
214604196 | Mini/Multi Split | HISENSE | HRCU-A-CB-O | AST-24UW3RBN00 |  | Mini-Splits(Non-Ducted) | AST-24UW3RBN**00 |  | 24000 | 19.5 | 8.5 | 24000 | 18500 | 77.08% | 1.9 | 0 | 10.6 |  |  |  |  | R-32 | 2 | Residential & Commercial | VSMSHP
214604197 | Mini/Multi Split | FRIEDRICH | HRCU-A-CB-O | FSHSR18B3B |  | Mini-Splits(Non-Ducted) | FAHFW18A3A |  | 18000 | 21 | 9.8 | 18000 | 13700 | 76.11% | 2.5 | 0 | 11.95 |  |  |  |  | R-32 | 1.5 | Residential & Commercial | VSMSHP | Non-Ducted CEE Tier 2
214604198 | Mini/Multi Split | FRIEDRICH | HRCU-A-CB-O | FSHSR24B3B |  | Mini-Splits(Non-Ducted) | FAHFW24A3A |  | 24000 | 19.5 | 8.5 | 24000 | 18500 | 77.08% | 1.9 | 0 | 10.6 |  |  |  |  | R-32 | 2 | Residential & Commercial | VSMSHP
214605986 | Mini/Multi Split | FRANKLIN | HRCU-A-CB-O | MSH183F25MCAA |  | Mini-Splits(Non-Ducted) | MSH183E23AXAA |  | 17000 | 19.4 | 10 | 18000 | 16400 | 91.11% | 1.9 | 12.5 | 12.5 |  |  |  |  | R-410A | 1.4167 | Residential & Commercial | VSMSHP | Non-Ducted CEE Tier 2
214605987 | Mini/Multi Split | GOODMAN | HRCU-A-CB-O | MSH183F25MCAA |  | Mini-Splits(Non-Ducted) | MSH183E23AXAA |  | 17000 | 19.4 | 10 | 18000 | 16400 | 91.11% | 1.9 | 12.5 | 12.5 |  |  |  |  | R-410A | 1.4167 | Residential & Commercial | VSMSHP | Non-Ducted CEE Tier 2
10268751 | Mini/Multi Split | HISENSE | HRCU-A-CB-O | AS-09UR3SXE00 |  | Mini-Splits(Non-Ducted) | AS-09UR3SXETG00 |  | 9000 | 27.5 | 10 | 10000 | 7000 | 70% | 2.1 | 16.1 | 15.5 |  |  |  |  | R-410A | 0.75 | Residential & Commercial | VSMSHP | Non-Ducted CEE Tier 2
10268752 | Mini/Multi Split | HISENSE | HRCU-A-CB-O | AS-09UR3SXE00 |  | Mini-Splits(Non-Ducted) | AS-09UR3SXETQ00 |  | 9000 | 27.5 | 10.5 | 10000 | 7000 | 70% | 2.1 | 16.1 | 15.5 |  |  |  |  | R-410A | 0.75 | Residential & Commercial | VSMSHP | Non-Ducted CEE Tier 2
10268753 | Mini/Multi Split | HISENSE | HRCU-A-CB-O | AS-09UR3SXE00 |  | Mini-Splits(Non-Ducted) | AS-09UR3SXEDJ00 |  | 9000 | 27.5 | 10.5 | 10000 | 7000 | 70% | 2.1 | 16.1 | 15.5 |  |  |  |  | R-410A | 0.75 | Residential & Commercial | VSMSHP | Non-Ducted CEE Tier 2
10268754 | Mini/Multi Split | HISENSE | HRCU-A-CB-O | AS-09UR3SXE00 |  | Mini-Splits(Non-Ducted) | AS-09UR3SXEDK00 |  | 9000 | 27.5 | 10.5 | 10000 | 7000 | 70% | 2.1 | 16.1 | 15.5 |  |  |  |  | R-410A | 0.75 | Residential & Commercial | VSMSHP | Non-Ducted CEE Tier 2
10268755 | Mini/Multi Split | HISENSE | HRCU-A-CB-O | AS-09UR3SXE00 |  | Mini-Splits(Non-Ducted) | AS-09UR3SXETE00 |  | 9000 | 27.5 | 10.5 | 10000 | 7000 | 70% | 2.1 | 16.1 | 15.5 |  |  |  |  | R-410A | 0.75 | Residential & Commercial | VSMSHP | Non-Ducted CEE Tier 2
10268756 | Mini/Multi Split | HISENSE | HRCU-A-CB-O | AS-12UR3SXA00 |  | Mini-Splits(Non-Ducted) | AS-12UR3SXATG00 |  | 12000 | 23.5 | 9.8 | 12000 | 8400 | 70% | 1.75 | 15.4 | 15.4 |  |  |  |  | R-410A | 1 | Residential & Commercial | VSMSHP | Non-Ducted CEE Tier 2
10268757 | Mini/Multi Split | HISENSE | HRCU-A-CB-O | AS-12UR3SXA00 |  | Mini-Splits(Non-Ducted) | AS-12UR3SXADK00 |  | 12000 | 23.5 | 9.8 | 12000 | 8400 | 70% | 1.75 | 15.4 | 15.4 |  |  |  |  | R-410A | 1 | Residential & Commercial | VSMSHP | Non-Ducted CEE Tier 2
10268758 | Mini/Multi Split | HISENSE | HRCU-A-CB-O | AS-12UR3SXA00 |  | Mini-Splits(Non-Ducted) | AS-12UR3SXATQ00 |  | 12000 | 23.5 | 9.8 | 12000 | 8400 | 70% | 1.75 | 15.4 | 15.4 |  |  |  |  | R-410A | 1 | Residential & Commercial | VSMSHP | Non-Ducted CEE Tier 2
10268759 | Mini/Multi Split | HISENSE | HRCU-A-CB-O | AS-12UR3SXA00 |  | Mini-Splits(Non-Ducted) | AS-12UR3SXATE00 |  | 12000 | 23.5 | 9.8 | 12000 | 8400 | 70% | 1.75 | 15.4 | 15.4 |  |  |  |  | R-410A | 1 | Residential & Commercial | VSMSHP | Non-Ducted CEE Tier 2
10268760 | Mini/Multi Split | HISENSE | HRCU-A-CB-O | AS-12UR3SXA00 |  | Mini-Splits(Non-Ducted) | AS-12UR3SXADJ00 |  | 12000 | 23.5 | 9.8 | 12000 | 8400 | 70% | 1.75 | 15.4 | 15.4 |  |  |  |  | R-410A | 1 | Residential & Commercial | VSMSHP | Non-Ducted CEE Tier 2
10272491 | Mini/Multi Split | AIR-CON | HRCU-A-CB-O | ABSCI4H4S12 |  | Mini-Splits(Non-Ducted) | ABSEM4H4S12 |  | 12000 | 21 | 9.5 | 12000 | 8400 | 70% | 1.75 | 13 | 13 |  |  |  |  | R-410A | 1 | Residential & Commercial | VSMSHP | Non-Ducted CEE Tier 2
10272493 | Mini/Multi Split | AIR-CON | HRCU-A-CB-O | ABSCI4H4S18 |  | Mini-Splits(Non-Ducted) | ABSEM4H4S18 |  | 18000 | 22.5 | 8.6 | 17000 | 11900 | 70% | 1.8 | 13 | 13 |  |  |  |  | R-410A | 1.5 | Residential & Commercial | VSMSHP
10272500 | Mini/Multi Split | AIR-CON | HRCU-A-CB-O | ABZCI4H4S09 |  | Mini-Splits(Non-Ducted) | ABZEM4H4S09 |  | 9000 | 27.5 | 10.5 | 10000 | 7000 | 70% | 2.1 | 16.1 | 15.5 |  |  |  |  | R-410A | 0.75 | Residential & Commercial | VSMSHP | Non-Ducted CEE Tier 2
10272501 | Mini/Multi Split | AIR-CON | HRCU-A-CB-O | ABZCI4H4S12 |  | Mini-Splits(Non-Ducted) | ABZEM4H4S12 |  | 12000 | 23.5 | 9.8 | 12000 | 8400 | 70% | 1.75 | 15.4 | 15.4 |  |  |  |  | R-410A | 1 | Residential & Commercial | VSMSHP | Non-Ducted CEE Tier 2
10277684 | Mini/Multi Split | BOREAL | HRCU-A-CB-O | EQX09HPJ1OB |  | Mini-Splits(Non-Ducted) | EQX09HPJ1IB |  | 9000 | 23 | 8.5 | 11000 | 9000 | 81.82% | 1.97 | 14 | 14 |  |  |  |  | R-410A | 0.75 | Residential & Commercial | VSMSHP
10277685 | Mini/Multi Split | BOREAL | HRCU-A-CB-O | EQX12HPJ1OB |  | Mini-Splits(Non-Ducted) | EQX12HPJ1IB |  | 12000 | 21.5 | 8.5 | 13000 | 9100 | 70% | 1.8 | 12.5 | 12 |  |  |  |  | R-410A | 1 | Residential & Commercial | VSMSHP
10277686 | Mini/Multi Split | BOREAL | HRCU-A-CB-O | EQX18HPJ1OB |  | Mini-Splits(Non-Ducted) | EQX18HPJ1IB |  | 18000 | 20 | 8.5 | 19800 | 15000 | 75.76% | 1.75 | 12.5 | 12.5 |  |  |  |  | R-410A | 1.5 | Residential & Commercial | VSMSHP
10277687 | Mini/Multi Split | BOREAL | HRCU-A-CB-O | EQX24HPJ1OB |  | Mini-Splits(Non-Ducted) | EQX24HPJ1IB |  | 22000 | 20 | 8.5 | 24000 | 19800 | 82.5% | 1.75 | 12.5 | 12.5 |  |  |  |  | R-410A | 1.8333 | Residential & Commercial | VSMSHP
10277943 | Mini/Multi Split | MANUFLOW | HRCU-A-CB-O | AS-12UR3SXEDJ(O) |  | Mini-Splits(Non-Ducted) | AS-12UR3SXEDJ(I) |  | 12000 | 21 | 9.5 | 12000 | 8400 | 70% | 1.75 | 13 | 13 |  |  |  |  | R-410A | 1 | Residential & Commercial | VSMSHP | Non-Ducted CEE Tier 2
10277944 | Mini/Multi Split | MAESTRO | HRCU-A-CB-O | MA-12CA22EXT |  | Mini-Splits(Non-Ducted) | MA-12CA22INT |  | 12000 | 21 | 9.5 | 12000 | 8400 | 70% | 1.75 | 13 | 13 |  |  |  |  | R-410A | 1 | Residential & Commercial | VSMSHP | Non-Ducted CEE Tier 2
10277945 | Mini/Multi Split | MANUFLOW | HRCU-A-CB-O | AS-18UR3SBBDJ(O) |  | Mini-Splits(Non-Ducted) | AS-18UR3SBBDJ(I) |  | 18000 | 22.5 | 8.6 | 17000 | 11900 | 70% | 1.8 | 13 | 13 |  |  |  |  | R-410A | 1.5 | Residential & Commercial | VSMSHP
10277946 | Mini/Multi Split | MAESTRO | HRCU-A-CB-O | MA-18CA22EXT |  | Mini-Splits(Non-Ducted) | MA-18CA22INT |  | 18000 | 22.5 | 8.6 | 17000 | 11900 | 70% | 1.8 | 13 | 13 |  |  |  |  | R-410A | 1.5 | Residential & Commercial | VSMSHP
10277956 | Mini/Multi Split | MANUFLOW | HRCU-A-CB-O | AS-09UR3SXEDJ(O) |  | Mini-Splits(Non-Ducted) | AS-09UR3SXEDJ(I) |  | 9000 | 27.5 | 10.5 | 10000 | 7000 | 70% | 2.1 | 16.1 | 15.5 |  |  |  |  | R-410A | 0.75 | Residential & Commercial | VSMSHP | Non-Ducted CEE Tier 2
10277957 | Mini/Multi Split | MANUFLOW | HRCU-A-CB-O | AS-12UR3SXADJ(O) |  | Mini-Splits(Non-Ducted) | AS-12UR3SXADJ(I) |  | 12000 | 23.5 | 9.8 | 12000 | 8400 | 70% | 1.75 | 15.4 | 15.4 |  |  |  |  | R-410A | 1 | Residential & Commercial | VSMSHP | Non-Ducted CEE Tier 2
10203163 | Mini/Multi Split | GREE | HRCU-A-CB-O | GWH24YE-D3DNA1A/O |  | Mini-Splits(Non-Ducted) | GWH24ACE-D3DN***/I |  | 22000 | 21.5 | 9.5 | 24000 | 24000 | 100% | 1.9 | 13 | 13 |  |  |  |  | R-410A | 1.8333 | Residential & Commercial | VSMSHP | Non-Ducted CEE Tier 2
10149900 | Mini/Multi Split | GREE | HRCU-A-CB-O | SAP09HP230V1AO |  | Mini-Splits(Non-Ducted) | SAP09HP230V1AH |  | 9000 | 27 | 11 | 9000 | 13000 | 144.4% | 1.91 | 16.5 | 16.6 |  |  |  |  | R-410A | 0.75 | Residential & Commercial | VSMSHP | Non-Ducted CEE Tier 2
10157570 | Mini/Multi Split | GREE | HRCU-A-CB-O | SAP18HP230V1AO |  | Mini-Splits(Non-Ducted) | SAP18HP230V1AH |  | 18000 | 22 | 10 | 18000 | 20000 | 111.1% | 1.8 | 13.5 | 13.5 |  |  |  |  | R-410A | 1.5 | Residential & Commercial | VSMSHP | Non-Ducted CEE Tier 2
10157571 | Mini/Multi Split | GREE | HRCU-A-CB-O | SAP24HP230V1AO |  | Mini-Splits(Non-Ducted) | SAP24HP230V1AH |  | 22000 | 21.5 | 9.5 | 24000 | 24000 | 100% | 1.9 | 13 | 13 |  |  |  |  | R-410A | 1.8333 | Residential & Commercial | VSMSHP | Non-Ducted CEE Tier 2
10102524 | Mini/Multi Split | HISENSE | HRCU-A-CB-O | AS-09UR3SXE00 |  | Mini-Splits(Non-Ducted) | AS-09UR3SXE**00 |  | 9000 | 27.5 | 10.5 | 10000 | 7000 | 70% | 2.1 | 16.1 | 15.5 |  |  |  |  | R-410A | 0.75 | Residential & Commercial | VSMSHP | Non-Ducted CEE Tier 2
10102525 | Mini/Multi Split | HISENSE | HRCU-A-CB-O | AS-12UR3SXA00 |  | Mini-Splits(Non-Ducted) | AS-12UR3SXA**00 |  | 12000 | 23.5 | 9.8 | 12000 | 8400 | 70% | 1.75 | 15.4 | 15.4 |  |  |  |  | R-410A | 1 | Residential & Commercial | VSMSHP | Non-Ducted CEE Tier 2
10091691 | Mini/Multi Split | MIRAGE | HRCU-A-CB-O | OAEH121A |  | Mini-Splits(Non-Ducted) | IAEH121A |  | 12000 | 21.5 | 8.5 | 13000 | 9100 | 70% | 1.8 | 12.5 | 12 |  |  |  |  | R-410A | 1 | Residential & Commercial | VSMSHP
10091692 | Mini/Multi Split | MIRAGE | HRCU-A-CB-O | OAEH181A |  | Mini-Splits(Non-Ducted) | IAEH181A |  | 18000 | 20 | 8.5 | 19800 | 15000 | 75.76% | 1.75 | 12.5 | 12.5 |  |  |  |  | R-410A | 1.5 | Residential & Commercial | VSMSHP
10091693 | Mini/Multi Split | MIRAGE | HRCU-A-CB-O | OAEH241A |  | Mini-Splits(Non-Ducted) | IAEH241A |  | 22000 | 20 | 8.5 | 24000 | 19800 | 82.5% | 1.75 | 12.5 | 12.5 |  |  |  |  | R-410A | 1.8333 | Residential & Commercial | VSMSHP
10062020 | Mini/Multi Split | TOSOT | HRCU-A-CB-O | TW18HQ3D6DO |  | Mini-Splits(Non-Ducted) | TW18HQ3D6DI |  | 18000 | 22 | 10 | 18000 | 20000 | 111.1% | 1.8 | 13.5 | 13.5 |  |  |  |  | R-410A | 1.5 | Residential & Commercial | VSMSHP | Non-Ducted CEE Tier 2
10062021 | Mini/Multi Split | TOSOT | HRCU-A-CB-O | TW24HQ3D6DO |  | Mini-Splits(Non-Ducted) | TW24HQ3D6DI |  | 22000 | 21.5 | 9.5 | 24000 | 24000 | 100% | 1.9 | 13 | 13 |  |  |  |  | R-410A | 1.8333 | Residential & Commercial | VSMSHP | Non-Ducted CEE Tier 2
8796398 | Mini/Multi Split | SHARP | HRCU-A-CB-O | AE-X12THU |  | Mini-Splits(Non-Ducted) | AY-XP12THU |  | 11500 | 25 | 12.5 | 14000 | 14000 | 100% | 2.56 | 15 | 15 |  |  |  |  | R-410A | 0.95833 | Residential & Commercial | VSMSHP | Non-Ducted CEE Tier 2
10056169 | Mini/Multi Split | LENNOX | HRCU-A-CB-O | MPB009S4S-1P |  | Mini-Splits(Non-Ducted) | MWMA009S4-1P |  | 9000 | 21.8 | 9.3 | 9800 | 7300 | 74.49% | 1.83 | 14.9 | 14.9 |  |  |  |  | R-410A | 0.75 | Residential & Commercial | VSMSHP
10056170 | Mini/Multi Split | LENNOX | HRCU-A-CB-O | MPB009S4S-1P |  | Mini-Splits(Non-Ducted) | MWMA009S4-2P |  | 9000 | 21.8 | 9.3 | 9800 | 7300 | 74.49% | 1.83 | 14.9 | 14.9 |  |  |  |  | R-410A | 0.75 | Residential & Commercial | VSMSHP
10056171 | Mini/Multi Split | LENNOX | HRCU-A-CB-O | MPB012S4S-1P |  | Mini-Splits(Non-Ducted) | MWMA012S4-1P |  | 12000 | 22.3 | 8.8 | 12000 | 8400 | 70% | 1.78 | 13.7 | 13.7 |  |  |  |  | R-410A | 1 | Residential & Commercial | VSMSHP
10056172 | Mini/Multi Split | LENNOX | HRCU-A-CB-O | MPB012S4S-1P |  | Mini-Splits(Non-Ducted) | MWMA012S4-2P |  | 12000 | 22.3 | 8.8 | 12000 | 8400 | 70% | 1.78 | 13.7 | 13.7 |  |  |  |  | R-410A | 1 | Residential & Commercial | VSMSHP
209832979 | Mini/Multi Split | American Standard / Mitsubishi Electric | HRCU-A-CB-O | MUZ-FS06NA*** |  | Mini-Splits(Non-Ducted) | NAXWPH06B112A* |  | 6000 | 32.2 | 11.9 | 8700 | 10500 | 120.7% | 2.46 | 19.05 | 19.05 |  |  |  |  | R-410A | 0.5 | Residential & Commercial | VSMSHP | Non-Ducted CEE Tier 2
216768202 | Mini/Multi Split | GREE | HRCU-A-CB-O | GWH09AYBXB-D6DNA1A/O |  | Mini-Splits(Non-Ducted) | GWH09ATBXB-D6DN***/I |  | 9100 | 18.8 | 8.6 | 10000 | 7600 | 76% | 1.85 | 0 | 12.3 |  |  |  |  | R-32 | 0.75833 | Residential & Commercial | VSMSHP
216768205 | Mini/Multi Split | TOSOT | HRCU-A-CB-O | TWH36AT19D6DO |  | Mini-Splits(Non-Ducted) | TWH36AT19D6DI |  | 33600 | 21 | 8.5 | 34000 | 24600 | 72.35% | 1.8 | 0 | 10.6 |  |  |  |  | R-32 | 2.8 | Residential & Commercial | VSMSHP
211034416 | Mini/Multi Split | LENNOX | HRCU-A-CB-O | MPC009S4S-1P |  | Mini-Splits(Non-Ducted) | MWMC009S4-*P |  | 9000 | 25.5 | 11.9 | 10000 | 7500 | 75% | 2.17 | 15 | 15 |  |  |  |  | R-410A | 0.75 | Residential & Commercial | VSMSHP | Non-Ducted CEE Tier 2
211259280 | Mini/Multi Split | Mitsubishi Electric | HRCU-A-CB-O | PUZ-HA42NKA1 |  | Mini-Splits(Non-Ducted) | PCA-A42KA* |  | 42000 | 15.5 | 9 | 54000 | 48000 | 88.89% | 1.75 | 10.3 | 10 |  |  |  |  | R-410A | 3.5 | Residential & Commercial | VSMSHP
7091971 | Mini/Multi Split | GREE | HRCU-A-CB-O | GWH12QC-D3DNA1D/O |  | Mini-Splits(Non-Ducted) | GWH12QC-D3DN***/I |  | 12000 | 21.5 | 8.5 | 13000 | 9100 | 70% | 1.8 | 12.5 | 12 |  |  |  |  | R-410A | 1 | Residential & Commercial | VSMSHP
215449763 | Mini/Multi Split | Breeze33 | HRCU-A-CB-O | BZ33-HYP09OUT2-454-G3-P |  | Mini-Splits(Non-Ducted) | BZ33-CASS09-454-G3-P |  | 9000 | 22.6 | 12.1 | 10000 | 11000 | 110% | 1.84 | 0 | 14 |  |  |  |  | R-454B | 0.75 | Residential & Commercial | VSMSHP | Non-Ducted CEE Tier 2
215449764 | Mini/Multi Split | Breeze33 | HRCU-A-CB-O | BZ33-HYP12OUT2-454-G3-P |  | Mini-Splits(Non-Ducted) | BZ33-CASS12-454-G3-P |  | 12000 | 22.2 | 11.6 | 12000 | 11500 | 95.83% | 2 | 0 | 12.5 |  |  |  |  | R-454B | 1 | Residential & Commercial | VSMSHP | Non-Ducted CEE Tier 2
215449765 | Mini/Multi Split | Breeze33 | HRCU-A-CB-O | BZ33-HYP18OUT2-454-G3-P |  | Mini-Splits(Non-Ducted) | BZ33-CASS18-454-G3-P |  | 16000 | 20 | 12.3 | 19000 | 17000 | 89.47% | 1.9 | 0 | 12.5 |  |  |  |  | R-454B | 1.3333 | Residential & Commercial | VSMSHP | Non-Ducted CEE Tier 2
216082314 | Mini/Multi Split | Stelpro | HRCU-A-CB-O | SINB-H09A-O |  | Mini-Splits(Non-Ducted) | SINB-H09A-I |  | 9000 | 21.6 | 9.4 | 10000 | 7000 | 70% | 2 | 0 | 12.6 |  |  |  |  | R-454B | 0.75 | Residential & Commercial | VSMSHP
10149903 | Mini/Multi Split | GREE | HRCU-A-CB-O | SAP12HP230V1AO |  | Mini-Splits(Non-Ducted) | SAP12HP230V1AH |  | 12000 | 24 | 8.5 | 12200 | 12000 | 98.36% | 1.91 | 15.3 | 14 |  |  |  |  | R-410A | 1 | Residential & Commercial | VSMSHP
201810385 | Mini/Multi Split | TGM | HRCU-A-CB-O | HRHDBT12AS |  | Mini-Splits(Non-Ducted) | HWHDBT12S |  | 12000 | 21 | 9.5 | 12000 | 8400 | 70% | 1.75 | 13 | 13 |  |  |  |  | R-410A | 1 | Residential & Commercial | VSMSHP | Non-Ducted CEE Tier 2
206913027 | Mini/Multi Split | FUJITSU | HRCU-A-CB-O | AOUH18LMAS1 |  | Mini-Splits(Non-Ducted) | ASUH18LMAS |  | 18000 | 21.1 | 11.5 | 21600 | 21600 | 100% | 2 | 13 | 13 |  |  |  |  | R-410A | 1.5 | Residential & Commercial | VSMSHP | Non-Ducted CEE Tier 2
206913028 | Mini/Multi Split | FUJITSU | HRCU-A-CB-O | AOUH24LMAS1 |  | Mini-Splits(Non-Ducted) | ASUH24LMAS |  | 22000 | 22.5 | 11.4 | 25200 | 25000 | 99.21% | 2.04 | 12.5 | 12.5 |  |  |  |  | R-410A | 1.8333 | Residential & Commercial | VSMSHP | Non-Ducted CEE Tier 2
212595645 | Mini/Multi Split | SEA BREEZE+ | HRCU-A-CB-O | HSZ9H424ZMO |  | Mini-Splits(Non-Ducted) | SCA9H424ZMI |  | 9000 | 24 | 12.4 | 10900 | 10500 | 96.33% | 1.8 | 13 | 13 |  |  |  |  | R-410A | 0.75 | Residential & Commercial | VSMSHP | Non-Ducted CEE Tier 2
212595647 | Mini/Multi Split | SEA BREEZE+ | HRCU-A-CB-O | HSZ12H424ZMO |  | Mini-Splits(Non-Ducted) | SCA12H424ZMI |  | 12000 | 23 | 10 | 12500 | 11000 | 88% | 1.8 | 13 | 13 |  |  |  |  | R-410A | 1 | Residential & Commercial | VSMSHP | Non-Ducted CEE Tier 2
212595648 | Mini/Multi Split | SEA BREEZE+ | HRCU-A-CB-O | HSZ12H424ZMO |  | Mini-Splits(Non-Ducted) | C12H424ZMI |  | 12000 | 24.2 | 10.7 | 12000 | 11900 | 99.17% | 1.99 | 13.3 | 13.3 |  |  |  |  | R-410A | 1 | Residential & Commercial | VSMSHP | Non-Ducted CEE Tier 2
212595649 | Mini/Multi Split | SEA BREEZE+ | HRCU-A-CB-O | HSZ18H424ZMO |  | Mini-Splits(Non-Ducted) | CA18H424ZMI |  | 16000 | 20 | 9.5 | 17000 | 16000 | 94.12% | 1.75 | 12.5 | 12.5 |  |  |  |  | R-410A | 1.3333 | Residential & Commercial | VSMSHP | Non-Ducted CEE Tier 2
212595650 | Mini/Multi Split | SEA BREEZE+ | HRCU-A-CB-O | HSZ18H424ZMO |  | Mini-Splits(Non-Ducted) | SCA18H424ZMI |  | 16700 | 19.8 | 11.2 | 20000 | 16700 | 83.5% | 1.93 | 12.5 | 12.5 |  |  |  |  | R-410A | 1.3917 | Residential & Commercial | VSMSHP | Non-Ducted CEE Tier 2
212595652 | Mini/Multi Split | SEA BREEZE+ | HRCU-A-CB-O | HSZ18H424ZMO |  | Mini-Splits(Non-Ducted) | C18H424ZMI |  | 16000 | 20.2 | 8.9 | 17000 | 16700 | 98.24% | 1.76 | 11 | 11 |  |  |  |  | R-410A | 1.3333 | Residential & Commercial | VSMSHP
212595653 | Mini/Multi Split | SEA BREEZE+ | HRCU-A-CB-O | HSZ18H424ZMO |  | Mini-Splits(Non-Ducted) | FC18H424ZMI |  | 17000 | 20.5 | 9.8 | 18000 | 16800 | 93.33% | 1.86 | 12.5 | 12.5 |  |  |  |  | R-410A | 1.4167 | Residential & Commercial | VSMSHP | Non-Ducted CEE Tier 2
212595654 | Mini/Multi Split | SEA BREEZE+ | HRCU-A-CB-O | HSZ24H424ZMO |  | Mini-Splits(Non-Ducted) | CA24H424ZMI |  | 24000 | 20.5 | 11.5 | 25000 | 25800 | 103.2% | 2 | 11 | 11 |  |  |  |  | R-410A | 2 | Residential & Commercial | VSMSHP | Non-Ducted CEE Tier 2
212595656 | Mini/Multi Split | SEA BREEZE+ | HRCU-A-CB-O | HSZ24H424ZMO |  | Mini-Splits(Non-Ducted) | FC24H424ZMI |  | 24000 | 20.5 | 11 | 25000 | 25000 | 100% | 2.1 | 11.5 | 11.7 |  |  |  |  | R-410A | 2 | Residential & Commercial | VSMSHP | Non-Ducted CEE Tier 2
211583435 | Mini/Multi Split | AIR-CON | HRCU-A-CB-O | ABHCI4H4S18 |  | Mini-Splits(Non-Ducted) | ABHEM4H4S18 |  | 18000 | 20.5 | 9.5 | 19000 | 13300 | 70% | 1.8 | 13 | 13.2 |  |  |  |  | R-410A | 1.5 | Residential & Commercial | VSMSHP | Non-Ducted CEE Tier 2
211583436 | Mini/Multi Split | AIR-CON | HRCU-A-CB-O | ABHCI4H4S24 |  | Mini-Splits(Non-Ducted) | ABHEM4H4S24 |  | 24000 | 21 | 10 | 26000 | 18200 | 70% | 1.75 | 12.5 | 12.5 |  |  |  |  | R-410A | 2 | Residential & Commercial | VSMSHP | Non-Ducted CEE Tier 2
9959454 | Mini/Multi Split | GREE | HRCU-A-CB-O | VIR12HP230V1BO |  | Mini-Splits(Non-Ducted) | VIR12HP230V1BH |  | 12000 | 21.5 | 8.5 | 13000 | 9100 | 70% | 1.8 | 12.5 | 12 |  |  |  |  | R-410A | 1 | Residential & Commercial | VSMSHP
216765730 | Mini/Multi Split | GREE | HRCU-A-CB-O | GWH09AYBXB-A6DNA1A/O |  | Mini-Splits(Non-Ducted) | GWH09ATBXB-A6DN***/I |  | 9100 | 18.5 | 8.6 | 10000 | 7000 | 70% | 1.8 | 0 | 11.9 |  |  |  |  | R-32 | 0.75833 | Residential & Commercial | VSMSHP
215319223 | Mini/Multi Split | GREE | HRCU-A-CB-O | GWH09ATCXB-D6DNA1B/O |  | Mini-Splits(Non-Ducted) | GWH09AWCXB-D6DN***/I |  | 9100 | 22 | 9.2 | 9800 | 7700 | 78.57% | 1.9 | 0 | 12.3 |  |  |  |  | R-32 | 0.75833 | Residential & Commercial | VSMSHP
9956331 | Mini/Multi Split | GREE | HRCU-A-CB-O | VIR09HP230V1BO |  | Mini-Splits(Non-Ducted) | VIR09HP230V1BH |  | 9000 | 23 | 8.5 | 11000 | 9000 | 81.82% | 1.97 | 14 | 14 |  |  |  |  | R-410A | 0.75 | Residential & Commercial | VSMSHP
9956333 | Mini/Multi Split | GREE | HRCU-A-CB-O | VIR24HP230V1BO |  | Mini-Splits(Non-Ducted) | VIR24HP230V1BH |  | 22000 | 20 | 8.5 | 24000 | 19800 | 82.5% | 1.75 | 12.5 | 12.5 |  |  |  |  | R-410A | 1.8333 | Residential & Commercial | VSMSHP
215289230 | Mini/Multi Split | ACiQ | HRCU-A-CB-O | ACIQ-K09Z-HP115 |  | Mini-Splits(Non-Ducted) | ACIQ-K09W-HP115 |  | 9000 | 19 | 8.5 | 10000 | 7000 | 70% | 1.75 | 0 | 10 |  |  |  |  | R-410A | 0.75 | Residential & Commercial | VSMSHP
215289231 | Mini/Multi Split | ACiQ | HRCU-A-CB-O | ACIQ-K12Z-HP115 |  | Mini-Splits(Non-Ducted) | ACIQ-K12W-HP115 |  | 12000 | 19 | 8.5 | 12200 | 8600 | 70.49% | 1.8 | 0 | 10 |  |  |  |  | R-410A | 1 | Residential & Commercial | VSMSHP
215289232 | Mini/Multi Split | ACiQ | HRCU-A-CB-O | ACIQ-K12Z-HP230 |  | Mini-Splits(Non-Ducted) | ACIQ-K12W-HP230 |  | 12000 | 19 | 8.5 | 12200 | 8600 | 70.49% | 1.8 | 0 | 10 |  |  |  |  | R-410A | 1 | Residential & Commercial | VSMSHP
215294863 | Mini/Multi Split | GREE | HRCU-A-CB-O | GWH18AVEXF-D6DNA1A/O |  | Mini-Splits(Non-Ducted) | GWH18AVEXF-D6DN***/I |  | 18000 | 27.5 | 10 | 18600 | 18000 | 96.77% | 1.8 | 0 | 14.3 |  |  |  |  | R-32 | 1.5 | Residential & Commercial | VSMSHP | Non-Ducted CEE Tier 2
215295786 | Mini/Multi Split | GREE | HRCU-A-CB-O | SAP18HP230V1R32AO |  | Mini-Splits(Non-Ducted) | SAP18HP230V1R32AH |  | 18000 | 27.5 | 10 | 18600 | 18000 | 96.77% | 1.8 | 0 | 14.3 |  |  |  |  | R-32 | 1.5 | Residential & Commercial | VSMSHP | Non-Ducted CEE Tier 2
216765722 | Mini/Multi Split | Generallux | HRCU-A-CB-O | TSHG12E2M23NAR45O |  | Mini-Splits(Non-Ducted) | TSCAS12CD2VIR45I |  | 12000 | 22 | 9.5 | 12500 | 9100 | 72.8% | 1.9 | 0 | 11.7 |  |  |  |  | R-454B | 1 | Residential & Commercial | VSMSHP | Non-Ducted CEE Tier 2
216765723 | Mini/Multi Split | Generallux | HRCU-A-CB-O | TSHG18E2S22NAR45O |  | Mini-Splits(Non-Ducted) | TSCAS18CD2VIR45I |  | 16000 | 20.5 | 8.5 | 18000 | 13200 | 73.33% | 1.8 | 0 | 11.7 |  |  |  |  | R-454B | 1.3333 | Residential & Commercial | VSMSHP
216765724 | Mini/Multi Split | Generallux | HRCU-A-CB-O | TSHG24E2S20NAR45O |  | Mini-Splits(Non-Ducted) | TSCAS24CD2VIR45I |  | 23000 | 22.5 | 10.4 | 25000 | 19100 | 76.4% | 2 | 0 | 11.7 |  |  |  |  | R-454B | 1.9167 | Residential & Commercial | VSMSHP | Non-Ducted CEE Tier 2
216581326 | Mini/Multi Split | LENNOX | HRCU-A-CB-O | MMLD009S6S-1P |  | Mini-Splits(Non-Ducted) | M22D009S6-1P |  | 9100 | 22 | 10.6 | 10000 | 8000 | 80% | 1.8 | 0 | 14 |  |  |  |  | R-32 | 0.75833 | Residential & Commercial | VSMSHP | Non-Ducted CEE Tier 2
216581327 | Mini/Multi Split | LENNOX | HRCU-A-CB-O | MMLD012S6S-1P |  | Mini-Splits(Non-Ducted) | M22D012S6-1P |  | 12000 | 22 | 10.4 | 14000 | 11200 | 80% | 1.8 | 0 | 12.6 |  |  |  |  | R-32 | 1 | Residential & Commercial | VSMSHP | Non-Ducted CEE Tier 2
216581328 | Mini/Multi Split | LENNOX | HRCU-A-CB-O | MMLD009S6S-1P |  | Mini-Splits(Non-Ducted) | MFMD009S6-1P |  | 9000 | 21 | 9.7 | 10100 | 8100 | 80.2% | 1.8 | 0 | 12.7 |  |  |  |  | R-32 | 0.75 | Residential & Commercial | VSMSHP | Non-Ducted CEE Tier 2
216765690 | Mini/Multi Split | GREE | HRCU-A-CB-O | GWH12AUCXD-D6DNA1E/O |  | Mini-Splits(Non-Ducted) | GWH12AUCXD-D6DN***/I |  | 12000 | 23 | 9.5 | 12000 | 11000 | 91.67% | 2.1 | 0 | 13 |  |  |  |  | R-32 | 1 | Residential & Commercial | VSMSHP | Non-Ducted CEE Tier 2
216765699 | Mini/Multi Split | AUX | HRCU-A-CB-O | AUM20SW12HP115V1/O |  | Mini-Splits(Non-Ducted) | AUM20SW12HP115V1/H |  | 12000 | 20 | 8.5 | 12300 | 9200 | 74.8% | 2.09 | 0 | 9.6 |  |  |  |  | R-32 | 1 | Residential & Commercial | VSMSHP
216765700 | Mini/Multi Split | AUX | HRCU-A-CB-O | AUM20SW24HP230V1/O |  | Mini-Splits(Non-Ducted) | AUM20SW24HP230V1/H |  | 24000 | 20 | 9 | 24000 | 20000 | 83.33% | 2.1 | 0 | 11.9 |  |  |  |  | R-32 | 2 | Residential & Commercial | VSMSHP
216765701 | Mini/Multi Split | AUX | HRCU-A-CB-O | AUM20SW09HP230V1/O |  | Mini-Splits(Non-Ducted) | AUM20SW09HP230V1/H |  | 9100 | 22 | 9.2 | 10000 | 9200 | 92% | 2 | 0 | 12 |  |  |  |  | R-32 | 0.75833 | Residential & Commercial | VSMSHP
216765702 | Mini/Multi Split | AUX | HRCU-A-CB-O | AUM20SW09HP115V1/O |  | Mini-Splits(Non-Ducted) | AUM20SW09HP115V1/H |  | 9100 | 20 | 8.5 | 9500 | 9000 | 94.74% | 1.93 | 0 | 11.4 |  |  |  |  | R-32 | 0.75833 | Residential & Commercial | VSMSHP
216765703 | Mini/Multi Split | AUX | HRCU-A-CB-O | AUM20SW12HP230V1/O |  | Mini-Splits(Non-Ducted) | AUM20SW12HP230V1/H |  | 12000 | 21 | 8.8 | 12300 | 9200 | 74.8% | 2.1 | 0 | 9.9 |  |  |  |  | R-32 | 1 | Residential & Commercial | VSMSHP
216765704 | Mini/Multi Split | AUX | HRCU-A-CB-O | AUM20SW18HP230V1/O |  | Mini-Splits(Non-Ducted) | AUM20SW18HP230V1/H |  | 18000 | 20 | 9 | 19100 | 14200 | 74.35% | 2.2 | 0 | 11 |  |  |  |  | R-32 | 1.5 | Residential & Commercial | VSMSHP
216765705 | Mini/Multi Split | Generallux | HRCU-A-CB-O | TSHG12E1S20NAR45O |  | Mini-Splits(Non-Ducted) | TSHG12E1S20NAR45I |  | 12000 | 20.5 | 9.5 | 12000 | 8500 | 70.83% | 1.8 | 0 | 10.5 |  |  |  |  | R-454B | 1 | Residential & Commercial | VSMSHP | Non-Ducted CEE Tier 2
216765708 | Mini/Multi Split | Generallux | HRCU-A-CB-O | TSHG12E1O22NAR45O |  | Mini-Splits(Non-Ducted) | TSHG12E1O22NAR45I |  | 12000 | 23 | 10 | 12400 | 8900 | 71.77% | 2.1 | 0 | 13 |  |  |  |  | R-454B | 1 | Residential & Commercial | VSMSHP | Non-Ducted CEE Tier 2
216765709 | Mini/Multi Split | Generallux | HRCU-A-CB-O | TSHG12E2M23NAR45O |  | Mini-Splits(Non-Ducted) | TSHG12E2M23NAR45I |  | 12000 | 24 | 10 | 12600 | 9100 | 72.22% | 2.1 | 0 | 13 |  |  |  |  | R-454B | 1 | Residential & Commercial | VSMSHP | Non-Ducted CEE Tier 2
216765710 | Mini/Multi Split | Generallux | HRCU-A-CB-O | TSHG18E2S22NAR45O |  | Mini-Splits(Non-Ducted) | TSHG18E2S22NAR45I |  | 18000 | 23 | 9.5 | 19000 | 13600 | 71.58% | 1.8 | 0 | 12.5 |  |  |  |  | R-454B | 1.5 | Residential & Commercial | VSMSHP | Non-Ducted CEE Tier 2
216765711 | Mini/Multi Split | Generallux | HRCU-A-CB-O | TSHG24E2S20NAR45O |  | Mini-Splits(Non-Ducted) | TSHG24E2S20NAR45I |  | 23000 | 23 | 9.5 | 25000 | 18600 | 74.4% | 1.8 | 0 | 12 |  |  |  |  | R-454B | 1.9167 | Residential & Commercial | VSMSHP | Non-Ducted CEE Tier 2
216765712 | Mini/Multi Split | Generallux | HRCU-A-CB-O | THH12E2S25NAR454O |  | Mini-Splits(Non-Ducted) | THH12E2S25NAR454I |  | 12000 | 25 | 10.5 | 12000 | 12000 | 100% | 1.8 | 0 | 14 |  |  |  |  | R-454B | 1 | Residential & Commercial | VSMSHP | Non-Ducted CEE Tier 2
216765713 | Mini/Multi Split | Generallux | HRCU-A-CB-O | THH18E2S24NAR454O |  | Mini-Splits(Non-Ducted) | THH18E2S24NAR454I |  | 18000 | 23.5 | 10 | 18000 | 17800 | 98.89% | 1.8 | 0 | 12.5 |  |  |  |  | R-454B | 1.5 | Residential & Commercial | VSMSHP | Non-Ducted CEE Tier 2
216765714 | Mini/Multi Split | Generallux | HRCU-A-CB-O | THH24E2S23NAR454O |  | Mini-Splits(Non-Ducted) | THH24E2S23NAR454I |  | 24000 | 23 | 10 | 24000 | 22400 | 93.33% | 1.8 | 0 | 12 |  |  |  |  | R-454B | 2 | Residential & Commercial | VSMSHP | Non-Ducted CEE Tier 2
9944776 | Mini/Multi Split | GREE | HRCU-A-CB-O | GWH12YD-D3DNA1A/O |  | Mini-Splits(Non-Ducted) | GWH12AAD-D3DN***/I |  | 12000 | 24 | 8.5 | 12200 | 12000 | 98.36% | 1.91 | 15.3 | 14 |  |  |  |  | R-410A | 1 | Residential & Commercial | VSMSHP
9123256 | Mini/Multi Split | GREE | HRCU-A-CB-O | GWH24YE-D3DNA1A/O |  | Mini-Splits(Non-Ducted) | GWH24AAE-D3DN***/I |  | 22000 | 21.5 | 9.5 | 24000 | 24000 | 100% | 1.9 | 13 | 13 |  |  |  |  | R-410A | 1.8333 | Residential & Commercial | VSMSHP | Non-Ducted CEE Tier 2
9150123 | Mini/Multi Split | TRANE | HRCU-A-CB-O | 4TXK3812A10NU** |  | Mini-Splits(Non-Ducted) | 4MXW3812A10NU** |  | 12000 | 24 | 8.5 | 12200 | 12000 | 98.36% | 1.91 | 15.3 | 14 |  |  |  |  | R-410A | 1 | Residential & Commercial | VSMSHP
9150124 | Mini/Multi Split | AMERICAN STANDARD | HRCU-A-CB-O | 4TXK3812A10NU** |  | Mini-Splits(Non-Ducted) | 4MXW3812A10NU** |  | 12000 | 24 | 8.5 | 12200 | 12000 | 98.36% | 1.91 | 15.3 | 14 |  |  |  |  | R-410A | 1 | Residential & Commercial | VSMSHP
9150125 | Mini/Multi Split | TRANE | HRCU-A-CB-O | 4TXK3818A10NU** |  | Mini-Splits(Non-Ducted) | 4MXW3818A10NU** |  | 18000 | 22 | 10 | 18000 | 20000 | 111.1% | 1.8 | 13.5 | 13.5 |  |  |  |  | R-410A | 1.5 | Residential & Commercial | VSMSHP | Non-Ducted CEE Tier 2
9150126 | Mini/Multi Split | AMERICAN STANDARD | HRCU-A-CB-O | 4TXK3818A10NU** |  | Mini-Splits(Non-Ducted) | 4MXW3818A10NU** |  | 18000 | 22 | 10 | 18000 | 20000 | 111.1% | 1.8 | 13.5 | 13.5 |  |  |  |  | R-410A | 1.5 | Residential & Commercial | VSMSHP | Non-Ducted CEE Tier 2
9150127 | Mini/Multi Split | TRANE | HRCU-A-CB-O | 4TXK3824A10NU** |  | Mini-Splits(Non-Ducted) | 4MXW3824A10NU** |  | 22000 | 21.5 | 9.5 | 24000 | 24000 | 100% | 1.9 | 13 | 13 |  |  |  |  | R-410A | 1.8333 | Residential & Commercial | VSMSHP | Non-Ducted CEE Tier 2
9150128 | Mini/Multi Split | AMERICAN STANDARD | HRCU-A-CB-O | 4TXK3824A10NU** |  | Mini-Splits(Non-Ducted) | 4MXW3824A10NU** |  | 22000 | 21.5 | 9.5 | 24000 | 24000 | 100% | 1.9 | 13 | 13 |  |  |  |  | R-410A | 1.8333 | Residential & Commercial | VSMSHP | Non-Ducted CEE Tier 2
9680947 | Mini/Multi Split | DIRECT AIR | HRCU-A-CB-O | MOBA30-09HFN1-MT0W |  | Mini-Splits(Non-Ducted) | CS11M-09HRFN1-MX0W(A) |  | 9000 | 21.8 | 9.3 | 9800 | 7300 | 74.49% | 1.83 | 14.9 | 14.9 |  |  |  |  | R-410A | 0.75 | Residential & Commercial | VSMSHP
9680948 | Mini/Multi Split | DIRECT AIR | HRCU-A-CB-O | MOB30-12HFN1-MT0W |  | Mini-Splits(Non-Ducted) | CS11M-12HRFN1-MU5W |  | 12000 | 22.3 | 8.8 | 12000 | 8400 | 70% | 1.78 | 13.7 | 13.7 |  |  |  |  | R-410A | 1 | Residential & Commercial | VSMSHP
9850218 | Mini/Multi Split | MULTIZONE | HRCU-A-CB-O | MIT12H2G31(O) |  | Mini-Splits(Non-Ducted) | MIT12H2G31(I) |  | 12000 | 21 | 9.5 | 12000 | 8400 | 70% | 1.75 | 13 | 13 |  |  |  |  | R-410A | 1 | Residential & Commercial | VSMSHP | Non-Ducted CEE Tier 2
9850219 | Mini/Multi Split | MULTIZONE | HRCU-A-CB-O | MIT18H2G31(O) |  | Mini-Splits(Non-Ducted) | MIT18H2G31(I) |  | 18000 | 22.5 | 8.6 | 17000 | 11900 | 70% | 1.8 | 13 | 13 |  |  |  |  | R-410A | 1.5 | Residential & Commercial | VSMSHP
216763010 | Mini/Multi Split | Manuflow | HRCU-A-CB-O | TSCAS12CD2VIR45I* |  | Mini-Splits(Non-Ducted) | TSCAS12CD2VIR45I |  | 12000 | 22 | 9.5 | 12500 | 9100 | 72.8% | 1.9 | 0 | 11.7 |  |  |  |  | R-454B | 1 | Residential & Commercial | VSMSHP | Non-Ducted CEE Tier 2
216763011 | Mini/Multi Split | Manuflow | HRCU-A-CB-O | TSCAS18CD2VIR45I* |  | Mini-Splits(Non-Ducted) | TSCAS18CD2VIR45I |  | 16000 | 20.5 | 8.5 | 18000 | 13200 | 73.33% | 1.8 | 0 | 11.7 |  |  |  |  | R-454B | 1.3333 | Residential & Commercial | VSMSHP
216763012 | Mini/Multi Split | Manuflow | HRCU-A-CB-O | TSCAS24CD2VIR45I* |  | Mini-Splits(Non-Ducted) | TSCAS24CD2VIR45I |  | 23000 | 22.5 | 10.4 | 25000 | 19100 | 76.4% | 2 | 0 | 11.7 |  |  |  |  | R-454B | 1.9167 | Residential & Commercial | VSMSHP | Non-Ducted CEE Tier 2
216763039 | Mini/Multi Split | Cooper&Hunter | HRCU-A-CB-O | CH-RHP15-230VO |  | Mini-Splits(Non-Ducted) | CH-RH15MASTWM-230VI |  | 18000 | 21.4 | 11 | 18000 | 18000 | 100% | 1.92 | 0 | 12.5 |  |  |  |  | R-454B | 1.5 | Residential & Commercial | VSMSHP | Non-Ducted CEE Tier 2
216763040 | Mini/Multi Split | Cooper&Hunter | HRCU-A-CB-O | CH-RHP15-230VO |  | Mini-Splits(Non-Ducted) | CH-PRO15MASTWM-230VI |  | 18000 | 21.4 | 11 | 18000 | 18000 | 100% | 1.92 | 0 | 12.5 |  |  |  |  | R-454B | 1.5 | Residential & Commercial | VSMSHP | Non-Ducted CEE Tier 2
212928564 | Mini/Multi Split | ZERO | HRCU-A-CB-O | ZSOV-24HDM-US |  | Mini-Splits(Non-Ducted) | ZEV-24HDM-US |  | 24000 | 21.2 | 10.3 | 24000 | 18200 | 75.83% | 2.2 | 12.5 | 12.5 |  |  |  |  | R-410A | 2 | Residential & Commercial | VSMSHP | Non-Ducted CEE Tier 2
212928566 | Mini/Multi Split | ZERO | HRCU-A-CB-O | ZSOV-48HDM-US |  | Mini-Splits(Non-Ducted) | ZEV-48HDM-US |  | 48000 | 18.9 | 10 | 50000 | 35000 | 70% | 1.85 | 9.3 | 9.3 |  |  |  |  | R-410A | 4 | Residential & Commercial | VSMSHP | Non-Ducted CEE Tier 2
9060039 | Mini/Multi Split | SLIMAIR TECHNOLOGIES | HRCU-A-CB-O | SHC12VB-2H |  | Mini-Splits(Non-Ducted) | SHM12VB-2DC |  | 12000 | 21 | 9.5 | 12000 | 8400 | 70% | 1.75 | 13 | 13 |  |  |  |  | R-410A | 1 | Residential & Commercial | VSMSHP | Non-Ducted CEE Tier 2
9060040 | Mini/Multi Split | SLIMAIR TECHNOLOGIES | HRCU-A-CB-O | SHC18VB-2H |  | Mini-Splits(Non-Ducted) | SHM18VB-2DC |  | 18000 | 22.5 | 8.6 | 17000 | 11900 | 70% | 1.8 | 13 | 13 |  |  |  |  | R-410A | 1.5 | Residential & Commercial | VSMSHP
216732445 | Mini/Multi Split | TOSOT | HRCU-A-CB-O | TACCI7H4R30 |  | Mini-Splits(Non-Ducted) | TAPEC7H4R30-4WS |  | 30000 | 22.5 | 8.5 | 30000 | 21000 | 70% | 1.8 | 0 | 11.25 |  |  |  |  | R-32 | 2.5 | Residential & Commercial | VSMSHP
216732447 | Mini/Multi Split | TOSOT | HRCU-A-CB-O | TAVCI7H4R24 |  | Mini-Splits(Non-Ducted) | TAPEC7H4R24-4WS |  | 22000 | 22.5 | 9 | 24000 | 16800 | 70% | 1.8 | 0 | 11.6 |  |  |  |  | R-32 | 1.8333 | Residential & Commercial | VSMSHP
216732448 | Mini/Multi Split | TOSOT | HRCU-A-CB-O | TAVCI7H4R24 |  | Mini-Splits(Non-Ducted) | TAPEL7H4R24-S |  | 22000 | 22.5 | 9.5 | 24000 | 20000 | 83.33% | 1.8 | 0 | 12.6 |  |  |  |  | R-32 | 1.8333 | Residential & Commercial | VSMSHP | Non-Ducted CEE Tier 2
216732450 | Mini/Multi Split | TOSOT | HRCU-A-CB-O | TAVCI7H4R12 |  | Mini-Splits(Non-Ducted) | TAPEC7H4R12-4WS |  | 12000 | 23 | 9 | 12000 | 10000 | 83.33% | 1.9 | 0 | 13 |  |  |  |  | R-32 | 1 | Residential & Commercial | VSMSHP
216732451 | Mini/Multi Split | TOSOT | HRCU-A-CB-O | TAVCI7H4R12 |  | Mini-Splits(Non-Ducted) | TAPEC7H4R12-1WS |  | 12000 | 21.5 | 9.5 | 12000 | 10000 | 83.33% | 1.9 | 0 | 12.3 |  |  |  |  | R-32 | 1 | Residential & Commercial | VSMSHP | Non-Ducted CEE Tier 2
216732452 | Mini/Multi Split | TOSOT | HRCU-A-CB-O | TAVCI7H4R12 |  | Mini-Splits(Non-Ducted) | TAPEL7H4R12-S |  | 12000 | 23 | 9.5 | 12000 | 10000 | 83.33% | 1.9 | 0 | 13 |  |  |  |  | R-32 | 1 | Residential & Commercial | VSMSHP | Non-Ducted CEE Tier 2
216732453 | Mini/Multi Split | TOSOT | HRCU-A-CB-O | TAVCI7H4R12 |  | Mini-Splits(Non-Ducted) | TAPES7H4R12-S |  | 12000 | 23 | 9 | 12000 | 10000 | 83.33% | 1.9 | 0 | 13 |  |  |  |  | R-32 | 1 | Residential & Commercial | VSMSHP
216732454 | Mini/Multi Split | TOSOT | HRCU-A-CB-O | TAVCI7H4R09 |  | Mini-Splits(Non-Ducted) | TAPEC7H4R09-4WS |  | 9100 | 24 | 9.2 | 10500 | 7600 | 72.38% | 1.94 | 0 | 15 |  |  |  |  | R-32 | 0.75833 | Residential & Commercial | VSMSHP
216732455 | Mini/Multi Split | TOSOT | HRCU-A-CB-O | TAVCI7H4R09 |  | Mini-Splits(Non-Ducted) | TAPEC7H4R09-1WS |  | 9100 | 22 | 9.5 | 10500 | 9400 | 89.52% | 1.97 | 0 | 13.1 |  |  |  |  | R-32 | 0.75833 | Residential & Commercial | VSMSHP | Non-Ducted CEE Tier 2
216732456 | Mini/Multi Split | TOSOT | HRCU-A-CB-O | TAVCI7H4R09 |  | Mini-Splits(Non-Ducted) | TAPEL7H4R09-S |  | 9100 | 25 | 9.6 | 10500 | 10000 | 95.24% | 1.95 | 0 | 14.2 |  |  |  |  | R-32 | 0.75833 | Residential & Commercial | VSMSHP | Non-Ducted CEE Tier 2
216732457 | Mini/Multi Split | TOSOT | HRCU-A-CB-O | TAVCI7H4R09 |  | Mini-Splits(Non-Ducted) | TAPES7H4R09-S |  | 9100 | 23 | 9.4 | 10500 | 8700 | 82.86% | 1.75 | 0 | 15 |  |  |  |  | R-32 | 0.75833 | Residential & Commercial | VSMSHP
216732459 | Mini/Multi Split | TOSOT | HRCU-A-CB-O | TAVCI7H4R18 |  | Mini-Splits(Non-Ducted) | TAPEC7H4R18-1WS |  | 18000 | 21.5 | 8.5 | 18000 | 12600 | 70% | 1.8 | 0 | 10.9 |  |  |  |  | R-32 | 1.5 | Residential & Commercial | VSMSHP
216732460 | Mini/Multi Split | TOSOT | HRCU-A-CB-O | TAVCI7H4R18 |  | Mini-Splits(Non-Ducted) | TAPEC7H4R18-4WS |  | 18000 | 21 | 9 | 18000 | 12600 | 70% | 1.8 | 0 | 10.9 |  |  |  |  | R-32 | 1.5 | Residential & Commercial | VSMSHP
216732463 | Mini/Multi Split | TOSOT | HRCU-A-CB-O | TAVCI7H4R18 |  | Mini-Splits(Non-Ducted) | TAPEL7H4R18-S |  | 18000 | 21.5 | 9.5 | 18000 | 15800 | 87.78% | 1.9 | 0 | 12.8 |  |  |  |  | R-32 | 1.5 | Residential & Commercial | VSMSHP | Non-Ducted CEE Tier 2
216732464 | Mini/Multi Split | TOSOT | HRCU-A-CB-O | TAVCI7H4R18 |  | Mini-Splits(Non-Ducted) | TAPES7H4R18-S |  | 18000 | 21.5 | 8.5 | 18000 | 12900 | 71.67% | 1.8 | 0 | 11.6 |  |  |  |  | R-32 | 1.5 | Residential & Commercial | VSMSHP
216732465 | Mini/Multi Split | TOSOT | HRCU-A-CB-O | TAVCI7H4R18 |  | Mini-Splits(Non-Ducted) | TAPEC7H4R20-1WS |  | 19000 | 21.5 | 8.5 | 19000 | 14000 | 73.68% | 1.8 | 0 | 10.9 |  |  |  |  | R-32 | 1.5833 | Residential & Commercial | VSMSHP
216732475 | Mini/Multi Split | NG Trade | HRCU-A-CB-O | OMSTAR091E |  | Mini-Splits(Non-Ducted) | IMSTAR091E |  | 9000 | 24.6 | 13 | 10000 | 8200 | 82% | 2.33 | 0 | 14.7 |  |  |  |  | R-454B | 0.75 | Residential & Commercial | VSMSHP | Non-Ducted CEE Tier 2
216732476 | Mini/Multi Split | NG Trade | HRCU-A-CB-O | OMSTAR121E |  | Mini-Splits(Non-Ducted) | IMSTAR121E |  | 12000 | 23.1 | 11.5 | 12000 | 8600 | 71.67% | 2.35 | 0 | 12.2 |  |  |  |  | R-454B | 1 | Residential & Commercial | VSMSHP | Non-Ducted CEE Tier 2
216732477 | Mini/Multi Split | NG Trade | HRCU-A-CB-O | OMSTAR181E |  | Mini-Splits(Non-Ducted) | IMSTAR181E |  | 18000 | 24 | 11.1 | 18000 | 13000 | 72.22% | 2.35 | 0 | 13.5 |  |  |  |  | R-454B | 1.5 | Residential & Commercial | VSMSHP | Non-Ducted CEE Tier 2
216732478 | Mini/Multi Split | NG Trade | HRCU-A-CB-O | OMSTAR241E |  | Mini-Splits(Non-Ducted) | IMSTAR241E |  | 24000 | 23.5 | 10 | 25000 | 17800 | 71.2% | 2.15 | 0 | 13 |  |  |  |  | R-454B | 2 | Residential & Commercial | VSMSHP | Non-Ducted CEE Tier 2
216739752 | Mini/Multi Split | HISENSE | HRCU-A-CB-O | AS-09UW3TBW00 |  | Mini-Splits(Non-Ducted) | AS-09UW3TBW**00 |  | 9000 | 32 | 11.8 | 12200 | 12200 | 100% | 2.25 | 0 | 18.35 |  |  |  |  | R-454B | 0.75 | Residential & Commercial | VSMSHP | Non-Ducted CEE Tier 2
216739753 | Mini/Multi Split | HISENSE | HRCU-A-CB-O | AS-12UW3TBW00 |  | Mini-Splits(Non-Ducted) | AS-12UW3TBW**00 |  | 12000 | 30 | 11.8 | 12200 | 12200 | 100% | 2.25 | 0 | 15.35 |  |  |  |  | R-454B | 1 | Residential & Commercial | VSMSHP | Non-Ducted CEE Tier 2
9119139 | Mini/Multi Split | C&H | HRCU-A-CB-O | CH09VCT230VO |  | Mini-Splits(Non-Ducted) | CH09VCT230VI |  | 9000 | 23 | 8.5 | 11000 | 9000 | 81.82% | 1.97 | 14 | 14 |  |  |  |  | R-410A | 0.75 | Residential & Commercial | VSMSHP
9119140 | Mini/Multi Split | C&H | HRCU-A-CB-O | CH12VCT230VO |  | Mini-Splits(Non-Ducted) | CH12VCT230VI |  | 12000 | 21.5 | 8.5 | 13000 | 9100 | 70% | 1.8 | 12.5 | 12 |  |  |  |  | R-410A | 1 | Residential & Commercial | VSMSHP
9119141 | Mini/Multi Split | C&H | HRCU-A-CB-O | CH18VCT230VO |  | Mini-Splits(Non-Ducted) | CH18VCT230VI |  | 18000 | 20 | 8.5 | 19800 | 15000 | 75.76% | 1.75 | 12.5 | 12.5 |  |  |  |  | R-410A | 1.5 | Residential & Commercial | VSMSHP
9119142 | Mini/Multi Split | C&H | HRCU-A-CB-O | CH24VCT230VO |  | Mini-Splits(Non-Ducted) | CH24VCT230VI |  | 22000 | 20 | 8.5 | 24000 | 19800 | 82.5% | 1.75 | 12.5 | 12.5 |  |  |  |  | R-410A | 1.8333 | Residential & Commercial | VSMSHP
9119143 | Mini/Multi Split | C&H | HRCU-A-CB-O | CH09VCT115VO |  | Mini-Splits(Non-Ducted) | CH09VCT115VI |  | 9000 | 23 | 9.4 | 9900 | 8700 | 87.88% | 2.03 | 13 | 13 |  |  |  |  | R-410A | 0.75 | Residential & Commercial | VSMSHP
9101401 | Mini/Multi Split | MDV | HRCU-A-CB-O | MOBA30-09HFN1-MT0W |  | Mini-Splits(Non-Ducted) | CS11M-09HRFN1-MX0W(A) |  | 9000 | 21.8 | 9.3 | 9800 | 7300 | 74.49% | 1.83 | 14.9 | 14.9 |  |  |  |  | R-410A | 0.75 | Residential & Commercial | VSMSHP
9101402 | Mini/Multi Split | MDV | HRCU-A-CB-O | MOB30-12HFN1-MT0W |  | Mini-Splits(Non-Ducted) | CS11M-12HRFN1-MU5W |  | 12000 | 22.3 | 8.8 | 12000 | 8400 | 70% | 1.78 | 13.7 | 13.7 |  |  |  |  | R-410A | 1 | Residential & Commercial | VSMSHP
9102073 | Mini/Multi Split | GREE | HRCU-A-CB-O | GWH18YE-D3DNA1A/O |  | Mini-Splits(Non-Ducted) | GWH18YE-D3DN***/I |  | 18000 | 22 | 10 | 18000 | 20000 | 111.1% | 1.8 | 13.5 | 13.5 |  |  |  |  | R-410A | 1.5 | Residential & Commercial | VSMSHP | Non-Ducted CEE Tier 2
9102074 | Mini/Multi Split | GREE | HRCU-A-CB-O | GWH18YE-D3DNA1A/O |  | Mini-Splits(Non-Ducted) | GWH18QE-D3DN***/I |  | 18000 | 22 | 10 | 18000 | 20000 | 111.1% | 1.8 | 13.5 | 13.5 |  |  |  |  | R-410A | 1.5 | Residential & Commercial | VSMSHP | Non-Ducted CEE Tier 2
9102793 | Mini/Multi Split | GREE | HRCU-A-CB-O | GWH24YE-D3DNA1A/O |  | Mini-Splits(Non-Ducted) | GWH24YE-D3DN***/I |  | 22000 | 21.5 | 9.5 | 24000 | 24000 | 100% | 1.9 | 13 | 13 |  |  |  |  | R-410A | 1.8333 | Residential & Commercial | VSMSHP | Non-Ducted CEE Tier 2
9102794 | Mini/Multi Split | GREE | HRCU-A-CB-O | GWH24YE-D3DNA1A/O |  | Mini-Splits(Non-Ducted) | GWH24QE-D3DN***/I |  | 22000 | 21.5 | 9.5 | 24000 | 24000 | 100% | 1.9 | 13 | 13 |  |  |  |  | R-410A | 1.8333 | Residential & Commercial | VSMSHP | Non-Ducted CEE Tier 2
9108745 | Mini/Multi Split | TOSOT | HRCU-A-CB-O | TW09HQ2C2DO |  | Mini-Splits(Non-Ducted) | TW09HQ2C2DI |  | 9000 | 23 | 8.5 | 11000 | 9000 | 81.82% | 1.97 | 14 | 14 |  |  |  |  | R-410A | 0.75 | Residential & Commercial | VSMSHP
9108746 | Mini/Multi Split | TOSOT | HRCU-A-CB-O | TW12HQ2C2DO |  | Mini-Splits(Non-Ducted) | TW12HQ2C2DI |  | 12000 | 21.5 | 8.5 | 13000 | 9100 | 70% | 1.8 | 12.5 | 12 |  |  |  |  | R-410A | 1 | Residential & Commercial | VSMSHP
9108748 | Mini/Multi Split | TOSOT | HRCU-A-CB-O | TW24HQ2C2DO |  | Mini-Splits(Non-Ducted) | TW24HQ2C2DI |  | 22000 | 20 | 8.5 | 24000 | 19800 | 82.5% | 1.75 | 12.5 | 12.5 |  |  |  |  | R-410A | 1.8333 | Residential & Commercial | VSMSHP
9114294 | Mini/Multi Split | GREE | HRCU-A-CB-O | GWH18YE-D3DNA1A/O |  | Mini-Splits(Non-Ducted) | GWH18AAE-D3DN***/I |  | 18000 | 22 | 10 | 18000 | 20000 | 111.1% | 1.8 | 13.5 | 13.5 |  |  |  |  | R-410A | 1.5 | Residential & Commercial | VSMSHP | Non-Ducted CEE Tier 2
9116196 | Mini/Multi Split | GREE | HRCU-A-CB-O | GWH12YD-D3DNA1A/O |  | Mini-Splits(Non-Ducted) | GWH12YD-D3DN***/I |  | 12000 | 24 | 8.5 | 12200 | 12000 | 98.36% | 1.91 | 15.3 | 14 |  |  |  |  | R-410A | 1 | Residential & Commercial | VSMSHP
9116197 | Mini/Multi Split | GREE | HRCU-A-CB-O | GWH12YD-D3DNA1A/O |  | Mini-Splits(Non-Ducted) | GWH12QD-D3DN***/I |  | 12000 | 24 | 8.5 | 12200 | 12000 | 98.36% | 1.91 | 15.3 | 14 |  |  |  |  | R-410A | 1 | Residential & Commercial | VSMSHP
9000994 | Mini/Multi Split | GIBSON | HRCU-A-CB-O | GXH09(2.6)LSA4DH |  | Mini-Splits(Non-Ducted) | GHH09(2.6)LSA4DH |  | 9000 | 23 | 9.4 | 9900 | 8700 | 87.88% | 2.03 | 13 | 13 |  |  |  |  | R-410A | 0.75 | Residential & Commercial | VSMSHP
9000997 | Mini/Multi Split | GIBSON | HRCU-A-CB-O | GXH09(2.6)LSK4DH |  | Mini-Splits(Non-Ducted) | GHH09(2.6)LUK4DH |  | 9000 | 23 | 8.5 | 11000 | 9000 | 81.82% | 1.97 | 14 | 14 |  |  |  |  | R-410A | 0.75 | Residential & Commercial | VSMSHP
9000998 | Mini/Multi Split | GIBSON | HRCU-A-CB-O | GXH12(3.5)LSK4DH |  | Mini-Splits(Non-Ducted) | GHH12(3.5)LUK4DH |  | 12000 | 21.5 | 8.5 | 13000 | 9100 | 70% | 1.8 | 12.5 | 12 |  |  |  |  | R-410A | 1 | Residential & Commercial | VSMSHP
9000999 | Mini/Multi Split | GIBSON | HRCU-A-CB-O | GXH18(5.3)LSK4DH |  | Mini-Splits(Non-Ducted) | GHH18(5.3)LUK4DH |  | 18000 | 20 | 8.5 | 19800 | 15000 | 75.76% | 1.75 | 12.5 | 12.5 |  |  |  |  | R-410A | 1.5 | Residential & Commercial | VSMSHP
9001000 | Mini/Multi Split | GIBSON | HRCU-A-CB-O | GXH24(7.0)LSK4DH |  | Mini-Splits(Non-Ducted) | GHH24(7.0)LUK4DH |  | 22000 | 20 | 8.5 | 24000 | 19800 | 82.5% | 1.75 | 12.5 | 12.5 |  |  |  |  | R-410A | 1.8333 | Residential & Commercial | VSMSHP
216723128 | Mini/Multi Split | ZERO | HRCU-A-CB-O | ZMSB-09HVT-USHHCR2 |  | Mini-Splits(Non-Ducted) | ZMSB-09HVT-USHHCR2 |  | 9000 | 25 | 10.5 | 9500 | 9500 | 100% | 1.8 | 0 | 14.5 |  |  |  |  | R-454B | 0.75 | Residential & Commercial | VSMSHP | Non-Ducted CEE Tier 2
216723129 | Mini/Multi Split | ZERO | HRCU-A-CB-O | ZMSB-12HVT-USHHCR2 |  | Mini-Splits(Non-Ducted) | ZMSB-12HVT-USHHCR2 |  | 12000 | 25 | 10.5 | 12000 | 12000 | 100% | 1.8 | 0 | 14 |  |  |  |  | R-454B | 1 | Residential & Commercial | VSMSHP | Non-Ducted CEE Tier 2
216723130 | Mini/Multi Split | ZERO | HRCU-A-CB-O | ZMSB-18HVT-USHHCR2 |  | Mini-Splits(Non-Ducted) | ZMSB-18HVT-USHHCR2 |  | 18000 | 23.5 | 10 | 18000 | 17800 | 98.89% | 1.8 | 0 | 12.5 |  |  |  |  | R-454B | 1.5 | Residential & Commercial | VSMSHP | Non-Ducted CEE Tier 2
216723131 | Mini/Multi Split | ZERO | HRCU-A-CB-O | ZMSB-24HVT-USHHCR2 |  | Mini-Splits(Non-Ducted) | ZMSB-24HVT-USHHCR2 |  | 24000 | 23 | 10 | 24000 | 22400 | 93.33% | 1.8 | 0 | 12 |  |  |  |  | R-454B | 2 | Residential & Commercial | VSMSHP | Non-Ducted CEE Tier 2
216720976 | Mini/Multi Split | MIDEA | HRCU-A-CB-O | MOE30-48HFN10-M2P |  | Mini-Splits(Non-Ducted) | MUE-48HRFN10-M2P |  | 48000 | 19.8 | 10.2 | 50000 | 38500 | 77% | 1.95 | 0 | 9.5 |  |  |  |  | R-454B | 4 | Residential & Commercial | VSMSHP | Non-Ducted CEE Tier 2
216720977 | Mini/Multi Split | MIDEA | HRCU-A-CB-O | MOE30-48HFN10-M2P |  | Mini-Splits(Non-Ducted) | MCD-48HRFN10-M2P |  | 48000 | 19 | 9.9 | 50000 | 40500 | 81% | 2.11 | 0 | 9.5 |  |  |  |  | R-454B | 4 | Residential & Commercial | VSMSHP | Non-Ducted CEE Tier 2
216720983 | Mini/Multi Split | YORK | HRCU-A-CB-O | YHKF12YJMEXVO-X |  | Mini-Splits(Non-Ducted) | YHKF12XJMEXV-RX |  | 12000 | 23 | 10.12 | 12300 | 9600 | 78.05% | 2.32 | 0 | 12 |  |  |  |  | R-32 | 1 | Residential & Commercial | VSMSHP | Non-Ducted CEE Tier 2
216723115 | Mini/Multi Split | TGM | HRCU-A-CB-O | GRH32IT09ASA |  | Mini-Splits(Non-Ducted) | GWH32IT09SA |  | 9100 | 22 | 9.2 | 9700 | 7700 | 79.38% | 1.9 | 0 | 12.3 |  |  |  |  | R-32 | 0.75833 | Residential & Commercial | VSMSHP
216723116 | Mini/Multi Split | CLASSIC | HRCU-A-CB-O | GRH32IC09ASA |  | Mini-Splits(Non-Ducted) | GWH32IC09SA |  | 9100 | 22 | 9.2 | 9700 | 7700 | 79.38% | 1.9 | 0 | 12.3 |  |  |  |  | R-32 | 0.75833 | Residential & Commercial | VSMSHP
216720884 | Mini/Multi Split | COMFORTSTAR | HRCU-A-CB-O | CPP3-09CD(O) |  | Mini-Splits(Non-Ducted) | CPP3-09CD(I) |  | 9000 | 24.6 | 13 | 10000 | 8200 | 82% | 2.33 | 0 | 14.7 |  |  |  |  | R-454B | 0.75 | Residential & Commercial | VSMSHP | Non-Ducted CEE Tier 2
216720885 | Mini/Multi Split | COMFORTSTAR | HRCU-A-CB-O | CPP3-12CD(O) |  | Mini-Splits(Non-Ducted) | CPP3-12CD(I) |  | 12000 | 23.1 | 11.5 | 12000 | 8600 | 71.67% | 2.35 | 0 | 12.2 |  |  |  |  | R-454B | 1 | Residential & Commercial | VSMSHP | Non-Ducted CEE Tier 2
216720886 | Mini/Multi Split | COMFORTSTAR | HRCU-A-CB-O | CPP3-18CD(O) |  | Mini-Splits(Non-Ducted) | CPP3-18CD(I) |  | 18000 | 24 | 11.1 | 18000 | 13000 | 72.22% | 2.35 | 0 | 13.5 |  |  |  |  | R-454B | 1.5 | Residential & Commercial | VSMSHP | Non-Ducted CEE Tier 2
216720887 | Mini/Multi Split | COMFORTSTAR | HRCU-A-CB-O | CPP3-24CD(O) |  | Mini-Splits(Non-Ducted) | CPP3-24CD(I) |  | 24000 | 23.5 | 10 | 25000 | 17800 | 71.2% | 2.15 | 0 | 13 |  |  |  |  | R-454B | 2 | Residential & Commercial | VSMSHP | Non-Ducted CEE Tier 2
216720888 | Mini/Multi Split | COMFORTSTAR | HRCU-A-CB-O | CPP3-18CD(O) |  | Mini-Splits(Non-Ducted) | FPA3-18CD(I) |  | 18000 | 22.3 | 10.4 | 18000 | 12800 | 71.11% | 2.05 | 0 | 12.5 |  |  |  |  | R-454B | 1.5 | Residential & Commercial | VSMSHP | Non-Ducted CEE Tier 2
216720889 | Mini/Multi Split | COMFORTSTAR | HRCU-A-CB-O | CPP3-24CD(O) |  | Mini-Splits(Non-Ducted) | FPA3-24CD(I) |  | 24000 | 21.1 | 11.1 | 24400 | 18600 | 76.23% | 2.27 | 0 | 12.2 |  |  |  |  | R-454B | 2 | Residential & Commercial | VSMSHP | Non-Ducted CEE Tier 2
216720891 | Mini/Multi Split | COMFORTSTAR | HRCU-A-CB-O | CPP3-48DU(O) |  | Mini-Splits(Non-Ducted) | FPA3-48DU(I) |  | 48000 | 19.8 | 10.2 | 50000 | 38500 | 77% | 1.95 | 0 | 9.5 |  |  |  |  | R-454B | 4 | Residential & Commercial | VSMSHP | Non-Ducted CEE Tier 2
216720893 | Mini/Multi Split | COMFORTSTAR | HRCU-A-CB-O | CPP3-09CD(O) |  | Mini-Splits(Non-Ducted) | TPA3-09CD(I) |  | 9000 | 21.6 | 11.3 | 10000 | 8300 | 83% | 2.17 | 0 | 14.3 |  |  |  |  | R-454B | 0.75 | Residential & Commercial | VSMSHP | Non-Ducted CEE Tier 2
216720894 | Mini/Multi Split | COMFORTSTAR | HRCU-A-CB-O | CPP3-12CD(O) |  | Mini-Splits(Non-Ducted) | TPA3-12CD(I) |  | 12000 | 21.1 | 10.4 | 12000 | 8400 | 70% | 2.4 | 0 | 12.5 |  |  |  |  | R-454B | 1 | Residential & Commercial | VSMSHP | Non-Ducted CEE Tier 2
216720895 | Mini/Multi Split | COMFORTSTAR | HRCU-A-CB-O | CPP3-18CD(O) |  | Mini-Splits(Non-Ducted) | TPA3-18CD(I) |  | 16800 | 20.7 | 11.4 | 18000 | 12800 | 71.11% | 2.2 | 0 | 12.5 |  |  |  |  | R-454B | 1.4 | Residential & Commercial | VSMSHP | Non-Ducted CEE Tier 2
216720896 | Mini/Multi Split | COMFORTSTAR | HRCU-A-CB-O | CPP3-24CD(O) |  | Mini-Splits(Non-Ducted) | TPA3-24CD(I) |  | 24000 | 22 | 10.5 | 25000 | 18500 | 74% | 2.3 | 0 | 12 |  |  |  |  | R-454B | 2 | Residential & Commercial | VSMSHP | Non-Ducted CEE Tier 2
216720897 | Mini/Multi Split | COMFORTSTAR | HRCU-A-CB-O | CPP3-36DU(O) |  | Mini-Splits(Non-Ducted) | TIP3-36DU(I) |  | 36000 | 20 | 10.3 | 38000 | 26600 | 70% | 2.2 | 0 | 9.6 |  |  |  |  | R-454B | 3 | Residential & Commercial | VSMSHP | Non-Ducted CEE Tier 2
216720898 | Mini/Multi Split | COMFORTSTAR | HRCU-A-CB-O | CPP3-48DU(O) |  | Mini-Splits(Non-Ducted) | TIP3-48DU(I) |  | 48000 | 19 | 9.9 | 50000 | 40500 | 81% | 2.11 | 0 | 9.5 |  |  |  |  | R-454B | 4 | Residential & Commercial | VSMSHP | Non-Ducted CEE Tier 2
216720906 | Mini/Multi Split | COMFORTSTAR | HRCU-A-CB-O | CPP3-09CD(O) |  | Mini-Splits(Non-Ducted) | T1W3-09CD(I) |  | 9000 | 22.1 | 11.8 | 11000 | 8000 | 72.73% | 2.18 | 0 | 14.4 |  |  |  |  | R-454B | 0.75 | Residential & Commercial | VSMSHP | Non-Ducted CEE Tier 2
216720907 | Mini/Multi Split | COMFORTSTAR | HRCU-A-CB-O | CPP3-12CD(O) |  | Mini-Splits(Non-Ducted) | T1W3-12CD(I) |  | 12000 | 22.1 | 10 | 12000 | 8600 | 71.67% | 2.48 | 0 | 12.3 |  |  |  |  | R-454B | 1 | Residential & Commercial | VSMSHP | Non-Ducted CEE Tier 2
216720908 | Mini/Multi Split | COMFORTSTAR | HRCU-A-CB-O | CPP3-18CD(O) |  | Mini-Splits(Non-Ducted) | T1W3-18CD(I) |  | 18000 | 22.2 | 12.2 | 18000 | 13100 | 72.78% | 2.24 | 0 | 12.5 |  |  |  |  | R-454B | 1.5 | Residential & Commercial | VSMSHP | Non-Ducted CEE Tier 2
216720959 | Mini/Multi Split | MIDEA | HRCU-A-CB-O | MOX230-09HFN10-M1P |  | Mini-Splits(Non-Ducted) | MSEPB-09HRFN10-M1P |  | 9000 | 25.8 | 12.5 | 10000 | 8000 | 80% | 2.36 | 0 | 14.9 |  |  |  |  | R-454B | 0.75 | Residential & Commercial | VSMSHP | Non-Ducted CEE Tier 2
216720960 | Mini/Multi Split | MIDEA | HRCU-A-CB-O | MOX230-09HFN10-M1P |  | Mini-Splits(Non-Ducted) | MCA4-09HRFN10-M1P |  | 9000 | 21.6 | 11.3 | 10000 | 8300 | 83% | 2.17 | 0 | 14.3 |  |  |  |  | R-454B | 0.75 | Residential & Commercial | VSMSHP | Non-Ducted CEE Tier 2
216720962 | Mini/Multi Split | MIDEA | HRCU-A-CB-O | MOX230-12HFN10-M1P |  | Mini-Splits(Non-Ducted) | MSEPBM-12HRFN10-M1P |  | 12000 | 25.5 | 10.6 | 12000 | 8400 | 70% | 2.3 | 0 | 13 |  |  |  |  | R-454B | 1 | Residential & Commercial | VSMSHP | Non-Ducted CEE Tier 2
216720963 | Mini/Multi Split | MIDEA | HRCU-A-CB-O | MOX230-12HFN10-M1P |  | Mini-Splits(Non-Ducted) | MCA4M-12HRFN10-M1P |  | 12000 | 21.1 | 10.4 | 12000 | 8400 | 70% | 2.4 | 0 | 12.5 |  |  |  |  | R-454B | 1 | Residential & Commercial | VSMSHP | Non-Ducted CEE Tier 2
216720965 | Mini/Multi Split | MIDEA | HRCU-A-CB-O | MOX430-18HFN10-M1P |  | Mini-Splits(Non-Ducted) | MSEPC-18HRFN10-M1P |  | 18000 | 23.5 | 10.8 | 18000 | 12800 | 71.11% | 2.1 | 0 | 12.7 |  |  |  |  | R-454B | 1.5 | Residential & Commercial | VSMSHP | Non-Ducted CEE Tier 2
216720966 | Mini/Multi Split | MIDEA | HRCU-A-CB-O | MOX430-18HFN10-M1P |  | Mini-Splits(Non-Ducted) | MCA4-18HRFN10-M1P |  | 16800 | 20.7 | 11.4 | 18000 | 12800 | 71.11% | 2.2 | 0 | 12.5 |  |  |  |  | R-454B | 1.4 | Residential & Commercial | VSMSHP | Non-Ducted CEE Tier 2
216720968 | Mini/Multi Split | MIDEA | HRCU-A-CB-O | MOD30-24HFN10-M1P |  | Mini-Splits(Non-Ducted) | MSEPD-24HRFN10-M1P |  | 24000 | 23 | 11.7 | 25000 | 19600 | 78.4% | 2.54 | 0 | 14 |  |  |  |  | R-454B | 2 | Residential & Commercial | VSMSHP | Non-Ducted CEE Tier 2
216720969 | Mini/Multi Split | MIDEA | HRCU-A-CB-O | MOD30-24HFN10-M1P |  | Mini-Splits(Non-Ducted) | MCD-24HRFN10-M1P |  | 24000 | 22 | 10.5 | 25000 | 18500 | 74% | 2.3 | 0 | 12 |  |  |  |  | R-454B | 2 | Residential & Commercial | VSMSHP | Non-Ducted CEE Tier 2
216720971 | Mini/Multi Split | MIDEA | HRCU-A-CB-O | MOD30-24HFN10-M1P |  | Mini-Splits(Non-Ducted) | MUE-24HRFN10-M1P |  | 24000 | 21.1 | 11.1 | 24400 | 18600 | 76.23% | 2.27 | 0 | 12.2 |  |  |  |  | R-454B | 2 | Residential & Commercial | VSMSHP | Non-Ducted CEE Tier 2
216720974 | Mini/Multi Split | MIDEA | HRCU-A-CB-O | MOD30-36HFN10-M2P |  | Mini-Splits(Non-Ducted) | MCD-36HRFN10-M2P |  | 36000 | 20 | 10.3 | 38000 | 26600 | 70% | 2.2 | 0 | 9.6 |  |  |  |  | R-454B | 3 | Residential & Commercial | VSMSHP | Non-Ducted CEE Tier 2
216760069 | Mini/Multi Split | Multi MFG | HRCU-A-CB-O | MSH-12HD-B |  | Mini-Splits(Non-Ducted) | 12HWMS0-C-M-B |  | 12000 | 24 | 10.5 | 12000 | 11500 | 95.83% | 1.8 | 0 | 13.2 |  |  |  |  | R-454B | 1 | Residential & Commercial | VSMSHP | Non-Ducted CEE Tier 2
216760070 | Mini/Multi Split | Multi MFG | HRCU-A-CB-O | MSH-18HD-B |  | Mini-Splits(Non-Ducted) | 18HWMS0-C-M-B |  | 18000 | 21.7 | 10.8 | 18000 | 18000 | 100% | 2 | 0 | 13 |  |  |  |  | R-454B | 1.5 | Residential & Commercial | VSMSHP | Non-Ducted CEE Tier 2
216760071 | Mini/Multi Split | Multi MFG | HRCU-A-CB-O | MSH-24HD-B |  | Mini-Splits(Non-Ducted) | 24HWMS0-C-M-B |  | 23000 | 22.3 | 13.3 | 26000 | 24000 | 92.31% | 2 | 0 | 12.5 |  |  |  |  | R-454B | 1.9167 | Residential & Commercial | VSMSHP | Non-Ducted CEE Tier 2
216760072 | Mini/Multi Split | Multi MFG | HRCU-A-CB-O | MSH-30HD-B |  | Mini-Splits(Non-Ducted) | 30HWMS0-C-M-B |  | 33000 | 20 | 10.5 | 36000 | 34600 | 96.11% | 1.91 | 0 | 11.7 |  |  |  |  | R-454B | 2.75 | Residential & Commercial | VSMSHP | Non-Ducted CEE Tier 2
216760073 | Mini/Multi Split | Multi MFG | HRCU-A-CB-O | 9MSZ-M-B |  | Mini-Splits(Non-Ducted) | 9CCHP0-C-S-B |  | 9000 | 21.6 | 11.3 | 10000 | 8300 | 83% | 2.17 | 0 | 14.3 |  |  |  |  | R-454B | 0.75 | Residential & Commercial | VSMSHP | Non-Ducted CEE Tier 2
216760074 | Mini/Multi Split | Multi MFG | HRCU-A-CB-O | 12MSZ-M-B |  | Mini-Splits(Non-Ducted) | 12CCHP0-C-S-B |  | 12000 | 21.1 | 10.4 | 12000 | 8400 | 70% | 2.4 | 0 | 12.5 |  |  |  |  | R-454B | 1 | Residential & Commercial | VSMSHP | Non-Ducted CEE Tier 2
216760075 | Mini/Multi Split | Multi MFG | HRCU-A-CB-O | 18MSZ-M-B |  | Mini-Splits(Non-Ducted) | 18CCHP0-C-S-B |  | 16800 | 20.7 | 11.4 | 18000 | 12800 | 71.11% | 2.2 | 0 | 12.5 |  |  |  |  | R-454B | 1.4 | Residential & Commercial | VSMSHP | Non-Ducted CEE Tier 2
216760076 | Mini/Multi Split | Multi MFG | HRCU-A-CB-O | 24MSZ-M-B |  | Mini-Splits(Non-Ducted) | 24CCHP0-C-S-B |  | 24000 | 22 | 10.5 | 25000 | 18500 | 74% | 2.3 | 0 | 12 |  |  |  |  | R-454B | 2 | Residential & Commercial | VSMSHP | Non-Ducted CEE Tier 2
216760077 | Mini/Multi Split | Multi MFG | HRCU-A-CB-O | MSU-36HD-B |  | Mini-Splits(Non-Ducted) | 36CCHP0-C-S-B |  | 36000 | 20 | 10.3 | 38000 | 26600 | 70% | 2.2 | 0 | 9.6 |  |  |  |  | R-454B | 3 | Residential & Commercial | VSMSHP | Non-Ducted CEE Tier 2
216760079 | Mini/Multi Split | Multi MFG | HRCU-A-CB-O | MSH-09HD-B |  | Mini-Splits(Non-Ducted) | 9CCHP0-C-S-B |  | 9000 | 22.6 | 12.1 | 10000 | 11000 | 110% | 1.84 | 0 | 14 |  |  |  |  | R-454B | 0.75 | Residential & Commercial | VSMSHP | Non-Ducted CEE Tier 2
216760080 | Mini/Multi Split | Multi MFG | HRCU-A-CB-O | MSH-12HD-B |  | Mini-Splits(Non-Ducted) | 12CCHP0-C-S-B |  | 12000 | 22.2 | 11.6 | 12000 | 11500 | 95.83% | 2 | 0 | 12.5 |  |  |  |  | R-454B | 1 | Residential & Commercial | VSMSHP | Non-Ducted CEE Tier 2
216760081 | Mini/Multi Split | Multi MFG | HRCU-A-CB-O | MSH-18HD-B |  | Mini-Splits(Non-Ducted) | 18CCHP0-C-S-B |  | 16000 | 20 | 12.3 | 19000 | 17000 | 89.47% | 1.9 | 0 | 12.5 |  |  |  |  | R-454B | 1.3333 | Residential & Commercial | VSMSHP | Non-Ducted CEE Tier 2
216760082 | Mini/Multi Split | Multi MFG | HRCU-A-CB-O | MSH-24HD-B |  | Mini-Splits(Non-Ducted) | 24CCHP0-C-S-B |  | 23400 | 20.7 | 11.6 | 25000 | 23800 | 95.2% | 2.23 | 0 | 12 |  |  |  |  | R-454B | 1.95 | Residential & Commercial | VSMSHP | Non-Ducted CEE Tier 2
216760083 | Mini/Multi Split | Multi MFG | HRCU-A-CB-O | MSH-36HD-B |  | Mini-Splits(Non-Ducted) | 36CCHP0-C-S-B |  | 36600 | 21.2 | 10.6 | 37000 | 37000 | 100% | 1.95 | 0 | 12 |  |  |  |  | R-454B | 3.05 | Residential & Commercial | VSMSHP | Non-Ducted CEE Tier 2
216760105 | Mini/Multi Split | Multi MFG | HRCU-A-CB-O | 12MSZ-M-B |  | Mini-Splits(Non-Ducted) | 12FCHP0-C-M-B |  | 12000 | 24.6 | 11 | 12000 | 8900 | 74.17% | 2.5 | 0 | 12.7 |  |  |  |  | R-454B | 1 | Residential & Commercial | VSMSHP | Non-Ducted CEE Tier 2
216760106 | Mini/Multi Split | Multi MFG | HRCU-A-CB-O | 18MSZ-M-B |  | Mini-Splits(Non-Ducted) | 16FCHP0-C-M-B |  | 16000 | 23.8 | 13.5 | 17000 | 13100 | 77.06% | 2.16 | 0 | 12.5 |  |  |  |  | R-454B | 1.3333 | Residential & Commercial | VSMSHP | Non-Ducted CEE Tier 2
216760107 | Mini/Multi Split | Multi MFG | HRCU-A-CB-O | MSH-12HD-B |  | Mini-Splits(Non-Ducted) | 12FCHP0-C-M-B |  | 12000 | 25 | 10.5 | 12000 | 11300 | 94.17% | 1.88 | 0 | 12.5 |  |  |  |  | R-454B | 1 | Residential & Commercial | VSMSHP | Non-Ducted CEE Tier 2
216760108 | Mini/Multi Split | Multi MFG | HRCU-A-CB-O | MSH-18HD-B |  | Mini-Splits(Non-Ducted) | 16FCHP0-C-M-B |  | 16000 | 20 | 10.3 | 17000 | 17500 | 102.9% | 1.95 | 0 | 12.5 |  |  |  |  | R-454B | 1.3333 | Residential & Commercial | VSMSHP | Non-Ducted CEE Tier 2
216760109 | Mini/Multi Split | Multi MFG | HRCU-A-CB-O | 18MSZ-M-B |  | Mini-Splits(Non-Ducted) | 18FCHP0-C-M-B |  | 18000 | 22.3 | 10.4 | 18000 | 12800 | 71.11% | 2.05 | 0 | 12.5 |  |  |  |  | R-454B | 1.5 | Residential & Commercial | VSMSHP | Non-Ducted CEE Tier 2
216760110 | Mini/Multi Split | Multi MFG | HRCU-A-CB-O | 24MSZ-M-B |  | Mini-Splits(Non-Ducted) | 24FCHP0-C-M-B |  | 24000 | 21.1 | 11.1 | 24400 | 18600 | 76.23% | 2.27 | 0 | 12.2 |  |  |  |  | R-454B | 2 | Residential & Commercial | VSMSHP | Non-Ducted CEE Tier 2
216760112 | Mini/Multi Split | Multi MFG | HRCU-A-CB-O | MSU-48HD-B |  | Mini-Splits(Non-Ducted) | 48FCHP0-C-M-B |  | 48000 | 19.8 | 10.2 | 50000 | 38500 | 77% | 1.95 | 0 | 9.5 |  |  |  |  | R-454B | 4 | Residential & Commercial | VSMSHP | Non-Ducted CEE Tier 2
216760114 | Mini/Multi Split | Multi MFG | HRCU-A-CB-O | MSH-18HD-B |  | Mini-Splits(Non-Ducted) | 18FCHP0-C-M-B |  | 17000 | 20.4 | 10.3 | 19000 | 17000 | 89.47% | 1.86 | 0 | 12.5 |  |  |  |  | R-454B | 1.4167 | Residential & Commercial | VSMSHP | Non-Ducted CEE Tier 2
216760115 | Mini/Multi Split | Multi MFG | HRCU-A-CB-O | MSH-24HD-B |  | Mini-Splits(Non-Ducted) | 24FCHP0-C-M-B |  | 22000 | 20.4 | 12.1 | 26000 | 24200 | 93.08% | 2.16 | 0 | 12 |  |  |  |  | R-454B | 1.8333 | Residential & Commercial | VSMSHP | Non-Ducted CEE Tier 2
216760116 | Mini/Multi Split | Multi MFG | HRCU-A-CB-O | MSH-36HD-B |  | Mini-Splits(Non-Ducted) | 36FCHP0-C-M-B |  | 36400 | 20 | 10.8 | 38000 | 39500 | 103.9% | 2.02 | 0 | 12 |  |  |  |  | R-454B | 3.0333 | Residential & Commercial | VSMSHP | Non-Ducted CEE Tier 2
216760117 | Mini/Multi Split | Multi MFG | HRCU-A-CB-O | MSH-48HD-B |  | Mini-Splits(Non-Ducted) | 48FCHP0-C-M-B |  | 48000 | 18.5 | 10.1 | 52000 | 47000 | 90.38% | 1.83 | 0 | 9.4 |  |  |  |  | R-454B | 4 | Residential & Commercial | VSMSHP | Non-Ducted CEE Tier 2
216760118 | Mini/Multi Split | Multi MFG | HRCU-A-CB-O | MSH-60HD-B |  | Mini-Splits(Non-Ducted) | 60FCHP0-C-M-B |  | 54000 | 18 | 10.7 | 60000 | 54000 | 90% | 1.91 | 0 | 9 |  |  |  |  | R-454B | 4.5 | Residential & Commercial | VSMSHP | Non-Ducted CEE Tier 2
216760119 | Mini/Multi Split | Multi MFG | HRCU-A-CB-O | 9MSZ-M-B |  | Mini-Splits(Non-Ducted) | 9MMNC0-HP-B |  | 9000 | 22.1 | 11.8 | 11000 | 8000 | 72.73% | 2.18 | 0 | 14.4 |  |  |  |  | R-454B | 0.75 | Residential & Commercial | VSMSHP | Non-Ducted CEE Tier 2
216760120 | Mini/Multi Split | Multi MFG | HRCU-A-CB-O | 18MSZ-M-B |  | Mini-Splits(Non-Ducted) | 18MMNC0-HP-B |  | 18000 | 22.2 | 12.2 | 18000 | 13100 | 72.78% | 2.24 | 0 | 12.5 |  |  |  |  | R-454B | 1.5 | Residential & Commercial | VSMSHP | Non-Ducted CEE Tier 2
216760121 | Mini/Multi Split | Multi MFG | HRCU-A-CB-O | MSH-09HD-B |  | Mini-Splits(Non-Ducted) | 9MMNC0-HP-B |  | 9000 | 24 | 12.1 | 10900 | 10600 | 97.25% | 1.83 | 0 | 14.6 |  |  |  |  | R-454B | 0.75 | Residential & Commercial | VSMSHP | Non-Ducted CEE Tier 2
216760122 | Mini/Multi Split | Multi MFG | HRCU-A-CB-O | MSH-18HD-B |  | Mini-Splits(Non-Ducted) | 18MMNC0-HP-B |  | 16700 | 20.6 | 12.2 | 20000 | 17500 | 87.5% | 1.89 | 0 | 12.5 |  |  |  |  | R-454B | 1.3917 | Residential & Commercial | VSMSHP | Non-Ducted CEE Tier 2
8996539 | Mini/Multi Split | GIBSON | HRCU-A-CB-O | GXH09(2.6)LSA4DH |  | Mini-Splits(Non-Ducted) | GHH09(2.6)LUA4DH |  | 9000 | 23 | 9.4 | 9900 | 8700 | 87.88% | 2.03 | 13 | 13 |  |  |  |  | R-410A | 0.75 | Residential & Commercial | VSMSHP
216760019 | Mini/Multi Split | DELLA | HRCU-A-CB-O | 048-MS-12K1VR-22S-M-OUT |  | Mini-Splits(Non-Ducted) | 048-MS-12K1VR-22S-M-IN |  | 12000 | 22 | 9.5 | 12300 | 9200 | 74.8% | 2.1 | 0 | 12 |  |  |  |  | R-32 | 1 | Residential & Commercial | VSMSHP | Non-Ducted CEE Tier 2
216760020 | Mini/Multi Split | DELLA | HRCU-A-CB-O | 048-MS-12K2VR-22S-M-OUT |  | Mini-Splits(Non-Ducted) | 048-MS-12K2VR-22S-M-IN |  | 12000 | 22 | 9.5 | 12300 | 9100 | 73.98% | 2 | 0 | 11.3 |  |  |  |  | R-32 | 1 | Residential & Commercial | VSMSHP | Non-Ducted CEE Tier 2
216760021 | Mini/Multi Split | DELLA | HRCU-A-CB-O | 048-MS-18K2VR-22S-M-OUT |  | Mini-Splits(Non-Ducted) | 048-MS-18K2VR-22S-M-IN |  | 18000 | 22 | 9.5 | 18000 | 13500 | 75% | 2.2 | 0 | 12 |  |  |  |  | R-32 | 1.5 | Residential & Commercial | VSMSHP | Non-Ducted CEE Tier 2
216760022 | Mini/Multi Split | DELLA | HRCU-A-CB-O | 048-MS-24K2VR-22S-M-OUT |  | Mini-Splits(Non-Ducted) | 048-MS-24K2VR-22S-M-IN |  | 23000 | 22 | 10 | 24000 | 20800 | 86.67% | 2.2 | 0 | 12 |  |  |  |  | R-32 | 1.9167 | Residential & Commercial | VSMSHP | Non-Ducted CEE Tier 2
216760023 | Mini/Multi Split | TOSOT | HRCU-A-CB-O | TW12HP32A2DOC |  | Mini-Splits(Non-Ducted) | TW12HCL32A1DIC |  | 12000 | 24.5 | 9.5 | 12000 | 11000 | 91.67% | 1.95 | 0 | 13 |  |  |  |  | R-32 | 1 | Residential & Commercial | VSMSHP | Non-Ducted CEE Tier 2
216760058 | Mini/Multi Split | Multi MFG | HRCU-A-CB-O | 9MEZ-M-B |  | Mini-Splits(Non-Ducted) | 9MEW0-HP-B |  | 9000 | 19 | 9.7 | 10000 | 7000 | 70% | 2.15 | 0 | 10.9 |  |  |  |  | R-454B | 0.75 | Residential & Commercial | VSMSHP | Non-Ducted CEE Tier 2
216760061 | Mini/Multi Split | Multi MFG | HRCU-A-CB-O | 24MEZ-M-B |  | Mini-Splits(Non-Ducted) | 24MEW0-HP-B |  | 24000 | 17 | 8.5 | 24000 | 17100 | 71.25% | 2.01 | 0 | 9 |  |  |  |  | R-454B | 2 | Residential & Commercial | VSMSHP
216760063 | Mini/Multi Split | Multi MFG | HRCU-A-CB-O | 9MSZ-M-B |  | Mini-Splits(Non-Ducted) | 9MHW0-HP-B |  | 9000 | 24.6 | 13 | 10000 | 8200 | 82% | 2.33 | 0 | 14.7 |  |  |  |  | R-454B | 0.75 | Residential & Commercial | VSMSHP | Non-Ducted CEE Tier 2
216760064 | Mini/Multi Split | Multi MFG | HRCU-A-CB-O | 12MSZ-M-B |  | Mini-Splits(Non-Ducted) | 12MHW0-HP-B |  | 12000 | 23.1 | 11.5 | 12000 | 8600 | 71.67% | 2.35 | 0 | 12.2 |  |  |  |  | R-454B | 1 | Residential & Commercial | VSMSHP | Non-Ducted CEE Tier 2
216760065 | Mini/Multi Split | Multi MFG | HRCU-A-CB-O | 18MSZ-M-B |  | Mini-Splits(Non-Ducted) | 18MHW0-HP-B |  | 18000 | 24 | 11.1 | 18000 | 13000 | 72.22% | 2.35 | 0 | 13.5 |  |  |  |  | R-454B | 1.5 | Residential & Commercial | VSMSHP | Non-Ducted CEE Tier 2
216760066 | Mini/Multi Split | Multi MFG | HRCU-A-CB-O | 24MSZ-M-B |  | Mini-Splits(Non-Ducted) | 24MHW0-HP-B |  | 24000 | 23.5 | 10 | 25000 | 17800 | 71.2% | 2.15 | 0 | 13 |  |  |  |  | R-454B | 2 | Residential & Commercial | VSMSHP | Non-Ducted CEE Tier 2
216760067 | Mini/Multi Split | Multi MFG | HRCU-A-CB-O | MSH-06HD-B |  | Mini-Splits(Non-Ducted) | 6HWMS0-C-M-B |  | 6000 | 25.3 | 14.6 | 7000 | 7500 | 107.1% | 2.3 | 0 | 16 |  |  |  |  | R-454B | 0.5 | Residential & Commercial | VSMSHP | Non-Ducted CEE Tier 2
216760068 | Mini/Multi Split | Multi MFG | HRCU-A-CB-O | MSH-09HD-B |  | Mini-Splits(Non-Ducted) | 9HWMS0-C-M-B |  | 9000 | 26 | 12.5 | 12000 | 11500 | 95.83% | 1.8 | 0 | 15 |  |  |  |  | R-454B | 0.75 | Residential & Commercial | VSMSHP | Non-Ducted CEE Tier 2
8993535 | Mini/Multi Split | VARIABLE SPEED DUCTLESS SPLITS | HRCU-A-CB-O | DLCCHR18K1A |  | Mini-Splits(Non-Ducted) | DLFCHB18K1A |  | 18000 | 20 | 8.5 | 19800 | 15000 | 75.76% | 1.75 | 12.5 | 12.5 |  |  |  |  | R-410A | 1.5 | Residential & Commercial | VSMSHP
212925551 | Mini/Multi Split | CIAC | HRCU-A-CB-O | CG43MX036PH3H1C |  | Mini-Splits(Non-Ducted) | CH43MX036-H3H1C |  | 33600 | 20 | 8.5 | 34600 | 24400 | 70.52% | 1.85 | 10.5 | 10.5 |  |  |  |  | R-410A | 2.8 | Residential & Commercial | VSMSHP
212925552 | Mini/Multi Split | AireForce | HRCU-A-CB-O | GXH12(3.5)LSK4DH2 |  | Mini-Splits(Non-Ducted) | GKH12(3.5)FMK4DH1 |  | 12000 | 24 | 8.5 | 12000 | 9200 | 76.67% | 1.9 | 12.5 | 12.5 |  |  |  |  | R-410A | 1 | Residential & Commercial | VSMSHP
212925553 | Mini/Multi Split | GIBSON | HRCU-A-CB-O | GXH12(3.5)LSK4DH2 |  | Mini-Splits(Non-Ducted) | GKH12(3.5)FMK4DH1 |  | 12000 | 24 | 8.5 | 12000 | 9200 | 76.67% | 1.9 | 12.5 | 12.5 |  |  |  |  | R-410A | 1 | Residential & Commercial | VSMSHP
212925554 | Mini/Multi Split | AIRTEMP | HRCU-A-CB-O | GXH12(3.5)LSK4DH2 |  | Mini-Splits(Non-Ducted) | GKH12(3.5)FMK4DH1 |  | 12000 | 24 | 8.5 | 12000 | 9200 | 76.67% | 1.9 | 12.5 | 12.5 |  |  |  |  | R-410A | 1 | Residential & Commercial | VSMSHP
212925555 | Mini/Multi Split | AireForce | HRCU-A-CB-O | GXH18(5.3)LSK4DH2 |  | Mini-Splits(Non-Ducted) | GKH18(5.3)FMK4DH1 |  | 18000 | 19 | 8.5 | 18000 | 14500 | 80.56% | 1.93 | 0 | 10.05 |  |  |  |  | R-410A | 1.5 | Residential & Commercial | VSMSHP
212925556 | Mini/Multi Split | GIBSON | HRCU-A-CB-O | GXH18(5.3)LSK4DH2 |  | Mini-Splits(Non-Ducted) | GKH18(5.3)FMK4DH1 |  | 18000 | 19 | 8.5 | 18000 | 14500 | 80.56% | 1.93 | 0 | 10.05 |  |  |  |  | R-410A | 1.5 | Residential & Commercial | VSMSHP
212925557 | Mini/Multi Split | AIRTEMP | HRCU-A-CB-O | GXH18(5.3)LSK4DH2 |  | Mini-Splits(Non-Ducted) | GKH18(5.3)FMK4DH1 |  | 18000 | 19 | 8.5 | 18000 | 14500 | 80.56% | 1.93 | 0 | 10.05 |  |  |  |  | R-410A | 1.5 | Residential & Commercial | VSMSHP
216759982 | Mini/Multi Split | ECO-AIR | HRCU-A-CB-O | EDSO-18H |  | Mini-Splits(Non-Ducted) | EDWM-18U |  | 18000 | 21.4 | 11 | 18000 | 18000 | 100% | 1.92 | 0 | 12.5 |  |  |  |  | R-454B | 1.5 | Residential & Commercial | VSMSHP | Non-Ducted CEE Tier 2
216759983 | Mini/Multi Split | ECO-AIR | HRCU-A-CB-O | EDSO-24H |  | Mini-Splits(Non-Ducted) | EDWM-24U |  | 24000 | 21 | 13.5 | 29000 | 24200 | 83.45% | 2.34 | 0 | 13 |  |  |  |  | R-454B | 2 | Residential & Commercial | VSMSHP | Non-Ducted CEE Tier 2
216759984 | Mini/Multi Split | ECO-AIR | HRCU-A-CB-O | EDSO-33H |  | Mini-Splits(Non-Ducted) | EDWM-33U |  | 33000 | 19.5 | 10.5 | 36000 | 35000 | 97.22% | 1.98 | 0 | 12 |  |  |  |  | R-454B | 2.75 | Residential & Commercial | VSMSHP | Non-Ducted CEE Tier 2
206717854 | Mini/Multi Split | Trane / Mitsubishi Electric | HRCU-A-CB-O | PUZ-HA36NKA |  | Mini-Splits(Non-Ducted) | TPLA0A0361EA70A |  | 36000 | 20 | 9 | 40000 | 38000 | 95% | 2 | 13 | 13 |  |  |  |  | R-410A | 3 | Residential & Commercial | VSMSHP
213617708 | Mini/Multi Split | Mitsubishi Electric | HRCU-A-CB-O | PUZ-HA36NKA1*** |  | Mini-Splits(Non-Ducted) | PKA-A36KA* |  | 33600 | 18.7 | 9 | 40000 | 38000 | 95% | 1.8 | 0 | 12.4 |  |  |  |  | R-410A | 2.8 | Residential & Commercial | VSMSHP
213617709 | Mini/Multi Split | Mitsubishi Electric | HRCU-A-CB-O | PUZ-HA36NKA1*** |  | Mini-Splits(Non-Ducted) | PCA-A36KA* |  | 34000 | 18 | 9.2 | 40000 | 38000 | 95% | 1.75 | 0 | 12.5 |  |  |  |  | R-410A | 2.8333 | Residential & Commercial | VSMSHP
213617720 | Mini/Multi Split | Trane / Mitsubishi Electric | HRCU-A-CB-O | PUZ-HA36NKA1*** |  | Mini-Splits(Non-Ducted) | TPLA0A0361EA*** |  | 36000 | 20 | 9 | 40000 | 38000 | 95% | 2 | 0 | 13 |  |  |  |  | R-410A | 3 | Residential & Commercial | VSMSHP
213617721 | Mini/Multi Split | Trane / Mitsubishi Electric | HRCU-A-CB-O | PUZ-HA36NKA1*** |  | Mini-Splits(Non-Ducted) | TPKA0A0361KA*** |  | 33600 | 18.7 | 9 | 40000 | 38000 | 95% | 1.8 | 0 | 12.4 |  |  |  |  | R-410A | 2.8 | Residential & Commercial | VSMSHP
206347232 | Mini/Multi Split | HISENSE | HRCU-A-CB-O | AS-12UW3SXADL |  | Mini-Splits(Non-Ducted) | AS-12UW3SXADL |  | 12000 | 23.5 | 9.35 | 12000 | 8400 | 70% | 1.75 | 15.4 | 15.4 |  |  |  |  | R-410A | 1 | Residential & Commercial | VSMSHP
213879429 | Mini/Multi Split | Trane / Mitsubishi Electric | HRCU-A-CB-O | MUZ-FS18NAH*** |  | Mini-Splits(Non-Ducted) | NTXWPH18B112A* |  | 17200 | 21 | 10.3 | 19000 | 22400 | 117.9% | 2 | 0 | 12.5 |  |  |  |  | R-410A | 1.4333 | Residential & Commercial | VSMSHP | Non-Ducted CEE Tier 2
213879427 | Mini/Multi Split | Trane / Mitsubishi Electric | HRCU-A-CB-O | MUZ-FS12NAH*** |  | Mini-Splits(Non-Ducted) | NTXWPH12B112A* |  | 12000 | 26.3 | 10.4 | 12300 | 14700 | 119.5% | 2.3 | 0 | 13.8 |  |  |  |  | R-410A | 1 | Residential & Commercial | VSMSHP | Non-Ducted CEE Tier 2
213879428 | Mini/Multi Split | Trane / Mitsubishi Electric | HRCU-A-CB-O | MUZ-FS15NAH*** |  | Mini-Splits(Non-Ducted) | NTXWPH15B112A* |  | 14000 | 22.3 | 9.9 | 16000 | 19400 | 121.2% | 2 | 0 | 14 |  |  |  |  | R-410A | 1.1667 | Residential & Commercial | VSMSHP | Non-Ducted CEE Tier 2
216759950 | Mini/Multi Split | ECO-AIR | HRCU-A-CB-O | EDSO-48H |  | Mini-Splits(Non-Ducted) | ED4W-48U |  | 48000 | 18 | 11 | 53000 | 47500 | 89.62% | 1.96 | 0 | 10 |  |  |  |  | R-454B | 4 | Residential & Commercial | VSMSHP | Non-Ducted CEE Tier 2
216759951 | Mini/Multi Split | ECO-AIR | HRCU-A-CB-O | EDSO-06H |  | Mini-Splits(Non-Ducted) | ED1W-06U |  | 6500 | 22 | 12 | 7400 | 8100 | 109.5% | 2.4 | 0 | 15 |  |  |  |  | R-454B | 0.54167 | Residential & Commercial | VSMSHP | Non-Ducted CEE Tier 2
216759952 | Mini/Multi Split | ECO-AIR | HRCU-A-CB-O | EDSO-09H |  | Mini-Splits(Non-Ducted) | ED1W-09U |  | 9000 | 24 | 12.1 | 10900 | 10600 | 97.25% | 1.83 | 0 | 14.6 |  |  |  |  | R-454B | 0.75 | Residential & Commercial | VSMSHP | Non-Ducted CEE Tier 2
216759953 | Mini/Multi Split | ECO-AIR | HRCU-A-CB-O | EDSO-12H |  | Mini-Splits(Non-Ducted) | ED1W-12U |  | 12000 | 23 | 10 | 12500 | 11500 | 92% | 2 | 0 | 13 |  |  |  |  | R-454B | 1 | Residential & Commercial | VSMSHP | Non-Ducted CEE Tier 2
216759954 | Mini/Multi Split | ECO-AIR | HRCU-A-CB-O | EDSO-18H |  | Mini-Splits(Non-Ducted) | ED1W-18U |  | 16700 | 20.6 | 12.2 | 20000 | 17500 | 87.5% | 1.89 | 0 | 12.5 |  |  |  |  | R-454B | 1.3917 | Residential & Commercial | VSMSHP | Non-Ducted CEE Tier 2
216759955 | Mini/Multi Split | ECO-AIR | HRCU-A-CB-O | EDSO-09E |  | Mini-Splits(Non-Ducted) | ED1W-09U |  | 9000 | 22.1 | 11.8 | 11000 | 8000 | 72.73% | 2.18 | 0 | 14.4 |  |  |  |  | R-454B | 0.75 | Residential & Commercial | VSMSHP | Non-Ducted CEE Tier 2
216759956 | Mini/Multi Split | ECO-AIR | HRCU-A-CB-O | EDSO-12E |  | Mini-Splits(Non-Ducted) | ED1W-12U |  | 12000 | 22.1 | 10 | 12000 | 8600 | 71.67% | 2.48 | 0 | 12.3 |  |  |  |  | R-454B | 1 | Residential & Commercial | VSMSHP | Non-Ducted CEE Tier 2
216759957 | Mini/Multi Split | ECO-AIR | HRCU-A-CB-O | EDSO-18E |  | Mini-Splits(Non-Ducted) | ED1W-18U |  | 18000 | 22.2 | 12.2 | 18000 | 13100 | 72.78% | 2.24 | 0 | 12.5 |  |  |  |  | R-454B | 1.5 | Residential & Commercial | VSMSHP | Non-Ducted CEE Tier 2
216759979 | Mini/Multi Split | ECO-AIR | HRCU-A-CB-O | EDSO-06H |  | Mini-Splits(Non-Ducted) | EDWM-06U |  | 6000 | 25.5 | 14.8 | 7000 | 7700 | 110% | 2.39 | 0 | 18 |  |  |  |  | R-454B | 0.5 | Residential & Commercial | VSMSHP | Non-Ducted CEE Tier 2
216759980 | Mini/Multi Split | ECO-AIR | HRCU-A-CB-O | EDSO-09H |  | Mini-Splits(Non-Ducted) | EDWM-09U |  | 9000 | 27.4 | 12.5 | 12000 | 11500 | 95.83% | 1.8 | 0 | 15.4 |  |  |  |  | R-454B | 0.75 | Residential & Commercial | VSMSHP | Non-Ducted CEE Tier 2
216759981 | Mini/Multi Split | ECO-AIR | HRCU-A-CB-O | EDSO-12H |  | Mini-Splits(Non-Ducted) | EDWM-12U |  | 12000 | 25.4 | 10.5 | 12000 | 11500 | 95.83% | 1.8 | 0 | 13.4 |  |  |  |  | R-454B | 1 | Residential & Commercial | VSMSHP | Non-Ducted CEE Tier 2
8718582 | Mini/Multi Split | GREE | HRCU-A-CB-O | GWH12QC-D3DNA1D/O |  | Mini-Splits(Non-Ducted) | GWH12ZC-D3DN***/I |  | 12000 | 21.5 | 8.5 | 13000 | 9100 | 70% | 1.8 | 12.5 | 12 |  |  |  |  | R-410A | 1 | Residential & Commercial | VSMSHP
8779045 | Mini/Multi Split | FUJITSU | HRCU-A-CB-O | AOU18RLXFWH |  | Mini-Splits(Non-Ducted) | ASU18RLF |  | 18000 | 20 | 10 | 21600 | 19000 | 87.96% | 2.18 | 13.3 | 13.3 |  |  |  |  | R-410A | 1.5 | Residential & Commercial | VSMSHP | Non-Ducted CEE Tier 2
8779046 | Mini/Multi Split | FUJITSU | HRCU-A-CB-O | AOU24RLXFWH |  | Mini-Splits(Non-Ducted) | ASU24RLF |  | 22000 | 19.5 | 10.5 | 25200 | 23200 | 92.06% | 2.04 | 12.5 | 12.5 |  |  |  |  | R-410A | 1.8333 | Residential & Commercial | VSMSHP | Non-Ducted CEE Tier 2
8819819 | Mini/Multi Split | HISENSE | HRCU-A-CB-O | AS-12UR3SXE |  | Mini-Splits(Non-Ducted) | AS-12UR3SXETG |  | 12000 | 21 | 9.5 | 12000 | 8400 | 70% | 1.75 | 13 | 13 |  |  |  |  | R-410A | 1 | Residential & Commercial | VSMSHP | Non-Ducted CEE Tier 2
8819821 | Mini/Multi Split | HISENSE | HRCU-A-CB-O | AS-18UR3SBB |  | Mini-Splits(Non-Ducted) | AS-18UR3SBBTG |  | 18000 | 22.5 | 8.6 | 17000 | 11900 | 70% | 1.8 | 13 | 13 |  |  |  |  | R-410A | 1.5 | Residential & Commercial | VSMSHP
8912454 | Mini/Multi Split | FUJITSU | HRCU-A-CB-O | AOU30RLXEH |  | Mini-Splits(Non-Ducted) | ASU30RLE |  | 30000 | 18.7 | 10 | 32000 | 30400 | 95% | 2.02 | 12.5 | 12.5 |  |  |  |  | R-410A | 2.5 | Residential & Commercial | VSMSHP | Non-Ducted CEE Tier 2
216719239 | Mini/Multi Split | Comfort Temps | HRCU-A-CB-O | CEL-BH182A-O* |  | Mini-Splits(Non-Ducted) | CEL-BH182A-I |  | 18000 | 21 | 9.5 | 17500 | 12400 | 70.86% | 1.8 | 0 | 11 |  |  |  |  | R-454B | 1.5 | Residential & Commercial | VSMSHP | Non-Ducted CEE Tier 2
216719240 | Mini/Multi Split | Comfort Temps | HRCU-A-CB-O | CEL-BH242A-O* |  | Mini-Splits(Non-Ducted) | CEL-BH242A-I |  | 24000 | 21 | 9.5 | 22000 | 15600 | 70.91% | 2.1 | 0 | 11 |  |  |  |  | R-454B | 2 | Residential & Commercial | VSMSHP | Non-Ducted CEE Tier 2
216719243 | Mini/Multi Split | Bluefin | HRCU-A-CB-O | BFMS24BA-02O |  | Mini-Splits(Non-Ducted) | BFMS24BA-02I |  | 24000 | 18.5 | 9 | 24000 | 17000 | 70.83% | 2.11 | 0 | 9.6 |  |  |  |  | R-454B | 2 | Residential & Commercial | VSMSHP
216719246 | Mini/Multi Split | Bluefin | HRCU-A-CB-O | BFMS09BA-02O |  | Mini-Splits(Non-Ducted) | BFMS09BA-02I |  | 9000 | 21.6 | 9.4 | 10000 | 7000 | 70% | 2 | 0 | 12.6 |  |  |  |  | R-454B | 0.75 | Residential & Commercial | VSMSHP
8331940 | Mini/Multi Split | VARIABLE SPEED DUCTLESS SPLITS | HRCU-A-CB-O | DLCCHR12K1A |  | Mini-Splits(Non-Ducted) | DLFCHB12K1A |  | 12000 | 21.5 | 8.5 | 13000 | 9100 | 70% | 1.8 | 12.5 | 12 |  |  |  |  | R-410A | 1 | Residential & Commercial | VSMSHP
8639874 | Mini/Multi Split | DAIKIN | HRCU-A-CB-O | RXS09TL116 |  | Mini-Splits(Non-Ducted) | FTXS09TL116 |  | 9000 | 23 | 9.4 | 9900 | 8700 | 87.88% | 2.03 | 13 | 13 |  |  |  |  | R-410A | 0.75 | Residential & Commercial | VSMSHP
8639875 | Mini/Multi Split | DAIKIN | HRCU-A-CB-O | RXS09TL216 |  | Mini-Splits(Non-Ducted) | FTXS09TL216 |  | 9000 | 23 | 8.5 | 11000 | 9000 | 81.82% | 1.97 | 14 | 14 |  |  |  |  | R-410A | 0.75 | Residential & Commercial | VSMSHP
8639877 | Mini/Multi Split | DAIKIN | HRCU-A-CB-O | RXS12TL216 |  | Mini-Splits(Non-Ducted) | FTXS12TL216 |  | 12000 | 21.5 | 8.5 | 13000 | 9100 | 70% | 1.8 | 12.5 | 12 |  |  |  |  | R-410A | 1 | Residential & Commercial | VSMSHP
8639879 | Mini/Multi Split | DAIKIN | HRCU-A-CB-O | RXS24TL216 |  | Mini-Splits(Non-Ducted) | FTXS24TL216 |  | 22000 | 20 | 8.5 | 24000 | 19800 | 82.5% | 1.75 | 12.5 | 12.5 |  |  |  |  | R-410A | 1.8333 | Residential & Commercial | VSMSHP
8641300 | Mini/Multi Split | DAIKIN | HRCU-A-CB-O | RXS09TL116 |  | Mini-Splits(Non-Ducted) | FTXS09TL116-3 |  | 9000 | 23 | 9.4 | 9900 | 8700 | 87.88% | 2.03 | 13 | 13 |  |  |  |  | R-410A | 0.75 | Residential & Commercial | VSMSHP
8641301 | Mini/Multi Split | DAIKIN | HRCU-A-CB-O | RXS09TL216 |  | Mini-Splits(Non-Ducted) | FTXS09TL216-3 |  | 9000 | 23 | 8.5 | 11000 | 9000 | 81.82% | 1.97 | 14 | 14 |  |  |  |  | R-410A | 0.75 | Residential & Commercial | VSMSHP
8641303 | Mini/Multi Split | DAIKIN | HRCU-A-CB-O | RXS12TL216 |  | Mini-Splits(Non-Ducted) | FTXS12TL216-3 |  | 12000 | 21.5 | 8.5 | 13000 | 9100 | 70% | 1.8 | 12.5 | 12 |  |  |  |  | R-410A | 1 | Residential & Commercial | VSMSHP
8641305 | Mini/Multi Split | DAIKIN | HRCU-A-CB-O | RXS24TL216 |  | Mini-Splits(Non-Ducted) | FTXS24TL216-3 |  | 22000 | 20 | 8.5 | 24000 | 19800 | 82.5% | 1.75 | 12.5 | 12.5 |  |  |  |  | R-410A | 1.8333 | Residential & Commercial | VSMSHP
8657808 | Mini/Multi Split | CHAMPION | HRCU-A-CB-O | DHX09CSB11S |  | Mini-Splits(Non-Ducted) | DHX09NWB11S |  | 9000 | 23 | 9.4 | 9900 | 8700 | 87.88% | 2.03 | 13 | 13 |  |  |  |  | R-410A | 0.75 | Residential & Commercial | VSMSHP
8657812 | Mini/Multi Split | CHAMPION | HRCU-A-CB-O | DHX09CSB21S |  | Mini-Splits(Non-Ducted) | DHX09NWB21S |  | 9000 | 23 | 8.5 | 11000 | 9000 | 81.82% | 1.97 | 14 | 14 |  |  |  |  | R-410A | 0.75 | Residential & Commercial | VSMSHP
8657814 | Mini/Multi Split | CHAMPION | HRCU-A-CB-O | DHX12CSB21S |  | Mini-Splits(Non-Ducted) | DHX12NWB21S |  | 12000 | 21.5 | 8.5 | 13000 | 9100 | 70% | 1.8 | 12.5 | 12 |  |  |  |  | R-410A | 1 | Residential & Commercial | VSMSHP
8657816 | Mini/Multi Split | CHAMPION | HRCU-A-CB-O | DHX18CSB21S |  | Mini-Splits(Non-Ducted) | DHX18NWB21S |  | 18000 | 20 | 8.5 | 19800 | 15000 | 75.76% | 1.75 | 12.5 | 12.5 |  |  |  |  | R-410A | 1.5 | Residential & Commercial | VSMSHP
8657818 | Mini/Multi Split | CHAMPION | HRCU-A-CB-O | DHX24CSB21S |  | Mini-Splits(Non-Ducted) | DHX24NWB21S |  | 22000 | 20 | 8.5 | 24000 | 19800 | 82.5% | 1.75 | 12.5 | 12.5 |  |  |  |  | R-410A | 1.8333 | Residential & Commercial | VSMSHP
8578561 | Mini/Multi Split | YORK BY JOHNSON CONTROLS | HRCU-A-CB-O | DHX09CSB11S |  | Mini-Splits(Non-Ducted) | DHX09NWB11S |  | 9000 | 23 | 9.4 | 9900 | 8700 | 87.88% | 2.03 | 13 | 13 |  |  |  |  | R-410A | 0.75 | Residential & Commercial | VSMSHP
8578562 | Mini/Multi Split | COLEMAN BY JOHNSON CONTROLS | HRCU-A-CB-O | DHX09CSB11S |  | Mini-Splits(Non-Ducted) | DHX09NWB11S |  | 9000 | 23 | 9.4 | 9900 | 8700 | 87.88% | 2.03 | 13 | 13 |  |  |  |  | R-410A | 0.75 | Residential & Commercial | VSMSHP
8578563 | Mini/Multi Split | LUXAIRE BY JOHNSON CONTROLS | HRCU-A-CB-O | DHX09CSB11S |  | Mini-Splits(Non-Ducted) | DHX09NWB11S |  | 9000 | 23 | 9.4 | 9900 | 8700 | 87.88% | 2.03 | 13 | 13 |  |  |  |  | R-410A | 0.75 | Residential & Commercial | VSMSHP
8578564 | Mini/Multi Split | GUARDIAN BY JOHNSON CONTROLS | HRCU-A-CB-O | DHX09CSB11S |  | Mini-Splits(Non-Ducted) | DHX09NWB11S |  | 9000 | 23 | 9.4 | 9900 | 8700 | 87.88% | 2.03 | 13 | 13 |  |  |  |  | R-410A | 0.75 | Residential & Commercial | VSMSHP
8578569 | Mini/Multi Split | YORK BY JOHNSON CONTROLS | HRCU-A-CB-O | DHX09CSB21S |  | Mini-Splits(Non-Ducted) | DHX09NWB21S |  | 9000 | 23 | 8.5 | 11000 | 9000 | 81.82% | 1.97 | 14 | 14 |  |  |  |  | R-410A | 0.75 | Residential & Commercial | VSMSHP
8578570 | Mini/Multi Split | COLEMAN BY JOHNSON CONTROLS | HRCU-A-CB-O | DHX09CSB21S |  | Mini-Splits(Non-Ducted) | DHX09NWB21S |  | 9000 | 23 | 8.5 | 11000 | 9000 | 81.82% | 1.97 | 14 | 14 |  |  |  |  | R-410A | 0.75 | Residential & Commercial | VSMSHP
8578571 | Mini/Multi Split | LUXAIRE BY JOHNSON CONTROLS | HRCU-A-CB-O | DHX09CSB21S |  | Mini-Splits(Non-Ducted) | DHX09NWB21S |  | 9000 | 23 | 8.5 | 11000 | 9000 | 81.82% | 1.97 | 14 | 14 |  |  |  |  | R-410A | 0.75 | Residential & Commercial | VSMSHP
8578572 | Mini/Multi Split | GUARDIAN BY JOHNSON CONTROLS | HRCU-A-CB-O | DHX09CSB21S |  | Mini-Splits(Non-Ducted) | DHX09NWB21S |  | 9000 | 23 | 8.5 | 11000 | 9000 | 81.82% | 1.97 | 14 | 14 |  |  |  |  | R-410A | 0.75 | Residential & Commercial | VSMSHP
8578573 | Mini/Multi Split | YORK BY JOHNSON CONTROLS | HRCU-A-CB-O | DHX12CSB21S |  | Mini-Splits(Non-Ducted) | DHX12NWB21S |  | 12000 | 21.5 | 8.5 | 13000 | 9100 | 70% | 1.8 | 12.5 | 12 |  |  |  |  | R-410A | 1 | Residential & Commercial | VSMSHP
8578574 | Mini/Multi Split | COLEMAN BY JOHNSON CONTROLS | HRCU-A-CB-O | DHX12CSB21S |  | Mini-Splits(Non-Ducted) | DHX12NWB21S |  | 12000 | 21.5 | 8.5 | 13000 | 9100 | 70% | 1.8 | 12.5 | 12 |  |  |  |  | R-410A | 1 | Residential & Commercial | VSMSHP
8578575 | Mini/Multi Split | LUXAIRE BY JOHNSON CONTROLS | HRCU-A-CB-O | DHX12CSB21S |  | Mini-Splits(Non-Ducted) | DHX12NWB21S |  | 12000 | 21.5 | 8.5 | 13000 | 9100 | 70% | 1.8 | 12.5 | 12 |  |  |  |  | R-410A | 1 | Residential & Commercial | VSMSHP
8578576 | Mini/Multi Split | GUARDIAN BY JOHNSON CONTROLS | HRCU-A-CB-O | DHX12CSB21S |  | Mini-Splits(Non-Ducted) | DHX12NWB21S |  | 12000 | 21.5 | 8.5 | 13000 | 9100 | 70% | 1.8 | 12.5 | 12 |  |  |  |  | R-410A | 1 | Residential & Commercial | VSMSHP
8578577 | Mini/Multi Split | YORK BY JOHNSON CONTROLS | HRCU-A-CB-O | DHX18CSB21S |  | Mini-Splits(Non-Ducted) | DHX18NWB21S |  | 18000 | 20 | 8.5 | 19800 | 15000 | 75.76% | 1.75 | 12.5 | 12.5 |  |  |  |  | R-410A | 1.5 | Residential & Commercial | VSMSHP
8578578 | Mini/Multi Split | COLEMAN BY JOHNSON CONTROLS | HRCU-A-CB-O | DHX18CSB21S |  | Mini-Splits(Non-Ducted) | DHX18NWB21S |  | 18000 | 20 | 8.5 | 19800 | 15000 | 75.76% | 1.75 | 12.5 | 12.5 |  |  |  |  | R-410A | 1.5 | Residential & Commercial | VSMSHP
8578579 | Mini/Multi Split | LUXAIRE BY JOHNSON CONTROLS | HRCU-A-CB-O | DHX18CSB21S |  | Mini-Splits(Non-Ducted) | DHX18NWB21S |  | 18000 | 20 | 8.5 | 19800 | 15000 | 75.76% | 1.75 | 12.5 | 12.5 |  |  |  |  | R-410A | 1.5 | Residential & Commercial | VSMSHP
8578580 | Mini/Multi Split | GUARDIAN BY JOHNSON CONTROLS | HRCU-A-CB-O | DHX18CSB21S |  | Mini-Splits(Non-Ducted) | DHX18NWB21S |  | 18000 | 20 | 8.5 | 19800 | 15000 | 75.76% | 1.75 | 12.5 | 12.5 |  |  |  |  | R-410A | 1.5 | Residential & Commercial | VSMSHP
8578581 | Mini/Multi Split | YORK BY JOHNSON CONTROLS | HRCU-A-CB-O | DHX24CSB21S |  | Mini-Splits(Non-Ducted) | DHX24NWB21S |  | 22000 | 20 | 8.5 | 24000 | 19800 | 82.5% | 1.75 | 12.5 | 12.5 |  |  |  |  | R-410A | 1.8333 | Residential & Commercial | VSMSHP
8578582 | Mini/Multi Split | COLEMAN BY JOHNSON CONTROLS | HRCU-A-CB-O | DHX24CSB21S |  | Mini-Splits(Non-Ducted) | DHX24NWB21S |  | 22000 | 20 | 8.5 | 24000 | 19800 | 82.5% | 1.75 | 12.5 | 12.5 |  |  |  |  | R-410A | 1.8333 | Residential & Commercial | VSMSHP
8578583 | Mini/Multi Split | LUXAIRE BY JOHNSON CONTROLS | HRCU-A-CB-O | DHX24CSB21S |  | Mini-Splits(Non-Ducted) | DHX24NWB21S |  | 22000 | 20 | 8.5 | 24000 | 19800 | 82.5% | 1.75 | 12.5 | 12.5 |  |  |  |  | R-410A | 1.8333 | Residential & Commercial | VSMSHP
8578584 | Mini/Multi Split | GUARDIAN BY JOHNSON CONTROLS | HRCU-A-CB-O | DHX24CSB21S |  | Mini-Splits(Non-Ducted) | DHX24NWB21S |  | 22000 | 20 | 8.5 | 24000 | 19800 | 82.5% | 1.75 | 12.5 | 12.5 |  |  |  |  | R-410A | 1.8333 | Residential & Commercial | VSMSHP
206347237 | Mini/Multi Split | HISENSE | HRCU-A-CB-O | AST-12UW3SXEDL01 |  | Mini-Splits(Non-Ducted) | AST-12UW3SXEDL01 |  | 12000 | 21 | 9.5 | 12000 | 8400 | 70% | 1.75 | 13 | 13 |  |  |  |  | R-410A | 1 | Residential & Commercial | VSMSHP | Non-Ducted CEE Tier 2
206347238 | Mini/Multi Split | HISENSE | HRCU-A-CB-O | AST-18UW3SBBDC00 |  | Mini-Splits(Non-Ducted) | AST-18UW3SBBDC00 |  | 18000 | 22.5 | 8.6 | 17000 | 11900 | 70% | 1.8 | 13 | 13 |  |  |  |  | R-410A | 1.5 | Residential & Commercial | VSMSHP
206347239 | Mini/Multi Split | HISENSE | HRCU-A-CB-O | AST-18UW3SBBDL00 |  | Mini-Splits(Non-Ducted) | AST-18UW3SBBDL00 |  | 18000 | 22.5 | 8.6 | 17000 | 11900 | 70% | 1.8 | 13 | 13 |  |  |  |  | R-410A | 1.5 | Residential & Commercial | VSMSHP
8000864 | Mini/Multi Split | GREE | HRCU-A-CB-O | GWH18QD-D3DNA1G/O |  | Mini-Splits(Non-Ducted) | GWH18QD-D3DN***/I |  | 18000 | 20 | 8.5 | 19800 | 15000 | 75.76% | 1.75 | 12.5 | 12.5 |  |  |  |  | R-410A | 1.5 | Residential & Commercial | VSMSHP
8235772 | Mini/Multi Split | C&H | HRCU-A-CB-O | GWH09QC-D3DNA1D/O |  | Mini-Splits(Non-Ducted) | GWH09QC-D3DNA1D/I |  | 9000 | 23 | 8.5 | 11000 | 9000 | 81.82% | 1.97 | 14 | 14 |  |  |  |  | R-410A | 0.75 | Residential & Commercial | VSMSHP
8235773 | Mini/Multi Split | C&H | HRCU-A-CB-O | GWH12QC-D3DNA1D/O |  | Mini-Splits(Non-Ducted) | GWH12QC-D3DNA1D/I |  | 12000 | 21.5 | 8.5 | 13000 | 9100 | 70% | 1.8 | 12.5 | 12 |  |  |  |  | R-410A | 1 | Residential & Commercial | VSMSHP
8235774 | Mini/Multi Split | C&H | HRCU-A-CB-O | GWH18QD-D3DNA1G/O |  | Mini-Splits(Non-Ducted) | GWH18QD-D3DNA1G/I |  | 18000 | 20 | 8.5 | 19800 | 15000 | 75.76% | 1.75 | 12.5 | 12.5 |  |  |  |  | R-410A | 1.5 | Residential & Commercial | VSMSHP
8235775 | Mini/Multi Split | C&H | HRCU-A-CB-O | GWH24QE-D3DNA1D/O |  | Mini-Splits(Non-Ducted) | GWH24QE-D3DNA1D/I |  | 22000 | 20 | 8.5 | 24000 | 19800 | 82.5% | 1.75 | 12.5 | 12.5 |  |  |  |  | R-410A | 1.8333 | Residential & Commercial | VSMSHP
8235776 | Mini/Multi Split | C&H | HRCU-A-CB-O | GWH09QC-A3DNA1D/O |  | Mini-Splits(Non-Ducted) | GWH09QC-A3DNA1D/I |  | 9000 | 23 | 9.4 | 9900 | 8700 | 87.88% | 2.03 | 13 | 13 |  |  |  |  | R-410A | 0.75 | Residential & Commercial | VSMSHP
216759656 | Mini/Multi Split | Hitachi | HRCU-A-CB-O | RAC-DJ12WHAA |  | Mini-Splits(Non-Ducted) | RAK-DJ12RHAA |  | 12000 | 19.5 | 9.2 | 13000 | 9200 | 70.77% | 2.13 | 0 | 12 |  |  |  |  | R-32 | 1 | Residential & Commercial | VSMSHP
216759657 | Mini/Multi Split | Hitachi | HRCU-A-CB-O | RAC-DJ18WHAA |  | Mini-Splits(Non-Ducted) | RAK-DJ18RHAA |  | 18000 | 19.5 | 10.5 | 19000 | 14200 | 74.74% | 1.9 | 0 | 12 |  |  |  |  | R-32 | 1.5 | Residential & Commercial | VSMSHP | Non-Ducted CEE Tier 2
216759658 | Mini/Multi Split | Hitachi | HRCU-A-CB-O | RAC-DJ24WHAA |  | Mini-Splits(Non-Ducted) | RAK-DJ24RHAA |  | 22000 | 18.3 | 10 | 25000 | 18400 | 73.6% | 2.1 | 0 | 12 |  |  |  |  | R-32 | 1.8333 | Residential & Commercial | VSMSHP | Non-Ducted CEE Tier 2
216759659 | Mini/Multi Split | Hitachi | HRCU-A-CB-O | RAC-EJ12WHAA |  | Mini-Splits(Non-Ducted) | RAK-EJ12PHAA |  | 12000 | 19.5 | 9.2 | 13000 | 9200 | 70.77% | 2.13 | 0 | 12 |  |  |  |  | R-32 | 1 | Residential & Commercial | VSMSHP
216759926 | Mini/Multi Split | ECO-AIR | HRCU-A-CB-O | EDSO-09S-115V |  | Mini-Splits(Non-Ducted) | EDWM-09S-115V |  | 9000 | 21.5 | 9 | 10000 | 7000 | 70% | 1.95 | 0 | 12.5 |  |  |  |  | R-454B | 0.75 | Residential & Commercial | VSMSHP
216759928 | Mini/Multi Split | ECO-AIR | HRCU-A-CB-O | EDSO-09S |  | Mini-Splits(Non-Ducted) | EDWM-09S |  | 9000 | 21.6 | 9.4 | 10000 | 7000 | 70% | 2 | 0 | 12.6 |  |  |  |  | R-454B | 0.75 | Residential & Commercial | VSMSHP
216759931 | Mini/Multi Split | ECO-AIR | HRCU-A-CB-O | EDSO-24S |  | Mini-Splits(Non-Ducted) | EDWM-24S |  | 24000 | 18.5 | 9 | 24000 | 17000 | 70.83% | 2.11 | 0 | 9.6 |  |  |  |  | R-454B | 2 | Residential & Commercial | VSMSHP
216759934 | Mini/Multi Split | ECO-AIR | HRCU-A-CB-O | EDSO-09E-115V |  | Mini-Splits(Non-Ducted) | EDWM-09E-115V |  | 9000 | 25.4 | 10 | 10000 | 7200 | 72% | 2.23 | 0 | 14.5 |  |  |  |  | R-454B | 0.75 | Residential & Commercial | VSMSHP | Non-Ducted CEE Tier 2
216759936 | Mini/Multi Split | ECO-AIR | HRCU-A-CB-O | EDSO-09E |  | Mini-Splits(Non-Ducted) | EDWM-09U |  | 9000 | 25.8 | 12.5 | 10000 | 8000 | 80% | 2.36 | 0 | 14.9 |  |  |  |  | R-454B | 0.75 | Residential & Commercial | VSMSHP | Non-Ducted CEE Tier 2
216759937 | Mini/Multi Split | ECO-AIR | HRCU-A-CB-O | EDSO-12E |  | Mini-Splits(Non-Ducted) | EDWM-12U |  | 12000 | 25.5 | 10.6 | 12000 | 8400 | 70% | 2.3 | 0 | 13 |  |  |  |  | R-454B | 1 | Residential & Commercial | VSMSHP | Non-Ducted CEE Tier 2
216759938 | Mini/Multi Split | ECO-AIR | HRCU-A-CB-O | EDSO-18E |  | Mini-Splits(Non-Ducted) | EDWM-18U |  | 18000 | 23.5 | 10.8 | 18000 | 12800 | 71.11% | 2.1 | 0 | 12.7 |  |  |  |  | R-454B | 1.5 | Residential & Commercial | VSMSHP | Non-Ducted CEE Tier 2
216759939 | Mini/Multi Split | ECO-AIR | HRCU-A-CB-O | EDSO-24E |  | Mini-Splits(Non-Ducted) | EDWM-24U |  | 24000 | 23 | 11.7 | 25000 | 19600 | 78.4% | 2.54 | 0 | 14 |  |  |  |  | R-454B | 2 | Residential & Commercial | VSMSHP | Non-Ducted CEE Tier 2
216759940 | Mini/Multi Split | ECO-AIR | HRCU-A-CB-O | EDSO-09E |  | Mini-Splits(Non-Ducted) | ED4W-09U |  | 9000 | 21.6 | 11.3 | 10000 | 8300 | 83% | 2.17 | 0 | 14.3 |  |  |  |  | R-454B | 0.75 | Residential & Commercial | VSMSHP | Non-Ducted CEE Tier 2
216759941 | Mini/Multi Split | ECO-AIR | HRCU-A-CB-O | EDSO-12E |  | Mini-Splits(Non-Ducted) | ED4W-12U |  | 12000 | 21.1 | 10.4 | 12000 | 8400 | 70% | 2.4 | 0 | 12.5 |  |  |  |  | R-454B | 1 | Residential & Commercial | VSMSHP | Non-Ducted CEE Tier 2
216759942 | Mini/Multi Split | ECO-AIR | HRCU-A-CB-O | EDSO-18E |  | Mini-Splits(Non-Ducted) | ED4W-18U |  | 16800 | 20.7 | 11.4 | 18000 | 12800 | 71.11% | 2.2 | 0 | 12.5 |  |  |  |  | R-454B | 1.4 | Residential & Commercial | VSMSHP | Non-Ducted CEE Tier 2
216759943 | Mini/Multi Split | ECO-AIR | HRCU-A-CB-O | EDSO-24E |  | Mini-Splits(Non-Ducted) | ED4W-24U |  | 24000 | 22 | 10.5 | 25000 | 18500 | 74% | 2.3 | 0 | 12 |  |  |  |  | R-454B | 2 | Residential & Commercial | VSMSHP | Non-Ducted CEE Tier 2
216759944 | Mini/Multi Split | ECO-AIR | HRCU-A-CB-O | EDSO-36E |  | Mini-Splits(Non-Ducted) | ED4W-36U |  | 36000 | 20 | 10.3 | 38000 | 26600 | 70% | 2.2 | 0 | 9.6 |  |  |  |  | R-454B | 3 | Residential & Commercial | VSMSHP | Non-Ducted CEE Tier 2
216759945 | Mini/Multi Split | ECO-AIR | HRCU-A-CB-O | EDSO-48E |  | Mini-Splits(Non-Ducted) | ED4W-48U |  | 48000 | 19 | 9.9 | 50000 | 40500 | 81% | 2.11 | 0 | 9.5 |  |  |  |  | R-454B | 4 | Residential & Commercial | VSMSHP | Non-Ducted CEE Tier 2
216759946 | Mini/Multi Split | ECO-AIR | HRCU-A-CB-O | EDSO-12H |  | Mini-Splits(Non-Ducted) | ED4W-12U |  | 12000 | 22.2 | 11.6 | 12000 | 11500 | 95.83% | 2 | 0 | 12.5 |  |  |  |  | R-454B | 1 | Residential & Commercial | VSMSHP | Non-Ducted CEE Tier 2
216759947 | Mini/Multi Split | ECO-AIR | HRCU-A-CB-O | EDSO-18H |  | Mini-Splits(Non-Ducted) | ED4W-18U |  | 16000 | 20 | 12.3 | 19000 | 17000 | 89.47% | 1.9 | 0 | 12.5 |  |  |  |  | R-454B | 1.3333 | Residential & Commercial | VSMSHP | Non-Ducted CEE Tier 2
216759948 | Mini/Multi Split | ECO-AIR | HRCU-A-CB-O | EDSO-24H |  | Mini-Splits(Non-Ducted) | ED4W-24U |  | 23400 | 20.7 | 11.6 | 25000 | 23800 | 95.2% | 2.23 | 0 | 12 |  |  |  |  | R-454B | 1.95 | Residential & Commercial | VSMSHP | Non-Ducted CEE Tier 2
216759949 | Mini/Multi Split | ECO-AIR | HRCU-A-CB-O | EDSO-36H |  | Mini-Splits(Non-Ducted) | ED4W-36U |  | 36600 | 21.2 | 10.6 | 37000 | 37000 | 100% | 1.95 | 0 | 12 |  |  |  |  | R-454B | 3.05 | Residential & Commercial | VSMSHP | Non-Ducted CEE Tier 2
214377771 | Mini/Multi Split | Kepler | HRCU-A-CB-O | ODUMOX330-09HFN1MY5W |  | Mini-Splits(Non-Ducted) | IDUCCA3U-09HRFN1-M(C) |  | 9000 | 20.5 | 10.3 | 9800 | 10000 | 102% | 1.8 | 13 | 13 |  |  |  |  | R-410A | 0.75 | Residential & Commercial | VSMSHP | Non-Ducted CEE Tier 2
7849625 | Mini/Multi Split | LG | HRCU-A-CB-O | LAU120HYV1 |  | Mini-Splits(Non-Ducted) | LAN120HYV1 |  | 11000 | 25.5 | 10.3 | 12000 | 8400 | 70% | 5.97 | 13.8 | 13.8 |  |  |  |  | R-410A | 0.91667 | Residential & Commercial | VSMSHP | Non-Ducted CEE Tier 2
207629143 | Mini/Multi Split | TRANE | HRCU-A-CB-O | 4TXK2509A10N0** |  | Mini-Splits(Non-Ducted) | 4MXW2509A10N0** |  | 9100 | 25 | 9.5 | 11000 | 9000 | 81.82% | 1.8 | 14.7 | 14.7 |  |  |  |  | R-410A | 0.75833 | Residential & Commercial | VSMSHP | Non-Ducted CEE Tier 2
207629144 | Mini/Multi Split | AMERICAN STANDARD | HRCU-A-CB-O | 4TXK2509A10N0** |  | Mini-Splits(Non-Ducted) | 4MXW2509A10N0** |  | 9100 | 25 | 9.5 | 11000 | 9000 | 81.82% | 1.8 | 14.7 | 14.7 |  |  |  |  | R-410A | 0.75833 | Residential & Commercial | VSMSHP | Non-Ducted CEE Tier 2
214377755 | Mini/Multi Split | COMFORT-AIRE | HRCU-A-CB-O | A-VMH33SV-1 |  | Mini-Splits(Non-Ducted) | B-VMH33SV-1 |  | 33000 | 19.5 | 10 | 35000 | 34600 | 98.86% | 1.8 | 0 | 12 |  |  |  |  | R-410A | 2.75 | Residential & Commercial | VSMSHP | Non-Ducted CEE Tier 2
207462390 | Mini/Multi Split | SAMSUNG | HRCU-A-CB-O | AC036BXADCH |  | Mini-Splits(Non-Ducted) | AC036BN4DCH |  | 36000 | 20.5 | 8.8 | 40000 | 37000 | 92.5% | 2.17 | 11.5 | 11.5 |  |  |  |  | R-410A | 3 | Residential & Commercial | VSMSHP
207462391 | Mini/Multi Split | SAMSUNG | HRCU-A-CB-O | AC042BXADCH |  | Mini-Splits(Non-Ducted) | AC042BN4DCH |  | 42000 | 19.1 | 8.7 | 47000 | 43500 | 92.55% | 1.98 | 10 | 10 |  |  |  |  | R-410A | 3.5 | Residential & Commercial | VSMSHP
216706234 | Mini/Multi Split | TCL | HRCU-A-CB-O | TSH24HEI2NAN0T24* |  | Mini-Splits(Non-Ducted) | TFH24IEI2NAF24 |  | 22200 | 20 | 9.5 | 24400 | 19200 | 78.69% | 2 | 0 | 11.7 |  |  |  |  | R-454B | 1.85 | Residential & Commercial | VSMSHP | Non-Ducted CEE Tier 2
216706235 | Mini/Multi Split | TCL | HRCU-A-CB-O | TSH18HEI2NAN0T24* |  | Mini-Splits(Non-Ducted) | TFH18IEI2NAF24 |  | 18000 | 20.5 | 9 | 19000 | 13800 | 72.63% | 1.85 | 0 | 11.7 |  |  |  |  | R-454B | 1.5 | Residential & Commercial | VSMSHP
216706236 | Mini/Multi Split | TCL | HRCU-A-CB-O | H18SBH22XPC |  | Mini-Splits(Non-Ducted) | H18FCHU1XAE |  | 22200 | 20 | 9.5 | 24400 | 19200 | 78.69% | 2 | 0 | 11.7 |  |  |  |  | R-454B | 1.85 | Residential & Commercial | VSMSHP | Non-Ducted CEE Tier 2
216706237 | Mini/Multi Split | TCL | HRCU-A-CB-O | H24SBH20XPC |  | Mini-Splits(Non-Ducted) | H24FCHU1XAE |  | 18000 | 20.5 | 9 | 19000 | 13800 | 72.63% | 1.85 | 0 | 11.7 |  |  |  |  | R-454B | 1.5 | Residential & Commercial | VSMSHP
216706238 | Mini/Multi Split | TCL | HRCU-A-CB-O | H12SFH25XPC |  | Mini-Splits(Non-Ducted) | H12SFH25XPE |  | 12000 | 24 | 9.5 | 13100 | 10100 | 77.1% | 2 | 0 | 13 |  |  |  |  | R-32 | 1 | Residential & Commercial | VSMSHP | Non-Ducted CEE Tier 2
216706239 | Mini/Multi Split | TCL | HRCU-A-CB-O | TSH12HDI2NAO0P24 |  | Mini-Splits(Non-Ducted) | TSH12IDI2NAO0P24 |  | 12000 | 24 | 9.5 | 13100 | 10100 | 77.1% | 2 | 0 | 13 |  |  |  |  | R-32 | 1 | Residential & Commercial | VSMSHP | Non-Ducted CEE Tier 2
7947563 | Mini/Multi Split | LG | HRCU-A-CB-O | LAU090HYV1 |  | Mini-Splits(Non-Ducted) | LAN090HYV1 |  | 9000 | 27.5 | 10.4 | 11000 | 7700 | 70% | 5.97 | 15.65 | 15.65 |  |  |  |  | R-410A | 0.75 | Residential & Commercial | VSMSHP | Non-Ducted CEE Tier 2
7958199 | Mini/Multi Split | PANASONIC | HRCU-A-CB-O | CU-E12RKUA |  | Mini-Splits(Non-Ducted) | CS-E12RKUAW |  | 11500 | 22.5 | 9.6 | 12000 | 8600 | 71.67% | 1.77 | 12.5 | 12.5 |  |  |  |  | R-410A | 0.95833 | Residential & Commercial | VSMSHP | Non-Ducted CEE Tier 2
7958200 | Mini/Multi Split | PANASONIC | HRCU-A-CB-O | CU-E18RKUA |  | Mini-Splits(Non-Ducted) | CS-E18RKUAW |  | 17200 | 19.5 | 9.5 | 18000 | 12800 | 71.11% | 2 | 13.2 | 13.2 |  |  |  |  | R-410A | 1.4333 | Residential & Commercial | VSMSHP | Non-Ducted CEE Tier 2
216707854 | Mini/Multi Split | Manuflow | HRCU-A-CB-O | TSHG12E1S20NAR45O |  | Mini-Splits(Non-Ducted) | TSHG12E1S20NAR45I |  | 12000 | 20.5 | 9.5 | 12000 | 8500 | 70.83% | 1.8 | 0 | 10.5 |  |  |  |  | R-454B | 1 | Residential & Commercial | VSMSHP | Non-Ducted CEE Tier 2
216707857 | Mini/Multi Split | Manuflow | HRCU-A-CB-O | TSHG12E1O22NAR45O |  | Mini-Splits(Non-Ducted) | TSHG12E1O22NAR45I |  | 12000 | 23 | 10 | 12400 | 8900 | 71.77% | 2.1 | 0 | 13 |  |  |  |  | R-454B | 1 | Residential & Commercial | VSMSHP | Non-Ducted CEE Tier 2
216707858 | Mini/Multi Split | Manuflow | HRCU-A-CB-O | TSHG12E2M23NAR45O |  | Mini-Splits(Non-Ducted) | TSHG12E2M23NAR45I |  | 12000 | 24 | 10 | 12600 | 9100 | 72.22% | 2.1 | 0 | 13 |  |  |  |  | R-454B | 1 | Residential & Commercial | VSMSHP | Non-Ducted CEE Tier 2
216707859 | Mini/Multi Split | Manuflow | HRCU-A-CB-O | TSHG18E2S22NAR45O |  | Mini-Splits(Non-Ducted) | TSHG18E2S22NAR45I |  | 18000 | 23 | 9.5 | 19000 | 13600 | 71.58% | 1.8 | 0 | 12.5 |  |  |  |  | R-454B | 1.5 | Residential & Commercial | VSMSHP | Non-Ducted CEE Tier 2
216707860 | Mini/Multi Split | Manuflow | HRCU-A-CB-O | TSHG24E2S20NAR45O |  | Mini-Splits(Non-Ducted) | TSHG24E2S20NAR45I |  | 23000 | 23 | 9.5 | 25000 | 18600 | 74.4% | 1.8 | 0 | 12 |  |  |  |  | R-454B | 1.9167 | Residential & Commercial | VSMSHP | Non-Ducted CEE Tier 2
216707861 | Mini/Multi Split | Manuflow | HRCU-A-CB-O | THH12E2S25NAR454O |  | Mini-Splits(Non-Ducted) | THH12E2S25NAR454I |  | 12000 | 25 | 10.5 | 12000 | 12000 | 100% | 1.8 | 0 | 14 |  |  |  |  | R-454B | 1 | Residential & Commercial | VSMSHP | Non-Ducted CEE Tier 2
216707862 | Mini/Multi Split | Manuflow | HRCU-A-CB-O | THH18E2S24NAR454O |  | Mini-Splits(Non-Ducted) | THH18E2S24NAR454I |  | 18000 | 23.5 | 10 | 18000 | 17800 | 98.89% | 1.8 | 0 | 12.5 |  |  |  |  | R-454B | 1.5 | Residential & Commercial | VSMSHP | Non-Ducted CEE Tier 2
216707863 | Mini/Multi Split | Manuflow | HRCU-A-CB-O | THH24E2S23NAR454O |  | Mini-Splits(Non-Ducted) | THH24E2S23NAR454I |  | 24000 | 23 | 10 | 24000 | 22400 | 93.33% | 1.8 | 0 | 12 |  |  |  |  | R-454B | 2 | Residential & Commercial | VSMSHP | Non-Ducted CEE Tier 2
211694640 | Mini/Multi Split | ApooDr | HRCU-A-CB-O | AES19-12H220V1A |  | Mini-Splits(Non-Ducted) | AES19-12H220V1B |  | 12000 | 19 | 8.5 | 12200 | 8600 | 70.49% | 1.8 | 0 | 10 |  |  |  |  | R-410A | 1 | Residential & Commercial | VSMSHP
211709355 | Mini/Multi Split | Pioneer | HRCU-A-CB-O | YN012GLFI19RPE |  | Mini-Splits(Non-Ducted) | WT012GLFI19HLE |  | 12000 | 19 | 8.5 | 12200 | 8600 | 70.49% | 1.8 | 0 | 10 |  |  |  |  | R-410A | 1 | Residential & Commercial | VSMSHP
213308895 | Mini/Multi Split | ZERO | HRCU-A-CB-O | ACMS122419AB |  | Mini-Splits(Non-Ducted) | ACMS122419AB |  | 9000 | 19 | 8.5 | 10000 | 7000 | 70% | 1.8 | 0 | 10 |  |  |  |  | R-410A | 0.75 | Residential & Commercial | VSMSHP
213308896 | Mini/Multi Split | ZERO | HRCU-A-CB-O | ACMS122420AB |  | Mini-Splits(Non-Ducted) | ACMS122420AB |  | 12000 | 19 | 8.5 | 12200 | 8600 | 70.49% | 1.8 | 0 | 10 |  |  |  |  | R-410A | 1 | Residential & Commercial | VSMSHP
213829859 | Mini/Multi Split | ARMSCO | HRCU-A-CB-O | ACMS122419AB |  | Mini-Splits(Non-Ducted) | ACMS122419AB |  | 9000 | 19 | 8.5 | 10000 | 7000 | 70% | 1.8 | 0 | 10 |  |  |  |  | R-410A | 0.75 | Residential & Commercial | VSMSHP
213829860 | Mini/Multi Split | ARMSCO | HRCU-A-CB-O | ACMS122420AB |  | Mini-Splits(Non-Ducted) | ACMS122420AB |  | 12000 | 19 | 8.5 | 12200 | 8600 | 70.49% | 1.8 | 0 | 10 |  |  |  |  | R-410A | 1 | Residential & Commercial | VSMSHP
213829864 | Mini/Multi Split | Barkair | HRCU-A-CB-O | BKR-12K |  | Mini-Splits(Non-Ducted) | BKR-12K |  | 12000 | 19 | 8.5 | 12200 | 8600 | 70.49% | 1.8 | 0 | 10 |  |  |  |  | R-410A | 1 | Residential & Commercial | VSMSHP
213857783 | Mini/Multi Split | Acekool | HRCU-A-CB-O | CMS9 PRO |  | Mini-Splits(Non-Ducted) | CMS9 PRO |  | 9000 | 23 | 9 | 9500 | 7000 | 73.68% | 1.8 | 12.5 | 12.5 |  |  |  |  | R-410A | 0.75 | Residential & Commercial | VSMSHP
210610104 | Mini/Multi Split | AURUS | HRCU-A-CB-O | ARU-H12A2/INVL-US2 |  | Mini-Splits(Non-Ducted) | ARU-H12A2/INVL-US2 |  | 12000 | 19 | 8.5 | 12200 | 8600 | 70.49% | 1.8 | 0 | 10 |  |  |  |  | R-410A | 1 | Residential & Commercial | VSMSHP
212386857 | Mini/Multi Split | FUJIECO | HRCU-A-CB-O | FES-12H1TQ(O) |  | Mini-Splits(Non-Ducted) | FES-12H1TQ(I) |  | 12000 | 19 | 8.5 | 12200 | 8600 | 70.49% | 1.8 | 0 | 10 |  |  |  |  | R-410A | 1 | Residential & Commercial | VSMSHP
213244560 | Mini/Multi Split | Klimaire | HRCU-A-CB-O | KOIQ12H1-4 |  | Mini-Splits(Non-Ducted) | KIWQ12H1-4T |  | 12000 | 19 | 8.5 | 12200 | 8600 | 70.49% | 1.8 | 0 | 10 |  |  |  |  | R-410A | 1 | Residential & Commercial | VSMSHP
213244565 | Mini/Multi Split | Klimaire | HRCU-A-CB-O | KOIU09H1-1 |  | Mini-Splits(Non-Ducted) | KIWU09H1-1A |  | 9000 | 23 | 9 | 9500 | 7000 | 73.68% | 1.8 | 12.5 | 12.5 |  |  |  |  | R-410A | 0.75 | Residential & Commercial | VSMSHP
211756654 | Mini/Multi Split | GREE | HRCU-A-CB-O | GWH12ATCXB-A3DNA1C/O |  | Mini-Splits(Non-Ducted) | GWH12AWCXB-A3DN***/I |  | 12000 | 17.5 | 8.5 | 12000 | 8500 | 70.83% | 1.75 | 8.7 | 8.7 |  |  |  |  | R-410A | 1 | Residential & Commercial | VSMSHP
213879366 | Mini/Multi Split | GREE | HRCU-A-CB-O | GWH09AWCXB-A6DNA1A/O |  | Mini-Splits(Non-Ducted) | GWH09AWCXB-A6DN***/I |  | 9100 | 22 | 8.6 | 9700 | 7700 | 79.38% | 1.9 | 0 | 12.3 |  |  |  |  | R-32 | 0.75833 | Residential & Commercial | VSMSHP
213879379 | Mini/Multi Split | Hotpoint | HRCU-A-CB-O | 1H09HN2DA** |  | Mini-Splits(Non-Ducted) | HW09HN2DA** |  | 9000 | 18 | 9.5 | 10000 | 7000 | 70% | 1.8 | 0 | 12 |  |  |  |  | R-32 | 0.75 | Residential & Commercial | VSMSHP | Non-Ducted CEE Tier 2
213879380 | Mini/Multi Split | Hotpoint | HRCU-A-CB-O | 1H12HN2DA** |  | Mini-Splits(Non-Ducted) | HW12HN2DA** |  | 12000 | 18 | 9.5 | 13000 | 9100 | 70% | 1.8 | 0 | 12 |  |  |  |  | R-32 | 1 | Residential & Commercial | VSMSHP | Non-Ducted CEE Tier 2
213879381 | Mini/Multi Split | Hotpoint | HRCU-A-CB-O | 1H18HN2DA** |  | Mini-Splits(Non-Ducted) | HW18HN2DA** |  | 18000 | 18 | 9.5 | 19000 | 13300 | 70% | 1.8 | 0 | 12 |  |  |  |  | R-32 | 1.5 | Residential & Commercial | VSMSHP | Non-Ducted CEE Tier 2
213879382 | Mini/Multi Split | Hotpoint | HRCU-A-CB-O | 1H24HN2DA** |  | Mini-Splits(Non-Ducted) | HW24HN2DA** |  | 24000 | 18 | 9.5 | 25000 | 17500 | 70% | 1.8 | 0 | 10.6 |  |  |  |  | R-32 | 2 | Residential & Commercial | VSMSHP | Non-Ducted CEE Tier 2
213879420 | Mini/Multi Split | American Standard / Mitsubishi Electric | HRCU-A-CB-O | MUZ-FS06NAH*** |  | Mini-Splits(Non-Ducted) | NAXWPH06B112A* |  | 6000 | 32.2 | 10.9 | 8700 | 10500 | 120.7% | 2.46 | 0 | 19.05 |  |  |  |  | R-410A | 0.5 | Residential & Commercial | VSMSHP | Non-Ducted CEE Tier 2
213879421 | Mini/Multi Split | American Standard / Mitsubishi Electric | HRCU-A-CB-O | MUZ-FS09NAH*** |  | Mini-Splits(Non-Ducted) | NAXWPH09B112A* |  | 9000 | 29.8 | 10 | 9600 | 11300 | 117.7% | 2.4 | 0 | 16.05 |  |  |  |  | R-410A | 0.75 | Residential & Commercial | VSMSHP | Non-Ducted CEE Tier 2
213879422 | Mini/Multi Split | American Standard / Mitsubishi Electric | HRCU-A-CB-O | MUZ-FS12NAH*** |  | Mini-Splits(Non-Ducted) | NAXWPH12B112A* |  | 12000 | 26.3 | 10.4 | 12300 | 14700 | 119.5% | 2.3 | 0 | 13.8 |  |  |  |  | R-410A | 1 | Residential & Commercial | VSMSHP | Non-Ducted CEE Tier 2
213879423 | Mini/Multi Split | American Standard / Mitsubishi Electric | HRCU-A-CB-O | MUZ-FS15NAH*** |  | Mini-Splits(Non-Ducted) | NAXWPH15B112A* |  | 14000 | 22.3 | 9.9 | 16000 | 19400 | 121.2% | 2 | 0 | 14 |  |  |  |  | R-410A | 1.1667 | Residential & Commercial | VSMSHP | Non-Ducted CEE Tier 2
213879424 | Mini/Multi Split | American Standard / Mitsubishi Electric | HRCU-A-CB-O | MUZ-FS18NAH*** |  | Mini-Splits(Non-Ducted) | NAXWPH18B112A* |  | 17200 | 21 | 10.3 | 19000 | 22400 | 117.9% | 2 | 0 | 12.5 |  |  |  |  | R-410A | 1.4333 | Residential & Commercial | VSMSHP | Non-Ducted CEE Tier 2
213879425 | Mini/Multi Split | Trane / Mitsubishi Electric | HRCU-A-CB-O | MUZ-FS06NAH*** |  | Mini-Splits(Non-Ducted) | NTXWPH06B112A* |  | 6000 | 32.2 | 10.9 | 8700 | 10500 | 120.7% | 2.46 | 0 | 19.05 |  |  |  |  | R-410A | 0.5 | Residential & Commercial | VSMSHP | Non-Ducted CEE Tier 2
213879426 | Mini/Multi Split | Trane / Mitsubishi Electric | HRCU-A-CB-O | MUZ-FS09NAH*** |  | Mini-Splits(Non-Ducted) | NTXWPH09B112A* |  | 9000 | 29.8 | 10 | 9600 | 11300 | 117.7% | 2.4 | 0 | 16.05 |  |  |  |  | R-410A | 0.75 | Residential & Commercial | VSMSHP | Non-Ducted CEE Tier 2
214314792 | Mini/Multi Split | SLIMAIR | HRCU-A-CB-O | SHC09VE2AG |  | Mini-Splits(Non-Ducted) | SHO06VE2AG |  | 6500 | 22 | 10.8 | 7100 | 8000 | 112.7% | 2 | 14.5 | 14.5 |  |  |  |  | R-410A | 0.54167 | Residential & Commercial | VSMSHP | Non-Ducted CEE Tier 2
214314793 | Mini/Multi Split | SLIMAIR | HRCU-A-CB-O | SHC09VE2AG |  | Mini-Splits(Non-Ducted) | SHO09VE2AG |  | 9000 | 22.5 | 11.5 | 11000 | 7700 | 70% | 2.34 | 13 | 13 |  |  |  |  | R-410A | 0.75 | Residential & Commercial | VSMSHP | Non-Ducted CEE Tier 2
216011808 | Mini/Multi Split | GIBSON | HRCU-A-CB-O | DXH18PSK3IH |  | Mini-Splits(Non-Ducted) | DKH18FMK3IH |  | 18000 | 21 | 9 | 18000 | 12600 | 70% | 1.8 | 0 | 10.9 |  |  |  |  | R-32 | 1.5 | Residential & Commercial | VSMSHP
216011809 | Mini/Multi Split | Intertherm | HRCU-A-CB-O | DXH09PSK3IH |  | Mini-Splits(Non-Ducted) | DKH09FMK3IH |  | 9100 | 24 | 9.2 | 10500 | 7600 | 72.38% | 1.94 | 0 | 15 |  |  |  |  | R-32 | 0.75833 | Residential & Commercial | VSMSHP
216011810 | Mini/Multi Split | Intertherm | HRCU-A-CB-O | DXH12PSK3IH |  | Mini-Splits(Non-Ducted) | DKH12FMK3IH |  | 12000 | 23 | 9 | 12000 | 10000 | 83.33% | 1.9 | 0 | 13 |  |  |  |  | R-32 | 1 | Residential & Commercial | VSMSHP
216011811 | Mini/Multi Split | Intertherm | HRCU-A-CB-O | DXH24PSK3IH |  | Mini-Splits(Non-Ducted) | DKH24FMK3IH |  | 22000 | 22.5 | 9 | 24000 | 16800 | 70% | 1.8 | 0 | 11.6 |  |  |  |  | R-32 | 1.8333 | Residential & Commercial | VSMSHP
216011812 | Mini/Multi Split | Intertherm | HRCU-A-CB-O | DXH18PSK3IH |  | Mini-Splits(Non-Ducted) | DKH18FMK3IH |  | 18000 | 21 | 9 | 18000 | 12600 | 70% | 1.8 | 0 | 10.9 |  |  |  |  | R-32 | 1.5 | Residential & Commercial | VSMSHP
216011944 | Mini/Multi Split | Hitachi | HRCU-A-CB-O | RAC-XJ24WHAA |  | Mini-Splits(Non-Ducted) | RAK-XJ24PHAA |  | 24000 | 21 | 11 | 25400 | 17900 | 70.47% | 1.9 | 0 | 12.5 |  |  |  |  | R-32 | 2 | Residential & Commercial | VSMSHP | Non-Ducted CEE Tier 2
216012010 | Mini/Multi Split | HAXXAIR | HRCU-A-CB-O | HVHZ-09V2D |  | Mini-Splits(Non-Ducted) | HAHZ-09V2D |  | 9000 | 25 | 11 | 9000 | 9000 | 100% | 2.1 | 0 | 13.65 |  |  |  |  | R-454B | 0.75 | Residential & Commercial | VSMSHP | Non-Ducted CEE Tier 2
216012011 | Mini/Multi Split | HAXXAIR | HRCU-A-CB-O | HVHZ-12V2D |  | Mini-Splits(Non-Ducted) | HAHZ-12V2D |  | 12000 | 23 | 10 | 12000 | 11000 | 91.67% | 2 | 0 | 12.25 |  |  |  |  | R-454B | 1 | Residential & Commercial | VSMSHP | Non-Ducted CEE Tier 2
216012254 | Mini/Multi Split | VKIN | HRCU-A-CB-O | URHA-18WDCNX-O |  | Mini-Splits(Non-Ducted) | URHA-18WDCNX-I |  | 18000 | 21 | 9.8 | 18000 | 13700 | 76.11% | 2.5 | 0 | 11.95 |  |  |  |  | R-32 | 1.5 | Residential & Commercial | VSMSHP | Non-Ducted CEE Tier 2
216012255 | Mini/Multi Split | VKIN | HRCU-A-CB-O | URHA-24WDCNX-O |  | Mini-Splits(Non-Ducted) | URHA-24WDCNX-I |  | 24000 | 19.5 | 8.5 | 24000 | 18500 | 77.08% | 1.9 | 0 | 10.6 |  |  |  |  | R-32 | 2 | Residential & Commercial | VSMSHP
216014093 | Mini/Multi Split | SEA BREEZE | HRCU-A-CB-O | 9H521YOMI |  | Mini-Splits(Non-Ducted) | 9H521YIMI |  | 9000 | 21.5 | 9 | 10000 | 7000 | 70% | 1.95 | 0 | 12.5 |  |  |  |  | R-454B | 0.75 | Residential & Commercial | VSMSHP
216014096 | Mini/Multi Split | SEA BREEZE | HRCU-A-CB-O | 24H521ZOMI |  | Mini-Splits(Non-Ducted) | 24H521ZIMI |  | 24000 | 18.5 | 9 | 24000 | 17000 | 70.83% | 2.11 | 0 | 9.6 |  |  |  |  | R-454B | 2 | Residential & Commercial | VSMSHP
216014097 | Mini/Multi Split | SEA BREEZE+ | HRCU-A-CB-O | SZ09H525ZMO |  | Mini-Splits(Non-Ducted) | WM09H525ZMI |  | 9000 | 25.8 | 12.5 | 10000 | 8000 | 80% | 2.36 | 0 | 14.9 |  |  |  |  | R-454B | 0.75 | Residential & Commercial | VSMSHP | Non-Ducted CEE Tier 2
216014098 | Mini/Multi Split | SEA BREEZE+ | HRCU-A-CB-O | SZ09H525ZMO |  | Mini-Splits(Non-Ducted) | CA09H525ZMI |  | 9000 | 21.6 | 11.3 | 10000 | 8300 | 83% | 2.17 | 0 | 14.3 |  |  |  |  | R-454B | 0.75 | Residential & Commercial | VSMSHP | Non-Ducted CEE Tier 2
216014099 | Mini/Multi Split | SEA BREEZE+ | HRCU-A-CB-O | SZ09H525ZMO |  | Mini-Splits(Non-Ducted) | SCA09H525ZMI |  | 9000 | 22.1 | 11.8 | 11000 | 8000 | 72.73% | 2.18 | 0 | 14.4 |  |  |  |  | R-454B | 0.75 | Residential & Commercial | VSMSHP | Non-Ducted CEE Tier 2
216014100 | Mini/Multi Split | SEA BREEZE+ | HRCU-A-CB-O | SZ09H525ZMO |  | Mini-Splits(Non-Ducted) | C09H525ZMI |  | 9000 | 26 | 13.9 | 9000 | 8600 | 95.56% | 2.27 | 0 | 16.2 |  |  |  |  | R-454B | 0.75 | Residential & Commercial | VSMSHP | Non-Ducted CEE Tier 2
216014102 | Mini/Multi Split | SEA BREEZE+ | HRCU-A-CB-O | SZ12H525ZMO |  | Mini-Splits(Non-Ducted) | WM12H525ZMI |  | 12000 | 25.5 | 10.6 | 12000 | 8400 | 70% | 2.3 | 0 | 13 |  |  |  |  | R-454B | 1 | Residential & Commercial | VSMSHP | Non-Ducted CEE Tier 2
216014103 | Mini/Multi Split | SEA BREEZE+ | HRCU-A-CB-O | SZ12H525ZMO |  | Mini-Splits(Non-Ducted) | CA12H525ZMI |  | 12000 | 21.1 | 10.4 | 12000 | 8400 | 70% | 2.4 | 0 | 12.5 |  |  |  |  | R-454B | 1 | Residential & Commercial | VSMSHP | Non-Ducted CEE Tier 2
213857784 | Mini/Multi Split | Acekool | HRCU-A-CB-O | CMS18 PRO |  | Mini-Splits(Non-Ducted) | CMS18 PRO |  | 12000 | 22 | 9 | 12000 | 8700 | 72.5% | 1.8 | 12.5 | 12.5 |  |  |  |  | R-410A | 1 | Residential & Commercial | VSMSHP
213867387 | Mini/Multi Split | AC PRO.COM | HRCU-A-CB-O | AOE30U-48HFN1-MP0(GA) |  | Mini-Splits(Non-Ducted) | AUE-48HRFN1-M(C) |  | 48000 | 18.9 | 10 | 50000 | 35000 | 70% | 1.85 | 9.3 | 9.3 |  |  |  |  | R-410A | 4 | Residential & Commercial | VSMSHP | Non-Ducted CEE Tier 2
216011765 | Mini/Multi Split | GIBSON | HRCU-A-CB-O | DXH12ESK3IL |  | Mini-Splits(Non-Ducted) | DHH12ESK3IL |  | 12000 | 19 | 8.5 | 12000 | 9100 | 75.83% | 1.8 | 0 | 9.75 |  |  |  |  | R-32 | 1 | Residential & Commercial | VSMSHP
216011766 | Mini/Multi Split | GIBSON | HRCU-A-CB-O | DXH12ESA3IL |  | Mini-Splits(Non-Ducted) | DHH12ESA3IL |  | 12000 | 19 | 8.5 | 12000 | 8500 | 70.83% | 1.8 | 0 | 9.3 |  |  |  |  | R-32 | 1 | Residential & Commercial | VSMSHP
216011767 | Mini/Multi Split | GIBSON | HRCU-A-CB-O | DXH09PSK3IH |  | Mini-Splits(Non-Ducted) | DHH09PUK3IH |  | 9100 | 26 | 10.4 | 10500 | 9500 | 90.48% | 1.88 | 0 | 15 |  |  |  |  | R-32 | 0.75833 | Residential & Commercial | VSMSHP | Non-Ducted CEE Tier 2
216011769 | Mini/Multi Split | GIBSON | HRCU-A-CB-O | DXH12PSK3IH |  | Mini-Splits(Non-Ducted) | DHH12PUK3IH |  | 12000 | 24.5 | 9.5 | 12000 | 11000 | 91.67% | 1.95 | 0 | 13 |  |  |  |  | R-32 | 1 | Residential & Commercial | VSMSHP | Non-Ducted CEE Tier 2
216011770 | Mini/Multi Split | GIBSON | HRCU-A-CB-O | DXH30ESK3IL |  | Mini-Splits(Non-Ducted) | DHH30ESK3IL |  | 30000 | 22 | 9 | 30000 | 23000 | 76.67% | 1.8 | 0 | 10.9 |  |  |  |  | R-32 | 2.5 | Residential & Commercial | VSMSHP
216011772 | Mini/Multi Split | GIBSON | HRCU-A-CB-O | DXH18PSK3IH |  | Mini-Splits(Non-Ducted) | DHH18PUK3IH |  | 18000 | 24.5 | 9 | 18000 | 14600 | 81.11% | 1.9 | 0 | 13.65 |  |  |  |  | R-32 | 1.5 | Residential & Commercial | VSMSHP
216011773 | Mini/Multi Split | Intertherm | HRCU-A-CB-O | DXH09ESK3IL |  | Mini-Splits(Non-Ducted) | DHH09ESK3IL |  | 9100 | 20.5 | 8.8 | 10000 | 7600 | 76% | 1.94 | 0 | 12.5 |  |  |  |  | R-32 | 0.75833 | Residential & Commercial | VSMSHP
216011774 | Mini/Multi Split | Intertherm | HRCU-A-CB-O | DXH09ESA3IL |  | Mini-Splits(Non-Ducted) | DHH09ESA3IL |  | 9100 | 20.5 | 8.8 | 10000 | 7600 | 76% | 1.86 | 0 | 11.9 |  |  |  |  | R-32 | 0.75833 | Residential & Commercial | VSMSHP
216011775 | Mini/Multi Split | Intertherm | HRCU-A-CB-O | DXH36ESK3IL |  | Mini-Splits(Non-Ducted) | DHH36ESK3IL |  | 33600 | 21 | 8.5 | 34000 | 24600 | 72.35% | 1.8 | 0 | 10.6 |  |  |  |  | R-32 | 2.8 | Residential & Commercial | VSMSHP
216011777 | Mini/Multi Split | Intertherm | HRCU-A-CB-O | DXH12ESK3IL |  | Mini-Splits(Non-Ducted) | DHH12ESK3IL |  | 12000 | 19 | 8.5 | 12000 | 9100 | 75.83% | 1.8 | 0 | 9.75 |  |  |  |  | R-32 | 1 | Residential & Commercial | VSMSHP
216011778 | Mini/Multi Split | Intertherm | HRCU-A-CB-O | DXH12ESA3IL |  | Mini-Splits(Non-Ducted) | DHH12ESA3IL |  | 12000 | 19 | 8.5 | 12000 | 8500 | 70.83% | 1.8 | 0 | 9.3 |  |  |  |  | R-32 | 1 | Residential & Commercial | VSMSHP
216011779 | Mini/Multi Split | Intertherm | HRCU-A-CB-O | DXH09PSK3IH |  | Mini-Splits(Non-Ducted) | DHH09PUK3IH |  | 9100 | 26 | 10.4 | 10500 | 9500 | 90.48% | 1.88 | 0 | 15 |  |  |  |  | R-32 | 0.75833 | Residential & Commercial | VSMSHP | Non-Ducted CEE Tier 2
216011781 | Mini/Multi Split | Intertherm | HRCU-A-CB-O | DXH12PSK3IH |  | Mini-Splits(Non-Ducted) | DHH12PUK3IH |  | 12000 | 24.5 | 9.5 | 12000 | 11000 | 91.67% | 1.95 | 0 | 13 |  |  |  |  | R-32 | 1 | Residential & Commercial | VSMSHP | Non-Ducted CEE Tier 2
216011782 | Mini/Multi Split | Intertherm | HRCU-A-CB-O | DXH30ESK3IL |  | Mini-Splits(Non-Ducted) | DHH30ESK3IL |  | 30000 | 22 | 9 | 30000 | 23000 | 76.67% | 1.8 | 0 | 10.9 |  |  |  |  | R-32 | 2.5 | Residential & Commercial | VSMSHP
216011784 | Mini/Multi Split | Intertherm | HRCU-A-CB-O | DXH18PSK3IH |  | Mini-Splits(Non-Ducted) | DHH18PUK3IH |  | 18000 | 24.5 | 9 | 18000 | 14600 | 81.11% | 1.9 | 0 | 13.65 |  |  |  |  | R-32 | 1.5 | Residential & Commercial | VSMSHP
216011797 | Mini/Multi Split | AireForce | HRCU-A-CB-O | DXH09PSK3IH |  | Mini-Splits(Non-Ducted) | DKH09FMK3IH |  | 9100 | 24 | 9.2 | 10500 | 7600 | 72.38% | 1.94 | 0 | 15 |  |  |  |  | R-32 | 0.75833 | Residential & Commercial | VSMSHP
216011798 | Mini/Multi Split | AireForce | HRCU-A-CB-O | DXH12PSK3IH |  | Mini-Splits(Non-Ducted) | DKH12FMK3IH |  | 12000 | 23 | 9 | 12000 | 10000 | 83.33% | 1.9 | 0 | 13 |  |  |  |  | R-32 | 1 | Residential & Commercial | VSMSHP
216011799 | Mini/Multi Split | AireForce | HRCU-A-CB-O | DXH24PSK3IH |  | Mini-Splits(Non-Ducted) | DKH24FMK3IH |  | 22000 | 22.5 | 9 | 24000 | 16800 | 70% | 1.8 | 0 | 11.6 |  |  |  |  | R-32 | 1.8333 | Residential & Commercial | VSMSHP
216011800 | Mini/Multi Split | AireForce | HRCU-A-CB-O | DXH18PSK3IH |  | Mini-Splits(Non-Ducted) | DKH18FMK3IH |  | 18000 | 21 | 9 | 18000 | 12600 | 70% | 1.8 | 0 | 10.9 |  |  |  |  | R-32 | 1.5 | Residential & Commercial | VSMSHP
216011801 | Mini/Multi Split | AIRTEMP | HRCU-A-CB-O | DXH09PSK3IH |  | Mini-Splits(Non-Ducted) | DKH09FMK3IH |  | 9100 | 24 | 9.2 | 10500 | 7600 | 72.38% | 1.94 | 0 | 15 |  |  |  |  | R-32 | 0.75833 | Residential & Commercial | VSMSHP
216011802 | Mini/Multi Split | AIRTEMP | HRCU-A-CB-O | DXH12PSK3IH |  | Mini-Splits(Non-Ducted) | DKH12FMK3IH |  | 12000 | 23 | 9 | 12000 | 10000 | 83.33% | 1.9 | 0 | 13 |  |  |  |  | R-32 | 1 | Residential & Commercial | VSMSHP
216011803 | Mini/Multi Split | AIRTEMP | HRCU-A-CB-O | DXH24PSK3IH |  | Mini-Splits(Non-Ducted) | DKH24FMK3IH |  | 22000 | 22.5 | 9 | 24000 | 16800 | 70% | 1.8 | 0 | 11.6 |  |  |  |  | R-32 | 1.8333 | Residential & Commercial | VSMSHP
216011804 | Mini/Multi Split | AIRTEMP | HRCU-A-CB-O | DXH18PSK3IH |  | Mini-Splits(Non-Ducted) | DKH18FMK3IH |  | 18000 | 21 | 9 | 18000 | 12600 | 70% | 1.8 | 0 | 10.9 |  |  |  |  | R-32 | 1.5 | Residential & Commercial | VSMSHP
216011805 | Mini/Multi Split | GIBSON | HRCU-A-CB-O | DXH09PSK3IH |  | Mini-Splits(Non-Ducted) | DKH09FMK3IH |  | 9100 | 24 | 9.2 | 10500 | 7600 | 72.38% | 1.94 | 0 | 15 |  |  |  |  | R-32 | 0.75833 | Residential & Commercial | VSMSHP
216011806 | Mini/Multi Split | GIBSON | HRCU-A-CB-O | DXH12PSK3IH |  | Mini-Splits(Non-Ducted) | DKH12FMK3IH |  | 12000 | 23 | 9 | 12000 | 10000 | 83.33% | 1.9 | 0 | 13 |  |  |  |  | R-32 | 1 | Residential & Commercial | VSMSHP
216011807 | Mini/Multi Split | GIBSON | HRCU-A-CB-O | DXH24PSK3IH |  | Mini-Splits(Non-Ducted) | DKH24FMK3IH |  | 22000 | 22.5 | 9 | 24000 | 16800 | 70% | 1.8 | 0 | 11.6 |  |  |  |  | R-32 | 1.8333 | Residential & Commercial | VSMSHP
216573587 | Mini/Multi Split | TOSOT | HRCU-A-CB-O | SU-COSMO36-230/O |  | Mini-Splits(Non-Ducted) | SU-COSMO36-230/I |  | 33600 | 21 | 8.5 | 34000 | 24600 | 72.35% | 1.8 | 0 | 10.6 |  |  |  |  | R-32 | 2.8 | Residential & Commercial | VSMSHP
216573588 | Mini/Multi Split | TOSOT | HRCU-A-CB-O | SU-COSMO30-230/O |  | Mini-Splits(Non-Ducted) | SU-COSMO30-230/I |  | 30000 | 22 | 9 | 30000 | 23000 | 76.67% | 1.8 | 0 | 10.9 |  |  |  |  | R-32 | 2.5 | Residential & Commercial | VSMSHP
216573589 | Mini/Multi Split | TOSOT | HRCU-A-CB-O | SU-COSMO36-230/O |  | Mini-Splits(Non-Ducted) | SU-COSMO36FS/I |  | 33600 | 20 | 8.5 | 34000 | 24400 | 71.76% | 2 | 0 | 12 |  |  |  |  | R-32 | 2.8 | Residential & Commercial | VSMSHP
216581320 | Mini/Multi Split | LENNOX | HRCU-A-CB-O | MMLD009S6S-1P |  | Mini-Splits(Non-Ducted) | M1WD009S6-1P |  | 9000 | 22.1 | 9.5 | 12000 | 9600 | 80% | 1.8 | 0 | 13.8 |  |  |  |  | R-32 | 0.75 | Residential & Commercial | VSMSHP | Non-Ducted CEE Tier 2
216581321 | Mini/Multi Split | LENNOX | HRCU-A-CB-O | MMLD012S6S-1P |  | Mini-Splits(Non-Ducted) | M1WD012S6-1P |  | 12000 | 21 | 9.5 | 14000 | 11200 | 80% | 1.8 | 0 | 12 |  |  |  |  | R-32 | 1 | Residential & Commercial | VSMSHP | Non-Ducted CEE Tier 2
216571404 | Mini/Multi Split | GREE | HRCU-A-CB-O | GWH24AWEXF-D6DNA1I/O |  | Mini-Splits(Non-Ducted) | GWH24AUDXF-D6DN***/I |  | 22000 | 23.5 | 9 | 23000 | 18000 | 78.26% | 1.8 | 0 | 12 |  |  |  |  | R-32 | 1.8333 | Residential & Commercial | VSMSHP
216572149 | Mini/Multi Split | Coleman | HRCU-A-CB-O | URC09CN23STG1 |  | Mini-Splits(Non-Ducted) | UNI09HW23STG1 |  | 9000 | 25 | 11 | 9000 | 9000 | 100% | 2.1 | 0 | 13.65 |  |  |  |  | R-454B | 0.75 | Residential & Commercial | VSMSHP | Non-Ducted CEE Tier 2
7091967 | Mini/Multi Split | GREE | HRCU-A-CB-O | GWH09QC-A3DNA1D/O |  | Mini-Splits(Non-Ducted) | GWH09QC-A3DN***/I |  | 9000 | 23 | 9.4 | 9900 | 8700 | 87.88% | 2.03 | 13 | 13 |  |  |  |  | R-410A | 0.75 | Residential & Commercial | VSMSHP
7091970 | Mini/Multi Split | GREE | HRCU-A-CB-O | GWH09QC-D3DNA1D/O |  | Mini-Splits(Non-Ducted) | GWH09QC-D3DN***/I |  | 9000 | 23 | 8.5 | 11000 | 9000 | 81.82% | 1.97 | 14 | 14 |  |  |  |  | R-410A | 0.75 | Residential & Commercial | VSMSHP
216572150 | Mini/Multi Split | Coleman | HRCU-A-CB-O | URC12CN23STG1 |  | Mini-Splits(Non-Ducted) | UNI12HW23STG1 |  | 12000 | 23 | 10 | 12000 | 11000 | 91.67% | 2 | 0 | 12.25 |  |  |  |  | R-454B | 1 | Residential & Commercial | VSMSHP | Non-Ducted CEE Tier 2
216572151 | Mini/Multi Split | Coleman | HRCU-A-CB-O | URC18CN23STG1 |  | Mini-Splits(Non-Ducted) | UNI18HW23STG1 |  | 18000 | 21 | 10 | 18000 | 18000 | 100% | 1.9 | 0 | 12.95 |  |  |  |  | R-454B | 1.5 | Residential & Commercial | VSMSHP | Non-Ducted CEE Tier 2
216572153 | Mini/Multi Split | Coleman | HRCU-A-CB-O | URC24CN23STG1 |  | Mini-Splits(Non-Ducted) | UNI24HW23STG1 |  | 24000 | 22.5 | 9.5 | 24000 | 19800 | 82.5% | 1.8 | 0 | 12.25 |  |  |  |  | R-454B | 2 | Residential & Commercial | VSMSHP | Non-Ducted CEE Tier 2
216572154 | Mini/Multi Split | Coleman | HRCU-A-CB-O | URC09CN15STG1 |  | Mini-Splits(Non-Ducted) | URD09HW15STG1 |  | 9000 | 23 | 10 | 9500 | 8700 | 91.58% | 1.9 | 0 | 14.05 |  |  |  |  | R-454B | 0.75 | Residential & Commercial | VSMSHP | Non-Ducted CEE Tier 2
216572156 | Mini/Multi Split | Coleman | HRCU-A-CB-O | URC12CN15STG1 |  | Mini-Splits(Non-Ducted) | URD12HW15STG1 |  | 12000 | 22 | 9.5 | 12000 | 9200 | 76.67% | 1.9 | 0 | 12.25 |  |  |  |  | R-454B | 1 | Residential & Commercial | VSMSHP | Non-Ducted CEE Tier 2
216572157 | Mini/Multi Split | Coleman | HRCU-A-CB-O | UPC09CN23STG1 |  | Mini-Splits(Non-Ducted) | UNI09HW23STG1 |  | 9000 | 22 | 10.5 | 9000 | 10000 | 111.1% | 1.8 | 0 | 12 |  |  |  |  | R-454B | 0.75 | Residential & Commercial | VSMSHP | Non-Ducted CEE Tier 2
216572158 | Mini/Multi Split | Coleman | HRCU-A-CB-O | UPC12CN23STG1 |  | Mini-Splits(Non-Ducted) | UNI12HW23STG1 |  | 12000 | 22 | 10.5 | 12000 | 12000 | 100% | 1.8 | 0 | 12 |  |  |  |  | R-454B | 1 | Residential & Commercial | VSMSHP | Non-Ducted CEE Tier 2
216572159 | Mini/Multi Split | Coleman | HRCU-A-CB-O | UPC18CN23STG1 |  | Mini-Splits(Non-Ducted) | UNI18HW23STG1 |  | 18000 | 21 | 10 | 18000 | 18000 | 100% | 1.8 | 0 | 12 |  |  |  |  | R-454B | 1.5 | Residential & Commercial | VSMSHP | Non-Ducted CEE Tier 2
216572160 | Mini/Multi Split | Coleman | HRCU-A-CB-O | UPC24CN23STG1 |  | Mini-Splits(Non-Ducted) | UNI24HW23STG1 |  | 24000 | 21 | 10 | 24000 | 24000 | 100% | 1.8 | 0 | 12 |  |  |  |  | R-454B | 2 | Residential & Commercial | VSMSHP | Non-Ducted CEE Tier 2
216572162 | Mini/Multi Split | LUXAIRE | HRCU-A-CB-O | URC09CN23STG1 |  | Mini-Splits(Non-Ducted) | UNI09HW23STG1 |  | 9000 | 25 | 11 | 9000 | 9000 | 100% | 2.1 | 0 | 13.65 |  |  |  |  | R-454B | 0.75 | Residential & Commercial | VSMSHP | Non-Ducted CEE Tier 2
216572163 | Mini/Multi Split | LUXAIRE | HRCU-A-CB-O | URC12CN23STG1 |  | Mini-Splits(Non-Ducted) | UNI12HW23STG1 |  | 12000 | 23 | 10 | 12000 | 11000 | 91.67% | 2 | 0 | 12.25 |  |  |  |  | R-454B | 1 | Residential & Commercial | VSMSHP | Non-Ducted CEE Tier 2
216572164 | Mini/Multi Split | LUXAIRE | HRCU-A-CB-O | URC18CN23STG1 |  | Mini-Splits(Non-Ducted) | UNI18HW23STG1 |  | 18000 | 21 | 10 | 18000 | 18000 | 100% | 1.9 | 0 | 12.95 |  |  |  |  | R-454B | 1.5 | Residential & Commercial | VSMSHP | Non-Ducted CEE Tier 2
216572165 | Mini/Multi Split | LUXAIRE | HRCU-A-CB-O | URC24CN23STG1 |  | Mini-Splits(Non-Ducted) | UNI24HW23STG1 |  | 24000 | 22.5 | 9.5 | 24000 | 19800 | 82.5% | 1.8 | 0 | 12.25 |  |  |  |  | R-454B | 2 | Residential & Commercial | VSMSHP | Non-Ducted CEE Tier 2
216572166 | Mini/Multi Split | LUXAIRE | HRCU-A-CB-O | URC09CN15STG1 |  | Mini-Splits(Non-Ducted) | URD09HW15STG1 |  | 9000 | 23 | 10 | 9500 | 8700 | 91.58% | 1.9 | 0 | 14.05 |  |  |  |  | R-454B | 0.75 | Residential & Commercial | VSMSHP | Non-Ducted CEE Tier 2
216572167 | Mini/Multi Split | LUXAIRE | HRCU-A-CB-O | URC12CN15STG1 |  | Mini-Splits(Non-Ducted) | URD12HW15STG1 |  | 12000 | 22 | 9.5 | 12000 | 9200 | 76.67% | 1.9 | 0 | 12.25 |  |  |  |  | R-454B | 1 | Residential & Commercial | VSMSHP | Non-Ducted CEE Tier 2
216572168 | Mini/Multi Split | LUXAIRE | HRCU-A-CB-O | UPC09CN23STG1 |  | Mini-Splits(Non-Ducted) | UNI09HW23STG1 |  | 9000 | 22 | 10.5 | 9000 | 10000 | 111.1% | 1.8 | 0 | 12 |  |  |  |  | R-454B | 0.75 | Residential & Commercial | VSMSHP | Non-Ducted CEE Tier 2
216572169 | Mini/Multi Split | LUXAIRE | HRCU-A-CB-O | UPC12CN23STG1 |  | Mini-Splits(Non-Ducted) | UNI12HW23STG1 |  | 12000 | 22 | 10.5 | 12000 | 12000 | 100% | 1.8 | 0 | 12 |  |  |  |  | R-454B | 1 | Residential & Commercial | VSMSHP | Non-Ducted CEE Tier 2
216572170 | Mini/Multi Split | LUXAIRE | HRCU-A-CB-O | UPC18CN23STG1 |  | Mini-Splits(Non-Ducted) | UNI18HW23STG1 |  | 18000 | 21 | 10 | 18000 | 18000 | 100% | 1.8 | 0 | 12 |  |  |  |  | R-454B | 1.5 | Residential & Commercial | VSMSHP | Non-Ducted CEE Tier 2
216572171 | Mini/Multi Split | LUXAIRE | HRCU-A-CB-O | UPC24CN23STG1 |  | Mini-Splits(Non-Ducted) | UNI24HW23STG1 |  | 24000 | 21 | 10 | 24000 | 24000 | 100% | 1.8 | 0 | 12 |  |  |  |  | R-454B | 2 | Residential & Commercial | VSMSHP | Non-Ducted CEE Tier 2
216572459 | Mini/Multi Split | Coleman | HRCU-A-CB-O | UPC36CN23STG1* |  | Mini-Splits(Non-Ducted) | UNI36HW23STG1* |  | 36000 | 20 | 10 | 36000 | 36000 | 100% | 1.8 | 0 | 12 |  |  |  |  | R-454B | 3 | Residential & Commercial | VSMSHP | Non-Ducted CEE Tier 2
216572461 | Mini/Multi Split | LUXAIRE | HRCU-A-CB-O | UPC36CN23STG1* |  | Mini-Splits(Non-Ducted) | UNI36HW23STG1* |  | 36000 | 20 | 10 | 36000 | 36000 | 100% | 1.8 | 0 | 12 |  |  |  |  | R-454B | 3 | Residential & Commercial | VSMSHP | Non-Ducted CEE Tier 2
214595281 | Mini/Multi Split | FRANKLIN | HRCU-A-CB-O | MSH123E23MCAA |  | Mini-Splits(Non-Ducted) | MSH123F25AXAA |  | 12000 | 25.5 | 10.4 | 12000 | 12000 | 100% | 1.8 | 14 | 14 |  |  |  |  | R-410A | 1 | Residential & Commercial | VSMSHP | Non-Ducted CEE Tier 2
214595282 | Mini/Multi Split | FRANKLIN | HRCU-A-CB-O | MSH183E23MCAA |  | Mini-Splits(Non-Ducted) | MSH183F25AXAA |  | 18000 | 21.5 | 11.3 | 18000 | 18000 | 100% | 1.8 | 12.5 | 12.5 |  |  |  |  | R-410A | 1.5 | Residential & Commercial | VSMSHP | Non-Ducted CEE Tier 2
214604193 | Mini/Multi Split | HISENSE | HRCU-A-CB-O | AST-18UW3RXB00 |  | Mini-Splits(Non-Ducted) | AST-18UW3RXB**00 |  | 18000 | 21 | 9.8 | 18000 | 13700 | 76.11% | 2.5 | 0 | 11.95 |  |  |  |  | R-32 | 1.5 | Residential & Commercial | VSMSHP | Non-Ducted CEE Tier 2
211259270 | Mini/Multi Split | Mitsubishi Electric | HRCU-A-CB-O | PUZ-HA24NHA1 |  | Mini-Splits(Non-Ducted) | PCA-A24KA* |  | 23000 | 18.7 | 9.5 | 28000 | 26000 | 92.86% | 1.8 | 12.5 | 12.5 |  |  |  |  | R-410A | 1.9167 | Residential & Commercial | VSMSHP | Non-Ducted CEE Tier 2
211259273 | Mini/Multi Split | Mitsubishi Electric | HRCU-A-CB-O | PUZ-HA30NKA |  | Mini-Splits(Non-Ducted) | PCA-A30KA* |  | 30000 | 17.9 | 8.5 | 35000 | 32000 | 91.43% | 1.8 | 12.6 | 12.6 |  |  |  |  | R-410A | 2.5 | Residential & Commercial | VSMSHP
211273266 | Mini/Multi Split | Mitsubishi Electric | HRCU-A-CB-O | PUZ-HA42NKA1 |  | Mini-Splits(Non-Ducted) | PLA-A42EA* |  | 42000 | 16.3 | 9 | 54000 | 48000 | 88.89% | 1.9 | 10.7 | 10.7 |  |  |  |  | R-410A | 3.5 | Residential & Commercial | VSMSHP
211273267 | Mini/Multi Split | Mitsubishi Electric | HRCU-A-CB-O | PUZ-HA30NKA |  | Mini-Splits(Non-Ducted) | PKA-A30KA* |  | 30000 | 18.5 | 8.5 | 34000 | 32000 | 94.12% | 1.8 | 12.6 | 12.8 |  |  |  |  | R-410A | 2.5 | Residential & Commercial | VSMSHP
206717860 | Mini/Multi Split | Trane / Mitsubishi Electric | HRCU-A-CB-O | PUZ-HA42NKA1 |  | Mini-Splits(Non-Ducted) | TPCA0A0421KA70A |  | 42000 | 15.5 | 9 | 54000 | 48000 | 88.89% | 1.75 | 10.3 | 10 |  |  |  |  | R-410A | 3.5 | Residential & Commercial | VSMSHP
206717862 | Mini/Multi Split | Trane / Mitsubishi Electric | HRCU-A-CB-O | PUZ-HA42NKA1 |  | Mini-Splits(Non-Ducted) | TPLA0A0421EA70A |  | 42000 | 16.3 | 9 | 54000 | 48000 | 88.89% | 1.9 | 10.7 | 10.7 |  |  |  |  | R-410A | 3.5 | Residential & Commercial | VSMSHP
213617712 | Mini/Multi Split | Mitsubishi Electric | HRCU-A-CB-O | PUZ-HA42NKA2*** |  | Mini-Splits(Non-Ducted) | PCA-A42KA* |  | 42000 | 15.5 | 9 | 54000 | 48000 | 88.89% | 1.75 | 0 | 10.3 |  |  |  |  | R-410A | 3.5 | Residential & Commercial | VSMSHP
7070719 | Mini/Multi Split | GREE | HRCU-A-CB-O | GWH24QE-D3DNA1D/O |  | Mini-Splits(Non-Ducted) | GWH24QE-D3DN***/I |  | 22000 | 20 | 8.5 | 24000 | 19800 | 82.5% | 1.75 | 12.5 | 12.5 |  |  |  |  | R-410A | 1.8333 | Residential & Commercial | VSMSHP
216011721 | Mini/Multi Split | AireForce | HRCU-A-CB-O | DXH09ESK3IL |  | Mini-Splits(Non-Ducted) | DHH09ESK3IL |  | 9100 | 20.5 | 8.8 | 10000 | 7600 | 76% | 1.94 | 0 | 12.5 |  |  |  |  | R-32 | 0.75833 | Residential & Commercial | VSMSHP
216011722 | Mini/Multi Split | AireForce | HRCU-A-CB-O | DXH09ESA3IL |  | Mini-Splits(Non-Ducted) | DHH09ESA3IL |  | 9100 | 20.5 | 8.8 | 10000 | 7600 | 76% | 1.86 | 0 | 11.9 |  |  |  |  | R-32 | 0.75833 | Residential & Commercial | VSMSHP
216011723 | Mini/Multi Split | AireForce | HRCU-A-CB-O | DXH36ESK3IL |  | Mini-Splits(Non-Ducted) | DHH36ESK3IL |  | 33600 | 21 | 8.5 | 34000 | 24600 | 72.35% | 1.8 | 0 | 10.6 |  |  |  |  | R-32 | 2.8 | Residential & Commercial | VSMSHP
216011725 | Mini/Multi Split | AireForce | HRCU-A-CB-O | DXH12ESK3IL |  | Mini-Splits(Non-Ducted) | DHH12ESK3IL |  | 12000 | 19 | 8.5 | 12000 | 9100 | 75.83% | 1.8 | 0 | 9.75 |  |  |  |  | R-32 | 1 | Residential & Commercial | VSMSHP
216011726 | Mini/Multi Split | AireForce | HRCU-A-CB-O | DXH12ESA3IL |  | Mini-Splits(Non-Ducted) | DHH12ESA3IL |  | 12000 | 19 | 8.5 | 12000 | 8500 | 70.83% | 1.8 | 0 | 9.3 |  |  |  |  | R-32 | 1 | Residential & Commercial | VSMSHP
216011727 | Mini/Multi Split | AireForce | HRCU-A-CB-O | DXH09PSK3IH |  | Mini-Splits(Non-Ducted) | DHH09PUK3IH |  | 9100 | 26 | 10.4 | 10500 | 9500 | 90.48% | 1.88 | 0 | 15 |  |  |  |  | R-32 | 0.75833 | Residential & Commercial | VSMSHP | Non-Ducted CEE Tier 2
216011729 | Mini/Multi Split | AireForce | HRCU-A-CB-O | DXH12PSK3IH |  | Mini-Splits(Non-Ducted) | DHH12PUK3IH |  | 12000 | 24.5 | 9.5 | 12000 | 11000 | 91.67% | 1.95 | 0 | 13 |  |  |  |  | R-32 | 1 | Residential & Commercial | VSMSHP | Non-Ducted CEE Tier 2
216011730 | Mini/Multi Split | AireForce | HRCU-A-CB-O | DXH30ESK3IL |  | Mini-Splits(Non-Ducted) | DHH30ESK3IL |  | 30000 | 22 | 9 | 30000 | 23000 | 76.67% | 1.8 | 0 | 10.9 |  |  |  |  | R-32 | 2.5 | Residential & Commercial | VSMSHP
216011732 | Mini/Multi Split | AireForce | HRCU-A-CB-O | DXH18PSK3IH |  | Mini-Splits(Non-Ducted) | DHH18PUK3IH |  | 18000 | 24.5 | 9 | 18000 | 14600 | 81.11% | 1.9 | 0 | 13.65 |  |  |  |  | R-32 | 1.5 | Residential & Commercial | VSMSHP
216011749 | Mini/Multi Split | AIRTEMP | HRCU-A-CB-O | DXH09ESK3IL |  | Mini-Splits(Non-Ducted) | DHH09ESK3IL |  | 9100 | 20.5 | 8.8 | 10000 | 7600 | 76% | 1.94 | 0 | 12.5 |  |  |  |  | R-32 | 0.75833 | Residential & Commercial | VSMSHP
216011750 | Mini/Multi Split | AIRTEMP | HRCU-A-CB-O | DXH09ESA3IL |  | Mini-Splits(Non-Ducted) | DHH09ESA3IL |  | 9100 | 20.5 | 8.8 | 10000 | 7600 | 76% | 1.86 | 0 | 11.9 |  |  |  |  | R-32 | 0.75833 | Residential & Commercial | VSMSHP
216011751 | Mini/Multi Split | AIRTEMP | HRCU-A-CB-O | DXH36ESK3IL |  | Mini-Splits(Non-Ducted) | DHH36ESK3IL |  | 33600 | 21 | 8.5 | 34000 | 24600 | 72.35% | 1.8 | 0 | 10.6 |  |  |  |  | R-32 | 2.8 | Residential & Commercial | VSMSHP
216011753 | Mini/Multi Split | AIRTEMP | HRCU-A-CB-O | DXH12ESK3IL |  | Mini-Splits(Non-Ducted) | DHH12ESK3IL |  | 12000 | 19 | 8.5 | 12000 | 9100 | 75.83% | 1.8 | 0 | 9.75 |  |  |  |  | R-32 | 1 | Residential & Commercial | VSMSHP
216011754 | Mini/Multi Split | AIRTEMP | HRCU-A-CB-O | DXH12ESA3IL |  | Mini-Splits(Non-Ducted) | DHH12ESA3IL |  | 12000 | 19 | 8.5 | 12000 | 8500 | 70.83% | 1.8 | 0 | 9.3 |  |  |  |  | R-32 | 1 | Residential & Commercial | VSMSHP
216011755 | Mini/Multi Split | AIRTEMP | HRCU-A-CB-O | DXH09PSK3IH |  | Mini-Splits(Non-Ducted) | DHH09PUK3IH |  | 9100 | 26 | 10.4 | 10500 | 9500 | 90.48% | 1.88 | 0 | 15 |  |  |  |  | R-32 | 0.75833 | Residential & Commercial | VSMSHP | Non-Ducted CEE Tier 2
216011757 | Mini/Multi Split | AIRTEMP | HRCU-A-CB-O | DXH12PSK3IH |  | Mini-Splits(Non-Ducted) | DHH12PUK3IH |  | 12000 | 24.5 | 9.5 | 12000 | 11000 | 91.67% | 1.95 | 0 | 13 |  |  |  |  | R-32 | 1 | Residential & Commercial | VSMSHP | Non-Ducted CEE Tier 2
216011758 | Mini/Multi Split | AIRTEMP | HRCU-A-CB-O | DXH30ESK3IL |  | Mini-Splits(Non-Ducted) | DHH30ESK3IL |  | 30000 | 22 | 9 | 30000 | 23000 | 76.67% | 1.8 | 0 | 10.9 |  |  |  |  | R-32 | 2.5 | Residential & Commercial | VSMSHP
216011760 | Mini/Multi Split | AIRTEMP | HRCU-A-CB-O | DXH18PSK3IH |  | Mini-Splits(Non-Ducted) | DHH18PUK3IH |  | 18000 | 24.5 | 9 | 18000 | 14600 | 81.11% | 1.9 | 0 | 13.65 |  |  |  |  | R-32 | 1.5 | Residential & Commercial | VSMSHP
216011761 | Mini/Multi Split | GIBSON | HRCU-A-CB-O | DXH09ESK3IL |  | Mini-Splits(Non-Ducted) | DHH09ESK3IL |  | 9100 | 20.5 | 8.8 | 10000 | 7600 | 76% | 1.94 | 0 | 12.5 |  |  |  |  | R-32 | 0.75833 | Residential & Commercial | VSMSHP
216011762 | Mini/Multi Split | GIBSON | HRCU-A-CB-O | DXH09ESA3IL |  | Mini-Splits(Non-Ducted) | DHH09ESA3IL |  | 9100 | 20.5 | 8.8 | 10000 | 7600 | 76% | 1.86 | 0 | 11.9 |  |  |  |  | R-32 | 0.75833 | Residential & Commercial | VSMSHP
216011763 | Mini/Multi Split | GIBSON | HRCU-A-CB-O | DXH36ESK3IL |  | Mini-Splits(Non-Ducted) | DHH36ESK3IL |  | 33600 | 21 | 8.5 | 34000 | 24600 | 72.35% | 1.8 | 0 | 10.6 |  |  |  |  | R-32 | 2.8 | Residential & Commercial | VSMSHP
214594900 | Mini/Multi Split | GOODMAN | HRCU-A-CB-O | MSH123G22MCAA |  | Mini-Splits(Non-Ducted) | MST123E20ACAA |  | 12000 | 22.3 | 10.2 | 12000 | 11300 | 94.17% | 1.89 | 12.7 | 12.7 |  |  |  |  | R-410A | 1 | Residential & Commercial | VSMSHP | Non-Ducted CEE Tier 2
214594901 | Mini/Multi Split | GOODMAN | HRCU-A-CB-O | MSH183G22MCAA |  | Mini-Splits(Non-Ducted) | MST183E20ACAA |  | 16000 | 20 | 9.5 | 17000 | 16000 | 94.12% | 1.75 | 12.5 | 12.5 |  |  |  |  | R-410A | 1.3333 | Residential & Commercial | VSMSHP | Non-Ducted CEE Tier 2
214594905 | Mini/Multi Split | FRANKLIN | HRCU-A-CB-O | MSH123F25MCAA |  | Mini-Splits(Non-Ducted) | MST123E20ACAA |  | 12000 | 22.3 | 10.2 | 12000 | 11300 | 94.17% | 1.89 | 12.7 | 12.7 |  |  |  |  | R-410A | 1 | Residential & Commercial | VSMSHP | Non-Ducted CEE Tier 2
214594906 | Mini/Multi Split | FRANKLIN | HRCU-A-CB-O | MSH183F25MCAA |  | Mini-Splits(Non-Ducted) | MST183E20ACAA |  | 16000 | 20 | 9.5 | 17000 | 16000 | 94.12% | 1.75 | 12.5 | 12.5 |  |  |  |  | R-410A | 1.3333 | Residential & Commercial | VSMSHP | Non-Ducted CEE Tier 2
214594910 | Mini/Multi Split | COMFORTSTAR | HRCU-A-CB-O | CHF09CD(O) |  | Mini-Splits(Non-Ducted) | T1W9P |  | 9000 | 24 | 12.4 | 10900 | 10500 | 96.33% | 1.8 | 13 | 13 |  |  |  |  | R-410A | 0.75 | Residential & Commercial | VSMSHP | Non-Ducted CEE Tier 2
214594911 | Mini/Multi Split | COMFORTSTAR | HRCU-A-CB-O | CHF12CD(O) |  | Mini-Splits(Non-Ducted) | T1W12P |  | 12000 | 23 | 10 | 12500 | 11000 | 88% | 1.8 | 13 | 13 |  |  |  |  | R-410A | 1 | Residential & Commercial | VSMSHP | Non-Ducted CEE Tier 2
214594912 | Mini/Multi Split | COMFORTSTAR | HRCU-A-CB-O | CHF18CD(O) |  | Mini-Splits(Non-Ducted) | T1W18P |  | 16700 | 19.8 | 11.2 | 20000 | 16700 | 83.5% | 1.93 | 12.5 | 12.5 |  |  |  |  | R-410A | 1.3917 | Residential & Commercial | VSMSHP | Non-Ducted CEE Tier 2
214594913 | Mini/Multi Split | COMFORTSTAR | HRCU-A-CB-O | CZP09CD(O) |  | Mini-Splits(Non-Ducted) | T1W9P |  | 9000 | 22.5 | 11.5 | 11000 | 7700 | 70% | 2.34 | 13 | 13 |  |  |  |  | R-410A | 0.75 | Residential & Commercial | VSMSHP | Non-Ducted CEE Tier 2
216566120 | Mini/Multi Split | HISENSE | HRCU-A-CB-O | AOU-09U3T25U |  | Mini-Splits(Non-Ducted) | AST-1224DLSI |  | 9000 | 22 | 10.5 | 9000 | 10000 | 111.1% | 1.8 | 0 | 12 |  |  |  |  | R-454B | 0.75 | Residential & Commercial | VSMSHP | Non-Ducted CEE Tier 2
216566121 | Mini/Multi Split | HISENSE | HRCU-A-CB-O | AOU-12U3T25U |  | Mini-Splits(Non-Ducted) | AST-1224DLSI |  | 12000 | 22 | 10.5 | 12000 | 12000 | 100% | 1.8 | 0 | 12 |  |  |  |  | R-454B | 1 | Residential & Commercial | VSMSHP | Non-Ducted CEE Tier 2
216566122 | Mini/Multi Split | HISENSE | HRCU-A-CB-O | AOU-18U3T25U |  | Mini-Splits(Non-Ducted) | AST-1824DLSI |  | 18000 | 21 | 10 | 18000 | 18000 | 100% | 1.8 | 0 | 12 |  |  |  |  | R-454B | 1.5 | Residential & Commercial | VSMSHP | Non-Ducted CEE Tier 2
216566123 | Mini/Multi Split | HISENSE | HRCU-A-CB-O | AOU-24U3T25U |  | Mini-Splits(Non-Ducted) | AST-2424DLSI |  | 24000 | 21 | 10 | 24000 | 24000 | 100% | 1.8 | 0 | 12 |  |  |  |  | R-454B | 2 | Residential & Commercial | VSMSHP | Non-Ducted CEE Tier 2
216566124 | Mini/Multi Split | HISENSE | HRCU-A-CB-O | AOU-36U3T25U |  | Mini-Splits(Non-Ducted) | AS-36UW3TWHTU00 |  | 36000 | 20 | 10 | 36000 | 36000 | 100% | 1.8 | 0 | 12 |  |  |  |  | R-454B | 3 | Residential & Commercial | VSMSHP | Non-Ducted CEE Tier 2
216571367 | Mini/Multi Split | DIRECT AIR | HRCU-A-CB-O | DIRM4-09DA25-1Z |  | Mini-Splits(Non-Ducted) | DIRM4-09HP-WM |  | 9000 | 25.8 | 12.5 | 10000 | 8000 | 80% | 2.36 | 0 | 14.9 |  |  |  |  | R-454B | 0.75 | Residential & Commercial | VSMSHP | Non-Ducted CEE Tier 2
216571368 | Mini/Multi Split | DIRECT AIR | HRCU-A-CB-O | DIRM4-12DA25-1Z |  | Mini-Splits(Non-Ducted) | DIRM4-12HP-WM |  | 12000 | 25.5 | 10.6 | 12000 | 8400 | 70% | 2.3 | 0 | 13 |  |  |  |  | R-454B | 1 | Residential & Commercial | VSMSHP | Non-Ducted CEE Tier 2
216571369 | Mini/Multi Split | DIRECT AIR | HRCU-A-CB-O | DIRM4-18DA25-1Z |  | Mini-Splits(Non-Ducted) | DIRM4-18HP-WM |  | 18000 | 23.5 | 10.8 | 18000 | 12800 | 71.11% | 2.1 | 0 | 12.7 |  |  |  |  | R-454B | 1.5 | Residential & Commercial | VSMSHP | Non-Ducted CEE Tier 2
216571370 | Mini/Multi Split | DIRECT AIR | HRCU-A-CB-O | DIRM4-24DA25-1Z |  | Mini-Splits(Non-Ducted) | DIRM4-24HP-WM |  | 24000 | 23 | 11.7 | 25000 | 19600 | 78.4% | 2.54 | 0 | 14 |  |  |  |  | R-454B | 2 | Residential & Commercial | VSMSHP | Non-Ducted CEE Tier 2
216571371 | Mini/Multi Split | DIRECT AIR | HRCU-A-CB-O | DIRM4-06HXPRO28-1Z |  | Mini-Splits(Non-Ducted) | DIRM4-06HP-WM |  | 6000 | 25.5 | 14.8 | 7000 | 7700 | 110% | 2.39 | 0 | 18 |  |  |  |  | R-454B | 0.5 | Residential & Commercial | VSMSHP | Non-Ducted CEE Tier 2
216571372 | Mini/Multi Split | DIRECT AIR | HRCU-A-CB-O | DIRM4-09HXPRO28-1Z |  | Mini-Splits(Non-Ducted) | DIRM4-09HP-WM |  | 9000 | 27.4 | 12.5 | 12000 | 11500 | 95.83% | 1.8 | 0 | 15.4 |  |  |  |  | R-454B | 0.75 | Residential & Commercial | VSMSHP | Non-Ducted CEE Tier 2
216571373 | Mini/Multi Split | DIRECT AIR | HRCU-A-CB-O | DIRM4-12HXPRO28-1Z |  | Mini-Splits(Non-Ducted) | DIRM4-12HP-WM |  | 12000 | 25.4 | 10.5 | 12000 | 11500 | 95.83% | 1.8 | 0 | 13.4 |  |  |  |  | R-454B | 1 | Residential & Commercial | VSMSHP | Non-Ducted CEE Tier 2
216571374 | Mini/Multi Split | DIRECT AIR | HRCU-A-CB-O | DIRM4-18HXPRO28-1Z |  | Mini-Splits(Non-Ducted) | DIRM4-18HP-WM |  | 18000 | 21.4 | 11 | 18000 | 18000 | 100% | 1.92 | 0 | 12.5 |  |  |  |  | R-454B | 1.5 | Residential & Commercial | VSMSHP | Non-Ducted CEE Tier 2
216571375 | Mini/Multi Split | DIRECT AIR | HRCU-A-CB-O | DIRM4-24HXPRO28-1Z |  | Mini-Splits(Non-Ducted) | DIRM4-24HP-WM |  | 24000 | 21 | 13.5 | 29000 | 24200 | 83.45% | 2.34 | 0 | 13 |  |  |  |  | R-454B | 2 | Residential & Commercial | VSMSHP | Non-Ducted CEE Tier 2
216571378 | Mini/Multi Split | DIRECT AIR | HRCU-A-CB-O | DIRM4-18DA25-1Z |  | Mini-Splits(Non-Ducted) | DIRM4-18HP-CF |  | 18000 | 22.3 | 10.4 | 18000 | 12800 | 71.11% | 2.05 | 0 | 12.5 |  |  |  |  | R-454B | 1.5 | Residential & Commercial | VSMSHP | Non-Ducted CEE Tier 2
216571379 | Mini/Multi Split | DIRECT AIR | HRCU-A-CB-O | DIRM4-24DA25-1Z |  | Mini-Splits(Non-Ducted) | DIRM4-24HP-CF |  | 24000 | 21.1 | 11.1 | 24400 | 18600 | 76.23% | 2.27 | 0 | 12.2 |  |  |  |  | R-454B | 2 | Residential & Commercial | VSMSHP | Non-Ducted CEE Tier 2
216571381 | Mini/Multi Split | DIRECT AIR | HRCU-A-CB-O | DIRM4-48LCDA25-1Z |  | Mini-Splits(Non-Ducted) | DIRM4-48HP-CF |  | 48000 | 19.8 | 10.2 | 50000 | 38500 | 77% | 1.95 | 0 | 9.5 |  |  |  |  | R-454B | 4 | Residential & Commercial | VSMSHP | Non-Ducted CEE Tier 2
216571383 | Mini/Multi Split | DIRECT AIR | HRCU-A-CB-O | DIRM4-18HXPRO28-1Z |  | Mini-Splits(Non-Ducted) | DIRM4-18HP-CF |  | 17000 | 20.4 | 10.3 | 19000 | 17000 | 89.47% | 1.86 | 0 | 12.5 |  |  |  |  | R-454B | 1.4167 | Residential & Commercial | VSMSHP | Non-Ducted CEE Tier 2
216571384 | Mini/Multi Split | DIRECT AIR | HRCU-A-CB-O | DIRM4-24HXPRO28-1Z |  | Mini-Splits(Non-Ducted) | DIRM4-24HP-CF |  | 22000 | 20.4 | 12.1 | 26000 | 24200 | 93.08% | 2.16 | 0 | 12 |  |  |  |  | R-454B | 1.8333 | Residential & Commercial | VSMSHP | Non-Ducted CEE Tier 2
216571385 | Mini/Multi Split | DIRECT AIR | HRCU-A-CB-O | DIRM4-36LCHX-1Z |  | Mini-Splits(Non-Ducted) | DIRM4-36HP-CF |  | 36400 | 20 | 10.8 | 38000 | 39500 | 103.9% | 2.02 | 0 | 12 |  |  |  |  | R-454B | 3.0333 | Residential & Commercial | VSMSHP | Non-Ducted CEE Tier 2
216571386 | Mini/Multi Split | DIRECT AIR | HRCU-A-CB-O | DIRM4-48LCHX-1Z |  | Mini-Splits(Non-Ducted) | DIRM4-48HP-CF |  | 48000 | 18.5 | 10.1 | 52000 | 47000 | 90.38% | 1.83 | 0 | 9.4 |  |  |  |  | R-454B | 4 | Residential & Commercial | VSMSHP | Non-Ducted CEE Tier 2
216571387 | Mini/Multi Split | DIRECT AIR | HRCU-A-CB-O | DIRM4-12DA25-1Z |  | Mini-Splits(Non-Ducted) | DIRM4-12HP-CO |  | 12000 | 24.6 | 11 | 12000 | 8900 | 74.17% | 2.5 | 0 | 12.7 |  |  |  |  | R-454B | 1 | Residential & Commercial | VSMSHP | Non-Ducted CEE Tier 2
216571388 | Mini/Multi Split | DIRECT AIR | HRCU-A-CB-O | DIRM4-12HXPRO28-1Z |  | Mini-Splits(Non-Ducted) | DIRM4-12HP-CO |  | 12000 | 25 | 10.5 | 12000 | 11300 | 94.17% | 1.88 | 0 | 12.5 |  |  |  |  | R-454B | 1 | Residential & Commercial | VSMSHP | Non-Ducted CEE Tier 2
213279883 | Mini/Multi Split | Allied | HRCU-A-CB-O | 4DHPS209S-1P |  | Mini-Splits(Non-Ducted) | DWM206S4-*P |  | 6000 | 26.5 | 13.6 | 7000 | 7500 | 107.1% | 2.1 | 15.8 | 15.8 |  |  |  |  | R-410A | 0.5 | Residential & Commercial | VSMSHP | Non-Ducted CEE Tier 2
213279884 | Mini/Multi Split | Armstrong Air | HRCU-A-CB-O | 4DHPS209S-1P |  | Mini-Splits(Non-Ducted) | DWM206S4-*P |  | 6000 | 26.5 | 13.6 | 7000 | 7500 | 107.1% | 2.1 | 15.8 | 15.8 |  |  |  |  | R-410A | 0.5 | Residential & Commercial | VSMSHP | Non-Ducted CEE Tier 2
213279885 | Mini/Multi Split | CONCORD | HRCU-A-CB-O | 4DHPS209S-1P |  | Mini-Splits(Non-Ducted) | DWM206S4-*P |  | 6000 | 26.5 | 13.6 | 7000 | 7500 | 107.1% | 2.1 | 15.8 | 15.8 |  |  |  |  | R-410A | 0.5 | Residential & Commercial | VSMSHP | Non-Ducted CEE Tier 2
213279886 | Mini/Multi Split | DUCANE | HRCU-A-CB-O | 4DHPS209S-1P |  | Mini-Splits(Non-Ducted) | DWM206S4-*P |  | 6000 | 26.5 | 13.6 | 7000 | 7500 | 107.1% | 2.1 | 15.8 | 15.8 |  |  |  |  | R-410A | 0.5 | Residential & Commercial | VSMSHP | Non-Ducted CEE Tier 2
213279887 | Mini/Multi Split | Star Air Kontrol | HRCU-A-CB-O | SAK-24CONS/220V |  | Mini-Splits(Non-Ducted) | SAK-24CONS/220V |  | 24000 | 21.2 | 10.3 | 24000 | 18200 | 75.83% | 2.2 | 12.5 | 12.5 |  |  |  |  | R-410A | 2 | Residential & Commercial | VSMSHP | Non-Ducted CEE Tier 2
213279889 | Mini/Multi Split | Star Air Kontrol | HRCU-A-CB-O | SAK-48CONS/220V |  | Mini-Splits(Non-Ducted) | SAK-48CONS/220V |  | 48000 | 18.9 | 10 | 50000 | 35000 | 70% | 1.85 | 9.3 | 9.3 |  |  |  |  | R-410A | 4 | Residential & Commercial | VSMSHP | Non-Ducted CEE Tier 2
213279891 | Mini/Multi Split | Star Air Kontrol | HRCU-A-CB-O | SAK-09-CC/220V |  | Mini-Splits(Non-Ducted) | SAK-09-CC/220V |  | 9000 | 20 | 10 | 10000 | 7400 | 74% | 1.9 | 13 | 13 |  |  |  |  | R-410A | 0.75 | Residential & Commercial | VSMSHP | Non-Ducted CEE Tier 2
213279894 | Mini/Multi Split | Star Air Kontrol | HRCU-A-CB-O | SAK-24-CC/220V |  | Mini-Splits(Non-Ducted) | SAK-24-CC/220V |  | 24000 | 21.5 | 9.7 | 25000 | 18500 | 74% | 2.2 | 12.5 | 12.5 |  |  |  |  | R-410A | 2 | Residential & Commercial | VSMSHP | Non-Ducted CEE Tier 2
213279897 | Mini/Multi Split | Star Air Kontrol | HRCU-A-CB-O | SAK-09-OC/220V |  | Mini-Splits(Non-Ducted) | SAK-09-OC/220V |  | 9000 | 22.5 | 11.5 | 11000 | 7700 | 70% | 2.34 | 13 | 13 |  |  |  |  | R-410A | 0.75 | Residential & Commercial | VSMSHP | Non-Ducted CEE Tier 2
216566108 | Mini/Multi Split | Coleman | HRCU-A-CB-O | UPC18CN23STG1 |  | Mini-Splits(Non-Ducted) | UNI18CS23STG1 |  | 18000 | 20 | 10 | 18000 | 18000 | 100% | 2 | 0 | 12 |  |  |  |  | R-454B | 1.5 | Residential & Commercial | VSMSHP | Non-Ducted CEE Tier 2
216566109 | Mini/Multi Split | Coleman | HRCU-A-CB-O | UPC24CN23STG1 |  | Mini-Splits(Non-Ducted) | UNI24CS23STG1 |  | 24000 | 20 | 10.5 | 24000 | 24000 | 100% | 2 | 0 | 12 |  |  |  |  | R-454B | 2 | Residential & Commercial | VSMSHP | Non-Ducted CEE Tier 2
216566110 | Mini/Multi Split | LUXAIRE | HRCU-A-CB-O | UPC18CN23STG1 |  | Mini-Splits(Non-Ducted) | UNI18CS23STG1 |  | 18000 | 20 | 10 | 18000 | 18000 | 100% | 2 | 0 | 12 |  |  |  |  | R-454B | 1.5 | Residential & Commercial | VSMSHP | Non-Ducted CEE Tier 2
216566111 | Mini/Multi Split | LUXAIRE | HRCU-A-CB-O | UPC24CN23STG1 |  | Mini-Splits(Non-Ducted) | UNI24CS23STG1 |  | 24000 | 20 | 10.5 | 24000 | 24000 | 100% | 2 | 0 | 12 |  |  |  |  | R-454B | 2 | Residential & Commercial | VSMSHP | Non-Ducted CEE Tier 2
216566112 | Mini/Multi Split | Coleman | HRCU-A-CB-O | UPC18CN23STG1 |  | Mini-Splits(Non-Ducted) | UNI18DT23STG1 |  | 18000 | 19 | 9 | 18000 | 18000 | 100% | 2 | 0 | 11.7 |  |  |  |  | R-454B | 1.5 | Residential & Commercial | VSMSHP
216566113 | Mini/Multi Split | Coleman | HRCU-A-CB-O | UPC24CN23STG1 |  | Mini-Splits(Non-Ducted) | UNI24DT23STG1 |  | 24000 | 19 | 9.5 | 24000 | 24000 | 100% | 2 | 0 | 11.7 |  |  |  |  | R-454B | 2 | Residential & Commercial | VSMSHP | Non-Ducted CEE Tier 2
216566114 | Mini/Multi Split | LUXAIRE | HRCU-A-CB-O | UPC18CN23STG1 |  | Mini-Splits(Non-Ducted) | UNI18DT23STG1 |  | 18000 | 19 | 9 | 18000 | 18000 | 100% | 2 | 0 | 11.7 |  |  |  |  | R-454B | 1.5 | Residential & Commercial | VSMSHP
216566115 | Mini/Multi Split | LUXAIRE | HRCU-A-CB-O | UPC24CN23STG1 |  | Mini-Splits(Non-Ducted) | UNI24DT23STG1 |  | 24000 | 19 | 9.5 | 24000 | 24000 | 100% | 2 | 0 | 11.7 |  |  |  |  | R-454B | 2 | Residential & Commercial | VSMSHP | Non-Ducted CEE Tier 2
204100527 | Mini/Multi Split | DIAL | HRCU-A-CB-O | 23400-21S-230-O |  | Mini-Splits(Non-Ducted) | 23400-21S-230-I |  | 23000 | 20.5 | 8.6 | 23000 | 18000 | 78.26% | 1.75 | 12.5 | 12.2 |  |  |  |  | R-410A | 1.9167 | Residential & Commercial | VSMSHP
216967948 | Mini/Multi Split | Hessaire | HRCU-A-CB-O | H12FB1* |  | Mini-Splits(Non-Ducted) | H12FB1* |  | 12000 | 22 | 9.5 | 12000 | 9200 | 76.67% | 1.9 | 0 | 12.25 |  |  |  |  | R-454B | 1 | Residential & Commercial | VSMSHP | Non-Ducted CEE Tier 2
216968341 | Mini/Multi Split | HAIER | HRCU-A-CB-O | 1Q09FF2BE** |  | Mini-Splits(Non-Ducted) | QS09WB2BE** |  | 9000 | 23 | 9.5 | 10000 | 8000 | 80% | 1.8 | 0 | 12 |  |  |  |  | R-454B | 0.75 | Residential & Commercial | VSMSHP | Non-Ducted CEE Tier 2
216968342 | Mini/Multi Split | HAIER | HRCU-A-CB-O | 1Q12FF2BE** |  | Mini-Splits(Non-Ducted) | QS12WB2BE** |  | 11800 | 21 | 9.5 | 13000 | 10400 | 80% | 1.8 | 0 | 12 |  |  |  |  | R-454B | 0.98333 | Residential & Commercial | VSMSHP | Non-Ducted CEE Tier 2
216968343 | Mini/Multi Split | HAIER | HRCU-A-CB-O | 1Q15FF2BE** |  | Mini-Splits(Non-Ducted) | QS15WB2BE** |  | 13500 | 21 | 9.5 | 17000 | 13600 | 80% | 1.8 | 0 | 11.7 |  |  |  |  | R-454B | 1.125 | Residential & Commercial | VSMSHP | Non-Ducted CEE Tier 2
216968344 | Mini/Multi Split | HAIER | HRCU-A-CB-O | 1Q18FF2BE** |  | Mini-Splits(Non-Ducted) | QS18WB2BE** |  | 17000 | 20 | 9.5 | 19000 | 15200 | 80% | 1.8 | 0 | 12 |  |  |  |  | R-454B | 1.4167 | Residential & Commercial | VSMSHP | Non-Ducted CEE Tier 2
216968345 | Mini/Multi Split | HAIER | HRCU-A-CB-O | 1Q24FF2BE** |  | Mini-Splits(Non-Ducted) | QS24WB2BE** |  | 24000 | 18 | 9.5 | 24000 | 19200 | 80% | 1.8 | 0 | 12 |  |  |  |  | R-454B | 2 | Residential & Commercial | VSMSHP | Non-Ducted CEE Tier 2
216968346 | Mini/Multi Split | HAIER | HRCU-A-CB-O | 1Q3036FF2BE** |  | Mini-Splits(Non-Ducted) | QS30WB2BE** |  | 28400 | 18 | 9.5 | 31000 | 26000 | 83.87% | 1.8 | 0 | 12 |  |  |  |  | R-454B | 2.3667 | Residential & Commercial | VSMSHP | Non-Ducted CEE Tier 2
216968348 | Mini/Multi Split | GE Appliances | HRCU-A-CB-O | 1G09AD2BE** |  | Mini-Splits(Non-Ducted) | GS09WB2BE** |  | 9000 | 23 | 9.5 | 10000 | 8000 | 80% | 1.8 | 0 | 12 |  |  |  |  | R-454B | 0.75 | Residential & Commercial | VSMSHP | Non-Ducted CEE Tier 2
216968349 | Mini/Multi Split | GE Appliances | HRCU-A-CB-O | 1G12AD2BE** |  | Mini-Splits(Non-Ducted) | GS12WB2BE** |  | 11800 | 21 | 9.5 | 13000 | 10400 | 80% | 1.8 | 0 | 12 |  |  |  |  | R-454B | 0.98333 | Residential & Commercial | VSMSHP | Non-Ducted CEE Tier 2
216968350 | Mini/Multi Split | GE Appliances | HRCU-A-CB-O | 1G15AD2BE** |  | Mini-Splits(Non-Ducted) | GS15WB2BE** |  | 13500 | 21 | 9.5 | 17000 | 13600 | 80% | 1.8 | 0 | 11.7 |  |  |  |  | R-454B | 1.125 | Residential & Commercial | VSMSHP | Non-Ducted CEE Tier 2
216968351 | Mini/Multi Split | GE Appliances | HRCU-A-CB-O | 1G18AD2BE** |  | Mini-Splits(Non-Ducted) | GS18WB2BE** |  | 17000 | 20 | 9.5 | 19000 | 15200 | 80% | 1.8 | 0 | 12 |  |  |  |  | R-454B | 1.4167 | Residential & Commercial | VSMSHP | Non-Ducted CEE Tier 2
216968352 | Mini/Multi Split | GE Appliances | HRCU-A-CB-O | 1G24AD2BE** |  | Mini-Splits(Non-Ducted) | GS24WB2BE** |  | 24000 | 18 | 9.5 | 24000 | 19200 | 80% | 1.8 | 0 | 12 |  |  |  |  | R-454B | 2 | Residential & Commercial | VSMSHP | Non-Ducted CEE Tier 2
216968353 | Mini/Multi Split | GE Appliances | HRCU-A-CB-O | 1G3036AD2BE** |  | Mini-Splits(Non-Ducted) | GS30WB2BE** |  | 28400 | 18 | 9.5 | 31000 | 26000 | 83.87% | 1.8 | 0 | 12 |  |  |  |  | R-454B | 2.3667 | Residential & Commercial | VSMSHP | Non-Ducted CEE Tier 2
216980865 | Mini/Multi Split | ACIQ | HRCU-A-CB-O | ACIQ-09ZS-HP115C |  | Mini-Splits(Non-Ducted) | ACIQ-09WS-HP115C |  | 9000 | 24.5 | 10.7 | 10000 | 7300 | 73% | 2.2 | 0 | 15 |  |  |  |  | R-454B | 0.75 | Residential & Commercial | VSMSHP | Non-Ducted CEE Tier 2
216980867 | Mini/Multi Split | ACIQ | HRCU-A-CB-O | ACIQ-09ZS-HP230C |  | Mini-Splits(Non-Ducted) | ACIQ-09WS-HP230C |  | 9000 | 24.6 | 13 | 10000 | 8200 | 82% | 2.33 | 0 | 14.7 |  |  |  |  | R-454B | 0.75 | Residential & Commercial | VSMSHP | Non-Ducted CEE Tier 2
216980868 | Mini/Multi Split | ACIQ | HRCU-A-CB-O | ACIQ-12ZS-HP230C |  | Mini-Splits(Non-Ducted) | ACIQ-12WS-HP230C |  | 12000 | 23.1 | 11.5 | 12000 | 8600 | 71.67% | 2.35 | 0 | 12.2 |  |  |  |  | R-454B | 1 | Residential & Commercial | VSMSHP | Non-Ducted CEE Tier 2
216980869 | Mini/Multi Split | ACIQ | HRCU-A-CB-O | ACIQ-18ZS-HP230C |  | Mini-Splits(Non-Ducted) | ACIQ-18WS-HP230C |  | 18000 | 24 | 11.1 | 18000 | 13000 | 72.22% | 2.35 | 0 | 13.5 |  |  |  |  | R-454B | 1.5 | Residential & Commercial | VSMSHP | Non-Ducted CEE Tier 2
6936995 | Mini/Multi Split | FUJITSU | HRCU-A-CB-O | AOU9RLFF |  | Mini-Splits(Non-Ducted) | AGU9RLF |  | 9000 | 26 | 11.8 | 12000 | 13400 | 111.7% | 1.9 | 16 | 16 |  |  |  |  | R-410A | 0.75 | Residential & Commercial | VSMSHP | Non-Ducted CEE Tier 2
6936996 | Mini/Multi Split | FUJITSU | HRCU-A-CB-O | AOU12RLFF |  | Mini-Splits(Non-Ducted) | AGU12RLF |  | 12000 | 22.7 | 11.2 | 16000 | 13400 | 83.75% | 1.9 | 13.1 | 13.1 |  |  |  |  | R-410A | 1 | Residential & Commercial | VSMSHP | Non-Ducted CEE Tier 2
6936997 | Mini/Multi Split | FUJITSU | HRCU-A-CB-O | AOU15RLFF |  | Mini-Splits(Non-Ducted) | AGU15RLF |  | 14200 | 20.3 | 10.7 | 18000 | 18100 | 100.6% | 1.84 | 12.5 | 12.5 |  |  |  |  | R-410A | 1.1833 | Residential & Commercial | VSMSHP | Non-Ducted CEE Tier 2
6937309 | Mini/Multi Split | FUJITSU | HRCU-A-CB-O | AOU9RLFFH |  | Mini-Splits(Non-Ducted) | AGU9RLF |  | 9000 | 26 | 11.6 | 12000 | 13400 | 111.7% | 1.9 | 16 | 16 |  |  |  |  | R-410A | 0.75 | Residential & Commercial | VSMSHP | Non-Ducted CEE Tier 2
6937310 | Mini/Multi Split | FUJITSU | HRCU-A-CB-O | AOU12RLFFH |  | Mini-Splits(Non-Ducted) | AGU12RLF |  | 12000 | 22.7 | 11 | 16000 | 13400 | 83.75% | 1.9 | 13.1 | 13.1 |  |  |  |  | R-410A | 1 | Residential & Commercial | VSMSHP | Non-Ducted CEE Tier 2
6937311 | Mini/Multi Split | FUJITSU | HRCU-A-CB-O | AOU15RLFFH |  | Mini-Splits(Non-Ducted) | AGU15RLF |  | 14200 | 20.3 | 10.5 | 18000 | 18100 | 100.6% | 1.84 | 12.5 | 12.5 |  |  |  |  | R-410A | 1.1833 | Residential & Commercial | VSMSHP | Non-Ducted CEE Tier 2
216558428 | Mini/Multi Split | Coleman | HRCU-A-CB-O | UPC36CN23STG1 |  | Mini-Splits(Non-Ducted) | UNI36CS23STG1 |  | 36000 | 19.5 | 9.5 | 36000 | 36000 | 100% | 2 | 0 | 12 |  |  |  |  | R-454B | 3 | Residential & Commercial | VSMSHP | Non-Ducted CEE Tier 2
216558429 | Mini/Multi Split | Coleman | HRCU-A-CB-O | UPC48CN23STG1 |  | Mini-Splits(Non-Ducted) | UNI48CS23STG1 |  | 44000 | 20 | 9.5 | 44000 | 44000 | 100% | 2 | 0 | 12 |  |  |  |  | R-454B | 3.6667 | Residential & Commercial | VSMSHP | Non-Ducted CEE Tier 2
216558432 | Mini/Multi Split | LUXAIRE | HRCU-A-CB-O | UPC36CN23STG1 |  | Mini-Splits(Non-Ducted) | UNI36CS23STG1 |  | 36000 | 19.5 | 9.5 | 36000 | 36000 | 100% | 2 | 0 | 12 |  |  |  |  | R-454B | 3 | Residential & Commercial | VSMSHP | Non-Ducted CEE Tier 2
216558433 | Mini/Multi Split | LUXAIRE | HRCU-A-CB-O | UPC48CN23STG1 |  | Mini-Splits(Non-Ducted) | UNI48CS23STG1 |  | 44000 | 20 | 9.5 | 44000 | 44000 | 100% | 2 | 0 | 12 |  |  |  |  | R-454B | 3.6667 | Residential & Commercial | VSMSHP | Non-Ducted CEE Tier 2
216566080 | Mini/Multi Split | Coleman | HRCU-A-CB-O | UPC09CN23STG1 |  | Mini-Splits(Non-Ducted) | UNI09CS23STG1 |  | 9000 | 20 | 9.5 | 9000 | 12000 | 133.3% | 1.8 | 0 | 12 |  |  |  |  | R-454B | 0.75 | Residential & Commercial | VSMSHP | Non-Ducted CEE Tier 2
216566081 | Mini/Multi Split | Coleman | HRCU-A-CB-O | UPC12CN23STG1 |  | Mini-Splits(Non-Ducted) | UNI12CS23STG1 |  | 12000 | 20 | 9.5 | 12000 | 12000 | 100% | 1.8 | 0 | 12 |  |  |  |  | R-454B | 1 | Residential & Commercial | VSMSHP | Non-Ducted CEE Tier 2
216566084 | Mini/Multi Split | LUXAIRE | HRCU-A-CB-O | UPC09CN23STG1 |  | Mini-Splits(Non-Ducted) | UNI09CS23STG1 |  | 9000 | 20 | 9.5 | 9000 | 12000 | 133.3% | 1.8 | 0 | 12 |  |  |  |  | R-454B | 0.75 | Residential & Commercial | VSMSHP | Non-Ducted CEE Tier 2
216566085 | Mini/Multi Split | LUXAIRE | HRCU-A-CB-O | UPC12CN23STG1 |  | Mini-Splits(Non-Ducted) | UNI12CS23STG1 |  | 12000 | 20 | 9.5 | 12000 | 12000 | 100% | 1.8 | 0 | 12 |  |  |  |  | R-454B | 1 | Residential & Commercial | VSMSHP | Non-Ducted CEE Tier 2
214855107 | Mini/Multi Split | SUM X | HRCU-A-CB-O | SM-12HFO2-CU |  | Mini-Splits(Non-Ducted) | SM-12HFO2-WU |  | 12000 | 23.5 | 9.5 | 12000 | 8400 | 70% | 2.05 | 12.5 | 12.7 |  |  |  |  | R-410A | 1 | Residential & Commercial | VSMSHP | Non-Ducted CEE Tier 2
214855108 | Mini/Multi Split | SUM X | HRCU-A-CB-O | SM-18HFO2-CU |  | Mini-Splits(Non-Ducted) | SM-18HFO2-WU |  | 18000 | 20.5 | 9.5 | 19000 | 13300 | 70% | 1.8 | 13 | 13.2 |  |  |  |  | R-410A | 1.5 | Residential & Commercial | VSMSHP | Non-Ducted CEE Tier 2
214866724 | Mini/Multi Split | AIR-CON | HRCU-A-CB-O | ASXCI4H4E12 |  | Mini-Splits(Non-Ducted) | ASXEM4H4E12 |  | 12000 | 23 | 9.5 | 12000 | 9100 | 75.83% | 1.8 | 13 | 13 |  |  |  |  | R-410A | 1 | Residential & Commercial | VSMSHP | Non-Ducted CEE Tier 2
214875723 | Mini/Multi Split | DUOHOME | HRCU-A-CB-O | DOX230-09HFN1-MW5W |  | Mini-Splits(Non-Ducted) | DCA3U-09HRFN1-M(C) |  | 9000 | 20 | 10 | 10000 | 7400 | 74% | 1.9 | 13 | 13 |  |  |  |  | R-410A | 0.75 | Residential & Commercial | VSMSHP | Non-Ducted CEE Tier 2
214875724 | Mini/Multi Split | DUOHOME | HRCU-A-CB-O | DOD33-24HFN1-MT0W |  | Mini-Splits(Non-Ducted) | DCD1-24HRFN1-MT0W(GA) |  | 24000 | 21.5 | 9.7 | 25000 | 18500 | 74% | 2.2 | 12.5 | 12.5 |  |  |  |  | R-410A | 2 | Residential & Commercial | VSMSHP | Non-Ducted CEE Tier 2
214888800 | Mini/Multi Split | FUJITSU | HRCU-A-CB-O | AOUH09KZAH1 |  | Mini-Splits(Non-Ducted) | ASUH09KZAS |  | 9000 | 33.1 | 13.3 | 12000 | 15400 | 128.3% | 2.26 | 0 | 18.8 |  |  |  |  | R-32 | 0.75 | Residential & Commercial | VSMSHP | Non-Ducted CEE Tier 2
214888802 | Mini/Multi Split | FUJITSU | HRCU-A-CB-O | AOUH12KZAH1 |  | Mini-Splits(Non-Ducted) | ASUH12KZAS |  | 12000 | 30.5 | 12.7 | 16000 | 16600 | 103.8% | 2.16 | 0 | 16 |  |  |  |  | R-32 | 1 | Residential & Commercial | VSMSHP | Non-Ducted CEE Tier 2
214888804 | Mini/Multi Split | FUJITSU | HRCU-A-CB-O | AOUH15KZAH1 |  | Mini-Splits(Non-Ducted) | ASUH15KZAS |  | 14500 | 27.5 | 12.7 | 18000 | 21000 | 116.7% | 2.1 | 0 | 14.8 |  |  |  |  | R-32 | 1.2083 | Residential & Commercial | VSMSHP | Non-Ducted CEE Tier 2
215792244 | Mini/Multi Split | Ruud | HRCU-A-CB-O | FPHSR12A3D |  | Mini-Splits(Non-Ducted) | FAHFW12A3D |  | 12000 | 23 | 10 | 12000 | 11000 | 91.67% | 2 | 0 | 12.25 |  |  |  |  | R-454B | 1 | Residential & Commercial | VSMSHP | Non-Ducted CEE Tier 2
215792245 | Mini/Multi Split | Ruud | HRCU-A-CB-O | FPHSR18A3D |  | Mini-Splits(Non-Ducted) | FAHFW18A3D |  | 18000 | 21 | 10 | 18000 | 18000 | 100% | 1.9 | 0 | 12.95 |  |  |  |  | R-454B | 1.5 | Residential & Commercial | VSMSHP | Non-Ducted CEE Tier 2
215792246 | Mini/Multi Split | Ruud | HRCU-A-CB-O | FPHSR24A3D |  | Mini-Splits(Non-Ducted) | FAHFW24A3D |  | 24000 | 22.5 | 9.5 | 24000 | 19800 | 82.5% | 1.8 | 0 | 12.25 |  |  |  |  | R-454B | 2 | Residential & Commercial | VSMSHP | Non-Ducted CEE Tier 2
216699338 | Mini/Multi Split | SLIMAIR | HRCU-A-CB-O | SHC18AH2AG |  | Mini-Splits(Non-Ducted) | SHS18AC2AG |  | 17000 | 20.4 | 10.3 | 19000 | 17000 | 89.47% | 1.86 | 0 | 12.5 |  |  |  |  | R-454B | 1.4167 | Residential & Commercial | VSMSHP | Non-Ducted CEE Tier 2
216699339 | Mini/Multi Split | SLIMAIR | HRCU-A-CB-O | SHC24AH2AG |  | Mini-Splits(Non-Ducted) | SHS24AC2AG |  | 22000 | 20.4 | 12.1 | 26000 | 24200 | 93.08% | 2.16 | 0 | 12 |  |  |  |  | R-454B | 1.8333 | Residential & Commercial | VSMSHP | Non-Ducted CEE Tier 2
216699340 | Mini/Multi Split | SLIMAIR | HRCU-A-CB-O | SHC36AH2AG |  | Mini-Splits(Non-Ducted) | SHS36AC2AG |  | 36400 | 20 | 10.8 | 38000 | 39500 | 103.9% | 2.02 | 0 | 12 |  |  |  |  | R-454B | 3.0333 | Residential & Commercial | VSMSHP | Non-Ducted CEE Tier 2
216699341 | Mini/Multi Split | SLIMAIR | HRCU-A-CB-O | SHC48AH2AG |  | Mini-Splits(Non-Ducted) | SHS48AC2AG |  | 48000 | 18.5 | 10.1 | 52000 | 47000 | 90.38% | 1.83 | 0 | 9.4 |  |  |  |  | R-454B | 4 | Residential & Commercial | VSMSHP | Non-Ducted CEE Tier 2
216699342 | Mini/Multi Split | SLIMAIR | HRCU-A-CB-O | SHC55AH2AG |  | Mini-Splits(Non-Ducted) | SHS60AC2AG |  | 54000 | 18 | 10.7 | 60000 | 54000 | 90% | 1.91 | 0 | 9 |  |  |  |  | R-454B | 4.5 | Residential & Commercial | VSMSHP | Non-Ducted CEE Tier 2
216699343 | Mini/Multi Split | SLIMAIR | HRCU-A-CB-O | SHC18AE2AG |  | Mini-Splits(Non-Ducted) | SHS18AC2AG |  | 18000 | 22.3 | 10.4 | 18000 | 12800 | 71.11% | 2.05 | 0 | 12.5 |  |  |  |  | R-454B | 1.5 | Residential & Commercial | VSMSHP | Non-Ducted CEE Tier 2
216699344 | Mini/Multi Split | SLIMAIR | HRCU-A-CB-O | SHC24AE2AG |  | Mini-Splits(Non-Ducted) | SHS24AC2AG |  | 24000 | 21.1 | 11.1 | 24400 | 18600 | 76.23% | 2.27 | 0 | 12.2 |  |  |  |  | R-454B | 2 | Residential & Commercial | VSMSHP | Non-Ducted CEE Tier 2
216699346 | Mini/Multi Split | SLIMAIR | HRCU-A-CB-O | SHC48AC2AG |  | Mini-Splits(Non-Ducted) | SHS48AC2AG |  | 48000 | 19.8 | 10.2 | 50000 | 38500 | 77% | 1.95 | 0 | 9.5 |  |  |  |  | R-454B | 4 | Residential & Commercial | VSMSHP | Non-Ducted CEE Tier 2
216699348 | Mini/Multi Split | SLIMAIR | HRCU-A-CB-O | SHC09AH2AG |  | Mini-Splits(Non-Ducted) | SHL09AC2AG |  | 9000 | 22.6 | 12.1 | 10000 | 11000 | 110% | 1.84 | 0 | 14 |  |  |  |  | R-454B | 0.75 | Residential & Commercial | VSMSHP | Non-Ducted CEE Tier 2
216699349 | Mini/Multi Split | SLIMAIR | HRCU-A-CB-O | SHC12AH2AG |  | Mini-Splits(Non-Ducted) | SHL12AC2AG |  | 12000 | 22.2 | 11.6 | 12000 | 11500 | 95.83% | 2 | 0 | 12.5 |  |  |  |  | R-454B | 1 | Residential & Commercial | VSMSHP | Non-Ducted CEE Tier 2
216699350 | Mini/Multi Split | SLIMAIR | HRCU-A-CB-O | SHC18AH2AG |  | Mini-Splits(Non-Ducted) | SHL18AC2AG |  | 16000 | 20 | 12.3 | 19000 | 17000 | 89.47% | 1.9 | 0 | 12.5 |  |  |  |  | R-454B | 1.3333 | Residential & Commercial | VSMSHP | Non-Ducted CEE Tier 2
216699351 | Mini/Multi Split | SLIMAIR | HRCU-A-CB-O | SHC24AH2AG |  | Mini-Splits(Non-Ducted) | SHL24AC2AG |  | 23400 | 20.7 | 11.6 | 25000 | 23800 | 95.2% | 2.23 | 0 | 12 |  |  |  |  | R-454B | 1.95 | Residential & Commercial | VSMSHP | Non-Ducted CEE Tier 2
216699352 | Mini/Multi Split | SLIMAIR | HRCU-A-CB-O | SHC36AH2AG |  | Mini-Splits(Non-Ducted) | SHL36AC2AG |  | 36600 | 21.2 | 10.6 | 37000 | 37000 | 100% | 1.95 | 0 | 12 |  |  |  |  | R-454B | 3.05 | Residential & Commercial | VSMSHP | Non-Ducted CEE Tier 2
216699353 | Mini/Multi Split | SLIMAIR | HRCU-A-CB-O | SHC48AH2AG |  | Mini-Splits(Non-Ducted) | SHL48AC2AG |  | 48000 | 18 | 11 | 53000 | 47500 | 89.62% | 1.96 | 0 | 10 |  |  |  |  | R-454B | 4 | Residential & Commercial | VSMSHP | Non-Ducted CEE Tier 2
216699354 | Mini/Multi Split | SLIMAIR | HRCU-A-CB-O | SHC09AE2AG |  | Mini-Splits(Non-Ducted) | SHL09AC2AG |  | 9000 | 21.6 | 11.3 | 10000 | 8300 | 83% | 2.17 | 0 | 14.3 |  |  |  |  | R-454B | 0.75 | Residential & Commercial | VSMSHP | Non-Ducted CEE Tier 2
216699355 | Mini/Multi Split | SLIMAIR | HRCU-A-CB-O | SHC12AE2AG |  | Mini-Splits(Non-Ducted) | SHL12AC2AG |  | 12000 | 21.1 | 10.4 | 12000 | 8400 | 70% | 2.4 | 0 | 12.5 |  |  |  |  | R-454B | 1 | Residential & Commercial | VSMSHP | Non-Ducted CEE Tier 2
216699356 | Mini/Multi Split | SLIMAIR | HRCU-A-CB-O | SHC18AE2AG |  | Mini-Splits(Non-Ducted) | SHL18AC2AG |  | 16800 | 20.7 | 11.4 | 18000 | 12800 | 71.11% | 2.2 | 0 | 12.5 |  |  |  |  | R-454B | 1.4 | Residential & Commercial | VSMSHP | Non-Ducted CEE Tier 2
216699357 | Mini/Multi Split | SLIMAIR | HRCU-A-CB-O | SHC24AE2AG |  | Mini-Splits(Non-Ducted) | SHL24AC2AG |  | 24000 | 22 | 10.5 | 25000 | 18500 | 74% | 2.3 | 0 | 12 |  |  |  |  | R-454B | 2 | Residential & Commercial | VSMSHP | Non-Ducted CEE Tier 2
216699358 | Mini/Multi Split | SLIMAIR | HRCU-A-CB-O | SHC36AC2AG |  | Mini-Splits(Non-Ducted) | SHL36AC2AG |  | 36000 | 20 | 10.3 | 38000 | 26600 | 70% | 2.2 | 0 | 9.6 |  |  |  |  | R-454B | 3 | Residential & Commercial | VSMSHP | Non-Ducted CEE Tier 2
216699359 | Mini/Multi Split | SLIMAIR | HRCU-A-CB-O | SHC48AC2AG |  | Mini-Splits(Non-Ducted) | SHL48AC2AG |  | 48000 | 19 | 9.9 | 50000 | 40500 | 81% | 2.11 | 0 | 9.5 |  |  |  |  | R-454B | 4 | Residential & Commercial | VSMSHP | Non-Ducted CEE Tier 2
6468419 | Mini/Multi Split | LG | HRCU-A-CB-O | LAU090HYV |  | Mini-Splits(Non-Ducted) | LAN090HYV |  | 9000 | 27.5 | 10.3 | 11000 | 7700 | 70% | 5.97 | 16 | 16 |  |  |  |  | R-410A | 0.75 | Residential & Commercial | VSMSHP | Non-Ducted CEE Tier 2
214655290 | Mini/Multi Split | ECO-AIR | HRCU-A-CB-O | MOX330-12HFN1-MW5W |  | Mini-Splits(Non-Ducted) | MFA2U-12HRFN1-MW5W |  | 12000 | 24.2 | 10.7 | 12000 | 11900 | 99.17% | 1.99 | 13.3 | 13.3 |  |  |  |  | R-410A | 1 | Residential & Commercial | VSMSHP | Non-Ducted CEE Tier 2
212579410 | Mini/Multi Split | SUPREME | HRCU-A-CB-O | NE-T52-SUPAE12E |  | Mini-Splits(Non-Ducted) | NE-T52-SUPAE12I |  | 12000 | 25.5 | 10.4 | 12000 | 12000 | 100% | 1.8 | 14 | 14 |  |  |  |  | R-410A | 1 | Residential & Commercial | VSMSHP | Non-Ducted CEE Tier 2
212579411 | Mini/Multi Split | SUPREME | HRCU-A-CB-O | NE-T52-SUPAE18E |  | Mini-Splits(Non-Ducted) | NE-T52-SUPAE18I |  | 18000 | 21.5 | 11.3 | 18000 | 18000 | 100% | 1.8 | 12.5 | 12.5 |  |  |  |  | R-410A | 1.5 | Residential & Commercial | VSMSHP | Non-Ducted CEE Tier 2
212579412 | Mini/Multi Split | QUEBEC VAIR | HRCU-A-CB-O | NE-T52-PLA18EXT |  | Mini-Splits(Non-Ducted) | NE-T52-PLA18INT |  | 18000 | 23.7 | 10.3 | 18000 | 12600 | 70% | 2.39 | 13.5 | 13.5 |  |  |  |  | R-410A | 1.5 | Residential & Commercial | VSMSHP | Non-Ducted CEE Tier 2
212586155 | Mini/Multi Split | RunTru | HRCU-A-CB-O | M3THS2209A91NA |  | Mini-Splits(Non-Ducted) | M3MHW2209A9N0A |  | 9000 | 23.5 | 9.5 | 9000 | 6800 | 75.56% | 1.8 | 0 | 13.5 |  |  |  |  | R-32 | 0.75 | Residential & Commercial | VSMSHP | Non-Ducted CEE Tier 2
212586156 | Mini/Multi Split | RunTru | HRCU-A-CB-O | M3THS2212A91NA |  | Mini-Splits(Non-Ducted) | M3MHW2212A9N0A |  | 12000 | 23 | 9.5 | 12000 | 9000 | 75% | 1.8 | 0 | 13 |  |  |  |  | R-32 | 1 | Residential & Commercial | VSMSHP | Non-Ducted CEE Tier 2
212586157 | Mini/Multi Split | Ameristar | HRCU-A-CB-O | M3THS2209A91NA |  | Mini-Splits(Non-Ducted) | M3MHW2209A9N0A |  | 9000 | 23.5 | 9.5 | 9000 | 6800 | 75.56% | 1.8 | 0 | 13.5 |  |  |  |  | R-32 | 0.75 | Residential & Commercial | VSMSHP | Non-Ducted CEE Tier 2
212586158 | Mini/Multi Split | Ameristar | HRCU-A-CB-O | M3THS2212A91NA |  | Mini-Splits(Non-Ducted) | M3MHW2212A9N0A |  | 12000 | 23 | 9.5 | 12000 | 9000 | 75% | 1.8 | 0 | 13 |  |  |  |  | R-32 | 1 | Residential & Commercial | VSMSHP | Non-Ducted CEE Tier 2
215792216 | Mini/Multi Split | Friedrich | HRCU-A-CB-O | FSHSR18B3D |  | Mini-Splits(Non-Ducted) | FAHFW18A3D |  | 18000 | 21 | 9.8 | 18000 | 13700 | 76.11% | 2.5 | 0 | 11.95 |  |  |  |  | R-32 | 1.5 | Residential & Commercial | VSMSHP | Non-Ducted CEE Tier 2
215792217 | Mini/Multi Split | Friedrich | HRCU-A-CB-O | FSHSR24B3D |  | Mini-Splits(Non-Ducted) | FAHFW24A3D |  | 24000 | 19.5 | 8.5 | 24000 | 18500 | 77.08% | 1.9 | 0 | 10.6 |  |  |  |  | R-32 | 2 | Residential & Commercial | VSMSHP
215792219 | Mini/Multi Split | Friedrich | HRCU-A-CB-O | FPHSR09A1C |  | Mini-Splits(Non-Ducted) | FAHSW09A1C |  | 9000 | 23 | 10 | 9500 | 8700 | 91.58% | 1.9 | 0 | 14.05 |  |  |  |  | R-454B | 0.75 | Residential & Commercial | VSMSHP | Non-Ducted CEE Tier 2
215792220 | Mini/Multi Split | Friedrich | HRCU-A-CB-O | FPHSR12A1C |  | Mini-Splits(Non-Ducted) | FAHSW12A1C |  | 12000 | 22 | 9.5 | 12000 | 9200 | 76.67% | 1.9 | 0 | 12.25 |  |  |  |  | R-454B | 1 | Residential & Commercial | VSMSHP | Non-Ducted CEE Tier 2
215792221 | Mini/Multi Split | Friedrich | HRCU-A-CB-O | FPHSR09A3D |  | Mini-Splits(Non-Ducted) | FAHFW09A3D |  | 9000 | 25 | 11 | 9000 | 9000 | 100% | 2.1 | 0 | 13.65 |  |  |  |  | R-454B | 0.75 | Residential & Commercial | VSMSHP | Non-Ducted CEE Tier 2
215792222 | Mini/Multi Split | Friedrich | HRCU-A-CB-O | FPHSR12A3D |  | Mini-Splits(Non-Ducted) | FAHFW12A3D |  | 12000 | 23 | 10 | 12000 | 11000 | 91.67% | 2 | 0 | 12.25 |  |  |  |  | R-454B | 1 | Residential & Commercial | VSMSHP | Non-Ducted CEE Tier 2
215792223 | Mini/Multi Split | Friedrich | HRCU-A-CB-O | FPHSR18A3D |  | Mini-Splits(Non-Ducted) | FAHFW18A3D |  | 18000 | 21 | 10 | 18000 | 18000 | 100% | 1.9 | 0 | 12.95 |  |  |  |  | R-454B | 1.5 | Residential & Commercial | VSMSHP | Non-Ducted CEE Tier 2
215792224 | Mini/Multi Split | Friedrich | HRCU-A-CB-O | FPHSR24A3D |  | Mini-Splits(Non-Ducted) | FAHFW24A3D |  | 24000 | 22.5 | 9.5 | 24000 | 19800 | 82.5% | 1.8 | 0 | 12.25 |  |  |  |  | R-454B | 2 | Residential & Commercial | VSMSHP | Non-Ducted CEE Tier 2
215792227 | Mini/Multi Split | Rheem | HRCU-A-CB-O | FSHSR18B3D |  | Mini-Splits(Non-Ducted) | FAHFW18A3D |  | 18000 | 21 | 9.8 | 18000 | 13700 | 76.11% | 2.5 | 0 | 11.95 |  |  |  |  | R-32 | 1.5 | Residential & Commercial | VSMSHP | Non-Ducted CEE Tier 2
215792228 | Mini/Multi Split | Rheem | HRCU-A-CB-O | FSHSR24B3D |  | Mini-Splits(Non-Ducted) | FAHFW24A3D |  | 24000 | 19.5 | 8.5 | 24000 | 18500 | 77.08% | 1.9 | 0 | 10.6 |  |  |  |  | R-32 | 2 | Residential & Commercial | VSMSHP
215792230 | Mini/Multi Split | Rheem | HRCU-A-CB-O | FPHSR09A1C |  | Mini-Splits(Non-Ducted) | FAHSW09A1C |  | 9000 | 23 | 10 | 9500 | 8700 | 91.58% | 1.9 | 0 | 14.05 |  |  |  |  | R-454B | 0.75 | Residential & Commercial | VSMSHP | Non-Ducted CEE Tier 2
215792231 | Mini/Multi Split | Rheem | HRCU-A-CB-O | FPHSR12A1C |  | Mini-Splits(Non-Ducted) | FAHSW12A1C |  | 12000 | 22 | 9.5 | 12000 | 9200 | 76.67% | 1.9 | 0 | 12.25 |  |  |  |  | R-454B | 1 | Residential & Commercial | VSMSHP | Non-Ducted CEE Tier 2
215792232 | Mini/Multi Split | Rheem | HRCU-A-CB-O | FPHSR09A3D |  | Mini-Splits(Non-Ducted) | FAHFW09A3D |  | 9000 | 25 | 11 | 9000 | 9000 | 100% | 2.1 | 0 | 13.65 |  |  |  |  | R-454B | 0.75 | Residential & Commercial | VSMSHP | Non-Ducted CEE Tier 2
215792233 | Mini/Multi Split | Rheem | HRCU-A-CB-O | FPHSR12A3D |  | Mini-Splits(Non-Ducted) | FAHFW12A3D |  | 12000 | 23 | 10 | 12000 | 11000 | 91.67% | 2 | 0 | 12.25 |  |  |  |  | R-454B | 1 | Residential & Commercial | VSMSHP | Non-Ducted CEE Tier 2
215792234 | Mini/Multi Split | Rheem | HRCU-A-CB-O | FPHSR18A3D |  | Mini-Splits(Non-Ducted) | FAHFW18A3D |  | 18000 | 21 | 10 | 18000 | 18000 | 100% | 1.9 | 0 | 12.95 |  |  |  |  | R-454B | 1.5 | Residential & Commercial | VSMSHP | Non-Ducted CEE Tier 2
215792235 | Mini/Multi Split | Rheem | HRCU-A-CB-O | FPHSR24A3D |  | Mini-Splits(Non-Ducted) | FAHFW24A3D |  | 24000 | 22.5 | 9.5 | 24000 | 19800 | 82.5% | 1.8 | 0 | 12.25 |  |  |  |  | R-454B | 2 | Residential & Commercial | VSMSHP | Non-Ducted CEE Tier 2
215792238 | Mini/Multi Split | Ruud | HRCU-A-CB-O | FSHSR18B3D |  | Mini-Splits(Non-Ducted) | FAHFW18A3D |  | 18000 | 21 | 9.8 | 18000 | 13700 | 76.11% | 2.5 | 0 | 11.95 |  |  |  |  | R-32 | 1.5 | Residential & Commercial | VSMSHP | Non-Ducted CEE Tier 2
215792239 | Mini/Multi Split | Ruud | HRCU-A-CB-O | FSHSR24B3D |  | Mini-Splits(Non-Ducted) | FAHFW24A3D |  | 24000 | 19.5 | 8.5 | 24000 | 18500 | 77.08% | 1.9 | 0 | 10.6 |  |  |  |  | R-32 | 2 | Residential & Commercial | VSMSHP
215792241 | Mini/Multi Split | Ruud | HRCU-A-CB-O | FPHSR09A1C |  | Mini-Splits(Non-Ducted) | FAHSW09A1C |  | 9000 | 23 | 10 | 9500 | 8700 | 91.58% | 1.9 | 0 | 14.05 |  |  |  |  | R-454B | 0.75 | Residential & Commercial | VSMSHP | Non-Ducted CEE Tier 2
215792242 | Mini/Multi Split | Ruud | HRCU-A-CB-O | FPHSR12A1C |  | Mini-Splits(Non-Ducted) | FAHSW12A1C |  | 12000 | 22 | 9.5 | 12000 | 9200 | 76.67% | 1.9 | 0 | 12.25 |  |  |  |  | R-454B | 1 | Residential & Commercial | VSMSHP | Non-Ducted CEE Tier 2
215792243 | Mini/Multi Split | Ruud | HRCU-A-CB-O | FPHSR09A3D |  | Mini-Splits(Non-Ducted) | FAHFW09A3D |  | 9000 | 25 | 11 | 9000 | 9000 | 100% | 2.1 | 0 | 13.65 |  |  |  |  | R-454B | 0.75 | Residential & Commercial | VSMSHP | Non-Ducted CEE Tier 2
216699366 | Mini/Multi Split | Hessaire | HRCU-A-CB-O | H18FB2 |  | Mini-Splits(Non-Ducted) | H18FB2 |  | 18000 | 21 | 10 | 18000 | 18000 | 100% | 1.9 | 0 | 12.95 |  |  |  |  | R-454B | 1.5 | Residential & Commercial | VSMSHP | Non-Ducted CEE Tier 2
216699367 | Mini/Multi Split | Hessaire | HRCU-A-CB-O | H24FB2 |  | Mini-Splits(Non-Ducted) | H24FB2 |  | 24000 | 22.5 | 9.5 | 24000 | 19800 | 82.5% | 1.8 | 0 | 12.25 |  |  |  |  | R-454B | 2 | Residential & Commercial | VSMSHP | Non-Ducted CEE Tier 2
216699370 | Mini/Multi Split | Hessaire | HRCU-A-CB-O | H18TT2 |  | Mini-Splits(Non-Ducted) | H18TT2 |  | 18000 | 21 | 9.8 | 18000 | 13700 | 76.11% | 2.5 | 0 | 11.95 |  |  |  |  | R-32 | 1.5 | Residential & Commercial | VSMSHP | Non-Ducted CEE Tier 2
216699371 | Mini/Multi Split | Hessaire | HRCU-A-CB-O | H24TT2 |  | Mini-Splits(Non-Ducted) | H24TT2 |  | 24000 | 19.5 | 8.5 | 24000 | 18500 | 77.08% | 1.9 | 0 | 10.6 |  |  |  |  | R-32 | 2 | Residential & Commercial | VSMSHP
216699605 | Mini/Multi Split | Innovair | HRCU-A-CB-O | QOS36H2BH0A |  | Mini-Splits(Non-Ducted) | QCS36H2BHRA |  | 36000 | 19.5 | 9.5 | 36000 | 36000 | 100% | 2 | 0 | 12 |  |  |  |  | R-454B | 3 | Residential & Commercial | VSMSHP | Non-Ducted CEE Tier 2
216699608 | Mini/Multi Split | FRIEDRICH | HRCU-A-CB-O | FPHFR36A3D |  | Mini-Splits(Non-Ducted) | FPHSC36A3D |  | 36000 | 19.5 | 9.5 | 36000 | 36000 | 100% | 2 | 0 | 12 |  |  |  |  | R-454B | 3 | Residential & Commercial | VSMSHP | Non-Ducted CEE Tier 2
216699609 | Mini/Multi Split | FRIEDRICH | HRCU-A-CB-O | FPHFR48A3D |  | Mini-Splits(Non-Ducted) | FPHSC48A3D |  | 44000 | 20 | 9.5 | 44000 | 44000 | 100% | 2 | 0 | 12 |  |  |  |  | R-454B | 3.6667 | Residential & Commercial | VSMSHP | Non-Ducted CEE Tier 2
216706038 | Mini/Multi Split | TGM | HRCU-A-CB-O | MRS5VHT18AS |  | Mini-Splits(Non-Ducted) | MUV5HT18S |  | 18000 | 22.3 | 10.4 | 18000 | 12800 | 71.11% | 2.05 | 0 | 12.5 |  |  |  |  | R-454B | 1.5 | Residential & Commercial | VSMSHP | Non-Ducted CEE Tier 2
216706039 | Mini/Multi Split | TGM | HRCU-A-CB-O | MRS5VHT24AS |  | Mini-Splits(Non-Ducted) | MUV5HT24S |  | 24000 | 21.1 | 11.1 | 24400 | 18600 | 76.23% | 2.27 | 0 | 12.2 |  |  |  |  | R-454B | 2 | Residential & Commercial | VSMSHP | Non-Ducted CEE Tier 2
216706041 | Mini/Multi Split | TGM | HRCU-A-CB-O | MRS5VHT48AS |  | Mini-Splits(Non-Ducted) | MUV5HT48S |  | 48000 | 19.8 | 10.2 | 50000 | 38500 | 77% | 1.95 | 0 | 9.5 |  |  |  |  | R-454B | 4 | Residential & Commercial | VSMSHP | Non-Ducted CEE Tier 2
216706042 | Mini/Multi Split | TGM | HRCU-A-CB-O | MRS5VHT48AS |  | Mini-Splits(Non-Ducted) | MC45VHT48S |  | 48000 | 19 | 9.9 | 50000 | 40500 | 81% | 2.11 | 0 | 9.5 |  |  |  |  | R-454B | 4 | Residential & Commercial | VSMSHP | Non-Ducted CEE Tier 2
216706043 | Mini/Multi Split | Cooper&Hunter | HRCU-A-CB-O | CH-RHP33-230VO |  | Mini-Splits(Non-Ducted) | CH-R33HOLVWM-230VI |  | 33000 | 20 | 10.5 | 36000 | 34600 | 96.11% | 1.91 | 0 | 11.7 |  |  |  |  | R-454B | 2.75 | Residential & Commercial | VSMSHP | Non-Ducted CEE Tier 2
216706044 | Mini/Multi Split | Cooper&Hunter | HRCU-A-CB-O | CH-RHP33-230VO |  | Mini-Splits(Non-Ducted) | CH-PRO33HASTWM-230VI |  | 33000 | 19.5 | 10.5 | 36000 | 35000 | 97.22% | 1.98 | 0 | 12 |  |  |  |  | R-454B | 2.75 | Residential & Commercial | VSMSHP | Non-Ducted CEE Tier 2
216706045 | Mini/Multi Split | Cooper&Hunter | HRCU-A-CB-O | CH-RHP33-230VO |  | Mini-Splits(Non-Ducted) | CH-RH33HASTWM-230VI |  | 33000 | 19.5 | 10.5 | 36000 | 35000 | 97.22% | 1.98 | 0 | 12 |  |  |  |  | R-454B | 2.75 | Residential & Commercial | VSMSHP | Non-Ducted CEE Tier 2
216706205 | Mini/Multi Split | NAPOLEON | HRCU-A-CB-O | NDHAS26B-33-O |  | Mini-Splits(Non-Ducted) | NDHAS26B-33-I |  | 33000 | 19.5 | 10.5 | 36000 | 35000 | 97.22% | 1.98 | 0 | 12 |  |  |  |  | R-454B | 2.75 | Residential & Commercial | VSMSHP | Non-Ducted CEE Tier 2
216706206 | Mini/Multi Split | CONTINENTAL | HRCU-A-CB-O | CDHAS26B-33-O |  | Mini-Splits(Non-Ducted) | CDHAS26B-33-I |  | 33000 | 19.5 | 10.5 | 36000 | 35000 | 97.22% | 1.98 | 0 | 12 |  |  |  |  | R-454B | 2.75 | Residential & Commercial | VSMSHP | Non-Ducted CEE Tier 2
216706228 | Mini/Multi Split | TCL | HRCU-A-CB-O | TSH24HEI2NAN0T24* |  | Mini-Splits(Non-Ducted) | TCH24IEI2NAC24 |  | 23000 | 22.5 | 10.4 | 25000 | 19100 | 76.4% | 2 | 0 | 11.7 |  |  |  |  | R-454B | 1.9167 | Residential & Commercial | VSMSHP | Non-Ducted CEE Tier 2
216706229 | Mini/Multi Split | TCL | HRCU-A-CB-O | TSH18HEI2NAN0T24* |  | Mini-Splits(Non-Ducted) | TCH18IEI2NAC24 |  | 16000 | 20.5 | 8.5 | 18000 | 13200 | 73.33% | 1.8 | 0 | 11.7 |  |  |  |  | R-454B | 1.3333 | Residential & Commercial | VSMSHP
216706230 | Mini/Multi Split | TCL | HRCU-A-CB-O | TSH12HEI2NAO0T24* |  | Mini-Splits(Non-Ducted) | TCH12IEI2NAC24 |  | 12000 | 22 | 9.5 | 12500 | 9100 | 72.8% | 1.9 | 0 | 11.7 |  |  |  |  | R-454B | 1 | Residential & Commercial | VSMSHP | Non-Ducted CEE Tier 2
216706231 | Mini/Multi Split | TCL | HRCU-A-CB-O | TSH09HEI2NAO0T24* |  | Mini-Splits(Non-Ducted) | TCH09IEI2NAC24 |  | 9500 | 23 | 10 | 9500 | 7600 | 80% | 1.95 | 0 | 12.5 |  |  |  |  | R-454B | 0.79167 | Residential & Commercial | VSMSHP | Non-Ducted CEE Tier 2
216706232 | Mini/Multi Split | TCL | HRCU-A-CB-O | TSH17HEI2NAL0X24 |  | Mini-Splits(Non-Ducted) | TSH17IEI2NAL0X24 |  | 18000 | 21 | 9.5 | 17500 | 12400 | 70.86% | 1.8 | 0 | 11 |  |  |  |  | R-454B | 1.5 | Residential & Commercial | VSMSHP | Non-Ducted CEE Tier 2
216706233 | Mini/Multi Split | TCL | HRCU-A-CB-O | TSH22HEI2NAL0X24 |  | Mini-Splits(Non-Ducted) | TSH22IEI2NAL0X24 |  | 24000 | 21 | 9.5 | 22000 | 15600 | 70.91% | 2.1 | 0 | 11 |  |  |  |  | R-454B | 2 | Residential & Commercial | VSMSHP | Non-Ducted CEE Tier 2
215493755 | Mini/Multi Split | Innovair | HRCU-A-CB-O | QOS18H2XE5A |  | Mini-Splits(Non-Ducted) | QHW18H2UZRA |  | 18000 | 21 | 9.8 | 18000 | 13700 | 76.11% | 2.5 | 0 | 11.95 |  |  |  |  | R-32 | 1.5 | Residential & Commercial | VSMSHP | Non-Ducted CEE Tier 2
215493756 | Mini/Multi Split | Innovair | HRCU-A-CB-O | QOS24H2XE5A |  | Mini-Splits(Non-Ducted) | QHW24H2UZRA |  | 24000 | 19.5 | 8.5 | 24000 | 18500 | 77.08% | 1.9 | 0 | 10.6 |  |  |  |  | R-32 | 2 | Residential & Commercial | VSMSHP
215493758 | Mini/Multi Split | Innovair | HRCU-A-CB-O | QOS09H1BM5A |  | Mini-Splits(Non-Ducted) | QHW09H1UZRA |  | 9000 | 23 | 10 | 9500 | 8700 | 91.58% | 1.9 | 0 | 14.05 |  |  |  |  | R-454B | 0.75 | Residential & Commercial | VSMSHP | Non-Ducted CEE Tier 2
215493759 | Mini/Multi Split | Innovair | HRCU-A-CB-O | QOS12H1BM5A |  | Mini-Splits(Non-Ducted) | QHW12H1UZRA |  | 12000 | 22 | 9.5 | 12000 | 9200 | 76.67% | 1.9 | 0 | 12.25 |  |  |  |  | R-454B | 1 | Residential & Commercial | VSMSHP | Non-Ducted CEE Tier 2
215493760 | Mini/Multi Split | Innovair | HRCU-A-CB-O | QOS09H2BM5A |  | Mini-Splits(Non-Ducted) | QHW09H2UZRA |  | 9000 | 25 | 11 | 9000 | 9000 | 100% | 2.1 | 0 | 13.65 |  |  |  |  | R-454B | 0.75 | Residential & Commercial | VSMSHP | Non-Ducted CEE Tier 2
215493761 | Mini/Multi Split | Innovair | HRCU-A-CB-O | QOS12H2BM5A |  | Mini-Splits(Non-Ducted) | QHW12H2UZRA |  | 12000 | 23 | 10 | 12000 | 11000 | 91.67% | 2 | 0 | 12.25 |  |  |  |  | R-454B | 1 | Residential & Commercial | VSMSHP | Non-Ducted CEE Tier 2
215493762 | Mini/Multi Split | Innovair | HRCU-A-CB-O | QOS18H2BM5A |  | Mini-Splits(Non-Ducted) | QHW18H2UZRA |  | 18000 | 21 | 10 | 18000 | 18000 | 100% | 1.9 | 0 | 12.95 |  |  |  |  | R-454B | 1.5 | Residential & Commercial | VSMSHP | Non-Ducted CEE Tier 2
215493763 | Mini/Multi Split | Innovair | HRCU-A-CB-O | QOS24H2BM5A |  | Mini-Splits(Non-Ducted) | QHW24H2UZRA |  | 24000 | 22.5 | 9.5 | 24000 | 19800 | 82.5% | 1.8 | 0 | 12.25 |  |  |  |  | R-454B | 2 | Residential & Commercial | VSMSHP | Non-Ducted CEE Tier 2
215540511 | Mini/Multi Split | MIDEA | HRCU-A-CB-O | MO1ES-H09B-1A |  | Mini-Splits(Non-Ducted) | MSEES-H09B-1A |  | 9000 | 25.4 | 10 | 10000 | 7200 | 72% | 2.23 | 0 | 14.5 |  |  |  |  | R-454B | 0.75 | Residential & Commercial | VSMSHP | Non-Ducted CEE Tier 2
215540517 | Mini/Multi Split | HISENSE | HRCU-A-CB-O | AUW-36U3TW1 |  | Mini-Splits(Non-Ducted) | AS-36UW3TWHTU00 |  | 36000 | 20 | 10 | 36000 | 36000 | 100% | 1.8 | 0 | 12 |  |  |  |  | R-454B | 3 | Residential & Commercial | VSMSHP | Non-Ducted CEE Tier 2
215560256 | Mini/Multi Split | BOREAL | HRCU-A-CB-O | BRS36HPJ132OA |  | Mini-Splits(Non-Ducted) | FSU36HPJ132IA |  | 33600 | 20 | 8.5 | 34000 | 24400 | 71.76% | 2 | 0 | 12 |  |  |  |  | R-32 | 2.8 | Residential & Commercial | VSMSHP
215560262 | Mini/Multi Split | BOREAL | HRCU-A-CB-O | BRS30HPJ132OA |  | Mini-Splits(Non-Ducted) | CAS30HPJ132IA |  | 30000 | 22.5 | 8.5 | 30000 | 21000 | 70% | 1.8 | 0 | 11.25 |  |  |  |  | R-32 | 2.5 | Residential & Commercial | VSMSHP
215560263 | Mini/Multi Split | BOREAL | HRCU-A-CB-O | KUL09HPJ132OA |  | Mini-Splits(Non-Ducted) | CAS09HPJ132IA |  | 9100 | 24 | 9.2 | 10500 | 7600 | 72.38% | 1.94 | 0 | 15 |  |  |  |  | R-32 | 0.75833 | Residential & Commercial | VSMSHP
215560264 | Mini/Multi Split | BOREAL | HRCU-A-CB-O | KUL09HPJ132OA |  | Mini-Splits(Non-Ducted) | OWC09HPJ132IA |  | 9100 | 22 | 9.5 | 10500 | 9400 | 89.52% | 1.97 | 0 | 13.1 |  |  |  |  | R-32 | 0.75833 | Residential & Commercial | VSMSHP | Non-Ducted CEE Tier 2
215560265 | Mini/Multi Split | BOREAL | HRCU-A-CB-O | KUL09HPJ132OA |  | Mini-Splits(Non-Ducted) | FLR09HPJ132IA |  | 9100 | 25 | 9.6 | 10500 | 10000 | 95.24% | 1.95 | 0 | 14.2 |  |  |  |  | R-32 | 0.75833 | Residential & Commercial | VSMSHP | Non-Ducted CEE Tier 2
215560266 | Mini/Multi Split | BOREAL | HRCU-A-CB-O | KUL09HPJ132OA |  | Mini-Splits(Non-Ducted) | CON09HPJ132IA |  | 9100 | 23 | 9.4 | 10500 | 8700 | 82.86% | 1.75 | 0 | 15 |  |  |  |  | R-32 | 0.75833 | Residential & Commercial | VSMSHP
215560269 | Mini/Multi Split | BOREAL | HRCU-A-CB-O | KUL12HPJ132OA |  | Mini-Splits(Non-Ducted) | OWC12HPJ132IA |  | 12000 | 23 | 9 | 12000 | 10000 | 83.33% | 1.9 | 0 | 13 |  |  |  |  | R-32 | 1 | Residential & Commercial | VSMSHP
215560270 | Mini/Multi Split | BOREAL | HRCU-A-CB-O | KUL12HPJ132OA |  | Mini-Splits(Non-Ducted) | CAS12HPJ132IA |  | 12000 | 21.5 | 9.5 | 12000 | 10000 | 83.33% | 1.9 | 0 | 12.3 |  |  |  |  | R-32 | 1 | Residential & Commercial | VSMSHP | Non-Ducted CEE Tier 2
215560271 | Mini/Multi Split | BOREAL | HRCU-A-CB-O | KUL12HPJ132OA |  | Mini-Splits(Non-Ducted) | FLR12HPJ132IA |  | 12000 | 23 | 9.5 | 12000 | 10000 | 83.33% | 1.9 | 0 | 13 |  |  |  |  | R-32 | 1 | Residential & Commercial | VSMSHP | Non-Ducted CEE Tier 2
215560272 | Mini/Multi Split | BOREAL | HRCU-A-CB-O | KUL12HPJ132OA |  | Mini-Splits(Non-Ducted) | CON12HPJ132IA |  | 12000 | 23 | 9 | 12000 | 10000 | 83.33% | 1.9 | 0 | 13 |  |  |  |  | R-32 | 1 | Residential & Commercial | VSMSHP
215560273 | Mini/Multi Split | BOREAL | HRCU-A-CB-O | KUL18HPJ132OA |  | Mini-Splits(Non-Ducted) | OWC18HPJ132IA |  | 18000 | 21.5 | 8.5 | 18000 | 12600 | 70% | 1.8 | 0 | 10.9 |  |  |  |  | R-32 | 1.5 | Residential & Commercial | VSMSHP
213829857 | Mini/Multi Split | ARMSCO | HRCU-A-CB-O | ACMS092419AA |  | Mini-Splits(Non-Ducted) | ACMS092419AA |  | 9000 | 19 | 8.5 | 10000 | 7000 | 70% | 1.75 | 0 | 10 |  |  |  |  | R-410A | 0.75 | Residential & Commercial | VSMSHP
213829858 | Mini/Multi Split | ARMSCO | HRCU-A-CB-O | ACMS122419AA |  | Mini-Splits(Non-Ducted) | ACMS122419AA |  | 12000 | 19 | 8.5 | 12200 | 8600 | 70.49% | 1.8 | 0 | 10 |  |  |  |  | R-410A | 1 | Residential & Commercial | VSMSHP
213829841 | Mini/Multi Split | BOREAL | HRCU-A-CB-O | KULA09HPL1OB |  | Mini-Splits(Non-Ducted) | KULA09HPL1IB |  | 9100 | 27 | 10 | 10000 | 9900 | 99% | 1.87 | 14.55 | 14.55 |  |  |  |  | R-410A | 0.75833 | Residential & Commercial | VSMSHP | Non-Ducted CEE Tier 2
213829842 | Mini/Multi Split | BOREAL | HRCU-A-CB-O | KULA09HPJ1OB |  | Mini-Splits(Non-Ducted) | KULA09HPJ1IB |  | 9100 | 25.5 | 10.2 | 10500 | 9100 | 86.67% | 1.86 | 14.7 | 14.7 |  |  |  |  | R-410A | 0.75833 | Residential & Commercial | VSMSHP | Non-Ducted CEE Tier 2
213829843 | Mini/Multi Split | BOREAL | HRCU-A-CB-O | KULA12HPJ1OB |  | Mini-Splits(Non-Ducted) | KULA12HPJ1IB |  | 12000 | 24 | 9 | 12000 | 9000 | 75% | 1.85 | 12.5 | 12.5 |  |  |  |  | R-410A | 1 | Residential & Commercial | VSMSHP
213829844 | Mini/Multi Split | BOREAL | HRCU-A-CB-O | KULA12HPL1OB |  | Mini-Splits(Non-Ducted) | KULA12HPL1IB |  | 12000 | 24 | 9 | 12000 | 8800 | 73.33% | 1.85 | 12.5 | 12 |  |  |  |  | R-410A | 1 | Residential & Commercial | VSMSHP
213829845 | Mini/Multi Split | BOREAL | HRCU-A-CB-O | KULA18HPJ1OB |  | Mini-Splits(Non-Ducted) | KULA18HPJ1IB |  | 18000 | 23.5 | 9 | 18000 | 13500 | 75% | 1.9 | 13 | 13 |  |  |  |  | R-410A | 1.5 | Residential & Commercial | VSMSHP
216097673 | Mini/Multi Split | ZERO | HRCU-A-CB-O | ZMSB-09HV-USHHCR2-O |  | Mini-Splits(Non-Ducted) | ZMSB-09HV-USHHCR2-I |  | 9000 | 26 | 12.5 | 12000 | 11500 | 95.83% | 1.8 | 0 | 15 |  |  |  |  | R-454B | 0.75 | Residential & Commercial | VSMSHP | Non-Ducted CEE Tier 2
216097674 | Mini/Multi Split | ZERO | HRCU-A-CB-O | ZMSB-12HV-USHHCR2-O |  | Mini-Splits(Non-Ducted) | ZMSB-12HV-USHHCR2-I |  | 12000 | 24 | 10.5 | 12000 | 11500 | 95.83% | 1.8 | 0 | 13.2 |  |  |  |  | R-454B | 1 | Residential & Commercial | VSMSHP | Non-Ducted CEE Tier 2
216097675 | Mini/Multi Split | ZERO | HRCU-A-CB-O | ZMSB-18HV-USHHCR2-O |  | Mini-Splits(Non-Ducted) | ZMSB-18HV-USHHCR2-I |  | 18000 | 21.7 | 10.8 | 18000 | 18000 | 100% | 2 | 0 | 13 |  |  |  |  | R-454B | 1.5 | Residential & Commercial | VSMSHP | Non-Ducted CEE Tier 2
216097676 | Mini/Multi Split | ZERO | HRCU-A-CB-O | ZMSB-24HV-USHHCR2-O |  | Mini-Splits(Non-Ducted) | ZMSB-24HV-USHHCR2-I |  | 23000 | 22.3 | 13.3 | 26000 | 24000 | 92.31% | 2 | 0 | 12.5 |  |  |  |  | R-454B | 1.9167 | Residential & Commercial | VSMSHP | Non-Ducted CEE Tier 2
216097677 | Mini/Multi Split | ZERO | HRCU-A-CB-O | ZMSB-33HV-USHHCR2-O |  | Mini-Splits(Non-Ducted) | ZMSB-33HV-USHHCR2-I |  | 33000 | 20 | 10.5 | 36000 | 34600 | 96.11% | 1.91 | 0 | 11.7 |  |  |  |  | R-454B | 2.75 | Residential & Commercial | VSMSHP | Non-Ducted CEE Tier 2
216097679 | Mini/Multi Split | ZERO | HRCU-A-CB-O | ZMSB-09HV-USHHR2-O |  | Mini-Splits(Non-Ducted) | ZMSB-09HV-USHHR2-I |  | 9000 | 24.6 | 13 | 10000 | 8200 | 82% | 2.33 | 0 | 14.7 |  |  |  |  | R-454B | 0.75 | Residential & Commercial | VSMSHP | Non-Ducted CEE Tier 2
216097680 | Mini/Multi Split | ZERO | HRCU-A-CB-O | ZMSB-12HV-USHHR2-O |  | Mini-Splits(Non-Ducted) | ZMSB-12HV-USHHR2-I |  | 12000 | 23.1 | 11.5 | 12000 | 8600 | 71.67% | 2.35 | 0 | 12.2 |  |  |  |  | R-454B | 1 | Residential & Commercial | VSMSHP | Non-Ducted CEE Tier 2
216097681 | Mini/Multi Split | ZERO | HRCU-A-CB-O | ZMSB-18HV-USHHR2-O |  | Mini-Splits(Non-Ducted) | ZMSB-18HV-USHHR2-I |  | 18000 | 24 | 11.1 | 18000 | 13000 | 72.22% | 2.35 | 0 | 13.5 |  |  |  |  | R-454B | 1.5 | Residential & Commercial | VSMSHP | Non-Ducted CEE Tier 2
216097682 | Mini/Multi Split | ZERO | HRCU-A-CB-O | ZMSB-24HV-USHHR2-O |  | Mini-Splits(Non-Ducted) | ZMSB-24HV-USHHR2-I |  | 24000 | 23.5 | 10 | 25000 | 17800 | 71.2% | 2.15 | 0 | 13 |  |  |  |  | R-454B | 2 | Residential & Commercial | VSMSHP | Non-Ducted CEE Tier 2
216097683 | Mini/Multi Split | ZERO | HRCU-A-CB-O | ZMSB-09HV110-USR2-O |  | Mini-Splits(Non-Ducted) | ZMSB-09HV110-USR2-I |  | 9000 | 21.5 | 9 | 10000 | 7000 | 70% | 1.95 | 0 | 12.5 |  |  |  |  | R-454B | 0.75 | Residential & Commercial | VSMSHP
216097685 | Mini/Multi Split | ZERO | HRCU-A-CB-O | ZMSB-09HV-USR2-O |  | Mini-Splits(Non-Ducted) | ZMSB-09HV-USR2-I |  | 9000 | 21.6 | 9.4 | 10000 | 7000 | 70% | 2 | 0 | 12.6 |  |  |  |  | R-454B | 0.75 | Residential & Commercial | VSMSHP
216097688 | Mini/Multi Split | ZERO | HRCU-A-CB-O | ZMSB-24HV-USR2-O |  | Mini-Splits(Non-Ducted) | ZMSB-24HV-USR2-I |  | 24000 | 18.5 | 9 | 24000 | 17000 | 70.83% | 2.11 | 0 | 9.6 |  |  |  |  | R-454B | 2 | Residential & Commercial | VSMSHP
216346013 | Mini/Multi Split | GUARDIAN | HRCU-A-CB-O | UPC36CN23STG1* |  | Mini-Splits(Non-Ducted) | UNI36HW23STG1* |  | 36000 | 20 | 10 | 36000 | 36000 | 100% | 1.8 | 0 | 12 |  |  |  |  | R-454B | 3 | Residential & Commercial | VSMSHP | Non-Ducted CEE Tier 2
216046762 | Mini/Multi Split | GREE | HRCU-A-CB-O | GWH09AYBXB-D6DNA1A/O |  | Mini-Splits(Non-Ducted) | GWH09AYBXB-D6DN***/I |  | 9100 | 18.8 | 8.6 | 10000 | 7600 | 76% | 1.85 | 0 | 12.3 |  |  |  |  | R-32 | 0.75833 | Residential & Commercial | VSMSHP
216046763 | Mini/Multi Split | GREE | HRCU-A-CB-O | GWH09AYBXB-A6DNA1A/O |  | Mini-Splits(Non-Ducted) | GWH09AYBXB-A6DN***/I |  | 9100 | 18.5 | 8.6 | 10000 | 7000 | 70% | 1.8 | 0 | 11.9 |  |  |  |  | R-32 | 0.75833 | Residential & Commercial | VSMSHP
216052269 | Mini/Multi Split | GREE | HRCU-A-CB-O | GWH24AUDXH-D6DNA1B/O |  | Mini-Splits(Non-Ducted) | GWH24AUDXH-D6DN***/I |  | 22000 | 24 | 9 | 24000 | 22000 | 91.67% | 1.75 | 0 | 13.1 |  |  |  |  | R-32 | 1.8333 | Residential & Commercial | VSMSHP
216052270 | Mini/Multi Split | GREE | HRCU-A-CB-O | GWH18AGDXF-D6DNA4B/O |  | Mini-Splits(Non-Ducted) | GWH18AUDXF-D6DN***/I |  | 18000 | 24.5 | 9 | 18000 | 14600 | 81.11% | 1.9 | 0 | 13.65 |  |  |  |  | R-32 | 1.5 | Residential & Commercial | VSMSHP
216054320 | Mini/Multi Split | HISENSE | HRCU-A-CB-O | AUW-36U3TW1 |  | Mini-Splits(Non-Ducted) | AUC-36UR3TKA1 |  | 36000 | 19.5 | 9.5 | 36000 | 36000 | 100% | 2 | 0 | 12 |  |  |  |  | R-454B | 3 | Residential & Commercial | VSMSHP | Non-Ducted CEE Tier 2
216032601 | Mini/Multi Split | ZERO | HRCU-A-CB-O | ZMSB-09HVT110-USR2 |  | Mini-Splits(Non-Ducted) | ZMSB-09HVT110-USR2 |  | 9000 | 19 | 9.5 | 10000 | 7300 | 73% | 2 | 0 | 11.7 |  |  |  |  | R-454B | 0.75 | Residential & Commercial | VSMSHP | Non-Ducted CEE Tier 2
216032602 | Mini/Multi Split | ZERO | HRCU-A-CB-O | ZMSB-12HVT110-USR2 |  | Mini-Splits(Non-Ducted) | ZMSB-12HVT110-USR2 |  | 12000 | 20.5 | 9.5 | 12000 | 8500 | 70.83% | 1.8 | 0 | 10.5 |  |  |  |  | R-454B | 1 | Residential & Commercial | VSMSHP | Non-Ducted CEE Tier 2
216032603 | Mini/Multi Split | ZERO | HRCU-A-CB-O | ZMSB-09HVT-USR2 |  | Mini-Splits(Non-Ducted) | ZMSB-09HVT-USR2 |  | 9000 | 20 | 10 | 10000 | 7400 | 74% | 2.1 | 0 | 12 |  |  |  |  | R-454B | 0.75 | Residential & Commercial | VSMSHP | Non-Ducted CEE Tier 2
216032604 | Mini/Multi Split | ZERO | HRCU-A-CB-O | ZMSB-12HVT-USR2 |  | Mini-Splits(Non-Ducted) | ZMSB-12HVT-USR2 |  | 12000 | 23 | 9.5 | 12000 | 8500 | 70.83% | 1.8 | 0 | 11.2 |  |  |  |  | R-454B | 1 | Residential & Commercial | VSMSHP | Non-Ducted CEE Tier 2
216082319 | Mini/Multi Split | Stelpro | HRCU-A-CB-O | SINB-H24A-O |  | Mini-Splits(Non-Ducted) | SINB-H24A-I |  | 24000 | 18.5 | 9 | 24000 | 17000 | 70.83% | 2.11 | 0 | 9.6 |  |  |  |  | R-454B | 2 | Residential & Commercial | VSMSHP
216082321 | Mini/Multi Split | Stelpro | HRCU-A-CB-O | SEPB-H09A-O |  | Mini-Splits(Non-Ducted) | SEPB-H09A-I |  | 9000 | 27.4 | 12.5 | 12000 | 11500 | 95.83% | 1.8 | 0 | 15.4 |  |  |  |  | R-454B | 0.75 | Residential & Commercial | VSMSHP | Non-Ducted CEE Tier 2
216082322 | Mini/Multi Split | Stelpro | HRCU-A-CB-O | SEPB-H12A-O |  | Mini-Splits(Non-Ducted) | SEPB-H12A-I |  | 12000 | 25.4 | 10.5 | 12000 | 11500 | 95.83% | 1.8 | 0 | 13.4 |  |  |  |  | R-454B | 1 | Residential & Commercial | VSMSHP | Non-Ducted CEE Tier 2
216082324 | Mini/Multi Split | Stelpro | HRCU-A-CB-O | SEPB-H18A-O |  | Mini-Splits(Non-Ducted) | SEPB-H18A-I |  | 18000 | 21.4 | 11 | 18000 | 18000 | 100% | 1.92 | 0 | 12.5 |  |  |  |  | R-454B | 1.5 | Residential & Commercial | VSMSHP | Non-Ducted CEE Tier 2
216082326 | Mini/Multi Split | Stelpro | HRCU-A-CB-O | SEPB-H24A-O |  | Mini-Splits(Non-Ducted) | SEPB-H24A-I |  | 24000 | 21 | 13.5 | 29000 | 24200 | 83.45% | 2.34 | 0 | 13 |  |  |  |  | R-454B | 2 | Residential & Commercial | VSMSHP | Non-Ducted CEE Tier 2
216082327 | Mini/Multi Split | Stelpro | HRCU-A-CB-O | SEPB-H09A-O |  | Mini-Splits(Non-Ducted) | SICB1-H09A-I |  | 9000 | 22.6 | 12.1 | 10000 | 11000 | 110% | 1.84 | 0 | 14 |  |  |  |  | R-454B | 0.75 | Residential & Commercial | VSMSHP | Non-Ducted CEE Tier 2
216082329 | Mini/Multi Split | Stelpro | HRCU-A-CB-O | SEPB-H12A-O |  | Mini-Splits(Non-Ducted) | SICB1-H12A-I |  | 12000 | 22.2 | 11.6 | 12000 | 11500 | 95.83% | 2 | 0 | 12.5 |  |  |  |  | R-454B | 1 | Residential & Commercial | VSMSHP | Non-Ducted CEE Tier 2
216082331 | Mini/Multi Split | Stelpro | HRCU-A-CB-O | SEPB-H18A-O |  | Mini-Splits(Non-Ducted) | SICB1-H18A-I |  | 16000 | 20 | 12.3 | 19000 | 17000 | 89.47% | 1.9 | 0 | 12.5 |  |  |  |  | R-454B | 1.3333 | Residential & Commercial | VSMSHP | Non-Ducted CEE Tier 2
216082332 | Mini/Multi Split | Stelpro | HRCU-A-CB-O | SEPB-H24A-O |  | Mini-Splits(Non-Ducted) | SICB1-H24A-I |  | 23400 | 20.7 | 11.6 | 25000 | 23800 | 95.2% | 2.23 | 0 | 12 |  |  |  |  | R-454B | 1.95 | Residential & Commercial | VSMSHP | Non-Ducted CEE Tier 2
216089786 | Mini/Multi Split | COSTWAY | HRCU-A-CB-O | FP10899US-12WH |  | Mini-Splits(Non-Ducted) | FP10899US-22WH |  | 9100 | 20.5 | 9 | 9500 | 7600 | 80% | 1.95 | 0 | 10.7 |  |  |  |  | R-32 | 0.75833 | Residential & Commercial | VSMSHP
216089788 | Mini/Multi Split | COSTWAY | HRCU-A-CB-O | FP10900US-12HS |  | Mini-Splits(Non-Ducted) | FP10900US-22HS |  | 9100 | 20.5 | 9 | 9500 | 7600 | 80% | 1.95 | 0 | 10.7 |  |  |  |  | R-32 | 0.75833 | Residential & Commercial | VSMSHP
216091445 | Mini/Multi Split | ARCOAIRE | HRCU-A-CB-O | DLCSRBH06AAK |  | Mini-Splits(Non-Ducted) | DHMAHBQ06XA3 |  | 6000 | 26.5 | 13.6 | 7000 | 7500 | 107.1% | 2.1 | 15.8 | 15.8 |  |  |  |  | R-410A | 0.5 | Residential & Commercial | VSMSHP | Non-Ducted CEE Tier 2
216091447 | Mini/Multi Split | COMFORTMAKER | HRCU-A-CB-O | DLCSRBH06AAK |  | Mini-Splits(Non-Ducted) | DHMAHBQ06XA3 |  | 6000 | 26.5 | 13.6 | 7000 | 7500 | 107.1% | 2.1 | 15.8 | 15.8 |  |  |  |  | R-410A | 0.5 | Residential & Commercial | VSMSHP | Non-Ducted CEE Tier 2
216091449 | Mini/Multi Split | DAY & NIGHT | HRCU-A-CB-O | DLCSRBH06AAK |  | Mini-Splits(Non-Ducted) | DHMAHBQ06XA3 |  | 6000 | 26.5 | 13.6 | 7000 | 7500 | 107.1% | 2.1 | 15.8 | 15.8 |  |  |  |  | R-410A | 0.5 | Residential & Commercial | VSMSHP | Non-Ducted CEE Tier 2
216091451 | Mini/Multi Split | HEIL | HRCU-A-CB-O | DLCSRBH06AAK |  | Mini-Splits(Non-Ducted) | DHMAHBQ06XA3 |  | 6000 | 26.5 | 13.6 | 7000 | 7500 | 107.1% | 2.1 | 15.8 | 15.8 |  |  |  |  | R-410A | 0.5 | Residential & Commercial | VSMSHP | Non-Ducted CEE Tier 2
216091452 | Mini/Multi Split | KEEPRITE | HRCU-A-CB-O | DLCSRBH06AAK |  | Mini-Splits(Non-Ducted) | DHMAHBQ06XA3 |  | 6000 | 26.5 | 13.6 | 7000 | 7500 | 107.1% | 2.1 | 15.8 | 15.8 |  |  |  |  | R-410A | 0.5 | Residential & Commercial | VSMSHP | Non-Ducted CEE Tier 2
216091455 | Mini/Multi Split | MIDEA | HRCU-A-CB-O | DLCSRBH06AAK |  | Mini-Splits(Non-Ducted) | DHMAHBQ06XA3 |  | 6000 | 26.5 | 13.6 | 7000 | 7500 | 107.1% | 2.1 | 15.8 | 15.8 |  |  |  |  | R-410A | 0.5 | Residential & Commercial | VSMSHP | Non-Ducted CEE Tier 2
216091456 | Mini/Multi Split | TEMPSTAR | HRCU-A-CB-O | DLCSRBH06AAK |  | Mini-Splits(Non-Ducted) | DHMAHBQ06XA3 |  | 6000 | 26.5 | 13.6 | 7000 | 7500 | 107.1% | 2.1 | 15.8 | 15.8 |  |  |  |  | R-410A | 0.5 | Residential & Commercial | VSMSHP | Non-Ducted CEE Tier 2
216091458 | Mini/Multi Split | SMART COMFORT | HRCU-A-CB-O | DLCSRBH06AAK |  | Mini-Splits(Non-Ducted) | DHMAHBQ06XA3 |  | 6000 | 26.5 | 13.6 | 7000 | 7500 | 107.1% | 2.1 | 15.8 | 15.8 |  |  |  |  | R-410A | 0.5 | Residential & Commercial | VSMSHP | Non-Ducted CEE Tier 2
216091460 | Mini/Multi Split | AIRQUEST | HRCU-A-CB-O | DLCSRBH06AAK |  | Mini-Splits(Non-Ducted) | DHMAHBQ06XA3 |  | 6000 | 26.5 | 13.6 | 7000 | 7500 | 107.1% | 2.1 | 15.8 | 15.8 |  |  |  |  | R-410A | 0.5 | Residential & Commercial | VSMSHP | Non-Ducted CEE Tier 2
216091461 | Mini/Multi Split | ARCOAIRE | HRCU-A-CB-O | DLCSRBH09AAK |  | Mini-Splits(Non-Ducted) | DHMAHBQ09XA3 |  | 9000 | 28.1 | 11.5 | 12000 | 10600 | 88.33% | 2 | 16.2 | 16.2 |  |  |  |  | R-410A | 0.75 | Residential & Commercial | VSMSHP | Non-Ducted CEE Tier 2
216091463 | Mini/Multi Split | COMFORTMAKER | HRCU-A-CB-O | DLCSRBH09AAK |  | Mini-Splits(Non-Ducted) | DHMAHBQ09XA3 |  | 9000 | 28.1 | 11.5 | 12000 | 10600 | 88.33% | 2 | 16.2 | 16.2 |  |  |  |  | R-410A | 0.75 | Residential & Commercial | VSMSHP | Non-Ducted CEE Tier 2
216091464 | Mini/Multi Split | DAY & NIGHT | HRCU-A-CB-O | DLCSRBH09AAK |  | Mini-Splits(Non-Ducted) | DHMAHBQ09XA3 |  | 9000 | 28.1 | 11.5 | 12000 | 10600 | 88.33% | 2 | 16.2 | 16.2 |  |  |  |  | R-410A | 0.75 | Residential & Commercial | VSMSHP | Non-Ducted CEE Tier 2
216091466 | Mini/Multi Split | HEIL | HRCU-A-CB-O | DLCSRBH09AAK |  | Mini-Splits(Non-Ducted) | DHMAHBQ09XA3 |  | 9000 | 28.1 | 11.5 | 12000 | 10600 | 88.33% | 2 | 16.2 | 16.2 |  |  |  |  | R-410A | 0.75 | Residential & Commercial | VSMSHP | Non-Ducted CEE Tier 2
216091468 | Mini/Multi Split | KEEPRITE | HRCU-A-CB-O | DLCSRBH09AAK |  | Mini-Splits(Non-Ducted) | DHMAHBQ09XA3 |  | 9000 | 28.1 | 11.5 | 12000 | 10600 | 88.33% | 2 | 16.2 | 16.2 |  |  |  |  | R-410A | 0.75 | Residential & Commercial | VSMSHP | Non-Ducted CEE Tier 2
216091471 | Mini/Multi Split | MIDEA | HRCU-A-CB-O | DLCSRBH09AAK |  | Mini-Splits(Non-Ducted) | DHMAHBQ09XA3 |  | 9000 | 28.1 | 11.5 | 12000 | 10600 | 88.33% | 2 | 16.2 | 16.2 |  |  |  |  | R-410A | 0.75 | Residential & Commercial | VSMSHP | Non-Ducted CEE Tier 2
216091473 | Mini/Multi Split | TEMPSTAR | HRCU-A-CB-O | DLCSRBH09AAK |  | Mini-Splits(Non-Ducted) | DHMAHBQ09XA3 |  | 9000 | 28.1 | 11.5 | 12000 | 10600 | 88.33% | 2 | 16.2 | 16.2 |  |  |  |  | R-410A | 0.75 | Residential & Commercial | VSMSHP | Non-Ducted CEE Tier 2
216091474 | Mini/Multi Split | SMART COMFORT | HRCU-A-CB-O | DLCSRBH09AAK |  | Mini-Splits(Non-Ducted) | DHMAHBQ09XA3 |  | 9000 | 28.1 | 11.5 | 12000 | 10600 | 88.33% | 2 | 16.2 | 16.2 |  |  |  |  | R-410A | 0.75 | Residential & Commercial | VSMSHP | Non-Ducted CEE Tier 2
216091475 | Mini/Multi Split | AIRQUEST | HRCU-A-CB-O | DLCSRBH09AAK |  | Mini-Splits(Non-Ducted) | DHMAHBQ09XA3 |  | 9000 | 28.1 | 11.5 | 12000 | 10600 | 88.33% | 2 | 16.2 | 16.2 |  |  |  |  | R-410A | 0.75 | Residential & Commercial | VSMSHP | Non-Ducted CEE Tier 2
216091493 | Mini/Multi Split | ARCOAIRE | HRCU-A-CB-O | DLCSRBH12AAK |  | Mini-Splits(Non-Ducted) | DHMAHBQ12XA3 |  | 12000 | 25.5 | 10.4 | 12000 | 12000 | 100% | 1.8 | 14 | 14 |  |  |  |  | R-410A | 1 | Residential & Commercial | VSMSHP | Non-Ducted CEE Tier 2
216091494 | Mini/Multi Split | COMFORTMAKER | HRCU-A-CB-O | DLCSRBH12AAK |  | Mini-Splits(Non-Ducted) | DHMAHBQ12XA3 |  | 12000 | 25.5 | 10.4 | 12000 | 12000 | 100% | 1.8 | 14 | 14 |  |  |  |  | R-410A | 1 | Residential & Commercial | VSMSHP | Non-Ducted CEE Tier 2
216091496 | Mini/Multi Split | DAY & NIGHT | HRCU-A-CB-O | DLCSRBH12AAK |  | Mini-Splits(Non-Ducted) | DHMAHBQ12XA3 |  | 12000 | 25.5 | 10.4 | 12000 | 12000 | 100% | 1.8 | 14 | 14 |  |  |  |  | R-410A | 1 | Residential & Commercial | VSMSHP | Non-Ducted CEE Tier 2
216091497 | Mini/Multi Split | HEIL | HRCU-A-CB-O | DLCSRBH12AAK |  | Mini-Splits(Non-Ducted) | DHMAHBQ12XA3 |  | 12000 | 25.5 | 10.4 | 12000 | 12000 | 100% | 1.8 | 14 | 14 |  |  |  |  | R-410A | 1 | Residential & Commercial | VSMSHP | Non-Ducted CEE Tier 2
216091499 | Mini/Multi Split | KEEPRITE | HRCU-A-CB-O | DLCSRBH12AAK |  | Mini-Splits(Non-Ducted) | DHMAHBQ12XA3 |  | 12000 | 25.5 | 10.4 | 12000 | 12000 | 100% | 1.8 | 14 | 14 |  |  |  |  | R-410A | 1 | Residential & Commercial | VSMSHP | Non-Ducted CEE Tier 2
216091502 | Mini/Multi Split | MIDEA | HRCU-A-CB-O | DLCSRBH12AAK |  | Mini-Splits(Non-Ducted) | DHMAHBQ12XA3 |  | 12000 | 25.5 | 10.4 | 12000 | 12000 | 100% | 1.8 | 14 | 14 |  |  |  |  | R-410A | 1 | Residential & Commercial | VSMSHP | Non-Ducted CEE Tier 2
216091503 | Mini/Multi Split | TEMPSTAR | HRCU-A-CB-O | DLCSRBH12AAK |  | Mini-Splits(Non-Ducted) | DHMAHBQ12XA3 |  | 12000 | 25.5 | 10.4 | 12000 | 12000 | 100% | 1.8 | 14 | 14 |  |  |  |  | R-410A | 1 | Residential & Commercial | VSMSHP | Non-Ducted CEE Tier 2
216091505 | Mini/Multi Split | SMART COMFORT | HRCU-A-CB-O | DLCSRBH12AAK |  | Mini-Splits(Non-Ducted) | DHMAHBQ12XA3 |  | 12000 | 25.5 | 10.4 | 12000 | 12000 | 100% | 1.8 | 14 | 14 |  |  |  |  | R-410A | 1 | Residential & Commercial | VSMSHP | Non-Ducted CEE Tier 2
216091507 | Mini/Multi Split | AIRQUEST | HRCU-A-CB-O | DLCSRBH12AAK |  | Mini-Splits(Non-Ducted) | DHMAHBQ12XA3 |  | 12000 | 25.5 | 10.4 | 12000 | 12000 | 100% | 1.8 | 14 | 14 |  |  |  |  | R-410A | 1 | Residential & Commercial | VSMSHP | Non-Ducted CEE Tier 2
216091508 | Mini/Multi Split | ARCOAIRE | HRCU-A-CB-O | DLCSRBH18AAK |  | Mini-Splits(Non-Ducted) | DHMAHBQ18XA3 |  | 18000 | 21.5 | 11.3 | 18000 | 18000 | 100% | 1.8 | 12.5 | 12.5 |  |  |  |  | R-410A | 1.5 | Residential & Commercial | VSMSHP | Non-Ducted CEE Tier 2
216091510 | Mini/Multi Split | COMFORTMAKER | HRCU-A-CB-O | DLCSRBH18AAK |  | Mini-Splits(Non-Ducted) | DHMAHBQ18XA3 |  | 18000 | 21.5 | 11.3 | 18000 | 18000 | 100% | 1.8 | 12.5 | 12.5 |  |  |  |  | R-410A | 1.5 | Residential & Commercial | VSMSHP | Non-Ducted CEE Tier 2
216091512 | Mini/Multi Split | DAY & NIGHT | HRCU-A-CB-O | DLCSRBH18AAK |  | Mini-Splits(Non-Ducted) | DHMAHBQ18XA3 |  | 18000 | 21.5 | 11.3 | 18000 | 18000 | 100% | 1.8 | 12.5 | 12.5 |  |  |  |  | R-410A | 1.5 | Residential & Commercial | VSMSHP | Non-Ducted CEE Tier 2
216091513 | Mini/Multi Split | HEIL | HRCU-A-CB-O | DLCSRBH18AAK |  | Mini-Splits(Non-Ducted) | DHMAHBQ18XA3 |  | 18000 | 21.5 | 11.3 | 18000 | 18000 | 100% | 1.8 | 12.5 | 12.5 |  |  |  |  | R-410A | 1.5 | Residential & Commercial | VSMSHP | Non-Ducted CEE Tier 2
216091515 | Mini/Multi Split | KEEPRITE | HRCU-A-CB-O | DLCSRBH18AAK |  | Mini-Splits(Non-Ducted) | DHMAHBQ18XA3 |  | 18000 | 21.5 | 11.3 | 18000 | 18000 | 100% | 1.8 | 12.5 | 12.5 |  |  |  |  | R-410A | 1.5 | Residential & Commercial | VSMSHP | Non-Ducted CEE Tier 2
216091518 | Mini/Multi Split | MIDEA | HRCU-A-CB-O | DLCSRBH18AAK |  | Mini-Splits(Non-Ducted) | DHMAHBQ18XA3 |  | 18000 | 21.5 | 11.3 | 18000 | 18000 | 100% | 1.8 | 12.5 | 12.5 |  |  |  |  | R-410A | 1.5 | Residential & Commercial | VSMSHP | Non-Ducted CEE Tier 2
216091519 | Mini/Multi Split | TEMPSTAR | HRCU-A-CB-O | DLCSRBH18AAK |  | Mini-Splits(Non-Ducted) | DHMAHBQ18XA3 |  | 18000 | 21.5 | 11.3 | 18000 | 18000 | 100% | 1.8 | 12.5 | 12.5 |  |  |  |  | R-410A | 1.5 | Residential & Commercial | VSMSHP | Non-Ducted CEE Tier 2
216091521 | Mini/Multi Split | SMART COMFORT | HRCU-A-CB-O | DLCSRBH18AAK |  | Mini-Splits(Non-Ducted) | DHMAHBQ18XA3 |  | 18000 | 21.5 | 11.3 | 18000 | 18000 | 100% | 1.8 | 12.5 | 12.5 |  |  |  |  | R-410A | 1.5 | Residential & Commercial | VSMSHP | Non-Ducted CEE Tier 2
216091523 | Mini/Multi Split | AIRQUEST | HRCU-A-CB-O | DLCSRBH18AAK |  | Mini-Splits(Non-Ducted) | DHMAHBQ18XA3 |  | 18000 | 21.5 | 11.3 | 18000 | 18000 | 100% | 1.8 | 12.5 | 12.5 |  |  |  |  | R-410A | 1.5 | Residential & Commercial | VSMSHP | Non-Ducted CEE Tier 2
216091524 | Mini/Multi Split | ARCOAIRE | HRCU-A-CB-O | DLCSRBH24AAK |  | Mini-Splits(Non-Ducted) | DHMAHBQ24XA3 |  | 24000 | 21.5 | 11.4 | 29000 | 25000 | 86.21% | 2.21 | 13 | 13 |  |  |  |  | R-410A | 2 | Residential & Commercial | VSMSHP | Non-Ducted CEE Tier 2
216091527 | Mini/Multi Split | COMFORTMAKER | HRCU-A-CB-O | DLCSRBH24AAK |  | Mini-Splits(Non-Ducted) | DHMAHBQ24XA3 |  | 24000 | 21.5 | 11.4 | 29000 | 25000 | 86.21% | 2.21 | 13 | 13 |  |  |  |  | R-410A | 2 | Residential & Commercial | VSMSHP | Non-Ducted CEE Tier 2
216091531 | Mini/Multi Split | DAY & NIGHT | HRCU-A-CB-O | DLCSRBH24AAK |  | Mini-Splits(Non-Ducted) | DHMAHBQ24XA3 |  | 24000 | 21.5 | 11.4 | 29000 | 25000 | 86.21% | 2.21 | 13 | 13 |  |  |  |  | R-410A | 2 | Residential & Commercial | VSMSHP | Non-Ducted CEE Tier 2
216091533 | Mini/Multi Split | HEIL | HRCU-A-CB-O | DLCSRBH24AAK |  | Mini-Splits(Non-Ducted) | DHMAHBQ24XA3 |  | 24000 | 21.5 | 11.4 | 29000 | 25000 | 86.21% | 2.21 | 13 | 13 |  |  |  |  | R-410A | 2 | Residential & Commercial | VSMSHP | Non-Ducted CEE Tier 2
216091535 | Mini/Multi Split | KEEPRITE | HRCU-A-CB-O | DLCSRBH24AAK |  | Mini-Splits(Non-Ducted) | DHMAHBQ24XA3 |  | 24000 | 21.5 | 11.4 | 29000 | 25000 | 86.21% | 2.21 | 13 | 13 |  |  |  |  | R-410A | 2 | Residential & Commercial | VSMSHP | Non-Ducted CEE Tier 2
216091537 | Mini/Multi Split | MIDEA | HRCU-A-CB-O | DLCSRBH24AAK |  | Mini-Splits(Non-Ducted) | DHMAHBQ24XA3 |  | 24000 | 21.5 | 11.4 | 29000 | 25000 | 86.21% | 2.21 | 13 | 13 |  |  |  |  | R-410A | 2 | Residential & Commercial | VSMSHP | Non-Ducted CEE Tier 2
216091539 | Mini/Multi Split | TEMPSTAR | HRCU-A-CB-O | DLCSRBH24AAK |  | Mini-Splits(Non-Ducted) | DHMAHBQ24XA3 |  | 24000 | 21.5 | 11.4 | 29000 | 25000 | 86.21% | 2.21 | 13 | 13 |  |  |  |  | R-410A | 2 | Residential & Commercial | VSMSHP | Non-Ducted CEE Tier 2
216091540 | Mini/Multi Split | SMART COMFORT | HRCU-A-CB-O | DLCSRBH24AAK |  | Mini-Splits(Non-Ducted) | DHMAHBQ24XA3 |  | 24000 | 21.5 | 11.4 | 29000 | 25000 | 86.21% | 2.21 | 13 | 13 |  |  |  |  | R-410A | 2 | Residential & Commercial | VSMSHP | Non-Ducted CEE Tier 2
216091542 | Mini/Multi Split | AIRQUEST | HRCU-A-CB-O | DLCSRBH24AAK |  | Mini-Splits(Non-Ducted) | DHMAHBQ24XA3 |  | 24000 | 21.5 | 11.4 | 29000 | 25000 | 86.21% | 2.21 | 13 | 13 |  |  |  |  | R-410A | 2 | Residential & Commercial | VSMSHP | Non-Ducted CEE Tier 2
216091574 | Mini/Multi Split | CARRIER | HRCU-A-CB-O | DLCSRBH06AAK |  | Mini-Splits(Non-Ducted) | DHMAHBQ06XA3 |  | 6000 | 26.5 | 13.6 | 7000 | 7500 | 107.1% | 2.1 | 15.8 | 15.8 |  |  |  |  | R-410A | 0.5 | Residential & Commercial | VSMSHP | Non-Ducted CEE Tier 2
216091576 | Mini/Multi Split | BRYANT | HRCU-A-CB-O | DLCSRBH06AAK |  | Mini-Splits(Non-Ducted) | DHMAHBQ06XA3 |  | 6000 | 26.5 | 13.6 | 7000 | 7500 | 107.1% | 2.1 | 15.8 | 15.8 |  |  |  |  | R-410A | 0.5 | Residential & Commercial | VSMSHP | Non-Ducted CEE Tier 2
216091579 | Mini/Multi Split | CARRIER | HRCU-A-CB-O | DLCSRBH09AAK |  | Mini-Splits(Non-Ducted) | DHMAHBQ09XA3 |  | 9000 | 28.1 | 11.5 | 12000 | 10600 | 88.33% | 2 | 16.2 | 16.2 |  |  |  |  | R-410A | 0.75 | Residential & Commercial | VSMSHP | Non-Ducted CEE Tier 2
216091580 | Mini/Multi Split | BRYANT | HRCU-A-CB-O | DLCSRBH09AAK |  | Mini-Splits(Non-Ducted) | DHMAHBQ09XA3 |  | 9000 | 28.1 | 11.5 | 12000 | 10600 | 88.33% | 2 | 16.2 | 16.2 |  |  |  |  | R-410A | 0.75 | Residential & Commercial | VSMSHP | Non-Ducted CEE Tier 2
216091587 | Mini/Multi Split | CARRIER | HRCU-A-CB-O | DLCSRBH12AAK |  | Mini-Splits(Non-Ducted) | DHMAHBQ12XA3 |  | 12000 | 25.5 | 10.4 | 12000 | 12000 | 100% | 1.8 | 14 | 14 |  |  |  |  | R-410A | 1 | Residential & Commercial | VSMSHP | Non-Ducted CEE Tier 2
216091588 | Mini/Multi Split | BRYANT | HRCU-A-CB-O | DLCSRBH12AAK |  | Mini-Splits(Non-Ducted) | DHMAHBQ12XA3 |  | 12000 | 25.5 | 10.4 | 12000 | 12000 | 100% | 1.8 | 14 | 14 |  |  |  |  | R-410A | 1 | Residential & Commercial | VSMSHP | Non-Ducted CEE Tier 2
216091591 | Mini/Multi Split | CARRIER | HRCU-A-CB-O | DLCSRBH18AAK |  | Mini-Splits(Non-Ducted) | DHMAHBQ18XA3 |  | 18000 | 21.5 | 11.3 | 18000 | 18000 | 100% | 1.8 | 12.5 | 12.5 |  |  |  |  | R-410A | 1.5 | Residential & Commercial | VSMSHP | Non-Ducted CEE Tier 2
216091592 | Mini/Multi Split | BRYANT | HRCU-A-CB-O | DLCSRBH18AAK |  | Mini-Splits(Non-Ducted) | DHMAHBQ18XA3 |  | 18000 | 21.5 | 11.3 | 18000 | 18000 | 100% | 1.8 | 12.5 | 12.5 |  |  |  |  | R-410A | 1.5 | Residential & Commercial | VSMSHP | Non-Ducted CEE Tier 2
216091594 | Mini/Multi Split | CARRIER | HRCU-A-CB-O | DLCSRBH24AAK |  | Mini-Splits(Non-Ducted) | DHMAHBQ24XA3 |  | 24000 | 21.5 | 11.4 | 29000 | 25000 | 86.21% | 2.21 | 13 | 13 |  |  |  |  | R-410A | 2 | Residential & Commercial | VSMSHP | Non-Ducted CEE Tier 2
216091596 | Mini/Multi Split | BRYANT | HRCU-A-CB-O | DLCSRBH24AAK |  | Mini-Splits(Non-Ducted) | DHMAHBQ24XA3 |  | 24000 | 21.5 | 11.4 | 29000 | 25000 | 86.21% | 2.21 | 13 | 13 |  |  |  |  | R-410A | 2 | Residential & Commercial | VSMSHP | Non-Ducted CEE Tier 2
216091606 | Mini/Multi Split | CARRIER | HRCU-A-CB-O | DLCSRBH18AAK |  | Mini-Splits(Non-Ducted) | 40MBCQ18---3 |  | 16000 | 20 | 9.5 | 17000 | 16000 | 94.12% | 1.75 | 12.5 | 12.5 |  |  |  |  | R-410A | 1.3333 | Residential & Commercial | VSMSHP | Non-Ducted CEE Tier 2
216091609 | Mini/Multi Split | CARRIER | HRCU-A-CB-O | DLCSRBH18AAK |  | Mini-Splits(Non-Ducted) | 40MBFQ18---3 |  | 17000 | 20.5 | 9.8 | 18000 | 16800 | 93.33% | 1.86 | 12.5 | 12.5 |  |  |  |  | R-410A | 1.4167 | Residential & Commercial | VSMSHP | Non-Ducted CEE Tier 2
216091614 | Mini/Multi Split | CARRIER | HRCU-A-CB-O | DLCSRBH18AAK |  | Mini-Splits(Non-Ducted) | 40MCCAQ18XA3 |  | 16700 | 19.8 | 11.2 | 20000 | 16700 | 83.5% | 1.93 | 12.5 | 12.5 |  |  |  |  | R-410A | 1.3917 | Residential & Commercial | VSMSHP | Non-Ducted CEE Tier 2
216091616 | Mini/Multi Split | BRYANT | HRCU-A-CB-O | DLCSRBH18AAK |  | Mini-Splits(Non-Ducted) | 40MBCQ18---3 |  | 16000 | 20 | 9.5 | 17000 | 16000 | 94.12% | 1.75 | 12.5 | 12.5 |  |  |  |  | R-410A | 1.3333 | Residential & Commercial | VSMSHP | Non-Ducted CEE Tier 2
216091618 | Mini/Multi Split | BRYANT | HRCU-A-CB-O | DLCSRBH18AAK |  | Mini-Splits(Non-Ducted) | 40MBFQ18---3 |  | 17000 | 20.5 | 9.8 | 18000 | 16800 | 93.33% | 1.86 | 12.5 | 12.5 |  |  |  |  | R-410A | 1.4167 | Residential & Commercial | VSMSHP | Non-Ducted CEE Tier 2
216091622 | Mini/Multi Split | BRYANT | HRCU-A-CB-O | DLCSRBH18AAK |  | Mini-Splits(Non-Ducted) | 40MCCAQ18XA3 |  | 16700 | 19.8 | 11.2 | 20000 | 16700 | 83.5% | 1.93 | 12.5 | 12.5 |  |  |  |  | R-410A | 1.3917 | Residential & Commercial | VSMSHP | Non-Ducted CEE Tier 2
216091624 | Mini/Multi Split | ARCOAIRE | HRCU-A-CB-O | DLCSRBH18AAK |  | Mini-Splits(Non-Ducted) | 40MBCQ18---3 |  | 16000 | 20 | 9.5 | 17000 | 16000 | 94.12% | 1.75 | 12.5 | 12.5 |  |  |  |  | R-410A | 1.3333 | Residential & Commercial | VSMSHP | Non-Ducted CEE Tier 2
216091625 | Mini/Multi Split | COMFORTMAKER | HRCU-A-CB-O | DLCSRBH18AAK |  | Mini-Splits(Non-Ducted) | 40MBCQ18---3 |  | 16000 | 20 | 9.5 | 17000 | 16000 | 94.12% | 1.75 | 12.5 | 12.5 |  |  |  |  | R-410A | 1.3333 | Residential & Commercial | VSMSHP | Non-Ducted CEE Tier 2
216091627 | Mini/Multi Split | DAY & NIGHT | HRCU-A-CB-O | DLCSRBH18AAK |  | Mini-Splits(Non-Ducted) | 40MBCQ18---3 |  | 16000 | 20 | 9.5 | 17000 | 16000 | 94.12% | 1.75 | 12.5 | 12.5 |  |  |  |  | R-410A | 1.3333 | Residential & Commercial | VSMSHP | Non-Ducted CEE Tier 2
216091629 | Mini/Multi Split | HEIL | HRCU-A-CB-O | DLCSRBH18AAK |  | Mini-Splits(Non-Ducted) | 40MBCQ18---3 |  | 16000 | 20 | 9.5 | 17000 | 16000 | 94.12% | 1.75 | 12.5 | 12.5 |  |  |  |  | R-410A | 1.3333 | Residential & Commercial | VSMSHP | Non-Ducted CEE Tier 2
216091630 | Mini/Multi Split | KEEPRITE | HRCU-A-CB-O | DLCSRBH18AAK |  | Mini-Splits(Non-Ducted) | 40MBCQ18---3 |  | 16000 | 20 | 9.5 | 17000 | 16000 | 94.12% | 1.75 | 12.5 | 12.5 |  |  |  |  | R-410A | 1.3333 | Residential & Commercial | VSMSHP | Non-Ducted CEE Tier 2
216091633 | Mini/Multi Split | MIDEA | HRCU-A-CB-O | DLCSRBH18AAK |  | Mini-Splits(Non-Ducted) | 40MBCQ18---3 |  | 16000 | 20 | 9.5 | 17000 | 16000 | 94.12% | 1.75 | 12.5 | 12.5 |  |  |  |  | R-410A | 1.3333 | Residential & Commercial | VSMSHP | Non-Ducted CEE Tier 2
216091634 | Mini/Multi Split | TEMPSTAR | HRCU-A-CB-O | DLCSRBH18AAK |  | Mini-Splits(Non-Ducted) | 40MBCQ18---3 |  | 16000 | 20 | 9.5 | 17000 | 16000 | 94.12% | 1.75 | 12.5 | 12.5 |  |  |  |  | R-410A | 1.3333 | Residential & Commercial | VSMSHP | Non-Ducted CEE Tier 2
216091636 | Mini/Multi Split | SMART COMFORT | HRCU-A-CB-O | DLCSRBH18AAK |  | Mini-Splits(Non-Ducted) | 40MBCQ18---3 |  | 16000 | 20 | 9.5 | 17000 | 16000 | 94.12% | 1.75 | 12.5 | 12.5 |  |  |  |  | R-410A | 1.3333 | Residential & Commercial | VSMSHP | Non-Ducted CEE Tier 2
216091637 | Mini/Multi Split | AIRQUEST | HRCU-A-CB-O | DLCSRBH18AAK |  | Mini-Splits(Non-Ducted) | 40MBCQ18---3 |  | 16000 | 20 | 9.5 | 17000 | 16000 | 94.12% | 1.75 | 12.5 | 12.5 |  |  |  |  | R-410A | 1.3333 | Residential & Commercial | VSMSHP | Non-Ducted CEE Tier 2
216091639 | Mini/Multi Split | ARCOAIRE | HRCU-A-CB-O | DLCSRBH18AAK |  | Mini-Splits(Non-Ducted) | 40MBFQ18---3 |  | 17000 | 20.5 | 9.8 | 18000 | 16800 | 93.33% | 1.86 | 12.5 | 12.5 |  |  |  |  | R-410A | 1.4167 | Residential & Commercial | VSMSHP | Non-Ducted CEE Tier 2
216091640 | Mini/Multi Split | COMFORTMAKER | HRCU-A-CB-O | DLCSRBH18AAK |  | Mini-Splits(Non-Ducted) | 40MBFQ18---3 |  | 17000 | 20.5 | 9.8 | 18000 | 16800 | 93.33% | 1.86 | 12.5 | 12.5 |  |  |  |  | R-410A | 1.4167 | Residential & Commercial | VSMSHP | Non-Ducted CEE Tier 2
216091642 | Mini/Multi Split | DAY & NIGHT | HRCU-A-CB-O | DLCSRBH18AAK |  | Mini-Splits(Non-Ducted) | 40MBFQ18---3 |  | 17000 | 20.5 | 9.8 | 18000 | 16800 | 93.33% | 1.86 | 12.5 | 12.5 |  |  |  |  | R-410A | 1.4167 | Residential & Commercial | VSMSHP | Non-Ducted CEE Tier 2
216091644 | Mini/Multi Split | HEIL | HRCU-A-CB-O | DLCSRBH18AAK |  | Mini-Splits(Non-Ducted) | 40MBFQ18---3 |  | 17000 | 20.5 | 9.8 | 18000 | 16800 | 93.33% | 1.86 | 12.5 | 12.5 |  |  |  |  | R-410A | 1.4167 | Residential & Commercial | VSMSHP | Non-Ducted CEE Tier 2
216091645 | Mini/Multi Split | KEEPRITE | HRCU-A-CB-O | DLCSRBH18AAK |  | Mini-Splits(Non-Ducted) | 40MBFQ18---3 |  | 17000 | 20.5 | 9.8 | 18000 | 16800 | 93.33% | 1.86 | 12.5 | 12.5 |  |  |  |  | R-410A | 1.4167 | Residential & Commercial | VSMSHP | Non-Ducted CEE Tier 2
216091648 | Mini/Multi Split | MIDEA | HRCU-A-CB-O | DLCSRBH18AAK |  | Mini-Splits(Non-Ducted) | 40MBFQ18---3 |  | 17000 | 20.5 | 9.8 | 18000 | 16800 | 93.33% | 1.86 | 12.5 | 12.5 |  |  |  |  | R-410A | 1.4167 | Residential & Commercial | VSMSHP | Non-Ducted CEE Tier 2
216091649 | Mini/Multi Split | TEMPSTAR | HRCU-A-CB-O | DLCSRBH18AAK |  | Mini-Splits(Non-Ducted) | 40MBFQ18---3 |  | 17000 | 20.5 | 9.8 | 18000 | 16800 | 93.33% | 1.86 | 12.5 | 12.5 |  |  |  |  | R-410A | 1.4167 | Residential & Commercial | VSMSHP | Non-Ducted CEE Tier 2
216091651 | Mini/Multi Split | SMART COMFORT | HRCU-A-CB-O | DLCSRBH18AAK |  | Mini-Splits(Non-Ducted) | 40MBFQ18---3 |  | 17000 | 20.5 | 9.8 | 18000 | 16800 | 93.33% | 1.86 | 12.5 | 12.5 |  |  |  |  | R-410A | 1.4167 | Residential & Commercial | VSMSHP | Non-Ducted CEE Tier 2
216091652 | Mini/Multi Split | AIRQUEST | HRCU-A-CB-O | DLCSRBH18AAK |  | Mini-Splits(Non-Ducted) | 40MBFQ18---3 |  | 17000 | 20.5 | 9.8 | 18000 | 16800 | 93.33% | 1.86 | 12.5 | 12.5 |  |  |  |  | R-410A | 1.4167 | Residential & Commercial | VSMSHP | Non-Ducted CEE Tier 2
216091677 | Mini/Multi Split | ARCOAIRE | HRCU-A-CB-O | DLCSRBH18AAK |  | Mini-Splits(Non-Ducted) | 40MCCAQ18XA3 |  | 16700 | 19.8 | 11.2 | 20000 | 16700 | 83.5% | 1.93 | 12.5 | 12.5 |  |  |  |  | R-410A | 1.3917 | Residential & Commercial | VSMSHP | Non-Ducted CEE Tier 2
216091678 | Mini/Multi Split | COMFORTMAKER | HRCU-A-CB-O | DLCSRBH18AAK |  | Mini-Splits(Non-Ducted) | 40MCCAQ18XA3 |  | 16700 | 19.8 | 11.2 | 20000 | 16700 | 83.5% | 1.93 | 12.5 | 12.5 |  |  |  |  | R-410A | 1.3917 | Residential & Commercial | VSMSHP | Non-Ducted CEE Tier 2
216091679 | Mini/Multi Split | DAY & NIGHT | HRCU-A-CB-O | DLCSRBH18AAK |  | Mini-Splits(Non-Ducted) | 40MCCAQ18XA3 |  | 16700 | 19.8 | 11.2 | 20000 | 16700 | 83.5% | 1.93 | 12.5 | 12.5 |  |  |  |  | R-410A | 1.3917 | Residential & Commercial | VSMSHP | Non-Ducted CEE Tier 2
216091680 | Mini/Multi Split | HEIL | HRCU-A-CB-O | DLCSRBH18AAK |  | Mini-Splits(Non-Ducted) | 40MCCAQ18XA3 |  | 16700 | 19.8 | 11.2 | 20000 | 16700 | 83.5% | 1.93 | 12.5 | 12.5 |  |  |  |  | R-410A | 1.3917 | Residential & Commercial | VSMSHP | Non-Ducted CEE Tier 2
216091681 | Mini/Multi Split | KEEPRITE | HRCU-A-CB-O | DLCSRBH18AAK |  | Mini-Splits(Non-Ducted) | 40MCCAQ18XA3 |  | 16700 | 19.8 | 11.2 | 20000 | 16700 | 83.5% | 1.93 | 12.5 | 12.5 |  |  |  |  | R-410A | 1.3917 | Residential & Commercial | VSMSHP | Non-Ducted CEE Tier 2
216091682 | Mini/Multi Split | MIDEA | HRCU-A-CB-O | DLCSRBH18AAK |  | Mini-Splits(Non-Ducted) | 40MCCAQ18XA3 |  | 16700 | 19.8 | 11.2 | 20000 | 16700 | 83.5% | 1.93 | 12.5 | 12.5 |  |  |  |  | R-410A | 1.3917 | Residential & Commercial | VSMSHP | Non-Ducted CEE Tier 2
216091683 | Mini/Multi Split | TEMPSTAR | HRCU-A-CB-O | DLCSRBH18AAK |  | Mini-Splits(Non-Ducted) | 40MCCAQ18XA3 |  | 16700 | 19.8 | 11.2 | 20000 | 16700 | 83.5% | 1.93 | 12.5 | 12.5 |  |  |  |  | R-410A | 1.3917 | Residential & Commercial | VSMSHP | Non-Ducted CEE Tier 2
216091684 | Mini/Multi Split | SMART COMFORT | HRCU-A-CB-O | DLCSRBH18AAK |  | Mini-Splits(Non-Ducted) | 40MCCAQ18XA3 |  | 16700 | 19.8 | 11.2 | 20000 | 16700 | 83.5% | 1.93 | 12.5 | 12.5 |  |  |  |  | R-410A | 1.3917 | Residential & Commercial | VSMSHP | Non-Ducted CEE Tier 2
216091685 | Mini/Multi Split | AIRQUEST | HRCU-A-CB-O | DLCSRBH18AAK |  | Mini-Splits(Non-Ducted) | 40MCCAQ18XA3 |  | 16700 | 19.8 | 11.2 | 20000 | 16700 | 83.5% | 1.93 | 12.5 | 12.5 |  |  |  |  | R-410A | 1.3917 | Residential & Commercial | VSMSHP | Non-Ducted CEE Tier 2
216091686 | Mini/Multi Split | CARRIER | HRCU-A-CB-O | DLCSRBH24AAK |  | Mini-Splits(Non-Ducted) | 40MBCAQ24XA3 |  | 24000 | 20.5 | 11.5 | 25000 | 25800 | 103.2% | 2 | 11 | 11 |  |  |  |  | R-410A | 2 | Residential & Commercial | VSMSHP | Non-Ducted CEE Tier 2
216091687 | Mini/Multi Split | CARRIER | HRCU-A-CB-O | DLCSRBH24AAK |  | Mini-Splits(Non-Ducted) | 40MBFQ24---3 |  | 24000 | 20.5 | 11 | 25000 | 25000 | 100% | 2.1 | 11.5 | 11.7 |  |  |  |  | R-410A | 2 | Residential & Commercial | VSMSHP | Non-Ducted CEE Tier 2
216091690 | Mini/Multi Split | BRYANT | HRCU-A-CB-O | DLCSRBH24AAK |  | Mini-Splits(Non-Ducted) | 40MBCAQ24XA3 |  | 24000 | 20.5 | 11.5 | 25000 | 25800 | 103.2% | 2 | 11 | 11 |  |  |  |  | R-410A | 2 | Residential & Commercial | VSMSHP | Non-Ducted CEE Tier 2
216091691 | Mini/Multi Split | BRYANT | HRCU-A-CB-O | DLCSRBH24AAK |  | Mini-Splits(Non-Ducted) | 40MBFQ24---3 |  | 24000 | 20.5 | 11 | 25000 | 25000 | 100% | 2.1 | 11.5 | 11.7 |  |  |  |  | R-410A | 2 | Residential & Commercial | VSMSHP | Non-Ducted CEE Tier 2
216091694 | Mini/Multi Split | ARCOAIRE | HRCU-A-CB-O | DLCSRBH24AAK |  | Mini-Splits(Non-Ducted) | 40MBCAQ24XA3 |  | 24000 | 20.5 | 11.5 | 25000 | 25800 | 103.2% | 2 | 11 | 11 |  |  |  |  | R-410A | 2 | Residential & Commercial | VSMSHP | Non-Ducted CEE Tier 2
216091695 | Mini/Multi Split | COMFORTMAKER | HRCU-A-CB-O | DLCSRBH24AAK |  | Mini-Splits(Non-Ducted) | 40MBCAQ24XA3 |  | 24000 | 20.5 | 11.5 | 25000 | 25800 | 103.2% | 2 | 11 | 11 |  |  |  |  | R-410A | 2 | Residential & Commercial | VSMSHP | Non-Ducted CEE Tier 2
216091696 | Mini/Multi Split | DAY & NIGHT | HRCU-A-CB-O | DLCSRBH24AAK |  | Mini-Splits(Non-Ducted) | 40MBCAQ24XA3 |  | 24000 | 20.5 | 11.5 | 25000 | 25800 | 103.2% | 2 | 11 | 11 |  |  |  |  | R-410A | 2 | Residential & Commercial | VSMSHP | Non-Ducted CEE Tier 2
216091697 | Mini/Multi Split | HEIL | HRCU-A-CB-O | DLCSRBH24AAK |  | Mini-Splits(Non-Ducted) | 40MBCAQ24XA3 |  | 24000 | 20.5 | 11.5 | 25000 | 25800 | 103.2% | 2 | 11 | 11 |  |  |  |  | R-410A | 2 | Residential & Commercial | VSMSHP | Non-Ducted CEE Tier 2
216091698 | Mini/Multi Split | KEEPRITE | HRCU-A-CB-O | DLCSRBH24AAK |  | Mini-Splits(Non-Ducted) | 40MBCAQ24XA3 |  | 24000 | 20.5 | 11.5 | 25000 | 25800 | 103.2% | 2 | 11 | 11 |  |  |  |  | R-410A | 2 | Residential & Commercial | VSMSHP | Non-Ducted CEE Tier 2
216091699 | Mini/Multi Split | MIDEA | HRCU-A-CB-O | DLCSRBH24AAK |  | Mini-Splits(Non-Ducted) | 40MBCAQ24XA3 |  | 24000 | 20.5 | 11.5 | 25000 | 25800 | 103.2% | 2 | 11 | 11 |  |  |  |  | R-410A | 2 | Residential & Commercial | VSMSHP | Non-Ducted CEE Tier 2
216091700 | Mini/Multi Split | TEMPSTAR | HRCU-A-CB-O | DLCSRBH24AAK |  | Mini-Splits(Non-Ducted) | 40MBCAQ24XA3 |  | 24000 | 20.5 | 11.5 | 25000 | 25800 | 103.2% | 2 | 11 | 11 |  |  |  |  | R-410A | 2 | Residential & Commercial | VSMSHP | Non-Ducted CEE Tier 2
216091701 | Mini/Multi Split | SMART COMFORT | HRCU-A-CB-O | DLCSRBH24AAK |  | Mini-Splits(Non-Ducted) | 40MBCAQ24XA3 |  | 24000 | 20.5 | 11.5 | 25000 | 25800 | 103.2% | 2 | 11 | 11 |  |  |  |  | R-410A | 2 | Residential & Commercial | VSMSHP | Non-Ducted CEE Tier 2
216091702 | Mini/Multi Split | AIRQUEST | HRCU-A-CB-O | DLCSRBH24AAK |  | Mini-Splits(Non-Ducted) | 40MBCAQ24XA3 |  | 24000 | 20.5 | 11.5 | 25000 | 25800 | 103.2% | 2 | 11 | 11 |  |  |  |  | R-410A | 2 | Residential & Commercial | VSMSHP | Non-Ducted CEE Tier 2
216091703 | Mini/Multi Split | ARCOAIRE | HRCU-A-CB-O | DLCSRBH24AAK |  | Mini-Splits(Non-Ducted) | 40MBFQ24---3 |  | 24000 | 20.5 | 11 | 25000 | 25000 | 100% | 2.1 | 11.5 | 11.7 |  |  |  |  | R-410A | 2 | Residential & Commercial | VSMSHP | Non-Ducted CEE Tier 2
216091704 | Mini/Multi Split | COMFORTMAKER | HRCU-A-CB-O | DLCSRBH24AAK |  | Mini-Splits(Non-Ducted) | 40MBFQ24---3 |  | 24000 | 20.5 | 11 | 25000 | 25000 | 100% | 2.1 | 11.5 | 11.7 |  |  |  |  | R-410A | 2 | Residential & Commercial | VSMSHP | Non-Ducted CEE Tier 2
216091705 | Mini/Multi Split | DAY & NIGHT | HRCU-A-CB-O | DLCSRBH24AAK |  | Mini-Splits(Non-Ducted) | 40MBFQ24---3 |  | 24000 | 20.5 | 11 | 25000 | 25000 | 100% | 2.1 | 11.5 | 11.7 |  |  |  |  | R-410A | 2 | Residential & Commercial | VSMSHP | Non-Ducted CEE Tier 2
216091706 | Mini/Multi Split | HEIL | HRCU-A-CB-O | DLCSRBH24AAK |  | Mini-Splits(Non-Ducted) | 40MBFQ24---3 |  | 24000 | 20.5 | 11 | 25000 | 25000 | 100% | 2.1 | 11.5 | 11.7 |  |  |  |  | R-410A | 2 | Residential & Commercial | VSMSHP | Non-Ducted CEE Tier 2
216091707 | Mini/Multi Split | KEEPRITE | HRCU-A-CB-O | DLCSRBH24AAK |  | Mini-Splits(Non-Ducted) | 40MBFQ24---3 |  | 24000 | 20.5 | 11 | 25000 | 25000 | 100% | 2.1 | 11.5 | 11.7 |  |  |  |  | R-410A | 2 | Residential & Commercial | VSMSHP | Non-Ducted CEE Tier 2
216091708 | Mini/Multi Split | MIDEA | HRCU-A-CB-O | DLCSRBH24AAK |  | Mini-Splits(Non-Ducted) | 40MBFQ24---3 |  | 24000 | 20.5 | 11 | 25000 | 25000 | 100% | 2.1 | 11.5 | 11.7 |  |  |  |  | R-410A | 2 | Residential & Commercial | VSMSHP | Non-Ducted CEE Tier 2
216091709 | Mini/Multi Split | TEMPSTAR | HRCU-A-CB-O | DLCSRBH24AAK |  | Mini-Splits(Non-Ducted) | 40MBFQ24---3 |  | 24000 | 20.5 | 11 | 25000 | 25000 | 100% | 2.1 | 11.5 | 11.7 |  |  |  |  | R-410A | 2 | Residential & Commercial | VSMSHP | Non-Ducted CEE Tier 2
216091710 | Mini/Multi Split | SMART COMFORT | HRCU-A-CB-O | DLCSRBH24AAK |  | Mini-Splits(Non-Ducted) | 40MBFQ24---3 |  | 24000 | 20.5 | 11 | 25000 | 25000 | 100% | 2.1 | 11.5 | 11.7 |  |  |  |  | R-410A | 2 | Residential & Commercial | VSMSHP | Non-Ducted CEE Tier 2
216091711 | Mini/Multi Split | AIRQUEST | HRCU-A-CB-O | DLCSRBH24AAK |  | Mini-Splits(Non-Ducted) | 40MBFQ24---3 |  | 24000 | 20.5 | 11 | 25000 | 25000 | 100% | 2.1 | 11.5 | 11.7 |  |  |  |  | R-410A | 2 | Residential & Commercial | VSMSHP | Non-Ducted CEE Tier 2
216091741 | Mini/Multi Split | CARRIER | HRCU-A-CB-O | 38MPRBQ09AA3 |  | Mini-Splits(Non-Ducted) | DLFPHBH09XAK |  | 12000 | 27 | 12 | 12000 | 13700 | 114.2% | 1.85 | 13.8 | 14 |  |  |  |  | R-410A | 1 | Residential & Commercial | VSMSHP | Non-Ducted CEE Tier 2
216091742 | Mini/Multi Split | BRYANT | HRCU-A-CB-O | 38MPRBQ09AA3 |  | Mini-Splits(Non-Ducted) | DLFPHBH09XAK |  | 12000 | 27 | 12 | 12000 | 13700 | 114.2% | 1.85 | 13.8 | 14 |  |  |  |  | R-410A | 1 | Residential & Commercial | VSMSHP | Non-Ducted CEE Tier 2
216093978 | Mini/Multi Split | MIDEA | HRCU-A-CB-O | MOX3-12HFN10AE |  | Mini-Splits(Non-Ducted) | MSEP-12HFN10AE |  | 12000 | 25.5 | 10.6 | 12000 | 8400 | 70% | 2.3 | 0 | 13 |  |  |  |  | R-454B | 1 | Residential & Commercial | VSMSHP | Non-Ducted CEE Tier 2
216093979 | Mini/Multi Split | MIDEA | HRCU-A-CB-O | MOX4-18HFN10AE |  | Mini-Splits(Non-Ducted) | MSEP-18HFN10AE |  | 18000 | 23.5 | 10.8 | 18000 | 12800 | 71.11% | 2.1 | 0 | 12.7 |  |  |  |  | R-454B | 1.5 | Residential & Commercial | VSMSHP | Non-Ducted CEE Tier 2
216093980 | Mini/Multi Split | MIDEA | HRCU-A-CB-O | MOD-24HFN10AE |  | Mini-Splits(Non-Ducted) | MSEP-24HFN10AE |  | 24000 | 23 | 11.7 | 25000 | 19600 | 78.4% | 2.54 | 0 | 14 |  |  |  |  | R-454B | 2 | Residential & Commercial | VSMSHP | Non-Ducted CEE Tier 2
216097094 | Mini/Multi Split | COMFORT-AIRE | HRCU-A-CB-O | A-SSP09SA-1 |  | Mini-Splits(Non-Ducted) | B-SSP09SA-1 |  | 9000 | 19 | 9.7 | 10000 | 7000 | 70% | 2.15 | 0 | 10.9 |  |  |  |  | R-454B | 0.75 | Residential & Commercial | VSMSHP | Non-Ducted CEE Tier 2
216097097 | Mini/Multi Split | COMFORT-AIRE | HRCU-A-CB-O | A-SSP24SA-1 |  | Mini-Splits(Non-Ducted) | B-SSP24SA-1 |  | 24000 | 17 | 8.5 | 24000 | 17100 | 71.25% | 2.01 | 0 | 9 |  |  |  |  | R-454B | 2 | Residential & Commercial | VSMSHP
216097100 | Mini/Multi Split | Kerr | HRCU-A-CB-O | A-KSP09SA-1 |  | Mini-Splits(Non-Ducted) | B-KSP09SA-1 |  | 9000 | 19 | 9.7 | 10000 | 7000 | 70% | 2.15 | 0 | 10.9 |  |  |  |  | R-454B | 0.75 | Residential & Commercial | VSMSHP | Non-Ducted CEE Tier 2
216097103 | Mini/Multi Split | Kerr | HRCU-A-CB-O | A-KSP24SA-1 |  | Mini-Splits(Non-Ducted) | B-KSP24SA-1 |  | 24000 | 17 | 8.5 | 24000 | 17100 | 71.25% | 2.01 | 0 | 9 |  |  |  |  | R-454B | 2 | Residential & Commercial | VSMSHP
216097104 | Mini/Multi Split | COMFORT-AIRE | HRCU-A-CB-O | A-VHP06SA-1 |  | Mini-Splits(Non-Ducted) | B-VHP06SA-1 |  | 6000 | 25.5 | 14.8 | 7000 | 7700 | 110% | 2.39 | 0 | 18 |  |  |  |  | R-454B | 0.5 | Residential & Commercial | VSMSHP | Non-Ducted CEE Tier 2
216097105 | Mini/Multi Split | COMFORT-AIRE | HRCU-A-CB-O | A-VHP09SA-1 |  | Mini-Splits(Non-Ducted) | B-VHP09SA-1 |  | 9000 | 27.4 | 12.5 | 12000 | 11500 | 95.83% | 1.8 | 0 | 15.4 |  |  |  |  | R-454B | 0.75 | Residential & Commercial | VSMSHP | Non-Ducted CEE Tier 2
216097106 | Mini/Multi Split | COMFORT-AIRE | HRCU-A-CB-O | A-VHP12SA-1 |  | Mini-Splits(Non-Ducted) | B-VHP12SA-1 |  | 12000 | 25.4 | 10.5 | 12000 | 11500 | 95.83% | 1.8 | 0 | 13.4 |  |  |  |  | R-454B | 1 | Residential & Commercial | VSMSHP | Non-Ducted CEE Tier 2
216097107 | Mini/Multi Split | COMFORT-AIRE | HRCU-A-CB-O | A-VHP18SA-1 |  | Mini-Splits(Non-Ducted) | B-VHP18SA-1 |  | 18000 | 21.4 | 11 | 18000 | 18000 | 100% | 1.92 | 0 | 12.5 |  |  |  |  | R-454B | 1.5 | Residential & Commercial | VSMSHP | Non-Ducted CEE Tier 2
216097108 | Mini/Multi Split | COMFORT-AIRE | HRCU-A-CB-O | A-VHP24SA-1 |  | Mini-Splits(Non-Ducted) | B-VHP24SA-1 |  | 24000 | 21 | 13.5 | 29000 | 24200 | 83.45% | 2.34 | 0 | 13 |  |  |  |  | R-454B | 2 | Residential & Commercial | VSMSHP | Non-Ducted CEE Tier 2
216097109 | Mini/Multi Split | COMFORT-AIRE | HRCU-A-CB-O | A-VHP33SA-1 |  | Mini-Splits(Non-Ducted) | B-VHP33SA-1 |  | 33000 | 19.5 | 10.5 | 36000 | 35000 | 97.22% | 1.98 | 0 | 12 |  |  |  |  | R-454B | 2.75 | Residential & Commercial | VSMSHP | Non-Ducted CEE Tier 2
216097110 | Mini/Multi Split | Kerr | HRCU-A-CB-O | A-KHP06SA-1 |  | Mini-Splits(Non-Ducted) | B-KHP06SA-1 |  | 6000 | 25.5 | 14.8 | 7000 | 7700 | 110% | 2.39 | 0 | 18 |  |  |  |  | R-454B | 0.5 | Residential & Commercial | VSMSHP | Non-Ducted CEE Tier 2
216097111 | Mini/Multi Split | Kerr | HRCU-A-CB-O | A-KHP09SA-1 |  | Mini-Splits(Non-Ducted) | B-KHP09SA-1 |  | 9000 | 27.4 | 12.5 | 12000 | 11500 | 95.83% | 1.8 | 0 | 15.4 |  |  |  |  | R-454B | 0.75 | Residential & Commercial | VSMSHP | Non-Ducted CEE Tier 2
216097112 | Mini/Multi Split | Kerr | HRCU-A-CB-O | A-KHP12SA-1 |  | Mini-Splits(Non-Ducted) | B-KHP12SA-1 |  | 12000 | 25.4 | 10.5 | 12000 | 11500 | 95.83% | 1.8 | 0 | 13.4 |  |  |  |  | R-454B | 1 | Residential & Commercial | VSMSHP | Non-Ducted CEE Tier 2
216097113 | Mini/Multi Split | Kerr | HRCU-A-CB-O | A-KHP18SA-1 |  | Mini-Splits(Non-Ducted) | B-KHP18SA-1 |  | 18000 | 21.4 | 11 | 18000 | 18000 | 100% | 1.92 | 0 | 12.5 |  |  |  |  | R-454B | 1.5 | Residential & Commercial | VSMSHP | Non-Ducted CEE Tier 2
216097114 | Mini/Multi Split | Kerr | HRCU-A-CB-O | A-KHP24SA-1 |  | Mini-Splits(Non-Ducted) | B-KHP24SA-1 |  | 24000 | 21 | 13.5 | 29000 | 24200 | 83.45% | 2.34 | 0 | 13 |  |  |  |  | R-454B | 2 | Residential & Commercial | VSMSHP | Non-Ducted CEE Tier 2
216097115 | Mini/Multi Split | Kerr | HRCU-A-CB-O | A-KHP33SA-1 |  | Mini-Splits(Non-Ducted) | B-KHP33SA-1 |  | 33000 | 19.5 | 10.5 | 36000 | 35000 | 97.22% | 1.98 | 0 | 12 |  |  |  |  | R-454B | 2.75 | Residential & Commercial | VSMSHP | Non-Ducted CEE Tier 2
216097116 | Mini/Multi Split | COMFORT-AIRE | HRCU-A-CB-O | A-ZHP06SA-1 |  | Mini-Splits(Non-Ducted) | B-ZHP06SA-1 |  | 6000 | 35 | 30 | 9000 | 13500 | 150% | 2 | 0 | 17.4 |  |  |  |  | R-454B | 0.5 | Residential & Commercial | VSMSHP | Non-Ducted CEE Tier 2
216097117 | Mini/Multi Split | COMFORT-AIRE | HRCU-A-CB-O | A-ZHPO9SA-1 |  | Mini-Splits(Non-Ducted) | B-ZHPO9SA-1 |  | 9000 | 33.3 | 22 | 12000 | 13500 | 112.5% | 2 | 0 | 17 |  |  |  |  | R-454B | 0.75 | Residential & Commercial | VSMSHP | Non-Ducted CEE Tier 2
216097118 | Mini/Multi Split | COMFORT-AIRE | HRCU-A-CB-O | A-ZHP12SA-1 |  | Mini-Splits(Non-Ducted) | B-ZHP12SA-1 |  | 12000 | 29.4 | 14.5 | 12000 | 13500 | 112.5% | 2 | 0 | 14.2 |  |  |  |  | R-454B | 1 | Residential & Commercial | VSMSHP | Non-Ducted CEE Tier 2
216097119 | Mini/Multi Split | COMFORT-AIRE | HRCU-A-CB-O | A-ZHP18SA-1 |  | Mini-Splits(Non-Ducted) | B-ZHP18SA-1 |  | 18000 | 25.6 | 16.2 | 20000 | 22600 | 113% | 2.34 | 0 | 15 |  |  |  |  | R-454B | 1.5 | Residential & Commercial | VSMSHP | Non-Ducted CEE Tier 2
216097120 | Mini/Multi Split | Kerr | HRCU-A-CB-O | A-KZP06SA-1 |  | Mini-Splits(Non-Ducted) | B-ZKP06SA-1 |  | 6000 | 35 | 30 | 9000 | 13500 | 150% | 2 | 0 | 17.4 |  |  |  |  | R-454B | 0.5 | Residential & Commercial | VSMSHP | Non-Ducted CEE Tier 2
216097121 | Mini/Multi Split | Kerr | HRCU-A-CB-O | A-KZPO9SA-1 |  | Mini-Splits(Non-Ducted) | B-ZKPO9SA-1 |  | 9000 | 33.3 | 22 | 12000 | 13500 | 112.5% | 2 | 0 | 17 |  |  |  |  | R-454B | 0.75 | Residential & Commercial | VSMSHP | Non-Ducted CEE Tier 2
216097122 | Mini/Multi Split | Kerr | HRCU-A-CB-O | A-KZP12SA-1 |  | Mini-Splits(Non-Ducted) | B-ZKP12SA-1 |  | 12000 | 29.4 | 14.5 | 12000 | 13500 | 112.5% | 2 | 0 | 14.2 |  |  |  |  | R-454B | 1 | Residential & Commercial | VSMSHP | Non-Ducted CEE Tier 2
216097123 | Mini/Multi Split | Kerr | HRCU-A-CB-O | A-KZP18SA-1 |  | Mini-Splits(Non-Ducted) | B-ZKP18SA-1 |  | 18000 | 25.6 | 16.2 | 20000 | 22600 | 113% | 2.34 | 0 | 15 |  |  |  |  | R-454B | 1.5 | Residential & Commercial | VSMSHP | Non-Ducted CEE Tier 2
216032435 | Mini/Multi Split | GREE | HRCU-A-CB-O | GWH09AGCXD-D6DNA4D/O |  | Mini-Splits(Non-Ducted) | GWH09AUCXD-D6DN***/I |  | 9100 | 26 | 10.4 | 10500 | 9500 | 90.48% | 1.88 | 0 | 15 |  |  |  |  | R-32 | 0.75833 | Residential & Commercial | VSMSHP | Non-Ducted CEE Tier 2
215224720 | Mini/Multi Split | Hitachi | HRCU-A-CB-O | RAC-DJ12WHAA |  | Mini-Splits(Non-Ducted) | RAK-DJ12PHAA |  | 12000 | 19.5 | 9.2 | 13000 | 9200 | 70.77% | 2.13 | 0 | 12 |  |  |  |  | R-32 | 1 | Residential & Commercial | VSMSHP
215224721 | Mini/Multi Split | Hitachi | HRCU-A-CB-O | RAC-DJ18WHAA |  | Mini-Splits(Non-Ducted) | RAK-DJ18PHAA |  | 18000 | 19.5 | 10.5 | 19000 | 14200 | 74.74% | 1.9 | 0 | 12 |  |  |  |  | R-32 | 1.5 | Residential & Commercial | VSMSHP | Non-Ducted CEE Tier 2
216032436 | Mini/Multi Split | GREE | HRCU-A-CB-O | GWH12AGCXD-D6DNA4D/O |  | Mini-Splits(Non-Ducted) | GWH12AUCXD-D6DN***/I |  | 12000 | 24.5 | 9.5 | 12000 | 11000 | 91.67% | 1.95 | 0 | 13 |  |  |  |  | R-32 | 1 | Residential & Commercial | VSMSHP | Non-Ducted CEE Tier 2
216046607 | Mini/Multi Split | ELIOS | HRCU-A-CB-O | ESHBA09C2AN1 |  | Mini-Splits(Non-Ducted) | EWHBA09C2AN1 |  | 9000 | 21.6 | 9.4 | 10000 | 7000 | 70% | 2 | 0 | 12.6 |  |  |  |  | R-454B | 0.75 | Residential & Commercial | VSMSHP
216046610 | Mini/Multi Split | ELIOS | HRCU-A-CB-O | ESHBA24C2AN1 |  | Mini-Splits(Non-Ducted) | EWHBA24C2AN1 |  | 24000 | 18.5 | 9 | 24000 | 17000 | 70.83% | 2.11 | 0 | 9.6 |  |  |  |  | R-454B | 2 | Residential & Commercial | VSMSHP
216046613 | Mini/Multi Split | ELIOS | HRCU-A-CB-O | ESHMA09C2AN1 |  | Mini-Splits(Non-Ducted) | EWHMA09C2AS1 |  | 9000 | 26 | 12.5 | 12000 | 11500 | 95.83% | 1.8 | 0 | 15 |  |  |  |  | R-454B | 0.75 | Residential & Commercial | VSMSHP | Non-Ducted CEE Tier 2
216046614 | Mini/Multi Split | ELIOS | HRCU-A-CB-O | ESHMA12C2AN1 |  | Mini-Splits(Non-Ducted) | EWHMA12C2AS1 |  | 12000 | 24 | 10.5 | 12000 | 11500 | 95.83% | 1.8 | 0 | 13.2 |  |  |  |  | R-454B | 1 | Residential & Commercial | VSMSHP | Non-Ducted CEE Tier 2
216046615 | Mini/Multi Split | ELIOS | HRCU-A-CB-O | ESHMA18C2AN1 |  | Mini-Splits(Non-Ducted) | EWHMA18C2AS1 |  | 18000 | 21.7 | 10.8 | 18000 | 18000 | 100% | 2 | 0 | 13 |  |  |  |  | R-454B | 1.5 | Residential & Commercial | VSMSHP | Non-Ducted CEE Tier 2
216046616 | Mini/Multi Split | ELIOS | HRCU-A-CB-O | ESHMA24C2AN1 |  | Mini-Splits(Non-Ducted) | EWHMA24C2AS1 |  | 23000 | 22.3 | 13.3 | 26000 | 24000 | 92.31% | 2 | 0 | 12.5 |  |  |  |  | R-454B | 1.9167 | Residential & Commercial | VSMSHP | Non-Ducted CEE Tier 2
216046617 | Mini/Multi Split | ELIOS | HRCU-A-CB-O | ESHMA33C2AN1 |  | Mini-Splits(Non-Ducted) | EWHMA33C2AS1 |  | 33000 | 20 | 10.5 | 36000 | 34600 | 96.11% | 1.91 | 0 | 11.7 |  |  |  |  | R-454B | 2.75 | Residential & Commercial | VSMSHP | Non-Ducted CEE Tier 2
216046618 | Mini/Multi Split | ELIOS | HRCU-A-CB-O | ESHEA09C2AN1 |  | Mini-Splits(Non-Ducted) | GKHRA09C2AS1 |  | 9000 | 21.6 | 11.3 | 10000 | 8300 | 83% | 2.17 | 0 | 14.3 |  |  |  |  | R-454B | 0.75 | Residential & Commercial | VSMSHP | Non-Ducted CEE Tier 2
216046619 | Mini/Multi Split | ELIOS | HRCU-A-CB-O | ESHEA12C2AN1 |  | Mini-Splits(Non-Ducted) | GKHRA12C2AS1 |  | 12000 | 21.1 | 10.4 | 12000 | 8400 | 70% | 2.4 | 0 | 12.5 |  |  |  |  | R-454B | 1 | Residential & Commercial | VSMSHP | Non-Ducted CEE Tier 2
216046620 | Mini/Multi Split | ELIOS | HRCU-A-CB-O | ESHEA18C2AN1 |  | Mini-Splits(Non-Ducted) | GKHRA18C2AS1 |  | 16800 | 20.7 | 11.4 | 18000 | 12800 | 71.11% | 2.2 | 0 | 12.5 |  |  |  |  | R-454B | 1.4 | Residential & Commercial | VSMSHP | Non-Ducted CEE Tier 2
216046621 | Mini/Multi Split | ELIOS | HRCU-A-CB-O | ESHEA24C2AN1 |  | Mini-Splits(Non-Ducted) | GQHRA24C2AS1 |  | 24000 | 22 | 10.5 | 25000 | 18500 | 74% | 2.3 | 0 | 12 |  |  |  |  | R-454B | 2 | Residential & Commercial | VSMSHP | Non-Ducted CEE Tier 2
216046622 | Mini/Multi Split | ELIOS | HRCU-A-CB-O | ESHUA36R2AN1 |  | Mini-Splits(Non-Ducted) | GQHLA36R2AS1 |  | 36000 | 20 | 10.3 | 38000 | 26600 | 70% | 2.2 | 0 | 9.6 |  |  |  |  | R-454B | 3 | Residential & Commercial | VSMSHP | Non-Ducted CEE Tier 2
216046623 | Mini/Multi Split | ELIOS | HRCU-A-CB-O | ESHUA48R2AN1 |  | Mini-Splits(Non-Ducted) | GQHLA48R2AS1 |  | 48000 | 19 | 9.9 | 50000 | 40500 | 81% | 2.11 | 0 | 9.5 |  |  |  |  | R-454B | 4 | Residential & Commercial | VSMSHP | Non-Ducted CEE Tier 2
216046625 | Mini/Multi Split | ELIOS | HRCU-A-CB-O | ESHEA18C2AN1 |  | Mini-Splits(Non-Ducted) | GOHRA18C2AS1 |  | 18000 | 22.2 | 12.2 | 18000 | 13100 | 72.78% | 2.24 | 0 | 12.5 |  |  |  |  | R-454B | 1.5 | Residential & Commercial | VSMSHP | Non-Ducted CEE Tier 2
216046633 | Mini/Multi Split | ELIOS | HRCU-A-CB-O | ESHEA12C2AN1 |  | Mini-Splits(Non-Ducted) | GFHRA12C2AS1 |  | 12000 | 24.6 | 11 | 12000 | 8900 | 74.17% | 2.5 | 0 | 12.7 |  |  |  |  | R-454B | 1 | Residential & Commercial | VSMSHP | Non-Ducted CEE Tier 2
216046635 | Mini/Multi Split | ELIOS | HRCU-A-CB-O | ESHUA48R2AN1 |  | Mini-Splits(Non-Ducted) | GVHLA48R2AS1 |  | 48000 | 19.8 | 10.2 | 50000 | 38500 | 77% | 1.95 | 0 | 9.5 |  |  |  |  | R-454B | 4 | Residential & Commercial | VSMSHP | Non-Ducted CEE Tier 2
216032441 | Mini/Multi Split | MDV | HRCU-A-CB-O | MOX230-09HFN10-M1 |  | Mini-Splits(Non-Ducted) | MSAB3BM-12HRFN10-M1 |  | 9000 | 24.6 | 13 | 10000 | 8100 | 81% | 2.26 | 0 | 14.4 |  |  |  |  | R-454B | 0.75 | Residential & Commercial | VSMSHP | Non-Ducted CEE Tier 2
216032442 | Mini/Multi Split | MDV | HRCU-A-CB-O | MOX230-09HFN10-M1 |  | Mini-Splits(Non-Ducted) | MSAG11BM-12HRFN10-M1 |  | 9000 | 24.6 | 13 | 10000 | 8200 | 82% | 2.33 | 0 | 14.7 |  |  |  |  | R-454B | 0.75 | Residential & Commercial | VSMSHP | Non-Ducted CEE Tier 2
216032444 | Mini/Multi Split | MDV | HRCU-A-CB-O | MOX230-09HFN10-M1 |  | Mini-Splits(Non-Ducted) | MSEPBM-12HRFN10-M1 |  | 9000 | 25.8 | 12.5 | 10000 | 8000 | 80% | 2.36 | 0 | 14.9 |  |  |  |  | R-454B | 0.75 | Residential & Commercial | VSMSHP | Non-Ducted CEE Tier 2
216032520 | Mini/Multi Split | ZERO | HRCU-A-CB-O | ZMSB-09HVT-USHHR2 |  | Mini-Splits(Non-Ducted) | ZMSB-09HVT-USHHR2 |  | 9000 | 24 | 10 | 10000 | 7100 | 71% | 2.1 | 0 | 13 |  |  |  |  | R-454B | 0.75 | Residential & Commercial | VSMSHP | Non-Ducted CEE Tier 2
216032521 | Mini/Multi Split | ZERO | HRCU-A-CB-O | ZMSB-12HVT-USHHR2 |  | Mini-Splits(Non-Ducted) | ZMSB-12HVT-USHHR2 |  | 12000 | 24 | 10 | 12600 | 9100 | 72.22% | 2.1 | 0 | 13 |  |  |  |  | R-454B | 1 | Residential & Commercial | VSMSHP | Non-Ducted CEE Tier 2
216032522 | Mini/Multi Split | ZERO | HRCU-A-CB-O | ZMSB-18HVT-USHHR2 |  | Mini-Splits(Non-Ducted) | ZMSB-18HVT-USHHR2 |  | 18000 | 23 | 9.5 | 19000 | 13600 | 71.58% | 1.8 | 0 | 12.5 |  |  |  |  | R-454B | 1.5 | Residential & Commercial | VSMSHP | Non-Ducted CEE Tier 2
216032523 | Mini/Multi Split | ZERO | HRCU-A-CB-O | ZMSB-24HVT-USHHR2 |  | Mini-Splits(Non-Ducted) | ZMSB-24HVT-USHHR2 |  | 23000 | 23 | 9.5 | 25000 | 18600 | 74.4% | 1.8 | 0 | 12 |  |  |  |  | R-454B | 1.9167 | Residential & Commercial | VSMSHP | Non-Ducted CEE Tier 2
216032543 | Mini/Multi Split | MRCOOL | HRCU-A-CB-O | DIY-09-HP-C-115D25-O |  | Mini-Splits(Non-Ducted) | DIY-09-HP-WMAH-115D25-O |  | 9000 | 23.6 | 11.5 | 10000 | 7300 | 73% | 2.17 | 0 | 14 |  |  |  |  | R-454B | 0.75 | Residential & Commercial | VSMSHP | Non-Ducted CEE Tier 2
216032544 | Mini/Multi Split | MRCOOL | HRCU-A-CB-O | DIY-12-HP-C-115D25-O |  | Mini-Splits(Non-Ducted) | DIY-12-HP-WMAH-115D25-O |  | 12000 | 23.5 | 10.2 | 12000 | 8400 | 70% | 2.08 | 0 | 12.5 |  |  |  |  | R-454B | 1 | Residential & Commercial | VSMSHP | Non-Ducted CEE Tier 2
216032545 | Mini/Multi Split | MRCOOL | HRCU-A-CB-O | DIY-18-HP-C-230D25-O |  | Mini-Splits(Non-Ducted) | DIY-18-HP-WMAH-230D25-O |  | 18000 | 22.5 | 11.5 | 18000 | 12800 | 71.11% | 2.44 | 0 | 13.7 |  |  |  |  | R-454B | 1.5 | Residential & Commercial | VSMSHP | Non-Ducted CEE Tier 2
216032546 | Mini/Multi Split | MRCOOL | HRCU-A-CB-O | DIY-18-HP-C-230D25-O |  | Mini-Splits(Non-Ducted) | DIYCASSETTE18HP-230D25-O |  | 18000 | 21.4 | 11.5 | 18000 | 13100 | 72.78% | 2.32 | 0 | 12.5 |  |  |  |  | R-454B | 1.5 | Residential & Commercial | VSMSHP | Non-Ducted CEE Tier 2
216032549 | Mini/Multi Split | MRCOOL | HRCU-A-CB-O | DIYHH-12-HP-C-230D25-O |  | Mini-Splits(Non-Ducted) | DIY-12-HP-WMAH-230D25-O |  | 12000 | 23.5 | 10 | 12000 | 11000 | 91.67% | 1.8 | 0 | 12.8 |  |  |  |  | R-454B | 1 | Residential & Commercial | VSMSHP | Non-Ducted CEE Tier 2
216032550 | Mini/Multi Split | MRCOOL | HRCU-A-CB-O | DIYHH-12-HP-C-230D25-O |  | Mini-Splits(Non-Ducted) | DIYCASSETTE12HP-230D25-O |  | 12000 | 22.2 | 10.8 | 12500 | 11500 | 92% | 2.1 | 0 | 12.5 |  |  |  |  | R-454B | 1 | Residential & Commercial | VSMSHP | Non-Ducted CEE Tier 2
216032551 | Mini/Multi Split | MRCOOL | HRCU-A-CB-O | DIYHH-18-HP-C-230D25-O |  | Mini-Splits(Non-Ducted) | DIY-18-HP-WMAH-230D25-O |  | 18000 | 21.2 | 11 | 18000 | 18000 | 100% | 1.99 | 0 | 12.5 |  |  |  |  | R-454B | 1.5 | Residential & Commercial | VSMSHP | Non-Ducted CEE Tier 2
216032552 | Mini/Multi Split | MRCOOL | HRCU-A-CB-O | DIYHH-18-HP-C-230D25-O |  | Mini-Splits(Non-Ducted) | DIYCASSETTE18HP-230D25-O |  | 16700 | 19.8 | 12.2 | 20000 | 17500 | 87.5% | 1.9 | 0 | 12.5 |  |  |  |  | R-454B | 1.3917 | Residential & Commercial | VSMSHP | Non-Ducted CEE Tier 2
216032557 | Mini/Multi Split | MRCOOL | HRCU-A-CB-O | O-HH-09-HP-C-230C-O |  | Mini-Splits(Non-Ducted) | O-09-HP-WMAH-230C-O |  | 9000 | 27.4 | 12.5 | 12000 | 11500 | 95.83% | 1.8 | 0 | 15.4 |  |  |  |  | R-454B | 0.75 | Residential & Commercial | VSMSHP | Non-Ducted CEE Tier 2
216032558 | Mini/Multi Split | MRCOOL | HRCU-A-CB-O | O-HH-09-HP-C-230C-O |  | Mini-Splits(Non-Ducted) | CASSETTE09HP-230C-O |  | 9000 | 22.6 | 12.1 | 10000 | 11000 | 110% | 1.84 | 0 | 14 |  |  |  |  | R-454B | 0.75 | Residential & Commercial | VSMSHP | Non-Ducted CEE Tier 2
216032560 | Mini/Multi Split | MRCOOL | HRCU-A-CB-O | O-HH-12-HP-C-230C-O |  | Mini-Splits(Non-Ducted) | O-12-HP-WMAH-230C-O |  | 12000 | 25.4 | 10.5 | 12000 | 11500 | 95.83% | 1.8 | 0 | 13.4 |  |  |  |  | R-454B | 1 | Residential & Commercial | VSMSHP | Non-Ducted CEE Tier 2
216032561 | Mini/Multi Split | MRCOOL | HRCU-A-CB-O | O-HH-12-HP-C-230C-O |  | Mini-Splits(Non-Ducted) | CASSETTE12HP-230C-O |  | 12000 | 22.2 | 11.6 | 12000 | 11500 | 95.83% | 2 | 0 | 12.5 |  |  |  |  | R-454B | 1 | Residential & Commercial | VSMSHP | Non-Ducted CEE Tier 2
216032563 | Mini/Multi Split | MRCOOL | HRCU-A-CB-O | O-HH-18-HP-C-230C-O |  | Mini-Splits(Non-Ducted) | O-18-HP-WMAH-230C-O |  | 18000 | 21.4 | 11 | 18000 | 18000 | 100% | 1.92 | 0 | 12.5 |  |  |  |  | R-454B | 1.5 | Residential & Commercial | VSMSHP | Non-Ducted CEE Tier 2
216032564 | Mini/Multi Split | MRCOOL | HRCU-A-CB-O | O-HH-18-HP-C-230C-O |  | Mini-Splits(Non-Ducted) | CASSETTE18HP-230C-O |  | 16000 | 20 | 12.3 | 19000 | 17000 | 89.47% | 1.9 | 0 | 12.5 |  |  |  |  | R-454B | 1.3333 | Residential & Commercial | VSMSHP | Non-Ducted CEE Tier 2
216032566 | Mini/Multi Split | MRCOOL | HRCU-A-CB-O | O-HH-24-HP-C-230C-O |  | Mini-Splits(Non-Ducted) | O-24-HP-WMAH-230C-O |  | 24000 | 21 | 13.5 | 29000 | 24200 | 83.45% | 2.34 | 0 | 13 |  |  |  |  | R-454B | 2 | Residential & Commercial | VSMSHP | Non-Ducted CEE Tier 2
216032567 | Mini/Multi Split | MRCOOL | HRCU-A-CB-O | O-HH-24-HP-C-230C-O |  | Mini-Splits(Non-Ducted) | CASSETTE24HP-230C-O |  | 23400 | 20.7 | 11.6 | 25000 | 23800 | 95.2% | 2.23 | 0 | 12 |  |  |  |  | R-454B | 1.95 | Residential & Commercial | VSMSHP | Non-Ducted CEE Tier 2
216032569 | Mini/Multi Split | MRCOOL | HRCU-A-CB-O | O-ES-09-HP-C-230C-O |  | Mini-Splits(Non-Ducted) | O-09-HP-WMAH-230C-O |  | 9000 | 25.8 | 12.5 | 10000 | 8000 | 80% | 2.36 | 0 | 14.9 |  |  |  |  | R-454B | 0.75 | Residential & Commercial | VSMSHP | Non-Ducted CEE Tier 2
216032570 | Mini/Multi Split | MRCOOL | HRCU-A-CB-O | O-ES-09-HP-C-230C-O |  | Mini-Splits(Non-Ducted) | CASSETTE09HP-230C-O |  | 9000 | 21.6 | 11.3 | 10000 | 8300 | 83% | 2.17 | 0 | 14.3 |  |  |  |  | R-454B | 0.75 | Residential & Commercial | VSMSHP | Non-Ducted CEE Tier 2
216032572 | Mini/Multi Split | MRCOOL | HRCU-A-CB-O | O-ES-12-HP-C-230C-O |  | Mini-Splits(Non-Ducted) | O-12-HP-WMAH-230C-O |  | 12000 | 25.5 | 10.6 | 12000 | 8400 | 70% | 2.3 | 0 | 13 |  |  |  |  | R-454B | 1 | Residential & Commercial | VSMSHP | Non-Ducted CEE Tier 2
216032573 | Mini/Multi Split | MRCOOL | HRCU-A-CB-O | O-ES-12-HP-C-230C-O |  | Mini-Splits(Non-Ducted) | CASSETTE12HP-230C-O |  | 12000 | 21.1 | 10.4 | 12000 | 8400 | 70% | 2.4 | 0 | 12.5 |  |  |  |  | R-454B | 1 | Residential & Commercial | VSMSHP | Non-Ducted CEE Tier 2
216032575 | Mini/Multi Split | MRCOOL | HRCU-A-CB-O | O-ES-18-HP-C-230C-O |  | Mini-Splits(Non-Ducted) | O-18-HP-WMAH-230C-O |  | 18000 | 23.5 | 10.8 | 18000 | 12800 | 71.11% | 2.1 | 0 | 12.7 |  |  |  |  | R-454B | 1.5 | Residential & Commercial | VSMSHP | Non-Ducted CEE Tier 2
216032576 | Mini/Multi Split | MRCOOL | HRCU-A-CB-O | O-ES-18-HP-C-230C-O |  | Mini-Splits(Non-Ducted) | CASSETTE18HP-230C-O |  | 16800 | 20.7 | 11.4 | 18000 | 12800 | 71.11% | 2.2 | 0 | 12.5 |  |  |  |  | R-454B | 1.4 | Residential & Commercial | VSMSHP | Non-Ducted CEE Tier 2
216032578 | Mini/Multi Split | MRCOOL | HRCU-A-CB-O | O-ES-24-HP-C-230C-O |  | Mini-Splits(Non-Ducted) | O-24-HP-WMAH-230C-O |  | 24000 | 23 | 11.7 | 25000 | 19600 | 78.4% | 2.54 | 0 | 14 |  |  |  |  | R-454B | 2 | Residential & Commercial | VSMSHP | Non-Ducted CEE Tier 2
216032579 | Mini/Multi Split | MRCOOL | HRCU-A-CB-O | O-ES-24-HP-C-230C-O |  | Mini-Splits(Non-Ducted) | CASSETTE24HP-230C-O |  | 24000 | 22 | 10.5 | 25000 | 18500 | 74% | 2.3 | 0 | 12 |  |  |  |  | R-454B | 2 | Residential & Commercial | VSMSHP | Non-Ducted CEE Tier 2
216032583 | Mini/Multi Split | MRCOOL | HRCU-A-CB-O | A-09-HP-C-230D-O |  | Mini-Splits(Non-Ducted) | A-09-HP-WMAH-230D-O |  | 9000 | 21.2 | 9.1 | 10000 | 7000 | 70% | 2.07 | 0 | 12.6 |  |  |  |  | R-454B | 0.75 | Residential & Commercial | VSMSHP
216032586 | Mini/Multi Split | MRCOOL | HRCU-A-CB-O | A-24-HP-C-230D-O |  | Mini-Splits(Non-Ducted) | A-24-HP-WMAH-230D-O |  | 24000 | 18.7 | 9.3 | 24000 | 17000 | 70.83% | 2.14 | 0 | 10 |  |  |  |  | R-454B | 2 | Residential & Commercial | VSMSHP
216032327 | Mini/Multi Split | ACIQ | HRCU-A-CB-O | ACIQ-09Z-HP230C |  | Mini-Splits(Non-Ducted) | ACIQ-09W-HP230C |  | 9000 | 21.2 | 9.1 | 10000 | 7000 | 70% | 2.07 | 0 | 12.6 |  |  |  |  | R-454B | 0.75 | Residential & Commercial | VSMSHP
216032330 | Mini/Multi Split | ACIQ | HRCU-A-CB-O | ACIQ-24Z-HP230C |  | Mini-Splits(Non-Ducted) | ACIQ-24W-HP230C |  | 24000 | 18.7 | 9.3 | 24000 | 17000 | 70.83% | 2.14 | 0 | 10 |  |  |  |  | R-454B | 2 | Residential & Commercial | VSMSHP
216032333 | Mini/Multi Split | ACIQ | HRCU-A-CB-O | ACIQ-06ZPL-HP230C |  | Mini-Splits(Non-Ducted) | ACIQ-06W-HH-MD |  | 6000 | 25.5 | 14.8 | 7000 | 7700 | 110% | 2.39 | 0 | 18 |  |  |  |  | R-454B | 0.5 | Residential & Commercial | VSMSHP | Non-Ducted CEE Tier 2
216032334 | Mini/Multi Split | ACIQ | HRCU-A-CB-O | ACIQ-09ZPL-HP230C |  | Mini-Splits(Non-Ducted) | ACIQ-09W-HH-MD |  | 9000 | 27.4 | 12.5 | 12000 | 11500 | 95.83% | 1.8 | 0 | 15.4 |  |  |  |  | R-454B | 0.75 | Residential & Commercial | VSMSHP | Non-Ducted CEE Tier 2
216032335 | Mini/Multi Split | ACIQ | HRCU-A-CB-O | ACIQ-12ZPL-HP230C |  | Mini-Splits(Non-Ducted) | ACIQ-12W-HH-MD |  | 12000 | 25.4 | 10.5 | 12000 | 11500 | 95.83% | 1.8 | 0 | 13.4 |  |  |  |  | R-454B | 1 | Residential & Commercial | VSMSHP | Non-Ducted CEE Tier 2
216032336 | Mini/Multi Split | ACIQ | HRCU-A-CB-O | ACIQ-18ZPL-HP230C |  | Mini-Splits(Non-Ducted) | ACIQ-18W-HH-MD |  | 18000 | 21.4 | 11 | 18000 | 18000 | 100% | 1.92 | 0 | 12.5 |  |  |  |  | R-454B | 1.5 | Residential & Commercial | VSMSHP | Non-Ducted CEE Tier 2
216032337 | Mini/Multi Split | ACIQ | HRCU-A-CB-O | ACIQ-24ZPL-HP230C |  | Mini-Splits(Non-Ducted) | ACIQ-24W-HH-MD |  | 24000 | 21 | 13.5 | 29000 | 24200 | 83.45% | 2.34 | 0 | 13 |  |  |  |  | R-454B | 2 | Residential & Commercial | VSMSHP | Non-Ducted CEE Tier 2
216032338 | Mini/Multi Split | ACIQ | HRCU-A-CB-O | ACIQ-09ZPL-HP230C |  | Mini-Splits(Non-Ducted) | ACIQ-09CC-HH-MC |  | 9000 | 22.6 | 12.1 | 10000 | 11000 | 110% | 1.84 | 0 | 14 |  |  |  |  | R-454B | 0.75 | Residential & Commercial | VSMSHP | Non-Ducted CEE Tier 2
216032339 | Mini/Multi Split | ACIQ | HRCU-A-CB-O | ACIQ-12ZPL-HP230C |  | Mini-Splits(Non-Ducted) | ACIQ-12CC-HH-MC |  | 12000 | 22.2 | 11.6 | 12000 | 11500 | 95.83% | 2 | 0 | 12.5 |  |  |  |  | R-454B | 1 | Residential & Commercial | VSMSHP | Non-Ducted CEE Tier 2
216032340 | Mini/Multi Split | ACIQ | HRCU-A-CB-O | ACIQ-18ZPL-HP230C |  | Mini-Splits(Non-Ducted) | ACIQ-18CC-HH-MC |  | 16000 | 20 | 12.3 | 19000 | 17000 | 89.47% | 1.9 | 0 | 12.5 |  |  |  |  | R-454B | 1.3333 | Residential & Commercial | VSMSHP | Non-Ducted CEE Tier 2
216032341 | Mini/Multi Split | ACIQ | HRCU-A-CB-O | ACIQ-24ZPL-HP230C |  | Mini-Splits(Non-Ducted) | ACIQ-24CC-HH-MC |  | 23400 | 20.7 | 11.6 | 25000 | 23800 | 95.2% | 2.23 | 0 | 12 |  |  |  |  | R-454B | 1.95 | Residential & Commercial | VSMSHP | Non-Ducted CEE Tier 2
216032342 | Mini/Multi Split | ACIQ | HRCU-A-CB-O | ACIQ-36ZPL-HP230C |  | Mini-Splits(Non-Ducted) | ACIQ-36CC-HH-MC |  | 36600 | 21.2 | 10.6 | 37000 | 37000 | 100% | 1.95 | 0 | 12 |  |  |  |  | R-454B | 3.05 | Residential & Commercial | VSMSHP | Non-Ducted CEE Tier 2
216032351 | Mini/Multi Split | ACIQ | HRCU-A-CB-O | ACIQ-09ZPL-HP230C |  | Mini-Splits(Non-Ducted) | ACIQ-09FM-HH-MD |  | 9000 | 27.2 | 10.9 | 9000 | 11300 | 125.6% | 1.84 | 0 | 15.1 |  |  |  |  | R-454B | 0.75 | Residential & Commercial | VSMSHP | Non-Ducted CEE Tier 2
216032352 | Mini/Multi Split | ACIQ | HRCU-A-CB-O | ACIQ-12ZPL-HP230C |  | Mini-Splits(Non-Ducted) | ACIQ-12FM-HH-MD |  | 12000 | 25 | 10.5 | 12000 | 11300 | 94.17% | 1.88 | 0 | 12.5 |  |  |  |  | R-454B | 1 | Residential & Commercial | VSMSHP | Non-Ducted CEE Tier 2
216032353 | Mini/Multi Split | ACIQ | HRCU-A-CB-O | ACIQ-18ZPL-HP230C |  | Mini-Splits(Non-Ducted) | ACIQ-18FM-HH-MD |  | 17000 | 20.4 | 10.3 | 19000 | 17000 | 89.47% | 1.86 | 0 | 12.5 |  |  |  |  | R-454B | 1.4167 | Residential & Commercial | VSMSHP | Non-Ducted CEE Tier 2
216032354 | Mini/Multi Split | ACIQ | HRCU-A-CB-O | ACIQ-24ZPL-HP230C |  | Mini-Splits(Non-Ducted) | ACIQ-24FM-HH-MD |  | 22000 | 20.4 | 12.1 | 26000 | 24200 | 93.08% | 2.16 | 0 | 12 |  |  |  |  | R-454B | 1.8333 | Residential & Commercial | VSMSHP | Non-Ducted CEE Tier 2
216032355 | Mini/Multi Split | ACIQ | HRCU-A-CB-O | ACIQ-36ZPL-HP230C |  | Mini-Splits(Non-Ducted) | ACIQ-36FM-HH-MD |  | 36400 | 20 | 10.8 | 38000 | 39500 | 103.9% | 2.02 | 0 | 12 |  |  |  |  | R-454B | 3.0333 | Residential & Commercial | VSMSHP | Non-Ducted CEE Tier 2
216032356 | Mini/Multi Split | ACIQ | HRCU-A-CB-O | ACIQ-48ZPL-HP230C |  | Mini-Splits(Non-Ducted) | ACIQ-48FM-HH-MD |  | 48000 | 18.5 | 10.1 | 52000 | 47000 | 90.38% | 1.83 | 0 | 9.4 |  |  |  |  | R-454B | 4 | Residential & Commercial | VSMSHP | Non-Ducted CEE Tier 2
216032357 | Mini/Multi Split | ACIQ | HRCU-A-CB-O | ACIQ-60ZPL-HP230C |  | Mini-Splits(Non-Ducted) | ACIQ-60FM-HH-MD |  | 54000 | 18 | 10.7 | 60000 | 54000 | 90% | 1.91 | 0 | 9 |  |  |  |  | R-454B | 4.5 | Residential & Commercial | VSMSHP | Non-Ducted CEE Tier 2
216032358 | Mini/Multi Split | ACIQ | HRCU-A-CB-O | ACIQ-06ZPL-HP230C |  | Mini-Splits(Non-Ducted) | SCC-0609-HH-MB |  | 6500 | 22 | 12 | 7400 | 8100 | 109.5% | 2.4 | 0 | 15 |  |  |  |  | R-454B | 0.54167 | Residential & Commercial | VSMSHP | Non-Ducted CEE Tier 2
216032359 | Mini/Multi Split | ACIQ | HRCU-A-CB-O | ACIQ-09ZPL-HP230C |  | Mini-Splits(Non-Ducted) | SCC-0609-HH-MB |  | 9000 | 24 | 12.1 | 10900 | 10600 | 97.25% | 1.83 | 0 | 14.6 |  |  |  |  | R-454B | 0.75 | Residential & Commercial | VSMSHP | Non-Ducted CEE Tier 2
216032360 | Mini/Multi Split | ACIQ | HRCU-A-CB-O | ACIQ-18ZPL-HP230C |  | Mini-Splits(Non-Ducted) | SCC-1218-HH-MB |  | 16700 | 20.6 | 12.2 | 20000 | 17500 | 87.5% | 1.89 | 0 | 12.5 |  |  |  |  | R-454B | 1.3917 | Residential & Commercial | VSMSHP | Non-Ducted CEE Tier 2
216032261 | Mini/Multi Split | 1HVAC | HRCU-A-CB-O | ACIQ-09Z-HP230C |  | Mini-Splits(Non-Ducted) | ACIQ-09W-HP230C |  | 9000 | 21.2 | 9.1 | 10000 | 7000 | 70% | 2.07 | 0 | 12.6 |  |  |  |  | R-454B | 0.75 | Residential & Commercial | VSMSHP
216032264 | Mini/Multi Split | 1HVAC | HRCU-A-CB-O | ACIQ-24Z-HP230C |  | Mini-Splits(Non-Ducted) | ACIQ-24W-HP230C |  | 24000 | 18.7 | 9.3 | 24000 | 17000 | 70.83% | 2.14 | 0 | 10 |  |  |  |  | R-454B | 2 | Residential & Commercial | VSMSHP
216032267 | Mini/Multi Split | 1HVAC | HRCU-A-CB-O | ACIQ-06ZPL-HP230C |  | Mini-Splits(Non-Ducted) | ACIQ-06W-HH-MD |  | 6000 | 25.5 | 14.8 | 7000 | 7700 | 110% | 2.39 | 0 | 18 |  |  |  |  | R-454B | 0.5 | Residential & Commercial | VSMSHP | Non-Ducted CEE Tier 2
216032268 | Mini/Multi Split | 1HVAC | HRCU-A-CB-O | ACIQ-09ZPL-HP230C |  | Mini-Splits(Non-Ducted) | ACIQ-09W-HH-MD |  | 9000 | 27.4 | 12.5 | 12000 | 11500 | 95.83% | 1.8 | 0 | 15.4 |  |  |  |  | R-454B | 0.75 | Residential & Commercial | VSMSHP | Non-Ducted CEE Tier 2
216032269 | Mini/Multi Split | 1HVAC | HRCU-A-CB-O | ACIQ-12ZPL-HP230C |  | Mini-Splits(Non-Ducted) | ACIQ-12W-HH-MD |  | 12000 | 25.4 | 10.5 | 12000 | 11500 | 95.83% | 1.8 | 0 | 13.4 |  |  |  |  | R-454B | 1 | Residential & Commercial | VSMSHP | Non-Ducted CEE Tier 2
216032270 | Mini/Multi Split | 1HVAC | HRCU-A-CB-O | ACIQ-18ZPL-HP230C |  | Mini-Splits(Non-Ducted) | ACIQ-18W-HH-MD |  | 18000 | 21.4 | 11 | 18000 | 18000 | 100% | 1.92 | 0 | 12.5 |  |  |  |  | R-454B | 1.5 | Residential & Commercial | VSMSHP | Non-Ducted CEE Tier 2
216032271 | Mini/Multi Split | 1HVAC | HRCU-A-CB-O | ACIQ-24ZPL-HP230C |  | Mini-Splits(Non-Ducted) | ACIQ-24W-HH-MD |  | 24000 | 21 | 13.5 | 29000 | 24200 | 83.45% | 2.34 | 0 | 13 |  |  |  |  | R-454B | 2 | Residential & Commercial | VSMSHP | Non-Ducted CEE Tier 2
216032272 | Mini/Multi Split | 1HVAC | HRCU-A-CB-O | ACIQ-09ZPL-HP230C |  | Mini-Splits(Non-Ducted) | ACIQ-09CC-HH-MC |  | 9000 | 22.6 | 12.1 | 10000 | 11000 | 110% | 1.84 | 0 | 14 |  |  |  |  | R-454B | 0.75 | Residential & Commercial | VSMSHP | Non-Ducted CEE Tier 2
216032273 | Mini/Multi Split | 1HVAC | HRCU-A-CB-O | ACIQ-12ZPL-HP230C |  | Mini-Splits(Non-Ducted) | ACIQ-12CC-HH-MC |  | 12000 | 22.2 | 11.6 | 12000 | 11500 | 95.83% | 2 | 0 | 12.5 |  |  |  |  | R-454B | 1 | Residential & Commercial | VSMSHP | Non-Ducted CEE Tier 2
216032274 | Mini/Multi Split | 1HVAC | HRCU-A-CB-O | ACIQ-18ZPL-HP230C |  | Mini-Splits(Non-Ducted) | ACIQ-18CC-HH-MC |  | 16000 | 20 | 12.3 | 19000 | 17000 | 89.47% | 1.9 | 0 | 12.5 |  |  |  |  | R-454B | 1.3333 | Residential & Commercial | VSMSHP | Non-Ducted CEE Tier 2
216032275 | Mini/Multi Split | 1HVAC | HRCU-A-CB-O | ACIQ-24ZPL-HP230C |  | Mini-Splits(Non-Ducted) | ACIQ-24CC-HH-MC |  | 23400 | 20.7 | 11.6 | 25000 | 23800 | 95.2% | 2.23 | 0 | 12 |  |  |  |  | R-454B | 1.95 | Residential & Commercial | VSMSHP | Non-Ducted CEE Tier 2
216032276 | Mini/Multi Split | 1HVAC | HRCU-A-CB-O | ACIQ-36ZPL-HP230C |  | Mini-Splits(Non-Ducted) | ACIQ-36CC-HH-MC |  | 36600 | 21.2 | 10.6 | 37000 | 37000 | 100% | 1.95 | 0 | 12 |  |  |  |  | R-454B | 3.05 | Residential & Commercial | VSMSHP | Non-Ducted CEE Tier 2
216032285 | Mini/Multi Split | 1HVAC | HRCU-A-CB-O | ACIQ-09ZPL-HP230C |  | Mini-Splits(Non-Ducted) | ACIQ-09FM-HH-MD |  | 9000 | 27.2 | 10.9 | 9000 | 11300 | 125.6% | 1.84 | 0 | 15.1 |  |  |  |  | R-454B | 0.75 | Residential & Commercial | VSMSHP | Non-Ducted CEE Tier 2
216032286 | Mini/Multi Split | 1HVAC | HRCU-A-CB-O | ACIQ-12ZPL-HP230C |  | Mini-Splits(Non-Ducted) | ACIQ-12FM-HH-MD |  | 12000 | 25 | 10.5 | 12000 | 11300 | 94.17% | 1.88 | 0 | 12.5 |  |  |  |  | R-454B | 1 | Residential & Commercial | VSMSHP | Non-Ducted CEE Tier 2
216032287 | Mini/Multi Split | 1HVAC | HRCU-A-CB-O | ACIQ-18ZPL-HP230C |  | Mini-Splits(Non-Ducted) | ACIQ-18FM-HH-MD |  | 17000 | 20.4 | 10.3 | 19000 | 17000 | 89.47% | 1.86 | 0 | 12.5 |  |  |  |  | R-454B | 1.4167 | Residential & Commercial | VSMSHP | Non-Ducted CEE Tier 2
216032288 | Mini/Multi Split | 1HVAC | HRCU-A-CB-O | ACIQ-24ZPL-HP230C |  | Mini-Splits(Non-Ducted) | ACIQ-24FM-HH-MD |  | 22000 | 20.4 | 12.1 | 26000 | 24200 | 93.08% | 2.16 | 0 | 12 |  |  |  |  | R-454B | 1.8333 | Residential & Commercial | VSMSHP | Non-Ducted CEE Tier 2
216032289 | Mini/Multi Split | 1HVAC | HRCU-A-CB-O | ACIQ-36ZPL-HP230C |  | Mini-Splits(Non-Ducted) | ACIQ-36FM-HH-MD |  | 36400 | 20 | 10.8 | 38000 | 39500 | 103.9% | 2.02 | 0 | 12 |  |  |  |  | R-454B | 3.0333 | Residential & Commercial | VSMSHP | Non-Ducted CEE Tier 2
216032290 | Mini/Multi Split | 1HVAC | HRCU-A-CB-O | ACIQ-48ZPL-HP230C |  | Mini-Splits(Non-Ducted) | ACIQ-48FM-HH-MD |  | 48000 | 18.5 | 10.1 | 52000 | 47000 | 90.38% | 1.83 | 0 | 9.4 |  |  |  |  | R-454B | 4 | Residential & Commercial | VSMSHP | Non-Ducted CEE Tier 2
216032291 | Mini/Multi Split | 1HVAC | HRCU-A-CB-O | ACIQ-60ZPL-HP230C |  | Mini-Splits(Non-Ducted) | ACIQ-60FM-HH-MD |  | 54000 | 18 | 10.7 | 60000 | 54000 | 90% | 1.91 | 0 | 9 |  |  |  |  | R-454B | 4.5 | Residential & Commercial | VSMSHP | Non-Ducted CEE Tier 2
216032292 | Mini/Multi Split | 1HVAC | HRCU-A-CB-O | ACIQ-06ZPL-HP230C |  | Mini-Splits(Non-Ducted) | SCC-0609-HH-MB |  | 6500 | 22 | 12 | 7400 | 8100 | 109.5% | 2.4 | 0 | 15 |  |  |  |  | R-454B | 0.54167 | Residential & Commercial | VSMSHP | Non-Ducted CEE Tier 2
216032293 | Mini/Multi Split | 1HVAC | HRCU-A-CB-O | ACIQ-09ZPL-HP230C |  | Mini-Splits(Non-Ducted) | SCC-0609-HH-MB |  | 9000 | 24 | 12.1 | 10900 | 10600 | 97.25% | 1.83 | 0 | 14.6 |  |  |  |  | R-454B | 0.75 | Residential & Commercial | VSMSHP | Non-Ducted CEE Tier 2
216032294 | Mini/Multi Split | 1HVAC | HRCU-A-CB-O | ACIQ-18ZPL-HP230C |  | Mini-Splits(Non-Ducted) | SCC-1218-HH-MB |  | 16700 | 20.6 | 12.2 | 20000 | 17500 | 87.5% | 1.89 | 0 | 12.5 |  |  |  |  | R-454B | 1.3917 | Residential & Commercial | VSMSHP | Non-Ducted CEE Tier 2
216030254 | Mini/Multi Split | HISENSE | HRCU-A-CB-O | AO-18U3R25SS |  | Mini-Splits(Non-Ducted) | AS-18U3RDL25SS |  | 18000 | 20 | 9.8 | 18000 | 13700 | 76.11% | 2.5 | 0 | 11.95 |  |  |  |  | R-32 | 1.5 | Residential & Commercial | VSMSHP | Non-Ducted CEE Tier 2
216021098 | Mini/Multi Split | MDV | HRCU-A-CB-O | MOX430-18HFPN10-M1X |  | Mini-Splits(Non-Ducted) | MSAB3E-18HRFPN10-M1 |  | 18000 | 21.2 | 11 | 18000 | 18000 | 100% | 1.99 | 0 | 12.5 |  |  |  |  | R-454B | 1.5 | Residential & Commercial | VSMSHP | Non-Ducted CEE Tier 2
216021099 | Mini/Multi Split | MDV | HRCU-A-CB-O | MOX330-12HFPN10-M1X |  | Mini-Splits(Non-Ducted) | MSAB3B-12HRFPN10-M1 |  | 12000 | 23.5 | 10 | 12000 | 11000 | 91.67% | 1.8 | 0 | 12.8 |  |  |  |  | R-454B | 1 | Residential & Commercial | VSMSHP | Non-Ducted CEE Tier 2
216021104 | Mini/Multi Split | MDV | HRCU-A-CB-O | MOX230-09HFPN10-B1 |  | Mini-Splits(Non-Ducted) | MSAB3B-09HRFPN10-B1 |  | 9000 | 23.6 | 11.5 | 10000 | 7300 | 73% | 2.17 | 0 | 14 |  |  |  |  | R-454B | 0.75 | Residential & Commercial | VSMSHP | Non-Ducted CEE Tier 2
216021105 | Mini/Multi Split | MDV | HRCU-A-CB-O | MOX230-12HFPN10-B1 |  | Mini-Splits(Non-Ducted) | MSAB3B-12HRFPN10-B1 |  | 12000 | 23.5 | 10.2 | 12000 | 8400 | 70% | 2.08 | 0 | 12.5 |  |  |  |  | R-454B | 1 | Residential & Commercial | VSMSHP | Non-Ducted CEE Tier 2
216021106 | Mini/Multi Split | MDV | HRCU-A-CB-O | MOX430-18HFPN10-M1 |  | Mini-Splits(Non-Ducted) | MSAB3E-18HRFPN10-M1 |  | 18000 | 22.5 | 11.5 | 18000 | 12800 | 71.11% | 2.44 | 0 | 13.7 |  |  |  |  | R-454B | 1.5 | Residential & Commercial | VSMSHP | Non-Ducted CEE Tier 2
216021086 | Mini/Multi Split | MDV | HRCU-A-CB-O | MOX330-12HFPN10-M1X |  | Mini-Splits(Non-Ducted) | MCBM-12HRFPN10-M1 |  | 12000 | 22.2 | 10.8 | 12500 | 11500 | 92% | 2.1 | 0 | 12.5 |  |  |  |  | R-454B | 1 | Residential & Commercial | VSMSHP | Non-Ducted CEE Tier 2
216021087 | Mini/Multi Split | MDV | HRCU-A-CB-O | MOX430-18HFPN10-M1X |  | Mini-Splits(Non-Ducted) | MCB-18HRFPN10-M1 |  | 16700 | 19.8 | 12.2 | 20000 | 17500 | 87.5% | 1.9 | 0 | 12.5 |  |  |  |  | R-454B | 1.3917 | Residential & Commercial | VSMSHP | Non-Ducted CEE Tier 2
216021088 | Mini/Multi Split | MDV | HRCU-A-CB-O | MOX430-18HFPN10-M1 |  | Mini-Splits(Non-Ducted) | MCB-18HRFPN10-M1 |  | 18000 | 21.4 | 11.5 | 18000 | 13100 | 72.78% | 2.32 | 0 | 12.5 |  |  |  |  | R-454B | 1.5 | Residential & Commercial | VSMSHP | Non-Ducted CEE Tier 2
216030790 | Mini/Multi Split | TOSOT | HRCU-A-CB-O | TW09HP32A2DOC |  | Mini-Splits(Non-Ducted) | TW09HP32A2DIC |  | 9100 | 26 | 10.4 | 10500 | 9500 | 90.48% | 1.88 | 0 | 15 |  |  |  |  | R-32 | 0.75833 | Residential & Commercial | VSMSHP | Non-Ducted CEE Tier 2
216030791 | Mini/Multi Split | TOSOT | HRCU-A-CB-O | TWH09AT19A6AO |  | Mini-Splits(Non-Ducted) | TWH09AT19A6AI |  | 9100 | 20.5 | 8.8 | 10000 | 7600 | 76% | 1.86 | 0 | 11.9 |  |  |  |  | R-32 | 0.75833 | Residential & Commercial | VSMSHP
216030792 | Mini/Multi Split | TOSOT | HRCU-A-CB-O | TW09HC32A5AOC |  | Mini-Splits(Non-Ducted) | TW09HC32A5AIC |  | 9100 | 20.5 | 8.8 | 10000 | 7600 | 76% | 1.86 | 0 | 11.9 |  |  |  |  | R-32 | 0.75833 | Residential & Commercial | VSMSHP
216030793 | Mini/Multi Split | TOSOT | HRCU-A-CB-O | TWH09AT19D6DO |  | Mini-Splits(Non-Ducted) | TWH09AT19D6DI |  | 9100 | 20.5 | 8.8 | 10000 | 7600 | 76% | 1.94 | 0 | 12.5 |  |  |  |  | R-32 | 0.75833 | Residential & Commercial | VSMSHP
216030794 | Mini/Multi Split | TOSOT | HRCU-A-CB-O | TW09HC32A5DOC |  | Mini-Splits(Non-Ducted) | TW09HC32A5DIC |  | 9100 | 20.5 | 8.8 | 10000 | 7600 | 76% | 1.94 | 0 | 12.5 |  |  |  |  | R-32 | 0.75833 | Residential & Commercial | VSMSHP
216030795 | Mini/Multi Split | TOSOT | HRCU-A-CB-O | TWH09AG25A6AO |  | Mini-Splits(Non-Ducted) | TWH09AG25A6AI |  | 9100 | 27 | 10.5 | 10000 | 9500 | 95% | 1.83 | 0 | 15 |  |  |  |  | R-32 | 0.75833 | Residential & Commercial | VSMSHP | Non-Ducted CEE Tier 2
216030796 | Mini/Multi Split | TOSOT | HRCU-A-CB-O | TWH09AG25D6DO |  | Mini-Splits(Non-Ducted) | TWH09AG25D6DI |  | 9100 | 26 | 10.4 | 10500 | 9500 | 90.48% | 1.88 | 0 | 15 |  |  |  |  | R-32 | 0.75833 | Residential & Commercial | VSMSHP | Non-Ducted CEE Tier 2
216030797 | Mini/Multi Split | TOSOT | HRCU-A-CB-O | TW09HAY32A1DOC |  | Mini-Splits(Non-Ducted) | TW09HAY32A1DIC |  | 9100 | 30 | 11.2 | 10600 | 11500 | 108.5% | 2.11 | 0 | 16.8 |  |  |  |  | R-32 | 0.75833 | Residential & Commercial | VSMSHP | Non-Ducted CEE Tier 2
216030798 | Mini/Multi Split | TOSOT | HRCU-A-CB-O | TW12HP32A2DOC |  | Mini-Splits(Non-Ducted) | TW12HP32A2DIC |  | 12000 | 24.5 | 9.5 | 12000 | 11000 | 91.67% | 1.95 | 0 | 13 |  |  |  |  | R-32 | 1 | Residential & Commercial | VSMSHP | Non-Ducted CEE Tier 2
216030799 | Mini/Multi Split | TOSOT | HRCU-A-CB-O | TWH12AT19A6AO |  | Mini-Splits(Non-Ducted) | TWH12AT19A6AI |  | 12000 | 19 | 8.5 | 12000 | 8500 | 70.83% | 1.8 | 0 | 9.3 |  |  |  |  | R-32 | 1 | Residential & Commercial | VSMSHP
216030800 | Mini/Multi Split | TOSOT | HRCU-A-CB-O | TW12HC32A5AOC |  | Mini-Splits(Non-Ducted) | TW12HC32A5AIC |  | 12000 | 19 | 8.5 | 12000 | 8500 | 70.83% | 1.8 | 0 | 9.3 |  |  |  |  | R-32 | 1 | Residential & Commercial | VSMSHP
216030801 | Mini/Multi Split | TOSOT | HRCU-A-CB-O | TWH12AT19D6DO |  | Mini-Splits(Non-Ducted) | TWH12AT19D6DI |  | 12000 | 19 | 8.5 | 12000 | 9100 | 75.83% | 1.8 | 0 | 9.75 |  |  |  |  | R-32 | 1 | Residential & Commercial | VSMSHP
216030802 | Mini/Multi Split | TOSOT | HRCU-A-CB-O | TW12HC32A5DOC |  | Mini-Splits(Non-Ducted) | TW12HC32A5DIC |  | 12000 | 19 | 8.5 | 12000 | 9100 | 75.83% | 1.8 | 0 | 9.75 |  |  |  |  | R-32 | 1 | Residential & Commercial | VSMSHP
216030803 | Mini/Multi Split | TOSOT | HRCU-A-CB-O | TWH12AG25A6AO |  | Mini-Splits(Non-Ducted) | TWH12AG25A6AI |  | 12000 | 24.5 | 9.5 | 12000 | 9500 | 79.17% | 1.95 | 0 | 13 |  |  |  |  | R-32 | 1 | Residential & Commercial | VSMSHP | Non-Ducted CEE Tier 2
216030804 | Mini/Multi Split | TOSOT | HRCU-A-CB-O | TWH12AG25D6DO |  | Mini-Splits(Non-Ducted) | TWH12AG25D6DI |  | 12000 | 24.5 | 9.5 | 12000 | 11000 | 91.67% | 1.95 | 0 | 13 |  |  |  |  | R-32 | 1 | Residential & Commercial | VSMSHP | Non-Ducted CEE Tier 2
216030805 | Mini/Multi Split | TOSOT | HRCU-A-CB-O | TW12HAY32A1DOC |  | Mini-Splits(Non-Ducted) | TW12HAY32A1DIC |  | 12000 | 28 | 10 | 12200 | 12200 | 100% | 2 | 0 | 15.2 |  |  |  |  | R-32 | 1 | Residential & Commercial | VSMSHP | Non-Ducted CEE Tier 2
216030806 | Mini/Multi Split | TOSOT | HRCU-A-CB-O | TW18HP32A2DOC |  | Mini-Splits(Non-Ducted) | TW18HP32A2DIC |  | 18000 | 24.5 | 9 | 18000 | 14600 | 81.11% | 1.9 | 0 | 13.65 |  |  |  |  | R-32 | 1.5 | Residential & Commercial | VSMSHP
216030809 | Mini/Multi Split | TOSOT | HRCU-A-CB-O | TWH18AG25D6DO |  | Mini-Splits(Non-Ducted) | TWH18AG25D6DI |  | 18000 | 24.5 | 9 | 18000 | 14600 | 81.11% | 1.9 | 0 | 13.65 |  |  |  |  | R-32 | 1.5 | Residential & Commercial | VSMSHP
216030810 | Mini/Multi Split | TOSOT | HRCU-A-CB-O | TW18HAY32A1DOC |  | Mini-Splits(Non-Ducted) | TW18HAY32A1DIC |  | 18000 | 27.5 | 10 | 18600 | 18000 | 96.77% | 1.8 | 0 | 14.3 |  |  |  |  | R-32 | 1.5 | Residential & Commercial | VSMSHP | Non-Ducted CEE Tier 2
216030813 | Mini/Multi Split | TOSOT | HRCU-A-CB-O | TW24HC32A5DOC |  | Mini-Splits(Non-Ducted) | TW24HC32A5DIC |  | 24000 | 19 | 8.5 | 24000 | 16800 | 70% | 1.81 | 0 | 11.9 |  |  |  |  | R-32 | 2 | Residential & Commercial | VSMSHP
216030814 | Mini/Multi Split | TOSOT | HRCU-A-CB-O | TW24HAY32A1DOC |  | Mini-Splits(Non-Ducted) | TW24HAY32A1DIC |  | 22000 | 27 | 10 | 24000 | 24000 | 100% | 1.8 | 0 | 13.95 |  |  |  |  | R-32 | 1.8333 | Residential & Commercial | VSMSHP | Non-Ducted CEE Tier 2
216031021 | Mini/Multi Split | MOOVAIR | HRCU-A-CB-O | MSHEA09C2AN1 |  | Mini-Splits(Non-Ducted) | MWHEA09C2AN1 |  | 9000 | 25.8 | 12.5 | 10000 | 8000 | 80% | 2.36 | 0 | 14.9 |  |  |  |  | R-454B | 0.75 | Residential & Commercial | VSMSHP | Non-Ducted CEE Tier 2
216031022 | Mini/Multi Split | MOOVAIR | HRCU-A-CB-O | MSHEA12C2AN1 |  | Mini-Splits(Non-Ducted) | MWHEA12C2AN1 |  | 12000 | 25.5 | 10.6 | 12000 | 8400 | 70% | 2.3 | 0 | 13 |  |  |  |  | R-454B | 1 | Residential & Commercial | VSMSHP | Non-Ducted CEE Tier 2
216031024 | Mini/Multi Split | MOOVAIR | HRCU-A-CB-O | MSHEA18C2AN1 |  | Mini-Splits(Non-Ducted) | MWHEA18C2AN1 |  | 18000 | 23.5 | 10.8 | 18000 | 12800 | 71.11% | 2.1 | 0 | 12.7 |  |  |  |  | R-454B | 1.5 | Residential & Commercial | VSMSHP | Non-Ducted CEE Tier 2
216031025 | Mini/Multi Split | MOOVAIR | HRCU-A-CB-O | MSHEA24C2AN1 |  | Mini-Splits(Non-Ducted) | MWHEA24C2AN1 |  | 24000 | 23 | 11.7 | 25000 | 19600 | 78.4% | 2.54 | 0 | 14 |  |  |  |  | R-454B | 2 | Residential & Commercial | VSMSHP | Non-Ducted CEE Tier 2
216031027 | Mini/Multi Split | MOOVAIR | HRCU-A-CB-O | MSHMA09C2AN1 |  | Mini-Splits(Non-Ducted) | MWHMA09C2AS1 |  | 9000 | 27.4 | 12.5 | 12000 | 11500 | 95.83% | 1.8 | 0 | 15.4 |  |  |  |  | R-454B | 0.75 | Residential & Commercial | VSMSHP | Non-Ducted CEE Tier 2
216031028 | Mini/Multi Split | MOOVAIR | HRCU-A-CB-O | MSHMA12C2AN1 |  | Mini-Splits(Non-Ducted) | MWHMA12C2AS1 |  | 12000 | 25.4 | 10.5 | 12000 | 11500 | 95.83% | 1.8 | 0 | 13.4 |  |  |  |  | R-454B | 1 | Residential & Commercial | VSMSHP | Non-Ducted CEE Tier 2
216031030 | Mini/Multi Split | MOOVAIR | HRCU-A-CB-O | MSHMA18C2AN1 |  | Mini-Splits(Non-Ducted) | MWHMA18C2AS1 |  | 18000 | 21.4 | 11 | 18000 | 18000 | 100% | 1.92 | 0 | 12.5 |  |  |  |  | R-454B | 1.5 | Residential & Commercial | VSMSHP | Non-Ducted CEE Tier 2
216031031 | Mini/Multi Split | MOOVAIR | HRCU-A-CB-O | MSHMA24C2AN1 |  | Mini-Splits(Non-Ducted) | MWHMA24C2AS1 |  | 24000 | 21 | 13.5 | 29000 | 24200 | 83.45% | 2.34 | 0 | 13 |  |  |  |  | R-454B | 2 | Residential & Commercial | VSMSHP | Non-Ducted CEE Tier 2
216031032 | Mini/Multi Split | MOOVAIR | HRCU-A-CB-O | MSHMA33C2AN1 |  | Mini-Splits(Non-Ducted) | MWHMA33C2AS1 |  | 33000 | 19.5 | 10.5 | 36000 | 35000 | 97.22% | 1.98 | 0 | 12 |  |  |  |  | R-454B | 2.75 | Residential & Commercial | VSMSHP | Non-Ducted CEE Tier 2
216031033 | Mini/Multi Split | MOOVAIR | HRCU-A-CB-O | MSHHA18C2AN1 |  | Mini-Splits(Non-Ducted) | MWHHA18C2AS1 |  | 18000 | 25.6 | 16.2 | 20000 | 22600 | 113% | 2.34 | 0 | 15 |  |  |  |  | R-454B | 1.5 | Residential & Commercial | VSMSHP | Non-Ducted CEE Tier 2
216031034 | Mini/Multi Split | MOOVAIR | HRCU-A-CB-O | MSHEA09C2AN1 |  | Mini-Splits(Non-Ducted) | GKHRA09C2AS1 |  | 9000 | 21.6 | 11.3 | 10000 | 8300 | 83% | 2.17 | 0 | 14.3 |  |  |  |  | R-454B | 0.75 | Residential & Commercial | VSMSHP | Non-Ducted CEE Tier 2
216031035 | Mini/Multi Split | MOOVAIR | HRCU-A-CB-O | MSHEA12C2AN1 |  | Mini-Splits(Non-Ducted) | GKHRA12C2AS1 |  | 12000 | 21.1 | 10.4 | 12000 | 8400 | 70% | 2.4 | 0 | 12.5 |  |  |  |  | R-454B | 1 | Residential & Commercial | VSMSHP | Non-Ducted CEE Tier 2
216031036 | Mini/Multi Split | MOOVAIR | HRCU-A-CB-O | MSHEA18C2AN1 |  | Mini-Splits(Non-Ducted) | GKHRA18C2AS1 |  | 16800 | 20.7 | 11.4 | 18000 | 12800 | 71.11% | 2.2 | 0 | 12.5 |  |  |  |  | R-454B | 1.4 | Residential & Commercial | VSMSHP | Non-Ducted CEE Tier 2
216031037 | Mini/Multi Split | MOOVAIR | HRCU-A-CB-O | MSHEA24C2AN1 |  | Mini-Splits(Non-Ducted) | GQHRA24C2AS1 |  | 24000 | 22 | 10.5 | 25000 | 18500 | 74% | 2.3 | 0 | 12 |  |  |  |  | R-454B | 2 | Residential & Commercial | VSMSHP | Non-Ducted CEE Tier 2
216031038 | Mini/Multi Split | MOOVAIR | HRCU-A-CB-O | MSHMA09C2AN1 |  | Mini-Splits(Non-Ducted) | GKHRA09C2AS1 |  | 9000 | 22.6 | 12.1 | 10000 | 11000 | 110% | 1.84 | 0 | 14 |  |  |  |  | R-454B | 0.75 | Residential & Commercial | VSMSHP | Non-Ducted CEE Tier 2
216031039 | Mini/Multi Split | MOOVAIR | HRCU-A-CB-O | MSHMA12C2AN1 |  | Mini-Splits(Non-Ducted) | GKHRA12C2AS1 |  | 12000 | 22.2 | 11.6 | 12000 | 11500 | 95.83% | 2 | 0 | 12.5 |  |  |  |  | R-454B | 1 | Residential & Commercial | VSMSHP | Non-Ducted CEE Tier 2
216031040 | Mini/Multi Split | MOOVAIR | HRCU-A-CB-O | MSHMA18C2AN1 |  | Mini-Splits(Non-Ducted) | GKHRA18C2AS1 |  | 16000 | 20 | 12.3 | 19000 | 17000 | 89.47% | 1.9 | 0 | 12.5 |  |  |  |  | R-454B | 1.3333 | Residential & Commercial | VSMSHP | Non-Ducted CEE Tier 2
216031041 | Mini/Multi Split | MOOVAIR | HRCU-A-CB-O | MSHMA24C2AN1 |  | Mini-Splits(Non-Ducted) | GQHRA24C2AS1 |  | 23400 | 20.7 | 11.6 | 25000 | 23800 | 95.2% | 2.23 | 0 | 12 |  |  |  |  | R-454B | 1.95 | Residential & Commercial | VSMSHP | Non-Ducted CEE Tier 2
216031043 | Mini/Multi Split | MOOVAIR | HRCU-A-CB-O | MSHEA18C2AN1 |  | Mini-Splits(Non-Ducted) | GOHRA18C2AS1 |  | 18000 | 22.2 | 12.2 | 18000 | 13100 | 72.78% | 2.24 | 0 | 12.5 |  |  |  |  | R-454B | 1.5 | Residential & Commercial | VSMSHP | Non-Ducted CEE Tier 2
216031045 | Mini/Multi Split | MOOVAIR | HRCU-A-CB-O | MSHMA18C2AN1 |  | Mini-Splits(Non-Ducted) | GOHRA18C2AS1 |  | 16700 | 20.6 | 12.2 | 20000 | 17500 | 87.5% | 1.89 | 0 | 12.5 |  |  |  |  | R-454B | 1.3917 | Residential & Commercial | VSMSHP | Non-Ducted CEE Tier 2
216031054 | Mini/Multi Split | MOOVAIR | HRCU-A-CB-O | MSHEA12C2AN1 |  | Mini-Splits(Non-Ducted) | GFHRA12C2AS1 |  | 12000 | 24.6 | 11 | 12000 | 8900 | 74.17% | 2.5 | 0 | 12.7 |  |  |  |  | R-454B | 1 | Residential & Commercial | VSMSHP | Non-Ducted CEE Tier 2
216031055 | Mini/Multi Split | MOOVAIR | HRCU-A-CB-O | MSHMA12C2AN1 |  | Mini-Splits(Non-Ducted) | GFHRA12C2AS1 |  | 12000 | 25 | 10.5 | 12000 | 11300 | 94.17% | 1.88 | 0 | 12.5 |  |  |  |  | R-454B | 1 | Residential & Commercial | VSMSHP | Non-Ducted CEE Tier 2
216021120 | Mini/Multi Split | GREE | HRCU-A-CB-O | GWH09ATCXB-D6DNA1B/O |  | Mini-Splits(Non-Ducted) | GWH09AYCXB-D6DN***/I |  | 9100 | 22 | 9.2 | 9800 | 7700 | 78.57% | 1.9 | 0 | 12.3 |  |  |  |  | R-32 | 0.75833 | Residential & Commercial | VSMSHP
216021121 | Mini/Multi Split | GREE | HRCU-A-CB-O | GWH09ATCXB-A6DNA1B/O |  | Mini-Splits(Non-Ducted) | GWH09AYCXB-A6DN***/I |  | 9100 | 22 | 9.2 | 9700 | 7700 | 79.38% | 1.9 | 0 | 12.3 |  |  |  |  | R-32 | 0.75833 | Residential & Commercial | VSMSHP
216021122 | Mini/Multi Split | HISENSE | HRCU-A-CB-O | AUW-36U3TW1(JCH) |  | Mini-Splits(Non-Ducted) | AS-36UW3TWHTU00 |  | 36000 | 20 | 10 | 36000 | 36000 | 100% | 1.8 | 0 | 12 |  |  |  |  | R-454B | 3 | Residential & Commercial | VSMSHP | Non-Ducted CEE Tier 2
216021340 | Mini/Multi Split | Deye | HRCU-A-CB-O | DWB3-ACDC-24KR2(US) |  | Mini-Splits(Non-Ducted) | DGA2-ACDC-24KR2(US) |  | 24000 | 21 | 10 | 24000 | 17500 | 72.92% | 2.15 | 0 | 11.7 |  |  |  |  | R-32 | 2 | Residential & Commercial | VSMSHP | Non-Ducted CEE Tier 2
216021341 | Mini/Multi Split | Deye | HRCU-A-CB-O | DWLA4-ACDC1-12KR2(US) |  | Mini-Splits(Non-Ducted) | DGLA4-ACDC1-12KR2(US) |  | 11000 | 21.5 | 10.8 | 13500 | 10000 | 74.07% | 2.05 | 0 | 12.8 |  |  |  |  | R-32 | 0.91667 | Residential & Commercial | VSMSHP | Non-Ducted CEE Tier 2
216021342 | Mini/Multi Split | Deye | HRCU-A-CB-O | DWLA4-12KR2(US) |  | Mini-Splits(Non-Ducted) | DGLA4-12KR2(US) |  | 11000 | 21.5 | 10.8 | 13500 | 10000 | 74.07% | 2.05 | 0 | 12.8 |  |  |  |  | R-32 | 0.91667 | Residential & Commercial | VSMSHP | Non-Ducted CEE Tier 2
216021343 | Mini/Multi Split | Deye | HRCU-A-CB-O | DWLC2-ACDC-24KR2(US) |  | Mini-Splits(Non-Ducted) | DGLA3-ACDC-24KR2(US) |  | 22000 | 21 | 11 | 27000 | 22000 | 81.48% | 2.05 | 0 | 12.5 |  |  |  |  | R-32 | 1.8333 | Residential & Commercial | VSMSHP | Non-Ducted CEE Tier 2
216021344 | Mini/Multi Split | Deye | HRCU-A-CB-O | DWLC2-24KR2(US) |  | Mini-Splits(Non-Ducted) | DGLA3-24KR2(US) |  | 22000 | 21 | 11 | 27000 | 22000 | 81.48% | 2.05 | 0 | 12.5 |  |  |  |  | R-32 | 1.8333 | Residential & Commercial | VSMSHP | Non-Ducted CEE Tier 2
216025764 | Mini/Multi Split | TGM | HRCU-A-CB-O | GRH32IT09AS |  | Mini-Splits(Non-Ducted) | GWH32IT09S |  | 9100 | 22 | 9.2 | 9800 | 7700 | 78.57% | 1.9 | 0 | 12.3 |  |  |  |  | R-32 | 0.75833 | Residential & Commercial | VSMSHP
216025765 | Mini/Multi Split | CLASSIC | HRCU-A-CB-O | GRH32IC09AS |  | Mini-Splits(Non-Ducted) | GWH32IC09S |  | 9100 | 22 | 9.2 | 9800 | 7700 | 78.57% | 1.9 | 0 | 12.3 |  |  |  |  | R-32 | 0.75833 | Residential & Commercial | VSMSHP
216025766 | Mini/Multi Split | TGM | HRCU-A-CB-O | GRH32IT12ASA |  | Mini-Splits(Non-Ducted) | GWH32IT12SA |  | 12000 | 21.5 | 8.5 | 12000 | 8500 | 70.83% | 1.9 | 0 | 11 |  |  |  |  | R-32 | 1 | Residential & Commercial | VSMSHP
216025767 | Mini/Multi Split | TGM | HRCU-A-CB-O | GRH32IT12AS |  | Mini-Splits(Non-Ducted) | GWH32IT12S |  | 12000 | 21.5 | 8.5 | 12000 | 9400 | 78.33% | 1.9 | 0 | 11 |  |  |  |  | R-32 | 1 | Residential & Commercial | VSMSHP
216025768 | Mini/Multi Split | TGM | HRCU-A-CB-O | GRH32IT18AS |  | Mini-Splits(Non-Ducted) | GWH32IT18S |  | 18000 | 21.5 | 8.5 | 18500 | 13000 | 70.27% | 1.9 | 0 | 11.8 |  |  |  |  | R-32 | 1.5 | Residential & Commercial | VSMSHP
216025771 | Mini/Multi Split | CLASSIC | HRCU-A-CB-O | GRH32IC12ASA |  | Mini-Splits(Non-Ducted) | GWH32IC12SA |  | 12000 | 21.5 | 8.5 | 12000 | 8500 | 70.83% | 1.9 | 0 | 11 |  |  |  |  | R-32 | 1 | Residential & Commercial | VSMSHP
216025772 | Mini/Multi Split | CLASSIC | HRCU-A-CB-O | GRH32IC12AS |  | Mini-Splits(Non-Ducted) | GWH32IC12S |  | 12000 | 21.5 | 8.5 | 12000 | 9400 | 78.33% | 1.9 | 0 | 11 |  |  |  |  | R-32 | 1 | Residential & Commercial | VSMSHP
216025773 | Mini/Multi Split | CLASSIC | HRCU-A-CB-O | GRH32IC18AS |  | Mini-Splits(Non-Ducted) | GWH32IC18S |  | 18000 | 21.5 | 8.5 | 18500 | 13000 | 70.27% | 1.9 | 0 | 11.8 |  |  |  |  | R-32 | 1.5 | Residential & Commercial | VSMSHP
216027616 | Mini/Multi Split | Capella | HRCU-A-CB-O | CPIB-H09A-O |  | Mini-Splits(Non-Ducted) | CPIB-H09A-I |  | 9000 | 21.6 | 9.4 | 10000 | 7000 | 70% | 2 | 0 | 12.6 |  |  |  |  | R-454B | 0.75 | Residential & Commercial | VSMSHP
216027619 | Mini/Multi Split | Capella | HRCU-A-CB-O | CPIB-H24A-O |  | Mini-Splits(Non-Ducted) | CPIB-H24A-I |  | 24000 | 18.5 | 9 | 24000 | 17000 | 70.83% | 2.11 | 0 | 9.6 |  |  |  |  | R-454B | 2 | Residential & Commercial | VSMSHP
216027620 | Mini/Multi Split | Capella | HRCU-A-CB-O | CPPB-H09A-O |  | Mini-Splits(Non-Ducted) | CPPB-H09A-I |  | 9000 | 27.4 | 12.5 | 12000 | 11500 | 95.83% | 1.8 | 0 | 15.4 |  |  |  |  | R-454B | 0.75 | Residential & Commercial | VSMSHP | Non-Ducted CEE Tier 2
216027621 | Mini/Multi Split | Capella | HRCU-A-CB-O | CPPB-H12A-O |  | Mini-Splits(Non-Ducted) | CPPB-H12A-I |  | 12000 | 25.4 | 10.5 | 12000 | 11500 | 95.83% | 1.8 | 0 | 13.4 |  |  |  |  | R-454B | 1 | Residential & Commercial | VSMSHP | Non-Ducted CEE Tier 2
216027622 | Mini/Multi Split | Capella | HRCU-A-CB-O | CPPB-H18A-O |  | Mini-Splits(Non-Ducted) | CPPB-H18A-I |  | 18000 | 21.4 | 11 | 18000 | 18000 | 100% | 1.92 | 0 | 12.5 |  |  |  |  | R-454B | 1.5 | Residential & Commercial | VSMSHP | Non-Ducted CEE Tier 2
216027623 | Mini/Multi Split | Capella | HRCU-A-CB-O | CPPB-H24A-O |  | Mini-Splits(Non-Ducted) | CPPB-H24A-I |  | 24000 | 21 | 13.5 | 29000 | 24200 | 83.45% | 2.34 | 0 | 13 |  |  |  |  | R-454B | 2 | Residential & Commercial | VSMSHP | Non-Ducted CEE Tier 2
216027624 | Mini/Multi Split | Capella | HRCU-A-CB-O | CPPB-H09A-O |  | Mini-Splits(Non-Ducted) | SICB1-H09A-I |  | 9000 | 22.6 | 12.1 | 10000 | 11000 | 110% | 1.84 | 0 | 14 |  |  |  |  | R-454B | 0.75 | Residential & Commercial | VSMSHP | Non-Ducted CEE Tier 2
216027625 | Mini/Multi Split | Capella | HRCU-A-CB-O | CPPB-H12A-O |  | Mini-Splits(Non-Ducted) | SICB1-H12A-I |  | 12000 | 22.2 | 11.6 | 12000 | 11500 | 95.83% | 2 | 0 | 12.5 |  |  |  |  | R-454B | 1 | Residential & Commercial | VSMSHP | Non-Ducted CEE Tier 2
216027626 | Mini/Multi Split | Capella | HRCU-A-CB-O | CPPB-H18A-O |  | Mini-Splits(Non-Ducted) | SICB1-H18A-I |  | 16000 | 20 | 12.3 | 19000 | 17000 | 89.47% | 1.9 | 0 | 12.5 |  |  |  |  | R-454B | 1.3333 | Residential & Commercial | VSMSHP | Non-Ducted CEE Tier 2
216027627 | Mini/Multi Split | Capella | HRCU-A-CB-O | CPPB-H24A-O |  | Mini-Splits(Non-Ducted) | SICB1-H24A-I |  | 23400 | 20.7 | 11.6 | 25000 | 23800 | 95.2% | 2.23 | 0 | 12 |  |  |  |  | R-454B | 1.95 | Residential & Commercial | VSMSHP | Non-Ducted CEE Tier 2
216020702 | Mini/Multi Split | Rovsun | HRCU-A-CB-O | TSC-09HA1/I2XI20B-O |  | Mini-Splits(Non-Ducted) | TSC-09HA1/I2XI20B-I |  | 9000 | 19 | 9.5 | 10000 | 7300 | 73% | 2 | 0 | 11.7 |  |  |  |  | R-454B | 0.75 | Residential & Commercial | VSMSHP | Non-Ducted CEE Tier 2
216020703 | Mini/Multi Split | Rovsun | HRCU-A-CB-O | TSC-12HA1/I2XI20B-O |  | Mini-Splits(Non-Ducted) | TSC-12HA1/I2XI20B-I |  | 12000 | 20.5 | 9.5 | 12000 | 8500 | 70.83% | 1.8 | 0 | 10.5 |  |  |  |  | R-454B | 1 | Residential & Commercial | VSMSHP | Non-Ducted CEE Tier 2
216020704 | Mini/Multi Split | Rovsun | HRCU-A-CB-O | TSC-12HA2/I2XI19B-O |  | Mini-Splits(Non-Ducted) | TSC-12HA2/I2XI19B-I |  | 12000 | 23 | 9.5 | 12000 | 8500 | 70.83% | 1.8 | 0 | 11.2 |  |  |  |  | R-454B | 1 | Residential & Commercial | VSMSHP | Non-Ducted CEE Tier 2
216020710 | Mini/Multi Split | Rovsun | HRCU-A-CB-O | TSC-09HA1/I3XI22B-O |  | Mini-Splits(Non-Ducted) | TSC-09HA1/I3XI22B-I |  | 9000 | 24 | 10 | 10000 | 7500 | 75% | 2.1 | 0 | 13 |  |  |  |  | R-454B | 0.75 | Residential & Commercial | VSMSHP | Non-Ducted CEE Tier 2
216020711 | Mini/Multi Split | Rovsun | HRCU-A-CB-O | TSC-12HA1/I3XI22B-O |  | Mini-Splits(Non-Ducted) | TSC-12HA1/I3XI22B-I |  | 12000 | 23 | 10 | 12400 | 8900 | 71.77% | 2.1 | 0 | 13 |  |  |  |  | R-454B | 1 | Residential & Commercial | VSMSHP | Non-Ducted CEE Tier 2
216020712 | Mini/Multi Split | Rovsun | HRCU-A-CB-O | TSC-12HA2/I3XI23B-O |  | Mini-Splits(Non-Ducted) | TSC-12HA2/I3XI23B-I |  | 12000 | 24 | 10 | 12600 | 9100 | 72.22% | 2.1 | 0 | 13 |  |  |  |  | R-454B | 1 | Residential & Commercial | VSMSHP | Non-Ducted CEE Tier 2
216020713 | Mini/Multi Split | Rovsun | HRCU-A-CB-O | TSC-18HA2/I3XI21B-O |  | Mini-Splits(Non-Ducted) | TSC-18HA2/I3XI21B-I |  | 18000 | 23 | 9.5 | 19000 | 13600 | 71.58% | 1.8 | 0 | 12.5 |  |  |  |  | R-454B | 1.5 | Residential & Commercial | VSMSHP | Non-Ducted CEE Tier 2
216021063 | Mini/Multi Split | Daizuki | HRCU-A-CB-O | DXLC-0923-1Z |  | Mini-Splits(Non-Ducted) | DXMH09E426-25 |  | 9000 | 25.5 | 12.3 | 10000 | 7500 | 75% | 2.17 | 15 | 15 |  |  |  |  | R-410A | 0.75 | Residential & Commercial | VSMSHP | Non-Ducted CEE Tier 2
215867860 | Mini/Multi Split | SUPERAIR | HRCU-A-CB-O | AC1U12QU3ERE |  | Mini-Splits(Non-Ducted) | ACAS12NC1HRE |  | 12000 | 22.5 | 10 | 13000 | 10000 | 76.92% | 1.75 | 0 | 12 |  |  |  |  | R-410A | 1 | Residential & Commercial | VSMSHP | Non-Ducted CEE Tier 2
215867861 | Mini/Multi Split | SUPERAIR | HRCU-A-CB-O | AC1U18RU3ERE |  | Mini-Splits(Non-Ducted) | ACAS18NE1HRE |  | 17000 | 20.5 | 9.5 | 21000 | 14700 | 70% | 1.75 | 0 | 12 |  |  |  |  | R-410A | 1.4167 | Residential & Commercial | VSMSHP | Non-Ducted CEE Tier 2
215871204 | Mini/Multi Split | BOSCH | HRCU-A-CB-O | BMS500-AAS009-1CSXRD |  | Mini-Splits(Non-Ducted) | BMS500-AAU006-1AHWXD |  | 9000 | 26 | 12.5 | 10000 | 8000 | 80% | 2.36 | 0 | 14.9 |  |  |  |  | R-454B | 0.75 | Residential & Commercial | VSMSHP | Non-Ducted CEE Tier 2
215876498 | Mini/Multi Split | AUX | HRCU-A-CB-O | AMAR24HP230V2CO |  | Mini-Splits(Non-Ducted) | AMAR24HP230V2CH |  | 22400 | 25 | 10.5 | 24000 | 20400 | 85% | 2.1 | 0 | 14 |  |  |  |  | R-32 | 1.8667 | Residential & Commercial | VSMSHP | Non-Ducted CEE Tier 2
215876499 | Mini/Multi Split | AUX | HRCU-A-CB-O | AJAN36HP230V2CO |  | Mini-Splits(Non-Ducted) | AJAN36HP230V2CH |  | 33600 | 20 | 8.5 | 34000 | 23800 | 70% | 2 | 0 | 10.1 |  |  |  |  | R-32 | 2.8 | Residential & Commercial | VSMSHP
215876500 | Mini/Multi Split | AUX | HRCU-A-CB-O | ASW-H18E3B2/Q*R3DI-C3 |  | Mini-Splits(Non-Ducted) | ASW-H18E3B2/Q*R3DI-C3 |  | 18000 | 19 | 9 | 18000 | 12600 | 70% | 2.09 | 0 | 11 |  |  |  |  | R-32 | 1.5 | Residential & Commercial | VSMSHP
215876548 | Mini/Multi Split | HAIER | HRCU-A-CB-O | 1Q09RT2BE** |  | Mini-Splits(Non-Ducted) | QS09WP2BE** |  | 9000 | 27 | 11 | 10000 | 10000 | 100% | 1.8 | 0 | 12.5 |  |  |  |  | R-454B | 0.75 | Residential & Commercial | VSMSHP | Non-Ducted CEE Tier 2
215876549 | Mini/Multi Split | HAIER | HRCU-A-CB-O | 1Q12RT2BE** |  | Mini-Splits(Non-Ducted) | QS12WP2BE** |  | 12000 | 25 | 11 | 14500 | 14500 | 100% | 1.8 | 0 | 12.5 |  |  |  |  | R-454B | 1 | Residential & Commercial | VSMSHP | Non-Ducted CEE Tier 2
215876550 | Mini/Multi Split | HAIER | HRCU-A-CB-O | 1Q18RT2BE** |  | Mini-Splits(Non-Ducted) | QS18WP2BE** |  | 17000 | 20.5 | 10 | 19000 | 19000 | 100% | 1.8 | 0 | 12 |  |  |  |  | R-454B | 1.4167 | Residential & Commercial | VSMSHP | Non-Ducted CEE Tier 2
215876551 | Mini/Multi Split | GE Appliances | HRCU-A-CB-O | 1G09ED2BE** |  | Mini-Splits(Non-Ducted) | GS09WP2BE** |  | 9000 | 27 | 11 | 10000 | 10000 | 100% | 1.8 | 0 | 12.5 |  |  |  |  | R-454B | 0.75 | Residential & Commercial | VSMSHP | Non-Ducted CEE Tier 2
215876552 | Mini/Multi Split | GE Appliances | HRCU-A-CB-O | 1G12ED2BE** |  | Mini-Splits(Non-Ducted) | GS12WP2BE** |  | 12000 | 25 | 11 | 14500 | 14500 | 100% | 1.8 | 0 | 12.5 |  |  |  |  | R-454B | 1 | Residential & Commercial | VSMSHP | Non-Ducted CEE Tier 2
215876553 | Mini/Multi Split | GE Appliances | HRCU-A-CB-O | 1G18ED2BE** |  | Mini-Splits(Non-Ducted) | GS18WP2BE** |  | 17000 | 20.5 | 10 | 19000 | 19000 | 100% | 1.8 | 0 | 12 |  |  |  |  | R-454B | 1.4167 | Residential & Commercial | VSMSHP | Non-Ducted CEE Tier 2
215876633 | Mini/Multi Split | COSTWAY | HRCU-A-CB-O | FP10895US-12WH |  | Mini-Splits(Non-Ducted) | FP10895US-22WH |  | 12000 | 24 | 10 | 12300 | 9300 | 75.61% | 2.1 | 0 | 12 |  |  |  |  | R-32 | 1 | Residential & Commercial | VSMSHP | Non-Ducted CEE Tier 2
215876634 | Mini/Multi Split | COSTWAY | HRCU-A-CB-O | FP10896US-12WH |  | Mini-Splits(Non-Ducted) | FP10896US-22WH |  | 12000 | 24 | 10 | 12300 | 8900 | 72.36% | 2.1 | 0 | 12 |  |  |  |  | R-32 | 1 | Residential & Commercial | VSMSHP | Non-Ducted CEE Tier 2
215876635 | Mini/Multi Split | COSTWAY | HRCU-A-CB-O | FP10897US-12WH |  | Mini-Splits(Non-Ducted) | FP10897US-22WH |  | 18000 | 25 | 10.5 | 18200 | 15000 | 82.42% | 2.25 | 0 | 14 |  |  |  |  | R-32 | 1.5 | Residential & Commercial | VSMSHP | Non-Ducted CEE Tier 2
215876648 | Mini/Multi Split | KINGHOME | HRCU-A-CB-O | KW09XQ29SDO |  | Mini-Splits(Non-Ducted) | KW09XQ29SDI |  | 9100 | 30 | 11.2 | 10600 | 11500 | 108.5% | 2.11 | 0 | 16.8 |  |  |  |  | R-32 | 0.75833 | Residential & Commercial | VSMSHP | Non-Ducted CEE Tier 2
215876649 | Mini/Multi Split | KINGHOME | HRCU-A-CB-O | KW12XQ29SDO |  | Mini-Splits(Non-Ducted) | KW12XQ29SDI |  | 12000 | 28 | 10 | 12200 | 12200 | 100% | 2 | 0 | 15.2 |  |  |  |  | R-32 | 1 | Residential & Commercial | VSMSHP | Non-Ducted CEE Tier 2
215876650 | Mini/Multi Split | KINGHOME | HRCU-A-CB-O | KW24XQ29SDO |  | Mini-Splits(Non-Ducted) | KW24XQ29SDI |  | 22000 | 27 | 10 | 24000 | 24000 | 100% | 1.8 | 0 | 13.95 |  |  |  |  | R-32 | 1.8333 | Residential & Commercial | VSMSHP | Non-Ducted CEE Tier 2
215876651 | Mini/Multi Split | KINGHOME | HRCU-A-CB-O | KW18XQ29SDO |  | Mini-Splits(Non-Ducted) | KW18XQ29SDI |  | 18000 | 27.5 | 10 | 18600 | 18000 | 96.77% | 1.8 | 0 | 14.3 |  |  |  |  | R-32 | 1.5 | Residential & Commercial | VSMSHP | Non-Ducted CEE Tier 2
215876652 | Mini/Multi Split | KINGHOME | HRCU-A-CB-O | KW30XQ21SDO |  | Mini-Splits(Non-Ducted) | KW30XQ21SDI |  | 30000 | 22 | 9 | 30000 | 23000 | 76.67% | 1.8 | 0 | 10.9 |  |  |  |  | R-32 | 2.5 | Residential & Commercial | VSMSHP
215887337 | Mini/Multi Split | OLMO | HRCU-A-CB-O | OS-SR18-230VO |  | Mini-Splits(Non-Ducted) | OS-18SRW-230VI |  | 18000 | 21 | 9.8 | 18000 | 13700 | 76.11% | 2.5 | 0 | 11.95 |  |  |  |  | R-32 | 1.5 | Residential & Commercial | VSMSHP | Non-Ducted CEE Tier 2
215887338 | Mini/Multi Split | OLMO | HRCU-A-CB-O | OS-SR24-230VO |  | Mini-Splits(Non-Ducted) | OS-24SRW-230VI |  | 24000 | 19.5 | 8.5 | 24000 | 18500 | 77.08% | 1.9 | 0 | 10.6 |  |  |  |  | R-32 | 2 | Residential & Commercial | VSMSHP
215887339 | Mini/Multi Split | HAXXAIR | HRCU-A-CB-O | HVHZ-09V2D |  | Mini-Splits(Non-Ducted) | HAHZ-09V2T |  | 9000 | 25 | 11 | 9000 | 9000 | 100% | 2.1 | 0 | 13.65 |  |  |  |  | R-454B | 0.75 | Residential & Commercial | VSMSHP | Non-Ducted CEE Tier 2
215887340 | Mini/Multi Split | HAXXAIR | HRCU-A-CB-O | HVHZ-12V2T |  | Mini-Splits(Non-Ducted) | HAHZ-12V2D |  | 12000 | 23 | 10 | 12000 | 11000 | 91.67% | 2 | 0 | 12.25 |  |  |  |  | R-454B | 1 | Residential & Commercial | VSMSHP | Non-Ducted CEE Tier 2
215887341 | Mini/Multi Split | HAXXAIR | HRCU-A-CB-O | HVHZ-18V2D |  | Mini-Splits(Non-Ducted) | HAHZ-18V2D |  | 18000 | 21 | 10 | 18000 | 18000 | 100% | 1.9 | 0 | 12.95 |  |  |  |  | R-454B | 1.5 | Residential & Commercial | VSMSHP | Non-Ducted CEE Tier 2
215887342 | Mini/Multi Split | HAXXAIR | HRCU-A-CB-O | HVHZ-24V2D |  | Mini-Splits(Non-Ducted) | HAHZ-24V2D |  | 24000 | 22.5 | 9.5 | 24000 | 19800 | 82.5% | 1.8 | 0 | 12.25 |  |  |  |  | R-454B | 2 | Residential & Commercial | VSMSHP | Non-Ducted CEE Tier 2
215887344 | Mini/Multi Split | GENERALLUX STAR | HRCU-A-CB-O | GNS18HCH21R32O |  | Mini-Splits(Non-Ducted) | GNS18HCH21R32I |  | 18000 | 21 | 9.8 | 18000 | 13700 | 76.11% | 2.5 | 0 | 11.95 |  |  |  |  | R-32 | 1.5 | Residential & Commercial | VSMSHP | Non-Ducted CEE Tier 2
215887345 | Mini/Multi Split | GENERALLUX STAR | HRCU-A-CB-O | GNS24HCH20R32O |  | Mini-Splits(Non-Ducted) | GNS24HCH20R32I |  | 24000 | 19.5 | 8.5 | 24000 | 18500 | 77.08% | 1.9 | 0 | 10.6 |  |  |  |  | R-32 | 2 | Residential & Commercial | VSMSHP
215887346 | Mini/Multi Split | GENERALLUX STAR | HRCU-A-CB-O | GNS12HCH23R454O |  | Mini-Splits(Non-Ducted) | GNS12HCH23R454I |  | 12000 | 23 | 10 | 12000 | 11000 | 91.67% | 2 | 0 | 12.25 |  |  |  |  | R-454B | 1 | Residential & Commercial | VSMSHP | Non-Ducted CEE Tier 2
215887347 | Mini/Multi Split | GENERALLUX STAR | HRCU-A-CB-O | GNS18HCH21R454O |  | Mini-Splits(Non-Ducted) | GNS18HCH21R454I |  | 18000 | 21 | 10 | 18000 | 18000 | 100% | 1.9 | 0 | 12.95 |  |  |  |  | R-454B | 1.5 | Residential & Commercial | VSMSHP | Non-Ducted CEE Tier 2
215887348 | Mini/Multi Split | GENERALLUX STAR | HRCU-A-CB-O | GNS24HCH23R454O |  | Mini-Splits(Non-Ducted) | GNS24HCH23R454I |  | 24000 | 22.5 | 9.5 | 24000 | 19800 | 82.5% | 1.8 | 0 | 12.25 |  |  |  |  | R-454B | 2 | Residential & Commercial | VSMSHP | Non-Ducted CEE Tier 2
215887356 | Mini/Multi Split | GREE | HRCU-A-CB-O | GWH12ATCXD-A6DNA1B/O |  | Mini-Splits(Non-Ducted) | GWH12AYCXD-A6DN***/I |  | 12000 | 21.5 | 8.5 | 12000 | 8500 | 70.83% | 1.9 | 0 | 11 |  |  |  |  | R-32 | 1 | Residential & Commercial | VSMSHP
215887357 | Mini/Multi Split | GREE | HRCU-A-CB-O | GWH12ATCXD-D6DNA1B/O |  | Mini-Splits(Non-Ducted) | GWH12AYCXD-D6DN***/I |  | 12000 | 21.5 | 8.5 | 12000 | 9400 | 78.33% | 1.9 | 0 | 11 |  |  |  |  | R-32 | 1 | Residential & Commercial | VSMSHP
215887358 | Mini/Multi Split | GREE | HRCU-A-CB-O | GWH18ATDXE-D6DNA1C/O |  | Mini-Splits(Non-Ducted) | GWH18AYDXE-D6DN***/I |  | 18000 | 21.5 | 8.5 | 18500 | 13000 | 70.27% | 1.9 | 0 | 11.8 |  |  |  |  | R-32 | 1.5 | Residential & Commercial | VSMSHP
215887359 | Mini/Multi Split | GREE | HRCU-A-CB-O | GWH12ATCXB-A6DNA5B/O |  | Mini-Splits(Non-Ducted) | GWH12ATCXB-A6DN***/I |  | 12000 | 19 | 8.5 | 12000 | 8500 | 70.83% | 1.8 | 0 | 9.3 |  |  |  |  | R-32 | 1 | Residential & Commercial | VSMSHP
215894257 | Mini/Multi Split | Nutech | HRCU-A-CB-O | NOX230-09HFN10-115 |  | Mini-Splits(Non-Ducted) | NSAG11A-09HRFN10-115 |  | 9000 | 21.5 | 9 | 10000 | 7000 | 70% | 1.95 | 0 | 12.5 |  |  |  |  | R-454B | 0.75 | Residential & Commercial | VSMSHP
215894259 | Mini/Multi Split | Nutech | HRCU-A-CB-O | NOX230-09HFN10-230 |  | Mini-Splits(Non-Ducted) | NSAG11A-09HRFN10-230 |  | 9000 | 21.6 | 9.4 | 10000 | 7000 | 70% | 2 | 0 | 12.6 |  |  |  |  | R-454B | 0.75 | Residential & Commercial | VSMSHP
215894262 | Mini/Multi Split | Nutech | HRCU-A-CB-O | NOX430-24HFN10-230 |  | Mini-Splits(Non-Ducted) | NSAG11D-24HRFN10-230 |  | 24000 | 18.5 | 9 | 24000 | 17000 | 70.83% | 2.11 | 0 | 9.6 |  |  |  |  | R-454B | 2 | Residential & Commercial | VSMSHP
215911630 | Mini/Multi Split | Hitachi | HRCU-A-CB-O | RAC-XJ09WHAA |  | Mini-Splits(Non-Ducted) | RAK-XJ09PHAA |  | 9500 | 26.5 | 12 | 12000 | 9000 | 75% | 2.1 | 0 | 16.1 |  |  |  |  | R-32 | 0.79167 | Residential & Commercial | VSMSHP | Non-Ducted CEE Tier 2
215911631 | Mini/Multi Split | Hitachi | HRCU-A-CB-O | RAC-XJ12WHAA |  | Mini-Splits(Non-Ducted) | RAK-XJ12PHAA |  | 12500 | 25 | 11.5 | 13500 | 10500 | 77.78% | 2.1 | 0 | 14.5 |  |  |  |  | R-32 | 1.0417 | Residential & Commercial | VSMSHP | Non-Ducted CEE Tier 2
215911632 | Mini/Multi Split | Hitachi | HRCU-A-CB-O | RAC-XJ18WHAA |  | Mini-Splits(Non-Ducted) | RAK-XJ18PHAA |  | 18000 | 21.5 | 11.5 | 21600 | 15200 | 70.37% | 2.06 | 0 | 14 |  |  |  |  | R-32 | 1.5 | Residential & Commercial | VSMSHP | Non-Ducted CEE Tier 2
215912359 | Mini/Multi Split | Mitsubishi Electric | HRCU-A-CB-O | MUZ-FX24NLHZ*** |  | Mini-Splits(Non-Ducted) | MSZ-FX24NL*** |  | 20800 | 23.5 | 10.5 | 19800 | 26600 | 134.3% | 2.05 | 0 | 13.35 |  |  |  |  | R-454B | 1.7333 | Residential & Commercial | VSMSHP | Non-Ducted CEE Tier 2
215931354 | Mini/Multi Split | NAPOLEON | HRCU-A-CB-O | NDHAS22BA-12-O |  | Mini-Splits(Non-Ducted) | NDHAS22BB-12-I |  | 12000 | 23.1 | 11.5 | 12000 | 8600 | 71.67% | 2.35 | 0 | 12.2 |  |  |  |  | R-454B | 1 | Residential & Commercial | VSMSHP | Non-Ducted CEE Tier 2
215931355 | Mini/Multi Split | NAPOLEON | HRCU-A-CB-O | NDHAS22BA-18-O |  | Mini-Splits(Non-Ducted) | NDHAS22BB-18-I |  | 18000 | 24 | 11.1 | 18000 | 13000 | 72.22% | 2.35 | 0 | 13.5 |  |  |  |  | R-454B | 1.5 | Residential & Commercial | VSMSHP | Non-Ducted CEE Tier 2
215931356 | Mini/Multi Split | NAPOLEON | HRCU-A-CB-O | NDHAS22BA-24-O |  | Mini-Splits(Non-Ducted) | NDHAS22BB-24-I |  | 24000 | 23.5 | 10 | 25000 | 17800 | 71.2% | 2.15 | 0 | 13 |  |  |  |  | R-454B | 2 | Residential & Commercial | VSMSHP | Non-Ducted CEE Tier 2
215931357 | Mini/Multi Split | CONTINENTAL | HRCU-A-CB-O | CDHAS22BA-12-O |  | Mini-Splits(Non-Ducted) | CDHAS22BB-12-I |  | 12000 | 23.1 | 11.5 | 12000 | 8600 | 71.67% | 2.35 | 0 | 12.2 |  |  |  |  | R-454B | 1 | Residential & Commercial | VSMSHP | Non-Ducted CEE Tier 2
215931358 | Mini/Multi Split | CONTINENTAL | HRCU-A-CB-O | CDHAS22BA-18-O |  | Mini-Splits(Non-Ducted) | CDHAS22BB-18-I |  | 18000 | 24 | 11.1 | 18000 | 13000 | 72.22% | 2.35 | 0 | 13.5 |  |  |  |  | R-454B | 1.5 | Residential & Commercial | VSMSHP | Non-Ducted CEE Tier 2
215931359 | Mini/Multi Split | CONTINENTAL | HRCU-A-CB-O | CDHAS22BA-24-O |  | Mini-Splits(Non-Ducted) | CDHAS22BB-24-I |  | 24000 | 23.5 | 10 | 25000 | 17800 | 71.2% | 2.15 | 0 | 13 |  |  |  |  | R-454B | 2 | Residential & Commercial | VSMSHP | Non-Ducted CEE Tier 2
215931360 | Mini/Multi Split | NAPOLEON | HRCU-A-CB-O | NDHAS26BA-09-O |  | Mini-Splits(Non-Ducted) | NDHAS26BA-09-I |  | 9000 | 27.4 | 12.5 | 12000 | 11500 | 95.83% | 1.8 | 0 | 15.4 |  |  |  |  | R-454B | 0.75 | Residential & Commercial | VSMSHP | Non-Ducted CEE Tier 2
215931361 | Mini/Multi Split | NAPOLEON | HRCU-A-CB-O | NDHAS26BA-12-O |  | Mini-Splits(Non-Ducted) | NDHAS26BA-12-I |  | 12000 | 25.4 | 10.5 | 12000 | 11500 | 95.83% | 1.8 | 0 | 13.4 |  |  |  |  | R-454B | 1 | Residential & Commercial | VSMSHP | Non-Ducted CEE Tier 2
215931362 | Mini/Multi Split | NAPOLEON | HRCU-A-CB-O | NDHAS26BA-18-O |  | Mini-Splits(Non-Ducted) | NDHAS26BA-18-I |  | 18000 | 21.4 | 11 | 18000 | 18000 | 100% | 1.92 | 0 | 12.5 |  |  |  |  | R-454B | 1.5 | Residential & Commercial | VSMSHP | Non-Ducted CEE Tier 2
215931363 | Mini/Multi Split | NAPOLEON | HRCU-A-CB-O | NDHAS26BA-24-O |  | Mini-Splits(Non-Ducted) | NDHAS26BA-24-I |  | 24000 | 21 | 13.5 | 29000 | 24200 | 83.45% | 2.34 | 0 | 13 |  |  |  |  | R-454B | 2 | Residential & Commercial | VSMSHP | Non-Ducted CEE Tier 2
215931364 | Mini/Multi Split | NAPOLEON | HRCU-A-CB-O | NDHAS26BA-33-O |  | Mini-Splits(Non-Ducted) | NDHAS26BA-33-I |  | 33000 | 19.5 | 10.5 | 36000 | 35000 | 97.22% | 1.98 | 0 | 12 |  |  |  |  | R-454B | 2.75 | Residential & Commercial | VSMSHP | Non-Ducted CEE Tier 2
215931365 | Mini/Multi Split | CONTINENTAL | HRCU-A-CB-O | CDHAS26BA-09-O |  | Mini-Splits(Non-Ducted) | CDHAS26BA-09-I |  | 9000 | 27.4 | 12.5 | 12000 | 11500 | 95.83% | 1.8 | 0 | 15.4 |  |  |  |  | R-454B | 0.75 | Residential & Commercial | VSMSHP | Non-Ducted CEE Tier 2
215931366 | Mini/Multi Split | CONTINENTAL | HRCU-A-CB-O | CDHAS26BA-12-O |  | Mini-Splits(Non-Ducted) | CDHAS26BA-12-I |  | 12000 | 25.4 | 10.5 | 12000 | 11500 | 95.83% | 1.8 | 0 | 13.4 |  |  |  |  | R-454B | 1 | Residential & Commercial | VSMSHP | Non-Ducted CEE Tier 2
215931367 | Mini/Multi Split | CONTINENTAL | HRCU-A-CB-O | CDHAS26BA-18-O |  | Mini-Splits(Non-Ducted) | CDHAS26BA-18-I |  | 18000 | 21.4 | 11 | 18000 | 18000 | 100% | 1.92 | 0 | 12.5 |  |  |  |  | R-454B | 1.5 | Residential & Commercial | VSMSHP | Non-Ducted CEE Tier 2
215931368 | Mini/Multi Split | CONTINENTAL | HRCU-A-CB-O | CDHAS26BA-24-O |  | Mini-Splits(Non-Ducted) | CDHAS26BA-24-I |  | 24000 | 21 | 13.5 | 29000 | 24200 | 83.45% | 2.34 | 0 | 13 |  |  |  |  | R-454B | 2 | Residential & Commercial | VSMSHP | Non-Ducted CEE Tier 2
215931369 | Mini/Multi Split | CONTINENTAL | HRCU-A-CB-O | CDHAS26BA-33-O |  | Mini-Splits(Non-Ducted) | CDHAS26BA-33-I |  | 33000 | 19.5 | 10.5 | 36000 | 35000 | 97.22% | 1.98 | 0 | 12 |  |  |  |  | R-454B | 2.75 | Residential & Commercial | VSMSHP | Non-Ducted CEE Tier 2
216010668 | Mini/Multi Split | HISENSE | HRCU-A-CB-O | AST-09UW3SVG01B |  | Mini-Splits(Non-Ducted) | AST-09UW3SVG**01B |  | 9000 | 22 | 9 | 9000 | 6300 | 70% | 1.8 | 0 | 13.7 |  |  |  |  | R-410A | 0.75 | Residential & Commercial | VSMSHP
216010669 | Mini/Multi Split | HISENSE | HRCU-A-CB-O | AST-12UW3SXG01B |  | Mini-Splits(Non-Ducted) | AST-12UW3SXG**01B |  | 12000 | 21 | 9.5 | 12000 | 8400 | 70% | 1.75 | 0 | 13 |  |  |  |  | R-410A | 1 | Residential & Commercial | VSMSHP | Non-Ducted CEE Tier 2
216010670 | Mini/Multi Split | HISENSE | HRCU-A-CB-O | AST-18UW3SBN00B |  | Mini-Splits(Non-Ducted) | AST-18UW3SBN**00B |  | 18000 | 22.5 | 9.2 | 17000 | 11900 | 70% | 1.8 | 0 | 13 |  |  |  |  | R-410A | 1.5 | Residential & Commercial | VSMSHP
216010671 | Mini/Multi Split | HISENSE | HRCU-A-CB-O | AST-24UW3SDN01B |  | Mini-Splits(Non-Ducted) | AST-24UW3SDN**01B |  | 23000 | 20.5 | 8.6 | 23000 | 18000 | 78.26% | 1.75 | 0 | 12.2 |  |  |  |  | R-410A | 1.9167 | Residential & Commercial | VSMSHP
215866720 | Mini/Multi Split | AI AIR CONDITIONING | HRCU-A-CB-O | AO21-09N2-B1 |  | Mini-Splits(Non-Ducted) | AW21-09N2-B1 |  | 9000 | 21.5 | 9 | 10000 | 7000 | 70% | 1.95 | 0 | 12.5 |  |  |  |  | R-454B | 0.75 | Residential & Commercial | VSMSHP
215866722 | Mini/Multi Split | AI AIR CONDITIONING | HRCU-A-CB-O | AO21-09N2-M1 |  | Mini-Splits(Non-Ducted) | AW21-09N2-M1 |  | 9000 | 21.6 | 9.4 | 10000 | 7000 | 70% | 2 | 0 | 12.6 |  |  |  |  | R-454B | 0.75 | Residential & Commercial | VSMSHP
215866725 | Mini/Multi Split | AI AIR CONDITIONING | HRCU-A-CB-O | AO21-24N2-M1 |  | Mini-Splits(Non-Ducted) | AW21-24N2-M1 |  | 24000 | 18.5 | 9 | 24000 | 17000 | 70.83% | 2.11 | 0 | 9.6 |  |  |  |  | R-454B | 2 | Residential & Commercial | VSMSHP
215866728 | Mini/Multi Split | AI AIR CONDITIONING | HRCU-A-CB-O | AO24-09N2-B1H |  | Mini-Splits(Non-Ducted) | AW24-09N2-B1 |  | 9000 | 24.5 | 10.7 | 10000 | 7300 | 73% | 2.2 | 0 | 15 |  |  |  |  | R-454B | 0.75 | Residential & Commercial | VSMSHP | Non-Ducted CEE Tier 2
215866730 | Mini/Multi Split | AI AIR CONDITIONING | HRCU-A-CB-O | AO24-09N2-M1 |  | Mini-Splits(Non-Ducted) | AW25-09N2-M1 |  | 9000 | 24.6 | 13 | 10000 | 8200 | 82% | 2.33 | 0 | 14.7 |  |  |  |  | R-454B | 0.75 | Residential & Commercial | VSMSHP | Non-Ducted CEE Tier 2
215866731 | Mini/Multi Split | AI AIR CONDITIONING | HRCU-A-CB-O | AO24-12N2-M1 |  | Mini-Splits(Non-Ducted) | AW25-12N2-M1 |  | 12000 | 23.1 | 11.5 | 12000 | 8600 | 71.67% | 2.35 | 0 | 12.2 |  |  |  |  | R-454B | 1 | Residential & Commercial | VSMSHP | Non-Ducted CEE Tier 2
215866732 | Mini/Multi Split | AI AIR CONDITIONING | HRCU-A-CB-O | AO24-18N2-M1 |  | Mini-Splits(Non-Ducted) | AW25-18N2-M1 |  | 18000 | 24 | 11.1 | 18000 | 13000 | 72.22% | 2.35 | 0 | 13.5 |  |  |  |  | R-454B | 1.5 | Residential & Commercial | VSMSHP | Non-Ducted CEE Tier 2
215866733 | Mini/Multi Split | AI AIR CONDITIONING | HRCU-A-CB-O | AO24-24N2-M1 |  | Mini-Splits(Non-Ducted) | AW25-24N2-M1 |  | 24000 | 23.5 | 10 | 25000 | 17800 | 71.2% | 2.15 | 0 | 13 |  |  |  |  | R-454B | 2 | Residential & Commercial | VSMSHP | Non-Ducted CEE Tier 2
215866734 | Mini/Multi Split | AI AIR CONDITIONING | HRCU-A-CB-O | AO25-06N2-M1H |  | Mini-Splits(Non-Ducted) | AW25-06N2-M1 |  | 6000 | 25.3 | 14.6 | 7000 | 7500 | 107.1% | 2.3 | 0 | 16 |  |  |  |  | R-454B | 0.5 | Residential & Commercial | VSMSHP | Non-Ducted CEE Tier 2
215866735 | Mini/Multi Split | AI AIR CONDITIONING | HRCU-A-CB-O | AO25-09N2-M1H |  | Mini-Splits(Non-Ducted) | AW25-09N2-M1 |  | 9000 | 26 | 12.5 | 12000 | 11500 | 95.83% | 1.8 | 0 | 15 |  |  |  |  | R-454B | 0.75 | Residential & Commercial | VSMSHP | Non-Ducted CEE Tier 2
215866736 | Mini/Multi Split | AI AIR CONDITIONING | HRCU-A-CB-O | AO25-12N2-M1H |  | Mini-Splits(Non-Ducted) | AW25-12N2-M1 |  | 12000 | 24 | 10.5 | 12000 | 11500 | 95.83% | 1.8 | 0 | 13.2 |  |  |  |  | R-454B | 1 | Residential & Commercial | VSMSHP | Non-Ducted CEE Tier 2
215866737 | Mini/Multi Split | AI AIR CONDITIONING | HRCU-A-CB-O | AO25-18N2-M1H |  | Mini-Splits(Non-Ducted) | AW25-18N2-M1 |  | 18000 | 21.7 | 10.8 | 18000 | 18000 | 100% | 2 | 0 | 13 |  |  |  |  | R-454B | 1.5 | Residential & Commercial | VSMSHP | Non-Ducted CEE Tier 2
215866738 | Mini/Multi Split | AI AIR CONDITIONING | HRCU-A-CB-O | AO25-24N2-M1H |  | Mini-Splits(Non-Ducted) | AW25-24N2-M1 |  | 23000 | 22.3 | 13.3 | 26000 | 24000 | 92.31% | 2 | 0 | 12.5 |  |  |  |  | R-454B | 1.9167 | Residential & Commercial | VSMSHP | Non-Ducted CEE Tier 2
215866739 | Mini/Multi Split | AI AIR CONDITIONING | HRCU-A-CB-O | AO25-33N2-M1H |  | Mini-Splits(Non-Ducted) | AW25-33N2-M1 |  | 33000 | 20 | 10.5 | 36000 | 34600 | 96.11% | 1.91 | 0 | 11.7 |  |  |  |  | R-454B | 2.75 | Residential & Commercial | VSMSHP | Non-Ducted CEE Tier 2
215866740 | Mini/Multi Split | AI AIR CONDITIONING | HRCU-A-CB-O | AO35-06N2-M1H |  | Mini-Splits(Non-Ducted) | AW35-06N2-M1 |  | 6000 | 35 | 30 | 9000 | 13500 | 150% | 2 | 0 | 17.4 |  |  |  |  | R-454B | 0.5 | Residential & Commercial | VSMSHP | Non-Ducted CEE Tier 2
215866741 | Mini/Multi Split | AI AIR CONDITIONING | HRCU-A-CB-O | AO35-09N2-M1H |  | Mini-Splits(Non-Ducted) | AW35-09N2-M1 |  | 9000 | 33.3 | 22 | 12000 | 13500 | 112.5% | 2 | 0 | 17 |  |  |  |  | R-454B | 0.75 | Residential & Commercial | VSMSHP | Non-Ducted CEE Tier 2
215866742 | Mini/Multi Split | AI AIR CONDITIONING | HRCU-A-CB-O | AO35-12N2-M1H |  | Mini-Splits(Non-Ducted) | AW35-12N2-M1 |  | 12000 | 29.4 | 14.5 | 12000 | 13500 | 112.5% | 2 | 0 | 14.2 |  |  |  |  | R-454B | 1 | Residential & Commercial | VSMSHP | Non-Ducted CEE Tier 2
215866743 | Mini/Multi Split | AI AIR CONDITIONING | HRCU-A-CB-O | AO35-18N2-M1H |  | Mini-Splits(Non-Ducted) | AW35-18N2-M1 |  | 18000 | 25.6 | 16.2 | 20000 | 22600 | 113% | 2.34 | 0 | 15 |  |  |  |  | R-454B | 1.5 | Residential & Commercial | VSMSHP | Non-Ducted CEE Tier 2
215866744 | Mini/Multi Split | AI AIR CONDITIONING | HRCU-A-CB-O | AO24-09N2-M1 |  | Mini-Splits(Non-Ducted) | AC-09N2-M1 |  | 9000 | 21.6 | 11.3 | 10000 | 8300 | 83% | 2.17 | 0 | 14.3 |  |  |  |  | R-454B | 0.75 | Residential & Commercial | VSMSHP | Non-Ducted CEE Tier 2
215866745 | Mini/Multi Split | AI AIR CONDITIONING | HRCU-A-CB-O | AO24-12N2-M1 |  | Mini-Splits(Non-Ducted) | AC-12N2-M1 |  | 12000 | 21.1 | 10.4 | 12000 | 8400 | 70% | 2.4 | 0 | 12.5 |  |  |  |  | R-454B | 1 | Residential & Commercial | VSMSHP | Non-Ducted CEE Tier 2
215866746 | Mini/Multi Split | AI AIR CONDITIONING | HRCU-A-CB-O | AO24-18N2-M1 |  | Mini-Splits(Non-Ducted) | AC-18N2-M1 |  | 16800 | 20.7 | 11.4 | 18000 | 12800 | 71.11% | 2.2 | 0 | 12.5 |  |  |  |  | R-454B | 1.4 | Residential & Commercial | VSMSHP | Non-Ducted CEE Tier 2
215866747 | Mini/Multi Split | AI AIR CONDITIONING | HRCU-A-CB-O | AO24-24N2-M1 |  | Mini-Splits(Non-Ducted) | AC-24N2-M1 |  | 24000 | 22 | 10.5 | 25000 | 18500 | 74% | 2.3 | 0 | 12 |  |  |  |  | R-454B | 2 | Residential & Commercial | VSMSHP | Non-Ducted CEE Tier 2
215866748 | Mini/Multi Split | AI AIR CONDITIONING | HRCU-A-CB-O | ASO24-36N2-M2 |  | Mini-Splits(Non-Ducted) | AC-36N2-M1 |  | 36000 | 20 | 10.3 | 38000 | 26600 | 70% | 2.2 | 0 | 9.6 |  |  |  |  | R-454B | 3 | Residential & Commercial | VSMSHP | Non-Ducted CEE Tier 2
215866749 | Mini/Multi Split | AI AIR CONDITIONING | HRCU-A-CB-O | ASO24-48N2-M2 |  | Mini-Splits(Non-Ducted) | AC-48N2-M1 |  | 48000 | 19 | 9.9 | 50000 | 40500 | 81% | 2.11 | 0 | 9.5 |  |  |  |  | R-454B | 4 | Residential & Commercial | VSMSHP | Non-Ducted CEE Tier 2
215866750 | Mini/Multi Split | AI AIR CONDITIONING | HRCU-A-CB-O | AO24-09N2-M1 |  | Mini-Splits(Non-Ducted) | A1C-09N2-M1 |  | 9000 | 22.1 | 11.8 | 11000 | 8000 | 72.73% | 2.18 | 0 | 14.4 |  |  |  |  | R-454B | 0.75 | Residential & Commercial | VSMSHP | Non-Ducted CEE Tier 2
215866751 | Mini/Multi Split | AI AIR CONDITIONING | HRCU-A-CB-O | AO24-12N2-M1 |  | Mini-Splits(Non-Ducted) | A1C-12N2-M1 |  | 12000 | 22.1 | 10 | 12000 | 8600 | 71.67% | 2.48 | 0 | 12.3 |  |  |  |  | R-454B | 1 | Residential & Commercial | VSMSHP | Non-Ducted CEE Tier 2
215866752 | Mini/Multi Split | AI AIR CONDITIONING | HRCU-A-CB-O | AO24-18N2-M1 |  | Mini-Splits(Non-Ducted) | A1C-18N2-M1 |  | 18000 | 22.2 | 12.2 | 18000 | 13100 | 72.78% | 2.24 | 0 | 12.5 |  |  |  |  | R-454B | 1.5 | Residential & Commercial | VSMSHP | Non-Ducted CEE Tier 2
215866763 | Mini/Multi Split | AI AIR CONDITIONING | HRCU-A-CB-O | AO24-09N2-M1 |  | Mini-Splits(Non-Ducted) | AS-09N2-M1 |  | 9000 | 26 | 13.9 | 9000 | 8600 | 95.56% | 2.27 | 0 | 16.2 |  |  |  |  | R-454B | 0.75 | Residential & Commercial | VSMSHP | Non-Ducted CEE Tier 2
215866764 | Mini/Multi Split | AI AIR CONDITIONING | HRCU-A-CB-O | AO24-12N2-M1 |  | Mini-Splits(Non-Ducted) | AS-12N2-M1 |  | 12000 | 24.6 | 11 | 12000 | 8900 | 74.17% | 2.5 | 0 | 12.7 |  |  |  |  | R-454B | 1 | Residential & Commercial | VSMSHP | Non-Ducted CEE Tier 2
215866765 | Mini/Multi Split | AI AIR CONDITIONING | HRCU-A-CB-O | AO24-18N2-M1 |  | Mini-Splits(Non-Ducted) | AS-16N2-M1 |  | 16000 | 23.8 | 13.5 | 17000 | 13100 | 77.06% | 2.16 | 0 | 12.5 |  |  |  |  | R-454B | 1.3333 | Residential & Commercial | VSMSHP | Non-Ducted CEE Tier 2
215866766 | Mini/Multi Split | AI AIR CONDITIONING | HRCU-A-CB-O | AO24-18N2-M1 |  | Mini-Splits(Non-Ducted) | AF-18N2-M1 |  | 18000 | 22.3 | 10.4 | 18000 | 12800 | 71.11% | 2.05 | 0 | 12.5 |  |  |  |  | R-454B | 1.5 | Residential & Commercial | VSMSHP | Non-Ducted CEE Tier 2
215866767 | Mini/Multi Split | AI AIR CONDITIONING | HRCU-A-CB-O | AO24-24N2-M1 |  | Mini-Splits(Non-Ducted) | AF-24N2-M1 |  | 24000 | 21.1 | 11.1 | 24400 | 18600 | 76.23% | 2.27 | 0 | 12.2 |  |  |  |  | R-454B | 2 | Residential & Commercial | VSMSHP | Non-Ducted CEE Tier 2
215866769 | Mini/Multi Split | AI AIR CONDITIONING | HRCU-A-CB-O | ASO24-48N2-M2 |  | Mini-Splits(Non-Ducted) | AF-48N2-M1 |  | 48000 | 19.8 | 10.2 | 50000 | 38500 | 77% | 1.95 | 0 | 9.5 |  |  |  |  | R-454B | 4 | Residential & Commercial | VSMSHP | Non-Ducted CEE Tier 2
215866771 | Mini/Multi Split | AI AIR CONDITIONING | HRCU-A-CB-O | AO25-09N2-M1H |  | Mini-Splits(Non-Ducted) | AC-09N2-M1 |  | 9000 | 22.6 | 12.1 | 10000 | 11000 | 110% | 1.84 | 0 | 14 |  |  |  |  | R-454B | 0.75 | Residential & Commercial | VSMSHP | Non-Ducted CEE Tier 2
215866772 | Mini/Multi Split | AI AIR CONDITIONING | HRCU-A-CB-O | AO25-12N2-M1H |  | Mini-Splits(Non-Ducted) | AC-12N2-M1 |  | 12000 | 22.2 | 11.6 | 12000 | 11500 | 95.83% | 2 | 0 | 12.5 |  |  |  |  | R-454B | 1 | Residential & Commercial | VSMSHP | Non-Ducted CEE Tier 2
215866773 | Mini/Multi Split | AI AIR CONDITIONING | HRCU-A-CB-O | AO25-18N2-M1H |  | Mini-Splits(Non-Ducted) | AC-18N2-M1 |  | 16000 | 20 | 12.3 | 19000 | 17000 | 89.47% | 1.9 | 0 | 12.5 |  |  |  |  | R-454B | 1.3333 | Residential & Commercial | VSMSHP | Non-Ducted CEE Tier 2
215866774 | Mini/Multi Split | AI AIR CONDITIONING | HRCU-A-CB-O | AO25-24N2-M1H |  | Mini-Splits(Non-Ducted) | AC-24N2-M1 |  | 23400 | 20.7 | 11.6 | 25000 | 23800 | 95.2% | 2.23 | 0 | 12 |  |  |  |  | R-454B | 1.95 | Residential & Commercial | VSMSHP | Non-Ducted CEE Tier 2
215866775 | Mini/Multi Split | AI AIR CONDITIONING | HRCU-A-CB-O | ASO25-36N2-M2H |  | Mini-Splits(Non-Ducted) | AC-36N2-M1 |  | 36600 | 21.2 | 10.6 | 37000 | 37000 | 100% | 1.95 | 0 | 12 |  |  |  |  | R-454B | 3.05 | Residential & Commercial | VSMSHP | Non-Ducted CEE Tier 2
215866776 | Mini/Multi Split | AI AIR CONDITIONING | HRCU-A-CB-O | ASO25-48N2-M2H |  | Mini-Splits(Non-Ducted) | AC-48N2-M1 |  | 48000 | 18 | 11 | 53000 | 47500 | 89.62% | 1.96 | 0 | 10 |  |  |  |  | R-454B | 4 | Residential & Commercial | VSMSHP | Non-Ducted CEE Tier 2
215866777 | Mini/Multi Split | AI AIR CONDITIONING | HRCU-A-CB-O | AO25-06N2-M1H |  | Mini-Splits(Non-Ducted) | A1C-06N2-M1 |  | 6500 | 22 | 12 | 7400 | 8100 | 109.5% | 2.4 | 0 | 15 |  |  |  |  | R-454B | 0.54167 | Residential & Commercial | VSMSHP | Non-Ducted CEE Tier 2
215866778 | Mini/Multi Split | AI AIR CONDITIONING | HRCU-A-CB-O | AO25-09N2-M1H |  | Mini-Splits(Non-Ducted) | A1C-09N2-M1 |  | 9000 | 24 | 12.1 | 10900 | 10600 | 97.25% | 1.83 | 0 | 14.6 |  |  |  |  | R-454B | 0.75 | Residential & Commercial | VSMSHP | Non-Ducted CEE Tier 2
215866779 | Mini/Multi Split | AI AIR CONDITIONING | HRCU-A-CB-O | AO25-12N2-M1H |  | Mini-Splits(Non-Ducted) | A1C-12N2-M1 |  | 12000 | 23 | 10 | 12500 | 11500 | 92% | 2 | 0 | 13 |  |  |  |  | R-454B | 1 | Residential & Commercial | VSMSHP | Non-Ducted CEE Tier 2
215866780 | Mini/Multi Split | AI AIR CONDITIONING | HRCU-A-CB-O | AO25-18N2-M1H |  | Mini-Splits(Non-Ducted) | A1C-18N2-M1 |  | 16700 | 20.6 | 12.2 | 20000 | 17500 | 87.5% | 1.89 | 0 | 12.5 |  |  |  |  | R-454B | 1.3917 | Residential & Commercial | VSMSHP | Non-Ducted CEE Tier 2
215866792 | Mini/Multi Split | AI AIR CONDITIONING | HRCU-A-CB-O | AO25-09N2-M1H |  | Mini-Splits(Non-Ducted) | AS-09N2-M1 |  | 9000 | 27.2 | 10.9 | 9000 | 11300 | 125.6% | 1.84 | 0 | 15.1 |  |  |  |  | R-454B | 0.75 | Residential & Commercial | VSMSHP | Non-Ducted CEE Tier 2
215866793 | Mini/Multi Split | AI AIR CONDITIONING | HRCU-A-CB-O | AO25-12N2-M1H |  | Mini-Splits(Non-Ducted) | AS-12N2-M1 |  | 12000 | 25 | 10.5 | 12000 | 11300 | 94.17% | 1.88 | 0 | 12.5 |  |  |  |  | R-454B | 1 | Residential & Commercial | VSMSHP | Non-Ducted CEE Tier 2
215866794 | Mini/Multi Split | AI AIR CONDITIONING | HRCU-A-CB-O | AO25-18N2-M1H |  | Mini-Splits(Non-Ducted) | AS-16N2-M1 |  | 16000 | 20 | 10.3 | 17000 | 17500 | 102.9% | 1.95 | 0 | 12.5 |  |  |  |  | R-454B | 1.3333 | Residential & Commercial | VSMSHP | Non-Ducted CEE Tier 2
215866795 | Mini/Multi Split | AI AIR CONDITIONING | HRCU-A-CB-O | AO25-18N2-M1H |  | Mini-Splits(Non-Ducted) | AF-18N2-M1 |  | 17000 | 20.4 | 10.3 | 19000 | 17000 | 89.47% | 1.86 | 0 | 12.5 |  |  |  |  | R-454B | 1.4167 | Residential & Commercial | VSMSHP | Non-Ducted CEE Tier 2
215866796 | Mini/Multi Split | AI AIR CONDITIONING | HRCU-A-CB-O | AO25-24N2-M1H |  | Mini-Splits(Non-Ducted) | AF-24N2-M1 |  | 22000 | 20.4 | 12.1 | 26000 | 24200 | 93.08% | 2.16 | 0 | 12 |  |  |  |  | R-454B | 1.8333 | Residential & Commercial | VSMSHP | Non-Ducted CEE Tier 2
215866797 | Mini/Multi Split | AI AIR CONDITIONING | HRCU-A-CB-O | ASO25-36N2-M2H |  | Mini-Splits(Non-Ducted) | AF-36N2-M1 |  | 36400 | 20 | 10.8 | 38000 | 39500 | 103.9% | 2.02 | 0 | 12 |  |  |  |  | R-454B | 3.0333 | Residential & Commercial | VSMSHP | Non-Ducted CEE Tier 2
215866798 | Mini/Multi Split | AI AIR CONDITIONING | HRCU-A-CB-O | ASO25-48N2-M2H |  | Mini-Splits(Non-Ducted) | AF-48N2-M1 |  | 48000 | 18.5 | 10.1 | 52000 | 47000 | 90.38% | 1.83 | 0 | 9.4 |  |  |  |  | R-454B | 4 | Residential & Commercial | VSMSHP | Non-Ducted CEE Tier 2
215866799 | Mini/Multi Split | AI AIR CONDITIONING | HRCU-A-CB-O | ASO25-60N2-M2H |  | Mini-Splits(Non-Ducted) | AF-60N2-M1 |  | 54000 | 18 | 10.7 | 60000 | 54000 | 90% | 1.91 | 0 | 9 |  |  |  |  | R-454B | 4.5 | Residential & Commercial | VSMSHP | Non-Ducted CEE Tier 2
215865890 | Mini/Multi Split | MDV | HRCU-A-CB-O | MOX230-06HFN10-M1 |  | Mini-Splits(Non-Ducted) | MSEPB-06HRFN10-M1 |  | 6000 | 25.7 | 12.8 | 6000 | 8300 | 138.3% | 2.4 | 0 | 18.1 |  |  |  |  | R-454B | 0.5 | Residential & Commercial | VSMSHP | Non-Ducted CEE Tier 2
215866628 | Mini/Multi Split | KADEN | HRCU-A-CB-O | KOB-HH-PSX06HP-2AAMA |  | Mini-Splits(Non-Ducted) | KIB-PSX06WM-2AAMA |  | 6000 | 25.5 | 14.8 | 7000 | 7700 | 110% | 2.39 | 0 | 18 |  |  |  |  | R-454B | 0.5 | Residential & Commercial | VSMSHP | Non-Ducted CEE Tier 2
215866629 | Mini/Multi Split | KADEN | HRCU-A-CB-O | KOB-HH-PSX09HP-2AAMA |  | Mini-Splits(Non-Ducted) | KIB-PSX09WM-2AAMA |  | 9000 | 27.4 | 12.5 | 12000 | 11500 | 95.83% | 1.8 | 0 | 15.4 |  |  |  |  | R-454B | 0.75 | Residential & Commercial | VSMSHP | Non-Ducted CEE Tier 2
215866630 | Mini/Multi Split | KADEN | HRCU-A-CB-O | KOB-HH-PSX12HP-2AAMA |  | Mini-Splits(Non-Ducted) | KIB-PSX12WM-2AAMA |  | 12000 | 25.4 | 10.5 | 12000 | 11500 | 95.83% | 1.8 | 0 | 13.4 |  |  |  |  | R-454B | 1 | Residential & Commercial | VSMSHP | Non-Ducted CEE Tier 2
215866631 | Mini/Multi Split | KADEN | HRCU-A-CB-O | KOB-HH-PSX18HP-2AAMA |  | Mini-Splits(Non-Ducted) | KIB-PSX18WM-2AAMA |  | 18000 | 21.4 | 11 | 18000 | 18000 | 100% | 1.92 | 0 | 12.5 |  |  |  |  | R-454B | 1.5 | Residential & Commercial | VSMSHP | Non-Ducted CEE Tier 2
215866632 | Mini/Multi Split | KADEN | HRCU-A-CB-O | KOB-HH-PSX24HP-2AAMA |  | Mini-Splits(Non-Ducted) | KIB-PSX24WM-2AAMA |  | 24000 | 21 | 13.5 | 29000 | 24200 | 83.45% | 2.34 | 0 | 13 |  |  |  |  | R-454B | 2 | Residential & Commercial | VSMSHP | Non-Ducted CEE Tier 2
215866635 | Mini/Multi Split | KADEN | HRCU-A-CB-O | KOB-PSX09HP-2AAMA |  | Mini-Splits(Non-Ducted) | KIB-PSX09WM-2AAMA |  | 9000 | 25.8 | 12.5 | 10000 | 8000 | 80% | 2.36 | 0 | 14.9 |  |  |  |  | R-454B | 0.75 | Residential & Commercial | VSMSHP | Non-Ducted CEE Tier 2
215866636 | Mini/Multi Split | KADEN | HRCU-A-CB-O | KOB-PSX12HP-2AAMA |  | Mini-Splits(Non-Ducted) | KIB-PSX12WM-2AAMA |  | 12000 | 25.5 | 10.6 | 12000 | 8400 | 70% | 2.3 | 0 | 13 |  |  |  |  | R-454B | 1 | Residential & Commercial | VSMSHP | Non-Ducted CEE Tier 2
215866637 | Mini/Multi Split | KADEN | HRCU-A-CB-O | KOB-PSX18HP-2AAMA |  | Mini-Splits(Non-Ducted) | KIB-PSX18WM-2AAMA |  | 18000 | 23.5 | 10.8 | 18000 | 12800 | 71.11% | 2.1 | 0 | 12.7 |  |  |  |  | R-454B | 1.5 | Residential & Commercial | VSMSHP | Non-Ducted CEE Tier 2
215866638 | Mini/Multi Split | KADEN | HRCU-A-CB-O | KOB-PSX24HP-2AAMA |  | Mini-Splits(Non-Ducted) | KIB-PSX24WM-2AAMA |  | 24000 | 23 | 11.7 | 25000 | 19600 | 78.4% | 2.54 | 0 | 14 |  |  |  |  | R-454B | 2 | Residential & Commercial | VSMSHP | Non-Ducted CEE Tier 2
215866641 | Mini/Multi Split | KADEN | HRCU-A-CB-O | KOB-HH-PSX09HP-2AAMA |  | Mini-Splits(Non-Ducted) | KIB-PSX09CT-2AAMA |  | 9000 | 22.6 | 12.1 | 10000 | 11000 | 110% | 1.84 | 0 | 14 |  |  |  |  | R-454B | 0.75 | Residential & Commercial | VSMSHP | Non-Ducted CEE Tier 2
215866642 | Mini/Multi Split | KADEN | HRCU-A-CB-O | KOB-HH-PSX12HP-2AAMA |  | Mini-Splits(Non-Ducted) | KIB-PSX12CT-2AAMA |  | 12000 | 22.2 | 11.6 | 12000 | 11500 | 95.83% | 2 | 0 | 12.5 |  |  |  |  | R-454B | 1 | Residential & Commercial | VSMSHP | Non-Ducted CEE Tier 2
215866643 | Mini/Multi Split | KADEN | HRCU-A-CB-O | KOB-HH-PSX18HP-2AAMA |  | Mini-Splits(Non-Ducted) | KIB-PSX18CT-2AAMA |  | 16000 | 20 | 12.3 | 19000 | 17000 | 89.47% | 1.9 | 0 | 12.5 |  |  |  |  | R-454B | 1.3333 | Residential & Commercial | VSMSHP | Non-Ducted CEE Tier 2
215866644 | Mini/Multi Split | KADEN | HRCU-A-CB-O | KOB-HH-PSX24HP-2AAMA |  | Mini-Splits(Non-Ducted) | KIB-PSX24CT-2AAMA |  | 23400 | 20.7 | 11.6 | 25000 | 23800 | 95.2% | 2.23 | 0 | 12 |  |  |  |  | R-454B | 1.95 | Residential & Commercial | VSMSHP | Non-Ducted CEE Tier 2
215866645 | Mini/Multi Split | KADEN | HRCU-A-CB-O | KOB-PSX09HP-2AAMA |  | Mini-Splits(Non-Ducted) | KIB-PSX09CT-2AAMA |  | 9000 | 21.6 | 11.3 | 10000 | 8300 | 83% | 2.17 | 0 | 14.3 |  |  |  |  | R-454B | 0.75 | Residential & Commercial | VSMSHP | Non-Ducted CEE Tier 2
215866646 | Mini/Multi Split | KADEN | HRCU-A-CB-O | KOB-PSX12HP-2AAMA |  | Mini-Splits(Non-Ducted) | KIB-PSX12CT-2AAMA |  | 12000 | 21.1 | 10.4 | 12000 | 8400 | 70% | 2.4 | 0 | 12.5 |  |  |  |  | R-454B | 1 | Residential & Commercial | VSMSHP | Non-Ducted CEE Tier 2
215866647 | Mini/Multi Split | KADEN | HRCU-A-CB-O | KOB-PSX18HP-2AAMA |  | Mini-Splits(Non-Ducted) | KIB-PSX18CT-2AAMA |  | 16800 | 20.7 | 11.4 | 18000 | 12800 | 71.11% | 2.2 | 0 | 12.5 |  |  |  |  | R-454B | 1.4 | Residential & Commercial | VSMSHP | Non-Ducted CEE Tier 2
215866648 | Mini/Multi Split | KADEN | HRCU-A-CB-O | KOB-PSX24HP-2AAMA |  | Mini-Splits(Non-Ducted) | KIB-PSX24CT-2AAMA |  | 24000 | 22 | 10.5 | 25000 | 18500 | 74% | 2.3 | 0 | 12 |  |  |  |  | R-454B | 2 | Residential & Commercial | VSMSHP | Non-Ducted CEE Tier 2
215866661 | Mini/Multi Split | KADEN | HRCU-A-CB-O | KOB-HH-PSX06HP-2AAMA |  | Mini-Splits(Non-Ducted) | KIB-PSX06CW-2AAMA |  | 6500 | 22 | 12 | 7400 | 8100 | 109.5% | 2.4 | 0 | 15 |  |  |  |  | R-454B | 0.54167 | Residential & Commercial | VSMSHP | Non-Ducted CEE Tier 2
215866662 | Mini/Multi Split | KADEN | HRCU-A-CB-O | KOB-HH-PSX09HP-2AAMA |  | Mini-Splits(Non-Ducted) | KIB-PSX09CW-2AAMA |  | 9000 | 24 | 12.1 | 10900 | 10600 | 97.25% | 1.83 | 0 | 14.6 |  |  |  |  | R-454B | 0.75 | Residential & Commercial | VSMSHP | Non-Ducted CEE Tier 2
215866663 | Mini/Multi Split | KADEN | HRCU-A-CB-O | KOB-HH-PSX12HP-2AAMA |  | Mini-Splits(Non-Ducted) | KIB-PSX12CW-2AAMA |  | 12000 | 23 | 10 | 12500 | 11500 | 92% | 2 | 0 | 13 |  |  |  |  | R-454B | 1 | Residential & Commercial | VSMSHP | Non-Ducted CEE Tier 2
215866664 | Mini/Multi Split | KADEN | HRCU-A-CB-O | KOB-HH-PSX18HP-2AAMA |  | Mini-Splits(Non-Ducted) | KIB-PSX18CW-2AAMA |  | 16700 | 20.6 | 12.2 | 20000 | 17500 | 87.5% | 1.89 | 0 | 12.5 |  |  |  |  | R-454B | 1.3917 | Residential & Commercial | VSMSHP | Non-Ducted CEE Tier 2
215866665 | Mini/Multi Split | KADEN | HRCU-A-CB-O | KOB-PSX09HP-2AAMA |  | Mini-Splits(Non-Ducted) | KIB-PSX09CW-2AAMA |  | 9000 | 22.1 | 11.8 | 11000 | 8000 | 72.73% | 2.18 | 0 | 14.4 |  |  |  |  | R-454B | 0.75 | Residential & Commercial | VSMSHP | Non-Ducted CEE Tier 2
215866666 | Mini/Multi Split | KADEN | HRCU-A-CB-O | KOB-PSX12HP-2AAMA |  | Mini-Splits(Non-Ducted) | KIB-PSX12CW-2AAMA |  | 12000 | 22.1 | 10 | 12000 | 8600 | 71.67% | 2.48 | 0 | 12.3 |  |  |  |  | R-454B | 1 | Residential & Commercial | VSMSHP | Non-Ducted CEE Tier 2
215866667 | Mini/Multi Split | KADEN | HRCU-A-CB-O | KOB-PSX18HP-2AAMA |  | Mini-Splits(Non-Ducted) | KIB-PSX18CW-2AAMA |  | 18000 | 22.2 | 12.2 | 18000 | 13100 | 72.78% | 2.24 | 0 | 12.5 |  |  |  |  | R-454B | 1.5 | Residential & Commercial | VSMSHP | Non-Ducted CEE Tier 2
215864286 | Mini/Multi Split | Boltic | HRCU-A-CB-O | 87A9KODU |  | Mini-Splits(Non-Ducted) | 87A9KIDU |  | 9000 | 21.5 | 9 | 10000 | 7000 | 70% | 1.95 | 0 | 12.5 |  |  |  |  | R-454B | 0.75 | Residential & Commercial | VSMSHP
215864289 | Mini/Multi Split | Boltic | HRCU-A-CB-O | 87A24KODU |  | Mini-Splits(Non-Ducted) | 87A24KIDU |  | 24000 | 18.5 | 9 | 24000 | 17000 | 70.83% | 2.11 | 0 | 9.6 |  |  |  |  | R-454B | 2 | Residential & Commercial | VSMSHP
215864321 | Mini/Multi Split | MAINLINE | HRCU-A-CB-O | ML09HP230WIN-O |  | Mini-Splits(Non-Ducted) | ML09HP230WIN-I |  | 9000 | 19 | 9.7 | 10000 | 7000 | 70% | 2.15 | 0 | 10.9 |  |  |  |  | R-454B | 0.75 | Residential & Commercial | VSMSHP | Non-Ducted CEE Tier 2
215864324 | Mini/Multi Split | MAINLINE | HRCU-A-CB-O | ML24HP230WIN-O |  | Mini-Splits(Non-Ducted) | ML24HP230WIN-I |  | 24000 | 17 | 8.5 | 24000 | 17100 | 71.25% | 2.01 | 0 | 9 |  |  |  |  | R-454B | 2 | Residential & Commercial | VSMSHP
215864327 | Mini/Multi Split | MAINLINE | HRCU-A-CB-O | ML09HP230GEN-O |  | Mini-Splits(Non-Ducted) | ML09HP230GEN-I |  | 9000 | 21.2 | 9.1 | 10000 | 7000 | 70% | 2.07 | 0 | 12.6 |  |  |  |  | R-454B | 0.75 | Residential & Commercial | VSMSHP
215864330 | Mini/Multi Split | MAINLINE | HRCU-A-CB-O | ML24HP230GEN-O |  | Mini-Splits(Non-Ducted) | ML24HP230GEN-I |  | 24000 | 18.7 | 9.3 | 24000 | 17000 | 70.83% | 2.14 | 0 | 10 |  |  |  |  | R-454B | 2 | Residential & Commercial | VSMSHP
215864334 | Mini/Multi Split | MAINLINE | HRCU-A-CB-O | ML09HP230NEX-O |  | Mini-Splits(Non-Ducted) | ML09HP230NEX-I |  | 9000 | 24.6 | 13 | 10000 | 8200 | 82% | 2.33 | 0 | 14.7 |  |  |  |  | R-454B | 0.75 | Residential & Commercial | VSMSHP | Non-Ducted CEE Tier 2
215864335 | Mini/Multi Split | MAINLINE | HRCU-A-CB-O | ML12HP230NEX-O |  | Mini-Splits(Non-Ducted) | ML12HP230NEX-I |  | 12000 | 23.1 | 11.5 | 12000 | 8600 | 71.67% | 2.35 | 0 | 12.2 |  |  |  |  | R-454B | 1 | Residential & Commercial | VSMSHP | Non-Ducted CEE Tier 2
215864336 | Mini/Multi Split | MAINLINE | HRCU-A-CB-O | ML18HP230NEX-O |  | Mini-Splits(Non-Ducted) | ML18HP230NEX-I |  | 18000 | 24 | 11.1 | 18000 | 13000 | 72.22% | 2.35 | 0 | 13.5 |  |  |  |  | R-454B | 1.5 | Residential & Commercial | VSMSHP | Non-Ducted CEE Tier 2
215864337 | Mini/Multi Split | MAINLINE | HRCU-A-CB-O | ML24HP230NEX-O |  | Mini-Splits(Non-Ducted) | ML24HP230NEX-I |  | 24000 | 23.5 | 10 | 25000 | 17800 | 71.2% | 2.15 | 0 | 13 |  |  |  |  | R-454B | 2 | Residential & Commercial | VSMSHP | Non-Ducted CEE Tier 2
215864338 | Mini/Multi Split | MAINLINE | HRCU-A-CB-O | ML06HP230NEXH-O |  | Mini-Splits(Non-Ducted) | ML06HP230NEX-I |  | 6000 | 25.3 | 14.6 | 7000 | 7500 | 107.1% | 2.3 | 0 | 16 |  |  |  |  | R-454B | 0.5 | Residential & Commercial | VSMSHP | Non-Ducted CEE Tier 2
215864339 | Mini/Multi Split | MAINLINE | HRCU-A-CB-O | ML09HP230NEXH-O |  | Mini-Splits(Non-Ducted) | ML09HP230NEX-I |  | 9000 | 26 | 12.5 | 12000 | 11500 | 95.83% | 1.8 | 0 | 15 |  |  |  |  | R-454B | 0.75 | Residential & Commercial | VSMSHP | Non-Ducted CEE Tier 2
215864340 | Mini/Multi Split | MAINLINE | HRCU-A-CB-O | ML12HP230NEXH-O |  | Mini-Splits(Non-Ducted) | ML12HP230NEX-I |  | 12000 | 24 | 10.5 | 12000 | 11500 | 95.83% | 1.8 | 0 | 13.2 |  |  |  |  | R-454B | 1 | Residential & Commercial | VSMSHP | Non-Ducted CEE Tier 2
215864341 | Mini/Multi Split | MAINLINE | HRCU-A-CB-O | ML18HP230NEXH-O |  | Mini-Splits(Non-Ducted) | ML18HP230NEX-I |  | 18000 | 21.7 | 10.8 | 18000 | 18000 | 100% | 2 | 0 | 13 |  |  |  |  | R-454B | 1.5 | Residential & Commercial | VSMSHP | Non-Ducted CEE Tier 2
215864342 | Mini/Multi Split | MAINLINE | HRCU-A-CB-O | ML24HP230NEXH-O |  | Mini-Splits(Non-Ducted) | ML24HP230NEX-I |  | 23000 | 22.3 | 13.3 | 26000 | 24000 | 92.31% | 2 | 0 | 12.5 |  |  |  |  | R-454B | 1.9167 | Residential & Commercial | VSMSHP | Non-Ducted CEE Tier 2
215864343 | Mini/Multi Split | MAINLINE | HRCU-A-CB-O | ML33HP230NEXH-O |  | Mini-Splits(Non-Ducted) | ML33HP230NEX-I |  | 33000 | 20 | 10.5 | 36000 | 34600 | 96.11% | 1.91 | 0 | 11.7 |  |  |  |  | R-454B | 2.75 | Residential & Commercial | VSMSHP | Non-Ducted CEE Tier 2
215864344 | Mini/Multi Split | MAINLINE | HRCU-A-CB-O | ML06HP230CALH-O |  | Mini-Splits(Non-Ducted) | ML06HP230CALH-I |  | 6000 | 35 | 30 | 9000 | 13500 | 150% | 2 | 0 | 17.4 |  |  |  |  | R-454B | 0.5 | Residential & Commercial | VSMSHP | Non-Ducted CEE Tier 2
215864345 | Mini/Multi Split | MAINLINE | HRCU-A-CB-O | ML09HP230CALH-O |  | Mini-Splits(Non-Ducted) | ML09HP230CALH-I |  | 9000 | 33.3 | 22 | 12000 | 13500 | 112.5% | 2 | 0 | 17 |  |  |  |  | R-454B | 0.75 | Residential & Commercial | VSMSHP | Non-Ducted CEE Tier 2
215864346 | Mini/Multi Split | MAINLINE | HRCU-A-CB-O | ML12HP230CALH-O |  | Mini-Splits(Non-Ducted) | ML12HP230CALH-I |  | 12000 | 29.4 | 14.5 | 12000 | 13500 | 112.5% | 2 | 0 | 14.2 |  |  |  |  | R-454B | 1 | Residential & Commercial | VSMSHP | Non-Ducted CEE Tier 2
215864347 | Mini/Multi Split | MAINLINE | HRCU-A-CB-O | ML18HP230CALH-O |  | Mini-Splits(Non-Ducted) | ML18HP230CALH-I |  | 18000 | 25.6 | 16.2 | 20000 | 22600 | 113% | 2.34 | 0 | 15 |  |  |  |  | R-454B | 1.5 | Residential & Commercial | VSMSHP | Non-Ducted CEE Tier 2
215864348 | Mini/Multi Split | MAINLINE | HRCU-A-CB-O | ML24HP230CALH-O |  | Mini-Splits(Non-Ducted) | ML24HP230CALH-I |  | 24000 | 21 | 13.5 | 29000 | 24200 | 83.45% | 2.34 | 0 | 13 |  |  |  |  | R-454B | 2 | Residential & Commercial | VSMSHP | Non-Ducted CEE Tier 2
215864349 | Mini/Multi Split | MAINLINE | HRCU-A-CB-O | ML33HP230CALH-O |  | Mini-Splits(Non-Ducted) | ML33HP230CALH-I |  | 33000 | 19.5 | 10.5 | 36000 | 35000 | 97.22% | 1.98 | 0 | 12 |  |  |  |  | R-454B | 2.75 | Residential & Commercial | VSMSHP | Non-Ducted CEE Tier 2
215864350 | Mini/Multi Split | MAINLINE | HRCU-A-CB-O | ML09HP230NEX-O |  | Mini-Splits(Non-Ducted) | ML09HP230STDCAS-I |  | 9000 | 21.6 | 11.3 | 10000 | 8300 | 83% | 2.17 | 0 | 14.3 |  |  |  |  | R-454B | 0.75 | Residential & Commercial | VSMSHP | Non-Ducted CEE Tier 2
215864351 | Mini/Multi Split | MAINLINE | HRCU-A-CB-O | ML12HP230NEX-O |  | Mini-Splits(Non-Ducted) | ML12HP230STDCAS-I |  | 12000 | 21.1 | 10.4 | 12000 | 8400 | 70% | 2.4 | 0 | 12.5 |  |  |  |  | R-454B | 1 | Residential & Commercial | VSMSHP | Non-Ducted CEE Tier 2
215864352 | Mini/Multi Split | MAINLINE | HRCU-A-CB-O | ML18HP230NEX-O |  | Mini-Splits(Non-Ducted) | ML18HP230STDCAS-I |  | 16800 | 20.7 | 11.4 | 18000 | 12800 | 71.11% | 2.2 | 0 | 12.5 |  |  |  |  | R-454B | 1.4 | Residential & Commercial | VSMSHP | Non-Ducted CEE Tier 2
215864353 | Mini/Multi Split | MAINLINE | HRCU-A-CB-O | ML24HP230NEX-O |  | Mini-Splits(Non-Ducted) | ML24HP230STDCAS-I |  | 24000 | 22 | 10.5 | 25000 | 18500 | 74% | 2.3 | 0 | 12 |  |  |  |  | R-454B | 2 | Residential & Commercial | VSMSHP | Non-Ducted CEE Tier 2
215864361 | Mini/Multi Split | MAINLINE | HRCU-A-CB-O | ML09HP230NEX-O |  | Mini-Splits(Non-Ducted) | ML09HP230CON-I |  | 9000 | 26 | 13.9 | 9000 | 8600 | 95.56% | 2.27 | 0 | 16.2 |  |  |  |  | R-454B | 0.75 | Residential & Commercial | VSMSHP | Non-Ducted CEE Tier 2
215864362 | Mini/Multi Split | MAINLINE | HRCU-A-CB-O | ML12HP230NEX-O |  | Mini-Splits(Non-Ducted) | ML12HP230CON-I |  | 12000 | 24.6 | 11 | 12000 | 8900 | 74.17% | 2.5 | 0 | 12.7 |  |  |  |  | R-454B | 1 | Residential & Commercial | VSMSHP | Non-Ducted CEE Tier 2
215864363 | Mini/Multi Split | MAINLINE | HRCU-A-CB-O | ML18HP230NEX-O |  | Mini-Splits(Non-Ducted) | ML16HP230CON-I |  | 16000 | 23.8 | 13.5 | 17000 | 13100 | 77.06% | 2.16 | 0 | 12.5 |  |  |  |  | R-454B | 1.3333 | Residential & Commercial | VSMSHP | Non-Ducted CEE Tier 2
215864364 | Mini/Multi Split | MAINLINE | HRCU-A-CB-O | ML18HP230NEX-O |  | Mini-Splits(Non-Ducted) | ML18HP230FLO-I |  | 18000 | 22.3 | 10.4 | 18000 | 12800 | 71.11% | 2.05 | 0 | 12.5 |  |  |  |  | R-454B | 1.5 | Residential & Commercial | VSMSHP | Non-Ducted CEE Tier 2
215864365 | Mini/Multi Split | MAINLINE | HRCU-A-CB-O | ML24HP230NEX-O |  | Mini-Splits(Non-Ducted) | ML24HP230FLO-I |  | 24000 | 21.1 | 11.1 | 24400 | 18600 | 76.23% | 2.27 | 0 | 12.2 |  |  |  |  | R-454B | 2 | Residential & Commercial | VSMSHP | Non-Ducted CEE Tier 2
215864366 | Mini/Multi Split | MAINLINE | HRCU-A-CB-O | ML09HP230NEX-O |  | Mini-Splits(Non-Ducted) | ML09HP2301WYCAS-I |  | 9000 | 22.1 | 11.8 | 11000 | 8000 | 72.73% | 2.18 | 0 | 14.4 |  |  |  |  | R-454B | 0.75 | Residential & Commercial | VSMSHP | Non-Ducted CEE Tier 2
215864367 | Mini/Multi Split | MAINLINE | HRCU-A-CB-O | ML12HP230NEX-O |  | Mini-Splits(Non-Ducted) | ML12HP2301WYCAS-I |  | 12000 | 22.1 | 10 | 12000 | 8600 | 71.67% | 2.48 | 0 | 12.3 |  |  |  |  | R-454B | 1 | Residential & Commercial | VSMSHP | Non-Ducted CEE Tier 2
215864368 | Mini/Multi Split | MAINLINE | HRCU-A-CB-O | ML18HP230NEX-O |  | Mini-Splits(Non-Ducted) | ML18HP2301WYCAS-I |  | 18000 | 22.2 | 12.2 | 18000 | 13100 | 72.78% | 2.24 | 0 | 12.5 |  |  |  |  | R-454B | 1.5 | Residential & Commercial | VSMSHP | Non-Ducted CEE Tier 2
215864369 | Mini/Multi Split | MAINLINE | HRCU-A-CB-O | ML09HP230NEXH-O |  | Mini-Splits(Non-Ducted) | ML09HP230STDCAS-I |  | 9000 | 22.6 | 12.1 | 10000 | 11000 | 110% | 1.84 | 0 | 14 |  |  |  |  | R-454B | 0.75 | Residential & Commercial | VSMSHP | Non-Ducted CEE Tier 2
215864370 | Mini/Multi Split | MAINLINE | HRCU-A-CB-O | ML12HP230NEXH-O |  | Mini-Splits(Non-Ducted) | ML12HP230STDCAS-I |  | 12000 | 22.2 | 11.6 | 12000 | 11500 | 95.83% | 2 | 0 | 12.5 |  |  |  |  | R-454B | 1 | Residential & Commercial | VSMSHP | Non-Ducted CEE Tier 2
215864371 | Mini/Multi Split | MAINLINE | HRCU-A-CB-O | ML18HP230NEXH-O |  | Mini-Splits(Non-Ducted) | ML18HP230STDCAS-I |  | 16000 | 20 | 12.3 | 19000 | 17000 | 89.47% | 1.9 | 0 | 12.5 |  |  |  |  | R-454B | 1.3333 | Residential & Commercial | VSMSHP | Non-Ducted CEE Tier 2
215864372 | Mini/Multi Split | MAINLINE | HRCU-A-CB-O | ML24HP230NEXH-O |  | Mini-Splits(Non-Ducted) | ML24HP230STDCAS-I |  | 23400 | 20.7 | 11.6 | 25000 | 23800 | 95.2% | 2.23 | 0 | 12 |  |  |  |  | R-454B | 1.95 | Residential & Commercial | VSMSHP | Non-Ducted CEE Tier 2
215864381 | Mini/Multi Split | MAINLINE | HRCU-A-CB-O | ML09HP230NEXH-O |  | Mini-Splits(Non-Ducted) | ML09HP230CON-I |  | 9000 | 27.2 | 10.9 | 9000 | 11300 | 125.6% | 1.84 | 0 | 15.1 |  |  |  |  | R-454B | 0.75 | Residential & Commercial | VSMSHP | Non-Ducted CEE Tier 2
215864382 | Mini/Multi Split | MAINLINE | HRCU-A-CB-O | ML12HP230NEXH-O |  | Mini-Splits(Non-Ducted) | ML12HP230CON-I |  | 12000 | 25 | 10.5 | 12000 | 11300 | 94.17% | 1.88 | 0 | 12.5 |  |  |  |  | R-454B | 1 | Residential & Commercial | VSMSHP | Non-Ducted CEE Tier 2
215864383 | Mini/Multi Split | MAINLINE | HRCU-A-CB-O | ML18HP230NEXH-O |  | Mini-Splits(Non-Ducted) | ML16HP230CON-I |  | 16000 | 20 | 10.3 | 17000 | 17500 | 102.9% | 1.95 | 0 | 12.5 |  |  |  |  | R-454B | 1.3333 | Residential & Commercial | VSMSHP | Non-Ducted CEE Tier 2
215864384 | Mini/Multi Split | MAINLINE | HRCU-A-CB-O | ML18HP230NEXH-O |  | Mini-Splits(Non-Ducted) | ML18HP230FLO-I |  | 17000 | 20.4 | 10.3 | 19000 | 17000 | 89.47% | 1.86 | 0 | 12.5 |  |  |  |  | R-454B | 1.4167 | Residential & Commercial | VSMSHP | Non-Ducted CEE Tier 2
215864385 | Mini/Multi Split | MAINLINE | HRCU-A-CB-O | ML24HP230NEXH-O |  | Mini-Splits(Non-Ducted) | ML24HP230FLO-I |  | 22000 | 20.4 | 12.1 | 26000 | 24200 | 93.08% | 2.16 | 0 | 12 |  |  |  |  | R-454B | 1.8333 | Residential & Commercial | VSMSHP | Non-Ducted CEE Tier 2
215864386 | Mini/Multi Split | MAINLINE | HRCU-A-CB-O | ML06HP230NEXH-O |  | Mini-Splits(Non-Ducted) | ML06HP2301WYCAS-I |  | 6500 | 22 | 12 | 7400 | 8100 | 109.5% | 2.4 | 0 | 15 |  |  |  |  | R-454B | 0.54167 | Residential & Commercial | VSMSHP | Non-Ducted CEE Tier 2
215864387 | Mini/Multi Split | MAINLINE | HRCU-A-CB-O | ML09HP230NEXH-O |  | Mini-Splits(Non-Ducted) | ML09HP2301WYCAS-I |  | 9000 | 24 | 12.1 | 10900 | 10600 | 97.25% | 1.83 | 0 | 14.6 |  |  |  |  | R-454B | 0.75 | Residential & Commercial | VSMSHP | Non-Ducted CEE Tier 2
215864388 | Mini/Multi Split | MAINLINE | HRCU-A-CB-O | ML12HP230NEXH-O |  | Mini-Splits(Non-Ducted) | ML12HP2301WYCAS-I |  | 12000 | 23 | 10 | 12500 | 11500 | 92% | 2 | 0 | 13 |  |  |  |  | R-454B | 1 | Residential & Commercial | VSMSHP | Non-Ducted CEE Tier 2
215864389 | Mini/Multi Split | MAINLINE | HRCU-A-CB-O | ML18HP230NEXH-O |  | Mini-Splits(Non-Ducted) | ML18HP2301WYCAS-I |  | 16700 | 20.6 | 12.2 | 20000 | 17500 | 87.5% | 1.89 | 0 | 12.5 |  |  |  |  | R-454B | 1.3917 | Residential & Commercial | VSMSHP | Non-Ducted CEE Tier 2
215864390 | Mini/Multi Split | MAINLINE | HRCU-A-CB-O | ML36HP230LCM-O |  | Mini-Splits(Non-Ducted) | ML36HP230STDCAS-I |  | 36000 | 20 | 10.3 | 38000 | 26600 | 70% | 2.2 | 0 | 9.6 |  |  |  |  | R-454B | 3 | Residential & Commercial | VSMSHP | Non-Ducted CEE Tier 2
215864391 | Mini/Multi Split | MAINLINE | HRCU-A-CB-O | ML48HP230LCM-O |  | Mini-Splits(Non-Ducted) | ML48HP230STDCAS-I |  | 48000 | 19 | 9.9 | 50000 | 40500 | 81% | 2.11 | 0 | 9.5 |  |  |  |  | R-454B | 4 | Residential & Commercial | VSMSHP | Non-Ducted CEE Tier 2
215864396 | Mini/Multi Split | MAINLINE | HRCU-A-CB-O | ML48HP230LCM-O |  | Mini-Splits(Non-Ducted) | ML48HP230FLO-I |  | 48000 | 19.8 | 10.2 | 50000 | 38500 | 77% | 1.95 | 0 | 9.5 |  |  |  |  | R-454B | 4 | Residential & Commercial | VSMSHP | Non-Ducted CEE Tier 2
215864398 | Mini/Multi Split | MAINLINE | HRCU-A-CB-O | ML36HP230LCMH-O |  | Mini-Splits(Non-Ducted) | ML36HP230STDCAS-I |  | 36600 | 21.2 | 10.6 | 37000 | 37000 | 100% | 1.95 | 0 | 12 |  |  |  |  | R-454B | 3.05 | Residential & Commercial | VSMSHP | Non-Ducted CEE Tier 2
215864399 | Mini/Multi Split | MAINLINE | HRCU-A-CB-O | ML48HP230LCMH-O |  | Mini-Splits(Non-Ducted) | ML48HP230STDCAS-I |  | 48000 | 18 | 11 | 53000 | 47500 | 89.62% | 1.96 | 0 | 10 |  |  |  |  | R-454B | 4 | Residential & Commercial | VSMSHP | Non-Ducted CEE Tier 2
215864403 | Mini/Multi Split | MAINLINE | HRCU-A-CB-O | ML36HP230LCMH-O |  | Mini-Splits(Non-Ducted) | ML36HP230FLO-I |  | 36400 | 20 | 10.8 | 38000 | 39500 | 103.9% | 2.02 | 0 | 12 |  |  |  |  | R-454B | 3.0333 | Residential & Commercial | VSMSHP | Non-Ducted CEE Tier 2
215864404 | Mini/Multi Split | MAINLINE | HRCU-A-CB-O | ML48HP230LCMH-O |  | Mini-Splits(Non-Ducted) | ML48HP230FLO-I |  | 48000 | 18.5 | 10.1 | 52000 | 47000 | 90.38% | 1.83 | 0 | 9.4 |  |  |  |  | R-454B | 4 | Residential & Commercial | VSMSHP | Non-Ducted CEE Tier 2
215864405 | Mini/Multi Split | MAINLINE | HRCU-A-CB-O | ML60HP230LCMH-O |  | Mini-Splits(Non-Ducted) | ML60HP230FLO-I |  | 54000 | 18 | 10.7 | 60000 | 54000 | 90% | 1.91 | 0 | 9 |  |  |  |  | R-454B | 4.5 | Residential & Commercial | VSMSHP | Non-Ducted CEE Tier 2
215864144 | Mini/Multi Split | Cooper&Hunter | HRCU-A-CB-O | CH-RES06-115VO |  | Mini-Splits(Non-Ducted) | CH-R06OLVWM-115VI |  | 9000 | 24.5 | 10.7 | 10000 | 7300 | 73% | 2.2 | 0 | 15 |  |  |  |  | R-454B | 0.75 | Residential & Commercial | VSMSHP | Non-Ducted CEE Tier 2
215864145 | Mini/Multi Split | Cooper&Hunter | HRCU-A-CB-O | CH-RES09-115VO |  | Mini-Splits(Non-Ducted) | CH-R09OLVWM-115VI |  | 9000 | 24.5 | 10.7 | 10000 | 7300 | 73% | 2.2 | 0 | 15 |  |  |  |  | R-454B | 0.75 | Residential & Commercial | VSMSHP | Non-Ducted CEE Tier 2
215864147 | Mini/Multi Split | Cooper&Hunter | HRCU-A-CB-O | CH-RES09-230VO |  | Mini-Splits(Non-Ducted) | CH-R09MOLVWM-230VI |  | 9000 | 24.6 | 13 | 10000 | 8200 | 82% | 2.33 | 0 | 14.7 |  |  |  |  | R-454B | 0.75 | Residential & Commercial | VSMSHP | Non-Ducted CEE Tier 2
215864148 | Mini/Multi Split | Cooper&Hunter | HRCU-A-CB-O | CH-RES12-230VO |  | Mini-Splits(Non-Ducted) | CH-R12MOLVWM-230VI |  | 12000 | 23.1 | 11.5 | 12000 | 8600 | 71.67% | 2.35 | 0 | 12.2 |  |  |  |  | R-454B | 1 | Residential & Commercial | VSMSHP | Non-Ducted CEE Tier 2
215864149 | Mini/Multi Split | Cooper&Hunter | HRCU-A-CB-O | CH-RES18-230VO |  | Mini-Splits(Non-Ducted) | CH-R18MOLVWM-230VI |  | 18000 | 24 | 11.1 | 18000 | 13000 | 72.22% | 2.35 | 0 | 13.5 |  |  |  |  | R-454B | 1.5 | Residential & Commercial | VSMSHP | Non-Ducted CEE Tier 2
215864150 | Mini/Multi Split | Cooper&Hunter | HRCU-A-CB-O | CH-RES24-230VO |  | Mini-Splits(Non-Ducted) | CH-R24MOLVWM-230VI |  | 24000 | 23.5 | 10 | 25000 | 17800 | 71.2% | 2.15 | 0 | 13 |  |  |  |  | R-454B | 2 | Residential & Commercial | VSMSHP | Non-Ducted CEE Tier 2
215864151 | Mini/Multi Split | Cooper&Hunter | HRCU-A-CB-O | CH-RHP06F9-230VO |  | Mini-Splits(Non-Ducted) | CH-R06MOLVWM-230VI |  | 6000 | 25.3 | 14.6 | 7000 | 7500 | 107.1% | 2.3 | 0 | 16 |  |  |  |  | R-454B | 0.5 | Residential & Commercial | VSMSHP | Non-Ducted CEE Tier 2
215864152 | Mini/Multi Split | Cooper&Hunter | HRCU-A-CB-O | CH-RHP09-230VO |  | Mini-Splits(Non-Ducted) | CH-R09MOLVWM-230VI |  | 9000 | 26 | 12.5 | 12000 | 11500 | 95.83% | 1.8 | 0 | 15 |  |  |  |  | R-454B | 0.75 | Residential & Commercial | VSMSHP | Non-Ducted CEE Tier 2
215864153 | Mini/Multi Split | Cooper&Hunter | HRCU-A-CB-O | CH-RHP12-230VO |  | Mini-Splits(Non-Ducted) | CH-R12MOLVWM-230VI |  | 12000 | 24 | 10.5 | 12000 | 11500 | 95.83% | 1.8 | 0 | 13.2 |  |  |  |  | R-454B | 1 | Residential & Commercial | VSMSHP | Non-Ducted CEE Tier 2
215864154 | Mini/Multi Split | Cooper&Hunter | HRCU-A-CB-O | CH-RHP18-230VO |  | Mini-Splits(Non-Ducted) | CH-R18MOLVWM-230VI |  | 18000 | 21.7 | 10.8 | 18000 | 18000 | 100% | 2 | 0 | 13 |  |  |  |  | R-454B | 1.5 | Residential & Commercial | VSMSHP | Non-Ducted CEE Tier 2
215864155 | Mini/Multi Split | Cooper&Hunter | HRCU-A-CB-O | CH-RHP24-230VO |  | Mini-Splits(Non-Ducted) | CH-R24MOLVWM-230VI |  | 23000 | 22.3 | 13.3 | 26000 | 24000 | 92.31% | 2 | 0 | 12.5 |  |  |  |  | R-454B | 1.9167 | Residential & Commercial | VSMSHP | Non-Ducted CEE Tier 2
215864157 | Mini/Multi Split | Cooper&Hunter | HRCU-A-CB-O | CH-RES09-115VO |  | Mini-Splits(Non-Ducted) | CH-RB09OLVWM-115VI |  | 9000 | 24.5 | 10.7 | 10000 | 7300 | 73% | 2.2 | 0 | 15 |  |  |  |  | R-454B | 0.75 | Residential & Commercial | VSMSHP | Non-Ducted CEE Tier 2
215864159 | Mini/Multi Split | Cooper&Hunter | HRCU-A-CB-O | CH-RES09-230VO |  | Mini-Splits(Non-Ducted) | CH-RB09MOLVWM-230VI |  | 9000 | 24.6 | 13 | 10000 | 8200 | 82% | 2.33 | 0 | 14.7 |  |  |  |  | R-454B | 0.75 | Residential & Commercial | VSMSHP | Non-Ducted CEE Tier 2
215864160 | Mini/Multi Split | Cooper&Hunter | HRCU-A-CB-O | CH-RES12-230VO |  | Mini-Splits(Non-Ducted) | CH-RB12MOLVWM-230VI |  | 12000 | 23.1 | 11.5 | 12000 | 8600 | 71.67% | 2.35 | 0 | 12.2 |  |  |  |  | R-454B | 1 | Residential & Commercial | VSMSHP | Non-Ducted CEE Tier 2
215864161 | Mini/Multi Split | Cooper&Hunter | HRCU-A-CB-O | CH-RES18-230VO |  | Mini-Splits(Non-Ducted) | CH-RB18MOLVWM-230VI |  | 18000 | 24 | 11.1 | 18000 | 13000 | 72.22% | 2.35 | 0 | 13.5 |  |  |  |  | R-454B | 1.5 | Residential & Commercial | VSMSHP | Non-Ducted CEE Tier 2
215864162 | Mini/Multi Split | Cooper&Hunter | HRCU-A-CB-O | CH-RES24-230VO |  | Mini-Splits(Non-Ducted) | CH-RB24MOLVWM-230VI |  | 24000 | 23.5 | 10 | 25000 | 17800 | 71.2% | 2.15 | 0 | 13 |  |  |  |  | R-454B | 2 | Residential & Commercial | VSMSHP | Non-Ducted CEE Tier 2
215864163 | Mini/Multi Split | Cooper&Hunter | HRCU-A-CB-O | CH-RHP06F9-230VO |  | Mini-Splits(Non-Ducted) | CH-RB06MOLVWM-230VI |  | 6000 | 25.3 | 14.6 | 7000 | 7500 | 107.1% | 2.3 | 0 | 16 |  |  |  |  | R-454B | 0.5 | Residential & Commercial | VSMSHP | Non-Ducted CEE Tier 2
215864164 | Mini/Multi Split | Cooper&Hunter | HRCU-A-CB-O | CH-RHP09-230VO |  | Mini-Splits(Non-Ducted) | CH-RB09MOLVWM-230VI |  | 9000 | 26 | 12.5 | 12000 | 11500 | 95.83% | 1.8 | 0 | 15 |  |  |  |  | R-454B | 0.75 | Residential & Commercial | VSMSHP | Non-Ducted CEE Tier 2
215864165 | Mini/Multi Split | Cooper&Hunter | HRCU-A-CB-O | CH-RHP12-230VO |  | Mini-Splits(Non-Ducted) | CH-RB12MOLVWM-230VI |  | 12000 | 24 | 10.5 | 12000 | 11500 | 95.83% | 1.8 | 0 | 13.2 |  |  |  |  | R-454B | 1 | Residential & Commercial | VSMSHP | Non-Ducted CEE Tier 2
215864166 | Mini/Multi Split | Cooper&Hunter | HRCU-A-CB-O | CH-RHP18-230VO |  | Mini-Splits(Non-Ducted) | CH-RB18MOLVWM-230VI |  | 18000 | 21.7 | 10.8 | 18000 | 18000 | 100% | 2 | 0 | 13 |  |  |  |  | R-454B | 1.5 | Residential & Commercial | VSMSHP | Non-Ducted CEE Tier 2
215864167 | Mini/Multi Split | Cooper&Hunter | HRCU-A-CB-O | CH-RHP24-230VO |  | Mini-Splits(Non-Ducted) | CH-RB24MOLVWM-230VI |  | 23000 | 22.3 | 13.3 | 26000 | 24000 | 92.31% | 2 | 0 | 12.5 |  |  |  |  | R-454B | 1.9167 | Residential & Commercial | VSMSHP | Non-Ducted CEE Tier 2
215864168 | Mini/Multi Split | Cooper&Hunter | HRCU-A-CB-O | CH-RES09-230VO |  | Mini-Splits(Non-Ducted) | CH-PRO09MASTWM-230VI |  | 9000 | 25.8 | 12.5 | 10000 | 8000 | 80% | 2.36 | 0 | 14.9 |  |  |  |  | R-454B | 0.75 | Residential & Commercial | VSMSHP | Non-Ducted CEE Tier 2
215864169 | Mini/Multi Split | Cooper&Hunter | HRCU-A-CB-O | CH-RES12-230VO |  | Mini-Splits(Non-Ducted) | CH-PRO12MASTWM-230VI |  | 12000 | 25.5 | 10.6 | 12000 | 8400 | 70% | 2.3 | 0 | 13 |  |  |  |  | R-454B | 1 | Residential & Commercial | VSMSHP | Non-Ducted CEE Tier 2
215864170 | Mini/Multi Split | Cooper&Hunter | HRCU-A-CB-O | CH-RES18-230VO |  | Mini-Splits(Non-Ducted) | CH-PRO18MASTWM-230VI |  | 18000 | 23.5 | 10.8 | 18000 | 12800 | 71.11% | 2.1 | 0 | 12.7 |  |  |  |  | R-454B | 1.5 | Residential & Commercial | VSMSHP | Non-Ducted CEE Tier 2
215864171 | Mini/Multi Split | Cooper&Hunter | HRCU-A-CB-O | CH-RES24-230VO |  | Mini-Splits(Non-Ducted) | CH-PRO24MASTWM-230VI |  | 24000 | 23 | 11.7 | 25000 | 19600 | 78.4% | 2.54 | 0 | 14 |  |  |  |  | R-454B | 2 | Residential & Commercial | VSMSHP | Non-Ducted CEE Tier 2
215864172 | Mini/Multi Split | Cooper&Hunter | HRCU-A-CB-O | CH-RHP06F9-230VO |  | Mini-Splits(Non-Ducted) | CH-PRO06MASTWM-230VI |  | 6000 | 25.5 | 14.8 | 7000 | 7700 | 110% | 2.39 | 0 | 18 |  |  |  |  | R-454B | 0.5 | Residential & Commercial | VSMSHP | Non-Ducted CEE Tier 2
215864173 | Mini/Multi Split | Cooper&Hunter | HRCU-A-CB-O | CH-RHP09-230VO |  | Mini-Splits(Non-Ducted) | CH-PRO09MASTWM-230VI |  | 9000 | 27.4 | 12.5 | 12000 | 11500 | 95.83% | 1.8 | 0 | 15.4 |  |  |  |  | R-454B | 0.75 | Residential & Commercial | VSMSHP | Non-Ducted CEE Tier 2
215864174 | Mini/Multi Split | Cooper&Hunter | HRCU-A-CB-O | CH-RHP12-230VO |  | Mini-Splits(Non-Ducted) | CH-PRO12MASTWM-230VI |  | 12000 | 25.4 | 10.5 | 12000 | 11500 | 95.83% | 1.8 | 0 | 13.4 |  |  |  |  | R-454B | 1 | Residential & Commercial | VSMSHP | Non-Ducted CEE Tier 2
215864175 | Mini/Multi Split | Cooper&Hunter | HRCU-A-CB-O | CH-RHP18-230VO |  | Mini-Splits(Non-Ducted) | CH-PRO18MASTWM-230VI |  | 18000 | 21.4 | 11 | 18000 | 18000 | 100% | 1.92 | 0 | 12.5 |  |  |  |  | R-454B | 1.5 | Residential & Commercial | VSMSHP | Non-Ducted CEE Tier 2
215864176 | Mini/Multi Split | Cooper&Hunter | HRCU-A-CB-O | CH-RHP24-230VO |  | Mini-Splits(Non-Ducted) | CH-PRO24MASTWM-230VI |  | 24000 | 21 | 13.5 | 29000 | 24200 | 83.45% | 2.34 | 0 | 13 |  |  |  |  | R-454B | 2 | Residential & Commercial | VSMSHP | Non-Ducted CEE Tier 2
215864178 | Mini/Multi Split | Cooper&Hunter | HRCU-A-CB-O | CH-RHP06F9-230VO |  | Mini-Splits(Non-Ducted) | CH-RH06MASTWM-230VI |  | 6000 | 25.5 | 14.8 | 7000 | 7700 | 110% | 2.39 | 0 | 18 |  |  |  |  | R-454B | 0.5 | Residential & Commercial | VSMSHP | Non-Ducted CEE Tier 2
215864179 | Mini/Multi Split | Cooper&Hunter | HRCU-A-CB-O | CH-RHP09-230VO |  | Mini-Splits(Non-Ducted) | CH-RH09MASTWM-230VI |  | 9000 | 27.4 | 12.5 | 12000 | 11500 | 95.83% | 1.8 | 0 | 15.4 |  |  |  |  | R-454B | 0.75 | Residential & Commercial | VSMSHP | Non-Ducted CEE Tier 2
215864180 | Mini/Multi Split | Cooper&Hunter | HRCU-A-CB-O | CH-RHP12-230VO |  | Mini-Splits(Non-Ducted) | CH-RH12MASTWM-230VI |  | 12000 | 25.4 | 10.5 | 12000 | 11500 | 95.83% | 1.8 | 0 | 13.4 |  |  |  |  | R-454B | 1 | Residential & Commercial | VSMSHP | Non-Ducted CEE Tier 2
215864181 | Mini/Multi Split | Cooper&Hunter | HRCU-A-CB-O | CH-RHP18-230VO |  | Mini-Splits(Non-Ducted) | CH-RH18MASTWM-230VI |  | 18000 | 21.4 | 11 | 18000 | 18000 | 100% | 1.92 | 0 | 12.5 |  |  |  |  | R-454B | 1.5 | Residential & Commercial | VSMSHP | Non-Ducted CEE Tier 2
215864182 | Mini/Multi Split | Cooper&Hunter | HRCU-A-CB-O | CH-RHP24-230VO |  | Mini-Splits(Non-Ducted) | CH-RH24MASTWM-230VI |  | 24000 | 21 | 13.5 | 29000 | 24200 | 83.45% | 2.34 | 0 | 13 |  |  |  |  | R-454B | 2 | Residential & Commercial | VSMSHP | Non-Ducted CEE Tier 2
215864184 | Mini/Multi Split | Cooper&Hunter | HRCU-A-CB-O | CH-RES09-230VO |  | Mini-Splits(Non-Ducted) | CH-RH09MASTWM-230VI |  | 9000 | 25.8 | 12.5 | 10000 | 8000 | 80% | 2.36 | 0 | 14.9 |  |  |  |  | R-454B | 0.75 | Residential & Commercial | VSMSHP | Non-Ducted CEE Tier 2
215864185 | Mini/Multi Split | Cooper&Hunter | HRCU-A-CB-O | CH-RES12-230VO |  | Mini-Splits(Non-Ducted) | CH-RH12MASTWM-230VI |  | 12000 | 25.5 | 10.6 | 12000 | 8400 | 70% | 2.3 | 0 | 13 |  |  |  |  | R-454B | 1 | Residential & Commercial | VSMSHP | Non-Ducted CEE Tier 2
215864186 | Mini/Multi Split | Cooper&Hunter | HRCU-A-CB-O | CH-RES18-230VO |  | Mini-Splits(Non-Ducted) | CH-RH18MASTWM-230VI |  | 18000 | 23.5 | 10.8 | 18000 | 12800 | 71.11% | 2.1 | 0 | 12.7 |  |  |  |  | R-454B | 1.5 | Residential & Commercial | VSMSHP | Non-Ducted CEE Tier 2
215864187 | Mini/Multi Split | Cooper&Hunter | HRCU-A-CB-O | CH-RES24-230VO |  | Mini-Splits(Non-Ducted) | CH-RH24MASTWM-230VI |  | 24000 | 23 | 11.7 | 25000 | 19600 | 78.4% | 2.54 | 0 | 14 |  |  |  |  | R-454B | 2 | Residential & Commercial | VSMSHP | Non-Ducted CEE Tier 2
215864188 | Mini/Multi Split | Cooper&Hunter | HRCU-A-CB-O | CH-RHP09-230VO |  | Mini-Splits(Non-Ducted) | CH-RSH09-12MCT |  | 9000 | 22.6 | 12.1 | 10000 | 11000 | 110% | 1.84 | 0 | 14 |  |  |  |  | R-454B | 0.75 | Residential & Commercial | VSMSHP | Non-Ducted CEE Tier 2
215864189 | Mini/Multi Split | Cooper&Hunter | HRCU-A-CB-O | CH-RHP12-230VO |  | Mini-Splits(Non-Ducted) | CH-RSH09-12MCT |  | 12000 | 22.2 | 11.6 | 12000 | 11500 | 95.83% | 2 | 0 | 12.5 |  |  |  |  | R-454B | 1 | Residential & Commercial | VSMSHP | Non-Ducted CEE Tier 2
215864190 | Mini/Multi Split | Cooper&Hunter | HRCU-A-CB-O | CH-RHP18-230VO |  | Mini-Splits(Non-Ducted) | CH-RSH18MCT |  | 16000 | 20 | 12.3 | 19000 | 17000 | 89.47% | 1.9 | 0 | 12.5 |  |  |  |  | R-454B | 1.3333 | Residential & Commercial | VSMSHP | Non-Ducted CEE Tier 2
215864191 | Mini/Multi Split | Cooper&Hunter | HRCU-A-CB-O | CH-RHP24-230VO |  | Mini-Splits(Non-Ducted) | CH-RSH24MCT |  | 23400 | 20.7 | 11.6 | 25000 | 23800 | 95.2% | 2.23 | 0 | 12 |  |  |  |  | R-454B | 1.95 | Residential & Commercial | VSMSHP | Non-Ducted CEE Tier 2
215864192 | Mini/Multi Split | Cooper&Hunter | HRCU-A-CB-O | CH-RHP36LCU-230VO |  | Mini-Splits(Non-Ducted) | CH-RSH36LCCT |  | 36600 | 21.2 | 10.6 | 37000 | 37000 | 100% | 1.95 | 0 | 12 |  |  |  |  | R-454B | 3.05 | Residential & Commercial | VSMSHP | Non-Ducted CEE Tier 2
215864194 | Mini/Multi Split | Cooper&Hunter | HRCU-A-CB-O | CH-RES09-230VO |  | Mini-Splits(Non-Ducted) | CH-RSH09-12MCT |  | 9000 | 21.6 | 11.3 | 10000 | 8300 | 83% | 2.17 | 0 | 14.3 |  |  |  |  | R-454B | 0.75 | Residential & Commercial | VSMSHP | Non-Ducted CEE Tier 2
215864195 | Mini/Multi Split | Cooper&Hunter | HRCU-A-CB-O | CH-RES12-230VO |  | Mini-Splits(Non-Ducted) | CH-RSH09-12MCT |  | 12000 | 21.1 | 10.4 | 12000 | 8400 | 70% | 2.4 | 0 | 12.5 |  |  |  |  | R-454B | 1 | Residential & Commercial | VSMSHP | Non-Ducted CEE Tier 2
215864196 | Mini/Multi Split | Cooper&Hunter | HRCU-A-CB-O | CH-RES18-230VO |  | Mini-Splits(Non-Ducted) | CH-RSH18MCT |  | 16800 | 20.7 | 11.4 | 18000 | 12800 | 71.11% | 2.2 | 0 | 12.5 |  |  |  |  | R-454B | 1.4 | Residential & Commercial | VSMSHP | Non-Ducted CEE Tier 2
215864197 | Mini/Multi Split | Cooper&Hunter | HRCU-A-CB-O | CH-RES24-230VO |  | Mini-Splits(Non-Ducted) | CH-RSH24MCT |  | 24000 | 22 | 10.5 | 25000 | 18500 | 74% | 2.3 | 0 | 12 |  |  |  |  | R-454B | 2 | Residential & Commercial | VSMSHP | Non-Ducted CEE Tier 2
215864198 | Mini/Multi Split | Cooper&Hunter | HRCU-A-CB-O | CH-R36LCU-230VO |  | Mini-Splits(Non-Ducted) | CH-RSH36LCCT |  | 36000 | 20 | 10.3 | 38000 | 26600 | 70% | 2.2 | 0 | 9.6 |  |  |  |  | R-454B | 3 | Residential & Commercial | VSMSHP | Non-Ducted CEE Tier 2
215864200 | Mini/Multi Split | Cooper&Hunter | HRCU-A-CB-O | CH-RHP09-230VO |  | Mini-Splits(Non-Ducted) | CH-RH09MCT |  | 9000 | 22.6 | 12.1 | 10000 | 11000 | 110% | 1.84 | 0 | 14 |  |  |  |  | R-454B | 0.75 | Residential & Commercial | VSMSHP | Non-Ducted CEE Tier 2
215864201 | Mini/Multi Split | Cooper&Hunter | HRCU-A-CB-O | CH-RHP12-230VO |  | Mini-Splits(Non-Ducted) | CH-RH12MCT |  | 12000 | 22.2 | 11.6 | 12000 | 11500 | 95.83% | 2 | 0 | 12.5 |  |  |  |  | R-454B | 1 | Residential & Commercial | VSMSHP | Non-Ducted CEE Tier 2
215864202 | Mini/Multi Split | Cooper&Hunter | HRCU-A-CB-O | CH-RHP18-230VO |  | Mini-Splits(Non-Ducted) | CH-RH18MCT |  | 16000 | 20 | 12.3 | 19000 | 17000 | 89.47% | 1.9 | 0 | 12.5 |  |  |  |  | R-454B | 1.3333 | Residential & Commercial | VSMSHP | Non-Ducted CEE Tier 2
215864203 | Mini/Multi Split | Cooper&Hunter | HRCU-A-CB-O | CH-RHP24-230VO |  | Mini-Splits(Non-Ducted) | CH-RH24MCT |  | 23400 | 20.7 | 11.6 | 25000 | 23800 | 95.2% | 2.23 | 0 | 12 |  |  |  |  | R-454B | 1.95 | Residential & Commercial | VSMSHP | Non-Ducted CEE Tier 2
215864204 | Mini/Multi Split | Cooper&Hunter | HRCU-A-CB-O | CH-RHP36LCU-230VO |  | Mini-Splits(Non-Ducted) | CH-RH36LCCT |  | 36600 | 21.2 | 10.6 | 37000 | 37000 | 100% | 1.95 | 0 | 12 |  |  |  |  | R-454B | 3.05 | Residential & Commercial | VSMSHP | Non-Ducted CEE Tier 2
215864206 | Mini/Multi Split | Cooper&Hunter | HRCU-A-CB-O | CH-RES09-230VO |  | Mini-Splits(Non-Ducted) | CH-RH09MCT |  | 9000 | 21.6 | 11.3 | 10000 | 8300 | 83% | 2.17 | 0 | 14.3 |  |  |  |  | R-454B | 0.75 | Residential & Commercial | VSMSHP | Non-Ducted CEE Tier 2
215864207 | Mini/Multi Split | Cooper&Hunter | HRCU-A-CB-O | CH-RES12-230VO |  | Mini-Splits(Non-Ducted) | CH-RH12MCT |  | 12000 | 21.1 | 10.4 | 12000 | 8400 | 70% | 2.4 | 0 | 12.5 |  |  |  |  | R-454B | 1 | Residential & Commercial | VSMSHP | Non-Ducted CEE Tier 2
215864208 | Mini/Multi Split | Cooper&Hunter | HRCU-A-CB-O | CH-RES18-230VO |  | Mini-Splits(Non-Ducted) | CH-RH18MCT |  | 16800 | 20.7 | 11.4 | 18000 | 12800 | 71.11% | 2.2 | 0 | 12.5 |  |  |  |  | R-454B | 1.4 | Residential & Commercial | VSMSHP | Non-Ducted CEE Tier 2
215864209 | Mini/Multi Split | Cooper&Hunter | HRCU-A-CB-O | CH-RES24-230VO |  | Mini-Splits(Non-Ducted) | CH-RH24MCT |  | 24000 | 22 | 10.5 | 25000 | 18500 | 74% | 2.3 | 0 | 12 |  |  |  |  | R-454B | 2 | Residential & Commercial | VSMSHP | Non-Ducted CEE Tier 2
215864210 | Mini/Multi Split | Cooper&Hunter | HRCU-A-CB-O | CH-R36LCU-230VO |  | Mini-Splits(Non-Ducted) | CH-RH36LCCT |  | 36000 | 20 | 10.3 | 38000 | 26600 | 70% | 2.2 | 0 | 9.6 |  |  |  |  | R-454B | 3 | Residential & Commercial | VSMSHP | Non-Ducted CEE Tier 2
215864232 | Mini/Multi Split | Cooper&Hunter | HRCU-A-CB-O | CH-RHP09-230VO |  | Mini-Splits(Non-Ducted) | CH-RSH09MMC |  | 9000 | 27.2 | 10.9 | 9000 | 11300 | 125.6% | 1.84 | 0 | 15.1 |  |  |  |  | R-454B | 0.75 | Residential & Commercial | VSMSHP | Non-Ducted CEE Tier 2
215864233 | Mini/Multi Split | Cooper&Hunter | HRCU-A-CB-O | CH-RHP12-230VO |  | Mini-Splits(Non-Ducted) | CH-RSH12MMC |  | 12000 | 25 | 10.5 | 12000 | 11300 | 94.17% | 1.88 | 0 | 12.5 |  |  |  |  | R-454B | 1 | Residential & Commercial | VSMSHP | Non-Ducted CEE Tier 2
215864234 | Mini/Multi Split | Cooper&Hunter | HRCU-A-CB-O | CH-RHP18-230VO |  | Mini-Splits(Non-Ducted) | CH-RSH16MMC |  | 16000 | 20 | 10.3 | 17000 | 17500 | 102.9% | 1.95 | 0 | 12.5 |  |  |  |  | R-454B | 1.3333 | Residential & Commercial | VSMSHP | Non-Ducted CEE Tier 2
215864235 | Mini/Multi Split | Cooper&Hunter | HRCU-A-CB-O | CH-RES09-230VO |  | Mini-Splits(Non-Ducted) | CH-RSH09MMC |  | 9000 | 26 | 13.9 | 9000 | 8600 | 95.56% | 2.27 | 0 | 16.2 |  |  |  |  | R-454B | 0.75 | Residential & Commercial | VSMSHP | Non-Ducted CEE Tier 2
215864236 | Mini/Multi Split | Cooper&Hunter | HRCU-A-CB-O | CH-RES12-230VO |  | Mini-Splits(Non-Ducted) | CH-RSH12MMC |  | 12000 | 24.6 | 11 | 12000 | 8900 | 74.17% | 2.5 | 0 | 12.7 |  |  |  |  | R-454B | 1 | Residential & Commercial | VSMSHP | Non-Ducted CEE Tier 2
215864237 | Mini/Multi Split | Cooper&Hunter | HRCU-A-CB-O | CH-RES18-230VO |  | Mini-Splits(Non-Ducted) | CH-RSH16MMC |  | 16000 | 23.8 | 13.5 | 17000 | 13100 | 77.06% | 2.16 | 0 | 12.5 |  |  |  |  | R-454B | 1.3333 | Residential & Commercial | VSMSHP | Non-Ducted CEE Tier 2
215864238 | Mini/Multi Split | Cooper&Hunter | HRCU-A-CB-O | CH-RES18-230VO |  | Mini-Splits(Non-Ducted) | CH-RSH18MFC |  | 18000 | 22.3 | 10.4 | 18000 | 12800 | 71.11% | 2.05 | 0 | 12.5 |  |  |  |  | R-454B | 1.5 | Residential & Commercial | VSMSHP | Non-Ducted CEE Tier 2
215864239 | Mini/Multi Split | Cooper&Hunter | HRCU-A-CB-O | CH-RES24-230VO |  | Mini-Splits(Non-Ducted) | CH-RSH24MFC |  | 24000 | 21.1 | 11.1 | 24400 | 18600 | 76.23% | 2.27 | 0 | 12.2 |  |  |  |  | R-454B | 2 | Residential & Commercial | VSMSHP | Non-Ducted CEE Tier 2
215864241 | Mini/Multi Split | Cooper&Hunter | HRCU-A-CB-O | CH-R48LCU-230VO |  | Mini-Splits(Non-Ducted) | CH-RSH48LCFC |  | 48000 | 19.8 | 10.2 | 50000 | 38500 | 77% | 1.95 | 0 | 9.5 |  |  |  |  | R-454B | 4 | Residential & Commercial | VSMSHP | Non-Ducted CEE Tier 2
215864243 | Mini/Multi Split | Cooper&Hunter | HRCU-A-CB-O | CH-RHP18-230VO |  | Mini-Splits(Non-Ducted) | CH-RSH18MFC |  | 17000 | 20.4 | 10.3 | 19000 | 17000 | 89.47% | 1.86 | 0 | 12.5 |  |  |  |  | R-454B | 1.4167 | Residential & Commercial | VSMSHP | Non-Ducted CEE Tier 2
215864244 | Mini/Multi Split | Cooper&Hunter | HRCU-A-CB-O | CH-RHP24-230VO |  | Mini-Splits(Non-Ducted) | CH-RSH24MFC |  | 22000 | 20.4 | 12.1 | 26000 | 24200 | 93.08% | 2.16 | 0 | 12 |  |  |  |  | R-454B | 1.8333 | Residential & Commercial | VSMSHP | Non-Ducted CEE Tier 2
215864245 | Mini/Multi Split | Cooper&Hunter | HRCU-A-CB-O | CH-RHP36LCU-230VO |  | Mini-Splits(Non-Ducted) | CH-RSH36LCFC |  | 36400 | 20 | 10.8 | 38000 | 39500 | 103.9% | 2.02 | 0 | 12 |  |  |  |  | R-454B | 3.0333 | Residential & Commercial | VSMSHP | Non-Ducted CEE Tier 2
215864246 | Mini/Multi Split | Cooper&Hunter | HRCU-A-CB-O | CH-RHP48LCU-230VO |  | Mini-Splits(Non-Ducted) | CH-RSH48LCFC |  | 48000 | 18.5 | 10.1 | 52000 | 47000 | 90.38% | 1.83 | 0 | 9.4 |  |  |  |  | R-454B | 4 | Residential & Commercial | VSMSHP | Non-Ducted CEE Tier 2
215864247 | Mini/Multi Split | Cooper&Hunter | HRCU-A-CB-O | CH-RHP60LCU-230VO |  | Mini-Splits(Non-Ducted) | CH-RSH60LCFC |  | 54000 | 18 | 10.7 | 60000 | 54000 | 90% | 1.91 | 0 | 9 |  |  |  |  | R-454B | 4.5 | Residential & Commercial | VSMSHP | Non-Ducted CEE Tier 2
215864248 | Mini/Multi Split | Cooper&Hunter | HRCU-A-CB-O | CH-RES09-230VO |  | Mini-Splits(Non-Ducted) | CH-RSH06-12MCT1W |  | 9000 | 22.1 | 11.8 | 11000 | 8000 | 72.73% | 2.18 | 0 | 14.4 |  |  |  |  | R-454B | 0.75 | Residential & Commercial | VSMSHP | Non-Ducted CEE Tier 2
215864249 | Mini/Multi Split | Cooper&Hunter | HRCU-A-CB-O | CH-RES12-230VO |  | Mini-Splits(Non-Ducted) | CH-RSH06-12MCT1W |  | 12000 | 22.1 | 10 | 12000 | 8600 | 71.67% | 2.48 | 0 | 12.3 |  |  |  |  | R-454B | 1 | Residential & Commercial | VSMSHP | Non-Ducted CEE Tier 2
215864250 | Mini/Multi Split | Cooper&Hunter | HRCU-A-CB-O | CH-RES18-230VO |  | Mini-Splits(Non-Ducted) | CH-RSH18MCT1W |  | 18000 | 22.2 | 12.2 | 18000 | 13100 | 72.78% | 2.24 | 0 | 12.5 |  |  |  |  | R-454B | 1.5 | Residential & Commercial | VSMSHP | Non-Ducted CEE Tier 2
215864251 | Mini/Multi Split | Cooper&Hunter | HRCU-A-CB-O | CH-RHP06F9-230VO |  | Mini-Splits(Non-Ducted) | CH-RSH06-12MCT1W |  | 6500 | 22 | 12 | 7400 | 8100 | 109.5% | 2.4 | 0 | 15 |  |  |  |  | R-454B | 0.54167 | Residential & Commercial | VSMSHP | Non-Ducted CEE Tier 2
215864252 | Mini/Multi Split | Cooper&Hunter | HRCU-A-CB-O | CH-RHP09-230VO |  | Mini-Splits(Non-Ducted) | CH-RSH06-12MCT1W |  | 9000 | 24 | 12.1 | 10900 | 10600 | 97.25% | 1.83 | 0 | 14.6 |  |  |  |  | R-454B | 0.75 | Residential & Commercial | VSMSHP | Non-Ducted CEE Tier 2
215864253 | Mini/Multi Split | Cooper&Hunter | HRCU-A-CB-O | CH-RHP12-230VO |  | Mini-Splits(Non-Ducted) | CH-RSH06-12MCT1W |  | 12000 | 23 | 10 | 12500 | 11500 | 92% | 2 | 0 | 13 |  |  |  |  | R-454B | 1 | Residential & Commercial | VSMSHP | Non-Ducted CEE Tier 2
215853883 | Mini/Multi Split | BLUERIDGE | HRCU-A-CB-O | BMS919YC |  | Mini-Splits(Non-Ducted) | BMS919YW |  | 9000 | 19 | 9.7 | 10000 | 7000 | 70% | 2.15 | 0 | 10.9 |  |  |  |  | R-454B | 0.75 | Residential & Commercial | VSMSHP | Non-Ducted CEE Tier 2
215853886 | Mini/Multi Split | BLUERIDGE | HRCU-A-CB-O | BMS2417YC |  | Mini-Splits(Non-Ducted) | BMS2417YW |  | 24000 | 17 | 8.5 | 24000 | 17100 | 71.25% | 2.01 | 0 | 9 |  |  |  |  | R-454B | 2 | Residential & Commercial | VSMSHP
215853887 | Mini/Multi Split | BLUERIDGE | HRCU-A-CB-O | BMS922XC |  | Mini-Splits(Non-Ducted) | BMS922XW |  | 9000 | 21.5 | 9 | 10000 | 7000 | 70% | 1.95 | 0 | 12.5 |  |  |  |  | R-454B | 0.75 | Residential & Commercial | VSMSHP
215853889 | Mini/Multi Split | BLUERIDGE | HRCU-A-CB-O | BMS922YC |  | Mini-Splits(Non-Ducted) | BMS922YW |  | 9000 | 21.6 | 9.4 | 10000 | 7000 | 70% | 2 | 0 | 12.6 |  |  |  |  | R-454B | 0.75 | Residential & Commercial | VSMSHP
215853892 | Mini/Multi Split | BLUERIDGE | HRCU-A-CB-O | BMS2419YC |  | Mini-Splits(Non-Ducted) | BMS2419YW |  | 24000 | 18.5 | 9 | 24000 | 17000 | 70.83% | 2.11 | 0 | 9.6 |  |  |  |  | R-454B | 2 | Residential & Commercial | VSMSHP
215853895 | Mini/Multi Split | BLUERIDGE | HRCU-A-CB-O | BMS925XC |  | Mini-Splits(Non-Ducted) | BMS925XW |  | 9000 | 25.4 | 10 | 10000 | 7200 | 72% | 2.23 | 0 | 14.5 |  |  |  |  | R-454B | 0.75 | Residential & Commercial | VSMSHP | Non-Ducted CEE Tier 2
215853897 | Mini/Multi Split | BLUERIDGE | HRCU-A-CB-O | BMS926YC |  | Mini-Splits(Non-Ducted) | BMC9HHYW |  | 9000 | 25.8 | 12.5 | 10000 | 8000 | 80% | 2.36 | 0 | 14.9 |  |  |  |  | R-454B | 0.75 | Residential & Commercial | VSMSHP | Non-Ducted CEE Tier 2
215853898 | Mini/Multi Split | BLUERIDGE | HRCU-A-CB-O | BMS1226YC |  | Mini-Splits(Non-Ducted) | BMC12HHYW |  | 12000 | 25.5 | 10.6 | 12000 | 8400 | 70% | 2.3 | 0 | 13 |  |  |  |  | R-454B | 1 | Residential & Commercial | VSMSHP | Non-Ducted CEE Tier 2
215853899 | Mini/Multi Split | BLUERIDGE | HRCU-A-CB-O | BMS1824YC |  | Mini-Splits(Non-Ducted) | BMC18HHYW |  | 18000 | 23.5 | 10.8 | 18000 | 12800 | 71.11% | 2.1 | 0 | 12.7 |  |  |  |  | R-454B | 1.5 | Residential & Commercial | VSMSHP | Non-Ducted CEE Tier 2
215853900 | Mini/Multi Split | BLUERIDGE | HRCU-A-CB-O | BMS2423YC |  | Mini-Splits(Non-Ducted) | BMC24HHYW |  | 24000 | 23 | 11.7 | 25000 | 19600 | 78.4% | 2.54 | 0 | 14 |  |  |  |  | R-454B | 2 | Residential & Commercial | VSMSHP | Non-Ducted CEE Tier 2
215864064 | Mini/Multi Split | Wells | HRCU-A-CB-O | WOS-09QUA/230 |  | Mini-Splits(Non-Ducted) | WICS-09MOC/230 |  | 9000 | 26 | 13.9 | 9000 | 8600 | 95.56% | 2.27 | 0 | 16.2 |  |  |  |  | R-454B | 0.75 | Residential & Commercial | VSMSHP | Non-Ducted CEE Tier 2
215864065 | Mini/Multi Split | Wells | HRCU-A-CB-O | WOS-12QUA/230 |  | Mini-Splits(Non-Ducted) | WICS-12MOC/230 |  | 12000 | 24.6 | 11 | 12000 | 8900 | 74.17% | 2.5 | 0 | 12.7 |  |  |  |  | R-454B | 1 | Residential & Commercial | VSMSHP | Non-Ducted CEE Tier 2
215864066 | Mini/Multi Split | Wells | HRCU-A-CB-O | WOS-18QUA/230 |  | Mini-Splits(Non-Ducted) | WICS-16MOC/230 |  | 16000 | 23.8 | 13.5 | 17000 | 13100 | 77.06% | 2.16 | 0 | 12.5 |  |  |  |  | R-454B | 1.3333 | Residential & Commercial | VSMSHP | Non-Ducted CEE Tier 2
215864067 | Mini/Multi Split | Wells | HRCU-A-CB-O | WOS-18QUA/230 |  | Mini-Splits(Non-Ducted) | WIFC-18MOC/230 |  | 18000 | 22.3 | 10.4 | 18000 | 12800 | 71.11% | 2.05 | 0 | 12.5 |  |  |  |  | R-454B | 1.5 | Residential & Commercial | VSMSHP | Non-Ducted CEE Tier 2
215864068 | Mini/Multi Split | Wells | HRCU-A-CB-O | WOS-24QUA/230 |  | Mini-Splits(Non-Ducted) | WIFC-24MOC/230 |  | 24000 | 21.1 | 11.1 | 24400 | 18600 | 76.23% | 2.27 | 0 | 12.2 |  |  |  |  | R-454B | 2 | Residential & Commercial | VSMSHP | Non-Ducted CEE Tier 2
215864069 | Mini/Multi Split | Wells | HRCU-A-CB-O | WOS-09PRE/230 |  | Mini-Splits(Non-Ducted) | WI4C-09MOC/230 |  | 9000 | 22.6 | 12.1 | 10000 | 11000 | 110% | 1.84 | 0 | 14 |  |  |  |  | R-454B | 0.75 | Residential & Commercial | VSMSHP | Non-Ducted CEE Tier 2
215864070 | Mini/Multi Split | Wells | HRCU-A-CB-O | WOS-12PRE/230 |  | Mini-Splits(Non-Ducted) | WI4C-12MOC/230 |  | 12000 | 22.2 | 11.6 | 12000 | 11500 | 95.83% | 2 | 0 | 12.5 |  |  |  |  | R-454B | 1 | Residential & Commercial | VSMSHP | Non-Ducted CEE Tier 2
215864071 | Mini/Multi Split | Wells | HRCU-A-CB-O | WOS-18PRE/230 |  | Mini-Splits(Non-Ducted) | WI4C-18MOC/230 |  | 16000 | 20 | 12.3 | 19000 | 17000 | 89.47% | 1.9 | 0 | 12.5 |  |  |  |  | R-454B | 1.3333 | Residential & Commercial | VSMSHP | Non-Ducted CEE Tier 2
215864072 | Mini/Multi Split | Wells | HRCU-A-CB-O | WOS-24PRE/230 |  | Mini-Splits(Non-Ducted) | WI4C-24MOC/230 |  | 23400 | 20.7 | 11.6 | 25000 | 23800 | 95.2% | 2.23 | 0 | 12 |  |  |  |  | R-454B | 1.95 | Residential & Commercial | VSMSHP | Non-Ducted CEE Tier 2
215864073 | Mini/Multi Split | Wells | HRCU-A-CB-O | WOS-06PRE/230 |  | Mini-Splits(Non-Ducted) | WI1C-06MOC/230 |  | 6500 | 22 | 12 | 7400 | 8100 | 109.5% | 2.4 | 0 | 15 |  |  |  |  | R-454B | 0.54167 | Residential & Commercial | VSMSHP | Non-Ducted CEE Tier 2
215864074 | Mini/Multi Split | Wells | HRCU-A-CB-O | WOS-09PRE/230 |  | Mini-Splits(Non-Ducted) | WI1C-09MOC/230 |  | 9000 | 24 | 12.1 | 10900 | 10600 | 97.25% | 1.83 | 0 | 14.6 |  |  |  |  | R-454B | 0.75 | Residential & Commercial | VSMSHP | Non-Ducted CEE Tier 2
215864075 | Mini/Multi Split | Wells | HRCU-A-CB-O | WOS-12PRE/230 |  | Mini-Splits(Non-Ducted) | WI1C-12MOC/230 |  | 12000 | 23 | 10 | 12500 | 11500 | 92% | 2 | 0 | 13 |  |  |  |  | R-454B | 1 | Residential & Commercial | VSMSHP | Non-Ducted CEE Tier 2
215864076 | Mini/Multi Split | Wells | HRCU-A-CB-O | WOS-18PRE/230 |  | Mini-Splits(Non-Ducted) | WI1C-18MOC/230 |  | 16700 | 20.6 | 12.2 | 20000 | 17500 | 87.5% | 1.89 | 0 | 12.5 |  |  |  |  | R-454B | 1.3917 | Residential & Commercial | VSMSHP | Non-Ducted CEE Tier 2
215864085 | Mini/Multi Split | Wells | HRCU-A-CB-O | WOS-09PRE/230 |  | Mini-Splits(Non-Ducted) | WICS-09MOC/230 |  | 9000 | 27.2 | 10.9 | 9000 | 11300 | 125.6% | 1.84 | 0 | 15.1 |  |  |  |  | R-454B | 0.75 | Residential & Commercial | VSMSHP | Non-Ducted CEE Tier 2
215864086 | Mini/Multi Split | Wells | HRCU-A-CB-O | WOS-12PRE/230 |  | Mini-Splits(Non-Ducted) | WICS-12MOC/230 |  | 12000 | 25 | 10.5 | 12000 | 11300 | 94.17% | 1.88 | 0 | 12.5 |  |  |  |  | R-454B | 1 | Residential & Commercial | VSMSHP | Non-Ducted CEE Tier 2
215864087 | Mini/Multi Split | Wells | HRCU-A-CB-O | WOS-18PRE/230 |  | Mini-Splits(Non-Ducted) | WICS-16MOC/230 |  | 16000 | 20 | 10.3 | 17000 | 17500 | 102.9% | 1.95 | 0 | 12.5 |  |  |  |  | R-454B | 1.3333 | Residential & Commercial | VSMSHP | Non-Ducted CEE Tier 2
215864088 | Mini/Multi Split | Wells | HRCU-A-CB-O | WOS-18PRE/230 |  | Mini-Splits(Non-Ducted) | WIFC-18MOC/230 |  | 17000 | 20.4 | 10.3 | 19000 | 17000 | 89.47% | 1.86 | 0 | 12.5 |  |  |  |  | R-454B | 1.4167 | Residential & Commercial | VSMSHP | Non-Ducted CEE Tier 2
215864089 | Mini/Multi Split | Wells | HRCU-A-CB-O | WOS-24PRE/230 |  | Mini-Splits(Non-Ducted) | WIFC-24MOC/230 |  | 22000 | 20.4 | 12.1 | 26000 | 24200 | 93.08% | 2.16 | 0 | 12 |  |  |  |  | R-454B | 1.8333 | Residential & Commercial | VSMSHP | Non-Ducted CEE Tier 2
215832448 | Mini/Multi Split | WABBAN | HRCU-A-CB-O | BB09HXP2A1AO |  | Mini-Splits(Non-Ducted) | BB09HXP2A1AI |  | 9100 | 27 | 10 | 10000 | 9900 | 99% | 1.87 | 14.55 | 14.55 |  |  |  |  | R-410A | 0.75833 | Residential & Commercial | VSMSHP | Non-Ducted CEE Tier 2
216472843 | Mini/Multi Split | Comfort Temps | HRCU-A-CB-O | CEL-BH091A-O |  | Mini-Splits(Non-Ducted) | CEL-BH091A-I |  | 9000 | 19 | 9.5 | 10000 | 7300 | 73% | 2 | 0 | 11.7 |  |  |  |  | R-454B | 0.75 | Residential & Commercial | VSMSHP | Non-Ducted CEE Tier 2
216472844 | Mini/Multi Split | Comfort Temps | HRCU-A-CB-O | CEL-BH121A-O |  | Mini-Splits(Non-Ducted) | CEL-BH121A-I |  | 12000 | 20.5 | 9.5 | 12000 | 8500 | 70.83% | 1.8 | 0 | 10.5 |  |  |  |  | R-454B | 1 | Residential & Commercial | VSMSHP | Non-Ducted CEE Tier 2
216472845 | Mini/Multi Split | Comfort Temps | HRCU-A-CB-O | CEL-BH092A-O |  | Mini-Splits(Non-Ducted) | CEL-BH092A-I |  | 9000 | 20 | 10 | 10000 | 7400 | 74% | 2.1 | 0 | 12 |  |  |  |  | R-454B | 0.75 | Residential & Commercial | VSMSHP | Non-Ducted CEE Tier 2
216472846 | Mini/Multi Split | Comfort Temps | HRCU-A-CB-O | CEL-BH122A-O |  | Mini-Splits(Non-Ducted) | CEL-BH122A-I |  | 12000 | 23 | 9.5 | 12000 | 8500 | 70.83% | 1.8 | 0 | 11.2 |  |  |  |  | R-454B | 1 | Residential & Commercial | VSMSHP | Non-Ducted CEE Tier 2
216472849 | Mini/Multi Split | Comfort Temps | HRCU-A-CB-O | CTP-BH091A-O |  | Mini-Splits(Non-Ducted) | CTP-BH091A-I |  | 9000 | 24 | 10 | 10000 | 7500 | 75% | 2.1 | 0 | 13 |  |  |  |  | R-454B | 0.75 | Residential & Commercial | VSMSHP | Non-Ducted CEE Tier 2
216472850 | Mini/Multi Split | Comfort Temps | HRCU-A-CB-O | CTP-BH121A-O |  | Mini-Splits(Non-Ducted) | CTP-BH121A-I |  | 12000 | 23 | 10 | 12400 | 8900 | 71.77% | 2.1 | 0 | 13 |  |  |  |  | R-454B | 1 | Residential & Commercial | VSMSHP | Non-Ducted CEE Tier 2
216472851 | Mini/Multi Split | Comfort Temps | HRCU-A-CB-O | CTP-BH092A-O |  | Mini-Splits(Non-Ducted) | CTP-BH092A-I |  | 9000 | 24 | 10 | 10000 | 7100 | 71% | 2.1 | 0 | 13 |  |  |  |  | R-454B | 0.75 | Residential & Commercial | VSMSHP | Non-Ducted CEE Tier 2
216472852 | Mini/Multi Split | Comfort Temps | HRCU-A-CB-O | CTP-BH122A-O |  | Mini-Splits(Non-Ducted) | CTP-BH122A-I |  | 12000 | 24 | 10 | 12600 | 9100 | 72.22% | 2.1 | 0 | 13 |  |  |  |  | R-454B | 1 | Residential & Commercial | VSMSHP | Non-Ducted CEE Tier 2
216472853 | Mini/Multi Split | Comfort Temps | HRCU-A-CB-O | CTP-BH182A-O |  | Mini-Splits(Non-Ducted) | CTP-BH182A-I |  | 18000 | 23 | 9.5 | 19000 | 13600 | 71.58% | 1.8 | 0 | 12.5 |  |  |  |  | R-454B | 1.5 | Residential & Commercial | VSMSHP | Non-Ducted CEE Tier 2
216472854 | Mini/Multi Split | Comfort Temps | HRCU-A-CB-O | CTP-BH242A-O |  | Mini-Splits(Non-Ducted) | CTP-BH242A-I |  | 23000 | 23 | 9.5 | 25000 | 18600 | 74.4% | 1.8 | 0 | 12 |  |  |  |  | R-454B | 1.9167 | Residential & Commercial | VSMSHP | Non-Ducted CEE Tier 2
216472855 | Mini/Multi Split | OUELLET | HRCU-A-CB-O | OARX-H09A-O |  | Mini-Splits(Non-Ducted) | OARX-H09A-I |  | 9100 | 30 | 11.2 | 10600 | 11500 | 108.5% | 2.11 | 0 | 16.8 |  |  |  |  | R-32 | 0.75833 | Residential & Commercial | VSMSHP | Non-Ducted CEE Tier 2
216472856 | Mini/Multi Split | OUELLET | HRCU-A-CB-O | OARX-H12A-O |  | Mini-Splits(Non-Ducted) | OARX-H12A-I |  | 12000 | 28 | 10 | 12200 | 12200 | 100% | 2 | 0 | 15.2 |  |  |  |  | R-32 | 1 | Residential & Commercial | VSMSHP | Non-Ducted CEE Tier 2
216472857 | Mini/Multi Split | OUELLET | HRCU-A-CB-O | OCVX-H09A-O |  | Mini-Splits(Non-Ducted) | OCVX-H09A-I |  | 9100 | 26 | 10.4 | 10500 | 9500 | 90.48% | 1.88 | 0 | 15 |  |  |  |  | R-32 | 0.75833 | Residential & Commercial | VSMSHP | Non-Ducted CEE Tier 2
216472858 | Mini/Multi Split | OUELLET | HRCU-A-CB-O | OCVX-H12A-O |  | Mini-Splits(Non-Ducted) | OCVX-H12A-I |  | 12000 | 24.5 | 9.5 | 12000 | 11000 | 91.67% | 1.95 | 0 | 13 |  |  |  |  | R-32 | 1 | Residential & Commercial | VSMSHP | Non-Ducted CEE Tier 2
216472859 | Mini/Multi Split | OUELLET | HRCU-A-CB-O | OCVX-H18A-O |  | Mini-Splits(Non-Ducted) | OCVX-H18A-I |  | 18000 | 24.5 | 9 | 18000 | 14600 | 81.11% | 1.9 | 0 | 13.65 |  |  |  |  | R-32 | 1.5 | Residential & Commercial | VSMSHP
216472860 | Mini/Multi Split | OUELLET | HRCU-A-CB-O | OCHX-H09A-O |  | Mini-Splits(Non-Ducted) | OCHX-H09A-I |  | 9100 | 20.5 | 8.8 | 10000 | 7600 | 76% | 1.94 | 0 | 12.5 |  |  |  |  | R-32 | 0.75833 | Residential & Commercial | VSMSHP
216472861 | Mini/Multi Split | OUELLET | HRCU-A-CB-O | OCHX-H12A-O |  | Mini-Splits(Non-Ducted) | OCHX-H12A-I |  | 12000 | 19 | 8.5 | 12000 | 9100 | 75.83% | 1.8 | 0 | 9.75 |  |  |  |  | R-32 | 1 | Residential & Commercial | VSMSHP
216472863 | Mini/Multi Split | OUELLET | HRCU-A-CB-O | OCHX-H24A-O |  | Mini-Splits(Non-Ducted) | OCHX-H24A-I |  | 24000 | 19 | 8.5 | 24000 | 16800 | 70% | 1.81 | 0 | 11.9 |  |  |  |  | R-32 | 2 | Residential & Commercial | VSMSHP
216472864 | Mini/Multi Split | OUELLET | HRCU-A-CB-O | OCHX-H30A-O |  | Mini-Splits(Non-Ducted) | OCHX-H30A-I |  | 30000 | 22 | 9 | 30000 | 23000 | 76.67% | 1.8 | 0 | 10.9 |  |  |  |  | R-32 | 2.5 | Residential & Commercial | VSMSHP
216472865 | Mini/Multi Split | OUELLET | HRCU-A-CB-O | OCHX-H36A-O |  | Mini-Splits(Non-Ducted) | OCHX-H36A-I |  | 33600 | 21 | 8.5 | 34000 | 24600 | 72.35% | 1.8 | 0 | 10.6 |  |  |  |  | R-32 | 2.8 | Residential & Commercial | VSMSHP
216497909 | Mini/Multi Split | AC PRO | HRCU-A-CB-O | MHPC-J-009BSB |  | Mini-Splits(Non-Ducted) | MWAL-J-009BSB |  | 9000 | 21.2 | 9.1 | 10000 | 7000 | 70% | 2.07 | 0 | 12.6 |  |  |  |  | R-454B | 0.75 | Residential & Commercial | VSMSHP
216497912 | Mini/Multi Split | AC PRO | HRCU-A-CB-O | MHPC-J-024BSB |  | Mini-Splits(Non-Ducted) | MWAL-J-024BSB |  | 24000 | 18.7 | 9.3 | 24000 | 17000 | 70.83% | 2.14 | 0 | 10 |  |  |  |  | R-454B | 2 | Residential & Commercial | VSMSHP
216497916 | Mini/Multi Split | AC PRO | HRCU-A-CB-O | MHPC-H-009BSB |  | Mini-Splits(Non-Ducted) | MWAL-H-009BBB |  | 9000 | 25.8 | 12.5 | 10000 | 8000 | 80% | 2.36 | 0 | 14.9 |  |  |  |  | R-454B | 0.75 | Residential & Commercial | VSMSHP | Non-Ducted CEE Tier 2
216497917 | Mini/Multi Split | AC PRO | HRCU-A-CB-O | MHPC-H-012BSB |  | Mini-Splits(Non-Ducted) | MWAL-H-012BBB |  | 12000 | 25.5 | 10.6 | 12000 | 8400 | 70% | 2.3 | 0 | 13 |  |  |  |  | R-454B | 1 | Residential & Commercial | VSMSHP | Non-Ducted CEE Tier 2
216497918 | Mini/Multi Split | AC PRO | HRCU-A-CB-O | MHPC-H-018BSB |  | Mini-Splits(Non-Ducted) | MWAL-H-018BBB |  | 18000 | 23.5 | 10.8 | 18000 | 12800 | 71.11% | 2.1 | 0 | 12.7 |  |  |  |  | R-454B | 1.5 | Residential & Commercial | VSMSHP | Non-Ducted CEE Tier 2
216497919 | Mini/Multi Split | AC PRO | HRCU-A-CB-O | MHPC-H-024BSB |  | Mini-Splits(Non-Ducted) | MWAL-H-024BBB |  | 24000 | 23 | 11.7 | 25000 | 19600 | 78.4% | 2.54 | 0 | 14 |  |  |  |  | R-454B | 2 | Residential & Commercial | VSMSHP | Non-Ducted CEE Tier 2
216497922 | Mini/Multi Split | AC PRO | HRCU-A-CB-O | MHPC-H-009BSB |  | Mini-Splits(Non-Ducted) | M4CS-H-009BBB |  | 9000 | 21.6 | 11.3 | 10000 | 8300 | 83% | 2.17 | 0 | 14.3 |  |  |  |  | R-454B | 0.75 | Residential & Commercial | VSMSHP | Non-Ducted CEE Tier 2
216497923 | Mini/Multi Split | AC PRO | HRCU-A-CB-O | MHPC-H-012BSB |  | Mini-Splits(Non-Ducted) | M4CS-H-012BBB |  | 12000 | 21.1 | 10.4 | 12000 | 8400 | 70% | 2.4 | 0 | 12.5 |  |  |  |  | R-454B | 1 | Residential & Commercial | VSMSHP | Non-Ducted CEE Tier 2
216497924 | Mini/Multi Split | AC PRO | HRCU-A-CB-O | MHPC-H-018BSB |  | Mini-Splits(Non-Ducted) | M4CS-H-018BBB |  | 16800 | 20.7 | 11.4 | 18000 | 12800 | 71.11% | 2.2 | 0 | 12.5 |  |  |  |  | R-454B | 1.4 | Residential & Commercial | VSMSHP | Non-Ducted CEE Tier 2
216497925 | Mini/Multi Split | AC PRO | HRCU-A-CB-O | MHPC-H-024BSB |  | Mini-Splits(Non-Ducted) | M4CS-H-024BBB |  | 24000 | 22 | 10.5 | 25000 | 18500 | 74% | 2.3 | 0 | 12 |  |  |  |  | R-454B | 2 | Residential & Commercial | VSMSHP | Non-Ducted CEE Tier 2
216497926 | Mini/Multi Split | AC PRO | HRCU-A-CB-O | MHPC-H-036BSB |  | Mini-Splits(Non-Ducted) | M4CS-H-036BSB |  | 36000 | 20 | 10.3 | 38000 | 26600 | 70% | 2.2 | 0 | 9.6 |  |  |  |  | R-454B | 3 | Residential & Commercial | VSMSHP | Non-Ducted CEE Tier 2
216497927 | Mini/Multi Split | AC PRO | HRCU-A-CB-O | MHPC-H-048BSB |  | Mini-Splits(Non-Ducted) | M4CS-H-048BSB |  | 48000 | 19.1 | 9.9 | 50000 | 40500 | 81% | 2.11 | 0 | 9.5 |  |  |  |  | R-454B | 4 | Residential & Commercial | VSMSHP | Non-Ducted CEE Tier 2
216497928 | Mini/Multi Split | AC PRO | HRCU-A-CB-O | MHPC-H-009BSB |  | Mini-Splits(Non-Ducted) | M1CS-H-009BBB |  | 9000 | 22.1 | 11.8 | 11000 | 8000 | 72.73% | 2.18 | 0 | 14.4 |  |  |  |  | R-454B | 0.75 | Residential & Commercial | VSMSHP | Non-Ducted CEE Tier 2
216497929 | Mini/Multi Split | AC PRO | HRCU-A-CB-O | MHPC-H-012BSB |  | Mini-Splits(Non-Ducted) | M1CS-H-012BBB |  | 12000 | 22.1 | 10 | 12000 | 8600 | 71.67% | 2.48 | 0 | 12.3 |  |  |  |  | R-454B | 1 | Residential & Commercial | VSMSHP | Non-Ducted CEE Tier 2
216497930 | Mini/Multi Split | AC PRO | HRCU-A-CB-O | MHPC-H-018BSB |  | Mini-Splits(Non-Ducted) | M1CS-H-018BBB |  | 18000 | 22.2 | 12.2 | 18000 | 13100 | 72.78% | 2.24 | 0 | 12.5 |  |  |  |  | R-454B | 1.5 | Residential & Commercial | VSMSHP | Non-Ducted CEE Tier 2
215832405 | Mini/Multi Split | APOWER | HRCU-A-CB-O | AP12HP230VAO |  | Mini-Splits(Non-Ducted) | AP12HP230VASI |  | 12000 | 19 | 8.5 | 12000 | 9100 | 75.83% | 1.8 | 0 | 9.75 |  |  |  |  | R-32 | 1 | Residential & Commercial | VSMSHP
215832408 | Mini/Multi Split | APOWER | HRCU-A-CB-O | AP09HP230VBO |  | Mini-Splits(Non-Ducted) | AP09HP230VBI |  | 9100 | 26 | 10.4 | 10500 | 9500 | 90.48% | 1.88 | 0 | 15 |  |  |  |  | R-32 | 0.75833 | Residential & Commercial | VSMSHP | Non-Ducted CEE Tier 2
215832409 | Mini/Multi Split | APOWER | HRCU-A-CB-O | AP12HP230VBO |  | Mini-Splits(Non-Ducted) | AP12HP230VBI |  | 12000 | 24.5 | 9.5 | 12000 | 11000 | 91.67% | 1.95 | 0 | 13 |  |  |  |  | R-32 | 1 | Residential & Commercial | VSMSHP | Non-Ducted CEE Tier 2
215832410 | Mini/Multi Split | APOWER | HRCU-A-CB-O | AP18HP230VBO |  | Mini-Splits(Non-Ducted) | AP18HP230VBI |  | 18000 | 24.5 | 9 | 18000 | 14600 | 81.11% | 1.9 | 0 | 13.65 |  |  |  |  | R-32 | 1.5 | Residential & Commercial | VSMSHP
215832415 | Mini/Multi Split | APOWER | HRCU-A-CB-O | AP09HP230VBO |  | Mini-Splits(Non-Ducted) | APLZ09HP230V1AI |  | 9100 | 22 | 9.5 | 10500 | 9400 | 89.52% | 1.97 | 0 | 13.1 |  |  |  |  | R-32 | 0.75833 | Residential & Commercial | VSMSHP | Non-Ducted CEE Tier 2
215832416 | Mini/Multi Split | APOWER | HRCU-A-CB-O | AP12HP230VBO |  | Mini-Splits(Non-Ducted) | APLZ12HP230V1AI |  | 12000 | 23 | 9 | 12000 | 10000 | 83.33% | 1.9 | 0 | 13 |  |  |  |  | R-32 | 1 | Residential & Commercial | VSMSHP
215832417 | Mini/Multi Split | APOWER | HRCU-A-CB-O | AP18HP230VBO |  | Mini-Splits(Non-Ducted) | APLZ18HP230V1AI |  | 18000 | 21.5 | 8.5 | 18000 | 12600 | 70% | 1.8 | 0 | 10.9 |  |  |  |  | R-32 | 1.5 | Residential & Commercial | VSMSHP
215832418 | Mini/Multi Split | APOWER | HRCU-A-CB-O | AP18HP230VBO |  | Mini-Splits(Non-Ducted) | APLZ20HP230V1AI |  | 19000 | 21.5 | 8.5 | 19000 | 14000 | 73.68% | 1.8 | 0 | 10.9 |  |  |  |  | R-32 | 1.5833 | Residential & Commercial | VSMSHP
215832419 | Mini/Multi Split | APOWER | HRCU-A-CB-O | AP24HP230VBO |  | Mini-Splits(Non-Ducted) | APFC24HP230VAI |  | 22000 | 22.5 | 9.5 | 24000 | 20000 | 83.33% | 1.8 | 0 | 12.6 |  |  |  |  | R-32 | 1.8333 | Residential & Commercial | VSMSHP | Non-Ducted CEE Tier 2
215832420 | Mini/Multi Split | APOWER | HRCU-A-CB-O | AP09HP230VBO |  | Mini-Splits(Non-Ducted) | APFZ09HP230VAI |  | 9100 | 23 | 9.4 | 10500 | 8700 | 82.86% | 1.75 | 0 | 15 |  |  |  |  | R-32 | 0.75833 | Residential & Commercial | VSMSHP
215832421 | Mini/Multi Split | APOWER | HRCU-A-CB-O | AP12HP230VBO |  | Mini-Splits(Non-Ducted) | APFZ12HP230VAI |  | 12000 | 23 | 9 | 12000 | 10000 | 83.33% | 1.9 | 0 | 13 |  |  |  |  | R-32 | 1 | Residential & Commercial | VSMSHP
215832422 | Mini/Multi Split | APOWER | HRCU-A-CB-O | AP18HP230VBO |  | Mini-Splits(Non-Ducted) | APFZ18HP230VAI |  | 18000 | 21.5 | 8.5 | 18000 | 12900 | 71.67% | 1.8 | 0 | 11.6 |  |  |  |  | R-32 | 1.5 | Residential & Commercial | VSMSHP
215832427 | Mini/Multi Split | APOWER | HRCU-A-CB-O | AP09HP230VBO |  | Mini-Splits(Non-Ducted) | APCAS09HP230VAI |  | 9100 | 24 | 9.2 | 10500 | 7600 | 72.38% | 1.94 | 0 | 15 |  |  |  |  | R-32 | 0.75833 | Residential & Commercial | VSMSHP
215832428 | Mini/Multi Split | APOWER | HRCU-A-CB-O | AP12HP230VBO |  | Mini-Splits(Non-Ducted) | APCAS12HP230VAI |  | 12000 | 21.5 | 9.5 | 12000 | 10000 | 83.33% | 1.9 | 0 | 12.3 |  |  |  |  | R-32 | 1 | Residential & Commercial | VSMSHP | Non-Ducted CEE Tier 2
215832429 | Mini/Multi Split | APOWER | HRCU-A-CB-O | AP18HP230VBO |  | Mini-Splits(Non-Ducted) | APCAS18HP230VAI |  | 18000 | 21 | 9 | 18000 | 12600 | 70% | 1.8 | 0 | 10.9 |  |  |  |  | R-32 | 1.5 | Residential & Commercial | VSMSHP
215832430 | Mini/Multi Split | APOWER | HRCU-A-CB-O | AP24HP230VBO |  | Mini-Splits(Non-Ducted) | APCAS24HP230VAI |  | 22000 | 22.5 | 9 | 24000 | 16800 | 70% | 1.8 | 0 | 11.6 |  |  |  |  | R-32 | 1.8333 | Residential & Commercial | VSMSHP
215832431 | Mini/Multi Split | APOWER | HRCU-A-CB-O | AP36HP230VAO |  | Mini-Splits(Non-Ducted) | AP36HP230VFSI |  | 33600 | 20 | 8.5 | 34000 | 24400 | 71.76% | 2 | 0 | 12 |  |  |  |  | R-32 | 2.8 | Residential & Commercial | VSMSHP
215747787 | Mini/Multi Split | KANIONco | HRCU-A-CB-O | KWSM-12IR454BHS23LR |  | Mini-Splits(Non-Ducted) | KWSM-12IR454BHS23LR |  | 12000 | 23 | 10 | 12400 | 8900 | 71.77% | 2.1 | 0 | 13 |  |  |  |  | R-454B | 1 | Residential & Commercial | VSMSHP | Non-Ducted CEE Tier 2
215747788 | Mini/Multi Split | KANIONco | HRCU-A-CB-O | KWSM-09IR454BHS24R |  | Mini-Splits(Non-Ducted) | KWSM-09IR454BHS24R |  | 9000 | 24 | 10 | 10000 | 7100 | 71% | 2.1 | 0 | 13 |  |  |  |  | R-454B | 0.75 | Residential & Commercial | VSMSHP | Non-Ducted CEE Tier 2
215747789 | Mini/Multi Split | KANIONco | HRCU-A-CB-O | KWSM-12IR454BHS24R |  | Mini-Splits(Non-Ducted) | KWSM-12IR454BHS24R |  | 12000 | 24 | 10 | 12600 | 9100 | 72.22% | 2.1 | 0 | 13 |  |  |  |  | R-454B | 1 | Residential & Commercial | VSMSHP | Non-Ducted CEE Tier 2
215747790 | Mini/Multi Split | KANIONco | HRCU-A-CB-O | KWSM-18IR454BHS23R |  | Mini-Splits(Non-Ducted) | KWSM-18IR454BHS23R |  | 18000 | 23 | 9.5 | 19000 | 13600 | 71.58% | 1.8 | 0 | 12.5 |  |  |  |  | R-454B | 1.5 | Residential & Commercial | VSMSHP | Non-Ducted CEE Tier 2
215747791 | Mini/Multi Split | KANIONco | HRCU-A-CB-O | KWSM-24IR454BHS23R |  | Mini-Splits(Non-Ducted) | KWSM-24IR454BHS23R |  | 23000 | 23 | 9.5 | 25000 | 18600 | 74.4% | 1.8 | 0 | 12 |  |  |  |  | R-454B | 1.9167 | Residential & Commercial | VSMSHP | Non-Ducted CEE Tier 2
215747792 | Mini/Multi Split | KANIONco | HRCU-A-CB-O | KWSM-09IR454BHS19LP |  | Mini-Splits(Non-Ducted) | KWSM-09IR454BHS19LP |  | 9000 | 19 | 9.5 | 10000 | 7300 | 73% | 2 | 0 | 11.7 |  |  |  |  | R-454B | 0.75 | Residential & Commercial | VSMSHP | Non-Ducted CEE Tier 2
215747793 | Mini/Multi Split | KANIONco | HRCU-A-CB-O | KWSM-12IR454BHS21LP |  | Mini-Splits(Non-Ducted) | KWSM-12IR454BHS21LP |  | 12000 | 20.5 | 9.5 | 12000 | 8500 | 70.83% | 1.8 | 0 | 10.5 |  |  |  |  | R-454B | 1 | Residential & Commercial | VSMSHP | Non-Ducted CEE Tier 2
215747794 | Mini/Multi Split | KANIONco | HRCU-A-CB-O | KWSM-09IR454BHS20P |  | Mini-Splits(Non-Ducted) | KWSM-09IR454BHS20P |  | 9000 | 20 | 10 | 10000 | 7400 | 74% | 2.1 | 0 | 12 |  |  |  |  | R-454B | 0.75 | Residential & Commercial | VSMSHP | Non-Ducted CEE Tier 2
215747795 | Mini/Multi Split | KANIONco | HRCU-A-CB-O | KWSM-12IR454BHS21P |  | Mini-Splits(Non-Ducted) | KWSM-12IR454BHS21P |  | 12000 | 23 | 9.5 | 12000 | 8500 | 70.83% | 1.8 | 0 | 11.2 |  |  |  |  | R-454B | 1 | Residential & Commercial | VSMSHP | Non-Ducted CEE Tier 2
215747799 | Mini/Multi Split | KANIONco | HRCU-A-CB-O | KWSM-09IR454BHS24LR |  | Mini-Splits(Non-Ducted) | KWSM-09IR454BHS24LR |  | 9000 | 24 | 10 | 10000 | 7500 | 75% | 2.1 | 0 | 13 |  |  |  |  | R-454B | 0.75 | Residential & Commercial | VSMSHP | Non-Ducted CEE Tier 2
215747804 | Mini/Multi Split | SMITHCOMFORT | HRCU-A-CB-O | 10004820OU |  | Mini-Splits(Non-Ducted) | 10004815IU |  | 24000 | 18.7 | 9.3 | 24000 | 17000 | 70.83% | 2.14 | 0 | 10 |  |  |  |  | R-454B | 2 | Residential & Commercial | VSMSHP
215745976 | Mini/Multi Split | Custom Comfort | HRCU-A-CB-O | CCOXHBSZ17HP |  | Mini-Splits(Non-Ducted) | CCOXHBWM18 |  | 18000 | 21.4 | 11 | 18000 | 18000 | 100% | 1.92 | 0 | 12.5 |  |  |  |  | R-454B | 1.5 | Residential & Commercial | VSMSHP | Non-Ducted CEE Tier 2
215745977 | Mini/Multi Split | Custom Comfort | HRCU-A-CB-O | CCOXHBSZ24HP |  | Mini-Splits(Non-Ducted) | CCOXHBWM24 |  | 24000 | 21 | 13.5 | 29000 | 24200 | 83.45% | 2.34 | 0 | 13 |  |  |  |  | R-454B | 2 | Residential & Commercial | VSMSHP | Non-Ducted CEE Tier 2
215745978 | Mini/Multi Split | Custom Comfort | HRCU-A-CB-O | CCOXHBSZ33HP |  | Mini-Splits(Non-Ducted) | CCOXHBWM33 |  | 33000 | 19.5 | 10.5 | 36000 | 35000 | 97.22% | 1.98 | 0 | 12 |  |  |  |  | R-454B | 2.75 | Residential & Commercial | VSMSHP | Non-Ducted CEE Tier 2
215745979 | Mini/Multi Split | Custom Comfort | HRCU-A-CB-O | CCOXHBSZ09HP |  | Mini-Splits(Non-Ducted) | CCOXHB4C09 |  | 9000 | 22.6 | 12.1 | 10000 | 11000 | 110% | 1.84 | 0 | 14 |  |  |  |  | R-454B | 0.75 | Residential & Commercial | VSMSHP | Non-Ducted CEE Tier 2
215745980 | Mini/Multi Split | Custom Comfort | HRCU-A-CB-O | CCOXHBSZ12HP |  | Mini-Splits(Non-Ducted) | CCOXHB4C12 |  | 12000 | 22.2 | 11.6 | 12000 | 11500 | 95.83% | 2 | 0 | 12.5 |  |  |  |  | R-454B | 1 | Residential & Commercial | VSMSHP | Non-Ducted CEE Tier 2
215745981 | Mini/Multi Split | Custom Comfort | HRCU-A-CB-O | CCOXHBSZ17HP |  | Mini-Splits(Non-Ducted) | CCOXHB4C18 |  | 16000 | 20 | 12.3 | 19000 | 17000 | 89.47% | 1.9 | 0 | 12.5 |  |  |  |  | R-454B | 1.3333 | Residential & Commercial | VSMSHP | Non-Ducted CEE Tier 2
215745982 | Mini/Multi Split | Custom Comfort | HRCU-A-CB-O | CCOXHBSZ24HP |  | Mini-Splits(Non-Ducted) | CCOXHB4C24 |  | 23400 | 20.7 | 11.6 | 25000 | 23800 | 95.2% | 2.23 | 0 | 12 |  |  |  |  | R-454B | 1.95 | Residential & Commercial | VSMSHP | Non-Ducted CEE Tier 2
215745988 | Mini/Multi Split | Custom Comfort | HRCU-A-CB-O | CCOXHBSZ09HP |  | Mini-Splits(Non-Ducted) | CCOXHBFM09 |  | 9000 | 27.2 | 10.9 | 9000 | 11300 | 125.6% | 1.84 | 0 | 15.1 |  |  |  |  | R-454B | 0.75 | Residential & Commercial | VSMSHP | Non-Ducted CEE Tier 2
215745989 | Mini/Multi Split | Custom Comfort | HRCU-A-CB-O | CCOXHBSZ12HP |  | Mini-Splits(Non-Ducted) | CCOXHBFM12 |  | 12000 | 25 | 10.5 | 12000 | 11300 | 94.17% | 1.88 | 0 | 12.5 |  |  |  |  | R-454B | 1 | Residential & Commercial | VSMSHP | Non-Ducted CEE Tier 2
215745990 | Mini/Multi Split | Custom Comfort | HRCU-A-CB-O | CCOXHBSZ17HP |  | Mini-Splits(Non-Ducted) | CCOXHBFM18 |  | 16000 | 20 | 10.3 | 17000 | 17500 | 102.9% | 1.95 | 0 | 12.5 |  |  |  |  | R-454B | 1.3333 | Residential & Commercial | VSMSHP | Non-Ducted CEE Tier 2
215745991 | Mini/Multi Split | Custom Comfort | HRCU-A-CB-O | CCOXHBSZ17HP |  | Mini-Splits(Non-Ducted) | CCOXHBFC18 |  | 17000 | 20.4 | 10.3 | 19000 | 17000 | 89.47% | 1.86 | 0 | 12.5 |  |  |  |  | R-454B | 1.4167 | Residential & Commercial | VSMSHP | Non-Ducted CEE Tier 2
215745992 | Mini/Multi Split | Custom Comfort | HRCU-A-CB-O | CCOXHBSZ24HP |  | Mini-Splits(Non-Ducted) | CCOXHBFC24 |  | 22000 | 20.4 | 12.1 | 26000 | 24200 | 93.08% | 2.16 | 0 | 12 |  |  |  |  | R-454B | 1.8333 | Residential & Commercial | VSMSHP | Non-Ducted CEE Tier 2
215745993 | Mini/Multi Split | Custom Comfort | HRCU-A-CB-O | CCOXHBSZ06HP |  | Mini-Splits(Non-Ducted) | CCOXHB1C06 |  | 6500 | 22 | 12 | 7400 | 8100 | 109.5% | 2.4 | 0 | 15 |  |  |  |  | R-454B | 0.54167 | Residential & Commercial | VSMSHP | Non-Ducted CEE Tier 2
215745994 | Mini/Multi Split | Custom Comfort | HRCU-A-CB-O | CCOXHBSZ09HP |  | Mini-Splits(Non-Ducted) | CCOXHB1C09 |  | 9000 | 24 | 12.1 | 10900 | 10600 | 97.25% | 1.83 | 0 | 14.6 |  |  |  |  | R-454B | 0.75 | Residential & Commercial | VSMSHP | Non-Ducted CEE Tier 2
215745995 | Mini/Multi Split | Custom Comfort | HRCU-A-CB-O | CCOXHBSZ12HP |  | Mini-Splits(Non-Ducted) | CCOXHB1C12 |  | 12000 | 23 | 10 | 12500 | 11500 | 92% | 2 | 0 | 13 |  |  |  |  | R-454B | 1 | Residential & Commercial | VSMSHP | Non-Ducted CEE Tier 2
215745996 | Mini/Multi Split | Custom Comfort | HRCU-A-CB-O | CCOXHBSZ17HP |  | Mini-Splits(Non-Ducted) | CCOXHB1C18 |  | 16700 | 20.6 | 12.2 | 20000 | 17500 | 87.5% | 1.89 | 0 | 12.5 |  |  |  |  | R-454B | 1.3917 | Residential & Commercial | VSMSHP | Non-Ducted CEE Tier 2
215745997 | Mini/Multi Split | Custom Comfort | HRCU-A-CB-O | CCOXHBSZ36CHP |  | Mini-Splits(Non-Ducted) | CCOXHB4C36 |  | 36600 | 21.2 | 10.6 | 37000 | 37000 | 100% | 1.95 | 0 | 12 |  |  |  |  | R-454B | 3.05 | Residential & Commercial | VSMSHP | Non-Ducted CEE Tier 2
215745998 | Mini/Multi Split | Custom Comfort | HRCU-A-CB-O | CCOXHBSZ48CHP |  | Mini-Splits(Non-Ducted) | CCOXHB4C48 |  | 48000 | 18 | 11 | 53000 | 47500 | 89.62% | 1.96 | 0 | 10 |  |  |  |  | R-454B | 4 | Residential & Commercial | VSMSHP | Non-Ducted CEE Tier 2
215746002 | Mini/Multi Split | Custom Comfort | HRCU-A-CB-O | CCOXHBSZ36CHP |  | Mini-Splits(Non-Ducted) | CCOXHBFC36 |  | 36400 | 20 | 10.8 | 38000 | 39500 | 103.9% | 2.02 | 0 | 12 |  |  |  |  | R-454B | 3.0333 | Residential & Commercial | VSMSHP | Non-Ducted CEE Tier 2
215746003 | Mini/Multi Split | Custom Comfort | HRCU-A-CB-O | CCOXHBSZ48CHP |  | Mini-Splits(Non-Ducted) | CCOXHBFC48 |  | 48000 | 18.5 | 10.1 | 52000 | 47000 | 90.38% | 1.83 | 0 | 9.4 |  |  |  |  | R-454B | 4 | Residential & Commercial | VSMSHP | Non-Ducted CEE Tier 2
215746004 | Mini/Multi Split | Custom Comfort | HRCU-A-CB-O | CCOXHBSZ60CHP |  | Mini-Splits(Non-Ducted) | CCOXHBFC60 |  | 54000 | 18 | 10.7 | 60000 | 54000 | 90% | 1.91 | 0 | 9 |  |  |  |  | R-454B | 4.5 | Residential & Commercial | VSMSHP | Non-Ducted CEE Tier 2
215743599 | Mini/Multi Split | HISENSE | HRCU-A-CB-O | AUW-18U3TJ1 |  | Mini-Splits(Non-Ducted) | AST-18UW3TBBDN00A |  | 18000 | 21 | 10 | 18000 | 18000 | 100% | 1.8 | 0 | 12 |  |  |  |  | R-454B | 1.5 | Residential & Commercial | VSMSHP | Non-Ducted CEE Tier 2
215743600 | Mini/Multi Split | GUARDIAN | HRCU-A-CB-O | UPC18CN23STG1 |  | Mini-Splits(Non-Ducted) | UNI18HW23STG1 |  | 18000 | 21 | 10 | 18000 | 18000 | 100% | 1.8 | 0 | 12 |  |  |  |  | R-454B | 1.5 | Residential & Commercial | VSMSHP | Non-Ducted CEE Tier 2
216453289 | Mini/Multi Split | Mirage | HRCU-A-CB-O | OMZH090C |  | Mini-Splits(Non-Ducted) | OMZH090C |  | 9000 | 24 | 10 | 10000 | 7500 | 75% | 2.1 | 0 | 13 |  |  |  |  | R-454B | 0.75 | Residential & Commercial | VSMSHP | Non-Ducted CEE Tier 2
216453290 | Mini/Multi Split | Mirage | HRCU-A-CB-O | OMZH120C |  | Mini-Splits(Non-Ducted) | OMZH120C |  | 12000 | 23 | 10 | 12400 | 8900 | 71.77% | 2.1 | 0 | 13 |  |  |  |  | R-454B | 1 | Residential & Commercial | VSMSHP | Non-Ducted CEE Tier 2
216453291 | Mini/Multi Split | Mirage | HRCU-A-CB-O | OMZH121C |  | Mini-Splits(Non-Ducted) | OMZH121C |  | 12000 | 24 | 10 | 12600 | 9100 | 72.22% | 2.1 | 0 | 13 |  |  |  |  | R-454B | 1 | Residential & Commercial | VSMSHP | Non-Ducted CEE Tier 2
216453292 | Mini/Multi Split | Mirage | HRCU-A-CB-O | OMZH181C |  | Mini-Splits(Non-Ducted) | OMZH181C |  | 18000 | 23 | 9.5 | 19000 | 13600 | 71.58% | 1.8 | 0 | 12.5 |  |  |  |  | R-454B | 1.5 | Residential & Commercial | VSMSHP | Non-Ducted CEE Tier 2
216453293 | Mini/Multi Split | Mirage | HRCU-A-CB-O | OMZH241C |  | Mini-Splits(Non-Ducted) | OMZH241C |  | 23000 | 23 | 9.5 | 25000 | 18600 | 74.4% | 1.8 | 0 | 12 |  |  |  |  | R-454B | 1.9167 | Residential & Commercial | VSMSHP | Non-Ducted CEE Tier 2
215735584 | Mini/Multi Split | Ovair | HRCU-A-CB-O | SL9000O |  | Mini-Splits(Non-Ducted) | SL9000I |  | 9000 | 24 | 10 | 10000 | 7500 | 75% | 2.1 | 0 | 13 |  |  |  |  | R-454B | 0.75 | Residential & Commercial | VSMSHP | Non-Ducted CEE Tier 2
215735585 | Mini/Multi Split | Ovair | HRCU-A-CB-O | SL12000O |  | Mini-Splits(Non-Ducted) | SL12000I |  | 12000 | 23 | 10 | 12400 | 8900 | 71.77% | 2.1 | 0 | 13 |  |  |  |  | R-454B | 1 | Residential & Commercial | VSMSHP | Non-Ducted CEE Tier 2
215735586 | Mini/Multi Split | Ovair | HRCU-A-CB-O | SL18000O |  | Mini-Splits(Non-Ducted) | SL18000I |  | 18000 | 23 | 9.5 | 19000 | 13600 | 71.58% | 1.8 | 0 | 12.5 |  |  |  |  | R-454B | 1.5 | Residential & Commercial | VSMSHP | Non-Ducted CEE Tier 2
215735587 | Mini/Multi Split | Ovair | HRCU-A-CB-O | SL24000O |  | Mini-Splits(Non-Ducted) | SL24000I |  | 23000 | 23 | 9.5 | 25000 | 18600 | 74.4% | 1.8 | 0 | 12 |  |  |  |  | R-454B | 1.9167 | Residential & Commercial | VSMSHP | Non-Ducted CEE Tier 2
215740461 | Mini/Multi Split | INNOVAIR | HRCU-A-CB-O | MOS48H2BM0A |  | Mini-Splits(Non-Ducted) | MCS48H2BHRB* |  | 48000 | 19 | 9.9 | 50000 | 40500 | 81% | 2.11 | 0 | 9.5 |  |  |  |  | R-454B | 4 | Residential & Commercial | VSMSHP | Non-Ducted CEE Tier 2
215735288 | Mini/Multi Split | SENVILLE | HRCU-A-CB-O | SENL-09CD220-OL |  | Mini-Splits(Non-Ducted) | SENL-09CD220-ILL |  | 9000 | 21.2 | 9.1 | 10000 | 7000 | 70% | 2.07 | 0 | 12.6 |  |  |  |  | R-454B | 0.75 | Residential & Commercial | VSMSHP
215735291 | Mini/Multi Split | SENVILLE | HRCU-A-CB-O | SENL-24CD-OL |  | Mini-Splits(Non-Ducted) | SENL-24CD-ILL |  | 24000 | 18.7 | 9.3 | 24000 | 17000 | 70.83% | 2.14 | 0 | 10 |  |  |  |  | R-454B | 2 | Residential & Commercial | VSMSHP
215735294 | Mini/Multi Split | SENVILLE | HRCU-A-CB-O | SENA-06HF-OG |  | Mini-Splits(Non-Ducted) | SENA-06HF-IGG |  | 6000 | 25.5 | 14.8 | 7000 | 7700 | 110% | 2.39 | 0 | 18 |  |  |  |  | R-454B | 0.5 | Residential & Commercial | VSMSHP | Non-Ducted CEE Tier 2
215735295 | Mini/Multi Split | SENVILLE | HRCU-A-CB-O | SENA-09HF-OG |  | Mini-Splits(Non-Ducted) | SENA-09HF-IGG |  | 9000 | 27.4 | 12.5 | 12000 | 11500 | 95.83% | 1.8 | 0 | 15.4 |  |  |  |  | R-454B | 0.75 | Residential & Commercial | VSMSHP | Non-Ducted CEE Tier 2
215735296 | Mini/Multi Split | SENVILLE | HRCU-A-CB-O | SENA-12HF-OG |  | Mini-Splits(Non-Ducted) | SENA-12HF-IGG |  | 12000 | 25.4 | 10.5 | 12000 | 11500 | 95.83% | 1.8 | 0 | 13.4 |  |  |  |  | R-454B | 1 | Residential & Commercial | VSMSHP | Non-Ducted CEE Tier 2
215735297 | Mini/Multi Split | SENVILLE | HRCU-A-CB-O | SENA-18HF-OG |  | Mini-Splits(Non-Ducted) | SENA-18HF-IGG |  | 18000 | 21.4 | 11 | 18000 | 18000 | 100% | 1.92 | 0 | 12.5 |  |  |  |  | R-454B | 1.5 | Residential & Commercial | VSMSHP | Non-Ducted CEE Tier 2
215735298 | Mini/Multi Split | SENVILLE | HRCU-A-CB-O | SENA-24HF-OG |  | Mini-Splits(Non-Ducted) | SENA-24HF-IGG |  | 24000 | 21 | 13.5 | 29000 | 24200 | 83.45% | 2.34 | 0 | 13 |  |  |  |  | R-454B | 2 | Residential & Commercial | VSMSHP | Non-Ducted CEE Tier 2
215735299 | Mini/Multi Split | SENVILLE | HRCU-A-CB-O | SENA-33HF-OG |  | Mini-Splits(Non-Ducted) | SENA-33HF-IGG |  | 33000 | 19.5 | 10.5 | 36000 | 35000 | 97.22% | 1.98 | 0 | 12 |  |  |  |  | R-454B | 2.75 | Residential & Commercial | VSMSHP | Non-Ducted CEE Tier 2
215735304 | Mini/Multi Split | SENVILLE | HRCU-A-CB-O | SENA-09HF-OG |  | Mini-Splits(Non-Ducted) | SENA-09HF-ICG |  | 9000 | 22.6 | 12.1 | 10000 | 11000 | 110% | 1.84 | 0 | 14 |  |  |  |  | R-454B | 0.75 | Residential & Commercial | VSMSHP | Non-Ducted CEE Tier 2
215735305 | Mini/Multi Split | SENVILLE | HRCU-A-CB-O | SENA-12HF-OG |  | Mini-Splits(Non-Ducted) | SENA-12HF-ICG |  | 12000 | 22.2 | 11.6 | 12000 | 11500 | 95.83% | 2 | 0 | 12.5 |  |  |  |  | R-454B | 1 | Residential & Commercial | VSMSHP | Non-Ducted CEE Tier 2
215735306 | Mini/Multi Split | SENVILLE | HRCU-A-CB-O | SENA-18HF-OG |  | Mini-Splits(Non-Ducted) | SENA-18HF-ICG |  | 16000 | 20 | 12.3 | 19000 | 17000 | 89.47% | 1.9 | 0 | 12.5 |  |  |  |  | R-454B | 1.3333 | Residential & Commercial | VSMSHP | Non-Ducted CEE Tier 2
215735307 | Mini/Multi Split | SENVILLE | HRCU-A-CB-O | SENA-24HF-OG |  | Mini-Splits(Non-Ducted) | SENA-24HF-ICG |  | 23400 | 20.7 | 11.6 | 25000 | 23800 | 95.2% | 2.23 | 0 | 12 |  |  |  |  | R-454B | 1.95 | Residential & Commercial | VSMSHP | Non-Ducted CEE Tier 2
215735308 | Mini/Multi Split | SENVILLE | HRCU-A-CB-O | SENA-12HF-OG |  | Mini-Splits(Non-Ducted) | SENA-12HF-IFG |  | 12000 | 25 | 10.5 | 12000 | 11300 | 94.17% | 1.88 | 0 | 12.5 |  |  |  |  | R-454B | 1 | Residential & Commercial | VSMSHP | Non-Ducted CEE Tier 2
215735309 | Mini/Multi Split | SENVILLE | HRCU-A-CB-O | SENA-18HF-OG |  | Mini-Splits(Non-Ducted) | SENA-18HF-IFG |  | 17000 | 20.4 | 10.3 | 19000 | 17000 | 89.47% | 1.86 | 0 | 12.5 |  |  |  |  | R-454B | 1.4167 | Residential & Commercial | VSMSHP | Non-Ducted CEE Tier 2
215735310 | Mini/Multi Split | SENVILLE | HRCU-A-CB-O | SENA-24HF-OG |  | Mini-Splits(Non-Ducted) | SENA-24HF-IFG |  | 22000 | 20.4 | 12.1 | 26000 | 24200 | 93.08% | 2.16 | 0 | 12 |  |  |  |  | R-454B | 1.8333 | Residential & Commercial | VSMSHP | Non-Ducted CEE Tier 2
215710688 | Mini/Multi Split | DAIKIN | HRCU-A-CB-O | RXT12AVJU* |  | Mini-Splits(Non-Ducted) | FTXV12AVJU* |  | 10600 | 20 | 10.2 | 13500 | 13500 | 100% | 1.8 | 0 | 12 |  |  |  |  | R-32 | 0.88333 | Residential & Commercial | VSMSHP | Non-Ducted CEE Tier 2
215712196 | Mini/Multi Split | Mitsubishi Electric | HRCU-A-CB-O | PUZ-AK24NLHZ*** |  | Mini-Splits(Non-Ducted) | PLA-AE24NL*** |  | 24000 | 22.8 | 9.8 | 28000 | 26000 | 92.86% | 2.2 | 0 | 16.1 |  |  |  |  | R-454B | 2 | Residential & Commercial | VSMSHP | Non-Ducted CEE Tier 2
215712197 | Mini/Multi Split | Mitsubishi Electric | HRCU-A-CB-O | PUZ-AK24NLHZ*** |  | Mini-Splits(Non-Ducted) | PKA-AK24NL*** |  | 24000 | 21.8 | 9.4 | 28000 | 26000 | 92.86% | 1.9 | 0 | 14.5 |  |  |  |  | R-454B | 2 | Residential & Commercial | VSMSHP
215712198 | Mini/Multi Split | Mitsubishi Electric | HRCU-A-CB-O | PUZ-AK24NLHZ*** |  | Mini-Splits(Non-Ducted) | PCA-AK24NL*** |  | 24000 | 20 | 9.2 | 28000 | 26000 | 92.86% | 1.9 | 0 | 14.1 |  |  |  |  | R-454B | 2 | Residential & Commercial | VSMSHP
215712205 | Mini/Multi Split | Mitsubishi Electric | HRCU-A-CB-O | PUZ-AK30NLHZ*** |  | Mini-Splits(Non-Ducted) | PLA-AE30NL*** |  | 30000 | 23.8 | 10.1 | 34000 | 32000 | 94.12% | 2.3 | 0 | 14 |  |  |  |  | R-454B | 2.5 | Residential & Commercial | VSMSHP | Non-Ducted CEE Tier 2
215712206 | Mini/Multi Split | Mitsubishi Electric | HRCU-A-CB-O | PUZ-AK30NLHZ*** |  | Mini-Splits(Non-Ducted) | PKA-AK30NL*** |  | 30000 | 23.2 | 9.9 | 34000 | 32000 | 94.12% | 1.9 | 0 | 12.7 |  |  |  |  | R-454B | 2.5 | Residential & Commercial | VSMSHP | Non-Ducted CEE Tier 2
215712207 | Mini/Multi Split | Mitsubishi Electric | HRCU-A-CB-O | PUZ-AK30NLHZ*** |  | Mini-Splits(Non-Ducted) | PCA-AK30NL*** |  | 30000 | 21.9 | 9.4 | 35000 | 32000 | 91.43% | 1.9 | 0 | 12.3 |  |  |  |  | R-454B | 2.5 | Residential & Commercial | VSMSHP
215712212 | Mini/Multi Split | Mitsubishi Electric | HRCU-A-CB-O | PUZ-AK36NLHZ*** |  | Mini-Splits(Non-Ducted) | PLA-AE36NL*** |  | 36000 | 23.3 | 9.7 | 40000 | 38000 | 95% | 2.1 | 0 | 13.7 |  |  |  |  | R-454B | 3 | Residential & Commercial | VSMSHP | Non-Ducted CEE Tier 2
215712213 | Mini/Multi Split | Mitsubishi Electric | HRCU-A-CB-O | PUZ-AK36NLHZ*** |  | Mini-Splits(Non-Ducted) | PKA-AK36NL*** |  | 33600 | 22.1 | 9.6 | 40000 | 38000 | 95% | 1.8 | 0 | 11.9 |  |  |  |  | R-454B | 2.8 | Residential & Commercial | VSMSHP | Non-Ducted CEE Tier 2
215712214 | Mini/Multi Split | Mitsubishi Electric | HRCU-A-CB-O | PUZ-AK36NLHZ*** |  | Mini-Splits(Non-Ducted) | PCA-AK36NL*** |  | 36000 | 22.2 | 9.5 | 40000 | 38000 | 95% | 1.8 | 0 | 12.2 |  |  |  |  | R-454B | 3 | Residential & Commercial | VSMSHP | Non-Ducted CEE Tier 2
215712219 | Mini/Multi Split | Mitsubishi Electric | HRCU-A-CB-O | PUZ-AK42NLHZ*** |  | Mini-Splits(Non-Ducted) | PLA-AE42NL*** |  | 42000 | 20 | 9.2 | 54000 | 48000 | 88.89% | 1.8 | 0 | 11.8 |  |  |  |  | R-454B | 3.5 | Residential & Commercial | VSMSHP
215712224 | Mini/Multi Split | Mitsubishi Electric | HRCU-A-CB-O | PUZ-AK48NLHZ*** |  | Mini-Splits(Non-Ducted) | PLA-AE48NL*** |  | 48000 | 20.1 | 9.2 | 60000 | 52000 | 86.67% | 1.9 | 0 | 10.5 |  |  |  |  | R-454B | 4 | Residential & Commercial | VSMSHP
215725427 | Mini/Multi Split | GREE | HRCU-A-CB-O | GWH30ATEXH-D6DNA1G/O |  | Mini-Splits(Non-Ducted) | GWH30AWEXH-D6DN***/I |  | 30000 | 22 | 9 | 30000 | 23000 | 76.67% | 1.8 | 0 | 10.9 |  |  |  |  | R-32 | 2.5 | Residential & Commercial | VSMSHP
215725430 | Mini/Multi Split | INNOVAIR | HRCU-A-CB-O | MOS09H2BE5A |  | Mini-Splits(Non-Ducted) | MHW09H2BERA |  | 9000 | 19 | 9.7 | 10000 | 7000 | 70% | 2.15 | 0 | 10.9 |  |  |  |  | R-454B | 0.75 | Residential & Commercial | VSMSHP | Non-Ducted CEE Tier 2
215725433 | Mini/Multi Split | INNOVAIR | HRCU-A-CB-O | MOS24H2BE5A |  | Mini-Splits(Non-Ducted) | MHW24H2BERA |  | 24000 | 17 | 8.5 | 24000 | 17100 | 71.25% | 2.01 | 0 | 9 |  |  |  |  | R-454B | 2 | Residential & Commercial | VSMSHP
215725436 | Mini/Multi Split | INNOVAIR | HRCU-A-CB-O | MOS09H1BM0A |  | Mini-Splits(Non-Ducted) | MHW09H1BMRB |  | 9000 | 25.4 | 10 | 10000 | 7200 | 72% | 2.23 | 0 | 14.5 |  |  |  |  | R-454B | 0.75 | Residential & Commercial | VSMSHP | Non-Ducted CEE Tier 2
215725438 | Mini/Multi Split | INNOVAIR | HRCU-A-CB-O | MOS09H2BM0A |  | Mini-Splits(Non-Ducted) | MHW09H2BHRB |  | 9000 | 25.8 | 12.5 | 10000 | 8000 | 80% | 2.36 | 0 | 14.9 |  |  |  |  | R-454B | 0.75 | Residential & Commercial | VSMSHP | Non-Ducted CEE Tier 2
215725439 | Mini/Multi Split | INNOVAIR | HRCU-A-CB-O | MOS12H2BM0A |  | Mini-Splits(Non-Ducted) | MHW12H2BHRB |  | 12000 | 25.5 | 10.6 | 12000 | 8400 | 70% | 2.3 | 0 | 13 |  |  |  |  | R-454B | 1 | Residential & Commercial | VSMSHP | Non-Ducted CEE Tier 2
215725440 | Mini/Multi Split | INNOVAIR | HRCU-A-CB-O | MOS18H2BM0A |  | Mini-Splits(Non-Ducted) | MHW18H2BHRB |  | 18000 | 23.5 | 10.8 | 18000 | 12800 | 71.11% | 2.1 | 0 | 12.7 |  |  |  |  | R-454B | 1.5 | Residential & Commercial | VSMSHP | Non-Ducted CEE Tier 2
215725441 | Mini/Multi Split | INNOVAIR | HRCU-A-CB-O | MOS24H2BM0A |  | Mini-Splits(Non-Ducted) | MHW24H2BHRB |  | 24000 | 23 | 11.7 | 25000 | 19600 | 78.4% | 2.54 | 0 | 14 |  |  |  |  | R-454B | 2 | Residential & Commercial | VSMSHP | Non-Ducted CEE Tier 2
215725442 | Mini/Multi Split | INNOVAIR | HRCU-A-CB-O | MOS06H2BH0A |  | Mini-Splits(Non-Ducted) | MHW06H2BHRB |  | 6000 | 25.5 | 14.8 | 7000 | 7700 | 110% | 2.39 | 0 | 18 |  |  |  |  | R-454B | 0.5 | Residential & Commercial | VSMSHP | Non-Ducted CEE Tier 2
215725443 | Mini/Multi Split | INNOVAIR | HRCU-A-CB-O | MOS09H2BH0A |  | Mini-Splits(Non-Ducted) | MHW09H2BHRB |  | 9000 | 27.4 | 12.5 | 12000 | 11500 | 95.83% | 1.8 | 0 | 15.4 |  |  |  |  | R-454B | 0.75 | Residential & Commercial | VSMSHP | Non-Ducted CEE Tier 2
215725444 | Mini/Multi Split | INNOVAIR | HRCU-A-CB-O | MOS12H2BH0A |  | Mini-Splits(Non-Ducted) | MHW12H2BHRB |  | 12000 | 25.4 | 10.5 | 12000 | 11500 | 95.83% | 1.8 | 0 | 13.4 |  |  |  |  | R-454B | 1 | Residential & Commercial | VSMSHP | Non-Ducted CEE Tier 2
215725445 | Mini/Multi Split | INNOVAIR | HRCU-A-CB-O | MOS18H2BH0A |  | Mini-Splits(Non-Ducted) | MHW18H2BHRB |  | 18000 | 21.4 | 11 | 18000 | 18000 | 100% | 1.92 | 0 | 12.5 |  |  |  |  | R-454B | 1.5 | Residential & Commercial | VSMSHP | Non-Ducted CEE Tier 2
215725446 | Mini/Multi Split | INNOVAIR | HRCU-A-CB-O | MOS24H2BH0A |  | Mini-Splits(Non-Ducted) | MHW24H2BHRB |  | 24000 | 21 | 13.5 | 29000 | 24200 | 83.45% | 2.34 | 0 | 13 |  |  |  |  | R-454B | 2 | Residential & Commercial | VSMSHP | Non-Ducted CEE Tier 2
215725447 | Mini/Multi Split | INNOVAIR | HRCU-A-CB-O | MOS09H2BM0A |  | Mini-Splits(Non-Ducted) | MCS09H2BHRB |  | 9000 | 21.6 | 11.3 | 10000 | 8300 | 83% | 2.17 | 0 | 14.3 |  |  |  |  | R-454B | 0.75 | Residential & Commercial | VSMSHP | Non-Ducted CEE Tier 2
215725448 | Mini/Multi Split | INNOVAIR | HRCU-A-CB-O | MOS12H2BM0A |  | Mini-Splits(Non-Ducted) | MCS12H2BHRB |  | 12000 | 21.1 | 10.4 | 12000 | 8400 | 70% | 2.4 | 0 | 12.5 |  |  |  |  | R-454B | 1 | Residential & Commercial | VSMSHP | Non-Ducted CEE Tier 2
215725449 | Mini/Multi Split | INNOVAIR | HRCU-A-CB-O | MOS18H2BM0A |  | Mini-Splits(Non-Ducted) | MCS18H2BHRB |  | 16800 | 20.7 | 11.4 | 18000 | 12800 | 71.11% | 2.2 | 0 | 12.5 |  |  |  |  | R-454B | 1.4 | Residential & Commercial | VSMSHP | Non-Ducted CEE Tier 2
215725450 | Mini/Multi Split | INNOVAIR | HRCU-A-CB-O | MOS24H2BM0A |  | Mini-Splits(Non-Ducted) | MCS24H2BHRB |  | 24000 | 22 | 10.5 | 25000 | 18500 | 74% | 2.3 | 0 | 12 |  |  |  |  | R-454B | 2 | Residential & Commercial | VSMSHP | Non-Ducted CEE Tier 2
215725451 | Mini/Multi Split | INNOVAIR | HRCU-A-CB-O | MOS36H2BM0A |  | Mini-Splits(Non-Ducted) | MCS36H2BHRB |  | 36000 | 20 | 10.3 | 38000 | 26600 | 70% | 2.2 | 0 | 9.6 |  |  |  |  | R-454B | 3 | Residential & Commercial | VSMSHP | Non-Ducted CEE Tier 2
215725453 | Mini/Multi Split | INNOVAIR | HRCU-A-CB-O | MOS09H2BH0A |  | Mini-Splits(Non-Ducted) | MCS09H2BHRB |  | 9000 | 22.6 | 12.1 | 10000 | 11000 | 110% | 1.84 | 0 | 14 |  |  |  |  | R-454B | 0.75 | Residential & Commercial | VSMSHP | Non-Ducted CEE Tier 2
215725454 | Mini/Multi Split | INNOVAIR | HRCU-A-CB-O | MOS12H2BH0A |  | Mini-Splits(Non-Ducted) | MCS12H2BHRB |  | 12000 | 22.2 | 11.6 | 12000 | 11500 | 95.83% | 2 | 0 | 12.5 |  |  |  |  | R-454B | 1 | Residential & Commercial | VSMSHP | Non-Ducted CEE Tier 2
216441724 | Mini/Multi Split | HISENSE | HRCU-A-CB-O | AUW-18U3TJ1 |  | Mini-Splits(Non-Ducted) | ADT-18UX3TGM1 |  | 18000 | 19 | 9 | 18000 | 18000 | 100% | 2 | 0 | 11.7 |  |  |  |  | R-454B | 1.5 | Residential & Commercial | VSMSHP
216441725 | Mini/Multi Split | SAMSUNG | HRCU-A-CB-O | AC009DXSCCG |  | Mini-Splits(Non-Ducted) | AC009DNNDCG |  | 9100 | 22 | 10.6 | 10000 | 8000 | 80% | 1.8 | 0 | 14 |  |  |  |  | R-32 | 0.75833 | Residential & Commercial | VSMSHP | Non-Ducted CEE Tier 2
216441726 | Mini/Multi Split | SAMSUNG | HRCU-A-CB-O | AC018DXSCCG |  | Mini-Splits(Non-Ducted) | AC018DNJDCG |  | 16000 | 20 | 9.5 | 19000 | 18100 | 95.26% | 1.8 | 0 | 12.2 |  |  |  |  | R-32 | 1.3333 | Residential & Commercial | VSMSHP | Non-Ducted CEE Tier 2
216441727 | Mini/Multi Split | SAMSUNG | HRCU-A-CB-O | AC018DXSCCG |  | Mini-Splits(Non-Ducted) | AC018DNADCG |  | 18000 | 20.5 | 9.5 | 20000 | 19000 | 95% | 1.8 | 0 | 12.2 |  |  |  |  | R-32 | 1.5 | Residential & Commercial | VSMSHP | Non-Ducted CEE Tier 2
216441728 | Mini/Multi Split | SAMSUNG | HRCU-A-CB-O | AC024DXSCCG |  | Mini-Splits(Non-Ducted) | AC024DNADCG |  | 24000 | 20 | 9.5 | 27000 | 24600 | 91.11% | 1.8 | 0 | 12 |  |  |  |  | R-32 | 2 | Residential & Commercial | VSMSHP | Non-Ducted CEE Tier 2
216441729 | Mini/Multi Split | SAMSUNG | HRCU-A-CB-O | AC030DXSCCG |  | Mini-Splits(Non-Ducted) | AC030DNTDCG |  | 30000 | 21 | 9.5 | 32000 | 32000 | 100% | 1.8 | 0 | 12.5 |  |  |  |  | R-32 | 2.5 | Residential & Commercial | VSMSHP | Non-Ducted CEE Tier 2
216441730 | Mini/Multi Split | SAMSUNG | HRCU-A-CB-O | AC036DXSCCG |  | Mini-Splits(Non-Ducted) | AC036DNTDCG |  | 33000 | 20 | 9 | 40000 | 36000 | 90% | 1.8 | 0 | 12 |  |  |  |  | R-32 | 2.75 | Residential & Commercial | VSMSHP
216441741 | Mini/Multi Split | SAMSUNG | HRCU-A-CB-O | AC009DXSCCG |  | Mini-Splits(Non-Ducted) | AC009DN1DCG |  | 9000 | 22.1 | 9.5 | 12000 | 9600 | 80% | 1.8 | 0 | 13.8 |  |  |  |  | R-32 | 0.75 | Residential & Commercial | VSMSHP | Non-Ducted CEE Tier 2
216441742 | Mini/Multi Split | SAMSUNG | HRCU-A-CB-O | AC012DXSCCG |  | Mini-Splits(Non-Ducted) | AC012DN1DCG |  | 12000 | 21 | 9.5 | 14000 | 11200 | 80% | 1.8 | 0 | 12 |  |  |  |  | R-32 | 1 | Residential & Commercial | VSMSHP | Non-Ducted CEE Tier 2
216441747 | Mini/Multi Split | SAMSUNG | HRCU-A-CB-O | AC012DXSCCG |  | Mini-Splits(Non-Ducted) | AC012DNNDCG |  | 12000 | 22 | 10.4 | 14000 | 11200 | 80% | 1.8 | 0 | 12.6 |  |  |  |  | R-32 | 1 | Residential & Commercial | VSMSHP | Non-Ducted CEE Tier 2
216441748 | Mini/Multi Split | SAMSUNG | HRCU-A-CB-O | AC009DXSCCG |  | Mini-Splits(Non-Ducted) | AC009DNJDCG |  | 9000 | 21 | 9.7 | 10100 | 8100 | 80.2% | 1.8 | 0 | 12.7 |  |  |  |  | R-32 | 0.75 | Residential & Commercial | VSMSHP | Non-Ducted CEE Tier 2
216441749 | Mini/Multi Split | SAMSUNG | HRCU-A-CB-O | AC012DXSCCG |  | Mini-Splits(Non-Ducted) | AC012DNJDCG |  | 10200 | 21 | 9.5 | 13000 | 10400 | 80% | 1.8 | 0 | 12.2 |  |  |  |  | R-32 | 0.85 | Residential & Commercial | VSMSHP | Non-Ducted CEE Tier 2
216441750 | Mini/Multi Split | HISENSE | HRCU-A-CB-O | AUW-24U3TK1 |  | Mini-Splits(Non-Ducted) | ADT-24UX3TFM1 |  | 24000 | 19 | 9.5 | 24000 | 24000 | 100% | 2 | 0 | 11.7 |  |  |  |  | R-454B | 2 | Residential & Commercial | VSMSHP | Non-Ducted CEE Tier 2
216445265 | Mini/Multi Split | GUARDIAN | HRCU-A-CB-O | UPC18CN23STG1 |  | Mini-Splits(Non-Ducted) | UNI18DT23STG1 |  | 18000 | 19 | 9 | 18000 | 18000 | 100% | 2 | 0 | 11.7 |  |  |  |  | R-454B | 1.5 | Residential & Commercial | VSMSHP
216445266 | Mini/Multi Split | GUARDIAN | HRCU-A-CB-O | UPC24CN23STG1 |  | Mini-Splits(Non-Ducted) | UNI24DT23STG1 |  | 24000 | 19 | 9.5 | 24000 | 24000 | 100% | 2 | 0 | 11.7 |  |  |  |  | R-454B | 2 | Residential & Commercial | VSMSHP | Non-Ducted CEE Tier 2
216445277 | Mini/Multi Split | Innovair | HRCU-A-CB-O | QOS09H2BM0A |  | Mini-Splits(Non-Ducted) | QHW09H2UZRA |  | 9000 | 25 | 11 | 9000 | 9000 | 100% | 2.1 | 0 | 13.65 |  |  |  |  | R-454B | 0.75 | Residential & Commercial | VSMSHP | Non-Ducted CEE Tier 2
216445278 | Mini/Multi Split | Innovair | HRCU-A-CB-O | QOS12H2BM0A |  | Mini-Splits(Non-Ducted) | QHW12H2UZRA |  | 12000 | 23 | 10 | 12000 | 11000 | 91.67% | 2 | 0 | 12.25 |  |  |  |  | R-454B | 1 | Residential & Commercial | VSMSHP | Non-Ducted CEE Tier 2
216445279 | Mini/Multi Split | Innovair | HRCU-A-CB-O | QOS18H2BM0A |  | Mini-Splits(Non-Ducted) | QHW18H2UZRA |  | 18000 | 21 | 10 | 18000 | 18000 | 100% | 1.9 | 0 | 12.95 |  |  |  |  | R-454B | 1.5 | Residential & Commercial | VSMSHP | Non-Ducted CEE Tier 2
216445280 | Mini/Multi Split | Innovair | HRCU-A-CB-O | QOS24H2BM0A |  | Mini-Splits(Non-Ducted) | QHW24H2UZRA |  | 24000 | 22.5 | 9.5 | 24000 | 19800 | 82.5% | 1.8 | 0 | 12.25 |  |  |  |  | R-454B | 2 | Residential & Commercial | VSMSHP | Non-Ducted CEE Tier 2
216445281 | Mini/Multi Split | Capella | HRCU-A-CB-O | CPEB-H09A-O |  | Mini-Splits(Non-Ducted) | CPEB-H09A-I |  | 9000 | 25 | 11 | 9000 | 9000 | 100% | 2.1 | 0 | 13.65 |  |  |  |  | R-454B | 0.75 | Residential & Commercial | VSMSHP | Non-Ducted CEE Tier 2
216445282 | Mini/Multi Split | Capella | HRCU-A-CB-O | CPEB-H12A-O |  | Mini-Splits(Non-Ducted) | CPEB-H12A-I |  | 12000 | 23 | 10 | 12000 | 11000 | 91.67% | 2 | 0 | 12.25 |  |  |  |  | R-454B | 1 | Residential & Commercial | VSMSHP | Non-Ducted CEE Tier 2
216445283 | Mini/Multi Split | Capella | HRCU-A-CB-O | CPEB-H18A-O |  | Mini-Splits(Non-Ducted) | CPEB-H18A-I |  | 18000 | 21 | 10 | 18000 | 18000 | 100% | 1.9 | 0 | 12.95 |  |  |  |  | R-454B | 1.5 | Residential & Commercial | VSMSHP | Non-Ducted CEE Tier 2
216445284 | Mini/Multi Split | Capella | HRCU-A-CB-O | CPEB-H24A-O |  | Mini-Splits(Non-Ducted) | CPEB-H24A-I |  | 24000 | 22.5 | 9.5 | 24000 | 19800 | 82.5% | 1.8 | 0 | 12.25 |  |  |  |  | R-454B | 2 | Residential & Commercial | VSMSHP | Non-Ducted CEE Tier 2
216445285 | Mini/Multi Split | Stelpro | HRCU-A-CB-O | SELB-H09A-O |  | Mini-Splits(Non-Ducted) | SELB-H09A-I |  | 9000 | 25 | 11 | 9000 | 9000 | 100% | 2.1 | 0 | 13.65 |  |  |  |  | R-454B | 0.75 | Residential & Commercial | VSMSHP | Non-Ducted CEE Tier 2
216445286 | Mini/Multi Split | Stelpro | HRCU-A-CB-O | SELB-H12A-O |  | Mini-Splits(Non-Ducted) | SELB-H12A-I |  | 12000 | 23 | 10 | 12000 | 11000 | 91.67% | 2 | 0 | 12.25 |  |  |  |  | R-454B | 1 | Residential & Commercial | VSMSHP | Non-Ducted CEE Tier 2
216445287 | Mini/Multi Split | Stelpro | HRCU-A-CB-O | SELB-H18A-O |  | Mini-Splits(Non-Ducted) | SELB-H18A-I |  | 18000 | 21 | 10 | 18000 | 18000 | 100% | 1.9 | 0 | 12.95 |  |  |  |  | R-454B | 1.5 | Residential & Commercial | VSMSHP | Non-Ducted CEE Tier 2
216445288 | Mini/Multi Split | Stelpro | HRCU-A-CB-O | SELB-H24A-O |  | Mini-Splits(Non-Ducted) | SELB-H24A-I |  | 24000 | 22.5 | 9.5 | 24000 | 19800 | 82.5% | 1.8 | 0 | 12.25 |  |  |  |  | R-454B | 2 | Residential & Commercial | VSMSHP | Non-Ducted CEE Tier 2
216445289 | Mini/Multi Split | Innovair | HRCU-A-CB-O | QOS09H1BM0A |  | Mini-Splits(Non-Ducted) | QHW09H1UZRA |  | 9000 | 23 | 10 | 9500 | 8700 | 91.58% | 1.9 | 0 | 14.05 |  |  |  |  | R-454B | 0.75 | Residential & Commercial | VSMSHP | Non-Ducted CEE Tier 2
216445290 | Mini/Multi Split | Innovair | HRCU-A-CB-O | QOS12H1BM0A |  | Mini-Splits(Non-Ducted) | QHW12H1UZRA |  | 12000 | 22 | 9.5 | 12000 | 9200 | 76.67% | 1.9 | 0 | 12.25 |  |  |  |  | R-454B | 1 | Residential & Commercial | VSMSHP | Non-Ducted CEE Tier 2
216453283 | Mini/Multi Split | Mirage | HRCU-A-CB-O | OPWH090C |  | Mini-Splits(Non-Ducted) | OPWH090C |  | 9000 | 19 | 9.5 | 10000 | 7300 | 73% | 2 | 0 | 11.7 |  |  |  |  | R-454B | 0.75 | Residential & Commercial | VSMSHP | Non-Ducted CEE Tier 2
216453284 | Mini/Multi Split | Mirage | HRCU-A-CB-O | OPWH120C |  | Mini-Splits(Non-Ducted) | OPWH120C |  | 12000 | 20.5 | 9.5 | 12000 | 8500 | 70.83% | 1.8 | 0 | 10.5 |  |  |  |  | R-454B | 1 | Residential & Commercial | VSMSHP | Non-Ducted CEE Tier 2
216453285 | Mini/Multi Split | Mirage | HRCU-A-CB-O | OPWH121C |  | Mini-Splits(Non-Ducted) | OPWH121C |  | 12000 | 23 | 9.5 | 12000 | 8500 | 70.83% | 1.8 | 0 | 11.2 |  |  |  |  | R-454B | 1 | Residential & Commercial | VSMSHP | Non-Ducted CEE Tier 2
215725455 | Mini/Multi Split | INNOVAIR | HRCU-A-CB-O | MOS18H2BH0A |  | Mini-Splits(Non-Ducted) | MCS18H2BHRB |  | 16000 | 20 | 12.3 | 19000 | 17000 | 89.47% | 1.9 | 0 | 12.5 |  |  |  |  | R-454B | 1.3333 | Residential & Commercial | VSMSHP | Non-Ducted CEE Tier 2
215725456 | Mini/Multi Split | INNOVAIR | HRCU-A-CB-O | MOS24H2BH0A |  | Mini-Splits(Non-Ducted) | MCS24H2BHRB |  | 23400 | 20.7 | 11.6 | 25000 | 23800 | 95.2% | 2.23 | 0 | 12 |  |  |  |  | R-454B | 1.95 | Residential & Commercial | VSMSHP | Non-Ducted CEE Tier 2
215725474 | Mini/Multi Split | INNOVAIR | HRCU-A-CB-O | MOS12H2BM0A |  | Mini-Splits(Non-Ducted) | MCW12H2BHRB |  | 12000 | 24.6 | 11 | 12000 | 8900 | 74.17% | 2.5 | 0 | 12.7 |  |  |  |  | R-454B | 1 | Residential & Commercial | VSMSHP | Non-Ducted CEE Tier 2
215725475 | Mini/Multi Split | INNOVAIR | HRCU-A-CB-O | MOS18H2BM0A |  | Mini-Splits(Non-Ducted) | MCW16H2BHRB |  | 16000 | 23.8 | 13.5 | 17000 | 13100 | 77.06% | 2.16 | 0 | 12.5 |  |  |  |  | R-454B | 1.3333 | Residential & Commercial | VSMSHP | Non-Ducted CEE Tier 2
215725476 | Mini/Multi Split | INNOVAIR | HRCU-A-CB-O | MOS12H2BH0A |  | Mini-Splits(Non-Ducted) | MCW12H2BHRB |  | 12000 | 25 | 10.5 | 12000 | 11300 | 94.17% | 1.88 | 0 | 12.5 |  |  |  |  | R-454B | 1 | Residential & Commercial | VSMSHP | Non-Ducted CEE Tier 2
215725477 | Mini/Multi Split | INNOVAIR | HRCU-A-CB-O | MOS18H2BH0A |  | Mini-Splits(Non-Ducted) | MCW16H2BHRB |  | 16000 | 20 | 10.3 | 17000 | 17500 | 102.9% | 1.95 | 0 | 12.5 |  |  |  |  | R-454B | 1.3333 | Residential & Commercial | VSMSHP | Non-Ducted CEE Tier 2
215725478 | Mini/Multi Split | INNOVAIR | HRCU-A-CB-O | MOS18H2BM0A |  | Mini-Splits(Non-Ducted) | MFC18H2BHRB |  | 18000 | 22.3 | 10.4 | 18000 | 12800 | 71.11% | 2.05 | 0 | 12.5 |  |  |  |  | R-454B | 1.5 | Residential & Commercial | VSMSHP | Non-Ducted CEE Tier 2
215725479 | Mini/Multi Split | INNOVAIR | HRCU-A-CB-O | MOS24H2BM0A |  | Mini-Splits(Non-Ducted) | MFC24H2BHRB |  | 24000 | 21.1 | 11.1 | 24400 | 18600 | 76.23% | 2.27 | 0 | 12.2 |  |  |  |  | R-454B | 2 | Residential & Commercial | VSMSHP | Non-Ducted CEE Tier 2
215725481 | Mini/Multi Split | INNOVAIR | HRCU-A-CB-O | MOS48H2BM0A |  | Mini-Splits(Non-Ducted) | MFC48H2BHRB |  | 48000 | 19.8 | 10.2 | 50000 | 38500 | 77% | 1.95 | 0 | 9.5 |  |  |  |  | R-454B | 4 | Residential & Commercial | VSMSHP | Non-Ducted CEE Tier 2
215725483 | Mini/Multi Split | INNOVAIR | HRCU-A-CB-O | MOS18H2BH0A |  | Mini-Splits(Non-Ducted) | MFC18H2BHRB |  | 17000 | 20.4 | 10.3 | 19000 | 17000 | 89.47% | 1.86 | 0 | 12.5 |  |  |  |  | R-454B | 1.4167 | Residential & Commercial | VSMSHP | Non-Ducted CEE Tier 2
215725484 | Mini/Multi Split | INNOVAIR | HRCU-A-CB-O | MOS24H2BH0A |  | Mini-Splits(Non-Ducted) | MFC24H2BHRB |  | 22000 | 20.4 | 12.1 | 26000 | 24200 | 93.08% | 2.16 | 0 | 12 |  |  |  |  | R-454B | 1.8333 | Residential & Commercial | VSMSHP | Non-Ducted CEE Tier 2
215725485 | Mini/Multi Split | INNOVAIR | HRCU-A-CB-O | MOS09H2BM0A |  | Mini-Splits(Non-Ducted) | MCO09H2BHRB |  | 9000 | 22.1 | 11.8 | 11000 | 8000 | 72.73% | 2.18 | 0 | 14.4 |  |  |  |  | R-454B | 0.75 | Residential & Commercial | VSMSHP | Non-Ducted CEE Tier 2
215725486 | Mini/Multi Split | INNOVAIR | HRCU-A-CB-O | MOS18H2BM0A |  | Mini-Splits(Non-Ducted) | MCO18H2BHRB |  | 18000 | 22.2 | 12.2 | 18000 | 13100 | 72.78% | 2.24 | 0 | 12.5 |  |  |  |  | R-454B | 1.5 | Residential & Commercial | VSMSHP | Non-Ducted CEE Tier 2
215725487 | Mini/Multi Split | INNOVAIR | HRCU-A-CB-O | MOS09H2BH0A |  | Mini-Splits(Non-Ducted) | MCO09H2BHRB |  | 9000 | 24 | 12.1 | 10900 | 10600 | 97.25% | 1.83 | 0 | 14.6 |  |  |  |  | R-454B | 0.75 | Residential & Commercial | VSMSHP | Non-Ducted CEE Tier 2
215725488 | Mini/Multi Split | INNOVAIR | HRCU-A-CB-O | MOS18H2BH0A |  | Mini-Splits(Non-Ducted) | MCO18H2BHRB |  | 16700 | 20.6 | 12.2 | 20000 | 17500 | 87.5% | 1.89 | 0 | 12.5 |  |  |  |  | R-454B | 1.3917 | Residential & Commercial | VSMSHP | Non-Ducted CEE Tier 2
215828272 | Mini/Multi Split | LG | HRCU-A-CB-O | KUSAP241A |  | Mini-Splits(Non-Ducted) | KNSAP241A |  | 22000 | 22 | 9.7 | 24000 | 20000 | 83.33% | 1.8 | 0 | 13 |  |  |  |  | R-32 | 1.8333 | Residential & Commercial | VSMSHP | Non-Ducted CEE Tier 2
215828273 | Mini/Multi Split | LG | HRCU-A-CB-O | KUSAL241A |  | Mini-Splits(Non-Ducted) | KNSAL241A |  | 22000 | 23 | 10.2 | 24000 | 21600 | 90% | 1.9 | 0 | 13 |  |  |  |  | R-32 | 1.8333 | Residential & Commercial | VSMSHP | Non-Ducted CEE Tier 2
215828274 | Mini/Multi Split | LG | HRCU-A-CB-O | KUSAL151A |  | Mini-Splits(Non-Ducted) | KNSAL151A |  | 15000 | 25 | 11.2 | 18000 | 18000 | 100% | 1.9 | 0 | 15 |  |  |  |  | R-32 | 1.25 | Residential & Commercial | VSMSHP | Non-Ducted CEE Tier 2
215828275 | Mini/Multi Split | LG | HRCU-A-CB-O | KUSAL181A |  | Mini-Splits(Non-Ducted) | KNSAL181A |  | 18000 | 24 | 11 | 21600 | 21600 | 100% | 1.9 | 0 | 14.4 |  |  |  |  | R-32 | 1.5 | Residential & Commercial | VSMSHP | Non-Ducted CEE Tier 2
215828387 | Mini/Multi Split | CanAir | HRCU-A-CB-O | 4C25SCH09H21 |  | Mini-Splits(Non-Ducted) | 4C28SEH09H21 |  | 9000 | 25.8 | 12.5 | 10000 | 8000 | 80% | 2.36 | 0 | 14.9 |  |  |  |  | R-454B | 0.75 | Residential & Commercial | VSMSHP | Non-Ducted CEE Tier 2
215828388 | Mini/Multi Split | CanAir | HRCU-A-CB-O | 4C25SCH12H21 |  | Mini-Splits(Non-Ducted) | 4C28SEH12H21 |  | 12000 | 25.5 | 10.6 | 12000 | 8400 | 70% | 2.3 | 0 | 13 |  |  |  |  | R-454B | 1 | Residential & Commercial | VSMSHP | Non-Ducted CEE Tier 2
215828389 | Mini/Multi Split | CanAir | HRCU-A-CB-O | 4C25SCH18H21 |  | Mini-Splits(Non-Ducted) | 4C28SEH18H21 |  | 18000 | 23.5 | 10.8 | 18000 | 12800 | 71.11% | 2.1 | 0 | 12.7 |  |  |  |  | R-454B | 1.5 | Residential & Commercial | VSMSHP | Non-Ducted CEE Tier 2
215828390 | Mini/Multi Split | CanAir | HRCU-A-CB-O | 4C25SCH24H21 |  | Mini-Splits(Non-Ducted) | 4C28SEH24H21 |  | 24000 | 23 | 11.7 | 25000 | 19600 | 78.4% | 2.54 | 0 | 14 |  |  |  |  | R-454B | 2 | Residential & Commercial | VSMSHP | Non-Ducted CEE Tier 2
215832401 | Mini/Multi Split | APOWER | HRCU-A-CB-O | AP36HP230VAO |  | Mini-Splits(Non-Ducted) | AP36HP230VASI |  | 33600 | 21 | 8.5 | 34000 | 24600 | 72.35% | 1.8 | 0 | 10.6 |  |  |  |  | R-32 | 2.8 | Residential & Commercial | VSMSHP
215832402 | Mini/Multi Split | APOWER | HRCU-A-CB-O | AP09HP115VAO |  | Mini-Splits(Non-Ducted) | AP09HP115VAI |  | 9100 | 20.5 | 8.8 | 10000 | 7600 | 76% | 1.86 | 0 | 11.9 |  |  |  |  | R-32 | 0.75833 | Residential & Commercial | VSMSHP
215832403 | Mini/Multi Split | APOWER | HRCU-A-CB-O | AP12HP115VAO |  | Mini-Splits(Non-Ducted) | AP12HP115VAI |  | 12000 | 19 | 8.5 | 12000 | 8500 | 70.83% | 1.8 | 0 | 9.3 |  |  |  |  | R-32 | 1 | Residential & Commercial | VSMSHP
215832404 | Mini/Multi Split | APOWER | HRCU-A-CB-O | AP09HP230VAO |  | Mini-Splits(Non-Ducted) | AP09HP230VASI |  | 9100 | 20.5 | 8.8 | 10000 | 7600 | 76% | 1.94 | 0 | 12.5 |  |  |  |  | R-32 | 0.75833 | Residential & Commercial | VSMSHP
215810023 | Mini/Multi Split | LENNOX | HRCU-A-CB-O | MMLD018S6S-1P |  | Mini-Splits(Non-Ducted) | M1WD018S6-1P |  | 17500 | 20 | 9.5 | 20000 | 20000 | 100% | 1.8 | 0 | 12 |  |  |  |  | R-32 | 1.4583 | Residential & Commercial | VSMSHP | Non-Ducted CEE Tier 2
215810024 | Mini/Multi Split | LENNOX | HRCU-A-CB-O | MMLD018S6S-1P |  | Mini-Splits(Non-Ducted) | M33D018S6-1P |  | 18000 | 23.8 | 9.6 | 20000 | 20000 | 100% | 1.8 | 0 | 14.5 |  |  |  |  | R-32 | 1.5 | Residential & Commercial | VSMSHP | Non-Ducted CEE Tier 2
215810027 | Mini/Multi Split | LENNOX | HRCU-A-CB-O | MMLD018S6S-1P |  | Mini-Splits(Non-Ducted) | M22D018S6-1P |  | 17000 | 20.5 | 9.5 | 20000 | 20000 | 100% | 1.8 | 0 | 12.5 |  |  |  |  | R-32 | 1.4167 | Residential & Commercial | VSMSHP | Non-Ducted CEE Tier 2
215810028 | Mini/Multi Split | LENNOX | HRCU-A-CB-O | MMLD024S6S-1P |  | Mini-Splits(Non-Ducted) | M33D024S6-1P |  | 24000 | 22 | 10.2 | 27000 | 27000 | 100% | 1.8 | 0 | 13 |  |  |  |  | R-32 | 2 | Residential & Commercial | VSMSHP | Non-Ducted CEE Tier 2
215810030 | Mini/Multi Split | LENNOX | HRCU-A-CB-O | MMLD030S6S-1P |  | Mini-Splits(Non-Ducted) | M33D030S6-1P |  | 30000 | 22.8 | 10.7 | 34000 | 34000 | 100% | 1.8 | 0 | 14.4 |  |  |  |  | R-32 | 2.5 | Residential & Commercial | VSMSHP | Non-Ducted CEE Tier 2
215810034 | Mini/Multi Split | LENNOX | HRCU-A-CB-O | MMPD018S6S-1P |  | Mini-Splits(Non-Ducted) | M33D018S6-1P |  | 18000 | 23.8 | 9.3 | 20000 | 16000 | 80% | 1.8 | 0 | 13 |  |  |  |  | R-32 | 1.5 | Residential & Commercial | VSMSHP
215810035 | Mini/Multi Split | LENNOX | HRCU-A-CB-O | MMPD024S6S-1P |  | Mini-Splits(Non-Ducted) | M33D024S6-1P |  | 24000 | 21.6 | 9.6 | 27000 | 21600 | 80% | 1.8 | 0 | 12 |  |  |  |  | R-32 | 2 | Residential & Commercial | VSMSHP | Non-Ducted CEE Tier 2
215810036 | Mini/Multi Split | LENNOX | HRCU-A-CB-O | MMPD030S6S-1P |  | Mini-Splits(Non-Ducted) | M33D030S6-1P |  | 30000 | 21.7 | 9.5 | 34000 | 27200 | 80% | 1.8 | 0 | 12 |  |  |  |  | R-32 | 2.5 | Residential & Commercial | VSMSHP | Non-Ducted CEE Tier 2
215812200 | Mini/Multi Split | FUJITSU | HRCU-A-CB-O | AOUH42KUAS1 |  | Mini-Splits(Non-Ducted) | AUUH42KUAS |  | 42000 | 19 | 10.4 | 47000 | 37000 | 78.72% | 2.36 | 0 | 10.8 |  |  |  |  | R-32 | 3.5 | Residential & Commercial | VSMSHP | Non-Ducted CEE Tier 2
215812201 | Mini/Multi Split | FUJITSU | HRCU-A-CB-O | AOUH48KUAS1 |  | Mini-Splits(Non-Ducted) | AUUH48KUAS |  | 46000 | 18.2 | 10.2 | 51000 | 38500 | 75.49% | 2.34 | 0 | 10.1 |  |  |  |  | R-32 | 3.8333 | Residential & Commercial | VSMSHP | Non-Ducted CEE Tier 2
215818502 | Mini/Multi Split | HISENSE | HRCU-A-CB-O | AST-24UW3TKW00 |  | Mini-Splits(Non-Ducted) | AST-24UW3TKW**00 |  | 24000 | 22.5 | 9.5 | 24000 | 19200 | 80% | 2 | 0 | 12.25 |  |  |  |  | R-454B | 2 | Residential & Commercial | VSMSHP | Non-Ducted CEE Tier 2
216410292 | Mini/Multi Split | Impecca | HRCU-A-CB-O | ISAS-1225B |  | Mini-Splits(Non-Ducted) | ISMI-W123 |  | 12000 | 24 | 9 | 12000 | 9000 | 75% | 1.85 | 12.5 | 12.5 |  |  |  |  | R-410A | 1 | Residential & Commercial | VSMSHP
216410293 | Mini/Multi Split | Impecca | HRCU-A-CB-O | ISAS-3622 |  | Mini-Splits(Non-Ducted) | ISMI-W363 |  | 33600 | 20 | 8.5 | 34600 | 24400 | 70.52% | 1.85 | 10.5 | 10.5 |  |  |  |  | R-410A | 2.8 | Residential & Commercial | VSMSHP
216411305 | Mini/Multi Split | LENNOX | HRCU-A-CB-O | MWLD009S6S-1P |  | Mini-Splits(Non-Ducted) | MWMD009S6-1P |  | 9000 | 25 | 10.5 | 11000 | 8500 | 77.27% | 2.19 | 0 | 16.35 |  |  |  |  | R-32 | 0.75 | Residential & Commercial | VSMSHP | Non-Ducted CEE Tier 2
216411306 | Mini/Multi Split | LENNOX | HRCU-A-CB-O | MWLD012S6S-1P |  | Mini-Splits(Non-Ducted) | MWMD012S6-1P |  | 12000 | 24 | 10.5 | 12000 | 9000 | 75% | 2.09 | 0 | 14.1 |  |  |  |  | R-32 | 1 | Residential & Commercial | VSMSHP | Non-Ducted CEE Tier 2
216411307 | Mini/Multi Split | LENNOX | HRCU-A-CB-O | MWLD015S6S-1P |  | Mini-Splits(Non-Ducted) | MWMD015S6-1P |  | 15000 | 23 | 11 | 15000 | 15600 | 104% | 2.5 | 0 | 14.55 |  |  |  |  | R-32 | 1.25 | Residential & Commercial | VSMSHP | Non-Ducted CEE Tier 2
216411308 | Mini/Multi Split | LENNOX | HRCU-A-CB-O | MWLD018S6S-1P |  | Mini-Splits(Non-Ducted) | MWMD018S6-1P |  | 18500 | 21 | 9.7 | 20000 | 14300 | 71.5% | 2.05 | 0 | 13.2 |  |  |  |  | R-32 | 1.5417 | Residential & Commercial | VSMSHP | Non-Ducted CEE Tier 2
216411309 | Mini/Multi Split | LENNOX | HRCU-A-CB-O | MWLD024S6S-1P |  | Mini-Splits(Non-Ducted) | MWMD024S6-1P |  | 22000 | 20 | 9.5 | 25000 | 18500 | 74% | 2.22 | 0 | 12.8 |  |  |  |  | R-32 | 1.8333 | Residential & Commercial | VSMSHP | Non-Ducted CEE Tier 2
216411310 | Mini/Multi Split | LENNOX | HRCU-A-CB-O | MWPD009S6S-1P |  | Mini-Splits(Non-Ducted) | MWMD009S6-1P |  | 9000 | 25 | 10.5 | 11000 | 8500 | 77.27% | 2.19 | 0 | 16.35 |  |  |  |  | R-32 | 0.75 | Residential & Commercial | VSMSHP | Non-Ducted CEE Tier 2
216411311 | Mini/Multi Split | LENNOX | HRCU-A-CB-O | MWPD012S6S-1P |  | Mini-Splits(Non-Ducted) | MWMD012S6-1P |  | 12000 | 24 | 10.5 | 12000 | 9000 | 75% | 2.09 | 0 | 14.1 |  |  |  |  | R-32 | 1 | Residential & Commercial | VSMSHP | Non-Ducted CEE Tier 2
216411312 | Mini/Multi Split | LENNOX | HRCU-A-CB-O | MWPD015S6S-1P |  | Mini-Splits(Non-Ducted) | MWMD015S6-1P |  | 15000 | 23 | 11 | 15000 | 15600 | 104% | 2.5 | 0 | 14.55 |  |  |  |  | R-32 | 1.25 | Residential & Commercial | VSMSHP | Non-Ducted CEE Tier 2
216411313 | Mini/Multi Split | LENNOX | HRCU-A-CB-O | MWPD018S6S-1P |  | Mini-Splits(Non-Ducted) | MWMD018S6-1P |  | 18500 | 21 | 9.7 | 20000 | 14300 | 71.5% | 2.05 | 0 | 13.2 |  |  |  |  | R-32 | 1.5417 | Residential & Commercial | VSMSHP | Non-Ducted CEE Tier 2
216411314 | Mini/Multi Split | LENNOX | HRCU-A-CB-O | MWPD024S6S-1P |  | Mini-Splits(Non-Ducted) | MWMD024S6-1P |  | 22000 | 20 | 9.5 | 25000 | 18500 | 74% | 2.22 | 0 | 12.8 |  |  |  |  | R-32 | 1.8333 | Residential & Commercial | VSMSHP | Non-Ducted CEE Tier 2
216411317 | Mini/Multi Split | LENNOX | HRCU-A-CB-O | MWHD015S6S-1P |  | Mini-Splits(Non-Ducted) | MWHD015S6-1P |  | 15000 | 21.5 | 10 | 15000 | 10500 | 70% | 2.38 | 0 | 12.95 |  |  |  |  | R-32 | 1.25 | Residential & Commercial | VSMSHP | Non-Ducted CEE Tier 2
216411320 | Mini/Multi Split | LENNOX | HRCU-A-CB-O | 3WPD036S6S-1P |  | Mini-Splits(Non-Ducted) | 3WMD036S6-1P |  | 36000 | 19.2 | 8.5 | 40000 | 29800 | 74.5% | 1.75 | 9.5 | 9.5 |  |  |  |  | R-410A | 3 | Residential & Commercial | VSMSHP
216415456 | Mini/Multi Split | TOSHIBA CARRIER | HRCU-A-CB-O | RAV-BP121AT2P-UL |  | Mini-Splits(Non-Ducted) | RAV-HB121KRTP-UL |  | 12000 | 25.2 | 11 | 14000 | 10300 | 73.57% | 2.4 | 0 | 15.7 |  |  |  |  | R-454B | 1 | Residential & Commercial | VSMSHP | Non-Ducted CEE Tier 2
216415458 | Mini/Multi Split | TOSHIBA CARRIER | HRCU-A-CB-O | RAV-BP181AT2P-UL |  | Mini-Splits(Non-Ducted) | RAV-HB181KRTP-UL |  | 18000 | 23.8 | 10.4 | 20000 | 14500 | 72.5% | 2.2 | 0 | 12 |  |  |  |  | R-454B | 1.5 | Residential & Commercial | VSMSHP | Non-Ducted CEE Tier 2
216415459 | Mini/Multi Split | TOSHIBA CARRIER | HRCU-A-CB-O | RAV-BP241AT2P-UL |  | Mini-Splits(Non-Ducted) | RAV-HB241KRTP-UL |  | 24000 | 22.7 | 10.4 | 27000 | 20200 | 74.81% | 2.1 | 0 | 11.8 |  |  |  |  | R-454B | 2 | Residential & Commercial | VSMSHP | Non-Ducted CEE Tier 2
216415460 | Mini/Multi Split | TOSHIBA CARRIER | HRCU-A-CB-O | RAV-BP301AT2P-UL |  | Mini-Splits(Non-Ducted) | RAV-HB301KRTP-UL |  | 30000 | 23.6 | 11.1 | 34000 | 23800 | 70% | 2.1 | 0 | 13.1 |  |  |  |  | R-454B | 2.5 | Residential & Commercial | VSMSHP | Non-Ducted CEE Tier 2
216415461 | Mini/Multi Split | TOSHIBA CARRIER | HRCU-A-CB-O | RAV-BP361AT2P-UL |  | Mini-Splits(Non-Ducted) | RAV-HB361KRTP-UL |  | 32000 | 22.4 | 11.3 | 40000 | 28800 | 72% | 2.1 | 0 | 11.7 |  |  |  |  | R-454B | 2.6667 | Residential & Commercial | VSMSHP | Non-Ducted CEE Tier 2
216415462 | Mini/Multi Split | TOSHIBA CARRIER | HRCU-A-CB-O | RAV-BP121AT2P-UL |  | Mini-Splits(Non-Ducted) | RAV-HB121UTP-UL |  | 12000 | 26 | 12 | 14000 | 10100 | 72.14% | 2.5 | 0 | 16 |  |  |  |  | R-454B | 1 | Residential & Commercial | VSMSHP | Non-Ducted CEE Tier 2
216415463 | Mini/Multi Split | TOSHIBA CARRIER | HRCU-A-CB-O | RAV-BP181AT2P-UL |  | Mini-Splits(Non-Ducted) | RAV-HB181UTP-UL |  | 18000 | 25.5 | 11.3 | 20000 | 14100 | 70.5% | 1.9 | 0 | 13.6 |  |  |  |  | R-454B | 1.5 | Residential & Commercial | VSMSHP | Non-Ducted CEE Tier 2
216415464 | Mini/Multi Split | TOSHIBA CARRIER | HRCU-A-CB-O | RAV-BP241AT2P-UL |  | Mini-Splits(Non-Ducted) | RAV-HB241UTP-UL |  | 24000 | 24.2 | 11.1 | 27000 | 19500 | 72.22% | 2.1 | 0 | 13.8 |  |  |  |  | R-454B | 2 | Residential & Commercial | VSMSHP | Non-Ducted CEE Tier 2
216415465 | Mini/Multi Split | TOSHIBA CARRIER | HRCU-A-CB-O | RAV-BP301AT2P-UL |  | Mini-Splits(Non-Ducted) | RAV-HB301UTP-UL |  | 30000 | 24.5 | 11.8 | 34000 | 24000 | 70.59% | 2.4 | 0 | 14.1 |  |  |  |  | R-454B | 2.5 | Residential & Commercial | VSMSHP | Non-Ducted CEE Tier 2
216415466 | Mini/Multi Split | TOSHIBA CARRIER | HRCU-A-CB-O | RAV-BP361AT2P-UL |  | Mini-Splits(Non-Ducted) | RAV-HB361UTP-UL |  | 36000 | 24.8 | 11.3 | 40000 | 28400 | 71% | 2.2 | 0 | 13.4 |  |  |  |  | R-454B | 3 | Residential & Commercial | VSMSHP | Non-Ducted CEE Tier 2
216415467 | Mini/Multi Split | TOSHIBA CARRIER | HRCU-A-CB-O | RAV-BP421AT2P-UL |  | Mini-Splits(Non-Ducted) | RAV-HB421UTP-UL |  | 42000 | 22.6 | 11.2 | 47000 | 33400 | 71.06% | 2.1 | 0 | 12 |  |  |  |  | R-454B | 3.5 | Residential & Commercial | VSMSHP | Non-Ducted CEE Tier 2
216415468 | Mini/Multi Split | TOSHIBA CARRIER | HRCU-A-CB-O | RAV-BP481AT2P-UL |  | Mini-Splits(Non-Ducted) | RAV-HB481UTP-UL |  | 48000 | 22.4 | 10.8 | 54000 | 38000 | 70.37% | 2 | 0 | 10.6 |  |  |  |  | R-454B | 4 | Residential & Commercial | VSMSHP | Non-Ducted CEE Tier 2
216415469 | Mini/Multi Split | TOSHIBA CARRIER | HRCU-A-CB-O | RAV-BP181AT2P-UL |  | Mini-Splits(Non-Ducted) | RAV-HB181CTP-UL |  | 18000 | 23.9 | 10.7 | 20000 | 14200 | 71% | 2.2 | 0 | 13.2 |  |  |  |  | R-454B | 1.5 | Residential & Commercial | VSMSHP | Non-Ducted CEE Tier 2
216415470 | Mini/Multi Split | TOSHIBA CARRIER | HRCU-A-CB-O | RAV-BP241AT2P-UL |  | Mini-Splits(Non-Ducted) | RAV-HB241CTP-UL |  | 24000 | 23.3 | 11 | 27000 | 19100 | 70.74% | 2.2 | 0 | 13.5 |  |  |  |  | R-454B | 2 | Residential & Commercial | VSMSHP | Non-Ducted CEE Tier 2
216415471 | Mini/Multi Split | TOSHIBA CARRIER | HRCU-A-CB-O | RAV-BP361AT2P-UL |  | Mini-Splits(Non-Ducted) | RAV-HB361CTP-UL |  | 36000 | 22.6 | 11.1 | 40000 | 28400 | 71% | 2.3 | 0 | 12.1 |  |  |  |  | R-454B | 3 | Residential & Commercial | VSMSHP | Non-Ducted CEE Tier 2
216415472 | Mini/Multi Split | TOSHIBA CARRIER | HRCU-A-CB-O | RAV-BP421AT2P-UL |  | Mini-Splits(Non-Ducted) | RAV-HB421CTP-UL |  | 42000 | 20.2 | 11.1 | 47000 | 33200 | 70.64% | 2.2 | 0 | 9.9 |  |  |  |  | R-454B | 3.5 | Residential & Commercial | VSMSHP | Non-Ducted CEE Tier 2
216415473 | Mini/Multi Split | TOSHIBA CARRIER | HRCU-A-CB-O | RAV-BP481AT2P-UL |  | Mini-Splits(Non-Ducted) | RAV-HB481CTP-UL |  | 48000 | 19.6 | 10.9 | 54000 | 38500 | 71.3% | 2 | 0 | 9.2 |  |  |  |  | R-454B | 4 | Residential & Commercial | VSMSHP | Non-Ducted CEE Tier 2
216415516 | Mini/Multi Split | TOSHIBA CARRIER | HRCU-A-CB-O | RAV-BP301AT2P-UL |  | Mini-Splits(Non-Ducted) | RAV-HB301CTP-UL |  | 30000 | 22.1 | 10.8 | 34000 | 25000 | 73.53% | 2.4 | 0 | 13.1 |  |  |  |  | R-454B | 2.5 | Residential & Commercial | VSMSHP | Non-Ducted CEE Tier 2
216426820 | Mini/Multi Split | TOSOT | HRCU-A-CB-O | TWH09AV29D6DO |  | Mini-Splits(Non-Ducted) | TWH09AV29D6DI |  | 9100 | 30 | 11.2 | 10600 | 11500 | 108.5% | 2.11 | 0 | 16.8 |  |  |  |  | R-32 | 0.75833 | Residential & Commercial | VSMSHP | Non-Ducted CEE Tier 2
216426822 | Mini/Multi Split | TOSOT | HRCU-A-CB-O | TWH12AV29D6DO |  | Mini-Splits(Non-Ducted) | TWH12AV29D6DI |  | 12000 | 28 | 10 | 12200 | 12200 | 100% | 2 | 0 | 15.2 |  |  |  |  | R-32 | 1 | Residential & Commercial | VSMSHP | Non-Ducted CEE Tier 2
216426823 | Mini/Multi Split | TOSOT | HRCU-A-CB-O | TWH24AV29D6DO |  | Mini-Splits(Non-Ducted) | TWH24AV29D6DI |  | 22000 | 27 | 10 | 24000 | 24000 | 100% | 1.8 | 0 | 13.95 |  |  |  |  | R-32 | 1.8333 | Residential & Commercial | VSMSHP | Non-Ducted CEE Tier 2
216426824 | Mini/Multi Split | TOSOT | HRCU-A-CB-O | TWH18AV29D6DO |  | Mini-Splits(Non-Ducted) | TWH18AV29D6DI |  | 18000 | 27.5 | 10 | 18600 | 18000 | 96.77% | 1.8 | 0 | 14.3 |  |  |  |  | R-32 | 1.5 | Residential & Commercial | VSMSHP | Non-Ducted CEE Tier 2
216439094 | Mini/Multi Split | HITACHI | HRCU-A-CB-O | PAS-09BUFASDQ1 |  | Mini-Splits(Non-Ducted) | PPK-B09UFA1DQ |  | 9000 | 22 | 10 | 11000 | 9000 | 81.82% | 1.9 | 0 | 15 |  |  |  |  | R-32 | 0.75 | Residential & Commercial | VSMSHP | Non-Ducted CEE Tier 2
216439095 | Mini/Multi Split | HITACHI | HRCU-A-CB-O | PAS-12BUFASDQ1 |  | Mini-Splits(Non-Ducted) | PPK-B12UFA1DQ |  | 12000 | 23 | 9.5 | 14000 | 9800 | 70% | 2.1 | 0 | 15 |  |  |  |  | R-32 | 1 | Residential & Commercial | VSMSHP | Non-Ducted CEE Tier 2
216439096 | Mini/Multi Split | HITACHI | HRCU-A-CB-O | PAS-18BUFASDQ1 |  | Mini-Splits(Non-Ducted) | PPK-B18UFA1DQ |  | 18000 | 23 | 10 | 20000 | 14000 | 70% | 2.3 | 0 | 14 |  |  |  |  | R-32 | 1.5 | Residential & Commercial | VSMSHP | Non-Ducted CEE Tier 2
216439097 | Mini/Multi Split | HITACHI | HRCU-A-CB-O | PAS-24BUFASDQ1 |  | Mini-Splits(Non-Ducted) | PPK-B24UFA1DQ |  | 22000 | 21.5 | 9.1 | 24000 | 18000 | 75% | 2 | 0 | 13 |  |  |  |  | R-32 | 1.8333 | Residential & Commercial | VSMSHP
216439098 | Mini/Multi Split | HITACHI | HRCU-A-CB-O | PAS-30BUFASDQ1 |  | Mini-Splits(Non-Ducted) | PPK-B30UFA1DQ |  | 30000 | 21.8 | 10 | 32000 | 26000 | 81.25% | 2.1 | 0 | 14 |  |  |  |  | R-32 | 2.5 | Residential & Commercial | VSMSHP | Non-Ducted CEE Tier 2
216439115 | Mini/Multi Split | HITACHI | HRCU-A-CB-O | PAS-30BLFASDQ1 |  | Mini-Splits(Non-Ducted) | PPK-B30UFA1DQ |  | 30000 | 21.8 | 10 | 32000 | 32000 | 100% | 2 | 0 | 14 |  |  |  |  | R-32 | 2.5 | Residential & Commercial | VSMSHP | Non-Ducted CEE Tier 2
216410083 | Mini/Multi Split | Rovsun | HRCU-A-CB-O | TSC-09HA1/I2XI20B-O* |  | Mini-Splits(Non-Ducted) | TSC-09HA1/I2XI20B-I |  | 9000 | 19 | 9.5 | 10000 | 7300 | 73% | 2 | 0 | 11.7 |  |  |  |  | R-454B | 0.75 | Residential & Commercial | VSMSHP | Non-Ducted CEE Tier 2
216410084 | Mini/Multi Split | Rovsun | HRCU-A-CB-O | TSC-12HA1/I2XI20B-O* |  | Mini-Splits(Non-Ducted) | TSC-12HA1/I2XI20B-I |  | 12000 | 20.5 | 9.5 | 12000 | 8500 | 70.83% | 1.8 | 0 | 10.5 |  |  |  |  | R-454B | 1 | Residential & Commercial | VSMSHP | Non-Ducted CEE Tier 2
216410085 | Mini/Multi Split | Rovsun | HRCU-A-CB-O | TSC-12HA2/I2XI19B-O* |  | Mini-Splits(Non-Ducted) | TSC-12HA2/I2XI19B-I |  | 12000 | 23 | 9.5 | 12000 | 8500 | 70.83% | 1.8 | 0 | 11.2 |  |  |  |  | R-454B | 1 | Residential & Commercial | VSMSHP | Non-Ducted CEE Tier 2
216410091 | Mini/Multi Split | Rovsun | HRCU-A-CB-O | TSC-09HA1/I3XI22B-O* |  | Mini-Splits(Non-Ducted) | TSC-09HA1/I3XI22B-I |  | 9000 | 24 | 10 | 10000 | 7500 | 75% | 2.1 | 0 | 13 |  |  |  |  | R-454B | 0.75 | Residential & Commercial | VSMSHP | Non-Ducted CEE Tier 2
216410092 | Mini/Multi Split | Rovsun | HRCU-A-CB-O | TSC-12HA1/I3XI22B-O* |  | Mini-Splits(Non-Ducted) | TSC-12HA1/I3XI22B-I |  | 12000 | 23 | 10 | 12400 | 8900 | 71.77% | 2.1 | 0 | 13 |  |  |  |  | R-454B | 1 | Residential & Commercial | VSMSHP | Non-Ducted CEE Tier 2
216410093 | Mini/Multi Split | Rovsun | HRCU-A-CB-O | TSC-12HA2/I3XI23B-O* |  | Mini-Splits(Non-Ducted) | TSC-12HA2/I3XI23B-I |  | 12000 | 24 | 10 | 12600 | 9100 | 72.22% | 2.1 | 0 | 13 |  |  |  |  | R-454B | 1 | Residential & Commercial | VSMSHP | Non-Ducted CEE Tier 2
216410094 | Mini/Multi Split | Rovsun | HRCU-A-CB-O | TSC-18HA2/I3XI21B-O* |  | Mini-Splits(Non-Ducted) | TSC-18HA2/I3XI21B-I |  | 18000 | 23 | 9.5 | 19000 | 13600 | 71.58% | 1.8 | 0 | 12.5 |  |  |  |  | R-454B | 1.5 | Residential & Commercial | VSMSHP | Non-Ducted CEE Tier 2
216410072 | Mini/Multi Split | ZOKOP | HRCU-A-CB-O | TSC-09HA1/I2XI20B-O* |  | Mini-Splits(Non-Ducted) | TSC-09HA1/I2XI20B-I |  | 9000 | 19 | 9.5 | 10000 | 7300 | 73% | 2 | 0 | 11.7 |  |  |  |  | R-454B | 0.75 | Residential & Commercial | VSMSHP | Non-Ducted CEE Tier 2
216410073 | Mini/Multi Split | ZOKOP | HRCU-A-CB-O | TSC-12HA1/I2XI20B-O* |  | Mini-Splits(Non-Ducted) | TSC-12HA1/I2XI20B-I |  | 12000 | 20.5 | 9.5 | 12000 | 8500 | 70.83% | 1.8 | 0 | 10.5 |  |  |  |  | R-454B | 1 | Residential & Commercial | VSMSHP | Non-Ducted CEE Tier 2
216410074 | Mini/Multi Split | ZOKOP | HRCU-A-CB-O | TSC-12HA2/I2XI19B-O* |  | Mini-Splits(Non-Ducted) | TSC-12HA2/I2XI19B-I |  | 12000 | 23 | 9.5 | 12000 | 8500 | 70.83% | 1.8 | 0 | 11.2 |  |  |  |  | R-454B | 1 | Residential & Commercial | VSMSHP | Non-Ducted CEE Tier 2
216372813 | Mini/Multi Split | KINGHOME | HRCU-A-CB-O | KW09XQ25SAO |  | Mini-Splits(Non-Ducted) | KW09XQ25SAI |  | 9100 | 27 | 10.5 | 10000 | 9500 | 95% | 1.83 | 0 | 15 |  |  |  |  | R-32 | 0.75833 | Residential & Commercial | VSMSHP | Non-Ducted CEE Tier 2
216372814 | Mini/Multi Split | KINGHOME | HRCU-A-CB-O | KW09XQ25SDO |  | Mini-Splits(Non-Ducted) | KW09XQ25SDI |  | 9100 | 26 | 10.4 | 10500 | 9500 | 90.48% | 1.88 | 0 | 15 |  |  |  |  | R-32 | 0.75833 | Residential & Commercial | VSMSHP | Non-Ducted CEE Tier 2
216372815 | Mini/Multi Split | KINGHOME | HRCU-A-CB-O | KW12XQ25SAO |  | Mini-Splits(Non-Ducted) | KW12XQ25SAI |  | 12000 | 24.5 | 9.5 | 12000 | 9500 | 79.17% | 1.95 | 0 | 13 |  |  |  |  | R-32 | 1 | Residential & Commercial | VSMSHP | Non-Ducted CEE Tier 2
216372816 | Mini/Multi Split | KINGHOME | HRCU-A-CB-O | KW12XQ25SDO |  | Mini-Splits(Non-Ducted) | KW12XQ25SDI |  | 12000 | 24.5 | 9.5 | 12000 | 11000 | 91.67% | 1.95 | 0 | 13 |  |  |  |  | R-32 | 1 | Residential & Commercial | VSMSHP | Non-Ducted CEE Tier 2
216372817 | Mini/Multi Split | KINGHOME | HRCU-A-CB-O | KW18XQ25SDO |  | Mini-Splits(Non-Ducted) | KW18XQ25SDI |  | 18000 | 24.5 | 9 | 18000 | 14600 | 81.11% | 1.9 | 0 | 13.65 |  |  |  |  | R-32 | 1.5 | Residential & Commercial | VSMSHP
216407989 | Mini/Multi Split | HISENSE | HRCU-A-CB-O | AST-09UW3TXU00 |  | Mini-Splits(Non-Ducted) | AST-09UW3TXU**00 |  | 9000 | 25 | 11 | 9000 | 9000 | 100% | 2.1 | 0 | 13.65 |  |  |  |  | R-454B | 0.75 | Residential & Commercial | VSMSHP | Non-Ducted CEE Tier 2
216409116 | Mini/Multi Split | HISENSE | HRCU-A-CB-O | AO-09U3T25U |  | Mini-Splits(Non-Ducted) | ASU-09U3THB25U |  | 9000 | 25 | 11 | 9000 | 9000 | 100% | 2.1 | 0 | 13.65 |  |  |  |  | R-454B | 0.75 | Residential & Commercial | VSMSHP | Non-Ducted CEE Tier 2
215447700 | Mini/Multi Split | DIAL | HRCU-A-CB-O | SZHW18WW230BBE |  | Mini-Splits(Non-Ducted) | SZHW18NN230BBE |  | 18000 | 22.5 | 9.2 | 17000 | 11900 | 70% | 1.8 | 13 | 13 |  |  |  |  | R-410A | 1.5 | Residential & Commercial | VSMSHP
215449562 | Mini/Multi Split | GUARDIAN | HRCU-A-CB-O | UPC36CN23STG1 |  | Mini-Splits(Non-Ducted) | UNI36CS23STG1 |  | 36000 | 19.5 | 9.5 | 36000 | 36000 | 100% | 2 | 0 | 12 |  |  |  |  | R-454B | 3 | Residential & Commercial | VSMSHP | Non-Ducted CEE Tier 2
215449563 | Mini/Multi Split | GUARDIAN | HRCU-A-CB-O | UPC48CN23STG1 |  | Mini-Splits(Non-Ducted) | UNI48CS23STG1 |  | 44000 | 20 | 9.5 | 44000 | 44000 | 100% | 2 | 0 | 12 |  |  |  |  | R-454B | 3.6667 | Residential & Commercial | VSMSHP | Non-Ducted CEE Tier 2
215449564 | Mini/Multi Split | HISENSE | HRCU-A-CB-O | AUW-09U3TS1 |  | Mini-Splits(Non-Ducted) | ACT-09UR3TCA1 |  | 9000 | 20 | 9.5 | 9000 | 12000 | 133.3% | 1.8 | 0 | 12 |  |  |  |  | R-454B | 0.75 | Residential & Commercial | VSMSHP | Non-Ducted CEE Tier 2
215449565 | Mini/Multi Split | HISENSE | HRCU-A-CB-O | AUW-12U3TS1 |  | Mini-Splits(Non-Ducted) | ACT-12UR3TCA1 |  | 12000 | 20 | 9.5 | 12000 | 12000 | 100% | 1.8 | 0 | 12 |  |  |  |  | R-454B | 1 | Residential & Commercial | VSMSHP | Non-Ducted CEE Tier 2
215449566 | Mini/Multi Split | GUARDIAN | HRCU-A-CB-O | UPC09CN23STG1 |  | Mini-Splits(Non-Ducted) | UNI09CS23STG1 |  | 9000 | 20 | 9.5 | 9000 | 12000 | 133.3% | 1.8 | 0 | 12 |  |  |  |  | R-454B | 0.75 | Residential & Commercial | VSMSHP | Non-Ducted CEE Tier 2
215449567 | Mini/Multi Split | GUARDIAN | HRCU-A-CB-O | UPC12CN23STG1 |  | Mini-Splits(Non-Ducted) | UNI12CS23STG1 |  | 12000 | 20 | 9.5 | 12000 | 12000 | 100% | 1.8 | 0 | 12 |  |  |  |  | R-454B | 1 | Residential & Commercial | VSMSHP | Non-Ducted CEE Tier 2
215449712 | Mini/Multi Split | CanAir | HRCU-A-CB-O | 4C22SCH09H21 |  | Mini-Splits(Non-Ducted) | 4C22SEH09H21 |  | 9000 | 21.2 | 9.1 | 10000 | 7000 | 70% | 2.07 | 0 | 12.6 |  |  |  |  | R-454B | 0.75 | Residential & Commercial | VSMSHP
215449715 | Mini/Multi Split | CanAir | HRCU-A-CB-O | 4C22SCH24H21 |  | Mini-Splits(Non-Ducted) | 4C22SEH24H21 |  | 24000 | 18.7 | 9.3 | 24000 | 17000 | 70.83% | 2.14 | 0 | 10 |  |  |  |  | R-454B | 2 | Residential & Commercial | VSMSHP
215449716 | Mini/Multi Split | CanAir | HRCU-A-CB-O | 4C28SCH06H21 |  | Mini-Splits(Non-Ducted) | 4C28SEH06H21 |  | 6000 | 25.5 | 14.8 | 7000 | 7700 | 110% | 2.39 | 0 | 18 |  |  |  |  | R-454B | 0.5 | Residential & Commercial | VSMSHP | Non-Ducted CEE Tier 2
215449717 | Mini/Multi Split | CanAir | HRCU-A-CB-O | 4C28SCH09H21 |  | Mini-Splits(Non-Ducted) | 4C28SEH09H21 |  | 9000 | 27.4 | 12.5 | 12000 | 11500 | 95.83% | 1.8 | 0 | 15.4 |  |  |  |  | R-454B | 0.75 | Residential & Commercial | VSMSHP | Non-Ducted CEE Tier 2
215449718 | Mini/Multi Split | CanAir | HRCU-A-CB-O | 4C28SCH12H21 |  | Mini-Splits(Non-Ducted) | 4C28SEH12H21 |  | 12000 | 25.4 | 10.5 | 12000 | 11500 | 95.83% | 1.8 | 0 | 13.4 |  |  |  |  | R-454B | 1 | Residential & Commercial | VSMSHP | Non-Ducted CEE Tier 2
215449719 | Mini/Multi Split | CanAir | HRCU-A-CB-O | 4C28SCH18H21 |  | Mini-Splits(Non-Ducted) | 4C28SEH18H21 |  | 18000 | 21.4 | 11 | 18000 | 18000 | 100% | 1.92 | 0 | 12.5 |  |  |  |  | R-454B | 1.5 | Residential & Commercial | VSMSHP | Non-Ducted CEE Tier 2
215449720 | Mini/Multi Split | CanAir | HRCU-A-CB-O | 4C28SCH24H21 |  | Mini-Splits(Non-Ducted) | 4C28SEH24H21 |  | 24000 | 21 | 13.5 | 29000 | 24200 | 83.45% | 2.34 | 0 | 13 |  |  |  |  | R-454B | 2 | Residential & Commercial | VSMSHP | Non-Ducted CEE Tier 2
215449723 | Mini/Multi Split | CanAir | HRCU-A-CB-O | 4C28SCH33H21 |  | Mini-Splits(Non-Ducted) | 4C28SEH33H21 |  | 33000 | 19.5 | 10.5 | 36000 | 35000 | 97.22% | 1.98 | 0 | 12 |  |  |  |  | R-454B | 2.75 | Residential & Commercial | VSMSHP | Non-Ducted CEE Tier 2
215449756 | Mini/Multi Split | Breeze33 | HRCU-A-CB-O | BZ33-HP24OUT2-454-G3-C |  | Mini-Splits(Non-Ducted) | BZ33-HP24WALL2-454-G3-C |  | 24000 | 18.7 | 9.3 | 24000 | 17000 | 70.83% | 2.14 | 0 | 10 |  |  |  |  | R-454B | 2 | Residential & Commercial | VSMSHP
215449757 | Mini/Multi Split | Breeze33 | HRCU-A-CB-O | BZ33-HYP06OUT2-454-G3-P |  | Mini-Splits(Non-Ducted) | BZ33-HYP06WALL2-454-G3-P |  | 6000 | 25.5 | 14.8 | 7000 | 7700 | 110% | 2.39 | 0 | 18 |  |  |  |  | R-454B | 0.5 | Residential & Commercial | VSMSHP | Non-Ducted CEE Tier 2
215449758 | Mini/Multi Split | Breeze33 | HRCU-A-CB-O | BZ33-HYP09OUT2-454-G3-P |  | Mini-Splits(Non-Ducted) | BZ33-HYP09WALL2-454-G3-P |  | 9000 | 27.4 | 12.5 | 12000 | 11500 | 95.83% | 1.8 | 0 | 15.4 |  |  |  |  | R-454B | 0.75 | Residential & Commercial | VSMSHP | Non-Ducted CEE Tier 2
215449759 | Mini/Multi Split | Breeze33 | HRCU-A-CB-O | BZ33-HYP12OUT2-454-G3-P |  | Mini-Splits(Non-Ducted) | BZ33-HYP12WALL2-454-G3-P |  | 12000 | 25.4 | 10.5 | 12000 | 11500 | 95.83% | 1.8 | 0 | 13.4 |  |  |  |  | R-454B | 1 | Residential & Commercial | VSMSHP | Non-Ducted CEE Tier 2
215449760 | Mini/Multi Split | Breeze33 | HRCU-A-CB-O | BZ33-HYP18OUT2-454-G3-P |  | Mini-Splits(Non-Ducted) | BZ33-HYP18WALL2-454-G3-P |  | 18000 | 21.4 | 11 | 18000 | 18000 | 100% | 1.92 | 0 | 12.5 |  |  |  |  | R-454B | 1.5 | Residential & Commercial | VSMSHP | Non-Ducted CEE Tier 2
215449761 | Mini/Multi Split | Breeze33 | HRCU-A-CB-O | BZ33-HYP24OUT2-454-G3-P |  | Mini-Splits(Non-Ducted) | BZ33-HYP24WALL2-454-G3-P |  | 24000 | 21 | 13.5 | 29000 | 24200 | 83.45% | 2.34 | 0 | 13 |  |  |  |  | R-454B | 2 | Residential & Commercial | VSMSHP | Non-Ducted CEE Tier 2
215449762 | Mini/Multi Split | Breeze33 | HRCU-A-CB-O | BZ33-HYP33OUT2-454-G3-P |  | Mini-Splits(Non-Ducted) | BZ33-HYP33WALL2-454-G3-P |  | 33000 | 19.5 | 10.5 | 36000 | 35000 | 97.22% | 1.98 | 0 | 12 |  |  |  |  | R-454B | 2.75 | Residential & Commercial | VSMSHP | Non-Ducted CEE Tier 2
215449766 | Mini/Multi Split | Breeze33 | HRCU-A-CB-O | BZ33-HYP24OUT2-454-G3-P |  | Mini-Splits(Non-Ducted) | BZ33-CASS24-454-G3-P |  | 23400 | 20.7 | 11.6 | 25000 | 23800 | 95.2% | 2.23 | 0 | 12 |  |  |  |  | R-454B | 1.95 | Residential & Commercial | VSMSHP | Non-Ducted CEE Tier 2
215449767 | Mini/Multi Split | Breeze33 | HRCU-A-CB-O | BZ33-HYP36OUT2-454-G3-P |  | Mini-Splits(Non-Ducted) | BZ33-CASS36-454-G3-P |  | 36600 | 21.2 | 10.6 | 37000 | 37000 | 100% | 1.95 | 0 | 12 |  |  |  |  | R-454B | 3.05 | Residential & Commercial | VSMSHP | Non-Ducted CEE Tier 2
215449768 | Mini/Multi Split | Breeze33 | HRCU-A-CB-O | BZ33-HYP48OUT2-454-G3-P |  | Mini-Splits(Non-Ducted) | BZ33-CASS48-454-G3-P |  | 48000 | 18.2 | 11 | 53000 | 47500 | 89.62% | 1.96 | 0 | 10 |  |  |  |  | R-454B | 4 | Residential & Commercial | VSMSHP | Non-Ducted CEE Tier 2
215449769 | Mini/Multi Split | Breeze33 | HRCU-A-CB-O | BZ33-HYP06OUT2-454-G3-P |  | Mini-Splits(Non-Ducted) | BZ33-OWCASS06-454-G3-P |  | 6500 | 22 | 12 | 7400 | 8100 | 109.5% | 2.4 | 0 | 15 |  |  |  |  | R-454B | 0.54167 | Residential & Commercial | VSMSHP | Non-Ducted CEE Tier 2
215449770 | Mini/Multi Split | Breeze33 | HRCU-A-CB-O | BZ33-HYP09OUT2-454-G3-P |  | Mini-Splits(Non-Ducted) | BZ33-OWCASS09-454-G3-P |  | 9000 | 24 | 12.1 | 10900 | 10600 | 97.25% | 1.83 | 0 | 14.6 |  |  |  |  | R-454B | 0.75 | Residential & Commercial | VSMSHP | Non-Ducted CEE Tier 2
215449771 | Mini/Multi Split | Breeze33 | HRCU-A-CB-O | BZ33-HYP12OUT2-454-G3-P |  | Mini-Splits(Non-Ducted) | BZ33-OWCASS12-454-G3-P |  | 12000 | 23 | 10 | 12500 | 11500 | 92% | 2 | 0 | 13 |  |  |  |  | R-454B | 1 | Residential & Commercial | VSMSHP | Non-Ducted CEE Tier 2
215449779 | Mini/Multi Split | Breeze33 | HRCU-A-CB-O | BZ33-HYP09OUT2-454-G3-P |  | Mini-Splits(Non-Ducted) | BZ33-ICM09-454-G3-P |  | 9000 | 27.2 | 10.9 | 9000 | 11300 | 125.6% | 1.84 | 0 | 15.1 |  |  |  |  | R-454B | 0.75 | Residential & Commercial | VSMSHP | Non-Ducted CEE Tier 2
215449780 | Mini/Multi Split | Breeze33 | HRCU-A-CB-O | BZ33-HYP12OUT2-454-G3-P |  | Mini-Splits(Non-Ducted) | BZ33-ICM12-454-G3-P |  | 12000 | 25 | 10.5 | 12000 | 11300 | 94.17% | 1.88 | 0 | 12.5 |  |  |  |  | R-454B | 1 | Residential & Commercial | VSMSHP | Non-Ducted CEE Tier 2
215449781 | Mini/Multi Split | Breeze33 | HRCU-A-CB-O | BZ33-HYP18OUT2-454-G3-P |  | Mini-Splits(Non-Ducted) | BZ33-ICM16-454-G3-P |  | 16000 | 20 | 10.3 | 17000 | 17500 | 102.9% | 1.95 | 0 | 12.5 |  |  |  |  | R-454B | 1.3333 | Residential & Commercial | VSMSHP | Non-Ducted CEE Tier 2
215449782 | Mini/Multi Split | Breeze33 | HRCU-A-CB-O | BZ33-HYP18OUT2-454-G3-P |  | Mini-Splits(Non-Ducted) | BZ33-IFCM18-454-G3-P |  | 17000 | 20.4 | 10.3 | 19000 | 17000 | 89.47% | 1.86 | 0 | 12.5 |  |  |  |  | R-454B | 1.4167 | Residential & Commercial | VSMSHP | Non-Ducted CEE Tier 2
215449783 | Mini/Multi Split | Breeze33 | HRCU-A-CB-O | BZ33-HYP24OUT2-454-G3-P |  | Mini-Splits(Non-Ducted) | BZ33-IFCM24-454-G3-P |  | 22000 | 20.4 | 12.1 | 26000 | 24200 | 93.08% | 2.16 | 0 | 12 |  |  |  |  | R-454B | 1.8333 | Residential & Commercial | VSMSHP | Non-Ducted CEE Tier 2
215449784 | Mini/Multi Split | Breeze33 | HRCU-A-CB-O | BZ33-HYP36OUT2-454-G3-P |  | Mini-Splits(Non-Ducted) | BZ33-IFCM36-454-G3-P |  | 36400 | 20 | 10.8 | 38000 | 39500 | 103.9% | 2.02 | 0 | 12 |  |  |  |  | R-454B | 3.0333 | Residential & Commercial | VSMSHP | Non-Ducted CEE Tier 2
215449785 | Mini/Multi Split | Breeze33 | HRCU-A-CB-O | BZ33-HYP48OUT2-454-G3-P |  | Mini-Splits(Non-Ducted) | BZ33-IFCM48-454-G3-P |  | 48000 | 18.5 | 10.1 | 52000 | 47000 | 90.38% | 1.83 | 0 | 9.4 |  |  |  |  | R-454B | 4 | Residential & Commercial | VSMSHP | Non-Ducted CEE Tier 2
215449786 | Mini/Multi Split | Breeze33 | HRCU-A-CB-O | BZ33-HYP55OUT2-454-G3-P |  | Mini-Splits(Non-Ducted) | BZ33-IFCM60-454-G3-P |  | 54000 | 18 | 10.7 | 60000 | 54000 | 90% | 1.91 | 0 | 9 |  |  |  |  | R-454B | 4.5 | Residential & Commercial | VSMSHP | Non-Ducted CEE Tier 2
215471361 | Mini/Multi Split | MIDEA | HRCU-A-CB-O | MO1AS-H09B-2A |  | Mini-Splits(Non-Ducted) | MSFNS-H09B-2A |  | 9000 | 19 | 9.7 | 10000 | 7000 | 70% | 2.15 | 0 | 10.9 |  |  |  |  | R-454B | 0.75 | Residential & Commercial | VSMSHP | Non-Ducted CEE Tier 2
215471364 | Mini/Multi Split | MIDEA | HRCU-A-CB-O | MO1AS-H24B-2A |  | Mini-Splits(Non-Ducted) | MSFNS-H24B-2A |  | 24000 | 17 | 8.5 | 24000 | 17100 | 71.25% | 2.01 | 0 | 9 |  |  |  |  | R-454B | 2 | Residential & Commercial | VSMSHP
215471365 | Mini/Multi Split | MIDEA | HRCU-A-CB-O | MO1BS-H09B-1A |  | Mini-Splits(Non-Ducted) | MSGNS-H09B-1A |  | 9000 | 21.5 | 9 | 10000 | 7000 | 70% | 1.95 | 0 | 12.5 |  |  |  |  | R-454B | 0.75 | Residential & Commercial | VSMSHP
215471367 | Mini/Multi Split | MIDEA | HRCU-A-CB-O | MO1BS-H09B-2A |  | Mini-Splits(Non-Ducted) | MSGNS-H09B-2A |  | 9000 | 21.6 | 9.4 | 10000 | 7000 | 70% | 2 | 0 | 12.6 |  |  |  |  | R-454B | 0.75 | Residential & Commercial | VSMSHP
215471370 | Mini/Multi Split | MIDEA | HRCU-A-CB-O | MO1BS-H24B-2A |  | Mini-Splits(Non-Ducted) | MSGNS-H24B-2A |  | 24000 | 18.5 | 9 | 24000 | 17000 | 70.83% | 2.11 | 0 | 9.6 |  |  |  |  | R-454B | 2 | Residential & Commercial | VSMSHP
215471373 | Mini/Multi Split | MIDEA | HRCU-A-CB-O | MO1ES-H09B-1A |  | Mini-Splits(Non-Ducted) | MSEEU-H09B-1A |  | 9000 | 25.4 | 10 | 10000 | 7200 | 72% | 2.23 | 0 | 14.5 |  |  |  |  | R-454B | 0.75 | Residential & Commercial | VSMSHP | Non-Ducted CEE Tier 2
215471375 | Mini/Multi Split | MIDEA | HRCU-A-CB-O | MO1ES-H09B-2A |  | Mini-Splits(Non-Ducted) | MSEHU-H09B-2A |  | 9000 | 25.8 | 12.5 | 10000 | 8000 | 80% | 2.36 | 0 | 14.9 |  |  |  |  | R-454B | 0.75 | Residential & Commercial | VSMSHP | Non-Ducted CEE Tier 2
215471376 | Mini/Multi Split | MIDEA | HRCU-A-CB-O | MO1ES-H12B-2A |  | Mini-Splits(Non-Ducted) | MSEHU-H12B-2A |  | 12000 | 25.5 | 10.6 | 12000 | 8400 | 70% | 2.3 | 0 | 13 |  |  |  |  | R-454B | 1 | Residential & Commercial | VSMSHP | Non-Ducted CEE Tier 2
215471377 | Mini/Multi Split | MIDEA | HRCU-A-CB-O | MO1ES-H18B-2A |  | Mini-Splits(Non-Ducted) | MSEHU-H18B-2A |  | 18000 | 23.5 | 10.8 | 18000 | 12800 | 71.11% | 2.1 | 0 | 12.7 |  |  |  |  | R-454B | 1.5 | Residential & Commercial | VSMSHP | Non-Ducted CEE Tier 2
215471378 | Mini/Multi Split | MIDEA | HRCU-A-CB-O | MO1ES-H24B-2A |  | Mini-Splits(Non-Ducted) | MSEHU-H24B-2A |  | 24000 | 23 | 11.7 | 25000 | 19600 | 78.4% | 2.54 | 0 | 14 |  |  |  |  | R-454B | 2 | Residential & Commercial | VSMSHP | Non-Ducted CEE Tier 2
215471379 | Mini/Multi Split | MIDEA | HRCU-A-CB-O | MO1HS-H06B-2A |  | Mini-Splits(Non-Ducted) | MSEHU-H06B-2A |  | 6000 | 25.5 | 14.8 | 7000 | 7700 | 110% | 2.39 | 0 | 18 |  |  |  |  | R-454B | 0.5 | Residential & Commercial | VSMSHP | Non-Ducted CEE Tier 2
215471380 | Mini/Multi Split | MIDEA | HRCU-A-CB-O | MO1HS-H09B-2A |  | Mini-Splits(Non-Ducted) | MSEHU-H09B-2A |  | 9000 | 27.4 | 12.5 | 12000 | 11500 | 95.83% | 1.8 | 0 | 15.4 |  |  |  |  | R-454B | 0.75 | Residential & Commercial | VSMSHP | Non-Ducted CEE Tier 2
215471381 | Mini/Multi Split | MIDEA | HRCU-A-CB-O | MO1HS-H12B-2A |  | Mini-Splits(Non-Ducted) | MSEHU-H12B-2A |  | 12000 | 25.4 | 10.5 | 12000 | 11500 | 95.83% | 1.8 | 0 | 13.4 |  |  |  |  | R-454B | 1 | Residential & Commercial | VSMSHP | Non-Ducted CEE Tier 2
215471382 | Mini/Multi Split | MIDEA | HRCU-A-CB-O | MO1HS-H18B-2A |  | Mini-Splits(Non-Ducted) | MSEHU-H18B-2A |  | 18000 | 21.4 | 11 | 18000 | 18000 | 100% | 1.92 | 0 | 12.5 |  |  |  |  | R-454B | 1.5 | Residential & Commercial | VSMSHP | Non-Ducted CEE Tier 2
215471383 | Mini/Multi Split | MIDEA | HRCU-A-CB-O | MO1HS-H24B-2A |  | Mini-Splits(Non-Ducted) | MSEHU-H24B-2A |  | 24000 | 21 | 13.5 | 29000 | 24200 | 83.45% | 2.34 | 0 | 13 |  |  |  |  | R-454B | 2 | Residential & Commercial | VSMSHP | Non-Ducted CEE Tier 2
215471384 | Mini/Multi Split | MIDEA | HRCU-A-CB-O | MO1HS-H33B-2A |  | Mini-Splits(Non-Ducted) | MSEHU-H33B-2A |  | 33000 | 19.5 | 10.5 | 36000 | 35000 | 97.22% | 1.98 | 0 | 12 |  |  |  |  | R-454B | 2.75 | Residential & Commercial | VSMSHP | Non-Ducted CEE Tier 2
215471385 | Mini/Multi Split | MIDEA | HRCU-A-CB-O | MO1SS-H06B-2A |  | Mini-Splits(Non-Ducted) | MSESU-H06B-2A |  | 6000 | 35 | 30 | 9000 | 13500 | 150% | 2 | 0 | 17.4 |  |  |  |  | R-454B | 0.5 | Residential & Commercial | VSMSHP | Non-Ducted CEE Tier 2
215471386 | Mini/Multi Split | MIDEA | HRCU-A-CB-O | MO1SS-H09B-2A |  | Mini-Splits(Non-Ducted) | MSESU-H09B-2A |  | 9000 | 33.3 | 22 | 12000 | 13500 | 112.5% | 2 | 0 | 17 |  |  |  |  | R-454B | 0.75 | Residential & Commercial | VSMSHP | Non-Ducted CEE Tier 2
215471387 | Mini/Multi Split | MIDEA | HRCU-A-CB-O | MO1SS-H12B-2A |  | Mini-Splits(Non-Ducted) | MSESU-H12B-2A |  | 12000 | 29.4 | 14.5 | 12000 | 13500 | 112.5% | 2 | 0 | 14.2 |  |  |  |  | R-454B | 1 | Residential & Commercial | VSMSHP | Non-Ducted CEE Tier 2
215471388 | Mini/Multi Split | MIDEA | HRCU-A-CB-O | MO1SS-H18B-2A |  | Mini-Splits(Non-Ducted) | MSESU-H18B-2A |  | 18000 | 25.6 | 16.2 | 20000 | 22600 | 113% | 2.34 | 0 | 15 |  |  |  |  | R-454B | 1.5 | Residential & Commercial | VSMSHP | Non-Ducted CEE Tier 2
215471389 | Mini/Multi Split | MIDEA | HRCU-A-CB-O | MO1ES-H09B-2A |  | Mini-Splits(Non-Ducted) | MCDHU-H09B-2A |  | 9000 | 21.6 | 11.3 | 10000 | 8300 | 83% | 2.17 | 0 | 14.3 |  |  |  |  | R-454B | 0.75 | Residential & Commercial | VSMSHP | Non-Ducted CEE Tier 2
215471390 | Mini/Multi Split | MIDEA | HRCU-A-CB-O | MO1ES-H12B-2A |  | Mini-Splits(Non-Ducted) | MCDHU-H12B-2A |  | 12000 | 21.1 | 10.4 | 12000 | 8400 | 70% | 2.4 | 0 | 12.5 |  |  |  |  | R-454B | 1 | Residential & Commercial | VSMSHP | Non-Ducted CEE Tier 2
215471391 | Mini/Multi Split | MIDEA | HRCU-A-CB-O | MO1ES-H18B-2A |  | Mini-Splits(Non-Ducted) | MCDHU-H18B-2A |  | 16800 | 20.7 | 11.4 | 18000 | 12800 | 71.11% | 2.2 | 0 | 12.5 |  |  |  |  | R-454B | 1.4 | Residential & Commercial | VSMSHP | Non-Ducted CEE Tier 2
215471392 | Mini/Multi Split | MIDEA | HRCU-A-CB-O | MO1ES-H24B-2A |  | Mini-Splits(Non-Ducted) | MCDHU-H24B-2A |  | 24000 | 22 | 10.5 | 25000 | 18500 | 74% | 2.3 | 0 | 12 |  |  |  |  | R-454B | 2 | Residential & Commercial | VSMSHP | Non-Ducted CEE Tier 2
215471393 | Mini/Multi Split | MIDEA | HRCU-A-CB-O | MO1BU-H36B-2A |  | Mini-Splits(Non-Ducted) | MCDHS-H36B-2A |  | 36000 | 20 | 10.3 | 38000 | 26600 | 70% | 2.2 | 0 | 9.6 |  |  |  |  | R-454B | 3 | Residential & Commercial | VSMSHP | Non-Ducted CEE Tier 2
215471394 | Mini/Multi Split | MIDEA | HRCU-A-CB-O | MO1BU-H48B-2A |  | Mini-Splits(Non-Ducted) | MCDHS-H48B-2A |  | 48000 | 19 | 9.9 | 50000 | 40500 | 81% | 2.11 | 0 | 9.5 |  |  |  |  | R-454B | 4 | Residential & Commercial | VSMSHP | Non-Ducted CEE Tier 2
215471395 | Mini/Multi Split | MIDEA | HRCU-A-CB-O | MO1HS-H09B-2A |  | Mini-Splits(Non-Ducted) | MCDHU-H09B-2A |  | 9000 | 22.6 | 12.1 | 10000 | 11000 | 110% | 1.84 | 0 | 14 |  |  |  |  | R-454B | 0.75 | Residential & Commercial | VSMSHP | Non-Ducted CEE Tier 2
215471396 | Mini/Multi Split | MIDEA | HRCU-A-CB-O | MO1HS-H12B-2A |  | Mini-Splits(Non-Ducted) | MCDHU-H12B-2A |  | 12000 | 22.2 | 11.6 | 12000 | 11500 | 95.83% | 2 | 0 | 12.5 |  |  |  |  | R-454B | 1 | Residential & Commercial | VSMSHP | Non-Ducted CEE Tier 2
215471397 | Mini/Multi Split | MIDEA | HRCU-A-CB-O | MO1HS-H18B-2A |  | Mini-Splits(Non-Ducted) | MCDHU-H18B-2A |  | 16000 | 20 | 12.3 | 19000 | 17000 | 89.47% | 1.9 | 0 | 12.5 |  |  |  |  | R-454B | 1.3333 | Residential & Commercial | VSMSHP | Non-Ducted CEE Tier 2
215471398 | Mini/Multi Split | MIDEA | HRCU-A-CB-O | MO1HS-H24B-2A |  | Mini-Splits(Non-Ducted) | MCDHU-H24B-2A |  | 23400 | 20.7 | 11.6 | 25000 | 23800 | 95.2% | 2.23 | 0 | 12 |  |  |  |  | R-454B | 1.95 | Residential & Commercial | VSMSHP | Non-Ducted CEE Tier 2
215471399 | Mini/Multi Split | MIDEA | HRCU-A-CB-O | MO1HU-H36B-2A |  | Mini-Splits(Non-Ducted) | MCDHS-H36B-2A |  | 36600 | 21.2 | 10.6 | 37000 | 37000 | 100% | 1.95 | 0 | 12 |  |  |  |  | R-454B | 3.05 | Residential & Commercial | VSMSHP | Non-Ducted CEE Tier 2
215471400 | Mini/Multi Split | MIDEA | HRCU-A-CB-O | MO1HU-H48B-2A |  | Mini-Splits(Non-Ducted) | MCDHS-H48B-2A |  | 48000 | 18 | 11 | 53000 | 47500 | 89.62% | 1.96 | 0 | 10 |  |  |  |  | R-454B | 4 | Residential & Commercial | VSMSHP | Non-Ducted CEE Tier 2
215471401 | Mini/Multi Split | MIDEA | HRCU-A-CB-O | MO1ES-H09B-2A |  | Mini-Splits(Non-Ducted) | MCAHU-H09B-2A |  | 9000 | 22.1 | 11.8 | 11000 | 8000 | 72.73% | 2.18 | 0 | 14.4 |  |  |  |  | R-454B | 0.75 | Residential & Commercial | VSMSHP | Non-Ducted CEE Tier 2
215471402 | Mini/Multi Split | MIDEA | HRCU-A-CB-O | MO1ES-H12B-2A |  | Mini-Splits(Non-Ducted) | MCAHU-H12B-2A |  | 12000 | 22.1 | 10 | 12000 | 8600 | 71.67% | 2.48 | 0 | 12.3 |  |  |  |  | R-454B | 1 | Residential & Commercial | VSMSHP | Non-Ducted CEE Tier 2
215471403 | Mini/Multi Split | MIDEA | HRCU-A-CB-O | MO1ES-H18B-2A |  | Mini-Splits(Non-Ducted) | MCAHU-H18B-2A |  | 18000 | 22.2 | 12.2 | 18000 | 13100 | 72.78% | 2.24 | 0 | 12.5 |  |  |  |  | R-454B | 1.5 | Residential & Commercial | VSMSHP | Non-Ducted CEE Tier 2
215471404 | Mini/Multi Split | MIDEA | HRCU-A-CB-O | MO1HS-H06B-2A |  | Mini-Splits(Non-Ducted) | MCAHU-H06B-2A |  | 6500 | 22 | 12 | 7400 | 8100 | 109.5% | 2.4 | 0 | 15 |  |  |  |  | R-454B | 0.54167 | Residential & Commercial | VSMSHP | Non-Ducted CEE Tier 2
215471405 | Mini/Multi Split | MIDEA | HRCU-A-CB-O | MO1HS-H09B-2A |  | Mini-Splits(Non-Ducted) | MCAHU-H09B-2A |  | 9000 | 24 | 12.1 | 10900 | 10600 | 97.25% | 1.83 | 0 | 14.6 |  |  |  |  | R-454B | 0.75 | Residential & Commercial | VSMSHP | Non-Ducted CEE Tier 2
215471406 | Mini/Multi Split | MIDEA | HRCU-A-CB-O | MO1HS-H12B-2A |  | Mini-Splits(Non-Ducted) | MCAHU-H12B-2A |  | 12000 | 23 | 10 | 12500 | 11500 | 92% | 2 | 0 | 13 |  |  |  |  | R-454B | 1 | Residential & Commercial | VSMSHP | Non-Ducted CEE Tier 2
215471407 | Mini/Multi Split | MIDEA | HRCU-A-CB-O | MO1HS-H18B-2A |  | Mini-Splits(Non-Ducted) | MCAHU-H18B-2A |  | 16700 | 20.6 | 12.2 | 20000 | 17500 | 87.5% | 1.89 | 0 | 12.5 |  |  |  |  | R-454B | 1.3917 | Residential & Commercial | VSMSHP | Non-Ducted CEE Tier 2
215471429 | Mini/Multi Split | MIDEA | HRCU-A-CB-O | MO1ES-H09B-2A |  | Mini-Splits(Non-Ducted) | MFAHU-H09B-2A |  | 9000 | 26 | 13.9 | 9000 | 8600 | 95.56% | 2.27 | 0 | 16.2 |  |  |  |  | R-454B | 0.75 | Residential & Commercial | VSMSHP | Non-Ducted CEE Tier 2
215471430 | Mini/Multi Split | MIDEA | HRCU-A-CB-O | MO1ES-H12B-2A |  | Mini-Splits(Non-Ducted) | MFAHU-H12B-2A |  | 12000 | 24.6 | 11 | 12000 | 8900 | 74.17% | 2.5 | 0 | 12.7 |  |  |  |  | R-454B | 1 | Residential & Commercial | VSMSHP | Non-Ducted CEE Tier 2
215471431 | Mini/Multi Split | MIDEA | HRCU-A-CB-O | MO1ES-H18B-2A |  | Mini-Splits(Non-Ducted) | MFAHU-H16B-2A |  | 16000 | 23.8 | 13.5 | 17000 | 13100 | 77.06% | 2.16 | 0 | 12.5 |  |  |  |  | R-454B | 1.3333 | Residential & Commercial | VSMSHP | Non-Ducted CEE Tier 2
215471432 | Mini/Multi Split | MIDEA | HRCU-A-CB-O | MO1HS-H09B-2A |  | Mini-Splits(Non-Ducted) | MFAHU-H09B-2A |  | 9000 | 27.2 | 10.9 | 9000 | 11300 | 125.6% | 1.84 | 0 | 15.1 |  |  |  |  | R-454B | 0.75 | Residential & Commercial | VSMSHP | Non-Ducted CEE Tier 2
215471433 | Mini/Multi Split | MIDEA | HRCU-A-CB-O | MO1HS-H12B-2A |  | Mini-Splits(Non-Ducted) | MFAHU-H12B-2A |  | 12000 | 25 | 10.5 | 12000 | 11300 | 94.17% | 1.88 | 0 | 12.5 |  |  |  |  | R-454B | 1 | Residential & Commercial | VSMSHP | Non-Ducted CEE Tier 2
215471434 | Mini/Multi Split | MIDEA | HRCU-A-CB-O | MO1HS-H18B-2A |  | Mini-Splits(Non-Ducted) | MFAHU-H16B-2A |  | 16000 | 20 | 10.3 | 17000 | 17500 | 102.9% | 1.95 | 0 | 12.5 |  |  |  |  | R-454B | 1.3333 | Residential & Commercial | VSMSHP | Non-Ducted CEE Tier 2
215471435 | Mini/Multi Split | MIDEA | HRCU-A-CB-O | MO1ES-H18B-2A |  | Mini-Splits(Non-Ducted) | MFBHU-H18B-2A |  | 18000 | 22.3 | 10.4 | 18000 | 12800 | 71.11% | 2.05 | 0 | 12.5 |  |  |  |  | R-454B | 1.5 | Residential & Commercial | VSMSHP | Non-Ducted CEE Tier 2
215471436 | Mini/Multi Split | MIDEA | HRCU-A-CB-O | MO1ES-H24B-2A |  | Mini-Splits(Non-Ducted) | MFBHU-H24B-2A |  | 24000 | 21.1 | 11.1 | 24400 | 18600 | 76.23% | 2.27 | 0 | 12.2 |  |  |  |  | R-454B | 2 | Residential & Commercial | VSMSHP | Non-Ducted CEE Tier 2
215471438 | Mini/Multi Split | MIDEA | HRCU-A-CB-O | MO1BU-H48B-2A |  | Mini-Splits(Non-Ducted) | MFBHS-H48B-2A |  | 48000 | 19.8 | 10.2 | 50000 | 38500 | 77% | 1.95 | 0 | 9.5 |  |  |  |  | R-454B | 4 | Residential & Commercial | VSMSHP | Non-Ducted CEE Tier 2
215471440 | Mini/Multi Split | MIDEA | HRCU-A-CB-O | MO1HS-H18B-2A |  | Mini-Splits(Non-Ducted) | MFBHU-H18B-2A |  | 17000 | 20.4 | 10.3 | 19000 | 17000 | 89.47% | 1.86 | 0 | 12.5 |  |  |  |  | R-454B | 1.4167 | Residential & Commercial | VSMSHP | Non-Ducted CEE Tier 2
215471441 | Mini/Multi Split | MIDEA | HRCU-A-CB-O | MO1HS-H24B-2A |  | Mini-Splits(Non-Ducted) | MFBHU-H24B-2A |  | 22000 | 20.4 | 12.1 | 26000 | 24200 | 93.08% | 2.16 | 0 | 12 |  |  |  |  | R-454B | 1.8333 | Residential & Commercial | VSMSHP | Non-Ducted CEE Tier 2
215471442 | Mini/Multi Split | MIDEA | HRCU-A-CB-O | MO1HU-H36B-2A |  | Mini-Splits(Non-Ducted) | MFBHS-H36B-2A |  | 36400 | 20 | 10.8 | 38000 | 39500 | 103.9% | 2.02 | 0 | 12 |  |  |  |  | R-454B | 3.0333 | Residential & Commercial | VSMSHP | Non-Ducted CEE Tier 2
215471443 | Mini/Multi Split | MIDEA | HRCU-A-CB-O | MO1HU-H48B-2A |  | Mini-Splits(Non-Ducted) | MFBHS-H48B-2A |  | 48000 | 18.5 | 10.1 | 52000 | 47000 | 90.38% | 1.83 | 0 | 9.4 |  |  |  |  | R-454B | 4 | Residential & Commercial | VSMSHP | Non-Ducted CEE Tier 2
215471444 | Mini/Multi Split | MIDEA | HRCU-A-CB-O | MO1HU-H60B-2A |  | Mini-Splits(Non-Ducted) | MFBHS-H60B-2A |  | 54000 | 18 | 10.7 | 60000 | 54000 | 90% | 1.91 | 0 | 9 |  |  |  |  | R-454B | 4.5 | Residential & Commercial | VSMSHP | Non-Ducted CEE Tier 2
215490142 | Mini/Multi Split | SAMSUNG | HRCU-A-CB-O | AC018DXADCG |  | Mini-Splits(Non-Ducted) | AC018DN4DCG |  | 18000 | 23.8 | 9.3 | 20000 | 16000 | 80% | 1.8 | 0 | 13 |  |  |  |  | R-32 | 1.5 | Residential & Commercial | VSMSHP
215490143 | Mini/Multi Split | SAMSUNG | HRCU-A-CB-O | AC024DXADCG |  | Mini-Splits(Non-Ducted) | AC024DN4DCG |  | 24000 | 21.6 | 9.6 | 27000 | 21600 | 80% | 1.8 | 0 | 12 |  |  |  |  | R-32 | 2 | Residential & Commercial | VSMSHP | Non-Ducted CEE Tier 2
215490144 | Mini/Multi Split | SAMSUNG | HRCU-A-CB-O | AC030DXADCG |  | Mini-Splits(Non-Ducted) | AC030DN4DCG |  | 30000 | 21.7 | 9.5 | 34000 | 27200 | 80% | 1.8 | 0 | 12 |  |  |  |  | R-32 | 2.5 | Residential & Commercial | VSMSHP | Non-Ducted CEE Tier 2
215490145 | Mini/Multi Split | SAMSUNG | HRCU-A-CB-O | AC036DXADCG |  | Mini-Splits(Non-Ducted) | AC036DN4DCG |  | 36000 | 19.5 | 9.2 | 40000 | 32000 | 80% | 1.8 | 0 | 11 |  |  |  |  | R-32 | 3 | Residential & Commercial | VSMSHP
215490146 | Mini/Multi Split | SAMSUNG | HRCU-A-CB-O | AC048DXADCG |  | Mini-Splits(Non-Ducted) | AC048DN4DCG |  | 48000 | 18.5 | 9 | 54000 | 44000 | 81.48% | 1.8 | 0 | 9 |  |  |  |  | R-32 | 4 | Residential & Commercial | VSMSHP
216018272 | Mini/Multi Split | MDV | HRCU-A-CB-O | MOX430-15HFN10-M1X |  | Mini-Splits(Non-Ducted) | MSEPC-15HRFN10-M1-D |  | 15400 | 22.2 | 11.5 | 15400 | 17500 | 113.6% | 1.83 | 0 | 13.5 |  |  |  |  | R-454B | 1.2833 | Residential & Commercial | VSMSHP | Non-Ducted CEE Tier 2
216019252 | Mini/Multi Split | HISENSE | HRCU-A-CB-O | AUW-18U3TJ1 |  | Mini-Splits(Non-Ducted) | ACT-18UR3TJA1 |  | 18000 | 20 | 10 | 18000 | 18000 | 100% | 2 | 0 | 12 |  |  |  |  | R-454B | 1.5 | Residential & Commercial | VSMSHP | Non-Ducted CEE Tier 2
216019253 | Mini/Multi Split | HISENSE | HRCU-A-CB-O | AUW-24U3TK1 |  | Mini-Splits(Non-Ducted) | ACT-24UR3TJA1 |  | 24000 | 20 | 10.5 | 24000 | 24000 | 100% | 2 | 0 | 12 |  |  |  |  | R-454B | 2 | Residential & Commercial | VSMSHP | Non-Ducted CEE Tier 2
216019254 | Mini/Multi Split | HISENSE | HRCU-A-CB-O | AST-12UW3TXU00 |  | Mini-Splits(Non-Ducted) | AST-12UW3TXU**00 |  | 12000 | 23 | 9.5 | 12000 | 10600 | 88.33% | 2 | 0 | 12.25 |  |  |  |  | R-454B | 1 | Residential & Commercial | VSMSHP | Non-Ducted CEE Tier 2
216019852 | Mini/Multi Split | GUARDIAN | HRCU-A-CB-O | UPC18CN23STG1 |  | Mini-Splits(Non-Ducted) | UNI18CS23STG1 |  | 18000 | 20 | 10 | 18000 | 18000 | 100% | 2 | 0 | 12 |  |  |  |  | R-454B | 1.5 | Residential & Commercial | VSMSHP | Non-Ducted CEE Tier 2
216019853 | Mini/Multi Split | GUARDIAN | HRCU-A-CB-O | UPC24CN23STG1 |  | Mini-Splits(Non-Ducted) | UNI24CS23STG1 |  | 24000 | 20 | 10.5 | 24000 | 24000 | 100% | 2 | 0 | 12 |  |  |  |  | R-454B | 2 | Residential & Commercial | VSMSHP | Non-Ducted CEE Tier 2
216019854 | Mini/Multi Split | GREE | HRCU-A-CB-O | GWH18AVEXF-D6DNA1A/O |  | Mini-Splits(Non-Ducted) | GTH(18)CA-D6DN***/I |  | 18000 | 21.5 | 9.2 | 18000 | 17500 | 97.22% | 1.8 | 0 | 11.25 |  |  |  |  | R-32 | 1.5 | Residential & Commercial | VSMSHP
216019855 | Mini/Multi Split | GREE | HRCU-A-CB-O | SAP18HP230V1R32AO |  | Mini-Splits(Non-Ducted) | FLR18HP230V1R32AH |  | 18000 | 21.5 | 9.2 | 18000 | 17500 | 97.22% | 1.8 | 0 | 11.25 |  |  |  |  | R-32 | 1.5 | Residential & Commercial | VSMSHP
216020671 | Mini/Multi Split | KINGHOME | HRCU-A-CB-O | KW09XQ25PAO |  | Mini-Splits(Non-Ducted) | KW09XQ25PAI |  | 9100 | 27 | 10.5 | 10000 | 9500 | 95% | 1.83 | 0 | 15 |  |  |  |  | R-32 | 0.75833 | Residential & Commercial | VSMSHP | Non-Ducted CEE Tier 2
216020672 | Mini/Multi Split | KINGHOME | HRCU-A-CB-O | KW09XQ25PDO |  | Mini-Splits(Non-Ducted) | KW09XQ25PDI |  | 9100 | 26 | 10.4 | 10500 | 9500 | 90.48% | 1.88 | 0 | 15 |  |  |  |  | R-32 | 0.75833 | Residential & Commercial | VSMSHP | Non-Ducted CEE Tier 2
216020673 | Mini/Multi Split | KINGHOME | HRCU-A-CB-O | KW12XQ25PDO |  | Mini-Splits(Non-Ducted) | KW12XQ25PDI |  | 12000 | 24.5 | 9.5 | 12000 | 11000 | 91.67% | 1.95 | 0 | 13 |  |  |  |  | R-32 | 1 | Residential & Commercial | VSMSHP | Non-Ducted CEE Tier 2
216020674 | Mini/Multi Split | KINGHOME | HRCU-A-CB-O | KW12XQ25PAO |  | Mini-Splits(Non-Ducted) | KW12XQ25PAI |  | 12000 | 24.5 | 9.5 | 12000 | 9500 | 79.17% | 1.95 | 0 | 13 |  |  |  |  | R-32 | 1 | Residential & Commercial | VSMSHP | Non-Ducted CEE Tier 2
216020676 | Mini/Multi Split | KINGHOME | HRCU-A-CB-O | KW18XQ25PDO |  | Mini-Splits(Non-Ducted) | KW18XQ25PDI |  | 18000 | 24.5 | 9 | 18000 | 14600 | 81.11% | 1.9 | 0 | 13.65 |  |  |  |  | R-32 | 1.5 | Residential & Commercial | VSMSHP
216020690 | Mini/Multi Split | GREE | HRCU-A-CB-O | GWH09ATCXB-A6DNA5D/O |  | Mini-Splits(Non-Ducted) | GWH09ATCXB-A6DN***/I |  | 9100 | 20.5 | 8.8 | 10000 | 7600 | 76% | 1.86 | 0 | 11.9 |  |  |  |  | R-32 | 0.75833 | Residential & Commercial | VSMSHP
216020691 | Mini/Multi Split | ZOKOP | HRCU-A-CB-O | TSC-09HA1/I2XI20B-O |  | Mini-Splits(Non-Ducted) | TSC-09HA1/I2XI20B-I |  | 9000 | 19 | 9.5 | 10000 | 7300 | 73% | 2 | 0 | 11.7 |  |  |  |  | R-454B | 0.75 | Residential & Commercial | VSMSHP | Non-Ducted CEE Tier 2
216020692 | Mini/Multi Split | ZOKOP | HRCU-A-CB-O | TSC-12HA1/I2XI20B-O |  | Mini-Splits(Non-Ducted) | TSC-12HA1/I2XI20B-I |  | 12000 | 20.5 | 9.5 | 12000 | 8500 | 70.83% | 1.8 | 0 | 10.5 |  |  |  |  | R-454B | 1 | Residential & Commercial | VSMSHP | Non-Ducted CEE Tier 2
216020693 | Mini/Multi Split | ZOKOP | HRCU-A-CB-O | TSC-12HA2/I2XI19B-O |  | Mini-Splits(Non-Ducted) | TSC-12HA2/I2XI19B-I |  | 12000 | 23 | 9.5 | 12000 | 8500 | 70.83% | 1.8 | 0 | 11.2 |  |  |  |  | R-454B | 1 | Residential & Commercial | VSMSHP | Non-Ducted CEE Tier 2
215611124 | Mini/Multi Split | Mitsubishi Electric | HRCU-A-CB-O | MUZ-FX06NLHZ*** |  | Mini-Splits(Non-Ducted) | MSZ-FX06NL*** |  | 6000 | 35 | 13 | 9000 | 12600 | 140% | 2.38 | 0 | 21.45 |  |  |  |  | R-454B | 0.5 | Residential & Commercial | VSMSHP | Non-Ducted CEE Tier 2
215611125 | Mini/Multi Split | Mitsubishi Electric | HRCU-A-CB-O | MUZ-FX09NLHZ*** |  | Mini-Splits(Non-Ducted) | MSZ-FX09NL*** |  | 9000 | 33.1 | 13.3 | 12000 | 14700 | 122.5% | 2.2 | 0 | 18.35 |  |  |  |  | R-454B | 0.75 | Residential & Commercial | VSMSHP | Non-Ducted CEE Tier 2
215611126 | Mini/Multi Split | Mitsubishi Electric | HRCU-A-CB-O | MUZ-FX12NLHZ*** |  | Mini-Splits(Non-Ducted) | MSZ-FX12NL*** |  | 12000 | 29.9 | 12.4 | 13200 | 16200 | 122.7% | 2.2 | 0 | 15.4 |  |  |  |  | R-454B | 1 | Residential & Commercial | VSMSHP | Non-Ducted CEE Tier 2
215611127 | Mini/Multi Split | Mitsubishi Electric | HRCU-A-CB-O | MUZ-FX15NLHZ*** |  | Mini-Splits(Non-Ducted) | MSZ-FX15NL*** |  | 15000 | 25.9 | 11 | 16500 | 22200 | 134.5% | 2.06 | 0 | 14.7 |  |  |  |  | R-454B | 1.25 | Residential & Commercial | VSMSHP | Non-Ducted CEE Tier 2
215611128 | Mini/Multi Split | Mitsubishi Electric | HRCU-A-CB-O | MUZ-FX18NLHZ*** |  | Mini-Splits(Non-Ducted) | MSZ-FX18NL*** |  | 17200 | 25.5 | 11.1 | 17000 | 23600 | 138.8% | 2.06 | 0 | 13.05 |  |  |  |  | R-454B | 1.4333 | Residential & Commercial | VSMSHP | Non-Ducted CEE Tier 2
215647921 | Mini/Multi Split | FUJITSU | HRCU-A-CB-O | AOUH18KZAH1 |  | Mini-Splits(Non-Ducted) | ASUH18KZAS |  | 18000 | 25.5 | 12.5 | 21600 | 24800 | 114.8% | 2.08 | 0 | 14 |  |  |  |  | R-32 | 1.5 | Residential & Commercial | VSMSHP | Non-Ducted CEE Tier 2
215647924 | Mini/Multi Split | FUJITSU | HRCU-A-CB-O | AOUH24KZAH1 |  | Mini-Splits(Non-Ducted) | ASUH24KZAS |  | 22000 | 24 | 11.9 | 25200 | 25200 | 100% | 2.14 | 0 | 12.5 |  |  |  |  | R-32 | 1.8333 | Residential & Commercial | VSMSHP | Non-Ducted CEE Tier 2
215684455 | Mini/Multi Split | GREE | HRCU-A-CB-O | GWH09ATCXB-D6DNA1C/O |  | Mini-Splits(Non-Ducted) | GWH09AWCXB-D6DN***/I |  | 9100 | 20.5 | 8.8 | 10000 | 7600 | 76% | 1.94 | 0 | 12.5 |  |  |  |  | R-32 | 0.75833 | Residential & Commercial | VSMSHP
215684457 | Mini/Multi Split | GREE | HRCU-A-CB-O | GWH12ATCXB-D6DNA1A/O |  | Mini-Splits(Non-Ducted) | GWH12AWCXB-D6DN***/I |  | 12000 | 19 | 8.5 | 12000 | 9100 | 75.83% | 1.8 | 0 | 9.75 |  |  |  |  | R-32 | 1 | Residential & Commercial | VSMSHP
215685134 | Mini/Multi Split | GREE | HRCU-A-CB-O | GWH09ATCXB-A6DNA1C/O |  | Mini-Splits(Non-Ducted) | GWH09AWCXB-A6DN***/I |  | 9100 | 20.5 | 8.8 | 10000 | 7600 | 76% | 1.86 | 0 | 11.9 |  |  |  |  | R-32 | 0.75833 | Residential & Commercial | VSMSHP
215685135 | Mini/Multi Split | GREE | HRCU-A-CB-O | GWH12ATCXB-A6DNA1A/O |  | Mini-Splits(Non-Ducted) | GWH12AWCXB-A6DN***/I |  | 12000 | 19 | 8.5 | 12000 | 8500 | 70.83% | 1.8 | 0 | 9.3 |  |  |  |  | R-32 | 1 | Residential & Commercial | VSMSHP
215434545 | Mini/Multi Split | FUJITSU | HRCU-A-CB-O | AOUH09KUAS1 |  | Mini-Splits(Non-Ducted) | ACUH09KUAS |  | 9000 | 24.4 | 11.8 | 12000 | 10100 | 84.17% | 2.22 | 0 | 14.5 |  |  |  |  | R-32 | 0.75 | Residential & Commercial | VSMSHP | Non-Ducted CEE Tier 2
215434546 | Mini/Multi Split | FUJITSU | HRCU-A-CB-O | AOUH12KUAS1 |  | Mini-Splits(Non-Ducted) | ACUH12KUAS |  | 12000 | 23.7 | 11.5 | 16000 | 15500 | 96.88% | 2.02 | 0 | 14.1 |  |  |  |  | R-32 | 1 | Residential & Commercial | VSMSHP | Non-Ducted CEE Tier 2
215434547 | Mini/Multi Split | FUJITSU | HRCU-A-CB-O | AOUH18KUAS1 |  | Mini-Splits(Non-Ducted) | ACUH18KUAS |  | 18000 | 21.9 | 11.3 | 21600 | 17100 | 79.17% | 2.2 | 0 | 12.6 |  |  |  |  | R-32 | 1.5 | Residential & Commercial | VSMSHP | Non-Ducted CEE Tier 2
215434548 | Mini/Multi Split | FUJITSU | HRCU-A-CB-O | AOUH18KUAS1 |  | Mini-Splits(Non-Ducted) | ABUH18KUAS |  | 18000 | 23.4 | 11.2 | 21600 | 17100 | 79.17% | 2.26 | 0 | 12.9 |  |  |  |  | R-32 | 1.5 | Residential & Commercial | VSMSHP | Non-Ducted CEE Tier 2
215434549 | Mini/Multi Split | FUJITSU | HRCU-A-CB-O | AOUH24KUAS1 |  | Mini-Splits(Non-Ducted) | ABUH24KUAS |  | 24000 | 21.7 | 10.8 | 27000 | 23600 | 87.41% | 2.08 | 0 | 12.8 |  |  |  |  | R-32 | 2 | Residential & Commercial | VSMSHP | Non-Ducted CEE Tier 2
215434550 | Mini/Multi Split | FUJITSU | HRCU-A-CB-O | AOUH30KUAS1 |  | Mini-Splits(Non-Ducted) | ABUH30KUAS |  | 30000 | 20.8 | 10.5 | 32000 | 28000 | 87.5% | 2.08 | 0 | 12 |  |  |  |  | R-32 | 2.5 | Residential & Commercial | VSMSHP | Non-Ducted CEE Tier 2
215434551 | Mini/Multi Split | FUJITSU | HRCU-A-CB-O | AOUH36KUAS1 |  | Mini-Splits(Non-Ducted) | ABUH36KUAS |  | 36000 | 21.3 | 10.4 | 38000 | 31000 | 81.58% | 2.1 | 0 | 11.2 |  |  |  |  | R-32 | 3 | Residential & Commercial | VSMSHP | Non-Ducted CEE Tier 2
215434552 | Mini/Multi Split | FUJITSU | HRCU-A-CB-O | AOUH18KUAS1 |  | Mini-Splits(Non-Ducted) | AUUH18KUAS |  | 18000 | 26.3 | 11.4 | 21600 | 17100 | 79.17% | 2.28 | 0 | 13.6 |  |  |  |  | R-32 | 1.5 | Residential & Commercial | VSMSHP | Non-Ducted CEE Tier 2
215434553 | Mini/Multi Split | FUJITSU | HRCU-A-CB-O | AOUH24KUAS1 |  | Mini-Splits(Non-Ducted) | AUUH24KUAS |  | 24000 | 23.2 | 11 | 27000 | 23600 | 87.41% | 2.12 | 0 | 13.1 |  |  |  |  | R-32 | 2 | Residential & Commercial | VSMSHP | Non-Ducted CEE Tier 2
215434554 | Mini/Multi Split | FUJITSU | HRCU-A-CB-O | AOUH30KUAS1 |  | Mini-Splits(Non-Ducted) | AUUH30KUAS |  | 30000 | 22.4 | 10.6 | 32000 | 28000 | 87.5% | 2.12 | 0 | 12.5 |  |  |  |  | R-32 | 2.5 | Residential & Commercial | VSMSHP | Non-Ducted CEE Tier 2
215434555 | Mini/Multi Split | FUJITSU | HRCU-A-CB-O | AOUH36KUAS1 |  | Mini-Splits(Non-Ducted) | AUUH36KUAS |  | 36000 | 21.3 | 10.5 | 38000 | 31000 | 81.58% | 2.12 | 0 | 11.2 |  |  |  |  | R-32 | 3 | Residential & Commercial | VSMSHP | Non-Ducted CEE Tier 2
215439624 | Mini/Multi Split | HISENSE | HRCU-A-CB-O | AUW-09U3TS1 |  | Mini-Splits(Non-Ducted) | AST-12UW3TXEDN00A |  | 9000 | 22 | 10.5 | 9000 | 10000 | 111.1% | 1.8 | 0 | 12 |  |  |  |  | R-454B | 0.75 | Residential & Commercial | VSMSHP | Non-Ducted CEE Tier 2
215439625 | Mini/Multi Split | HISENSE | HRCU-A-CB-O | AUW-12U3TS1 |  | Mini-Splits(Non-Ducted) | AST-12UW3TXEDN00A |  | 12000 | 22 | 10.5 | 12000 | 12000 | 100% | 1.8 | 0 | 12 |  |  |  |  | R-454B | 1 | Residential & Commercial | VSMSHP | Non-Ducted CEE Tier 2
215439626 | Mini/Multi Split | GUARDIAN | HRCU-A-CB-O | UPC09CN23STG1 |  | Mini-Splits(Non-Ducted) | UNI09HW23STG1 |  | 9000 | 22 | 10.5 | 9000 | 10000 | 111.1% | 1.8 | 0 | 12 |  |  |  |  | R-454B | 0.75 | Residential & Commercial | VSMSHP | Non-Ducted CEE Tier 2
215439627 | Mini/Multi Split | GUARDIAN | HRCU-A-CB-O | UPC12CN23STG1 |  | Mini-Splits(Non-Ducted) | UNI12HW23STG1 |  | 12000 | 22 | 10.5 | 12000 | 12000 | 100% | 1.8 | 0 | 12 |  |  |  |  | R-454B | 1 | Residential & Commercial | VSMSHP | Non-Ducted CEE Tier 2
215441046 | Mini/Multi Split | FUJITSU | HRCU-A-CB-O | AOUH18KPAS1 |  | Mini-Splits(Non-Ducted) | ASUH18KPAS |  | 18000 | 22 | 10.5 | 18000 | 18500 | 102.8% | 2.24 | 0 | 12.5 |  |  |  |  | R-32 | 1.5 | Residential & Commercial | VSMSHP | Non-Ducted CEE Tier 2
215441047 | Mini/Multi Split | FUJITSU | HRCU-A-CB-O | AOUH24KPAS1 |  | Mini-Splits(Non-Ducted) | ASUH24KPAS |  | 22000 | 21.5 | 10 | 24000 | 20000 | 83.33% | 2.16 | 0 | 11.7 |  |  |  |  | R-32 | 1.8333 | Residential & Commercial | VSMSHP | Non-Ducted CEE Tier 2
215441097 | Mini/Multi Split | Multi MFG | HRCU-A-CB-O | MSH-48HD-A |  | Mini-Splits(Non-Ducted) | 48CCHP0-C-M-A |  | 48000 | 16.8 | 10.7 | 53000 | 48000 | 90.57% | 1.98 | 8.3 | 8.3 |  |  |  |  | R-410A | 4 | Residential & Commercial | VSMSHP
215441419 | Mini/Multi Split | HISENSE | HRCU-A-CB-O | AUW-48U3TH1(JCH) |  | Mini-Splits(Non-Ducted) | AUC-48UR3TKA1(JCH) |  | 44000 | 20 | 9.5 | 44000 | 44000 | 100% | 2 | 0 | 12 |  |  |  |  | R-454B | 3.6667 | Residential & Commercial | VSMSHP | Non-Ducted CEE Tier 2
215441420 | Mini/Multi Split | HISENSE | HRCU-A-CB-O | AUW-36U3TW1(JCH) |  | Mini-Splits(Non-Ducted) | AUC-36UR3TKA1(JCH) |  | 36000 | 19.5 | 9.5 | 36000 | 36000 | 100% | 2 | 0 | 12 |  |  |  |  | R-454B | 3 | Residential & Commercial | VSMSHP | Non-Ducted CEE Tier 2
215441727 | Mini/Multi Split | DAIKIN | HRCU-A-CB-O | RXT09AVJU* |  | Mini-Splits(Non-Ducted) | FTXV09AVJU* |  | 9000 | 21 | 10.2 | 10900 | 10900 | 100% | 1.8 | 0 | 12.2 |  |  |  |  | R-32 | 0.75 | Residential & Commercial | VSMSHP | Non-Ducted CEE Tier 2
215444915 | Mini/Multi Split | TOSOT | HRCU-A-CB-O | TWH12AUC25R32A1A/O |  | Mini-Splits(Non-Ducted) | TWH12AUC25R32A1A/I |  | 12000 | 24.5 | 9.5 | 12000 | 9500 | 79.17% | 1.95 | 0 | 13 |  |  |  |  | R-32 | 1 | Residential & Commercial | VSMSHP | Non-Ducted CEE Tier 2
215444935 | Mini/Multi Split | EMI | HRCU-A-CB-O | EMXSZ106DA |  | Mini-Splits(Non-Ducted) | EMXWAL06DA |  | 6000 | 25.5 | 14.8 | 7000 | 7700 | 110% | 2.39 | 0 | 18 |  |  |  |  | R-454B | 0.5 | Residential & Commercial | VSMSHP | Non-Ducted CEE Tier 2
215444936 | Mini/Multi Split | EMI | HRCU-A-CB-O | EMXSZ109DA |  | Mini-Splits(Non-Ducted) | EMXWAL09DA |  | 9000 | 27.4 | 12.5 | 12000 | 11500 | 95.83% | 1.8 | 0 | 15.4 |  |  |  |  | R-454B | 0.75 | Residential & Commercial | VSMSHP | Non-Ducted CEE Tier 2
215444937 | Mini/Multi Split | EMI | HRCU-A-CB-O | EMXSZ112DA |  | Mini-Splits(Non-Ducted) | EMXWAL12DA |  | 12000 | 25.4 | 10.5 | 12000 | 11500 | 95.83% | 1.8 | 0 | 13.4 |  |  |  |  | R-454B | 1 | Residential & Commercial | VSMSHP | Non-Ducted CEE Tier 2
215444938 | Mini/Multi Split | EMI | HRCU-A-CB-O | EMXSZ118DA |  | Mini-Splits(Non-Ducted) | EMXWAL18DA |  | 18000 | 21.4 | 11 | 18000 | 18000 | 100% | 1.92 | 0 | 12.5 |  |  |  |  | R-454B | 1.5 | Residential & Commercial | VSMSHP | Non-Ducted CEE Tier 2
215444939 | Mini/Multi Split | EMI | HRCU-A-CB-O | EMXSZ124DA |  | Mini-Splits(Non-Ducted) | EMXWAL24DA |  | 24000 | 21 | 13.5 | 29000 | 24200 | 83.45% | 2.34 | 0 | 13 |  |  |  |  | R-454B | 2 | Residential & Commercial | VSMSHP | Non-Ducted CEE Tier 2
215427967 | Mini/Multi Split | ComfiAire | HRCU-A-CB-O | CA-09UXEO |  | Mini-Splits(Non-Ducted) | CA-09UWXI |  | 9000 | 25.5 | 10.5 | 10000 | 7000 | 70% | 2.05 | 14.5 | 14.5 |  |  |  |  | R-410A | 0.75 | Residential & Commercial | VSMSHP | Non-Ducted CEE Tier 2
215427968 | Mini/Multi Split | ComfiAire | HRCU-A-CB-O | CA-12UXEO |  | Mini-Splits(Non-Ducted) | CA-12UWXI |  | 12000 | 23.5 | 9.5 | 12000 | 8400 | 70% | 2.05 | 12.5 | 12.7 |  |  |  |  | R-410A | 1 | Residential & Commercial | VSMSHP | Non-Ducted CEE Tier 2
215427969 | Mini/Multi Split | ComfiAire | HRCU-A-CB-O | CA-18UXEO |  | Mini-Splits(Non-Ducted) | CA-18UWXI |  | 18000 | 20.5 | 9.5 | 19000 | 13300 | 70% | 1.8 | 13 | 13.2 |  |  |  |  | R-410A | 1.5 | Residential & Commercial | VSMSHP | Non-Ducted CEE Tier 2
215427970 | Mini/Multi Split | ComfiAire | HRCU-A-CB-O | CA-24UXEO |  | Mini-Splits(Non-Ducted) | CA-24UWXI |  | 24000 | 21 | 10 | 26000 | 18200 | 70% | 1.75 | 12.5 | 12.5 |  |  |  |  | R-410A | 2 | Residential & Commercial | VSMSHP | Non-Ducted CEE Tier 2
216014855 | Mini/Multi Split | TEMP SHIFT | HRCU-A-CB-O | TSMOX23009HFN1MW5W |  | Mini-Splits(Non-Ducted) | TSMSAG11A06HRFN1MU0W |  | 6000 | 23.5 | 12 | 7000 | 7100 | 101.4% | 1.84 | 15 | 15 |  |  |  |  | R-410A | 0.5 | Residential & Commercial | VSMSHP | Non-Ducted CEE Tier 2
216014856 | Mini/Multi Split | TEMP SHIFT | HRCU-A-CB-O | TSMOX33009HFN1MY5W |  | Mini-Splits(Non-Ducted) | TSMSAG11B09HRFN1MX7W(GA) |  | 9000 | 26.4 | 11.6 | 12000 | 11000 | 91.67% | 1.85 | 15.8 | 15.8 |  |  |  |  | R-410A | 0.75 | Residential & Commercial | VSMSHP | Non-Ducted CEE Tier 2
216014857 | Mini/Multi Split | TEMP SHIFT | HRCU-A-CB-O | TSMOX33012HFN1MW5W |  | Mini-Splits(Non-Ducted) | TSMSAG11B12HRFN1MV0W(GA) |  | 12000 | 23.1 | 10.5 | 12000 | 11000 | 91.67% | 1.88 | 13 | 13 |  |  |  |  | R-410A | 1 | Residential & Commercial | VSMSHP | Non-Ducted CEE Tier 2
216014858 | Mini/Multi Split | TEMP SHIFT | HRCU-A-CB-O | TSMOX43017HFN1MT0W |  | Mini-Splits(Non-Ducted) | TSMSAG11D18HRFN1MT8W |  | 18000 | 22 | 10.6 | 18000 | 17200 | 95.56% | 1.89 | 13 | 13 |  |  |  |  | R-410A | 1.5 | Residential & Commercial | VSMSHP | Non-Ducted CEE Tier 2
216014859 | Mini/Multi Split | TEMP SHIFT | HRCU-A-CB-O | TSMOD3024HFN1MU0W |  | Mini-Splits(Non-Ducted) | TSMSAG11D23HRFN1MU0W |  | 23000 | 22.3 | 10.3 | 26000 | 23000 | 88.46% | 1.8 | 12.5 | 12.5 |  |  |  |  | R-410A | 1.9167 | Residential & Commercial | VSMSHP | Non-Ducted CEE Tier 2
216016407 | Mini/Multi Split | Rethink Rental | HRCU-A-CB-O | SAC9K-3/4TOD |  | Mini-Splits(Non-Ducted) | SAC9K-3/4TID |  | 9000 | 21.6 | 9.4 | 10000 | 7000 | 70% | 2 | 0 | 12.6 |  |  |  |  | R-454B | 0.75 | Residential & Commercial | VSMSHP
216016410 | Mini/Multi Split | Rethink Rental | HRCU-A-CB-O | SAC24K-2TOD |  | Mini-Splits(Non-Ducted) | SAC24K-2TID |  | 24000 | 18.5 | 9 | 24000 | 17000 | 70.83% | 2.11 | 0 | 9.6 |  |  |  |  | R-454B | 2 | Residential & Commercial | VSMSHP
216017245 | Mini/Multi Split | HISENSE | HRCU-A-CB-O | AUW-24U3TK1 |  | Mini-Splits(Non-Ducted) | AST-24UW3TKBDN00A |  | 24000 | 21 | 10 | 24000 | 24000 | 100% | 1.8 | 0 | 12 |  |  |  |  | R-454B | 2 | Residential & Commercial | VSMSHP | Non-Ducted CEE Tier 2
216017246 | Mini/Multi Split | GUARDIAN | HRCU-A-CB-O | UPC24CN23STG1 |  | Mini-Splits(Non-Ducted) | UNI24HW23STG1 |  | 24000 | 21 | 10 | 24000 | 24000 | 100% | 1.8 | 0 | 12 |  |  |  |  | R-454B | 2 | Residential & Commercial | VSMSHP | Non-Ducted CEE Tier 2
216018255 | Mini/Multi Split | FUJITSU | HRCU-A-CB-O | AOUH09KTAP1 |  | Mini-Splits(Non-Ducted) | ASUH09KTAS |  | 9000 | 33.5 | 14 | 12000 | 17000 | 141.7% | 2.48 | 0 | 19.1 |  |  |  |  | R-32 | 0.75 | Residential & Commercial | VSMSHP | Non-Ducted CEE Tier 2
216018256 | Mini/Multi Split | FUJITSU | HRCU-A-CB-O | AOUH12KTAP1 |  | Mini-Splits(Non-Ducted) | ASUH12KTAS |  | 12000 | 31.5 | 13.7 | 15300 | 16200 | 105.9% | 2.62 | 0 | 16.7 |  |  |  |  | R-32 | 1 | Residential & Commercial | VSMSHP | Non-Ducted CEE Tier 2
216018257 | Mini/Multi Split | FUJITSU | HRCU-A-CB-O | AOUH15KTAP1 |  | Mini-Splits(Non-Ducted) | ASUH15KTAS |  | 14500 | 28.7 | 13 | 17400 | 18400 | 105.7% | 2.52 | 0 | 15.4 |  |  |  |  | R-32 | 1.2083 | Residential & Commercial | VSMSHP | Non-Ducted CEE Tier 2
216370234 | Mini/Multi Split | HISENSE | HRCU-A-CB-O | AST-18UW3TBW00 |  | Mini-Splits(Non-Ducted) | AST-18UW3TBW**00 |  | 18000 | 21 | 9.5 | 18000 | 18000 | 100% | 1.9 | 0 | 12.1 |  |  |  |  | R-454B | 1.5 | Residential & Commercial | VSMSHP | Non-Ducted CEE Tier 2
216370235 | Mini/Multi Split | HISENSE | HRCU-A-CB-O | AO-24U3T25U |  | Mini-Splits(Non-Ducted) | ASU-24U3THB25U |  | 24000 | 22.5 | 9.5 | 24000 | 19200 | 80% | 2 | 0 | 12.25 |  |  |  |  | R-454B | 2 | Residential & Commercial | VSMSHP | Non-Ducted CEE Tier 2
216370236 | Mini/Multi Split | HISENSE | HRCU-A-CB-O | AO-18U3T25U |  | Mini-Splits(Non-Ducted) | ASU-18U3THB25U |  | 18000 | 21 | 9.5 | 18000 | 18000 | 100% | 1.9 | 0 | 12.1 |  |  |  |  | R-454B | 1.5 | Residential & Commercial | VSMSHP | Non-Ducted CEE Tier 2
216370237 | Mini/Multi Split | HISENSE | HRCU-A-CB-O | AO-12U3T25U |  | Mini-Splits(Non-Ducted) | ASU-12U3THB25U |  | 12000 | 23 | 9.5 | 12000 | 10600 | 88.33% | 2 | 0 | 12.25 |  |  |  |  | R-454B | 1 | Residential & Commercial | VSMSHP | Non-Ducted CEE Tier 2
216014104 | Mini/Multi Split | SEA BREEZE+ | HRCU-A-CB-O | SZ12H525ZMO |  | Mini-Splits(Non-Ducted) | SCA12H525ZMI |  | 12000 | 22.1 | 10 | 12000 | 8600 | 71.67% | 2.48 | 0 | 12.3 |  |  |  |  | R-454B | 1 | Residential & Commercial | VSMSHP | Non-Ducted CEE Tier 2
216014105 | Mini/Multi Split | SEA BREEZE+ | HRCU-A-CB-O | SZ12H525ZMO |  | Mini-Splits(Non-Ducted) | C12H525ZMI |  | 12000 | 24.6 | 11 | 12000 | 8900 | 74.17% | 2.5 | 0 | 12.7 |  |  |  |  | R-454B | 1 | Residential & Commercial | VSMSHP | Non-Ducted CEE Tier 2
216014107 | Mini/Multi Split | SEA BREEZE+ | HRCU-A-CB-O | SZ18H525ZMO |  | Mini-Splits(Non-Ducted) | WM18H525ZMI |  | 18000 | 23.5 | 10.8 | 18000 | 12800 | 71.11% | 2.1 | 0 | 12.7 |  |  |  |  | R-454B | 1.5 | Residential & Commercial | VSMSHP | Non-Ducted CEE Tier 2
216014108 | Mini/Multi Split | SEA BREEZE+ | HRCU-A-CB-O | SZ18H525ZMO |  | Mini-Splits(Non-Ducted) | CA18H525ZMI |  | 16800 | 20.7 | 11.4 | 18000 | 12800 | 71.11% | 2.2 | 0 | 12.5 |  |  |  |  | R-454B | 1.4 | Residential & Commercial | VSMSHP | Non-Ducted CEE Tier 2
216014109 | Mini/Multi Split | SEA BREEZE+ | HRCU-A-CB-O | SZ18H525ZMO |  | Mini-Splits(Non-Ducted) | SCA18H525ZMI |  | 18000 | 22.2 | 12.2 | 18000 | 13100 | 72.78% | 2.24 | 0 | 12.5 |  |  |  |  | R-454B | 1.5 | Residential & Commercial | VSMSHP | Non-Ducted CEE Tier 2
216014110 | Mini/Multi Split | SEA BREEZE+ | HRCU-A-CB-O | SZ18H525ZMO |  | Mini-Splits(Non-Ducted) | C18H525ZMI |  | 16000 | 23.8 | 13.5 | 17000 | 13100 | 77.06% | 2.16 | 0 | 12.5 |  |  |  |  | R-454B | 1.3333 | Residential & Commercial | VSMSHP | Non-Ducted CEE Tier 2
216014111 | Mini/Multi Split | SEA BREEZE+ | HRCU-A-CB-O | SZ18H525ZMO |  | Mini-Splits(Non-Ducted) | FC18H525ZMI |  | 18000 | 22.3 | 10.4 | 18000 | 12800 | 71.11% | 2.05 | 0 | 12.5 |  |  |  |  | R-454B | 1.5 | Residential & Commercial | VSMSHP | Non-Ducted CEE Tier 2
216014113 | Mini/Multi Split | SEA BREEZE+ | HRCU-A-CB-O | SZ24H525ZMO |  | Mini-Splits(Non-Ducted) | WM24H525ZMI |  | 24000 | 23 | 11.7 | 25000 | 19600 | 78.4% | 2.54 | 0 | 14 |  |  |  |  | R-454B | 2 | Residential & Commercial | VSMSHP | Non-Ducted CEE Tier 2
216014114 | Mini/Multi Split | SEA BREEZE+ | HRCU-A-CB-O | SZ24H525ZMO |  | Mini-Splits(Non-Ducted) | CA24H525ZMI |  | 24000 | 22 | 10.5 | 25000 | 18500 | 74% | 2.3 | 0 | 12 |  |  |  |  | R-454B | 2 | Residential & Commercial | VSMSHP | Non-Ducted CEE Tier 2
216014115 | Mini/Multi Split | SEA BREEZE+ | HRCU-A-CB-O | SZ24H525ZMO |  | Mini-Splits(Non-Ducted) | FC24H525ZMI |  | 24000 | 21.1 | 11.1 | 24400 | 18600 | 76.23% | 2.27 | 0 | 12.2 |  |  |  |  | R-454B | 2 | Residential & Commercial | VSMSHP | Non-Ducted CEE Tier 2
216014119 | Mini/Multi Split | SEA BREEZE+ | HRCU-A-CB-O | HSZ09H525ZMO |  | Mini-Splits(Non-Ducted) | WM09H525ZMI |  | 9000 | 27.4 | 12.5 | 12000 | 11500 | 95.83% | 1.8 | 0 | 15.4 |  |  |  |  | R-454B | 0.75 | Residential & Commercial | VSMSHP | Non-Ducted CEE Tier 2
216014120 | Mini/Multi Split | SEA BREEZE+ | HRCU-A-CB-O | HSZ09H525ZMO |  | Mini-Splits(Non-Ducted) | CA09H525ZMI |  | 9000 | 22.6 | 12.1 | 10000 | 11000 | 110% | 1.84 | 0 | 14 |  |  |  |  | R-454B | 0.75 | Residential & Commercial | VSMSHP | Non-Ducted CEE Tier 2
216014121 | Mini/Multi Split | SEA BREEZE+ | HRCU-A-CB-O | HSZ09H525ZMO |  | Mini-Splits(Non-Ducted) | SCA09H525ZMI |  | 9000 | 24 | 12.1 | 10900 | 10600 | 97.25% | 1.83 | 0 | 14.6 |  |  |  |  | R-454B | 0.75 | Residential & Commercial | VSMSHP | Non-Ducted CEE Tier 2
216014122 | Mini/Multi Split | SEA BREEZE+ | HRCU-A-CB-O | HSZ09H525ZMO |  | Mini-Splits(Non-Ducted) | C09H525ZMI |  | 9000 | 27.2 | 10.9 | 9000 | 11300 | 125.6% | 1.84 | 0 | 15.1 |  |  |  |  | R-454B | 0.75 | Residential & Commercial | VSMSHP | Non-Ducted CEE Tier 2
216014124 | Mini/Multi Split | SEA BREEZE+ | HRCU-A-CB-O | HSZ12H525ZMO |  | Mini-Splits(Non-Ducted) | WM12H525ZMI |  | 12000 | 25.4 | 10.5 | 12000 | 11500 | 95.83% | 1.8 | 0 | 13.4 |  |  |  |  | R-454B | 1 | Residential & Commercial | VSMSHP | Non-Ducted CEE Tier 2
216014125 | Mini/Multi Split | SEA BREEZE+ | HRCU-A-CB-O | HSZ12H525ZMO |  | Mini-Splits(Non-Ducted) | CA12H525ZMI |  | 12000 | 22.2 | 11.6 | 12000 | 11500 | 95.83% | 2 | 0 | 12.5 |  |  |  |  | R-454B | 1 | Residential & Commercial | VSMSHP | Non-Ducted CEE Tier 2
216014126 | Mini/Multi Split | SEA BREEZE+ | HRCU-A-CB-O | HSZ12H525ZMO |  | Mini-Splits(Non-Ducted) | SCA12H525ZMI |  | 12000 | 23 | 10 | 12500 | 11500 | 92% | 2 | 0 | 13 |  |  |  |  | R-454B | 1 | Residential & Commercial | VSMSHP | Non-Ducted CEE Tier 2
216014127 | Mini/Multi Split | SEA BREEZE+ | HRCU-A-CB-O | HSZ12H525ZMO |  | Mini-Splits(Non-Ducted) | C12H525ZMI |  | 12000 | 25 | 10.5 | 12000 | 11300 | 94.17% | 1.88 | 0 | 12.5 |  |  |  |  | R-454B | 1 | Residential & Commercial | VSMSHP | Non-Ducted CEE Tier 2
216014129 | Mini/Multi Split | SEA BREEZE+ | HRCU-A-CB-O | HSZ18H525ZMO |  | Mini-Splits(Non-Ducted) | WM18H525ZMI |  | 18000 | 21.4 | 11 | 18000 | 18000 | 100% | 1.92 | 0 | 12.5 |  |  |  |  | R-454B | 1.5 | Residential & Commercial | VSMSHP | Non-Ducted CEE Tier 2
216014130 | Mini/Multi Split | SEA BREEZE+ | HRCU-A-CB-O | HSZ18H525ZMO |  | Mini-Splits(Non-Ducted) | CA18H525ZMI |  | 16000 | 20 | 12.3 | 19000 | 17000 | 89.47% | 1.9 | 0 | 12.5 |  |  |  |  | R-454B | 1.3333 | Residential & Commercial | VSMSHP | Non-Ducted CEE Tier 2
216014131 | Mini/Multi Split | SEA BREEZE+ | HRCU-A-CB-O | HSZ18H525ZMO |  | Mini-Splits(Non-Ducted) | SCA18H525ZMI |  | 16700 | 20.6 | 12.2 | 20000 | 17500 | 87.5% | 1.89 | 0 | 12.5 |  |  |  |  | R-454B | 1.3917 | Residential & Commercial | VSMSHP | Non-Ducted CEE Tier 2
216014132 | Mini/Multi Split | SEA BREEZE+ | HRCU-A-CB-O | HSZ18H525ZMO |  | Mini-Splits(Non-Ducted) | C18H525ZMI |  | 16000 | 20 | 10.3 | 17000 | 17500 | 102.9% | 1.95 | 0 | 12.5 |  |  |  |  | R-454B | 1.3333 | Residential & Commercial | VSMSHP | Non-Ducted CEE Tier 2
216014133 | Mini/Multi Split | SEA BREEZE+ | HRCU-A-CB-O | HSZ18H525ZMO |  | Mini-Splits(Non-Ducted) | FC18H525ZMI |  | 17000 | 20.4 | 10.3 | 19000 | 17000 | 89.47% | 1.86 | 0 | 12.5 |  |  |  |  | R-454B | 1.4167 | Residential & Commercial | VSMSHP | Non-Ducted CEE Tier 2
216014135 | Mini/Multi Split | SEA BREEZE+ | HRCU-A-CB-O | HSZ24H525ZMO |  | Mini-Splits(Non-Ducted) | WM24H525ZMI |  | 24000 | 21 | 13.5 | 29000 | 24200 | 83.45% | 2.34 | 0 | 13 |  |  |  |  | R-454B | 2 | Residential & Commercial | VSMSHP | Non-Ducted CEE Tier 2
216014136 | Mini/Multi Split | SEA BREEZE+ | HRCU-A-CB-O | HSZ24H525ZMO |  | Mini-Splits(Non-Ducted) | CA24H525ZMI |  | 23400 | 20.7 | 11.6 | 25000 | 23800 | 95.2% | 2.23 | 0 | 12 |  |  |  |  | R-454B | 1.95 | Residential & Commercial | VSMSHP | Non-Ducted CEE Tier 2
216014137 | Mini/Multi Split | SEA BREEZE+ | HRCU-A-CB-O | HSZ24H525ZMO |  | Mini-Splits(Non-Ducted) | FC24H525ZMI |  | 22000 | 20.4 | 12.1 | 26000 | 24200 | 93.08% | 2.16 | 0 | 12 |  |  |  |  | R-454B | 1.8333 | Residential & Commercial | VSMSHP | Non-Ducted CEE Tier 2
216014139 | Mini/Multi Split | SEA BREEZE+ | HRCU-A-CB-O | CSZ36H525ZMO |  | Mini-Splits(Non-Ducted) | CA36H525ZMI |  | 36600 | 21.2 | 10.6 | 37000 | 37000 | 100% | 1.95 | 0 | 12 |  |  |  |  | R-454B | 3.05 | Residential & Commercial | VSMSHP | Non-Ducted CEE Tier 2
216014140 | Mini/Multi Split | SEA BREEZE+ | HRCU-A-CB-O | CSZ36H525ZMO |  | Mini-Splits(Non-Ducted) | FC36H525ZMI |  | 36400 | 20 | 10.8 | 38000 | 39500 | 103.9% | 2.02 | 0 | 12 |  |  |  |  | R-454B | 3.0333 | Residential & Commercial | VSMSHP | Non-Ducted CEE Tier 2
216014141 | Mini/Multi Split | SEA BREEZE+ | HRCU-A-CB-O | CSZ48H525ZMO |  | Mini-Splits(Non-Ducted) | CA48H525ZMI |  | 48000 | 18 | 11 | 53000 | 47500 | 89.62% | 1.96 | 0 | 10 |  |  |  |  | R-454B | 4 | Residential & Commercial | VSMSHP | Non-Ducted CEE Tier 2
216014142 | Mini/Multi Split | SEA BREEZE+ | HRCU-A-CB-O | CSZ48H525ZMO |  | Mini-Splits(Non-Ducted) | FC48H525ZMI |  | 48000 | 18.5 | 10.1 | 52000 | 47000 | 90.38% | 1.83 | 0 | 9.4 |  |  |  |  | R-454B | 4 | Residential & Commercial | VSMSHP | Non-Ducted CEE Tier 2
216014143 | Mini/Multi Split | SEA BREEZE+ | HRCU-A-CB-O | CSZ60H525ZMO |  | Mini-Splits(Non-Ducted) | FC60H525ZMI |  | 54000 | 18 | 10.7 | 60000 | 54000 | 90% | 1.91 | 0 | 9 |  |  |  |  | R-454B | 4.5 | Residential & Commercial | VSMSHP | Non-Ducted CEE Tier 2
215424783 | Mini/Multi Split | BOREAL | HRCU-A-CB-O | KUL09HPL132OA |  | Mini-Splits(Non-Ducted) | KUL09HPL132IA |  | 9100 | 27 | 10.5 | 10000 | 9500 | 95% | 1.83 | 0 | 15 |  |  |  |  | R-32 | 0.75833 | Residential & Commercial | VSMSHP | Non-Ducted CEE Tier 2
215424784 | Mini/Multi Split | BOREAL | HRCU-A-CB-O | KUL09HPJ132OA |  | Mini-Splits(Non-Ducted) | KUL09HPJ132IA |  | 9100 | 26 | 10.4 | 10500 | 9500 | 90.48% | 1.88 | 0 | 15 |  |  |  |  | R-32 | 0.75833 | Residential & Commercial | VSMSHP | Non-Ducted CEE Tier 2
215424785 | Mini/Multi Split | BOREAL | HRCU-A-CB-O | KUL12HPJ132OA |  | Mini-Splits(Non-Ducted) | KUL12HPJ132IA |  | 12000 | 24.5 | 9.5 | 12000 | 11000 | 91.67% | 1.95 | 0 | 13 |  |  |  |  | R-32 | 1 | Residential & Commercial | VSMSHP | Non-Ducted CEE Tier 2
215424786 | Mini/Multi Split | BOREAL | HRCU-A-CB-O | KUL12HPL132OA |  | Mini-Splits(Non-Ducted) | KUL12HPL132IA |  | 12000 | 24.5 | 9.5 | 12000 | 9500 | 79.17% | 1.95 | 0 | 13 |  |  |  |  | R-32 | 1 | Residential & Commercial | VSMSHP | Non-Ducted CEE Tier 2
215424787 | Mini/Multi Split | BOREAL | HRCU-A-CB-O | KUL18HPJ132OA |  | Mini-Splits(Non-Ducted) | KUL18HPJ132IA |  | 18000 | 24.5 | 9 | 18000 | 14600 | 81.11% | 1.9 | 0 | 13.65 |  |  |  |  | R-32 | 1.5 | Residential & Commercial | VSMSHP
215420719 | Mini/Multi Split | ECO AC | HRCU-A-CB-O | EHS-O12KBA |  | Mini-Splits(Non-Ducted) | EHS-W12KBA |  | 12000 | 17.5 | 8.5 | 12000 | 8500 | 70.83% | 1.8 | 0 | 8.7 |  |  |  |  | R-410A | 1 | Residential & Commercial | VSMSHP
215420720 | Mini/Multi Split | ECO AC | HRCU-A-CB-O | EHS-O09KBA |  | Mini-Splits(Non-Ducted) | EHS-W09KBA |  | 9100 | 19.5 | 8.8 | 10000 | 7400 | 74% | 1.81 | 0 | 11.3 |  |  |  |  | R-410A | 0.75833 | Residential & Commercial | VSMSHP
215422283 | Mini/Multi Split | FUJITSU | HRCU-A-CB-O | AOLH09KNAS1 |  | Mini-Splits(Non-Ducted) | ASLH09KNAS |  | 9000 | 17 | 9 | 9000 | 6800 | 75.56% | 2.12 | 0 | 10.55 |  |  |  |  | R-32 | 0.75 | Residential & Commercial | VSMSHP
215420686 | Mini/Multi Split | BOREAL | HRCU-A-CB-O | BRS09HPJ132OA |  | Mini-Splits(Non-Ducted) | BRS09HPJ132IA |  | 9100 | 20.5 | 8.8 | 10000 | 7600 | 76% | 1.94 | 0 | 12.5 |  |  |  |  | R-32 | 0.75833 | Residential & Commercial | VSMSHP
215420687 | Mini/Multi Split | BOREAL | HRCU-A-CB-O | BRS09HPL132OA |  | Mini-Splits(Non-Ducted) | BRS09HPL132IA |  | 9100 | 20.5 | 8.8 | 10000 | 7600 | 76% | 1.86 | 0 | 11.9 |  |  |  |  | R-32 | 0.75833 | Residential & Commercial | VSMSHP
215420688 | Mini/Multi Split | BOREAL | HRCU-A-CB-O | BRS36HPJ132OA |  | Mini-Splits(Non-Ducted) | BRS36HPJ132IA |  | 33600 | 21 | 8.5 | 34000 | 24600 | 72.35% | 1.8 | 0 | 10.6 |  |  |  |  | R-32 | 2.8 | Residential & Commercial | VSMSHP
215420690 | Mini/Multi Split | BOREAL | HRCU-A-CB-O | BRS12HPJ132OA |  | Mini-Splits(Non-Ducted) | BRS12HPJ132IA |  | 12000 | 19 | 8.5 | 12000 | 9100 | 75.83% | 1.8 | 0 | 9.75 |  |  |  |  | R-32 | 1 | Residential & Commercial | VSMSHP
215420691 | Mini/Multi Split | BOREAL | HRCU-A-CB-O | BRS12HPL132OA |  | Mini-Splits(Non-Ducted) | BRS12HPL132IA |  | 12000 | 19 | 8.5 | 12000 | 8500 | 70.83% | 1.8 | 0 | 9.3 |  |  |  |  | R-32 | 1 | Residential & Commercial | VSMSHP
215420693 | Mini/Multi Split | BOREAL | HRCU-A-CB-O | BRS30HPJ132OA |  | Mini-Splits(Non-Ducted) | BRS30HPJ132IA |  | 30000 | 22 | 9 | 30000 | 23000 | 76.67% | 1.8 | 0 | 10.9 |  |  |  |  | R-32 | 2.5 | Residential & Commercial | VSMSHP
215413005 | Mini/Multi Split | LG | HRCU-A-CB-O | KUSAB091A |  | Mini-Splits(Non-Ducted) | KNUAB091A |  | 9000 | 23.8 | 10.9 | 10900 | 9500 | 87.16% | 2 | 0 | 14.95 |  |  |  |  | R-32 | 0.75 | Residential & Commercial | VSMSHP | Non-Ducted CEE Tier 2
215413006 | Mini/Multi Split | LG | HRCU-A-CB-O | KUSAB091A |  | Mini-Splits(Non-Ducted) | KNUAK091A |  | 9000 | 23.8 | 10.9 | 10900 | 9500 | 87.16% | 2 | 0 | 14.95 |  |  |  |  | R-32 | 0.75 | Residential & Commercial | VSMSHP | Non-Ducted CEE Tier 2
215413007 | Mini/Multi Split | LG | HRCU-A-CB-O | KUSAB121A |  | Mini-Splits(Non-Ducted) | KNUAB121A |  | 12000 | 22.5 | 10.5 | 13600 | 10000 | 73.53% | 2 | 0 | 12.8 |  |  |  |  | R-32 | 1 | Residential & Commercial | VSMSHP | Non-Ducted CEE Tier 2
215413008 | Mini/Multi Split | LG | HRCU-A-CB-O | KUSAB121A |  | Mini-Splits(Non-Ducted) | KNUAK121A |  | 12000 | 22.5 | 10.5 | 13600 | 10000 | 73.53% | 2 | 0 | 12.8 |  |  |  |  | R-32 | 1 | Residential & Commercial | VSMSHP | Non-Ducted CEE Tier 2
215413009 | Mini/Multi Split | LG | HRCU-A-CB-O | KUSAB181A |  | Mini-Splits(Non-Ducted) | KNUAB181A |  | 18000 | 23 | 10 | 21600 | 15200 | 70.37% | 1.8 | 0 | 13 |  |  |  |  | R-32 | 1.5 | Residential & Commercial | VSMSHP | Non-Ducted CEE Tier 2
215413010 | Mini/Multi Split | LG | HRCU-A-CB-O | KUSAB181A |  | Mini-Splits(Non-Ducted) | KNUAK181A |  | 18000 | 23 | 10 | 21600 | 15200 | 70.37% | 1.8 | 0 | 13 |  |  |  |  | R-32 | 1.5 | Residential & Commercial | VSMSHP | Non-Ducted CEE Tier 2
215413017 | Mini/Multi Split | GREE | HRCU-A-CB-O | GWH30ATEXH-D6DNA1G/O |  | Mini-Splits(Non-Ducted) | GKH(30)ECXF-D6DN***/I |  | 30000 | 22.5 | 8.5 | 30000 | 21000 | 70% | 1.8 | 0 | 11.25 |  |  |  |  | R-32 | 2.5 | Residential & Commercial | VSMSHP
215413018 | Mini/Multi Split | Hitachi | HRCU-A-CB-O | RAC-GJ09WHAA |  | Mini-Splits(Non-Ducted) | RAK-GJ09PHAA |  | 9000 | 23 | 11.4 | 11000 | 8400 | 76.36% | 2.57 | 0 | 15 |  |  |  |  | R-32 | 0.75 | Residential & Commercial | VSMSHP | Non-Ducted CEE Tier 2
215413019 | Mini/Multi Split | Hitachi | HRCU-A-CB-O | RAC-GJ12WHAA |  | Mini-Splits(Non-Ducted) | RAK-GJ12PHAA |  | 12000 | 20 | 11.1 | 14500 | 11000 | 75.86% | 2.49 | 0 | 13 |  |  |  |  | R-32 | 1 | Residential & Commercial | VSMSHP | Non-Ducted CEE Tier 2
215413020 | Mini/Multi Split | Hitachi | HRCU-A-CB-O | RAC-GJ18WHAA |  | Mini-Splits(Non-Ducted) | RAK-GJ18PHAA |  | 18000 | 20 | 11.5 | 21600 | 15200 | 70.37% | 2.06 | 0 | 12.5 |  |  |  |  | R-32 | 1.5 | Residential & Commercial | VSMSHP | Non-Ducted CEE Tier 2
215413021 | Mini/Multi Split | Hitachi | HRCU-A-CB-O | RAC-GJ24WHAA |  | Mini-Splits(Non-Ducted) | RAK-GJ24PHAA |  | 22000 | 21 | 11 | 25200 | 17700 | 70.24% | 2.17 | 0 | 13 |  |  |  |  | R-32 | 1.8333 | Residential & Commercial | VSMSHP | Non-Ducted CEE Tier 2
215413141 | Mini/Multi Split | CARRIER | HRCU-A-CB-O | 37MPRAQ06AA3 |  | Mini-Splits(Non-Ducted) | 45MPHAQ06XA3 |  | 6000 | 35.1 | 30 | 9000 | 13500 | 150% | 2 | 0 | 17.5 |  |  |  |  | R-454B | 0.5 | Residential & Commercial | VSMSHP | Non-Ducted CEE Tier 2
215413142 | Mini/Multi Split | CARRIER | HRCU-A-CB-O | 37MPRAQ09AA3 |  | Mini-Splits(Non-Ducted) | 45MPHAQ09XA3 |  | 9000 | 33.5 | 22 | 12000 | 13500 | 112.5% | 2 | 0 | 17 |  |  |  |  | R-454B | 0.75 | Residential & Commercial | VSMSHP | Non-Ducted CEE Tier 2
215413143 | Mini/Multi Split | CARRIER | HRCU-A-CB-O | 37MPRAQ12AA3 |  | Mini-Splits(Non-Ducted) | 45MPHAQ12XA3 |  | 12000 | 29.5 | 14.5 | 12000 | 13500 | 112.5% | 2 | 0 | 14.3 |  |  |  |  | R-454B | 1 | Residential & Commercial | VSMSHP | Non-Ducted CEE Tier 2
215413144 | Mini/Multi Split | CARRIER | HRCU-A-CB-O | 37MPRAQ18AA3 |  | Mini-Splits(Non-Ducted) | 45MPHAQ18XA3 |  | 18000 | 25.8 | 16.2 | 20000 | 22600 | 113% | 2.34 | 0 | 15 |  |  |  |  | R-454B | 1.5 | Residential & Commercial | VSMSHP | Non-Ducted CEE Tier 2
215413147 | Mini/Multi Split | BRYANT | HRCU-A-CB-O | 37MPRAQ06AA3 |  | Mini-Splits(Non-Ducted) | 615PHAQ06XA3 |  | 6000 | 35.1 | 30 | 9000 | 13500 | 150% | 2 | 0 | 17.5 |  |  |  |  | R-454B | 0.5 | Residential & Commercial | VSMSHP | Non-Ducted CEE Tier 2
215413148 | Mini/Multi Split | BRYANT | HRCU-A-CB-O | 37MPRAQ09AA3 |  | Mini-Splits(Non-Ducted) | 615PHAQ09XA3 |  | 9000 | 33.5 | 22 | 12000 | 13500 | 112.5% | 2 | 0 | 17 |  |  |  |  | R-454B | 0.75 | Residential & Commercial | VSMSHP | Non-Ducted CEE Tier 2
215413149 | Mini/Multi Split | BRYANT | HRCU-A-CB-O | 37MPRAQ12AA3 |  | Mini-Splits(Non-Ducted) | 615PHAQ12XA3 |  | 12000 | 29.5 | 14.5 | 12000 | 13500 | 112.5% | 2 | 0 | 14.3 |  |  |  |  | R-454B | 1 | Residential & Commercial | VSMSHP | Non-Ducted CEE Tier 2
215413150 | Mini/Multi Split | BRYANT | HRCU-A-CB-O | 37MPRAQ18AA3 |  | Mini-Splits(Non-Ducted) | 615PHAQ18XA3 |  | 18000 | 25.8 | 16.2 | 20000 | 22600 | 113% | 2.34 | 0 | 15 |  |  |  |  | R-454B | 1.5 | Residential & Commercial | VSMSHP | Non-Ducted CEE Tier 2
215413153 | Mini/Multi Split | PAYNE | HRCU-A-CB-O | 37MPRAQ06AA3 |  | Mini-Splits(Non-Ducted) | D5MPHAQ06XA3 |  | 6000 | 35.1 | 30 | 9000 | 13500 | 150% | 2 | 0 | 17.5 |  |  |  |  | R-454B | 0.5 | Residential & Commercial | VSMSHP | Non-Ducted CEE Tier 2
215413154 | Mini/Multi Split | PAYNE | HRCU-A-CB-O | 37MPRAQ09AA3 |  | Mini-Splits(Non-Ducted) | D5MPHAQ09XA3 |  | 9000 | 33.5 | 22 | 12000 | 13500 | 112.5% | 2 | 0 | 17 |  |  |  |  | R-454B | 0.75 | Residential & Commercial | VSMSHP | Non-Ducted CEE Tier 2
215413155 | Mini/Multi Split | PAYNE | HRCU-A-CB-O | 37MPRAQ12AA3 |  | Mini-Splits(Non-Ducted) | D5MPHAQ12XA3 |  | 12000 | 29.5 | 14.5 | 12000 | 13500 | 112.5% | 2 | 0 | 14.3 |  |  |  |  | R-454B | 1 | Residential & Commercial | VSMSHP | Non-Ducted CEE Tier 2
215413156 | Mini/Multi Split | PAYNE | HRCU-A-CB-O | 37MPRAQ18AA3 |  | Mini-Splits(Non-Ducted) | D5MPHAQ18XA3 |  | 18000 | 25.8 | 16.2 | 20000 | 22600 | 113% | 2.34 | 0 | 15 |  |  |  |  | R-454B | 1.5 | Residential & Commercial | VSMSHP | Non-Ducted CEE Tier 2
215413159 | Mini/Multi Split | Weathermaker | HRCU-A-CB-O | 37MPRAQ06AA3 |  | Mini-Splits(Non-Ducted) | D5MPHAQ06XA3 |  | 6000 | 35.1 | 30 | 9000 | 13500 | 150% | 2 | 0 | 17.5 |  |  |  |  | R-454B | 0.5 | Residential & Commercial | VSMSHP | Non-Ducted CEE Tier 2
215413160 | Mini/Multi Split | Weathermaker | HRCU-A-CB-O | 37MPRAQ09AA3 |  | Mini-Splits(Non-Ducted) | D5MPHAQ09XA3 |  | 9000 | 33.5 | 22 | 12000 | 13500 | 112.5% | 2 | 0 | 17 |  |  |  |  | R-454B | 0.75 | Residential & Commercial | VSMSHP | Non-Ducted CEE Tier 2
215413161 | Mini/Multi Split | Weathermaker | HRCU-A-CB-O | 37MPRAQ12AA3 |  | Mini-Splits(Non-Ducted) | D5MPHAQ12XA3 |  | 12000 | 29.5 | 14.5 | 12000 | 13500 | 112.5% | 2 | 0 | 14.3 |  |  |  |  | R-454B | 1 | Residential & Commercial | VSMSHP | Non-Ducted CEE Tier 2
215413162 | Mini/Multi Split | Weathermaker | HRCU-A-CB-O | 37MPRAQ18AA3 |  | Mini-Splits(Non-Ducted) | D5MPHAQ18XA3 |  | 18000 | 25.8 | 16.2 | 20000 | 22600 | 113% | 2.34 | 0 | 15 |  |  |  |  | R-454B | 1.5 | Residential & Commercial | VSMSHP | Non-Ducted CEE Tier 2
215413165 | Mini/Multi Split | MIDEA | HRCU-A-CB-O | 37MPRAQ06AA3 |  | Mini-Splits(Non-Ducted) | D5MPHAQ06XA3 |  | 6000 | 35.1 | 30 | 9000 | 13500 | 150% | 2 | 0 | 17.5 |  |  |  |  | R-454B | 0.5 | Residential & Commercial | VSMSHP | Non-Ducted CEE Tier 2
215413166 | Mini/Multi Split | MIDEA | HRCU-A-CB-O | 37MPRAQ09AA3 |  | Mini-Splits(Non-Ducted) | D5MPHAQ09XA3 |  | 9000 | 33.5 | 22 | 12000 | 13500 | 112.5% | 2 | 0 | 17 |  |  |  |  | R-454B | 0.75 | Residential & Commercial | VSMSHP | Non-Ducted CEE Tier 2
215413167 | Mini/Multi Split | MIDEA | HRCU-A-CB-O | 37MPRAQ12AA3 |  | Mini-Splits(Non-Ducted) | D5MPHAQ12XA3 |  | 12000 | 29.5 | 14.5 | 12000 | 13500 | 112.5% | 2 | 0 | 14.3 |  |  |  |  | R-454B | 1 | Residential & Commercial | VSMSHP | Non-Ducted CEE Tier 2
215413168 | Mini/Multi Split | MIDEA | HRCU-A-CB-O | 37MPRAQ18AA3 |  | Mini-Splits(Non-Ducted) | D5MPHAQ18XA3 |  | 18000 | 25.8 | 16.2 | 20000 | 22600 | 113% | 2.34 | 0 | 15 |  |  |  |  | R-454B | 1.5 | Residential & Commercial | VSMSHP | Non-Ducted CEE Tier 2
215413171 | Mini/Multi Split | CARRIER | HRCU-A-CB-O | 37MHRAQ09AA1 |  | Mini-Splits(Non-Ducted) | 45MHHAQ09XC1 |  | 9000 | 21.5 | 9.1 | 10000 | 7000 | 70% | 1.95 | 0 | 12.5 |  |  |  |  | R-454B | 0.75 | Residential & Commercial | VSMSHP
215413173 | Mini/Multi Split | CARRIER | HRCU-A-CB-O | 37MHRAQ09AA3 |  | Mini-Splits(Non-Ducted) | 45MHHAQ09XC3 |  | 9000 | 21.7 | 9.4 | 10000 | 7000 | 70% | 2 | 0 | 12.6 |  |  |  |  | R-454B | 0.75 | Residential & Commercial | VSMSHP
215413176 | Mini/Multi Split | CARRIER | HRCU-A-CB-O | 37MHRAQ24AA3 |  | Mini-Splits(Non-Ducted) | 45MHHAQ24XC3 |  | 24000 | 18.5 | 9 | 24000 | 17000 | 70.83% | 2.11 | 0 | 9.5 |  |  |  |  | R-454B | 2 | Residential & Commercial | VSMSHP
215413179 | Mini/Multi Split | BRYANT | HRCU-A-CB-O | 37MHRAQ09AA1 |  | Mini-Splits(Non-Ducted) | 45MHHAQ09XC1 |  | 9000 | 21.5 | 9.1 | 10000 | 7000 | 70% | 1.95 | 0 | 12.5 |  |  |  |  | R-454B | 0.75 | Residential & Commercial | VSMSHP
215413181 | Mini/Multi Split | BRYANT | HRCU-A-CB-O | 37MHRAQ09AA3 |  | Mini-Splits(Non-Ducted) | 45MHHAQ09XC3 |  | 9000 | 21.7 | 9.4 | 10000 | 7000 | 70% | 2 | 0 | 12.6 |  |  |  |  | R-454B | 0.75 | Residential & Commercial | VSMSHP
215413203 | Mini/Multi Split | MIDEA | HRCU-A-CB-O | 37MHRAQ09AA1 |  | Mini-Splits(Non-Ducted) | 45MHHAQ09XC1 |  | 9000 | 21.5 | 9.1 | 10000 | 7000 | 70% | 1.95 | 0 | 12.5 |  |  |  |  | R-454B | 0.75 | Residential & Commercial | VSMSHP
215413205 | Mini/Multi Split | MIDEA | HRCU-A-CB-O | 37MHRAQ09AA3 |  | Mini-Splits(Non-Ducted) | 45MHHAQ09XC3 |  | 9000 | 21.7 | 9.4 | 10000 | 7000 | 70% | 2 | 0 | 12.6 |  |  |  |  | R-454B | 0.75 | Residential & Commercial | VSMSHP
215413208 | Mini/Multi Split | MIDEA | HRCU-A-CB-O | 37MHRAQ24AA3 |  | Mini-Splits(Non-Ducted) | 45MHHAQ24XC3 |  | 24000 | 18.5 | 9 | 24000 | 17000 | 70.83% | 2.11 | 0 | 9.5 |  |  |  |  | R-454B | 2 | Residential & Commercial | VSMSHP
215413211 | Mini/Multi Split | ARCOAIRE | HRCU-A-CB-O | D5CPRAH06AAK |  | Mini-Splits(Non-Ducted) | D5FPHAH06XAK |  | 6000 | 33.1 | 29 | 9000 | 13500 | 150% | 2 | 0 | 16.5 |  |  |  |  | R-454B | 0.5 | Residential & Commercial | VSMSHP | Non-Ducted CEE Tier 2
215413212 | Mini/Multi Split | ARCOAIRE | HRCU-A-CB-O | D5CPRAH09AAK |  | Mini-Splits(Non-Ducted) | D5FPHAH09XAK |  | 9000 | 31.5 | 21 | 12000 | 13500 | 112.5% | 2 | 0 | 16 |  |  |  |  | R-454B | 0.75 | Residential & Commercial | VSMSHP | Non-Ducted CEE Tier 2
215413213 | Mini/Multi Split | ARCOAIRE | HRCU-A-CB-O | D5CPRAH12AAK |  | Mini-Splits(Non-Ducted) | D5FPHAH12XAK |  | 12000 | 28 | 13.5 | 12000 | 13500 | 112.5% | 2 | 0 | 13.5 |  |  |  |  | R-454B | 1 | Residential & Commercial | VSMSHP | Non-Ducted CEE Tier 2
215413214 | Mini/Multi Split | ARCOAIRE | HRCU-A-CB-O | D5CPRAH18AA |  | Mini-Splits(Non-Ducted) | D5FPHAH18XAK |  | 18000 | 24.5 | 15.2 | 20000 | 22600 | 113% | 2.34 | 0 | 14 |  |  |  |  | R-454B | 1.5 | Residential & Commercial | VSMSHP | Non-Ducted CEE Tier 2
215413217 | Mini/Multi Split | ARCOAIRE | HRCU-A-CB-O | D5CERAH09AAJ |  | Mini-Splits(Non-Ducted) | D5FEHAH09XCJ |  | 9000 | 21.5 | 9.1 | 10000 | 7000 | 70% | 1.95 | 0 | 12.5 |  |  |  |  | R-454B | 0.75 | Residential & Commercial | VSMSHP
215413219 | Mini/Multi Split | ARCOAIRE | HRCU-A-CB-O | D5CERAH09AAK |  | Mini-Splits(Non-Ducted) | D5FEHAH09XCK |  | 9000 | 21.7 | 9.4 | 10000 | 7000 | 70% | 2 | 0 | 12.6 |  |  |  |  | R-454B | 0.75 | Residential & Commercial | VSMSHP
215413222 | Mini/Multi Split | ARCOAIRE | HRCU-A-CB-O | D5CERAH24AAK |  | Mini-Splits(Non-Ducted) | D5FEHAH24XCK |  | 24000 | 18.5 | 9 | 24000 | 17000 | 70.83% | 2.11 | 0 | 9.5 |  |  |  |  | R-454B | 2 | Residential & Commercial | VSMSHP
215413225 | Mini/Multi Split | COMFORTMAKER | HRCU-A-CB-O | D5CPRAH06AAK |  | Mini-Splits(Non-Ducted) | D5FPHAH06XAK |  | 6000 | 33.1 | 29 | 9000 | 13500 | 150% | 2 | 0 | 16.5 |  |  |  |  | R-454B | 0.5 | Residential & Commercial | VSMSHP | Non-Ducted CEE Tier 2
215413226 | Mini/Multi Split | COMFORTMAKER | HRCU-A-CB-O | D5CPRAH09AAK |  | Mini-Splits(Non-Ducted) | D5FPHAH09XAK |  | 9000 | 31.5 | 21 | 12000 | 13500 | 112.5% | 2 | 0 | 16 |  |  |  |  | R-454B | 0.75 | Residential & Commercial | VSMSHP | Non-Ducted CEE Tier 2
215413227 | Mini/Multi Split | COMFORTMAKER | HRCU-A-CB-O | D5CPRAH12AAK |  | Mini-Splits(Non-Ducted) | D5FPHAH12XAK |  | 12000 | 28 | 13.5 | 12000 | 13500 | 112.5% | 2 | 0 | 13.5 |  |  |  |  | R-454B | 1 | Residential & Commercial | VSMSHP | Non-Ducted CEE Tier 2
215413228 | Mini/Multi Split | COMFORTMAKER | HRCU-A-CB-O | D5CPRAH18AA |  | Mini-Splits(Non-Ducted) | D5FPHAH18XAK |  | 18000 | 24.5 | 15.2 | 20000 | 22600 | 113% | 2.34 | 0 | 14 |  |  |  |  | R-454B | 1.5 | Residential & Commercial | VSMSHP | Non-Ducted CEE Tier 2
215413231 | Mini/Multi Split | COMFORTMAKER | HRCU-A-CB-O | D5CERAH09AAJ |  | Mini-Splits(Non-Ducted) | D5FEHAH09XCJ |  | 9000 | 21.5 | 9.1 | 10000 | 7000 | 70% | 1.95 | 0 | 12.5 |  |  |  |  | R-454B | 0.75 | Residential & Commercial | VSMSHP
215413233 | Mini/Multi Split | COMFORTMAKER | HRCU-A-CB-O | D5CERAH09AAK |  | Mini-Splits(Non-Ducted) | D5FEHAH09XCK |  | 9000 | 21.7 | 9.4 | 10000 | 7000 | 70% | 2 | 0 | 12.6 |  |  |  |  | R-454B | 0.75 | Residential & Commercial | VSMSHP
215413236 | Mini/Multi Split | COMFORTMAKER | HRCU-A-CB-O | D5CERAH24AAK |  | Mini-Splits(Non-Ducted) | D5FEHAH24XCK |  | 24000 | 18.5 | 9 | 24000 | 17000 | 70.83% | 2.11 | 0 | 9.5 |  |  |  |  | R-454B | 2 | Residential & Commercial | VSMSHP
215413239 | Mini/Multi Split | DAY & NIGHT | HRCU-A-CB-O | D5CPRAH06AAK |  | Mini-Splits(Non-Ducted) | D5FPHAH06XAK |  | 6000 | 33.1 | 29 | 9000 | 13500 | 150% | 2 | 0 | 16.5 |  |  |  |  | R-454B | 0.5 | Residential & Commercial | VSMSHP | Non-Ducted CEE Tier 2
215413240 | Mini/Multi Split | DAY & NIGHT | HRCU-A-CB-O | D5CPRAH09AAK |  | Mini-Splits(Non-Ducted) | D5FPHAH09XAK |  | 9000 | 31.5 | 21 | 12000 | 13500 | 112.5% | 2 | 0 | 16 |  |  |  |  | R-454B | 0.75 | Residential & Commercial | VSMSHP | Non-Ducted CEE Tier 2
215413241 | Mini/Multi Split | DAY & NIGHT | HRCU-A-CB-O | D5CPRAH12AAK |  | Mini-Splits(Non-Ducted) | D5FPHAH12XAK |  | 12000 | 28 | 13.5 | 12000 | 13500 | 112.5% | 2 | 0 | 13.5 |  |  |  |  | R-454B | 1 | Residential & Commercial | VSMSHP | Non-Ducted CEE Tier 2
215413242 | Mini/Multi Split | DAY & NIGHT | HRCU-A-CB-O | D5CPRAH18AA |  | Mini-Splits(Non-Ducted) | D5FPHAH18XAK |  | 18000 | 24.5 | 15.2 | 20000 | 22600 | 113% | 2.34 | 0 | 14 |  |  |  |  | R-454B | 1.5 | Residential & Commercial | VSMSHP | Non-Ducted CEE Tier 2
215413245 | Mini/Multi Split | DAY & NIGHT | HRCU-A-CB-O | D5CERAH09AAJ |  | Mini-Splits(Non-Ducted) | D5FEHAH09XCJ |  | 9000 | 21.5 | 9.1 | 10000 | 7000 | 70% | 1.95 | 0 | 12.5 |  |  |  |  | R-454B | 0.75 | Residential & Commercial | VSMSHP
215413247 | Mini/Multi Split | DAY & NIGHT | HRCU-A-CB-O | D5CERAH09AAK |  | Mini-Splits(Non-Ducted) | D5FEHAH09XCK |  | 9000 | 21.7 | 9.4 | 10000 | 7000 | 70% | 2 | 0 | 12.6 |  |  |  |  | R-454B | 0.75 | Residential & Commercial | VSMSHP
215413250 | Mini/Multi Split | DAY & NIGHT | HRCU-A-CB-O | D5CERAH24AAK |  | Mini-Splits(Non-Ducted) | D5FEHAH24XCK |  | 24000 | 18.5 | 9 | 24000 | 17000 | 70.83% | 2.11 | 0 | 9.5 |  |  |  |  | R-454B | 2 | Residential & Commercial | VSMSHP
215413253 | Mini/Multi Split | HEIL | HRCU-A-CB-O | D5CPRAH06AAK |  | Mini-Splits(Non-Ducted) | D5FPHAH06XAK |  | 6000 | 33.1 | 29 | 9000 | 13500 | 150% | 2 | 0 | 16.5 |  |  |  |  | R-454B | 0.5 | Residential & Commercial | VSMSHP | Non-Ducted CEE Tier 2
215413254 | Mini/Multi Split | HEIL | HRCU-A-CB-O | D5CPRAH09AAK |  | Mini-Splits(Non-Ducted) | D5FPHAH09XAK |  | 9000 | 31.5 | 21 | 12000 | 13500 | 112.5% | 2 | 0 | 16 |  |  |  |  | R-454B | 0.75 | Residential & Commercial | VSMSHP | Non-Ducted CEE Tier 2
215413255 | Mini/Multi Split | HEIL | HRCU-A-CB-O | D5CPRAH12AAK |  | Mini-Splits(Non-Ducted) | D5FPHAH12XAK |  | 12000 | 28 | 13.5 | 12000 | 13500 | 112.5% | 2 | 0 | 13.5 |  |  |  |  | R-454B | 1 | Residential & Commercial | VSMSHP | Non-Ducted CEE Tier 2
215413256 | Mini/Multi Split | HEIL | HRCU-A-CB-O | D5CPRAH18AA |  | Mini-Splits(Non-Ducted) | D5FPHAH18XAK |  | 18000 | 24.5 | 15.2 | 20000 | 22600 | 113% | 2.34 | 0 | 14 |  |  |  |  | R-454B | 1.5 | Residential & Commercial | VSMSHP | Non-Ducted CEE Tier 2
215413259 | Mini/Multi Split | HEIL | HRCU-A-CB-O | D5CERAH09AAJ |  | Mini-Splits(Non-Ducted) | D5FEHAH09XCJ |  | 9000 | 21.5 | 9.1 | 10000 | 7000 | 70% | 1.95 | 0 | 12.5 |  |  |  |  | R-454B | 0.75 | Residential & Commercial | VSMSHP
215413261 | Mini/Multi Split | HEIL | HRCU-A-CB-O | D5CERAH09AAK |  | Mini-Splits(Non-Ducted) | D5FEHAH09XCK |  | 9000 | 21.7 | 9.4 | 10000 | 7000 | 70% | 2 | 0 | 12.6 |  |  |  |  | R-454B | 0.75 | Residential & Commercial | VSMSHP
215413264 | Mini/Multi Split | HEIL | HRCU-A-CB-O | D5CERAH24AAK |  | Mini-Splits(Non-Ducted) | D5FEHAH24XCK |  | 24000 | 18.5 | 9 | 24000 | 17000 | 70.83% | 2.11 | 0 | 9.5 |  |  |  |  | R-454B | 2 | Residential & Commercial | VSMSHP
215413273 | Mini/Multi Split | KEEPRITE | HRCU-A-CB-O | D5CERAH09AAJ |  | Mini-Splits(Non-Ducted) | D5FEHAH09XCJ |  | 9000 | 21.5 | 9.1 | 10000 | 7000 | 70% | 1.95 | 0 | 12.5 |  |  |  |  | R-454B | 0.75 | Residential & Commercial | VSMSHP
215413275 | Mini/Multi Split | KEEPRITE | HRCU-A-CB-O | D5CERAH09AAK |  | Mini-Splits(Non-Ducted) | D5FEHAH09XCK |  | 9000 | 21.7 | 9.4 | 10000 | 7000 | 70% | 2 | 0 | 12.6 |  |  |  |  | R-454B | 0.75 | Residential & Commercial | VSMSHP
215413278 | Mini/Multi Split | KEEPRITE | HRCU-A-CB-O | D5CERAH24AAK |  | Mini-Splits(Non-Ducted) | D5FEHAH24XCK |  | 24000 | 18.5 | 9 | 24000 | 17000 | 70.83% | 2.11 | 0 | 9.5 |  |  |  |  | R-454B | 2 | Residential & Commercial | VSMSHP
215413281 | Mini/Multi Split | KENMORE | HRCU-A-CB-O | D5CPRAH06AAK |  | Mini-Splits(Non-Ducted) | D5FPHAH06XAK |  | 6000 | 33.1 | 29 | 9000 | 13500 | 150% | 2 | 0 | 16.5 |  |  |  |  | R-454B | 0.5 | Residential & Commercial | VSMSHP | Non-Ducted CEE Tier 2
215413282 | Mini/Multi Split | KENMORE | HRCU-A-CB-O | D5CPRAH09AAK |  | Mini-Splits(Non-Ducted) | D5FPHAH09XAK |  | 9000 | 31.5 | 21 | 12000 | 13500 | 112.5% | 2 | 0 | 16 |  |  |  |  | R-454B | 0.75 | Residential & Commercial | VSMSHP | Non-Ducted CEE Tier 2
215413283 | Mini/Multi Split | KENMORE | HRCU-A-CB-O | D5CPRAH12AAK |  | Mini-Splits(Non-Ducted) | D5FPHAH12XAK |  | 12000 | 28 | 13.5 | 12000 | 13500 | 112.5% | 2 | 0 | 13.5 |  |  |  |  | R-454B | 1 | Residential & Commercial | VSMSHP | Non-Ducted CEE Tier 2
215413284 | Mini/Multi Split | KENMORE | HRCU-A-CB-O | D5CPRAH18AA |  | Mini-Splits(Non-Ducted) | D5FPHAH18XAK |  | 18000 | 24.5 | 15.2 | 20000 | 22600 | 113% | 2.34 | 0 | 14 |  |  |  |  | R-454B | 1.5 | Residential & Commercial | VSMSHP | Non-Ducted CEE Tier 2
215413287 | Mini/Multi Split | KENMORE | HRCU-A-CB-O | D5CERAH09AAJ |  | Mini-Splits(Non-Ducted) | D5FEHAH09XCJ |  | 9000 | 21.5 | 9.1 | 10000 | 7000 | 70% | 1.95 | 0 | 12.5 |  |  |  |  | R-454B | 0.75 | Residential & Commercial | VSMSHP
215413289 | Mini/Multi Split | KENMORE | HRCU-A-CB-O | D5CERAH09AAK |  | Mini-Splits(Non-Ducted) | D5FEHAH09XCK |  | 9000 | 21.7 | 9.4 | 10000 | 7000 | 70% | 2 | 0 | 12.6 |  |  |  |  | R-454B | 0.75 | Residential & Commercial | VSMSHP
215413292 | Mini/Multi Split | KENMORE | HRCU-A-CB-O | D5CERAH24AAK |  | Mini-Splits(Non-Ducted) | D5FEHAH24XCK |  | 24000 | 18.5 | 9 | 24000 | 17000 | 70.83% | 2.11 | 0 | 9.5 |  |  |  |  | R-454B | 2 | Residential & Commercial | VSMSHP
215413295 | Mini/Multi Split | MIDEA | HRCU-A-CB-O | D5CPRAH06AAK |  | Mini-Splits(Non-Ducted) | D5FPHAH06XAK |  | 6000 | 33.1 | 29 | 9000 | 13500 | 150% | 2 | 0 | 16.5 |  |  |  |  | R-454B | 0.5 | Residential & Commercial | VSMSHP | Non-Ducted CEE Tier 2
215413296 | Mini/Multi Split | MIDEA | HRCU-A-CB-O | D5CPRAH09AAK |  | Mini-Splits(Non-Ducted) | D5FPHAH09XAK |  | 9000 | 31.5 | 21 | 12000 | 13500 | 112.5% | 2 | 0 | 16 |  |  |  |  | R-454B | 0.75 | Residential & Commercial | VSMSHP | Non-Ducted CEE Tier 2
215413297 | Mini/Multi Split | MIDEA | HRCU-A-CB-O | D5CPRAH12AAK |  | Mini-Splits(Non-Ducted) | D5FPHAH12XAK |  | 12000 | 28 | 13.5 | 12000 | 13500 | 112.5% | 2 | 0 | 13.5 |  |  |  |  | R-454B | 1 | Residential & Commercial | VSMSHP | Non-Ducted CEE Tier 2
215413298 | Mini/Multi Split | MIDEA | HRCU-A-CB-O | D5CPRAH18AA |  | Mini-Splits(Non-Ducted) | D5FPHAH18XAK |  | 18000 | 24.5 | 15.2 | 20000 | 22600 | 113% | 2.34 | 0 | 14 |  |  |  |  | R-454B | 1.5 | Residential & Commercial | VSMSHP | Non-Ducted CEE Tier 2
215413301 | Mini/Multi Split | MIDEA | HRCU-A-CB-O | D5CERAH09AAJ |  | Mini-Splits(Non-Ducted) | D5FEHAH09XCJ |  | 9000 | 21.5 | 9.1 | 10000 | 7000 | 70% | 1.95 | 0 | 12.5 |  |  |  |  | R-454B | 0.75 | Residential & Commercial | VSMSHP
215413303 | Mini/Multi Split | MIDEA | HRCU-A-CB-O | D5CERAH09AAK |  | Mini-Splits(Non-Ducted) | D5FEHAH09XCK |  | 9000 | 21.7 | 9.4 | 10000 | 7000 | 70% | 2 | 0 | 12.6 |  |  |  |  | R-454B | 0.75 | Residential & Commercial | VSMSHP
215413306 | Mini/Multi Split | MIDEA | HRCU-A-CB-O | D5CERAH24AAK |  | Mini-Splits(Non-Ducted) | D5FEHAH24XCK |  | 24000 | 18.5 | 9 | 24000 | 17000 | 70.83% | 2.11 | 0 | 9.5 |  |  |  |  | R-454B | 2 | Residential & Commercial | VSMSHP
215413309 | Mini/Multi Split | TEMPSTAR | HRCU-A-CB-O | D5CPRAH06AAK |  | Mini-Splits(Non-Ducted) | D5FPHAH06XAK |  | 6000 | 33.1 | 29 | 9000 | 13500 | 150% | 2 | 0 | 16.5 |  |  |  |  | R-454B | 0.5 | Residential & Commercial | VSMSHP | Non-Ducted CEE Tier 2
215413310 | Mini/Multi Split | TEMPSTAR | HRCU-A-CB-O | D5CPRAH09AAK |  | Mini-Splits(Non-Ducted) | D5FPHAH09XAK |  | 9000 | 31.5 | 21 | 12000 | 13500 | 112.5% | 2 | 0 | 16 |  |  |  |  | R-454B | 0.75 | Residential & Commercial | VSMSHP | Non-Ducted CEE Tier 2
215413311 | Mini/Multi Split | TEMPSTAR | HRCU-A-CB-O | D5CPRAH12AAK |  | Mini-Splits(Non-Ducted) | D5FPHAH12XAK |  | 12000 | 28 | 13.5 | 12000 | 13500 | 112.5% | 2 | 0 | 13.5 |  |  |  |  | R-454B | 1 | Residential & Commercial | VSMSHP | Non-Ducted CEE Tier 2
215413312 | Mini/Multi Split | TEMPSTAR | HRCU-A-CB-O | D5CPRAH18AA |  | Mini-Splits(Non-Ducted) | D5FPHAH18XAK |  | 18000 | 24.5 | 15.2 | 20000 | 22600 | 113% | 2.34 | 0 | 14 |  |  |  |  | R-454B | 1.5 | Residential & Commercial | VSMSHP | Non-Ducted CEE Tier 2
215413315 | Mini/Multi Split | TEMPSTAR | HRCU-A-CB-O | D5CERAH09AAJ |  | Mini-Splits(Non-Ducted) | D5FEHAH09XCJ |  | 9000 | 21.5 | 9.1 | 10000 | 7000 | 70% | 1.95 | 0 | 12.5 |  |  |  |  | R-454B | 0.75 | Residential & Commercial | VSMSHP
215413317 | Mini/Multi Split | TEMPSTAR | HRCU-A-CB-O | D5CERAH09AAK |  | Mini-Splits(Non-Ducted) | D5FEHAH09XCK |  | 9000 | 21.7 | 9.4 | 10000 | 7000 | 70% | 2 | 0 | 12.6 |  |  |  |  | R-454B | 0.75 | Residential & Commercial | VSMSHP
215413320 | Mini/Multi Split | TEMPSTAR | HRCU-A-CB-O | D5CERAH24AAK |  | Mini-Splits(Non-Ducted) | D5FEHAH24XCK |  | 24000 | 18.5 | 9 | 24000 | 17000 | 70.83% | 2.11 | 0 | 9.5 |  |  |  |  | R-454B | 2 | Residential & Commercial | VSMSHP
215413323 | Mini/Multi Split | SMART COMFORT | HRCU-A-CB-O | D5CPRAH06AAK |  | Mini-Splits(Non-Ducted) | D5FPHAH06XAK |  | 6000 | 33.1 | 29 | 9000 | 13500 | 150% | 2 | 0 | 16.5 |  |  |  |  | R-454B | 0.5 | Residential & Commercial | VSMSHP | Non-Ducted CEE Tier 2
215413324 | Mini/Multi Split | SMART COMFORT | HRCU-A-CB-O | D5CPRAH09AAK |  | Mini-Splits(Non-Ducted) | D5FPHAH09XAK |  | 9000 | 31.5 | 21 | 12000 | 13500 | 112.5% | 2 | 0 | 16 |  |  |  |  | R-454B | 0.75 | Residential & Commercial | VSMSHP | Non-Ducted CEE Tier 2
215413325 | Mini/Multi Split | SMART COMFORT | HRCU-A-CB-O | D5CPRAH12AAK |  | Mini-Splits(Non-Ducted) | D5FPHAH12XAK |  | 12000 | 28 | 13.5 | 12000 | 13500 | 112.5% | 2 | 0 | 13.5 |  |  |  |  | R-454B | 1 | Residential & Commercial | VSMSHP | Non-Ducted CEE Tier 2
215413326 | Mini/Multi Split | SMART COMFORT | HRCU-A-CB-O | D5CPRAH18AA |  | Mini-Splits(Non-Ducted) | D5FPHAH18XAK |  | 18000 | 24.5 | 15.2 | 20000 | 22600 | 113% | 2.34 | 0 | 14 |  |  |  |  | R-454B | 1.5 | Residential & Commercial | VSMSHP | Non-Ducted CEE Tier 2
215413329 | Mini/Multi Split | SMART COMFORT | HRCU-A-CB-O | D5CERAH09AAJ |  | Mini-Splits(Non-Ducted) | D5FEHAH09XCJ |  | 9000 | 21.5 | 9.1 | 10000 | 7000 | 70% | 1.95 | 0 | 12.5 |  |  |  |  | R-454B | 0.75 | Residential & Commercial | VSMSHP
215413331 | Mini/Multi Split | SMART COMFORT | HRCU-A-CB-O | D5CERAH09AAK |  | Mini-Splits(Non-Ducted) | D5FEHAH09XCK |  | 9000 | 21.7 | 9.4 | 10000 | 7000 | 70% | 2 | 0 | 12.6 |  |  |  |  | R-454B | 0.75 | Residential & Commercial | VSMSHP
215413334 | Mini/Multi Split | SMART COMFORT | HRCU-A-CB-O | D5CERAH24AAK |  | Mini-Splits(Non-Ducted) | D5FEHAH24XCK |  | 24000 | 18.5 | 9 | 24000 | 17000 | 70.83% | 2.11 | 0 | 9.5 |  |  |  |  | R-454B | 2 | Residential & Commercial | VSMSHP
215413337 | Mini/Multi Split | AIRQUEST | HRCU-A-CB-O | D5CPRAH06AAK |  | Mini-Splits(Non-Ducted) | D5FPHAH06XAK |  | 6000 | 33.1 | 29 | 9000 | 13500 | 150% | 2 | 0 | 16.5 |  |  |  |  | R-454B | 0.5 | Residential & Commercial | VSMSHP | Non-Ducted CEE Tier 2
215413338 | Mini/Multi Split | AIRQUEST | HRCU-A-CB-O | D5CPRAH09AAK |  | Mini-Splits(Non-Ducted) | D5FPHAH09XAK |  | 9000 | 31.5 | 21 | 12000 | 13500 | 112.5% | 2 | 0 | 16 |  |  |  |  | R-454B | 0.75 | Residential & Commercial | VSMSHP | Non-Ducted CEE Tier 2
215413339 | Mini/Multi Split | AIRQUEST | HRCU-A-CB-O | D5CPRAH12AAK |  | Mini-Splits(Non-Ducted) | D5FPHAH12XAK |  | 12000 | 28 | 13.5 | 12000 | 13500 | 112.5% | 2 | 0 | 13.5 |  |  |  |  | R-454B | 1 | Residential & Commercial | VSMSHP | Non-Ducted CEE Tier 2
215413340 | Mini/Multi Split | AIRQUEST | HRCU-A-CB-O | D5CPRAH18AA |  | Mini-Splits(Non-Ducted) | D5FPHAH18XAK |  | 18000 | 24.5 | 15.2 | 20000 | 22600 | 113% | 2.34 | 0 | 14 |  |  |  |  | R-454B | 1.5 | Residential & Commercial | VSMSHP | Non-Ducted CEE Tier 2
215413343 | Mini/Multi Split | AIRQUEST | HRCU-A-CB-O | D5CERAH09AAJ |  | Mini-Splits(Non-Ducted) | D5FEHAH09XCJ |  | 9000 | 21.5 | 9.1 | 10000 | 7000 | 70% | 1.95 | 0 | 12.5 |  |  |  |  | R-454B | 0.75 | Residential & Commercial | VSMSHP
215413345 | Mini/Multi Split | AIRQUEST | HRCU-A-CB-O | D5CERAH09AAK |  | Mini-Splits(Non-Ducted) | D5FEHAH09XCK |  | 9000 | 21.7 | 9.4 | 10000 | 7000 | 70% | 2 | 0 | 12.6 |  |  |  |  | R-454B | 0.75 | Residential & Commercial | VSMSHP
215413348 | Mini/Multi Split | AIRQUEST | HRCU-A-CB-O | D5CERAH24AAK |  | Mini-Splits(Non-Ducted) | D5FEHAH24XCK |  | 24000 | 18.5 | 9 | 24000 | 17000 | 70.83% | 2.11 | 0 | 9.5 |  |  |  |  | R-454B | 2 | Residential & Commercial | VSMSHP
215413351 | Mini/Multi Split | LPS Legacy | HRCU-A-CB-O | D5CPRAH06AAK |  | Mini-Splits(Non-Ducted) | D5FPHAH06XAK |  | 6000 | 33.1 | 29 | 9000 | 13500 | 150% | 2 | 0 | 16.5 |  |  |  |  | R-454B | 0.5 | Residential & Commercial | VSMSHP | Non-Ducted CEE Tier 2
215413352 | Mini/Multi Split | LPS Legacy | HRCU-A-CB-O | D5CPRAH09AAK |  | Mini-Splits(Non-Ducted) | D5FPHAH09XAK |  | 9000 | 31.5 | 21 | 12000 | 13500 | 112.5% | 2 | 0 | 16 |  |  |  |  | R-454B | 0.75 | Residential & Commercial | VSMSHP | Non-Ducted CEE Tier 2
215413353 | Mini/Multi Split | LPS Legacy | HRCU-A-CB-O | D5CPRAH12AAK |  | Mini-Splits(Non-Ducted) | D5FPHAH12XAK |  | 12000 | 28 | 13.5 | 12000 | 13500 | 112.5% | 2 | 0 | 13.5 |  |  |  |  | R-454B | 1 | Residential & Commercial | VSMSHP | Non-Ducted CEE Tier 2
215413354 | Mini/Multi Split | LPS Legacy | HRCU-A-CB-O | D5CPRAH18AA |  | Mini-Splits(Non-Ducted) | D5FPHAH18XAK |  | 18000 | 24.5 | 15.2 | 20000 | 22600 | 113% | 2.34 | 0 | 14 |  |  |  |  | R-454B | 1.5 | Residential & Commercial | VSMSHP | Non-Ducted CEE Tier 2
215413357 | Mini/Multi Split | LPS Legacy | HRCU-A-CB-O | D5CERAH09AAJ |  | Mini-Splits(Non-Ducted) | D5FEHAH09XCJ |  | 9000 | 21.5 | 9.1 | 10000 | 7000 | 70% | 1.95 | 0 | 12.5 |  |  |  |  | R-454B | 0.75 | Residential & Commercial | VSMSHP
215413359 | Mini/Multi Split | LPS Legacy | HRCU-A-CB-O | D5CERAH09AAK |  | Mini-Splits(Non-Ducted) | D5FEHAH09XCK |  | 9000 | 21.7 | 9.4 | 10000 | 7000 | 70% | 2 | 0 | 12.6 |  |  |  |  | R-454B | 0.75 | Residential & Commercial | VSMSHP
215413362 | Mini/Multi Split | LPS Legacy | HRCU-A-CB-O | D5CERAH24AAK |  | Mini-Splits(Non-Ducted) | D5FEHAH24XCK |  | 24000 | 18.5 | 9 | 24000 | 17000 | 70.83% | 2.11 | 0 | 9.5 |  |  |  |  | R-454B | 2 | Residential & Commercial | VSMSHP
215413365 | Mini/Multi Split | Grandaire | HRCU-A-CB-O | D5CPRAH06AAK |  | Mini-Splits(Non-Ducted) | D5FPHAH06XAK |  | 6000 | 33.1 | 29 | 9000 | 13500 | 150% | 2 | 0 | 16.5 |  |  |  |  | R-454B | 0.5 | Residential & Commercial | VSMSHP | Non-Ducted CEE Tier 2
215413366 | Mini/Multi Split | Grandaire | HRCU-A-CB-O | D5CPRAH09AAK |  | Mini-Splits(Non-Ducted) | D5FPHAH09XAK |  | 9000 | 31.5 | 21 | 12000 | 13500 | 112.5% | 2 | 0 | 16 |  |  |  |  | R-454B | 0.75 | Residential & Commercial | VSMSHP | Non-Ducted CEE Tier 2
215413367 | Mini/Multi Split | Grandaire | HRCU-A-CB-O | D5CPRAH12AAK |  | Mini-Splits(Non-Ducted) | D5FPHAH12XAK |  | 12000 | 28 | 13.5 | 12000 | 13500 | 112.5% | 2 | 0 | 13.5 |  |  |  |  | R-454B | 1 | Residential & Commercial | VSMSHP | Non-Ducted CEE Tier 2
215413368 | Mini/Multi Split | Grandaire | HRCU-A-CB-O | D5CPRAH18AA |  | Mini-Splits(Non-Ducted) | D5FPHAH18XAK |  | 18000 | 24.5 | 15.2 | 20000 | 22600 | 113% | 2.34 | 0 | 14 |  |  |  |  | R-454B | 1.5 | Residential & Commercial | VSMSHP | Non-Ducted CEE Tier 2
215413371 | Mini/Multi Split | Grandaire | HRCU-A-CB-O | D5CERAH09AAJ |  | Mini-Splits(Non-Ducted) | D5FEHAH09XCJ |  | 9000 | 21.5 | 9.1 | 10000 | 7000 | 70% | 1.95 | 0 | 12.5 |  |  |  |  | R-454B | 0.75 | Residential & Commercial | VSMSHP
215413373 | Mini/Multi Split | Grandaire | HRCU-A-CB-O | D5CERAH09AAK |  | Mini-Splits(Non-Ducted) | D5FEHAH09XCK |  | 9000 | 21.7 | 9.4 | 10000 | 7000 | 70% | 2 | 0 | 12.6 |  |  |  |  | R-454B | 0.75 | Residential & Commercial | VSMSHP
215413376 | Mini/Multi Split | Grandaire | HRCU-A-CB-O | D5CERAH24AAK |  | Mini-Splits(Non-Ducted) | D5FEHAH24XCK |  | 24000 | 18.5 | 9 | 24000 | 17000 | 70.83% | 2.11 | 0 | 9.5 |  |  |  |  | R-454B | 2 | Residential & Commercial | VSMSHP
215413808 | Mini/Multi Split | GREE | HRCU-A-CB-O | ENV09HP230V1R32AO |  | Mini-Splits(Non-Ducted) | CAS09HP230V1R32AH |  | 9100 | 24 | 9.2 | 10500 | 7600 | 72.38% | 1.94 | 0 | 15 |  |  |  |  | R-32 | 0.75833 | Residential & Commercial | VSMSHP
215413809 | Mini/Multi Split | GREE | HRCU-A-CB-O | ENV09HP230V1R32AO |  | Mini-Splits(Non-Ducted) | OWC09HP230V1R32AH |  | 9100 | 22 | 9.5 | 10500 | 9400 | 89.52% | 1.97 | 0 | 13.1 |  |  |  |  | R-32 | 0.75833 | Residential & Commercial | VSMSHP | Non-Ducted CEE Tier 2
215413810 | Mini/Multi Split | GREE | HRCU-A-CB-O | ENV09HP230V1R32AO |  | Mini-Splits(Non-Ducted) | FLR09HP230V1R32AH |  | 9100 | 25 | 9.6 | 10500 | 10000 | 95.24% | 1.95 | 0 | 14.2 |  |  |  |  | R-32 | 0.75833 | Residential & Commercial | VSMSHP | Non-Ducted CEE Tier 2
215413811 | Mini/Multi Split | GREE | HRCU-A-CB-O | ENV09HP230V1R32AO |  | Mini-Splits(Non-Ducted) | CON09HP230V1R32AH |  | 9100 | 23 | 9.4 | 10500 | 8700 | 82.86% | 1.75 | 0 | 15 |  |  |  |  | R-32 | 0.75833 | Residential & Commercial | VSMSHP
215413813 | Mini/Multi Split | GREE | HRCU-A-CB-O | VIR09HP230V1R32AO |  | Mini-Splits(Non-Ducted) | CAS09HP230V1R32AH |  | 9100 | 24 | 9.2 | 10500 | 7600 | 72.38% | 1.94 | 0 | 15 |  |  |  |  | R-32 | 0.75833 | Residential & Commercial | VSMSHP
215413814 | Mini/Multi Split | GREE | HRCU-A-CB-O | VIR09HP230V1R32AO |  | Mini-Splits(Non-Ducted) | OWC09HP230V1R32AH |  | 9100 | 22 | 9.5 | 10500 | 9400 | 89.52% | 1.97 | 0 | 13.1 |  |  |  |  | R-32 | 0.75833 | Residential & Commercial | VSMSHP | Non-Ducted CEE Tier 2
215413815 | Mini/Multi Split | GREE | HRCU-A-CB-O | VIR09HP230V1R32AO |  | Mini-Splits(Non-Ducted) | FLR09HP230V1R32AH |  | 9100 | 25 | 9.6 | 10500 | 10000 | 95.24% | 1.95 | 0 | 14.2 |  |  |  |  | R-32 | 0.75833 | Residential & Commercial | VSMSHP | Non-Ducted CEE Tier 2
215413816 | Mini/Multi Split | GREE | HRCU-A-CB-O | VIR09HP230V1R32AO |  | Mini-Splits(Non-Ducted) | CON09HP230V1R32AH |  | 9100 | 23 | 9.4 | 10500 | 8700 | 82.86% | 1.75 | 0 | 15 |  |  |  |  | R-32 | 0.75833 | Residential & Commercial | VSMSHP
215413820 | Mini/Multi Split | GREE | HRCU-A-CB-O | LIV30HP230V1R32AO |  | Mini-Splits(Non-Ducted) | CAS30HP230V1R32AH |  | 30000 | 22.5 | 8.5 | 30000 | 21000 | 70% | 1.8 | 0 | 11.25 |  |  |  |  | R-32 | 2.5 | Residential & Commercial | VSMSHP
215414348 | Mini/Multi Split | GREE | HRCU-A-CB-O | GWH12AUCXD-D6DNA1B/O |  | Mini-Splits(Non-Ducted) | GKH(12)EB-D6DN***/I |  | 12000 | 23 | 9 | 12000 | 10000 | 83.33% | 1.9 | 0 | 13 |  |  |  |  | R-32 | 1 | Residential & Commercial | VSMSHP
215414349 | Mini/Multi Split | GREE | HRCU-A-CB-O | GWH12AUCXD-D6DNA1B/O |  | Mini-Splits(Non-Ducted) | GKH(12)DA-D6DN***/I |  | 12000 | 21.5 | 9.5 | 12000 | 10000 | 83.33% | 1.9 | 0 | 12.3 |  |  |  |  | R-32 | 1 | Residential & Commercial | VSMSHP | Non-Ducted CEE Tier 2
215414350 | Mini/Multi Split | GREE | HRCU-A-CB-O | GWH12AUCXD-D6DNA1B/O |  | Mini-Splits(Non-Ducted) | GTH(12)CA-D6DN***/I |  | 12000 | 23 | 9.5 | 12000 | 10000 | 83.33% | 1.9 | 0 | 13 |  |  |  |  | R-32 | 1 | Residential & Commercial | VSMSHP | Non-Ducted CEE Tier 2
215414351 | Mini/Multi Split | GREE | HRCU-A-CB-O | GWH12AUCXD-D6DNA1B/O |  | Mini-Splits(Non-Ducted) | GEH(12)AA-D6DN***/I |  | 12000 | 23 | 9 | 12000 | 10000 | 83.33% | 1.9 | 0 | 13 |  |  |  |  | R-32 | 1 | Residential & Commercial | VSMSHP
215414354 | Mini/Multi Split | GREE | HRCU-A-CB-O | GWH24AVEXH-D6DNA1A/O |  | Mini-Splits(Non-Ducted) | GKH(24)EC-D6DN***/I |  | 22000 | 23 | 9 | 24000 | 17000 | 70.83% | 1.8 | 0 | 12.5 |  |  |  |  | R-32 | 1.8333 | Residential & Commercial | VSMSHP
215414355 | Mini/Multi Split | GREE | HRCU-A-CB-O | GWH24AVEXH-D6DNA1A/O |  | Mini-Splits(Non-Ducted) | GFH(24)DB-D6DN***/I |  | 22000 | 22 | 9 | 24000 | 21000 | 87.5% | 1.8 | 0 | 12.5 |  |  |  |  | R-32 | 1.8333 | Residential & Commercial | VSMSHP
215414356 | Mini/Multi Split | GREE | HRCU-A-CB-O | GWH24AVEXH-D6DNA1A/O |  | Mini-Splits(Non-Ducted) | GTH(24)CB-D6DN***/I |  | 22000 | 23 | 9.5 | 24000 | 21000 | 87.5% | 1.8 | 0 | 13 |  |  |  |  | R-32 | 1.8333 | Residential & Commercial | VSMSHP | Non-Ducted CEE Tier 2
215414825 | Mini/Multi Split | ZEPHYR | HRCU-A-CB-O | ZE-18CB22O |  | Mini-Splits(Non-Ducted) | ZE-18CB22I |  | 18000 | 21 | 9.8 | 18000 | 13700 | 76.11% | 2.5 | 0 | 11.95 |  |  |  |  | R-32 | 1.5 | Residential & Commercial | VSMSHP | Non-Ducted CEE Tier 2
215414826 | Mini/Multi Split | ZEPHYR | HRCU-A-CB-O | ZE-24CB22O |  | Mini-Splits(Non-Ducted) | ZE-24CB22I |  | 24000 | 19.5 | 8.5 | 24000 | 18500 | 77.08% | 1.9 | 0 | 10.6 |  |  |  |  | R-32 | 2 | Residential & Commercial | VSMSHP
215414829 | Mini/Multi Split | ZEPHYR | HRCU-A-CB-O | ZE-09CB25O |  | Mini-Splits(Non-Ducted) | ZE-09CB25I |  | 9000 | 25 | 11 | 9000 | 9000 | 100% | 2.1 | 0 | 13.65 |  |  |  |  | R-454B | 0.75 | Residential & Commercial | VSMSHP | Non-Ducted CEE Tier 2
215414830 | Mini/Multi Split | ZEPHYR | HRCU-A-CB-O | ZE-12CB25O |  | Mini-Splits(Non-Ducted) | ZE-12CB25I |  | 12000 | 23 | 10 | 12000 | 11000 | 91.67% | 2 | 0 | 12.25 |  |  |  |  | R-454B | 1 | Residential & Commercial | VSMSHP | Non-Ducted CEE Tier 2
215414831 | Mini/Multi Split | ZEPHYR | HRCU-A-CB-O | ZE-18CB25O |  | Mini-Splits(Non-Ducted) | ZE-18CB25I |  | 18000 | 21 | 10 | 18000 | 18000 | 100% | 1.9 | 0 | 12.95 |  |  |  |  | R-454B | 1.5 | Residential & Commercial | VSMSHP | Non-Ducted CEE Tier 2
215414832 | Mini/Multi Split | ZEPHYR | HRCU-A-CB-O | ZE-24CB25O |  | Mini-Splits(Non-Ducted) | ZE-24CB25I |  | 24000 | 22.5 | 9.5 | 24000 | 19800 | 82.5% | 1.8 | 0 | 12.25 |  |  |  |  | R-454B | 2 | Residential & Commercial | VSMSHP | Non-Ducted CEE Tier 2
215414833 | Mini/Multi Split | ZEPHYR | HRCU-A-CB-O | ZE-09DB25O |  | Mini-Splits(Non-Ducted) | ZE-09DB25I |  | 9000 | 23 | 10 | 9500 | 8700 | 91.58% | 1.9 | 0 | 14.05 |  |  |  |  | R-454B | 0.75 | Residential & Commercial | VSMSHP | Non-Ducted CEE Tier 2
215414834 | Mini/Multi Split | ZEPHYR | HRCU-A-CB-O | ZE-12DB25O |  | Mini-Splits(Non-Ducted) | ZE-12DB25I |  | 12000 | 22 | 9.5 | 12000 | 9200 | 76.67% | 1.9 | 0 | 12.25 |  |  |  |  | R-454B | 1 | Residential & Commercial | VSMSHP | Non-Ducted CEE Tier 2
215415445 | Mini/Multi Split | GREE | HRCU-A-CB-O | SAP24HP230V1R32AO |  | Mini-Splits(Non-Ducted) | CAS24HP230V1R32AH |  | 22000 | 23 | 9 | 24000 | 17000 | 70.83% | 1.8 | 0 | 12.5 |  |  |  |  | R-32 | 1.8333 | Residential & Commercial | VSMSHP
215415446 | Mini/Multi Split | GREE | HRCU-A-CB-O | SAP24HP230V1R32AO |  | Mini-Splits(Non-Ducted) | DUC24HP230V1R32AH |  | 22000 | 22 | 9 | 24000 | 21000 | 87.5% | 1.8 | 0 | 12.5 |  |  |  |  | R-32 | 1.8333 | Residential & Commercial | VSMSHP
215415447 | Mini/Multi Split | GREE | HRCU-A-CB-O | SAP24HP230V1R32AO |  | Mini-Splits(Non-Ducted) | FLR24HP230V1R32AH |  | 22000 | 23 | 9.5 | 24000 | 21000 | 87.5% | 1.8 | 0 | 13 |  |  |  |  | R-32 | 1.8333 | Residential & Commercial | VSMSHP | Non-Ducted CEE Tier 2
215415513 | Mini/Multi Split | GREE | HRCU-A-CB-O | GWH24AWEXF-D6DNA1I/O |  | Mini-Splits(Non-Ducted) | GKH(24)EC-D6DN***/I |  | 22000 | 22.5 | 9 | 24000 | 16800 | 70% | 1.8 | 0 | 11.6 |  |  |  |  | R-32 | 1.8333 | Residential & Commercial | VSMSHP
215415514 | Mini/Multi Split | GREE | HRCU-A-CB-O | GWH24AWEXF-D6DNA1I/O |  | Mini-Splits(Non-Ducted) | GTH(24)CB-D6DN***/I |  | 22000 | 22.5 | 9.5 | 24000 | 20000 | 83.33% | 1.8 | 0 | 12.6 |  |  |  |  | R-32 | 1.8333 | Residential & Commercial | VSMSHP | Non-Ducted CEE Tier 2
215415516 | Mini/Multi Split | GREE | HRCU-A-CB-O | VIR24HP230V1R32AO |  | Mini-Splits(Non-Ducted) | CAS24HP230V1R32AH |  | 22000 | 22.5 | 9 | 24000 | 16800 | 70% | 1.8 | 0 | 11.6 |  |  |  |  | R-32 | 1.8333 | Residential & Commercial | VSMSHP
215415517 | Mini/Multi Split | GREE | HRCU-A-CB-O | VIR24HP230V1R32AO |  | Mini-Splits(Non-Ducted) | FLR24HP230V1R32AH |  | 22000 | 22.5 | 9.5 | 24000 | 20000 | 83.33% | 1.8 | 0 | 12.6 |  |  |  |  | R-32 | 1.8333 | Residential & Commercial | VSMSHP | Non-Ducted CEE Tier 2
215415519 | Mini/Multi Split | GREE | HRCU-A-CB-O | ENV24HP230V1R32AO |  | Mini-Splits(Non-Ducted) | CAS24HP230V1R32AH |  | 22000 | 22.5 | 9 | 24000 | 16800 | 70% | 1.8 | 0 | 11.6 |  |  |  |  | R-32 | 1.8333 | Residential & Commercial | VSMSHP
215415520 | Mini/Multi Split | GREE | HRCU-A-CB-O | ENV24HP230V1R32AO |  | Mini-Splits(Non-Ducted) | FLR24HP230V1R32AH |  | 22000 | 22.5 | 9.5 | 24000 | 20000 | 83.33% | 1.8 | 0 | 12.6 |  |  |  |  | R-32 | 1.8333 | Residential & Commercial | VSMSHP | Non-Ducted CEE Tier 2
215415521 | Mini/Multi Split | GREE | HRCU-A-CB-O | GWH18AUDXF-D6DNA1A/O |  | Mini-Splits(Non-Ducted) | GKH(18)DA-D6DN***/I |  | 18000 | 21.5 | 8.5 | 18000 | 12600 | 70% | 1.8 | 0 | 10.9 |  |  |  |  | R-32 | 1.5 | Residential & Commercial | VSMSHP
215415522 | Mini/Multi Split | GREE | HRCU-A-CB-O | GWH18AUDXF-D6DNA1A/O |  | Mini-Splits(Non-Ducted) | GKH(18)EB-D6DN***/I |  | 18000 | 21 | 9 | 18000 | 12600 | 70% | 1.8 | 0 | 10.9 |  |  |  |  | R-32 | 1.5 | Residential & Commercial | VSMSHP
215415524 | Mini/Multi Split | GREE | HRCU-A-CB-O | GWH12AVDXE-D6DNA1A/O |  | Mini-Splits(Non-Ducted) | GKH(12)EB-D6DN***/I |  | 12000 | 23 | 8.5 | 12000 | 10000 | 83.33% | 1.9 | 0 | 13 |  |  |  |  | R-32 | 1 | Residential & Commercial | VSMSHP
215415548 | Mini/Multi Split | GREE | HRCU-A-CB-O | SAP09HP230V1R32AO |  | Mini-Splits(Non-Ducted) | CAS09HP230V1R32AH |  | 9100 | 24.5 | 9.5 | 10500 | 8500 | 80.95% | 1.84 | 0 | 15.5 |  |  |  |  | R-32 | 0.75833 | Residential & Commercial | VSMSHP | Non-Ducted CEE Tier 2
215415549 | Mini/Multi Split | GREE | HRCU-A-CB-O | SAP09HP230V1R32AO |  | Mini-Splits(Non-Ducted) | FLR09HP230V1R32AH |  | 9100 | 25.5 | 9.8 | 10500 | 10500 | 100% | 1.9 | 0 | 14.3 |  |  |  |  | R-32 | 0.75833 | Residential & Commercial | VSMSHP | Non-Ducted CEE Tier 2
215415550 | Mini/Multi Split | GREE | HRCU-A-CB-O | SAP09HP230V1R32AO |  | Mini-Splits(Non-Ducted) | CON09HP230V1R32AH |  | 9100 | 23.3 | 9.5 | 10500 | 10000 | 95.24% | 1.75 | 0 | 15.3 |  |  |  |  | R-32 | 0.75833 | Residential & Commercial | VSMSHP | Non-Ducted CEE Tier 2
215415551 | Mini/Multi Split | GREE | HRCU-A-CB-O | SAP09HP230V1R32AO |  | Mini-Splits(Non-Ducted) | OWC09HP230V1R32AH |  | 9100 | 22.5 | 9.5 | 10500 | 9000 | 85.71% | 1.75 | 0 | 13.65 |  |  |  |  | R-32 | 0.75833 | Residential & Commercial | VSMSHP | Non-Ducted CEE Tier 2
215415554 | Mini/Multi Split | GREE | HRCU-A-CB-O | GWH18AUDXF-D6DNA1A/O |  | Mini-Splits(Non-Ducted) | GTH(18)CA-D6DN***/I |  | 18000 | 21.5 | 9.5 | 18000 | 15800 | 87.78% | 1.9 | 0 | 12.8 |  |  |  |  | R-32 | 1.5 | Residential & Commercial | VSMSHP | Non-Ducted CEE Tier 2
215415555 | Mini/Multi Split | GREE | HRCU-A-CB-O | GWH18AUDXF-D6DNA1A/O |  | Mini-Splits(Non-Ducted) | GEH(18)AA-D6DN***/I |  | 18000 | 21.5 | 8.5 | 18000 | 12900 | 71.67% | 1.8 | 0 | 11.6 |  |  |  |  | R-32 | 1.5 | Residential & Commercial | VSMSHP
215415556 | Mini/Multi Split | GREE | HRCU-A-CB-O | GWH18AUDXF-D6DNA1A/O |  | Mini-Splits(Non-Ducted) | GKH(20)DA-D6DN***/I |  | 19000 | 21.5 | 8.5 | 19000 | 14000 | 73.68% | 1.8 | 0 | 10.9 |  |  |  |  | R-32 | 1.5833 | Residential & Commercial | VSMSHP
215415558 | Mini/Multi Split | GREE | HRCU-A-CB-O | LIV36HP230V1R32AO |  | Mini-Splits(Non-Ducted) | FSU36HP230V1R32AH |  | 33600 | 20 | 8.5 | 34000 | 24400 | 71.76% | 2 | 0 | 12 |  |  |  |  | R-32 | 2.8 | Residential & Commercial | VSMSHP
215415563 | Mini/Multi Split | GREE | HRCU-A-CB-O | VIR12HP230V1R32AO |  | Mini-Splits(Non-Ducted) | CAS12HP230V1R32AH |  | 12000 | 23 | 9 | 12000 | 10000 | 83.33% | 1.9 | 0 | 13 |  |  |  |  | R-32 | 1 | Residential & Commercial | VSMSHP
215415564 | Mini/Multi Split | GREE | HRCU-A-CB-O | VIR12HP230V1R32AO |  | Mini-Splits(Non-Ducted) | OWC12HP230V1R32AH |  | 12000 | 21.5 | 9.5 | 12000 | 10000 | 83.33% | 1.9 | 0 | 12.3 |  |  |  |  | R-32 | 1 | Residential & Commercial | VSMSHP | Non-Ducted CEE Tier 2
215415565 | Mini/Multi Split | GREE | HRCU-A-CB-O | VIR12HP230V1R32AO |  | Mini-Splits(Non-Ducted) | FLR12HP230V1R32AH |  | 12000 | 23 | 9.5 | 12000 | 10000 | 83.33% | 1.9 | 0 | 13 |  |  |  |  | R-32 | 1 | Residential & Commercial | VSMSHP | Non-Ducted CEE Tier 2
215415566 | Mini/Multi Split | GREE | HRCU-A-CB-O | VIR12HP230V1R32AO |  | Mini-Splits(Non-Ducted) | CON12HP230V1R32AH |  | 12000 | 23 | 9 | 12000 | 10000 | 83.33% | 1.9 | 0 | 13 |  |  |  |  | R-32 | 1 | Residential & Commercial | VSMSHP
215415568 | Mini/Multi Split | GREE | HRCU-A-CB-O | ENV12HP230V1R32AO |  | Mini-Splits(Non-Ducted) | CAS12HP230V1R32AH |  | 12000 | 23 | 9 | 12000 | 10000 | 83.33% | 1.9 | 0 | 13 |  |  |  |  | R-32 | 1 | Residential & Commercial | VSMSHP
215415569 | Mini/Multi Split | GREE | HRCU-A-CB-O | ENV12HP230V1R32AO |  | Mini-Splits(Non-Ducted) | OWC12HP230V1R32AH |  | 12000 | 21.5 | 9.5 | 12000 | 10000 | 83.33% | 1.9 | 0 | 12.3 |  |  |  |  | R-32 | 1 | Residential & Commercial | VSMSHP | Non-Ducted CEE Tier 2
215415570 | Mini/Multi Split | GREE | HRCU-A-CB-O | ENV12HP230V1R32AO |  | Mini-Splits(Non-Ducted) | FLR12HP230V1R32AH |  | 12000 | 23 | 9.5 | 12000 | 10000 | 83.33% | 1.9 | 0 | 13 |  |  |  |  | R-32 | 1 | Residential & Commercial | VSMSHP | Non-Ducted CEE Tier 2
215415571 | Mini/Multi Split | GREE | HRCU-A-CB-O | ENV12HP230V1R32AO |  | Mini-Splits(Non-Ducted) | CON12HP230V1R32AH |  | 12000 | 23 | 9 | 12000 | 10000 | 83.33% | 1.9 | 0 | 13 |  |  |  |  | R-32 | 1 | Residential & Commercial | VSMSHP
215416008 | Mini/Multi Split | ECO AC | HRCU-A-CB-O | EHH-O30KBA |  | Mini-Splits(Non-Ducted) | EHH-W30KBA |  | 30000 | 20 | 8.5 | 30000 | 23200 | 77.33% | 1.81 | 11.25 | 11.25 |  |  |  |  | R-410A | 2.5 | Residential & Commercial | VSMSHP
215416009 | Mini/Multi Split | ECO AC | HRCU-A-CB-O | EHH-O36KBA |  | Mini-Splits(Non-Ducted) | EHH-W36KBA |  | 33600 | 20 | 8.5 | 34600 | 24400 | 70.52% | 1.85 | 10.5 | 10.5 |  |  |  |  | R-410A | 2.8 | Residential & Commercial | VSMSHP
215416010 | Mini/Multi Split | ECO AC | HRCU-A-CB-O | EHP-O18KBA |  | Mini-Splits(Non-Ducted) | EHP-W18KBA |  | 18000 | 22 | 10 | 18000 | 20000 | 111.1% | 1.8 | 13.5 | 13.5 |  |  |  |  | R-410A | 1.5 | Residential & Commercial | VSMSHP | Non-Ducted CEE Tier 2
215416011 | Mini/Multi Split | ECO AC | HRCU-A-CB-O | EHP-O24KBA |  | Mini-Splits(Non-Ducted) | EHP-W24KBA |  | 22000 | 21.5 | 9.5 | 24000 | 24000 | 100% | 1.9 | 13 | 13 |  |  |  |  | R-410A | 1.8333 | Residential & Commercial | VSMSHP | Non-Ducted CEE Tier 2
215416012 | Mini/Multi Split | ECO AC | HRCU-A-CB-O | EHP-O12KBA |  | Mini-Splits(Non-Ducted) | EHP-W12KBA |  | 12000 | 24 | 8.5 | 12200 | 12000 | 98.36% | 1.91 | 15.3 | 14 |  |  |  |  | R-410A | 1 | Residential & Commercial | VSMSHP
215416013 | Mini/Multi Split | ECO AC | HRCU-A-CB-O | EHP-O09KBA |  | Mini-Splits(Non-Ducted) | EHP-W09KBA |  | 9000 | 27 | 11 | 9000 | 13000 | 144.4% | 1.91 | 16.5 | 16.6 |  |  |  |  | R-410A | 0.75 | Residential & Commercial | VSMSHP | Non-Ducted CEE Tier 2
215416016 | Mini/Multi Split | GREE | HRCU-A-CB-O | GWH18AVEXF-D6DNA1A/O |  | Mini-Splits(Non-Ducted) | GKH(18)DA-D6DN***/I |  | 18000 | 20 | 9.2 | 18000 | 14500 | 80.56% | 1.8 | 0 | 10.75 |  |  |  |  | R-32 | 1.5 | Residential & Commercial | VSMSHP
215416017 | Mini/Multi Split | GREE | HRCU-A-CB-O | GWH18AVEXF-D6DNA1A/O |  | Mini-Splits(Non-Ducted) | GKH(20)DA-D6DN***/I |  | 19000 | 20 | 9.2 | 19500 | 15000 | 76.92% | 1.8 | 0 | 10.25 |  |  |  |  | R-32 | 1.5833 | Residential & Commercial | VSMSHP
215416018 | Mini/Multi Split | GREE | HRCU-A-CB-O | GWH18AVEXF-D6DNA1A/O |  | Mini-Splits(Non-Ducted) | GKH(18)EB-D6DN***/I |  | 18000 | 22 | 8.8 | 18000 | 15000 | 83.33% | 1.8 | 0 | 11.6 |  |  |  |  | R-32 | 1.5 | Residential & Commercial | VSMSHP
215416022 | Mini/Multi Split | GREE | HRCU-A-CB-O | SAP18HP230V1R32AO |  | Mini-Splits(Non-Ducted) | OWC18HP230V1R32AH |  | 18000 | 23.5 | 8.7 | 18000 | 13500 | 75% | 1.8 | 0 | 10.9 |  |  |  |  | R-32 | 1.5 | Residential & Commercial | VSMSHP
215416023 | Mini/Multi Split | GREE | HRCU-A-CB-O | SAP18HP230V1R32AO |  | Mini-Splits(Non-Ducted) | OWC20HP230V1R32AH |  | 19000 | 23.5 | 8.7 | 19000 | 14500 | 76.32% | 1.8 | 0 | 10.75 |  |  |  |  | R-32 | 1.5833 | Residential & Commercial | VSMSHP
215416024 | Mini/Multi Split | GREE | HRCU-A-CB-O | SAP18HP230V1R32AO |  | Mini-Splits(Non-Ducted) | CAS18HP230V1R32AH |  | 18000 | 23 | 9.2 | 18000 | 13500 | 75% | 1.8 | 0 | 10.75 |  |  |  |  | R-32 | 1.5 | Residential & Commercial | VSMSHP
215416025 | Mini/Multi Split | ECO AC | HRCU-A-CB-O | EHH-O12KBA |  | Mini-Splits(Non-Ducted) | EHH-W12KBA |  | 12000 | 24 | 9 | 12000 | 9000 | 75% | 1.85 | 12.5 | 12.5 |  |  |  |  | R-410A | 1 | Residential & Commercial | VSMSHP
215416027 | Mini/Multi Split | ECO AC | HRCU-A-CB-O | EHH-O09KBA |  | Mini-Splits(Non-Ducted) | EHH-W09KBA |  | 9100 | 25.5 | 10.2 | 10500 | 9100 | 86.67% | 1.86 | 14.7 | 14.7 |  |  |  |  | R-410A | 0.75833 | Residential & Commercial | VSMSHP | Non-Ducted CEE Tier 2
215416031 | Mini/Multi Split | ECO AC | HRCU-A-CB-O | EHH-O18KBA |  | Mini-Splits(Non-Ducted) | EHH-W18KBA |  | 18000 | 23 | 8.5 | 18000 | 13000 | 72.22% | 1.85 | 12.5 | 12.5 |  |  |  |  | R-410A | 1.5 | Residential & Commercial | VSMSHP
215417441 | Mini/Multi Split | GREE | HRCU-A-CB-O | GWH09AGCXD-A3DNA1A/O |  | Mini-Splits(Non-Ducted) | GWH09ACCXD-A3DN***/I |  | 9100 | 27 | 10 | 10000 | 9900 | 99% | 1.87 | 0 | 14.55 |  |  |  |  | R-410A | 0.75833 | Residential & Commercial | VSMSHP | Non-Ducted CEE Tier 2
215417449 | Mini/Multi Split | GREE | HRCU-A-CB-O | ENV18HP230V1R32AO |  | Mini-Splits(Non-Ducted) | OWC18HP230V1R32AH |  | 18000 | 21.5 | 8.5 | 18000 | 12600 | 70% | 1.8 | 0 | 10.9 |  |  |  |  | R-32 | 1.5 | Residential & Commercial | VSMSHP
215417450 | Mini/Multi Split | GREE | HRCU-A-CB-O | ENV18HP230V1R32AO |  | Mini-Splits(Non-Ducted) | CAS18HP230V1R32AH |  | 18000 | 21 | 9 | 18000 | 12600 | 70% | 1.8 | 0 | 10.9 |  |  |  |  | R-32 | 1.5 | Residential & Commercial | VSMSHP
215417453 | Mini/Multi Split | GREE | HRCU-A-CB-O | ENV18HP230V1R32AO |  | Mini-Splits(Non-Ducted) | FLR18HP230V1R32AH |  | 18000 | 21.5 | 9.5 | 18000 | 15800 | 87.78% | 1.9 | 0 | 12.8 |  |  |  |  | R-32 | 1.5 | Residential & Commercial | VSMSHP | Non-Ducted CEE Tier 2
215417454 | Mini/Multi Split | GREE | HRCU-A-CB-O | ENV18HP230V1R32AO |  | Mini-Splits(Non-Ducted) | CON18HP230V1R32AH |  | 18000 | 21.5 | 8.5 | 18000 | 12900 | 71.67% | 1.8 | 0 | 11.6 |  |  |  |  | R-32 | 1.5 | Residential & Commercial | VSMSHP
215417455 | Mini/Multi Split | GREE | HRCU-A-CB-O | ENV18HP230V1R32AO |  | Mini-Splits(Non-Ducted) | OWC20HP230V1R32AH |  | 19000 | 21.5 | 8.5 | 19000 | 14000 | 73.68% | 1.8 | 0 | 10.9 |  |  |  |  | R-32 | 1.5833 | Residential & Commercial | VSMSHP
215417456 | Mini/Multi Split | GREE | HRCU-A-CB-O | VIR18HP230V1R32AO |  | Mini-Splits(Non-Ducted) | OWC18HP230V1R32AH |  | 18000 | 21.5 | 8.5 | 18000 | 12600 | 70% | 1.8 | 0 | 10.9 |  |  |  |  | R-32 | 1.5 | Residential & Commercial | VSMSHP
215417457 | Mini/Multi Split | GREE | HRCU-A-CB-O | VIR18HP230V1R32AO |  | Mini-Splits(Non-Ducted) | CAS18HP230V1R32AH |  | 18000 | 21 | 9 | 18000 | 12600 | 70% | 1.8 | 0 | 10.9 |  |  |  |  | R-32 | 1.5 | Residential & Commercial | VSMSHP
215417460 | Mini/Multi Split | GREE | HRCU-A-CB-O | VIR18HP230V1R32AO |  | Mini-Splits(Non-Ducted) | FLR18HP230V1R32AH |  | 18000 | 21.5 | 9.5 | 18000 | 15800 | 87.78% | 1.9 | 0 | 12.8 |  |  |  |  | R-32 | 1.5 | Residential & Commercial | VSMSHP | Non-Ducted CEE Tier 2
215417461 | Mini/Multi Split | GREE | HRCU-A-CB-O | VIR18HP230V1R32AO |  | Mini-Splits(Non-Ducted) | CON18HP230V1R32AH |  | 18000 | 21.5 | 8.5 | 18000 | 12900 | 71.67% | 1.8 | 0 | 11.6 |  |  |  |  | R-32 | 1.5 | Residential & Commercial | VSMSHP
215417462 | Mini/Multi Split | GREE | HRCU-A-CB-O | VIR18HP230V1R32AO |  | Mini-Splits(Non-Ducted) | OWC20HP230V1R32AH |  | 19000 | 21.5 | 8.5 | 19000 | 14000 | 73.68% | 1.8 | 0 | 10.9 |  |  |  |  | R-32 | 1.5833 | Residential & Commercial | VSMSHP
216369231 | Mini/Multi Split | Star Air Kontrol | HRCU-A-CB-O | SAK-18-OCT2/220V |  | Mini-Splits(Non-Ducted) | SAK-18-OCT1/220V |  | 18000 | 22.2 | 12.2 | 18000 | 13100 | 72.78% | 2.24 | 0 | 12.5 |  |  |  |  | R-454B | 1.5 | Residential & Commercial | VSMSHP | Non-Ducted CEE Tier 2
215405089 | Mini/Multi Split | AUX | HRCU-A-CB-O | ASW-H12C5D2/*R3DI-C5 |  | Mini-Splits(Non-Ducted) | ASW-H12C5D2/*R3DI-C5 |  | 12000 | 22 | 9.5 | 12300 | 9100 | 73.98% | 2 | 0 | 11.3 |  |  |  |  | R-32 | 1 | Residential & Commercial | VSMSHP | Non-Ducted CEE Tier 2
215405090 | Mini/Multi Split | AUX | HRCU-A-CB-O | ASW-H12C5C3/*R3DI-C5 |  | Mini-Splits(Non-Ducted) | ASW-H12C5C3/*R3DI-C5 |  | 12000 | 22 | 9.5 | 12300 | 9200 | 74.8% | 2.1 | 0 | 12 |  |  |  |  | R-32 | 1 | Residential & Commercial | VSMSHP | Non-Ducted CEE Tier 2
215405091 | Mini/Multi Split | AUX | HRCU-A-CB-O | ASW-H24F8A2/*R3DI-C7 |  | Mini-Splits(Non-Ducted) | ASW-H24F8A2/*R3DI-C7 |  | 23000 | 22 | 10 | 24000 | 20800 | 86.67% | 2.2 | 0 | 12 |  |  |  |  | R-32 | 1.9167 | Residential & Commercial | VSMSHP | Non-Ducted CEE Tier 2
215405092 | Mini/Multi Split | AUX | HRCU-A-CB-O | ASW-H36I9B2/*R3DI-B8 |  | Mini-Splits(Non-Ducted) | ASW-H36I9B2/*R3DI-B8 |  | 33600 | 20 | 8.5 | 34000 | 23800 | 70% | 2 | 0 | 10.1 |  |  |  |  | R-32 | 2.8 | Residential & Commercial | VSMSHP
215405582 | Mini/Multi Split | TOSOT | HRCU-A-CB-O | TW09HAY32A1DO |  | Mini-Splits(Non-Ducted) | TW09HAY32A1DI |  | 9100 | 30 | 11.2 | 10600 | 11500 | 108.5% | 2.11 | 0 | 16.8 |  |  |  |  | R-32 | 0.75833 | Residential & Commercial | VSMSHP | Non-Ducted CEE Tier 2
215405583 | Mini/Multi Split | TOSOT | HRCU-A-CB-O | TW12HAY32A1DO |  | Mini-Splits(Non-Ducted) | TW12HAY32A1DI |  | 12000 | 28 | 10 | 12200 | 12200 | 100% | 2 | 0 | 15.2 |  |  |  |  | R-32 | 1 | Residential & Commercial | VSMSHP | Non-Ducted CEE Tier 2
215405584 | Mini/Multi Split | TOSOT | HRCU-A-CB-O | TW24HAY32A1DO |  | Mini-Splits(Non-Ducted) | TW24HAY32A1DI |  | 22000 | 27 | 10 | 24000 | 24000 | 100% | 1.8 | 0 | 13.95 |  |  |  |  | R-32 | 1.8333 | Residential & Commercial | VSMSHP | Non-Ducted CEE Tier 2
215405585 | Mini/Multi Split | TOSOT | HRCU-A-CB-O | TW18HAY32A1DO |  | Mini-Splits(Non-Ducted) | TW18HAY32A1DI |  | 18000 | 27.5 | 10 | 18600 | 18000 | 96.77% | 1.8 | 0 | 14.3 |  |  |  |  | R-32 | 1.5 | Residential & Commercial | VSMSHP | Non-Ducted CEE Tier 2
215405709 | Mini/Multi Split | TOSOT | HRCU-A-CB-O | TW09HP32A2AO |  | Mini-Splits(Non-Ducted) | TW09HP32A2AI |  | 9100 | 27 | 10.5 | 10000 | 9500 | 95% | 1.83 | 0 | 15 |  |  |  |  | R-32 | 0.75833 | Residential & Commercial | VSMSHP | Non-Ducted CEE Tier 2
215405710 | Mini/Multi Split | TOSOT | HRCU-A-CB-O | TW12HP32A2AO |  | Mini-Splits(Non-Ducted) | TW12HP32A2AI |  | 12000 | 24.5 | 9.5 | 12000 | 9500 | 79.17% | 1.95 | 0 | 13 |  |  |  |  | R-32 | 1 | Residential & Commercial | VSMSHP | Non-Ducted CEE Tier 2
215405711 | Mini/Multi Split | TOSOT | HRCU-A-CB-O | TW09HP32A2DO |  | Mini-Splits(Non-Ducted) | TW09HP32A2DI |  | 9100 | 26 | 10.4 | 10500 | 9500 | 90.48% | 1.88 | 0 | 15 |  |  |  |  | R-32 | 0.75833 | Residential & Commercial | VSMSHP | Non-Ducted CEE Tier 2
215405712 | Mini/Multi Split | TOSOT | HRCU-A-CB-O | TW12HP32A2DO |  | Mini-Splits(Non-Ducted) | TW12HP32A2DI |  | 12000 | 24.5 | 9.5 | 12000 | 11000 | 91.67% | 1.95 | 0 | 13 |  |  |  |  | R-32 | 1 | Residential & Commercial | VSMSHP | Non-Ducted CEE Tier 2
215405713 | Mini/Multi Split | TOSOT | HRCU-A-CB-O | TW18HP32A2DO |  | Mini-Splits(Non-Ducted) | TW18HP32A2DI |  | 18000 | 24.5 | 9 | 18000 | 14600 | 81.11% | 1.9 | 0 | 13.65 |  |  |  |  | R-32 | 1.5 | Residential & Commercial | VSMSHP
215406438 | Mini/Multi Split | GREE | HRCU-A-CB-O | GWH09AUCXD-D6DNA1C/O |  | Mini-Splits(Non-Ducted) | GKH(09)EB-D6DN***/I |  | 9100 | 24 | 9.2 | 10500 | 7600 | 72.38% | 1.94 | 0 | 15 |  |  |  |  | R-32 | 0.75833 | Residential & Commercial | VSMSHP
215406439 | Mini/Multi Split | GREE | HRCU-A-CB-O | GWH09AUCXD-D6DNA1C/O |  | Mini-Splits(Non-Ducted) | GKH(09)DA-D6DN***/I |  | 9100 | 22 | 9.5 | 10500 | 9400 | 89.52% | 1.97 | 0 | 13.1 |  |  |  |  | R-32 | 0.75833 | Residential & Commercial | VSMSHP | Non-Ducted CEE Tier 2
215406440 | Mini/Multi Split | GREE | HRCU-A-CB-O | GWH09AUCXD-D6DNA1C/O |  | Mini-Splits(Non-Ducted) | GTH(09)CA-D6DN***/I |  | 9100 | 25 | 9.6 | 10500 | 10000 | 95.24% | 1.95 | 0 | 14.2 |  |  |  |  | R-32 | 0.75833 | Residential & Commercial | VSMSHP | Non-Ducted CEE Tier 2
215406441 | Mini/Multi Split | GREE | HRCU-A-CB-O | GWH09AUCXD-D6DNA1C/O |  | Mini-Splits(Non-Ducted) | GEH(09)AA-D6DN***/I |  | 9100 | 23 | 9.4 | 10500 | 8700 | 82.86% | 1.75 | 0 | 15 |  |  |  |  | R-32 | 0.75833 | Residential & Commercial | VSMSHP
215406524 | Mini/Multi Split | TOSOT | HRCU-A-CB-O | TW09HC32A5AO |  | Mini-Splits(Non-Ducted) | TW09HC32A5AI |  | 9100 | 20.5 | 8.8 | 10000 | 7600 | 76% | 1.86 | 0 | 11.9 |  |  |  |  | R-32 | 0.75833 | Residential & Commercial | VSMSHP
215406525 | Mini/Multi Split | TOSOT | HRCU-A-CB-O | TW12HC32A5AO |  | Mini-Splits(Non-Ducted) | TW12HC32A5AI |  | 12000 | 19 | 8.5 | 12000 | 8500 | 70.83% | 1.8 | 0 | 9.3 |  |  |  |  | R-32 | 1 | Residential & Commercial | VSMSHP
215406526 | Mini/Multi Split | TOSOT | HRCU-A-CB-O | TW09HC32A5DO |  | Mini-Splits(Non-Ducted) | TW09HC32A5DI |  | 9100 | 20.5 | 8.8 | 10000 | 7600 | 76% | 1.94 | 0 | 12.5 |  |  |  |  | R-32 | 0.75833 | Residential & Commercial | VSMSHP
215406527 | Mini/Multi Split | TOSOT | HRCU-A-CB-O | TW12HC32A5DO |  | Mini-Splits(Non-Ducted) | TW12HC32A5DI |  | 12000 | 19 | 8.5 | 12000 | 9100 | 75.83% | 1.8 | 0 | 9.75 |  |  |  |  | R-32 | 1 | Residential & Commercial | VSMSHP
215406530 | Mini/Multi Split | TOSOT | HRCU-A-CB-O | TW36HC32A5DO |  | Mini-Splits(Non-Ducted) | TW36HC32A5DI |  | 33600 | 21 | 8.5 | 34000 | 24600 | 72.35% | 1.8 | 0 | 10.6 |  |  |  |  | R-32 | 2.8 | Residential & Commercial | VSMSHP
215406534 | Mini/Multi Split | Satori | HRCU-A-CB-O | STR-H121S/US1 |  | Mini-Splits(Non-Ducted) | STR-H121S/US1 |  | 12000 | 22 | 9 | 12000 | 8700 | 72.5% | 1.8 | 12.5 | 12.5 |  |  |  |  | R-410A | 1 | Residential & Commercial | VSMSHP
215402349 | Mini/Multi Split | QUEBEC VAIR | HRCU-A-CB-O | NE-T52-QVAIR3012E |  | Mini-Splits(Non-Ducted) | NE-T52-QVAIR3012I |  | 12000 | 25.5 | 10.4 | 12000 | 12000 | 100% | 1.8 | 14 | 14 |  |  |  |  | R-410A | 1 | Residential & Commercial | VSMSHP | Non-Ducted CEE Tier 2
215402350 | Mini/Multi Split | QUEBEC VAIR | HRCU-A-CB-O | NE-T52-QVAIR3018E |  | Mini-Splits(Non-Ducted) | NE-T52-QVAIR3018I |  | 18000 | 21.5 | 11.3 | 18000 | 18000 | 100% | 1.8 | 12.5 | 12.5 |  |  |  |  | R-410A | 1.5 | Residential & Commercial | VSMSHP | Non-Ducted CEE Tier 2
215402351 | Mini/Multi Split | MAPLE HEAT | HRCU-A-CB-O | NE-T52-MHEAT3018E |  | Mini-Splits(Non-Ducted) | NE-T52-MHEAT3018I |  | 18000 | 21.5 | 11.3 | 18000 | 18000 | 100% | 1.8 | 12.5 | 12.5 |  |  |  |  | R-410A | 1.5 | Residential & Commercial | VSMSHP | Non-Ducted CEE Tier 2
215402352 | Mini/Multi Split | MAPLE HEAT | HRCU-A-CB-O | NE-T52-MHEAT3012E |  | Mini-Splits(Non-Ducted) | NE-T52-MHEAT3012I |  | 12000 | 25.5 | 10.4 | 12000 | 12000 | 100% | 1.8 | 14 | 14 |  |  |  |  | R-410A | 1 | Residential & Commercial | VSMSHP | Non-Ducted CEE Tier 2
215405088 | Mini/Multi Split | AUX | HRCU-A-CB-O | ASW-H18E3C2/*R3DI-C3 |  | Mini-Splits(Non-Ducted) | ASW-H18E3C2/*R3DI-C3 |  | 18000 | 22 | 9.5 | 18000 | 13500 | 75% | 2.2 | 0 | 12 |  |  |  |  | R-32 | 1.5 | Residential & Commercial | VSMSHP | Non-Ducted CEE Tier 2
215399268 | Mini/Multi Split | TOSOT | HRCU-A-CB-O | TW24HCL32A5DO |  | Mini-Splits(Non-Ducted) | TW24HCL32A5DI |  | 22000 | 24 | 9 | 24000 | 22000 | 91.67% | 1.75 | 0 | 13.1 |  |  |  |  | R-32 | 1.8333 | Residential & Commercial | VSMSHP
215399269 | Mini/Multi Split | TOSOT | HRCU-A-CB-O | TW09HP32A2AO |  | Mini-Splits(Non-Ducted) | TW09HCL32A5AI |  | 9100 | 27 | 10.5 | 10000 | 9500 | 95% | 1.83 | 0 | 15 |  |  |  |  | R-32 | 0.75833 | Residential & Commercial | VSMSHP | Non-Ducted CEE Tier 2
215399270 | Mini/Multi Split | TOSOT | HRCU-A-CB-O | TW09HP32A2DO |  | Mini-Splits(Non-Ducted) | TW09HCL32A5DI |  | 9100 | 26 | 10.4 | 10500 | 9500 | 90.48% | 1.88 | 0 | 15 |  |  |  |  | R-32 | 0.75833 | Residential & Commercial | VSMSHP | Non-Ducted CEE Tier 2
215399271 | Mini/Multi Split | TOSOT | HRCU-A-CB-O | TW12HP32A2DO |  | Mini-Splits(Non-Ducted) | TW12HCL32A5DI |  | 12000 | 24.5 | 9.5 | 12000 | 11000 | 91.67% | 1.95 | 0 | 13 |  |  |  |  | R-32 | 1 | Residential & Commercial | VSMSHP | Non-Ducted CEE Tier 2
215399272 | Mini/Multi Split | TOSOT | HRCU-A-CB-O | TW12HP32A2AO |  | Mini-Splits(Non-Ducted) | TW12HCL32A5AI |  | 12000 | 24.5 | 9.5 | 12000 | 9500 | 79.17% | 1.95 | 0 | 13 |  |  |  |  | R-32 | 1 | Residential & Commercial | VSMSHP | Non-Ducted CEE Tier 2
215399273 | Mini/Multi Split | TOSOT | HRCU-A-CB-O | TW18HP32A2DO |  | Mini-Splits(Non-Ducted) | TW18HCL32A5DI |  | 18000 | 24.5 | 9 | 18000 | 14600 | 81.11% | 1.9 | 0 | 13.65 |  |  |  |  | R-32 | 1.5 | Residential & Commercial | VSMSHP
215399291 | Mini/Multi Split | SAMSUNG | HRCU-A-CB-O | AR12DXDACWKX |  | Mini-Splits(Non-Ducted) | AR12DXDABWKN |  | 12000 | 24 | 10.5 | 12000 | 9000 | 75% | 2.09 | 0 | 14.1 |  |  |  |  | R-32 | 1 | Residential & Commercial | VSMSHP | Non-Ducted CEE Tier 2
215399292 | Mini/Multi Split | SAMSUNG | HRCU-A-CB-O | AR09DXDACWKX |  | Mini-Splits(Non-Ducted) | AR09DXDABWKN |  | 9000 | 25 | 10.5 | 11000 | 8500 | 77.27% | 2.19 | 0 | 16.35 |  |  |  |  | R-32 | 0.75 | Residential & Commercial | VSMSHP | Non-Ducted CEE Tier 2
215399293 | Mini/Multi Split | SAMSUNG | HRCU-A-CB-O | AR12DXDABWKX |  | Mini-Splits(Non-Ducted) | AR12DXDABWKN |  | 12000 | 24 | 10.5 | 12000 | 9000 | 75% | 2.09 | 0 | 14.1 |  |  |  |  | R-32 | 1 | Residential & Commercial | VSMSHP | Non-Ducted CEE Tier 2
215399294 | Mini/Multi Split | SAMSUNG | HRCU-A-CB-O | AR09DXDABWKX |  | Mini-Splits(Non-Ducted) | AR09DXDABWKN |  | 9000 | 25 | 10.5 | 11000 | 8500 | 77.27% | 2.19 | 0 | 16.35 |  |  |  |  | R-32 | 0.75 | Residential & Commercial | VSMSHP | Non-Ducted CEE Tier 2
215402236 | Mini/Multi Split | GREE | HRCU-A-CB-O | GWH12ATCXB-D6DNA4B/O |  | Mini-Splits(Non-Ducted) | GWH12ATCXB-D6DN***/I |  | 12000 | 19 | 8.5 | 12000 | 9100 | 75.83% | 1.8 | 0 | 9.75 |  |  |  |  | R-32 | 1 | Residential & Commercial | VSMSHP
215402266 | Mini/Multi Split | GREE | HRCU-A-CB-O | GWH12AGCXD-D6DNA4D/O |  | Mini-Splits(Non-Ducted) | GWH12AGCXD-D6DN***/I |  | 12000 | 24.5 | 9.5 | 12000 | 11000 | 91.67% | 1.95 | 0 | 13 |  |  |  |  | R-32 | 1 | Residential & Commercial | VSMSHP | Non-Ducted CEE Tier 2
215389735 | Mini/Multi Split | DAIKIN | HRCU-A-CB-O | RXT18AVJU* |  | Mini-Splits(Non-Ducted) | FTXV18AVJU* |  | 18000 | 21 | 9.6 | 21600 | 21600 | 100% | 1.8 | 0 | 12 |  |  |  |  | R-32 | 1.5 | Residential & Commercial | VSMSHP | Non-Ducted CEE Tier 2
215389736 | Mini/Multi Split | DAIKIN | HRCU-A-CB-O | RXT24AVJU* |  | Mini-Splits(Non-Ducted) | FTXV24AVJU* |  | 22400 | 21 | 9.5 | 24000 | 24000 | 100% | 1.8 | 0 | 12 |  |  |  |  | R-32 | 1.8667 | Residential & Commercial | VSMSHP | Non-Ducted CEE Tier 2
215390440 | Mini/Multi Split | FUJITSU | HRCU-A-CB-O | AOUH30KPAS1 |  | Mini-Splits(Non-Ducted) | ASUH30KPAS |  | 30000 | 22 | 10.2 | 30000 | 25800 | 86% | 2.2 | 0 | 11.7 |  |  |  |  | R-32 | 2.5 | Residential & Commercial | VSMSHP | Non-Ducted CEE Tier 2
215390441 | Mini/Multi Split | FUJITSU | HRCU-A-CB-O | AOUH36KPAS1 |  | Mini-Splits(Non-Ducted) | ASUH36KPAS |  | 33000 | 21 | 10 | 34000 | 25800 | 75.88% | 2.2 | 0 | 9.75 |  |  |  |  | R-32 | 2.75 | Residential & Commercial | VSMSHP | Non-Ducted CEE Tier 2
215390442 | Mini/Multi Split | GREE | HRCU-A-CB-O | GWH24ATEXF-D6DNA4H/O |  | Mini-Splits(Non-Ducted) | GWH24ATEXF-D6DN***/I |  | 24000 | 19 | 8.5 | 24000 | 16800 | 70% | 1.81 | 0 | 11.9 |  |  |  |  | R-32 | 2 | Residential & Commercial | VSMSHP
215392073 | Mini/Multi Split | GREE | HRCU-A-CB-O | GWH09AGCXD-D6DNA4D/O |  | Mini-Splits(Non-Ducted) | GWH09AGCXD-D6DN***/I |  | 9100 | 26 | 10.4 | 10500 | 9500 | 90.48% | 1.88 | 0 | 15 |  |  |  |  | R-32 | 0.75833 | Residential & Commercial | VSMSHP | Non-Ducted CEE Tier 2
215387336 | Mini/Multi Split | GREE | HRCU-A-CB-O | GWH18AGDXF-D6DNA4B/O |  | Mini-Splits(Non-Ducted) | GWH18AGDXF-D6DN***/I |  | 18000 | 24.5 | 9 | 18000 | 14600 | 81.11% | 1.9 | 0 | 13.65 |  |  |  |  | R-32 | 1.5 | Residential & Commercial | VSMSHP
215387250 | Mini/Multi Split | TCL | HRCU-A-CB-O | H09SEH19BAC |  | Mini-Splits(Non-Ducted) | H09SEH19BAE |  | 9000 | 19 | 9.5 | 10000 | 7300 | 73% | 2 | 0 | 11.7 |  |  |  |  | R-454B | 0.75 | Residential & Commercial | VSMSHP | Non-Ducted CEE Tier 2
215387251 | Mini/Multi Split | TCL | HRCU-A-CB-O | H12SEH19BAC |  | Mini-Splits(Non-Ducted) | H12SEH19BAE |  | 12000 | 20.5 | 9.5 | 12000 | 8500 | 70.83% | 1.8 | 0 | 10.5 |  |  |  |  | R-454B | 1 | Residential & Commercial | VSMSHP | Non-Ducted CEE Tier 2
215387252 | Mini/Multi Split | TCL | HRCU-A-CB-O | H09SEH19XAC |  | Mini-Splits(Non-Ducted) | H09SEH19XAE |  | 9000 | 20 | 10 | 10000 | 7400 | 74% | 2.1 | 0 | 12 |  |  |  |  | R-454B | 0.75 | Residential & Commercial | VSMSHP | Non-Ducted CEE Tier 2
215387253 | Mini/Multi Split | TCL | HRCU-A-CB-O | H12SEH19XAC |  | Mini-Splits(Non-Ducted) | H12SEH19XAE |  | 12000 | 23 | 9.5 | 12000 | 8500 | 70.83% | 1.8 | 0 | 11.2 |  |  |  |  | R-454B | 1 | Residential & Commercial | VSMSHP | Non-Ducted CEE Tier 2
215387257 | Mini/Multi Split | TCL | HRCU-A-CB-O | H09SBH23BPC |  | Mini-Splits(Non-Ducted) | H09SBH23BPE |  | 9000 | 24 | 10 | 10000 | 7500 | 75% | 2.1 | 0 | 13 |  |  |  |  | R-454B | 0.75 | Residential & Commercial | VSMSHP | Non-Ducted CEE Tier 2
215387258 | Mini/Multi Split | TCL | HRCU-A-CB-O | H12SBH22BPC |  | Mini-Splits(Non-Ducted) | H12SBH22BPE |  | 12000 | 23 | 10 | 12400 | 8900 | 71.77% | 2.1 | 0 | 13 |  |  |  |  | R-454B | 1 | Residential & Commercial | VSMSHP | Non-Ducted CEE Tier 2
215387259 | Mini/Multi Split | TCL | HRCU-A-CB-O | H09SBH23XPC |  | Mini-Splits(Non-Ducted) | H09SBH23XPE |  | 9000 | 24 | 10 | 10000 | 7100 | 71% | 2.1 | 0 | 13 |  |  |  |  | R-454B | 0.75 | Residential & Commercial | VSMSHP | Non-Ducted CEE Tier 2
215387260 | Mini/Multi Split | TCL | HRCU-A-CB-O | H12SBH23XPC |  | Mini-Splits(Non-Ducted) | H12SBH23XPE |  | 12000 | 24 | 10 | 12600 | 9100 | 72.22% | 2.1 | 0 | 13 |  |  |  |  | R-454B | 1 | Residential & Commercial | VSMSHP | Non-Ducted CEE Tier 2
215387261 | Mini/Multi Split | TCL | HRCU-A-CB-O | H18SBH22XPC |  | Mini-Splits(Non-Ducted) | H18SBH22XPE |  | 18000 | 23 | 9.5 | 19000 | 13600 | 71.58% | 1.8 | 0 | 12.5 |  |  |  |  | R-454B | 1.5 | Residential & Commercial | VSMSHP | Non-Ducted CEE Tier 2
215387262 | Mini/Multi Split | TCL | HRCU-A-CB-O | H24SBH20XPC |  | Mini-Splits(Non-Ducted) | H24SBH20XPE |  | 23000 | 23 | 9.5 | 25000 | 18600 | 74.4% | 1.8 | 0 | 12 |  |  |  |  | R-454B | 1.9167 | Residential & Commercial | VSMSHP | Non-Ducted CEE Tier 2
215570370 | Mini/Multi Split | TCL | HRCU-A-CB-O | H09SBH23XPC |  | Mini-Splits(Non-Ducted) | H09CSHU1XAE |  | 9500 | 22 | 10 | 10000 | 7800 | 78% | 1.95 | 0 | 12 |  |  |  |  | R-454B | 0.79167 | Residential & Commercial | VSMSHP | Non-Ducted CEE Tier 2
215570372 | Mini/Multi Split | TCL | HRCU-A-CB-O | H12SBH23XPC |  | Mini-Splits(Non-Ducted) | H12CSHU1XAE |  | 12000 | 21 | 10 | 12000 | 9200 | 76.67% | 1.9 | 0 | 11.7 |  |  |  |  | R-454B | 1 | Residential & Commercial | VSMSHP | Non-Ducted CEE Tier 2
215570374 | Mini/Multi Split | TCL | HRCU-A-CB-O | H18SBH22XPC |  | Mini-Splits(Non-Ducted) | H18CSHU1XAE |  | 16000 | 20 | 8.5 | 18000 | 13400 | 74.44% | 1.76 | 0 | 11.7 |  |  |  |  | R-454B | 1.3333 | Residential & Commercial | VSMSHP
215570376 | Mini/Multi Split | TCL | HRCU-A-CB-O | H24SBH20XPC |  | Mini-Splits(Non-Ducted) | H24CSHU1XAE |  | 23000 | 22 | 10 | 25000 | 19200 | 76.8% | 2 | 0 | 11.7 |  |  |  |  | R-454B | 1.9167 | Residential & Commercial | VSMSHP | Non-Ducted CEE Tier 2
215382942 | Mini/Multi Split | BLUERIDGE | HRCU-A-CB-O | BMKH18P/O |  | Mini-Splits(Non-Ducted) | BMKH18MCC |  | 18000 | 19 | 8.5 | 18000 | 14500 | 80.56% | 1.93 | 0 | 10.05 |  |  |  |  | R-410A | 1.5 | Residential & Commercial | VSMSHP
215382943 | Mini/Multi Split | BLUERIDGE | HRCU-A-CB-O | BMKH24P/O |  | Mini-Splits(Non-Ducted) | BMKH24MFCC |  | 22000 | 20 | 9 | 24000 | 19000 | 79.17% | 1.8 | 12 | 12 |  |  |  |  | R-410A | 1.8333 | Residential & Commercial | VSMSHP
215385434 | Mini/Multi Split | RunTru | HRCU-A-CB-O | M5THS2309A11NAA |  | Mini-Splits(Non-Ducted) | M5MHWUN09A1N0AA |  | 9000 | 24 | 10 | 10000 | 7100 | 71% | 2.1 | 0 | 13 |  |  |  |  | R-454B | 0.75 | Residential & Commercial | VSMSHP | Non-Ducted CEE Tier 2
215385435 | Mini/Multi Split | RunTru | HRCU-A-CB-O | M5THS2312A11NAA |  | Mini-Splits(Non-Ducted) | M5MHWUN12A1N0AA |  | 12000 | 24 | 10 | 12600 | 9100 | 72.22% | 2.1 | 0 | 13 |  |  |  |  | R-454B | 1 | Residential & Commercial | VSMSHP | Non-Ducted CEE Tier 2
215385436 | Mini/Multi Split | RunTru | HRCU-A-CB-O | M5THS2318A11NAA |  | Mini-Splits(Non-Ducted) | M5MHWUN18A1N0AA |  | 18000 | 23 | 9.5 | 19000 | 13600 | 71.58% | 1.8 | 0 | 12.5 |  |  |  |  | R-454B | 1.5 | Residential & Commercial | VSMSHP | Non-Ducted CEE Tier 2
215385437 | Mini/Multi Split | RunTru | HRCU-A-CB-O | M5THS2324A11NAA |  | Mini-Splits(Non-Ducted) | M5MHWUN24A1N0AA |  | 23000 | 23 | 9.5 | 25000 | 18600 | 74.4% | 1.8 | 0 | 12 |  |  |  |  | R-454B | 1.9167 | Residential & Commercial | VSMSHP | Non-Ducted CEE Tier 2
215385438 | Mini/Multi Split | Ameristar | HRCU-A-CB-O | M5THS2309A11NAA |  | Mini-Splits(Non-Ducted) | M5MHWUN09A1N0AA |  | 9000 | 24 | 10 | 10000 | 7100 | 71% | 2.1 | 0 | 13 |  |  |  |  | R-454B | 0.75 | Residential & Commercial | VSMSHP | Non-Ducted CEE Tier 2
215385439 | Mini/Multi Split | Ameristar | HRCU-A-CB-O | M5THS2312A11NAA |  | Mini-Splits(Non-Ducted) | M5MHWUN12A1N0AA |  | 12000 | 24 | 10 | 12600 | 9100 | 72.22% | 2.1 | 0 | 13 |  |  |  |  | R-454B | 1 | Residential & Commercial | VSMSHP | Non-Ducted CEE Tier 2
215385440 | Mini/Multi Split | Ameristar | HRCU-A-CB-O | M5THS2318A11NAA |  | Mini-Splits(Non-Ducted) | M5MHWUN18A1N0AA |  | 18000 | 23 | 9.5 | 19000 | 13600 | 71.58% | 1.8 | 0 | 12.5 |  |  |  |  | R-454B | 1.5 | Residential & Commercial | VSMSHP | Non-Ducted CEE Tier 2
215385441 | Mini/Multi Split | Ameristar | HRCU-A-CB-O | M5THS2324A11NAA |  | Mini-Splits(Non-Ducted) | M5MHWUN24A1N0AA |  | 23000 | 23 | 9.5 | 25000 | 18600 | 74.4% | 1.8 | 0 | 12 |  |  |  |  | R-454B | 1.9167 | Residential & Commercial | VSMSHP | Non-Ducted CEE Tier 2
215385442 | Mini/Multi Split | RunTru | HRCU-A-CB-O | M5THS1909A11NAA |  | Mini-Splits(Non-Ducted) | M5MHWUN09A1N0AA |  | 9000 | 19 | 10 | 10000 | 7100 | 71% | 2.1 | 0 | 13 |  |  |  |  | R-454B | 0.75 | Residential & Commercial | VSMSHP | Non-Ducted CEE Tier 2
215385443 | Mini/Multi Split | RunTru | HRCU-A-CB-O | M5THS1912A11NAA |  | Mini-Splits(Non-Ducted) | M5MHWUN12A1N0AA |  | 12000 | 19 | 10 | 12600 | 9100 | 72.22% | 2.1 | 0 | 13 |  |  |  |  | R-454B | 1 | Residential & Commercial | VSMSHP | Non-Ducted CEE Tier 2
215385444 | Mini/Multi Split | RunTru | HRCU-A-CB-O | M5THS1918A11NAA |  | Mini-Splits(Non-Ducted) | M5MHWUN18A1N0AA |  | 18000 | 19 | 9.5 | 19000 | 13600 | 71.58% | 1.8 | 0 | 12.5 |  |  |  |  | R-454B | 1.5 | Residential & Commercial | VSMSHP | Non-Ducted CEE Tier 2
215385445 | Mini/Multi Split | RunTru | HRCU-A-CB-O | M5THS1924A11NAA |  | Mini-Splits(Non-Ducted) | M5MHWUN24A1N0AA |  | 23000 | 19 | 9.5 | 25000 | 18900 | 75.6% | 1.8 | 0 | 12 |  |  |  |  | R-454B | 1.9167 | Residential & Commercial | VSMSHP | Non-Ducted CEE Tier 2
215385447 | Mini/Multi Split | Ameristar | HRCU-A-CB-O | M5THS1909A11NAA |  | Mini-Splits(Non-Ducted) | M5MHWUN09A1N0AA |  | 9000 | 19 | 10 | 10000 | 7100 | 71% | 2.1 | 0 | 13 |  |  |  |  | R-454B | 0.75 | Residential & Commercial | VSMSHP | Non-Ducted CEE Tier 2
215385448 | Mini/Multi Split | Ameristar | HRCU-A-CB-O | M5THS1912A11NAA |  | Mini-Splits(Non-Ducted) | M5MHWUN12A1N0AA |  | 12000 | 19 | 10 | 12600 | 9100 | 72.22% | 2.1 | 0 | 13 |  |  |  |  | R-454B | 1 | Residential & Commercial | VSMSHP | Non-Ducted CEE Tier 2
215385449 | Mini/Multi Split | Ameristar | HRCU-A-CB-O | M5THS1918A11NAA |  | Mini-Splits(Non-Ducted) | M5MHWUN18A1N0AA |  | 18000 | 19 | 9.5 | 19000 | 13600 | 71.58% | 1.8 | 0 | 12.5 |  |  |  |  | R-454B | 1.5 | Residential & Commercial | VSMSHP | Non-Ducted CEE Tier 2
215385450 | Mini/Multi Split | Ameristar | HRCU-A-CB-O | M5THS1924A11NAA |  | Mini-Splits(Non-Ducted) | M5MHWUN24A1N0AA |  | 23000 | 19 | 9.5 | 25000 | 18900 | 75.6% | 1.8 | 0 | 12 |  |  |  |  | R-454B | 1.9167 | Residential & Commercial | VSMSHP | Non-Ducted CEE Tier 2
215385452 | Mini/Multi Split | GREE | HRCU-A-CB-O | GWH09AVDXE-D6DNA1B/O |  | Mini-Splits(Non-Ducted) | GWH09AVDXE-D6DN***/I |  | 9100 | 30 | 11.2 | 10600 | 11500 | 108.5% | 2.11 | 0 | 16.8 |  |  |  |  | R-32 | 0.75833 | Residential & Commercial | VSMSHP | Non-Ducted CEE Tier 2
215385454 | Mini/Multi Split | SAMSUNG | HRCU-A-CB-O | AC030DXSCCG |  | Mini-Splits(Non-Ducted) | AC030DN4DCG |  | 30000 | 22.8 | 10.7 | 34000 | 34000 | 100% | 1.8 | 0 | 14.4 |  |  |  |  | R-32 | 2.5 | Residential & Commercial | VSMSHP | Non-Ducted CEE Tier 2
215385455 | Mini/Multi Split | SAMSUNG | HRCU-A-CB-O | AC030DXSCCG |  | Mini-Splits(Non-Ducted) | AC030DN6DCG |  | 30000 | 22 | 10.4 | 34000 | 34000 | 100% | 1.8 | 0 | 13 |  |  |  |  | R-32 | 2.5 | Residential & Commercial | VSMSHP | Non-Ducted CEE Tier 2
215385457 | Mini/Multi Split | SAMSUNG | HRCU-A-CB-O | AC036DXSCCG |  | Mini-Splits(Non-Ducted) | AC036DN4DCG |  | 36000 | 22 | 10.6 | 40000 | 40000 | 100% | 1.8 | 0 | 13.5 |  |  |  |  | R-32 | 3 | Residential & Commercial | VSMSHP | Non-Ducted CEE Tier 2
215385458 | Mini/Multi Split | SAMSUNG | HRCU-A-CB-O | AC036DXSCCG |  | Mini-Splits(Non-Ducted) | AC036DN6DCG |  | 36000 | 21.7 | 10.3 | 40000 | 40000 | 100% | 1.8 | 0 | 12.8 |  |  |  |  | R-32 | 3 | Residential & Commercial | VSMSHP | Non-Ducted CEE Tier 2
215385460 | Mini/Multi Split | SAMSUNG | HRCU-A-CB-O | AC048DXSCCG |  | Mini-Splits(Non-Ducted) | AC048DN4DCG |  | 48000 | 20 | 10.4 | 54000 | 54000 | 100% | 1.8 | 0 | 12.2 |  |  |  |  | R-32 | 4 | Residential & Commercial | VSMSHP | Non-Ducted CEE Tier 2
215385461 | Mini/Multi Split | SAMSUNG | HRCU-A-CB-O | AC048DXSCCG |  | Mini-Splits(Non-Ducted) | AC048DN6DCG |  | 46000 | 18.5 | 10 | 54000 | 54000 | 100% | 1.8 | 0 | 12 |  |  |  |  | R-32 | 3.8333 | Residential & Commercial | VSMSHP | Non-Ducted CEE Tier 2
215386290 | Mini/Multi Split | GREE | HRCU-A-CB-O | GWH12AVDXE-D6DNA1B/O |  | Mini-Splits(Non-Ducted) | GWH12AVDXE-D6DN***/I |  | 12000 | 28 | 10 | 12200 | 12200 | 100% | 2 | 0 | 15.2 |  |  |  |  | R-32 | 1 | Residential & Commercial | VSMSHP | Non-Ducted CEE Tier 2
215386291 | Mini/Multi Split | GREE | HRCU-A-CB-O | GWH09ATCXB-D6DNA4D/O |  | Mini-Splits(Non-Ducted) | GWH09ATCXB-D6DN***/I |  | 9100 | 20.5 | 8.8 | 10000 | 7600 | 76% | 1.94 | 0 | 12.5 |  |  |  |  | R-32 | 0.75833 | Residential & Commercial | VSMSHP
215386339 | Mini/Multi Split | GREE | HRCU-A-CB-O | GWH24AVEXH-D6DNA1B/O |  | Mini-Splits(Non-Ducted) | GWH24***XH-D6DN***/I |  | 22000 | 27 | 10 | 24000 | 24000 | 100% | 1.8 | 0 | 13.95 |  |  |  |  | R-32 | 1.8333 | Residential & Commercial | VSMSHP | Non-Ducted CEE Tier 2
215386340 | Mini/Multi Split | GREE | HRCU-A-CB-O | GWH18AVEXF-D6DNA1B/O |  | Mini-Splits(Non-Ducted) | GWH18**EXF-D6DN***/I |  | 18000 | 27.5 | 10 | 18600 | 18000 | 96.77% | 1.8 | 0 | 14.3 |  |  |  |  | R-32 | 1.5 | Residential & Commercial | VSMSHP | Non-Ducted CEE Tier 2
215387071 | Mini/Multi Split | PANASONIC | HRCU-A-CB-O | CU-XZ9AKUAC |  | Mini-Splits(Non-Ducted) | CS-Z9AKUAW |  | 8700 | 27.5 | 12 | 10900 | 11700 | 107.3% | 2.31 | 0 | 16.4 |  |  |  |  | R-32 | 0.725 | Residential & Commercial | VSMSHP | Non-Ducted CEE Tier 2
215387072 | Mini/Multi Split | PANASONIC | HRCU-A-CB-O | CU-XZ12AKUAC |  | Mini-Splits(Non-Ducted) | CS-Z12AKUAW |  | 11500 | 25 | 11.7 | 12000 | 13700 | 114.2% | 2.11 | 0 | 14.35 |  |  |  |  | R-32 | 0.95833 | Residential & Commercial | VSMSHP | Non-Ducted CEE Tier 2
215387073 | Mini/Multi Split | PANASONIC | HRCU-A-CB-O | CU-XZ15AKUAC |  | Mini-Splits(Non-Ducted) | CS-Z15AKUAW |  | 14700 | 22.4 | 12 | 17200 | 15300 | 88.95% | 2.14 | 0 | 13.35 |  |  |  |  | R-32 | 1.225 | Residential & Commercial | VSMSHP | Non-Ducted CEE Tier 2
215387074 | Mini/Multi Split | PANASONIC | HRCU-A-CB-O | CU-XZ18AKUAC |  | Mini-Splits(Non-Ducted) | CS-Z18AKUAW |  | 17200 | 22 | 11.7 | 20400 | 17800 | 87.25% | 2.22 | 0 | 13.65 |  |  |  |  | R-32 | 1.4333 | Residential & Commercial | VSMSHP | Non-Ducted CEE Tier 2
215387075 | Mini/Multi Split | PANASONIC | HRCU-A-CB-O | CU-XZ24AKUAC |  | Mini-Splits(Non-Ducted) | CS-Z24AKUAW |  | 24000 | 20.5 | 11 | 28800 | 20400 | 70.83% | 2.25 | 0 | 11.75 |  |  |  |  | R-32 | 2 | Residential & Commercial | VSMSHP | Non-Ducted CEE Tier 2
215359208 | Mini/Multi Split | BLUERIDGE | HRCU-A-CB-O | BMY36HHUC |  | Mini-Splits(Non-Ducted) | BM36MCC |  | 36000 | 19.4 | 10.5 | 40000 | 40000 | 100% | 1.85 | 9.5 | 9.5 |  |  |  |  | R-410A | 3 | Residential & Commercial | VSMSHP | Non-Ducted CEE Tier 2
215569832 | Mini/Multi Split | Viessmann | HRCU-A-CB-O | DLCLRCH48AAK |  | Mini-Splits(Non-Ducted) | DLFLFAH48XAK |  | 48000 | 18.9 | 10 | 50000 | 35000 | 70% | 1.85 | 9.3 | 9.3 |  |  |  |  | R-410A | 4 | Residential & Commercial | VSMSHP | Non-Ducted CEE Tier 2
215569833 | Mini/Multi Split | Viessmann | HRCU-A-CB-O | DLCSRBH24AAK |  | Mini-Splits(Non-Ducted) | DLFSCBH24XAK |  | 24000 | 20.5 | 11.5 | 25000 | 25800 | 103.2% | 2 | 11 | 11 |  |  |  |  | R-410A | 2 | Residential & Commercial | VSMSHP | Non-Ducted CEE Tier 2
215569835 | Mini/Multi Split | Viessmann | HRCU-A-CB-O | DLCPRBH18AAK |  | Mini-Splits(Non-Ducted) | DLFPHBH18XAK |  | 18000 | 26.3 | 15.5 | 20000 | 24000 | 120% | 2.89 | 14.5 | 15.3 |  |  |  |  | R-410A | 1.5 | Residential & Commercial | VSMSHP | Non-Ducted CEE Tier 2
215569839 | Mini/Multi Split | Viessmann | HRCU-A-CB-O | DLCSRBH12AAK |  | Mini-Splits(Non-Ducted) | DLFSHCH12XAK |  | 12000 | 25.5 | 10.4 | 12000 | 12000 | 100% | 1.8 | 14 | 14 |  |  |  |  | R-410A | 1 | Residential & Commercial | VSMSHP | Non-Ducted CEE Tier 2
215569840 | Mini/Multi Split | Viessmann | HRCU-A-CB-O | DLCSRBH24AAK |  | Mini-Splits(Non-Ducted) | DLFSHCH24XAK |  | 24000 | 21.5 | 11.4 | 29000 | 25000 | 86.21% | 2.21 | 13 | 13 |  |  |  |  | R-410A | 2 | Residential & Commercial | VSMSHP | Non-Ducted CEE Tier 2
215569842 | Mini/Multi Split | Viessmann | HRCU-A-CB-O | DLCSRBH09AAK |  | Mini-Splits(Non-Ducted) | DLFSHCH09XAK |  | 9000 | 28.1 | 11.5 | 12000 | 10600 | 88.33% | 2 | 16.2 | 16.2 |  |  |  |  | R-410A | 0.75 | Residential & Commercial | VSMSHP | Non-Ducted CEE Tier 2
215569844 | Mini/Multi Split | Viessmann | HRCU-A-CB-O | DLCSRBH18AAK |  | Mini-Splits(Non-Ducted) | DLFSHCH18XAK |  | 18000 | 21.5 | 11.3 | 18000 | 18000 | 100% | 1.8 | 12.5 | 12.5 |  |  |  |  | R-410A | 1.5 | Residential & Commercial | VSMSHP | Non-Ducted CEE Tier 2
215569846 | Mini/Multi Split | Viessmann | HRCU-A-CB-O | DLCSRBH06AAK |  | Mini-Splits(Non-Ducted) | DLFSHCH06XAK |  | 6000 | 26.5 | 13.6 | 7000 | 7500 | 107.1% | 2.1 | 15.8 | 15.8 |  |  |  |  | R-410A | 0.5 | Residential & Commercial | VSMSHP | Non-Ducted CEE Tier 2
215569848 | Mini/Multi Split | Viessmann | HRCU-A-CB-O | DLCERBH09AAJ |  | Mini-Splits(Non-Ducted) | DLFEHBH09XAJ |  | 9000 | 21.5 | 9.1 | 10000 | 7000 | 70% | 2.16 | 12.5 | 12.5 |  |  |  |  | R-410A | 0.75 | Residential & Commercial | VSMSHP
215569853 | Mini/Multi Split | Viessmann | HRCU-A-CB-O | DLCERBH09AAK |  | Mini-Splits(Non-Ducted) | DLFEHBH09XAK |  | 9000 | 21.7 | 9.4 | 10000 | 7000 | 70% | 2 | 12.6 | 12.6 |  |  |  |  | R-410A | 0.75 | Residential & Commercial | VSMSHP
215569855 | Mini/Multi Split | Viessmann | HRCU-A-CB-O | DLCSRBH09AAK |  | Mini-Splits(Non-Ducted) | DLFCCAH09XAK |  | 9000 | 24 | 12.4 | 10900 | 10500 | 96.33% | 1.8 | 13 | 13 |  |  |  |  | R-410A | 0.75 | Residential & Commercial | VSMSHP | Non-Ducted CEE Tier 2
215569856 | Mini/Multi Split | Viessmann | HRCU-A-CB-O | DLCSRBH18AAK |  | Mini-Splits(Non-Ducted) | DLFCCAH18XAK |  | 16700 | 19.8 | 11.2 | 20000 | 16700 | 83.5% | 1.93 | 12.5 | 12.5 |  |  |  |  | R-410A | 1.3917 | Residential & Commercial | VSMSHP | Non-Ducted CEE Tier 2
215569857 | Mini/Multi Split | Viessmann | HRCU-A-CB-O | DLCSRBH12AAK |  | Mini-Splits(Non-Ducted) | DLFSFBH12XAK |  | 12000 | 24.2 | 10.7 | 12000 | 11900 | 99.17% | 1.99 | 13.3 | 13.3 |  |  |  |  | R-410A | 1 | Residential & Commercial | VSMSHP | Non-Ducted CEE Tier 2
215569858 | Mini/Multi Split | Viessmann | HRCU-A-CB-O | DLCSRBH09AAK |  | Mini-Splits(Non-Ducted) | DLFSOAH09XAK |  | 9000 | 24 | 12.4 | 10900 | 10500 | 96.33% | 1.8 | 13 | 13 |  |  |  |  | R-410A | 0.75 | Residential & Commercial | VSMSHP | Non-Ducted CEE Tier 2
215569859 | Mini/Multi Split | Viessmann | HRCU-A-CB-O | DLCSRBH06AAK |  | Mini-Splits(Non-Ducted) | DLFSOAH09XAK |  | 6500 | 22 | 10.8 | 7100 | 8000 | 112.7% | 2 | 14.5 | 14.5 |  |  |  |  | R-410A | 0.54167 | Residential & Commercial | VSMSHP | Non-Ducted CEE Tier 2
215569860 | Mini/Multi Split | Viessmann | HRCU-A-CB-O | DLCSRBH18AAK |  | Mini-Splits(Non-Ducted) | DLFSOAH18XAK |  | 16700 | 19.8 | 11.2 | 20000 | 16700 | 83.5% | 1.93 | 12.5 | 12.5 |  |  |  |  | R-410A | 1.3917 | Residential & Commercial | VSMSHP | Non-Ducted CEE Tier 2
215569861 | Mini/Multi Split | Viessmann | HRCU-A-CB-O | DLCSRBH12AAK |  | Mini-Splits(Non-Ducted) | DLFSOAH18XAK |  | 12000 | 23 | 10 | 12500 | 11000 | 88% | 1.8 | 13 | 13 |  |  |  |  | R-410A | 1 | Residential & Commercial | VSMSHP | Non-Ducted CEE Tier 2
215569870 | Mini/Multi Split | Viessmann | HRCU-A-CB-O | DLCPRBH09AAK |  | Mini-Splits(Non-Ducted) | DLFPHAH09XAK |  | 9000 | 25.5 | 15 | 12000 | 12000 | 100% | 1.8 | 0 | 14.4 |  |  |  |  | R-410A | 0.75 | Residential & Commercial | VSMSHP | Non-Ducted CEE Tier 2
215569871 | Mini/Multi Split | Viessmann | HRCU-A-CB-O | DLCPRBH12AAK |  | Mini-Splits(Non-Ducted) | DLFPHAH12XAK |  | 12000 | 24 | 10.5 | 12000 | 12000 | 100% | 1.8 | 0 | 12.5 |  |  |  |  | R-410A | 1 | Residential & Commercial | VSMSHP | Non-Ducted CEE Tier 2
215569872 | Mini/Multi Split | Viessmann | HRCU-A-CB-O | DLCPRBH18AAK |  | Mini-Splits(Non-Ducted) | DLFPHAH18XAK |  | 18000 | 23.5 | 13.5 | 20000 | 21000 | 105% | 1.8 | 0 | 13.5 |  |  |  |  | R-410A | 1.5 | Residential & Commercial | VSMSHP | Non-Ducted CEE Tier 2
215359242 | Mini/Multi Split | Durastar | HRCU-A-CB-O | DRA1H06S2A |  | Mini-Splits(Non-Ducted) | DRAW06F2A |  | 6000 | 25.3 | 14.6 | 7000 | 7500 | 107.1% | 2.3 | 0 | 16 |  |  |  |  | R-454B | 0.5 | Residential & Commercial | VSMSHP | Non-Ducted CEE Tier 2
215359243 | Mini/Multi Split | Durastar | HRCU-A-CB-O | DRA1H06S2A |  | Mini-Splits(Non-Ducted) | DRAL0612F2A |  | 6500 | 22 | 12 | 7400 | 8100 | 109.5% | 2.4 | 0 | 15 |  |  |  |  | R-454B | 0.54167 | Residential & Commercial | VSMSHP | Non-Ducted CEE Tier 2
215359245 | Mini/Multi Split | Durastar | HRCU-A-CB-O | DRA1H09S2A |  | Mini-Splits(Non-Ducted) | DRAW09F2A |  | 9000 | 26 | 12.5 | 12000 | 11500 | 95.83% | 1.8 | 0 | 15 |  |  |  |  | R-454B | 0.75 | Residential & Commercial | VSMSHP | Non-Ducted CEE Tier 2
215359246 | Mini/Multi Split | Durastar | HRCU-A-CB-O | DRA1H09S2A |  | Mini-Splits(Non-Ducted) | DRAL0612F2A |  | 9000 | 24 | 12.1 | 10900 | 10600 | 97.25% | 1.83 | 0 | 14.6 |  |  |  |  | R-454B | 0.75 | Residential & Commercial | VSMSHP | Non-Ducted CEE Tier 2
215359247 | Mini/Multi Split | Durastar | HRCU-A-CB-O | DRA1H09S2A |  | Mini-Splits(Non-Ducted) | DRAC0912F2A |  | 9000 | 22.6 | 12.1 | 10000 | 11000 | 110% | 1.84 | 0 | 14 |  |  |  |  | R-454B | 0.75 | Residential & Commercial | VSMSHP | Non-Ducted CEE Tier 2
215359248 | Mini/Multi Split | Durastar | HRCU-A-CB-O | DRA1H09S2A |  | Mini-Splits(Non-Ducted) | DRAS09F2A |  | 9000 | 27.2 | 10.9 | 9000 | 11300 | 125.6% | 1.84 | 0 | 15.1 |  |  |  |  | R-454B | 0.75 | Residential & Commercial | VSMSHP | Non-Ducted CEE Tier 2
215359249 | Mini/Multi Split | Durastar | HRCU-A-CB-O | DRA1H09S2A |  | Mini-Splits(Non-Ducted) | DRAS12F2A |  | 9000 | 27.2 | 10.9 | 9000 | 11300 | 125.6% | 1.84 | 0 | 15.1 |  |  |  |  | R-454B | 0.75 | Residential & Commercial | VSMSHP | Non-Ducted CEE Tier 2
215359252 | Mini/Multi Split | Durastar | HRCU-A-CB-O | DRA1H12S2A |  | Mini-Splits(Non-Ducted) | DRAW12F2A |  | 12000 | 24 | 10.5 | 12000 | 11500 | 95.83% | 1.8 | 0 | 13.2 |  |  |  |  | R-454B | 1 | Residential & Commercial | VSMSHP | Non-Ducted CEE Tier 2
215359253 | Mini/Multi Split | Durastar | HRCU-A-CB-O | DRA1H12S2A |  | Mini-Splits(Non-Ducted) | DRAL0612F2A |  | 12000 | 23 | 10 | 12500 | 11500 | 92% | 2 | 0 | 13 |  |  |  |  | R-454B | 1 | Residential & Commercial | VSMSHP | Non-Ducted CEE Tier 2
215359254 | Mini/Multi Split | Durastar | HRCU-A-CB-O | DRA1H12S2A |  | Mini-Splits(Non-Ducted) | DRAC0912F2A |  | 12000 | 22.2 | 11.6 | 12000 | 11500 | 95.83% | 2 | 0 | 12.5 |  |  |  |  | R-454B | 1 | Residential & Commercial | VSMSHP | Non-Ducted CEE Tier 2
215359255 | Mini/Multi Split | Durastar | HRCU-A-CB-O | DRA1H12S2A |  | Mini-Splits(Non-Ducted) | DRAS12F2A |  | 12000 | 25 | 10.5 | 12000 | 11300 | 94.17% | 1.88 | 0 | 12.5 |  |  |  |  | R-454B | 1 | Residential & Commercial | VSMSHP | Non-Ducted CEE Tier 2
215359258 | Mini/Multi Split | Durastar | HRCU-A-CB-O | DRA1H18S2A |  | Mini-Splits(Non-Ducted) | DRAW18F2A |  | 18000 | 21.7 | 10.8 | 18000 | 18000 | 100% | 2 | 0 | 13 |  |  |  |  | R-454B | 1.5 | Residential & Commercial | VSMSHP | Non-Ducted CEE Tier 2
215359259 | Mini/Multi Split | Durastar | HRCU-A-CB-O | DRA1H18S2A |  | Mini-Splits(Non-Ducted) | DRAL18F2A |  | 16700 | 20.6 | 12.2 | 20000 | 17500 | 87.5% | 1.89 | 0 | 12.5 |  |  |  |  | R-454B | 1.3917 | Residential & Commercial | VSMSHP | Non-Ducted CEE Tier 2
215359260 | Mini/Multi Split | Durastar | HRCU-A-CB-O | DRA1H18S2A |  | Mini-Splits(Non-Ducted) | DRAC18F2A |  | 16000 | 20 | 12.3 | 19000 | 17000 | 89.47% | 1.9 | 0 | 12.5 |  |  |  |  | R-454B | 1.3333 | Residential & Commercial | VSMSHP | Non-Ducted CEE Tier 2
215359261 | Mini/Multi Split | Durastar | HRCU-A-CB-O | DRA1H18S2A |  | Mini-Splits(Non-Ducted) | DRAS16F2A |  | 16000 | 20 | 10.3 | 17000 | 17500 | 102.9% | 1.95 | 0 | 12.5 |  |  |  |  | R-454B | 1.3333 | Residential & Commercial | VSMSHP | Non-Ducted CEE Tier 2
215359262 | Mini/Multi Split | Durastar | HRCU-A-CB-O | DRA1H18S2A |  | Mini-Splits(Non-Ducted) | DRAF18F2A |  | 17000 | 20.4 | 10.3 | 19000 | 17000 | 89.47% | 1.86 | 0 | 12.5 |  |  |  |  | R-454B | 1.4167 | Residential & Commercial | VSMSHP | Non-Ducted CEE Tier 2
215359265 | Mini/Multi Split | Durastar | HRCU-A-CB-O | DRA1H24S2A |  | Mini-Splits(Non-Ducted) | DRAW24F2A |  | 23000 | 22.3 | 13.3 | 26000 | 24000 | 92.31% | 2 | 0 | 12.5 |  |  |  |  | R-454B | 1.9167 | Residential & Commercial | VSMSHP | Non-Ducted CEE Tier 2
215359266 | Mini/Multi Split | Durastar | HRCU-A-CB-O | DRA1H24S2A |  | Mini-Splits(Non-Ducted) | DRAC24F2A |  | 23400 | 20.7 | 11.6 | 25000 | 23800 | 95.2% | 2.23 | 0 | 12 |  |  |  |  | R-454B | 1.95 | Residential & Commercial | VSMSHP | Non-Ducted CEE Tier 2
215359267 | Mini/Multi Split | Durastar | HRCU-A-CB-O | DRA1H24S2A |  | Mini-Splits(Non-Ducted) | DRAF24F2A |  | 22000 | 20.4 | 12.1 | 26000 | 24200 | 93.08% | 2.16 | 0 | 12 |  |  |  |  | R-454B | 1.8333 | Residential & Commercial | VSMSHP | Non-Ducted CEE Tier 2
215359269 | Mini/Multi Split | Durastar | HRCU-A-CB-O | DRA1H33S2A |  | Mini-Splits(Non-Ducted) | DRAW33F2A |  | 33000 | 20 | 10.5 | 36000 | 34600 | 96.11% | 1.91 | 0 | 11.7 |  |  |  |  | R-454B | 2.75 | Residential & Commercial | VSMSHP | Non-Ducted CEE Tier 2
215359270 | Mini/Multi Split | Durastar | HRCU-A-CB-O | DRA1U09S2A |  | Mini-Splits(Non-Ducted) | DRAW09F2A |  | 9000 | 24.6 | 13 | 10000 | 8200 | 82% | 2.33 | 0 | 14.7 |  |  |  |  | R-454B | 0.75 | Residential & Commercial | VSMSHP | Non-Ducted CEE Tier 2
215359271 | Mini/Multi Split | Durastar | HRCU-A-CB-O | DRA1U09S2A |  | Mini-Splits(Non-Ducted) | DRAL0612F2A |  | 9000 | 22.1 | 11.8 | 11000 | 8000 | 72.73% | 2.18 | 0 | 14.4 |  |  |  |  | R-454B | 0.75 | Residential & Commercial | VSMSHP | Non-Ducted CEE Tier 2
215359272 | Mini/Multi Split | Durastar | HRCU-A-CB-O | DRA1U09S2A |  | Mini-Splits(Non-Ducted) | DRAC0912F2A |  | 9000 | 21.6 | 11.3 | 10000 | 8300 | 83% | 2.17 | 0 | 14.3 |  |  |  |  | R-454B | 0.75 | Residential & Commercial | VSMSHP | Non-Ducted CEE Tier 2
215359273 | Mini/Multi Split | Durastar | HRCU-A-CB-O | DRA1U09S2A |  | Mini-Splits(Non-Ducted) | DRAS09F2A |  | 9000 | 26 | 13.9 | 9000 | 8600 | 95.56% | 2.27 | 0 | 16.2 |  |  |  |  | R-454B | 0.75 | Residential & Commercial | VSMSHP | Non-Ducted CEE Tier 2
215359274 | Mini/Multi Split | Durastar | HRCU-A-CB-O | DRA1U09S2A |  | Mini-Splits(Non-Ducted) | DRAS12F2A |  | 9000 | 26 | 13.9 | 9000 | 8600 | 95.56% | 2.27 | 0 | 16.2 |  |  |  |  | R-454B | 0.75 | Residential & Commercial | VSMSHP | Non-Ducted CEE Tier 2
215359277 | Mini/Multi Split | Durastar | HRCU-A-CB-O | DRA1U12S2A |  | Mini-Splits(Non-Ducted) | DRAW12F2A |  | 12000 | 23.1 | 11.5 | 12000 | 8600 | 71.67% | 2.35 | 0 | 12.2 |  |  |  |  | R-454B | 1 | Residential & Commercial | VSMSHP | Non-Ducted CEE Tier 2
215359278 | Mini/Multi Split | Durastar | HRCU-A-CB-O | DRA1U12S2A |  | Mini-Splits(Non-Ducted) | DRAL0612F2A |  | 12000 | 22.1 | 10 | 12000 | 8600 | 71.67% | 2.48 | 0 | 12.3 |  |  |  |  | R-454B | 1 | Residential & Commercial | VSMSHP | Non-Ducted CEE Tier 2
215359279 | Mini/Multi Split | Durastar | HRCU-A-CB-O | DRA1U12S2A |  | Mini-Splits(Non-Ducted) | DRAC0912F2A |  | 12000 | 21.1 | 10.4 | 12000 | 8400 | 70% | 2.4 | 0 | 12.5 |  |  |  |  | R-454B | 1 | Residential & Commercial | VSMSHP | Non-Ducted CEE Tier 2
215359280 | Mini/Multi Split | Durastar | HRCU-A-CB-O | DRA1U12S2A |  | Mini-Splits(Non-Ducted) | DRAS12F2A |  | 12000 | 24.6 | 11 | 12000 | 8900 | 74.17% | 2.5 | 0 | 12.7 |  |  |  |  | R-454B | 1 | Residential & Commercial | VSMSHP | Non-Ducted CEE Tier 2
215359283 | Mini/Multi Split | Durastar | HRCU-A-CB-O | DRA1U18S2A |  | Mini-Splits(Non-Ducted) | DRAW18F2A |  | 18000 | 24 | 11.1 | 18000 | 13000 | 72.22% | 2.35 | 0 | 13.5 |  |  |  |  | R-454B | 1.5 | Residential & Commercial | VSMSHP | Non-Ducted CEE Tier 2
215359284 | Mini/Multi Split | Durastar | HRCU-A-CB-O | DRA1U18S2A |  | Mini-Splits(Non-Ducted) | DRAL18F2A |  | 18000 | 22.2 | 12.2 | 18000 | 13100 | 72.78% | 2.24 | 0 | 12.5 |  |  |  |  | R-454B | 1.5 | Residential & Commercial | VSMSHP | Non-Ducted CEE Tier 2
215359285 | Mini/Multi Split | Durastar | HRCU-A-CB-O | DRA1U18S2A |  | Mini-Splits(Non-Ducted) | DRAC18F2A |  | 16800 | 20.7 | 11.4 | 18000 | 12800 | 71.11% | 2.2 | 0 | 12.5 |  |  |  |  | R-454B | 1.4 | Residential & Commercial | VSMSHP | Non-Ducted CEE Tier 2
215359286 | Mini/Multi Split | Durastar | HRCU-A-CB-O | DRA1U18S2A |  | Mini-Splits(Non-Ducted) | DRAS16F2A |  | 16000 | 23.8 | 13.5 | 17000 | 13100 | 77.06% | 2.16 | 0 | 12.5 |  |  |  |  | R-454B | 1.3333 | Residential & Commercial | VSMSHP | Non-Ducted CEE Tier 2
215359287 | Mini/Multi Split | Durastar | HRCU-A-CB-O | DRA1U18S2A |  | Mini-Splits(Non-Ducted) | DRAF18F2A |  | 18000 | 22.3 | 10.4 | 18000 | 12800 | 71.11% | 2.05 | 0 | 12.5 |  |  |  |  | R-454B | 1.5 | Residential & Commercial | VSMSHP | Non-Ducted CEE Tier 2
215359290 | Mini/Multi Split | Durastar | HRCU-A-CB-O | DRA1U24S2A |  | Mini-Splits(Non-Ducted) | DRAW24F2A |  | 24000 | 23.5 | 10 | 25000 | 17800 | 71.2% | 2.15 | 0 | 13 |  |  |  |  | R-454B | 2 | Residential & Commercial | VSMSHP | Non-Ducted CEE Tier 2
215359291 | Mini/Multi Split | Durastar | HRCU-A-CB-O | DRA1U24S2A |  | Mini-Splits(Non-Ducted) | DRAC24F2A |  | 24000 | 22 | 10.5 | 25000 | 18500 | 74% | 2.3 | 0 | 12 |  |  |  |  | R-454B | 2 | Residential & Commercial | VSMSHP | Non-Ducted CEE Tier 2
215359292 | Mini/Multi Split | Durastar | HRCU-A-CB-O | DRA1U24S2A |  | Mini-Splits(Non-Ducted) | DRAF24F2A |  | 24000 | 21.1 | 11.1 | 24400 | 18600 | 76.23% | 2.27 | 0 | 12.2 |  |  |  |  | R-454B | 2 | Residential & Commercial | VSMSHP | Non-Ducted CEE Tier 2
215359322 | Mini/Multi Split | HITACHI | HRCU-A-CB-O | PAS-12BLFASDQ1 |  | Mini-Splits(Non-Ducted) | PCIM-B12UFA1DQ |  | 12000 | 24.9 | 11.3 | 14000 | 14000 | 100% | 2.4 | 0 | 16.5 |  |  |  |  | R-32 | 1 | Residential & Commercial | VSMSHP | Non-Ducted CEE Tier 2
215569785 | Mini/Multi Split | Viessmann | HRCU-A-CB-O | DLCSRBH09AAK |  | Mini-Splits(Non-Ducted) | DLFSCAH09XAK |  | 9000 | 20.5 | 10.3 | 9800 | 10000 | 102% | 1.8 | 13 | 13 |  |  |  |  | R-410A | 0.75 | Residential & Commercial | VSMSHP | Non-Ducted CEE Tier 2
215569787 | Mini/Multi Split | Viessmann | HRCU-A-CB-O | DLCSRBH12AAK |  | Mini-Splits(Non-Ducted) | DLFSCAH12XAK |  | 12000 | 22.3 | 10.2 | 12000 | 11300 | 94.17% | 1.89 | 12.7 | 12.7 |  |  |  |  | R-410A | 1 | Residential & Commercial | VSMSHP | Non-Ducted CEE Tier 2
215569789 | Mini/Multi Split | Viessmann | HRCU-A-CB-O | DLCSRBH12AAK |  | Mini-Splits(Non-Ducted) | DLFSFAH12XAK |  | 12000 | 23.6 | 10 | 12000 | 12000 | 100% | 1.89 | 13 | 13 |  |  |  |  | R-410A | 1 | Residential & Commercial | VSMSHP | Non-Ducted CEE Tier 2
215569790 | Mini/Multi Split | Viessmann | HRCU-A-CB-O | DLCSRBH18AAK |  | Mini-Splits(Non-Ducted) | DLFSCAH18XAK |  | 16000 | 20 | 9.5 | 17000 | 16000 | 94.12% | 1.75 | 12.5 | 12.5 |  |  |  |  | R-410A | 1.3333 | Residential & Commercial | VSMSHP | Non-Ducted CEE Tier 2
215569792 | Mini/Multi Split | Viessmann | HRCU-A-CB-O | DLCSRBH18AAK |  | Mini-Splits(Non-Ducted) | DLFSFAH18XAK |  | 17000 | 20.5 | 9.8 | 18000 | 16800 | 93.33% | 1.86 | 12.5 | 12.5 |  |  |  |  | R-410A | 1.4167 | Residential & Commercial | VSMSHP | Non-Ducted CEE Tier 2
215569795 | Mini/Multi Split | Viessmann | HRCU-A-CB-O | DLCSRBH24AAK |  | Mini-Splits(Non-Ducted) | DLFSFAH24XAK |  | 24000 | 20.5 | 11 | 25000 | 25000 | 100% | 2.1 | 11.5 | 11.7 |  |  |  |  | R-410A | 2 | Residential & Commercial | VSMSHP | Non-Ducted CEE Tier 2
215569797 | Mini/Multi Split | Viessmann | HRCU-A-CB-O | DLCSRBH09AAK |  | Mini-Splits(Non-Ducted) | DLFSHBH09XAK |  | 9000 | 26.4 | 11.6 | 12000 | 11000 | 91.67% | 1.85 | 15.8 | 15.8 |  |  |  |  | R-410A | 0.75 | Residential & Commercial | VSMSHP | Non-Ducted CEE Tier 2
215569798 | Mini/Multi Split | Viessmann | HRCU-A-CB-O | DLCSRBH12AAK |  | Mini-Splits(Non-Ducted) | DLFSHBH12XAK |  | 12000 | 23.1 | 10.5 | 12000 | 11000 | 91.67% | 1.88 | 13 | 13 |  |  |  |  | R-410A | 1 | Residential & Commercial | VSMSHP | Non-Ducted CEE Tier 2
215569799 | Mini/Multi Split | Viessmann | HRCU-A-CB-O | DLCSRBH18AAK |  | Mini-Splits(Non-Ducted) | DLFSHBH18XAK |  | 18000 | 22 | 10.6 | 18000 | 17200 | 95.56% | 1.89 | 13 | 13 |  |  |  |  | R-410A | 1.5 | Residential & Commercial | VSMSHP | Non-Ducted CEE Tier 2
215569800 | Mini/Multi Split | Viessmann | HRCU-A-CB-O | DLCSRBH24AAK |  | Mini-Splits(Non-Ducted) | DLFSHBH24XAK |  | 23000 | 22.3 | 10.3 | 26000 | 23000 | 88.46% | 1.8 | 12.5 | 12.5 |  |  |  |  | R-410A | 1.9167 | Residential & Commercial | VSMSHP | Non-Ducted CEE Tier 2
215569806 | Mini/Multi Split | Viessmann | HRCU-A-CB-O | DLCSRBH06AAK |  | Mini-Splits(Non-Ducted) | DLFSHBH06XAK |  | 6000 | 23.5 | 12 | 7000 | 7100 | 101.4% | 1.84 | 15 | 15 |  |  |  |  | R-410A | 0.5 | Residential & Commercial | VSMSHP | Non-Ducted CEE Tier 2
215569809 | Mini/Multi Split | Viessmann | HRCU-A-CB-O | DLCPRBH09AAK |  | Mini-Splits(Non-Ducted) | DLFPHBH09XAK |  | 9000 | 27 | 17.5 | 12000 | 13700 | 114.2% | 1.85 | 16 | 16 |  |  |  |  | R-410A | 0.75 | Residential & Commercial | VSMSHP | Non-Ducted CEE Tier 2
215569810 | Mini/Multi Split | Viessmann | HRCU-A-CB-O | DLCPRBH12AAK |  | Mini-Splits(Non-Ducted) | DLFPHBH12XAK |  | 12000 | 25.3 | 11.7 | 12000 | 13700 | 114.2% | 1.85 | 13.8 | 14 |  |  |  |  | R-410A | 1 | Residential & Commercial | VSMSHP | Non-Ducted CEE Tier 2
215862727 | Mini/Multi Split | EMI | HRCU-A-CB-O | ECOSZ109DA |  | Mini-Splits(Non-Ducted) | ECOWAL09DA* |  | 9000 | 21.6 | 9.4 | 10000 | 7000 | 70% | 2 | 0 | 12.6 |  |  |  |  | R-454B | 0.75 | Residential & Commercial | VSMSHP
215862730 | Mini/Multi Split | EMI | HRCU-A-CB-O | ECOSZ124DA |  | Mini-Splits(Non-Ducted) | ECOWAL24DA* |  | 24000 | 18.5 | 9 | 24000 | 17000 | 70.83% | 2.11 | 0 | 9.6 |  |  |  |  | R-454B | 2 | Residential & Commercial | VSMSHP
215862736 | Mini/Multi Split | Mitsubishi Electric | HRCU-A-CB-O | MUZ-GX18NL*** |  | Mini-Splits(Non-Ducted) | MSZ-GX18NL*** |  | 18000 | 22.5 | 10.3 | 21600 | 15200 | 70.37% | 1.8 | 0 | 14.05 |  |  |  |  | R-454B | 1.5 | Residential & Commercial | VSMSHP | Non-Ducted CEE Tier 2
215862737 | Mini/Multi Split | Mitsubishi Electric | HRCU-A-CB-O | MUZ-GX24NL*** |  | Mini-Splits(Non-Ducted) | MSZ-GX24NL*** |  | 22400 | 21.5 | 10.3 | 27600 | 19400 | 70.29% | 1.8 | 0 | 13 |  |  |  |  | R-454B | 1.8667 | Residential & Commercial | VSMSHP | Non-Ducted CEE Tier 2
215862740 | Mini/Multi Split | Mitsubishi Electric | HRCU-A-CB-O | MUZ-GX18NLHZ*** |  | Mini-Splits(Non-Ducted) | MSZ-GX18NL*** |  | 18000 | 22.5 | 10 | 19000 | 19000 | 100% | 1.8 | 0 | 14.05 |  |  |  |  | R-454B | 1.5 | Residential & Commercial | VSMSHP | Non-Ducted CEE Tier 2
215862741 | Mini/Multi Split | Mitsubishi Electric | HRCU-A-CB-O | MUZ-GX24NLHZ*** |  | Mini-Splits(Non-Ducted) | MSZ-GX24NL*** |  | 22400 | 21.5 | 10 | 21200 | 21200 | 100% | 1.8 | 0 | 13 |  |  |  |  | R-454B | 1.8667 | Residential & Commercial | VSMSHP | Non-Ducted CEE Tier 2
215862742 | Mini/Multi Split | Mitsubishi Electric | HRCU-A-CB-O | MUZ-HX18NL*** |  | Mini-Splits(Non-Ducted) | MSZ-HX18NL*** |  | 17200 | 20 | 9.5 | 18000 | 12600 | 70% | 1.8 | 0 | 12.55 |  |  |  |  | R-454B | 1.4333 | Residential & Commercial | VSMSHP | Non-Ducted CEE Tier 2
215862743 | Mini/Multi Split | Mitsubishi Electric | HRCU-A-CB-O | MUZ-HX24NL*** |  | Mini-Splits(Non-Ducted) | MSZ-HX24NL*** |  | 22400 | 20 | 9.5 | 26000 | 18200 | 70% | 1.8 | 0 | 11.75 |  |  |  |  | R-454B | 1.8667 | Residential & Commercial | VSMSHP | Non-Ducted CEE Tier 2
215864034 | Mini/Multi Split | Wells | HRCU-A-CB-O | WOS-09ECO/230 |  | Mini-Splits(Non-Ducted) | WIHW-09ECO/230 |  | 9000 | 19 | 9.7 | 10000 | 7000 | 70% | 2.15 | 0 | 10.9 |  |  |  |  | R-454B | 0.75 | Residential & Commercial | VSMSHP | Non-Ducted CEE Tier 2
215864037 | Mini/Multi Split | Wells | HRCU-A-CB-O | WOS-24ECO/230 |  | Mini-Splits(Non-Ducted) | WIHW-24ECO/230 |  | 24000 | 17 | 8.5 | 24000 | 17100 | 71.25% | 2.01 | 0 | 9 |  |  |  |  | R-454B | 2 | Residential & Commercial | VSMSHP
215864038 | Mini/Multi Split | Wells | HRCU-A-CB-O | WOS-09QUA/115 |  | Mini-Splits(Non-Ducted) | WIHW-09QUA/115 |  | 9000 | 24.5 | 10.7 | 10000 | 7300 | 73% | 2.2 | 0 | 15 |  |  |  |  | R-454B | 0.75 | Residential & Commercial | VSMSHP | Non-Ducted CEE Tier 2
215864040 | Mini/Multi Split | Wells | HRCU-A-CB-O | WOS-09QUA/230 |  | Mini-Splits(Non-Ducted) | WIHW-09MOC/230 |  | 9000 | 24.6 | 13 | 10000 | 8200 | 82% | 2.33 | 0 | 14.7 |  |  |  |  | R-454B | 0.75 | Residential & Commercial | VSMSHP | Non-Ducted CEE Tier 2
215864041 | Mini/Multi Split | Wells | HRCU-A-CB-O | WOS-12QUA/230 |  | Mini-Splits(Non-Ducted) | WIHW-12MOC/230 |  | 12000 | 23.1 | 11.5 | 12000 | 8600 | 71.67% | 2.35 | 0 | 12.2 |  |  |  |  | R-454B | 1 | Residential & Commercial | VSMSHP | Non-Ducted CEE Tier 2
215864042 | Mini/Multi Split | Wells | HRCU-A-CB-O | WOS-18QUA/230 |  | Mini-Splits(Non-Ducted) | WIHW-18MOC/230 |  | 18000 | 24 | 11.1 | 18000 | 13000 | 72.22% | 2.35 | 0 | 13.5 |  |  |  |  | R-454B | 1.5 | Residential & Commercial | VSMSHP | Non-Ducted CEE Tier 2
215864043 | Mini/Multi Split | Wells | HRCU-A-CB-O | WOS-24QUA/230 |  | Mini-Splits(Non-Ducted) | WIHW-24MOC/230 |  | 24000 | 23.5 | 10 | 25000 | 17800 | 71.2% | 2.15 | 0 | 13 |  |  |  |  | R-454B | 2 | Residential & Commercial | VSMSHP | Non-Ducted CEE Tier 2
215864044 | Mini/Multi Split | Wells | HRCU-A-CB-O | WOS-06PRE/230 |  | Mini-Splits(Non-Ducted) | WIHW-06MOC/230 |  | 6000 | 25.3 | 14.6 | 7000 | 7500 | 107.1% | 2.3 | 0 | 16 |  |  |  |  | R-454B | 0.5 | Residential & Commercial | VSMSHP | Non-Ducted CEE Tier 2
215864045 | Mini/Multi Split | Wells | HRCU-A-CB-O | WOS-09PRE/230 |  | Mini-Splits(Non-Ducted) | WIHW-09MOC/230 |  | 9000 | 26 | 12.5 | 12000 | 11500 | 95.83% | 1.8 | 0 | 15 |  |  |  |  | R-454B | 0.75 | Residential & Commercial | VSMSHP | Non-Ducted CEE Tier 2
215864046 | Mini/Multi Split | Wells | HRCU-A-CB-O | WOS-12PRE/230 |  | Mini-Splits(Non-Ducted) | WIHW-12MOC/230 |  | 12000 | 24 | 10.5 | 12000 | 11500 | 95.83% | 1.8 | 0 | 13.2 |  |  |  |  | R-454B | 1 | Residential & Commercial | VSMSHP | Non-Ducted CEE Tier 2
215864047 | Mini/Multi Split | Wells | HRCU-A-CB-O | WOS-18PRE/230 |  | Mini-Splits(Non-Ducted) | WIHW-18MOC/230 |  | 18000 | 21.7 | 10.8 | 18000 | 18000 | 100% | 2 | 0 | 13 |  |  |  |  | R-454B | 1.5 | Residential & Commercial | VSMSHP | Non-Ducted CEE Tier 2
215864048 | Mini/Multi Split | Wells | HRCU-A-CB-O | WOS-24PRE/230 |  | Mini-Splits(Non-Ducted) | WIHW-24MOC/230 |  | 23000 | 22.3 | 13.3 | 26000 | 24000 | 92.31% | 2 | 0 | 12.5 |  |  |  |  | R-454B | 1.9167 | Residential & Commercial | VSMSHP | Non-Ducted CEE Tier 2
215864049 | Mini/Multi Split | Wells | HRCU-A-CB-O | WOS-33PRE/230 |  | Mini-Splits(Non-Ducted) | WIHW-33MOC/230 |  | 33000 | 20 | 10.5 | 36000 | 34600 | 96.11% | 1.91 | 0 | 11.7 |  |  |  |  | R-454B | 2.75 | Residential & Commercial | VSMSHP | Non-Ducted CEE Tier 2
215864050 | Mini/Multi Split | Wells | HRCU-A-CB-O | WOS-09QUA/230 |  | Mini-Splits(Non-Ducted) | WI4C-09MOC/230 |  | 9000 | 21.6 | 11.3 | 10000 | 8300 | 83% | 2.17 | 0 | 14.3 |  |  |  |  | R-454B | 0.75 | Residential & Commercial | VSMSHP | Non-Ducted CEE Tier 2
215864051 | Mini/Multi Split | Wells | HRCU-A-CB-O | WOS-12QUA/230 |  | Mini-Splits(Non-Ducted) | WI4C-12MOC/230 |  | 12000 | 21.1 | 10.4 | 12000 | 8400 | 70% | 2.4 | 0 | 12.5 |  |  |  |  | R-454B | 1 | Residential & Commercial | VSMSHP | Non-Ducted CEE Tier 2
215864052 | Mini/Multi Split | Wells | HRCU-A-CB-O | WOS-18QUA/230 |  | Mini-Splits(Non-Ducted) | WI4C-18MOC/230 |  | 16800 | 20.7 | 11.4 | 18000 | 12800 | 71.11% | 2.2 | 0 | 12.5 |  |  |  |  | R-454B | 1.4 | Residential & Commercial | VSMSHP | Non-Ducted CEE Tier 2
215864053 | Mini/Multi Split | Wells | HRCU-A-CB-O | WOS-24QUA/230 |  | Mini-Splits(Non-Ducted) | WI4C-24MOC/230 |  | 24000 | 22 | 10.5 | 25000 | 18500 | 74% | 2.3 | 0 | 12 |  |  |  |  | R-454B | 2 | Residential & Commercial | VSMSHP | Non-Ducted CEE Tier 2
215864054 | Mini/Multi Split | Wells | HRCU-A-CB-O | WOS-09QUA/230 |  | Mini-Splits(Non-Ducted) | WI1C-09MOC/230 |  | 9000 | 22.1 | 11.8 | 11000 | 8000 | 72.73% | 2.18 | 0 | 14.4 |  |  |  |  | R-454B | 0.75 | Residential & Commercial | VSMSHP | Non-Ducted CEE Tier 2
215864055 | Mini/Multi Split | Wells | HRCU-A-CB-O | WOS-12QUA/230 |  | Mini-Splits(Non-Ducted) | WI1C-12MOC/230 |  | 12000 | 22.1 | 10 | 12000 | 8600 | 71.67% | 2.48 | 0 | 12.3 |  |  |  |  | R-454B | 1 | Residential & Commercial | VSMSHP | Non-Ducted CEE Tier 2
215864056 | Mini/Multi Split | Wells | HRCU-A-CB-O | WOS-18QUA/230 |  | Mini-Splits(Non-Ducted) | WI1C-18MOC/230 |  | 18000 | 22.2 | 12.2 | 18000 | 13100 | 72.78% | 2.24 | 0 | 12.5 |  |  |  |  | R-454B | 1.5 | Residential & Commercial | VSMSHP | Non-Ducted CEE Tier 2
215560274 | Mini/Multi Split | BOREAL | HRCU-A-CB-O | KUL18HPJ132OA |  | Mini-Splits(Non-Ducted) | CAS18HPJ132IA |  | 18000 | 21 | 9 | 18000 | 12600 | 70% | 1.8 | 0 | 10.9 |  |  |  |  | R-32 | 1.5 | Residential & Commercial | VSMSHP
215560277 | Mini/Multi Split | BOREAL | HRCU-A-CB-O | KUL18HPJ132OA |  | Mini-Splits(Non-Ducted) | FLR18HPJ132IA |  | 18000 | 21.5 | 9.5 | 18000 | 15800 | 87.78% | 1.9 | 0 | 12.8 |  |  |  |  | R-32 | 1.5 | Residential & Commercial | VSMSHP | Non-Ducted CEE Tier 2
215560278 | Mini/Multi Split | BOREAL | HRCU-A-CB-O | KUL18HPJ132OA |  | Mini-Splits(Non-Ducted) | CON18HPJ132IA |  | 18000 | 21.5 | 8.5 | 18000 | 12900 | 71.67% | 1.8 | 0 | 11.6 |  |  |  |  | R-32 | 1.5 | Residential & Commercial | VSMSHP
215560279 | Mini/Multi Split | BOREAL | HRCU-A-CB-O | KUL18HPJ132OA |  | Mini-Splits(Non-Ducted) | OWC20HPJ132IA |  | 19000 | 21.5 | 8.5 | 19000 | 14000 | 73.68% | 1.8 | 0 | 10.9 |  |  |  |  | R-32 | 1.5833 | Residential & Commercial | VSMSHP
215560281 | Mini/Multi Split | BOREAL | HRCU-A-CB-O | KUL24HPJ132OA |  | Mini-Splits(Non-Ducted) | CAS24HPJ132IA |  | 22000 | 22.5 | 9 | 24000 | 16800 | 70% | 1.8 | 0 | 11.6 |  |  |  |  | R-32 | 1.8333 | Residential & Commercial | VSMSHP
215560282 | Mini/Multi Split | BOREAL | HRCU-A-CB-O | KUL24HPJ132OA |  | Mini-Splits(Non-Ducted) | FLR24HPJ132IA |  | 22000 | 22.5 | 9.5 | 24000 | 20000 | 83.33% | 1.8 | 0 | 12.6 |  |  |  |  | R-32 | 1.8333 | Residential & Commercial | VSMSHP | Non-Ducted CEE Tier 2
215560618 | Mini/Multi Split | Trane / Mitsubishi Electric | HRCU-A-CB-O | PUZ-HA24NHA1*** |  | Mini-Splits(Non-Ducted) | TPLA0A0241EA70A |  | 24000 | 21.6 | 10 | 28000 | 26000 | 92.86% | 1.9 | 0 | 14 |  |  |  |  | R-410A | 2 | Residential & Commercial | VSMSHP | Non-Ducted CEE Tier 2
215560619 | Mini/Multi Split | Mitsubishi Electric | HRCU-A-CB-O | PUZ-HA24NHA1*** |  | Mini-Splits(Non-Ducted) | PKA-A24KA* |  | 24000 | 19.5 | 9.5 | 28000 | 26000 | 92.86% | 1.9 | 0 | 12.6 |  |  |  |  | R-410A | 2 | Residential & Commercial | VSMSHP | Non-Ducted CEE Tier 2
215560620 | Mini/Multi Split | Trane / Mitsubishi Electric | HRCU-A-CB-O | PUZ-HA24NHA1*** |  | Mini-Splits(Non-Ducted) | TPKA0A0241KA70A |  | 24000 | 19.5 | 9.5 | 28000 | 26000 | 92.86% | 1.9 | 0 | 12.6 |  |  |  |  | R-410A | 2 | Residential & Commercial | VSMSHP | Non-Ducted CEE Tier 2
215560621 | Mini/Multi Split | Mitsubishi Electric | HRCU-A-CB-O | PUZ-HA24NHA1*** |  | Mini-Splits(Non-Ducted) | PCA-A24KA* |  | 23000 | 18.7 | 9.5 | 28000 | 26000 | 92.86% | 1.8 | 0 | 12.5 |  |  |  |  | R-410A | 1.9167 | Residential & Commercial | VSMSHP | Non-Ducted CEE Tier 2
215560622 | Mini/Multi Split | Trane / Mitsubishi Electric | HRCU-A-CB-O | PUZ-HA24NHA1*** |  | Mini-Splits(Non-Ducted) | TPCA0A0241KA70A |  | 23000 | 18.7 | 9.5 | 28000 | 26000 | 92.86% | 1.8 | 0 | 12.5 |  |  |  |  | R-410A | 1.9167 | Residential & Commercial | VSMSHP | Non-Ducted CEE Tier 2
215564827 | Mini/Multi Split | HAIER | HRCU-A-CB-O | 1Q09TE1BE** |  | Mini-Splits(Non-Ducted) | QS09WB1BE** |  | 9000 | 20 | 9.5 | 10000 | 7000 | 70% | 1.8 | 0 | 12 |  |  |  |  | R-454B | 0.75 | Residential & Commercial | VSMSHP | Non-Ducted CEE Tier 2
215564828 | Mini/Multi Split | HAIER | HRCU-A-CB-O | 1Q12TE1BE** |  | Mini-Splits(Non-Ducted) | QS12WB1BE** |  | 11500 | 20 | 9.5 | 13000 | 9100 | 70% | 1.8 | 0 | 12 |  |  |  |  | R-454B | 0.95833 | Residential & Commercial | VSMSHP | Non-Ducted CEE Tier 2
215565288 | Mini/Multi Split | GE Appliances | HRCU-A-CB-O | 1G09CB1BE** |  | Mini-Splits(Non-Ducted) | GS09WB1BE** |  | 9000 | 20 | 9.5 | 10000 | 7000 | 70% | 1.8 | 0 | 12 |  |  |  |  | R-454B | 0.75 | Residential & Commercial | VSMSHP | Non-Ducted CEE Tier 2
215565289 | Mini/Multi Split | GE Appliances | HRCU-A-CB-O | 1G12CB1BE** |  | Mini-Splits(Non-Ducted) | GS12WB1BE** |  | 11500 | 20 | 9.5 | 13000 | 9100 | 70% | 1.8 | 0 | 12 |  |  |  |  | R-454B | 0.95833 | Residential & Commercial | VSMSHP | Non-Ducted CEE Tier 2
215569781 | Mini/Multi Split | Viessmann | HRCU-A-CB-O | DLCVRAH09AAK |  | Mini-Splits(Non-Ducted) | DLFVHAH09XAK |  | 9000 | 18.5 | 8.8 | 10000 | 7100 | 71% | 2.1 | 8.8 | 10.5 |  |  |  |  | R-410A | 0.75 | Residential & Commercial | VSMSHP
216368958 | Mini/Multi Split | GREE | HRCU-A-CB-O | GWH09ATCXB-A6DNA1B/O |  | Mini-Splits(Non-Ducted) | GWH09AWCXB-A6DN***/I |  | 9100 | 22 | 9.2 | 9700 | 7700 | 79.38% | 1.9 | 0 | 12.3 |  |  |  |  | R-32 | 0.75833 | Residential & Commercial | VSMSHP
216368959 | Mini/Multi Split | LG | HRCU-A-CB-O | KUSAL091A |  | Mini-Splits(Non-Ducted) | KNSAL091A |  | 9000 | 27 | 13.5 | 11000 | 12000 | 109.1% | 2.05 | 0 | 15.8 |  |  |  |  | R-32 | 0.75 | Residential & Commercial | VSMSHP | Non-Ducted CEE Tier 2
216368960 | Mini/Multi Split | LG | HRCU-A-CB-O | KUSAL121A |  | Mini-Splits(Non-Ducted) | KNSAL121A |  | 12000 | 25.5 | 11.2 | 13000 | 14700 | 113.1% | 2.05 | 0 | 13.8 |  |  |  |  | R-32 | 1 | Residential & Commercial | VSMSHP | Non-Ducted CEE Tier 2
216369208 | Mini/Multi Split | Star Air Kontrol | HRCU-A-CB-O | SAK-09-WM2/220V |  | Mini-Splits(Non-Ducted) | SAK-09-WM1/220V |  | 9000 | 21.2 | 9.1 | 10000 | 7000 | 70% | 2.07 | 0 | 12.6 |  |  |  |  | R-454B | 0.75 | Residential & Commercial | VSMSHP
216369211 | Mini/Multi Split | Star Air Kontrol | HRCU-A-CB-O | SAK-24-WM2/220V |  | Mini-Splits(Non-Ducted) | SAK-24-WM1/220V |  | 24000 | 18.7 | 9.3 | 24000 | 17000 | 70.83% | 2.14 | 0 | 10 |  |  |  |  | R-454B | 2 | Residential & Commercial | VSMSHP
216369222 | Mini/Multi Split | Star Air Kontrol | HRCU-A-CB-O | SAK-09-CT2/220V |  | Mini-Splits(Non-Ducted) | SAK-09-CT1/220V |  | 9000 | 21.6 | 11.3 | 10000 | 8300 | 83% | 2.17 | 0 | 14.3 |  |  |  |  | R-454B | 0.75 | Residential & Commercial | VSMSHP | Non-Ducted CEE Tier 2
216369223 | Mini/Multi Split | Star Air Kontrol | HRCU-A-CB-O | SAK-12-CT2/220V |  | Mini-Splits(Non-Ducted) | SAK-12-CT1/220V |  | 12000 | 21.1 | 10.4 | 12000 | 8400 | 70% | 2.4 | 0 | 12.5 |  |  |  |  | R-454B | 1 | Residential & Commercial | VSMSHP | Non-Ducted CEE Tier 2
216369224 | Mini/Multi Split | Star Air Kontrol | HRCU-A-CB-O | SAK-18-CT2/220V |  | Mini-Splits(Non-Ducted) | SAK-18-CT1/220V |  | 16800 | 20.7 | 11.4 | 18000 | 12800 | 71.11% | 2.2 | 0 | 12.5 |  |  |  |  | R-454B | 1.4 | Residential & Commercial | VSMSHP | Non-Ducted CEE Tier 2
216369225 | Mini/Multi Split | Star Air Kontrol | HRCU-A-CB-O | SAK-24-CT2/220V |  | Mini-Splits(Non-Ducted) | SAK-24-CT1/220V |  | 24000 | 22 | 10.5 | 25000 | 18500 | 74% | 2.3 | 0 | 12 |  |  |  |  | R-454B | 2 | Residential & Commercial | VSMSHP | Non-Ducted CEE Tier 2
216369226 | Mini/Multi Split | Star Air Kontrol | HRCU-A-CB-O | SAK-36-CT2/220V |  | Mini-Splits(Non-Ducted) | SAK-36-CT1/220V |  | 36000 | 20 | 10.3 | 38000 | 26600 | 70% | 2.2 | 0 | 9.6 |  |  |  |  | R-454B | 3 | Residential & Commercial | VSMSHP | Non-Ducted CEE Tier 2
216369227 | Mini/Multi Split | Star Air Kontrol | HRCU-A-CB-O | SAK-48-CT2/220V |  | Mini-Splits(Non-Ducted) | SAK-48-CT1/220V |  | 48000 | 19 | 9.9 | 50000 | 40500 | 81% | 2.11 | 0 | 9.5 |  |  |  |  | R-454B | 4 | Residential & Commercial | VSMSHP | Non-Ducted CEE Tier 2
216369228 | Mini/Multi Split | Star Air Kontrol | HRCU-A-CB-O | SAK-06-OCT2/220V |  | Mini-Splits(Non-Ducted) | SAK-06-OCT1/220V |  | 6500 | 22 | 12 | 7400 | 8100 | 109.5% | 2.4 | 0 | 15 |  |  |  |  | R-454B | 0.54167 | Residential & Commercial | VSMSHP | Non-Ducted CEE Tier 2
216369229 | Mini/Multi Split | Star Air Kontrol | HRCU-A-CB-O | SAK-09-OCT2/220V |  | Mini-Splits(Non-Ducted) | SAK-09-OCT1/220V |  | 9000 | 22.1 | 11.8 | 11000 | 8000 | 72.73% | 2.18 | 0 | 14.4 |  |  |  |  | R-454B | 0.75 | Residential & Commercial | VSMSHP | Non-Ducted CEE Tier 2
216369230 | Mini/Multi Split | Star Air Kontrol | HRCU-A-CB-O | SAK-12-OCT2/220V |  | Mini-Splits(Non-Ducted) | SAK-12-OCT1/220V |  | 12000 | 22.1 | 10 | 12000 | 8600 | 71.67% | 2.48 | 0 | 12.3 |  |  |  |  | R-454B | 1 | Residential & Commercial | VSMSHP | Non-Ducted CEE Tier 2
214779299 | Mini/Multi Split | HITACHI | HRCU-A-CB-O | PAS-24BUFASDQ1 |  | Mini-Splits(Non-Ducted) | PPFC-B24UFA1DQ |  | 22000 | 21 | 10 | 24000 | 19000 | 79.17% | 2.5 | 0 | 13 |  |  |  |  | R-32 | 1.8333 | Residential & Commercial | VSMSHP | Non-Ducted CEE Tier 2
214779300 | Mini/Multi Split | HITACHI | HRCU-A-CB-O | PAS-30BUFASDQ1 |  | Mini-Splits(Non-Ducted) | PPFC-B30UFA1DQ |  | 30000 | 19.6 | 10 | 32000 | 26000 | 81.25% | 2.5 | 0 | 12 |  |  |  |  | R-32 | 2.5 | Residential & Commercial | VSMSHP | Non-Ducted CEE Tier 2
214779301 | Mini/Multi Split | HITACHI | HRCU-A-CB-O | PAS-36BUFASDQ1 |  | Mini-Splits(Non-Ducted) | PPFC-B36UFA1DQ |  | 36000 | 19.4 | 10 | 38000 | 27000 | 71.05% | 2.4 | 0 | 12 |  |  |  |  | R-32 | 3 | Residential & Commercial | VSMSHP | Non-Ducted CEE Tier 2
214779302 | Mini/Multi Split | HITACHI | HRCU-A-CB-O | PAS-48BUFASDQ1 |  | Mini-Splits(Non-Ducted) | PPFC-B48UFA1DQ |  | 42000 | 20.5 | 9.5 | 44000 | 32000 | 72.73% | 2.2 | 0 | 12 |  |  |  |  | R-32 | 3.5 | Residential & Commercial | VSMSHP | Non-Ducted CEE Tier 2
215351563 | Mini/Multi Split | SAMSUNG | HRCU-A-CB-O | AR15DXFAMWKX |  | Mini-Splits(Non-Ducted) | AR15DXFAMWKN |  | 15000 | 21.5 | 10 | 15000 | 10500 | 70% | 2.38 | 0 | 12.95 |  |  |  |  | R-32 | 1.25 | Residential & Commercial | VSMSHP | Non-Ducted CEE Tier 2
215351564 | Mini/Multi Split | SAMSUNG | HRCU-A-CB-O | AR15DXFAMWKX |  | Mini-Splits(Non-Ducted) | AR15DXKAPWKN |  | 15000 | 21.5 | 10 | 15000 | 10500 | 70% | 2.38 | 0 | 12.95 |  |  |  |  | R-32 | 1.25 | Residential & Commercial | VSMSHP | Non-Ducted CEE Tier 2
214779339 | Mini/Multi Split | GREE | HRCU-A-CB-O | VIR09HP115V1R32AO |  | Mini-Splits(Non-Ducted) | VIR09HP115V1R32AH |  | 9100 | 27 | 10.5 | 10000 | 9500 | 95% | 1.83 | 0 | 15 |  |  |  |  | R-32 | 0.75833 | Residential & Commercial | VSMSHP | Non-Ducted CEE Tier 2
214779340 | Mini/Multi Split | GREE | HRCU-A-CB-O | VIR09HP230V1R32AO |  | Mini-Splits(Non-Ducted) | VIR09HP230V1R32AH |  | 9100 | 26 | 10.4 | 10500 | 9500 | 90.48% | 1.88 | 0 | 15 |  |  |  |  | R-32 | 0.75833 | Residential & Commercial | VSMSHP | Non-Ducted CEE Tier 2
214779341 | Mini/Multi Split | GREE | HRCU-A-CB-O | ENV09HP115V1R32AO |  | Mini-Splits(Non-Ducted) | ENV09HP115V1R32AH |  | 9100 | 27 | 10.5 | 10000 | 9200 | 92% | 1.9 | 0 | 15 |  |  |  |  | R-32 | 0.75833 | Residential & Commercial | VSMSHP | Non-Ducted CEE Tier 2
214779342 | Mini/Multi Split | GREE | HRCU-A-CB-O | ENV09HP230V1R32AO |  | Mini-Splits(Non-Ducted) | ENV09HP230V1R32AH |  | 9100 | 26 | 10.4 | 10500 | 9300 | 88.57% | 1.96 | 0 | 15 |  |  |  |  | R-32 | 0.75833 | Residential & Commercial | VSMSHP | Non-Ducted CEE Tier 2
214779343 | Mini/Multi Split | GREE | HRCU-A-CB-O | ENV12HP115V1R32AO |  | Mini-Splits(Non-Ducted) | ENV12HP115V1R32AH |  | 12000 | 24.5 | 9.5 | 12000 | 9500 | 79.17% | 1.95 | 0 | 13 |  |  |  |  | R-32 | 1 | Residential & Commercial | VSMSHP | Non-Ducted CEE Tier 2
214779344 | Mini/Multi Split | GREE | HRCU-A-CB-O | ENV12HP230V1R32AO |  | Mini-Splits(Non-Ducted) | ENV12HP230V1R32AH |  | 12000 | 24.5 | 9.5 | 12000 | 11000 | 91.67% | 1.95 | 0 | 13 |  |  |  |  | R-32 | 1 | Residential & Commercial | VSMSHP | Non-Ducted CEE Tier 2
214779345 | Mini/Multi Split | GREE | HRCU-A-CB-O | ENV24HP230V1R32AO |  | Mini-Splits(Non-Ducted) | ENV24HP230V1R32AH |  | 22000 | 24 | 9 | 24000 | 22000 | 91.67% | 1.75 | 0 | 13.1 |  |  |  |  | R-32 | 1.8333 | Residential & Commercial | VSMSHP
214779348 | Mini/Multi Split | GREE | HRCU-A-CB-O | LIV36HP230V1R32AO |  | Mini-Splits(Non-Ducted) | LIV36HP230V1R32AH |  | 33600 | 21 | 8.5 | 34000 | 24600 | 72.35% | 1.8 | 0 | 10.6 |  |  |  |  | R-32 | 2.8 | Residential & Commercial | VSMSHP
214779350 | Mini/Multi Split | GREE | HRCU-A-CB-O | LIV12HP230V1R32AO |  | Mini-Splits(Non-Ducted) | LIV12HP230V1R32AH |  | 12000 | 19 | 8.5 | 12000 | 9100 | 75.83% | 1.75 | 0 | 9.75 |  |  |  |  | R-32 | 1 | Residential & Commercial | VSMSHP
214779351 | Mini/Multi Split | GREE | HRCU-A-CB-O | LIV12HP115V1R32AO |  | Mini-Splits(Non-Ducted) | LIV12HP115V1R32AH |  | 12000 | 19 | 8.5 | 12000 | 8500 | 70.83% | 1.75 | 0 | 9.3 |  |  |  |  | R-32 | 1 | Residential & Commercial | VSMSHP
214779524 | Mini/Multi Split | GREE | HRCU-A-CB-O | LIV09HP230V1R32AO |  | Mini-Splits(Non-Ducted) | LIV09HP230V1R32AH |  | 9100 | 20.5 | 8.8 | 10000 | 7600 | 76% | 1.94 | 0 | 12.5 |  |  |  |  | R-32 | 0.75833 | Residential & Commercial | VSMSHP
214779525 | Mini/Multi Split | GREE | HRCU-A-CB-O | LIV09HP115V1R32AO |  | Mini-Splits(Non-Ducted) | LIV09HP115V1R32AH |  | 9100 | 20.5 | 8.8 | 10000 | 7600 | 76% | 1.86 | 0 | 11.9 |  |  |  |  | R-32 | 0.75833 | Residential & Commercial | VSMSHP
214779546 | Mini/Multi Split | Kwiik | HRCU-A-CB-O | KKCA-12EX2-SCU |  | Mini-Splits(Non-Ducted) | KKCA-12WA2-SCU |  | 12000 | 23 | 10 | 12000 | 11000 | 91.67% | 2 | 0 | 12.25 |  |  |  |  | R-454B | 1 | Residential & Commercial | VSMSHP | Non-Ducted CEE Tier 2
214779547 | Mini/Multi Split | Kwiik | HRCU-A-CB-O | KKCA-18EX2-SCU |  | Mini-Splits(Non-Ducted) | KKCA-18WA2-SCU |  | 18000 | 21 | 10 | 18000 | 18000 | 100% | 1.9 | 0 | 12.95 |  |  |  |  | R-454B | 1.5 | Residential & Commercial | VSMSHP | Non-Ducted CEE Tier 2
214780391 | Mini/Multi Split | GREE | HRCU-A-CB-O | GWH09ATCXB-D6DNA1B/O |  | Mini-Splits(Non-Ducted) | GWH09ATCXB-D6DN***/I |  | 9100 | 22 | 9.2 | 9800 | 7700 | 78.57% | 1.9 | 0 | 12.3 |  |  |  |  | R-32 | 0.75833 | Residential & Commercial | VSMSHP
214783952 | Mini/Multi Split | TURBRO | HRCU-A-CB-O | GL9K115-O |  | Mini-Splits(Non-Ducted) | GL9K115-I |  | 9000 | 23 | 9 | 9500 | 7000 | 73.68% | 1.8 | 12.5 | 12.5 |  |  |  |  | R-410A | 0.75 | Residential & Commercial | VSMSHP
214783953 | Mini/Multi Split | TURBRO | HRCU-A-CB-O | GL9K230-O |  | Mini-Splits(Non-Ducted) | GL9K230-I |  | 9000 | 23.5 | 9.2 | 9500 | 7300 | 76.84% | 1.8 | 13 | 13 |  |  |  |  | R-410A | 0.75 | Residential & Commercial | VSMSHP
207641266 | Mini/Multi Split | HISENSE | HRCU-A-CB-O | AUW-18U3SF |  | Mini-Splits(Non-Ducted) | AST-18UW3SBBTV00 |  | 18000 | 22 | 9.6 | 19000 | 13300 | 70% | 2.3 | 13.1 | 13.1 |  |  |  |  | R-410A | 1.5 | Residential & Commercial | VSMSHP | Non-Ducted CEE Tier 2
214771910 | Mini/Multi Split | AIR MAX | HRCU-A-CB-O | AWGRC12-H1 |  | Mini-Splits(Non-Ducted) | AWGRE12-H1 |  | 12000 | 21.5 | 8.5 | 12000 | 8500 | 70.83% | 1.9 | 0 | 11 |  |  |  |  | R-32 | 1 | Residential & Commercial | VSMSHP
214771911 | Mini/Multi Split | AIR MAX | HRCU-A-CB-O | AWGRC12-H2 |  | Mini-Splits(Non-Ducted) | AWGRE12-H2 |  | 12000 | 21.5 | 8.5 | 12000 | 9400 | 78.33% | 1.9 | 0 | 11 |  |  |  |  | R-32 | 1 | Residential & Commercial | VSMSHP
214771912 | Mini/Multi Split | AIR MAX | HRCU-A-CB-O | AWGRC18-H2 |  | Mini-Splits(Non-Ducted) | AWGRE18-H2 |  | 18000 | 21.5 | 8.5 | 18500 | 13000 | 70.27% | 1.9 | 0 | 11.8 |  |  |  |  | R-32 | 1.5 | Residential & Commercial | VSMSHP
214771914 | Mini/Multi Split | AIR MAX | HRCU-A-CB-O | AWGRC36-H2 |  | Mini-Splits(Non-Ducted) | AWGRE36-H2 |  | 33600 | 21 | 8.5 | 34000 | 24600 | 72.35% | 1.8 | 0 | 10.6 |  |  |  |  | R-32 | 2.8 | Residential & Commercial | VSMSHP
214771915 | Mini/Multi Split | COMFORMATIC | HRCU-A-CB-O | AWGRC12-H1 |  | Mini-Splits(Non-Ducted) | AWGRE12-H1 |  | 12000 | 21.5 | 8.5 | 12000 | 8500 | 70.83% | 1.9 | 0 | 11 |  |  |  |  | R-32 | 1 | Residential & Commercial | VSMSHP
214771916 | Mini/Multi Split | COMFORMATIC | HRCU-A-CB-O | AWGRC12-H2 |  | Mini-Splits(Non-Ducted) | AWGRE12-H2 |  | 12000 | 21.5 | 8.5 | 12000 | 9400 | 78.33% | 1.9 | 0 | 11 |  |  |  |  | R-32 | 1 | Residential & Commercial | VSMSHP
214771917 | Mini/Multi Split | COMFORMATIC | HRCU-A-CB-O | AWGRC18-H2 |  | Mini-Splits(Non-Ducted) | AWGRE18-H2 |  | 18000 | 21.5 | 8.5 | 18500 | 13000 | 70.27% | 1.9 | 0 | 11.8 |  |  |  |  | R-32 | 1.5 | Residential & Commercial | VSMSHP
214771919 | Mini/Multi Split | COMFORMATIC | HRCU-A-CB-O | AWGRC36-H2 |  | Mini-Splits(Non-Ducted) | AWGRE36-H2 |  | 33600 | 21 | 8.5 | 34000 | 24600 | 72.35% | 1.8 | 0 | 10.6 |  |  |  |  | R-32 | 2.8 | Residential & Commercial | VSMSHP
206717842 | Mini/Multi Split | Trane / Mitsubishi Electric | HRCU-A-CB-O | PUZ-HA30NKA |  | Mini-Splits(Non-Ducted) | TPCA0A0301KA70A |  | 30000 | 17.9 | 8.5 | 35000 | 32000 | 91.43% | 1.8 | 12.6 | 12.6 |  |  |  |  | R-410A | 2.5 | Residential & Commercial | VSMSHP
206717844 | Mini/Multi Split | Trane / Mitsubishi Electric | HRCU-A-CB-O | PUZ-HA30NKA |  | Mini-Splits(Non-Ducted) | TPKA0A0301KA70A |  | 30000 | 18.5 | 8.5 | 34000 | 32000 | 94.12% | 1.8 | 12.8 | 12.8 |  |  |  |  | R-410A | 2.5 | Residential & Commercial | VSMSHP
214777850 | Mini/Multi Split | GREE | HRCU-A-CB-O | ENV18HP230V1R32AO |  | Mini-Splits(Non-Ducted) | ENV18HP230V1R32AH |  | 18000 | 24.5 | 9 | 18000 | 14600 | 81.11% | 1.9 | 0 | 13.65 |  |  |  |  | R-32 | 1.5 | Residential & Commercial | VSMSHP
214779298 | Mini/Multi Split | HITACHI | HRCU-A-CB-O | PAS-18BUFASDQ1 |  | Mini-Splits(Non-Ducted) | PPFC-B18UFA1DQ |  | 18000 | 23 | 10 | 20000 | 14500 | 72.5% | 2.4 | 0 | 13 |  |  |  |  | R-32 | 1.5 | Residential & Commercial | VSMSHP | Non-Ducted CEE Tier 2
214826532 | Mini/Multi Split | LG | HRCU-A-CB-O | KUSXB091A |  | Mini-Splits(Non-Ducted) | KNUQB091A |  | 9000 | 20 | 10.6 | 10100 | 10100 | 100% | 2.16 | 0 | 13.2 |  |  |  |  | R-32 | 0.75 | Residential & Commercial | VSMSHP | Non-Ducted CEE Tier 2
214826533 | Mini/Multi Split | LG | HRCU-A-CB-O | KUSXB121A |  | Mini-Splits(Non-Ducted) | KNUDB121A |  | 11100 | 21.5 | 10.1 | 14000 | 10700 | 76.43% | 2.16 | 0 | 13 |  |  |  |  | R-32 | 0.925 | Residential & Commercial | VSMSHP | Non-Ducted CEE Tier 2
214826535 | Mini/Multi Split | LG | HRCU-A-CB-O | KUSXA301A |  | Mini-Splits(Non-Ducted) | KNSCB301A |  | 30000 | 25 | 10.4 | 34000 | 34000 | 100% | 2.1 | 0 | 15.2 |  |  |  |  | R-32 | 2.5 | Residential & Commercial | VSMSHP | Non-Ducted CEE Tier 2
214826536 | Mini/Multi Split | HISENSE | HRCU-A-CB-O | AS-09UW1TXE00 |  | Mini-Splits(Non-Ducted) | AS-09UW1TXE**00 |  | 9000 | 23 | 10 | 9500 | 8700 | 91.58% | 1.9 | 0 | 14.05 |  |  |  |  | R-454B | 0.75 | Residential & Commercial | VSMSHP | Non-Ducted CEE Tier 2
214826537 | Mini/Multi Split | HISENSE | HRCU-A-CB-O | AS-12UW1TXE00 |  | Mini-Splits(Non-Ducted) | AS-12UW1TXE**00 |  | 12000 | 22 | 9.5 | 12000 | 9200 | 76.67% | 1.9 | 0 | 12.25 |  |  |  |  | R-454B | 1 | Residential & Commercial | VSMSHP | Non-Ducted CEE Tier 2
214826538 | Mini/Multi Split | HISENSE | HRCU-A-CB-O | AS-09UW1TXG00 |  | Mini-Splits(Non-Ducted) | AS-09UW1TXG**00 |  | 9000 | 23 | 10 | 9500 | 8700 | 91.58% | 1.9 | 0 | 14.05 |  |  |  |  | R-454B | 0.75 | Residential & Commercial | VSMSHP | Non-Ducted CEE Tier 2
214826539 | Mini/Multi Split | HISENSE | HRCU-A-CB-O | AS-12UW1TXG00 |  | Mini-Splits(Non-Ducted) | AS-12UW1TXG**00 |  | 12000 | 22 | 9.5 | 12000 | 9200 | 76.67% | 1.9 | 0 | 12.25 |  |  |  |  | R-454B | 1 | Residential & Commercial | VSMSHP | Non-Ducted CEE Tier 2
214826547 | Mini/Multi Split | FRIEDRICH | HRCU-A-CB-O | FPHSR09A1B |  | Mini-Splits(Non-Ducted) | FAHSW09A1A |  | 9000 | 23 | 10 | 9500 | 8700 | 91.58% | 1.9 | 0 | 14.05 |  |  |  |  | R-454B | 0.75 | Residential & Commercial | VSMSHP | Non-Ducted CEE Tier 2
214826548 | Mini/Multi Split | FRIEDRICH | HRCU-A-CB-O | FPHSR12A1B |  | Mini-Splits(Non-Ducted) | FAHSW12A1A |  | 12000 | 22 | 9.5 | 12000 | 9200 | 76.67% | 1.9 | 0 | 12.25 |  |  |  |  | R-454B | 1 | Residential & Commercial | VSMSHP | Non-Ducted CEE Tier 2
214836842 | Mini/Multi Split | LG | HRCU-A-CB-O | KUSXB481A |  | Mini-Splits(Non-Ducted) | KNSCB481A |  | 48000 | 21.2 | 10.4 | 51000 | 40000 | 78.43% | 1.96 | 0 | 12.1 |  |  |  |  | R-32 | 4 | Residential & Commercial | VSMSHP | Non-Ducted CEE Tier 2
214837752 | Mini/Multi Split | PANASONIC | HRCU-A-CB-O | CU-XZ9AKUAC |  | Mini-Splits(Non-Ducted) | CS-XZ9AKUAW |  | 8700 | 27.5 | 12 | 10900 | 11700 | 107.3% | 2.31 | 0 | 16.4 |  |  |  |  | R-32 | 0.725 | Residential & Commercial | VSMSHP | Non-Ducted CEE Tier 2
214837753 | Mini/Multi Split | PANASONIC | HRCU-A-CB-O | CU-XZ12AKUAC |  | Mini-Splits(Non-Ducted) | CS-XZ12AKUAW |  | 11500 | 25 | 11.7 | 12000 | 13700 | 114.2% | 2.11 | 0 | 14.35 |  |  |  |  | R-32 | 0.95833 | Residential & Commercial | VSMSHP | Non-Ducted CEE Tier 2
214837754 | Mini/Multi Split | PANASONIC | HRCU-A-CB-O | CU-XZ15AKUAC |  | Mini-Splits(Non-Ducted) | CS-XZ15AKUAW |  | 14700 | 22.4 | 12 | 17200 | 15300 | 88.95% | 2.14 | 0 | 13.35 |  |  |  |  | R-32 | 1.225 | Residential & Commercial | VSMSHP | Non-Ducted CEE Tier 2
214837755 | Mini/Multi Split | PANASONIC | HRCU-A-CB-O | CU-XZ18AKUAC |  | Mini-Splits(Non-Ducted) | CS-XZ18AKUAW |  | 17200 | 22 | 11.7 | 20400 | 17800 | 87.25% | 2.22 | 0 | 13.65 |  |  |  |  | R-32 | 1.4333 | Residential & Commercial | VSMSHP | Non-Ducted CEE Tier 2
214837756 | Mini/Multi Split | PANASONIC | HRCU-A-CB-O | CU-XZ24AKUAC |  | Mini-Splits(Non-Ducted) | CS-XZ24AKUAW |  | 24000 | 20.5 | 11 | 28800 | 20400 | 70.83% | 2.25 | 0 | 11.75 |  |  |  |  | R-32 | 2 | Residential & Commercial | VSMSHP | Non-Ducted CEE Tier 2
214728902 | Mini/Multi Split | TOSOT | HRCU-A-CB-O | GWH24QEXF-D3DND4D/O |  | Mini-Splits(Non-Ducted) | GWH24AFEXF-D3DN***/I |  | 22000 | 22 | 9 | 24000 | 20000 | 83.33% | 1.8 | 0 | 12.2 |  |  |  |  | R-410A | 1.8333 | Residential & Commercial | VSMSHP
214731128 | Mini/Multi Split | MOOVAIR | HRCU-A-CB-O | SHC24VH2AG |  | Mini-Splits(Non-Ducted) | SHC24VH2AG |  | 12000 | 27.5 | 14.5 | 12000 | 13500 | 112.5% | 1.86 | 14 | 14.3 |  |  |  |  | R-410A | 1 | Residential & Commercial | VSMSHP | Non-Ducted CEE Tier 2
214731129 | Mini/Multi Split | MOOVAIR | HRCU-A-CB-O | DMA12HOS42230E4 |  | Mini-Splits(Non-Ducted) | DMB12HIW42230E8 |  | 12000 | 27.5 | 14.5 | 12000 | 13500 | 112.5% | 1.86 | 14 | 14.3 |  |  |  |  | R-410A | 1 | Residential & Commercial | VSMSHP | Non-Ducted CEE Tier 2
211497049 | Mini/Multi Split | Trane / Mitsubishi Electric | HRCU-A-CB-O | TRUZH0421KA10NA |  | Mini-Splits(Non-Ducted) | TPLA0A0421EA*** |  | 42000 | 16.3 | 9 | 54000 | 48000 | 88.89% | 1.9 | 10.7 | 10.7 |  |  |  |  | R-410A | 3.5 | Residential & Commercial | VSMSHP
206720350 | Mini/Multi Split | Trane / Mitsubishi Electric | HRCU-A-CB-O | TRUZH0241HA10** |  | Mini-Splits(Non-Ducted) | PLA-A24EA**** |  | 24000 | 21.6 | 10 | 28000 | 26000 | 92.86% | 1.9 | 14 | 14 |  |  |  |  | R-410A | 2 | Residential & Commercial | VSMSHP | Non-Ducted CEE Tier 2
206720352 | Mini/Multi Split | Trane / Mitsubishi Electric | HRCU-A-CB-O | TRUZH0361KA00** |  | Mini-Splits(Non-Ducted) | PCA-A36KA**** |  | 34000 | 18 | 9.2 | 40000 | 38000 | 95% | 1.75 | 12.5 | 12.5 |  |  |  |  | R-410A | 2.8333 | Residential & Commercial | VSMSHP
214731814 | Mini/Multi Split | LLOYD | HRCU-A-CB-O | GSSHAX7488* |  | Mini-Splits(Non-Ducted) | GSSHAX7487 |  | 9000 | 19 | 8.5 | 10000 | 7000 | 70% | 1.8 | 0 | 10 |  |  |  |  | R-410A | 0.75 | Residential & Commercial | VSMSHP
214731815 | Mini/Multi Split | LLOYD | HRCU-A-CB-O | GSSHAX7490* |  | Mini-Splits(Non-Ducted) | GSSHAX7489 |  | 12000 | 19 | 8.5 | 12200 | 8600 | 70.49% | 1.8 | 0 | 10 |  |  |  |  | R-410A | 1 | Residential & Commercial | VSMSHP
214731816 | Mini/Multi Split | LLOYD | HRCU-A-CB-O | GSSHAX7492* |  | Mini-Splits(Non-Ducted) | GSSHAX7491 |  | 12000 | 19 | 8.5 | 12200 | 8600 | 70.49% | 1.8 | 0 | 10 |  |  |  |  | R-410A | 1 | Residential & Commercial | VSMSHP
215853901 | Mini/Multi Split | BLUERIDGE | HRCU-A-CB-O | BMS626HHYC |  | Mini-Splits(Non-Ducted) | BMC6HHYW |  | 6000 | 25.5 | 14.8 | 7000 | 7700 | 110% | 2.39 | 0 | 18 |  |  |  |  | R-454B | 0.5 | Residential & Commercial | VSMSHP | Non-Ducted CEE Tier 2
215853902 | Mini/Multi Split | BLUERIDGE | HRCU-A-CB-O | BMS927HHYC |  | Mini-Splits(Non-Ducted) | BMC9HHYW |  | 9000 | 27.4 | 12.5 | 12000 | 11500 | 95.83% | 1.8 | 0 | 15.4 |  |  |  |  | R-454B | 0.75 | Residential & Commercial | VSMSHP | Non-Ducted CEE Tier 2
215853903 | Mini/Multi Split | BLUERIDGE | HRCU-A-CB-O | BMS1225HHYC |  | Mini-Splits(Non-Ducted) | BMC12HHYW |  | 12000 | 25.4 | 10.5 | 12000 | 11500 | 95.83% | 1.8 | 0 | 13.4 |  |  |  |  | R-454B | 1 | Residential & Commercial | VSMSHP | Non-Ducted CEE Tier 2
215853904 | Mini/Multi Split | BLUERIDGE | HRCU-A-CB-O | BMS1821HHYC |  | Mini-Splits(Non-Ducted) | BMC18HHYW |  | 18000 | 21.4 | 11 | 18000 | 18000 | 100% | 1.92 | 0 | 12.5 |  |  |  |  | R-454B | 1.5 | Residential & Commercial | VSMSHP | Non-Ducted CEE Tier 2
215853905 | Mini/Multi Split | BLUERIDGE | HRCU-A-CB-O | BMS2421HHYC |  | Mini-Splits(Non-Ducted) | BMC24HHYW |  | 24000 | 21 | 13.5 | 29000 | 24200 | 83.45% | 2.34 | 0 | 13 |  |  |  |  | R-454B | 2 | Residential & Commercial | VSMSHP | Non-Ducted CEE Tier 2
215853906 | Mini/Multi Split | BLUERIDGE | HRCU-A-CB-O | BMS3320HHYC |  | Mini-Splits(Non-Ducted) | BMC33HHYW |  | 33000 | 19.5 | 10.5 | 36000 | 35000 | 97.22% | 1.98 | 0 | 12 |  |  |  |  | R-454B | 2.75 | Residential & Commercial | VSMSHP | Non-Ducted CEE Tier 2
215853907 | Mini/Multi Split | BLUERIDGE | HRCU-A-CB-O | BMS635SHYC |  | Mini-Splits(Non-Ducted) | BMS635SHYW |  | 6000 | 35 | 30 | 9000 | 13500 | 150% | 2 | 0 | 17.4 |  |  |  |  | R-454B | 0.5 | Residential & Commercial | VSMSHP | Non-Ducted CEE Tier 2
215853908 | Mini/Multi Split | BLUERIDGE | HRCU-A-CB-O | BMS933SHYC |  | Mini-Splits(Non-Ducted) | BMS933SHYW |  | 9000 | 33.3 | 22 | 12000 | 13500 | 112.5% | 2 | 0 | 17 |  |  |  |  | R-454B | 0.75 | Residential & Commercial | VSMSHP | Non-Ducted CEE Tier 2
215853909 | Mini/Multi Split | BLUERIDGE | HRCU-A-CB-O | BMS1229SHYC |  | Mini-Splits(Non-Ducted) | BMS1229SHYW |  | 12000 | 29.4 | 14.5 | 12000 | 13500 | 112.5% | 2 | 0 | 14.2 |  |  |  |  | R-454B | 1 | Residential & Commercial | VSMSHP | Non-Ducted CEE Tier 2
215853910 | Mini/Multi Split | BLUERIDGE | HRCU-A-CB-O | BMS1826SHYC |  | Mini-Splits(Non-Ducted) | BMS1826SHYW |  | 18000 | 25.6 | 16.2 | 20000 | 22600 | 113% | 2.34 | 0 | 15 |  |  |  |  | R-454B | 1.5 | Residential & Commercial | VSMSHP | Non-Ducted CEE Tier 2
215853911 | Mini/Multi Split | BLUERIDGE | HRCU-A-CB-O | BMS926YC |  | Mini-Splits(Non-Ducted) | BMC9CC |  | 9000 | 21.6 | 11.3 | 10000 | 8300 | 83% | 2.17 | 0 | 14.3 |  |  |  |  | R-454B | 0.75 | Residential & Commercial | VSMSHP | Non-Ducted CEE Tier 2
215853912 | Mini/Multi Split | BLUERIDGE | HRCU-A-CB-O | BMS1226YC |  | Mini-Splits(Non-Ducted) | BMC12CC |  | 12000 | 21.1 | 10.4 | 12000 | 8400 | 70% | 2.4 | 0 | 12.5 |  |  |  |  | R-454B | 1 | Residential & Commercial | VSMSHP | Non-Ducted CEE Tier 2
215853913 | Mini/Multi Split | BLUERIDGE | HRCU-A-CB-O | BMS1824YC |  | Mini-Splits(Non-Ducted) | BMC18CC |  | 16800 | 20.7 | 11.4 | 18000 | 12800 | 71.11% | 2.2 | 0 | 12.5 |  |  |  |  | R-454B | 1.4 | Residential & Commercial | VSMSHP | Non-Ducted CEE Tier 2
215853914 | Mini/Multi Split | BLUERIDGE | HRCU-A-CB-O | BMS2423YC |  | Mini-Splits(Non-Ducted) | BMC24CC |  | 24000 | 22 | 10.5 | 25000 | 18500 | 74% | 2.3 | 0 | 12 |  |  |  |  | R-454B | 2 | Residential & Commercial | VSMSHP | Non-Ducted CEE Tier 2
215853915 | Mini/Multi Split | BLUERIDGE | HRCU-A-CB-O | BMS926YC |  | Mini-Splits(Non-Ducted) | BMC9CC2 |  | 9000 | 22.1 | 11.8 | 11000 | 8000 | 72.73% | 2.18 | 0 | 14.4 |  |  |  |  | R-454B | 0.75 | Residential & Commercial | VSMSHP | Non-Ducted CEE Tier 2
215853916 | Mini/Multi Split | BLUERIDGE | HRCU-A-CB-O | BMS1226YC |  | Mini-Splits(Non-Ducted) | BMC12CC2 |  | 12000 | 22.1 | 10 | 12000 | 8600 | 71.67% | 2.48 | 0 | 12.3 |  |  |  |  | R-454B | 1 | Residential & Commercial | VSMSHP | Non-Ducted CEE Tier 2
215853917 | Mini/Multi Split | BLUERIDGE | HRCU-A-CB-O | BMS1824YC |  | Mini-Splits(Non-Ducted) | BMC18CC2 |  | 18000 | 22.2 | 12.2 | 18000 | 13100 | 72.78% | 2.24 | 0 | 12.5 |  |  |  |  | R-454B | 1.5 | Residential & Commercial | VSMSHP | Non-Ducted CEE Tier 2
215853925 | Mini/Multi Split | BLUERIDGE | HRCU-A-CB-O | BMS926YC |  | Mini-Splits(Non-Ducted) | BMC9LW |  | 9000 | 26 | 13.9 | 9000 | 8600 | 95.56% | 2.27 | 0 | 16.2 |  |  |  |  | R-454B | 0.75 | Residential & Commercial | VSMSHP | Non-Ducted CEE Tier 2
215853926 | Mini/Multi Split | BLUERIDGE | HRCU-A-CB-O | BMS1226YC |  | Mini-Splits(Non-Ducted) | BMC12LW |  | 12000 | 24.6 | 11 | 12000 | 8900 | 74.17% | 2.5 | 0 | 12.7 |  |  |  |  | R-454B | 1 | Residential & Commercial | VSMSHP | Non-Ducted CEE Tier 2
215853927 | Mini/Multi Split | BLUERIDGE | HRCU-A-CB-O | BMS1824YC |  | Mini-Splits(Non-Ducted) | BMC16LW |  | 16000 | 23.8 | 13.5 | 17000 | 13100 | 77.06% | 2.16 | 0 | 12.5 |  |  |  |  | R-454B | 1.3333 | Residential & Commercial | VSMSHP | Non-Ducted CEE Tier 2
215853928 | Mini/Multi Split | BLUERIDGE | HRCU-A-CB-O | BMS1824YC |  | Mini-Splits(Non-Ducted) | BMC18FCC |  | 18000 | 22.3 | 10.4 | 18000 | 12800 | 71.11% | 2.05 | 0 | 12.5 |  |  |  |  | R-454B | 1.5 | Residential & Commercial | VSMSHP | Non-Ducted CEE Tier 2
215853929 | Mini/Multi Split | BLUERIDGE | HRCU-A-CB-O | BMS2423YC |  | Mini-Splits(Non-Ducted) | BMC24FCC |  | 24000 | 21.1 | 11.1 | 24400 | 18600 | 76.23% | 2.27 | 0 | 12.2 |  |  |  |  | R-454B | 2 | Residential & Commercial | VSMSHP | Non-Ducted CEE Tier 2
215853930 | Mini/Multi Split | BLUERIDGE | HRCU-A-CB-O | BMS927HHYC |  | Mini-Splits(Non-Ducted) | BMC9CC |  | 9000 | 22.6 | 12.1 | 10000 | 11000 | 110% | 1.84 | 0 | 14 |  |  |  |  | R-454B | 0.75 | Residential & Commercial | VSMSHP | Non-Ducted CEE Tier 2
215853931 | Mini/Multi Split | BLUERIDGE | HRCU-A-CB-O | BMS1225HHYC |  | Mini-Splits(Non-Ducted) | BMC12CC |  | 12000 | 22.2 | 11.6 | 12000 | 11500 | 95.83% | 2 | 0 | 12.5 |  |  |  |  | R-454B | 1 | Residential & Commercial | VSMSHP | Non-Ducted CEE Tier 2
215853932 | Mini/Multi Split | BLUERIDGE | HRCU-A-CB-O | BMS1821HHYC |  | Mini-Splits(Non-Ducted) | BMC18CC |  | 16000 | 20 | 12.3 | 19000 | 17000 | 89.47% | 1.9 | 0 | 12.5 |  |  |  |  | R-454B | 1.3333 | Residential & Commercial | VSMSHP | Non-Ducted CEE Tier 2
215853933 | Mini/Multi Split | BLUERIDGE | HRCU-A-CB-O | BMS2421HHYC |  | Mini-Splits(Non-Ducted) | BMC24CC |  | 23400 | 20.7 | 11.6 | 25000 | 23800 | 95.2% | 2.23 | 0 | 12 |  |  |  |  | R-454B | 1.95 | Residential & Commercial | VSMSHP | Non-Ducted CEE Tier 2
215853934 | Mini/Multi Split | BLUERIDGE | HRCU-A-CB-O | BMS626HHYC |  | Mini-Splits(Non-Ducted) | BMC6CC2 |  | 6500 | 22 | 12 | 7400 | 8100 | 109.5% | 2.4 | 0 | 15 |  |  |  |  | R-454B | 0.54167 | Residential & Commercial | VSMSHP | Non-Ducted CEE Tier 2
215853935 | Mini/Multi Split | BLUERIDGE | HRCU-A-CB-O | BMS927HHYC |  | Mini-Splits(Non-Ducted) | BMC9CC2 |  | 9000 | 24 | 12.1 | 10900 | 10600 | 97.25% | 1.83 | 0 | 14.6 |  |  |  |  | R-454B | 0.75 | Residential & Commercial | VSMSHP | Non-Ducted CEE Tier 2
215853936 | Mini/Multi Split | BLUERIDGE | HRCU-A-CB-O | BMS1225HHYC |  | Mini-Splits(Non-Ducted) | BMC12CC2 |  | 12000 | 23 | 10 | 12500 | 11500 | 92% | 2 | 0 | 13 |  |  |  |  | R-454B | 1 | Residential & Commercial | VSMSHP | Non-Ducted CEE Tier 2
215853937 | Mini/Multi Split | BLUERIDGE | HRCU-A-CB-O | BMS1821HHYC |  | Mini-Splits(Non-Ducted) | BMC18CC2 |  | 16700 | 20.6 | 12.2 | 20000 | 17500 | 87.5% | 1.89 | 0 | 12.5 |  |  |  |  | R-454B | 1.3917 | Residential & Commercial | VSMSHP | Non-Ducted CEE Tier 2
215853946 | Mini/Multi Split | BLUERIDGE | HRCU-A-CB-O | BMS927HHYC |  | Mini-Splits(Non-Ducted) | BMC9LW |  | 9000 | 27.2 | 10.9 | 9000 | 11300 | 125.6% | 1.84 | 0 | 15.1 |  |  |  |  | R-454B | 0.75 | Residential & Commercial | VSMSHP | Non-Ducted CEE Tier 2
215853947 | Mini/Multi Split | BLUERIDGE | HRCU-A-CB-O | BMS1225HHYC |  | Mini-Splits(Non-Ducted) | BMC12LW |  | 12000 | 25 | 10.5 | 12000 | 11300 | 94.17% | 1.88 | 0 | 12.5 |  |  |  |  | R-454B | 1 | Residential & Commercial | VSMSHP | Non-Ducted CEE Tier 2
215853948 | Mini/Multi Split | BLUERIDGE | HRCU-A-CB-O | BMS1821HHYC |  | Mini-Splits(Non-Ducted) | BMC16LW |  | 16000 | 20 | 10.3 | 17000 | 17500 | 102.9% | 1.95 | 0 | 12.5 |  |  |  |  | R-454B | 1.3333 | Residential & Commercial | VSMSHP | Non-Ducted CEE Tier 2
215853949 | Mini/Multi Split | BLUERIDGE | HRCU-A-CB-O | BMS1821HHYC |  | Mini-Splits(Non-Ducted) | BMC18FCC |  | 17000 | 20.4 | 10.3 | 19000 | 17000 | 89.47% | 1.86 | 0 | 12.5 |  |  |  |  | R-454B | 1.4167 | Residential & Commercial | VSMSHP | Non-Ducted CEE Tier 2
215853950 | Mini/Multi Split | BLUERIDGE | HRCU-A-CB-O | BMS2421HHYC |  | Mini-Splits(Non-Ducted) | BMC24FCC |  | 22000 | 20.4 | 12.1 | 26000 | 24200 | 93.08% | 2.16 | 0 | 12 |  |  |  |  | R-454B | 1.8333 | Residential & Commercial | VSMSHP | Non-Ducted CEE Tier 2
215853951 | Mini/Multi Split | BLUERIDGE | HRCU-A-CB-O | BMS36UYC |  | Mini-Splits(Non-Ducted) | BMS36CC |  | 36000 | 20 | 10.3 | 38000 | 26600 | 70% | 2.2 | 0 | 9.6 |  |  |  |  | R-454B | 3 | Residential & Commercial | VSMSHP | Non-Ducted CEE Tier 2
215853952 | Mini/Multi Split | BLUERIDGE | HRCU-A-CB-O | BMS48UYC |  | Mini-Splits(Non-Ducted) | BMS48CC |  | 48000 | 19 | 9.9 | 50000 | 40500 | 81% | 2.11 | 0 | 9.5 |  |  |  |  | R-454B | 4 | Residential & Commercial | VSMSHP | Non-Ducted CEE Tier 2
215853957 | Mini/Multi Split | BLUERIDGE | HRCU-A-CB-O | BMS48UYC |  | Mini-Splits(Non-Ducted) | BMS48FCC |  | 48000 | 19.8 | 10.2 | 50000 | 38500 | 77% | 1.95 | 0 | 9.5 |  |  |  |  | R-454B | 4 | Residential & Commercial | VSMSHP | Non-Ducted CEE Tier 2
215853959 | Mini/Multi Split | BLUERIDGE | HRCU-A-CB-O | BMS36HHUYC |  | Mini-Splits(Non-Ducted) | BMS36CC |  | 36600 | 21.2 | 10.6 | 37000 | 37000 | 100% | 1.95 | 0 | 12 |  |  |  |  | R-454B | 3.05 | Residential & Commercial | VSMSHP | Non-Ducted CEE Tier 2
215853960 | Mini/Multi Split | BLUERIDGE | HRCU-A-CB-O | BMS48HHUYC |  | Mini-Splits(Non-Ducted) | BMS48CC |  | 48000 | 18 | 11 | 53000 | 47500 | 89.62% | 1.96 | 0 | 10 |  |  |  |  | R-454B | 4 | Residential & Commercial | VSMSHP | Non-Ducted CEE Tier 2
215853964 | Mini/Multi Split | BLUERIDGE | HRCU-A-CB-O | BMS36HHUYC |  | Mini-Splits(Non-Ducted) | BMS36FCC |  | 36400 | 20 | 10.8 | 38000 | 39500 | 103.9% | 2.02 | 0 | 12 |  |  |  |  | R-454B | 3.0333 | Residential & Commercial | VSMSHP | Non-Ducted CEE Tier 2
215853965 | Mini/Multi Split | BLUERIDGE | HRCU-A-CB-O | BMS48HHUYC |  | Mini-Splits(Non-Ducted) | BMS48FCC |  | 48000 | 18.5 | 10.1 | 52000 | 47000 | 90.38% | 1.83 | 0 | 9.4 |  |  |  |  | R-454B | 4 | Residential & Commercial | VSMSHP | Non-Ducted CEE Tier 2
215853966 | Mini/Multi Split | BLUERIDGE | HRCU-A-CB-O | BMS60HHUYC |  | Mini-Splits(Non-Ducted) | BMS60FCC |  | 54000 | 18 | 10.7 | 60000 | 54000 | 90% | 1.91 | 0 | 9 |  |  |  |  | R-454B | 4.5 | Residential & Commercial | VSMSHP | Non-Ducted CEE Tier 2
214723196 | Mini/Multi Split | GREE | HRCU-A-CB-O | GWH09AGCXD-D3DNA1A/O |  | Mini-Splits(Non-Ducted) | GWH09ACCXD-D3DN***/I |  | 9100 | 25.5 | 10.2 | 10500 | 9100 | 86.67% | 1.86 | 0 | 14.7 |  |  |  |  | R-410A | 0.75833 | Residential & Commercial | VSMSHP | Non-Ducted CEE Tier 2
214723258 | Mini/Multi Split | HITACHI | HRCU-A-CB-O | PAS-18BUFASDQ1 |  | Mini-Splits(Non-Ducted) | PCI-B18UFA1DQ |  | 18000 | 27 | 11 | 20000 | 15000 | 75% | 2.6 | 0 | 15 |  |  |  |  | R-32 | 1.5 | Residential & Commercial | VSMSHP | Non-Ducted CEE Tier 2
214723259 | Mini/Multi Split | HITACHI | HRCU-A-CB-O | PAS-24BUFASDQ1 |  | Mini-Splits(Non-Ducted) | PCI-B24UFA1DQ |  | 22000 | 24 | 10 | 24000 | 19000 | 79.17% | 2.5 | 0 | 13 |  |  |  |  | R-32 | 1.8333 | Residential & Commercial | VSMSHP | Non-Ducted CEE Tier 2
214723260 | Mini/Multi Split | HITACHI | HRCU-A-CB-O | PAS-30BUFASDQ1 |  | Mini-Splits(Non-Ducted) | PCI-B30UFA1DQ |  | 30000 | 21 | 10 | 32000 | 24000 | 75% | 2.4 | 0 | 14 |  |  |  |  | R-32 | 2.5 | Residential & Commercial | VSMSHP | Non-Ducted CEE Tier 2
214723261 | Mini/Multi Split | HITACHI | HRCU-A-CB-O | PAS-36BUFASDQ1 |  | Mini-Splits(Non-Ducted) | PCI-B36UFA1DQ |  | 36000 | 21 | 10 | 38000 | 30000 | 78.95% | 2.4 | 0 | 13 |  |  |  |  | R-32 | 3 | Residential & Commercial | VSMSHP | Non-Ducted CEE Tier 2
214723262 | Mini/Multi Split | HITACHI | HRCU-A-CB-O | PAS-48BUFASDQ1 |  | Mini-Splits(Non-Ducted) | PCI-B48UFA1DQ |  | 45000 | 22.5 | 10 | 47000 | 34000 | 72.34% | 2.2 | 0 | 13 |  |  |  |  | R-32 | 3.75 | Residential & Commercial | VSMSHP | Non-Ducted CEE Tier 2
214728206 | Mini/Multi Split | GREE | HRCU-A-CB-O | GWH09AUCXD-A6DNA1C/O |  | Mini-Splits(Non-Ducted) | GWH09AGCXD-A6DN***/I |  | 9100 | 27 | 10.5 | 10000 | 9500 | 95% | 1.83 | 0 | 15 |  |  |  |  | R-32 | 0.75833 | Residential & Commercial | VSMSHP | Non-Ducted CEE Tier 2
214728207 | Mini/Multi Split | GREE | HRCU-A-CB-O | GWH09AUCXD-D6DNA1C/O |  | Mini-Splits(Non-Ducted) | GWH09AGCXD-D6DN***/I |  | 9100 | 26 | 10.4 | 10500 | 9500 | 90.48% | 1.88 | 0 | 15 |  |  |  |  | R-32 | 0.75833 | Residential & Commercial | VSMSHP | Non-Ducted CEE Tier 2
214728300 | Mini/Multi Split | SLIMAIR | HRCU-A-CB-O | SHC09VH2AG |  | Mini-Splits(Non-Ducted) | SHLZ09VC2AG |  | 9000 | 20.5 | 10.3 | 9800 | 10000 | 102% | 1.8 | 13 | 13 |  |  |  |  | R-410A | 0.75 | Residential & Commercial | VSMSHP | Non-Ducted CEE Tier 2
214728301 | Mini/Multi Split | SLIMAIR | HRCU-A-CB-O | SHC12VH2AG |  | Mini-Splits(Non-Ducted) | SHLZ12VC2AG |  | 12000 | 22.3 | 10.2 | 12000 | 11300 | 94.17% | 1.89 | 12.7 | 12.7 |  |  |  |  | R-410A | 1 | Residential & Commercial | VSMSHP | Non-Ducted CEE Tier 2
214728302 | Mini/Multi Split | SLIMAIR | HRCU-A-CB-O | SHC18VH2AG |  | Mini-Splits(Non-Ducted) | SHLZ18VC2AG |  | 16000 | 20 | 9.5 | 17000 | 16000 | 94.12% | 1.75 | 12.5 | 12.5 |  |  |  |  | R-410A | 1.3333 | Residential & Commercial | VSMSHP | Non-Ducted CEE Tier 2
214728303 | Mini/Multi Split | SLIMAIR | HRCU-A-CB-O | SHC24VH2AG |  | Mini-Splits(Non-Ducted) | SHLZ24VC2AG |  | 24000 | 20.5 | 11.5 | 25000 | 25800 | 103.2% | 2 | 11 | 11 |  |  |  |  | R-410A | 2 | Residential & Commercial | VSMSHP | Non-Ducted CEE Tier 2
214728304 | Mini/Multi Split | SLIMAIR | HRCU-A-CB-O | SHC18VH2AG |  | Mini-Splits(Non-Ducted) | SHS18VC2AG |  | 17000 | 20.5 | 9.8 | 18000 | 16800 | 93.33% | 1.86 | 12.5 | 12.5 |  |  |  |  | R-410A | 1.4167 | Residential & Commercial | VSMSHP | Non-Ducted CEE Tier 2
214728305 | Mini/Multi Split | SLIMAIR | HRCU-A-CB-O | SHC24VH2AG |  | Mini-Splits(Non-Ducted) | SHS24VC2AG |  | 24000 | 20.5 | 11 | 25000 | 25000 | 100% | 2.1 | 11.5 | 11.7 |  |  |  |  | R-410A | 2 | Residential & Commercial | VSMSHP | Non-Ducted CEE Tier 2
214728563 | Mini/Multi Split | PREMIUM LEVELLA | HRCU-A-CB-O | PIAW12070TB |  | Mini-Splits(Non-Ducted) | PIAW12069TA |  | 12000 | 19 | 8.5 | 12200 | 8600 | 70.49% | 1.8 | 0 | 10 |  |  |  |  | R-410A | 1 | Residential & Commercial | VSMSHP
214728564 | Mini/Multi Split | PREMIUM LEVELLA | HRCU-A-CB-O | PIAW12080TB |  | Mini-Splits(Non-Ducted) | PIAW12079TA |  | 12000 | 19 | 8.5 | 12200 | 8600 | 70.49% | 1.8 | 0 | 10 |  |  |  |  | R-410A | 1 | Residential & Commercial | VSMSHP
215224722 | Mini/Multi Split | Hitachi | HRCU-A-CB-O | RAC-DJ24WHAA |  | Mini-Splits(Non-Ducted) | RAK-DJ24PHAA |  | 22000 | 18.3 | 10 | 25000 | 18400 | 73.6% | 2.1 | 0 | 12 |  |  |  |  | R-32 | 1.8333 | Residential & Commercial | VSMSHP | Non-Ducted CEE Tier 2
215224776 | Mini/Multi Split | TCL | HRCU-A-CB-O | TSH09HEI1NAJ0T24 |  | Mini-Splits(Non-Ducted) | TSH09IEI1NAJ0T24 |  | 9000 | 19 | 10 | 10000 | 7500 | 75% | 2.1 | 0 | 13 |  |  |  |  | R-454B | 0.75 | Residential & Commercial | VSMSHP | Non-Ducted CEE Tier 2
215224777 | Mini/Multi Split | TCL | HRCU-A-CB-O | TSH12HEI1NAJ0T24 |  | Mini-Splits(Non-Ducted) | TSH12IEI1NAJ0T24 |  | 12000 | 19 | 10 | 12400 | 8900 | 71.77% | 2.1 | 0 | 13 |  |  |  |  | R-454B | 1 | Residential & Commercial | VSMSHP | Non-Ducted CEE Tier 2
214717543 | Mini/Multi Split | PREMIUM LEVELLA | HRCU-A-CB-O | PIACWMZ9082280B |  | Mini-Splits(Non-Ducted) | PIACWMZ9082279A |  | 9000 | 22.5 | 11.5 | 11000 | 7700 | 70% | 2.34 | 13 | 13 |  |  |  |  | R-410A | 0.75 | Residential & Commercial | VSMSHP | Non-Ducted CEE Tier 2
214720278 | Mini/Multi Split | PREMIUM LEVELLA | HRCU-A-CB-O | PIAW9070TB |  | Mini-Splits(Non-Ducted) | PIAW9069TA |  | 9000 | 19 | 8.5 | 10000 | 7000 | 70% | 1.75 | 0 | 10 |  |  |  |  | R-410A | 0.75 | Residential & Commercial | VSMSHP
214720279 | Mini/Multi Split | BOSTON AC | HRCU-A-CB-O | BA12HCT22X1O |  | Mini-Splits(Non-Ducted) | BA12HCT22X1I |  | 12000 | 22 | 9 | 12000 | 8700 | 72.5% | 1.8 | 12.5 | 12.5 |  |  |  |  | R-410A | 1 | Residential & Commercial | VSMSHP
214720280 | Mini/Multi Split | BOSTON AC | HRCU-A-CB-O | BA12HCT23X2O |  | Mini-Splits(Non-Ducted) | BA12HCT23X2I |  | 12000 | 23 | 9.5 | 12000 | 9100 | 75.83% | 1.8 | 13 | 13 |  |  |  |  | R-410A | 1 | Residential & Commercial | VSMSHP | Non-Ducted CEE Tier 2
215223278 | Mini/Multi Split | BOSCH | HRCU-A-CB-O | BMS500-AAS009-1CSXHD |  | Mini-Splits(Non-Ducted) | BMS500-AAU009-1AHWXD |  | 9000 | 27.4 | 12.5 | 12000 | 11500 | 95.83% | 1.8 | 0 | 15.4 |  |  |  |  | R-454B | 0.75 | Residential & Commercial | VSMSHP | Non-Ducted CEE Tier 2
215223279 | Mini/Multi Split | BOSCH | HRCU-A-CB-O | BMS500-AAS009-1CSXHD |  | Mini-Splits(Non-Ducted) | BMS500-AAU009-1AHZXD |  | 9000 | 24 | 12.1 | 10900 | 10600 | 97.25% | 1.83 | 0 | 14.6 |  |  |  |  | R-454B | 0.75 | Residential & Commercial | VSMSHP | Non-Ducted CEE Tier 2
215223280 | Mini/Multi Split | BOSCH | HRCU-A-CB-O | BMS500-AAS009-1CSXHD |  | Mini-Splits(Non-Ducted) | BMS500-AAU009-1AHCXD |  | 9000 | 22.6 | 12.1 | 10000 | 11000 | 110% | 1.84 | 0 | 14 |  |  |  |  | R-454B | 0.75 | Residential & Commercial | VSMSHP | Non-Ducted CEE Tier 2
215223282 | Mini/Multi Split | BOSCH | HRCU-A-CB-O | BMS500-AAS012-1CSXHD |  | Mini-Splits(Non-Ducted) | BMS500-AAU012-1AHWXD |  | 12000 | 25.4 | 10.5 | 12000 | 11500 | 95.83% | 1.8 | 0 | 13.4 |  |  |  |  | R-454B | 1 | Residential & Commercial | VSMSHP | Non-Ducted CEE Tier 2
215223283 | Mini/Multi Split | BOSCH | HRCU-A-CB-O | BMS500-AAS012-1CSXHD |  | Mini-Splits(Non-Ducted) | BMS500-AAU012-1AHZXD |  | 12000 | 23 | 10 | 12500 | 11500 | 92% | 2 | 0 | 13 |  |  |  |  | R-454B | 1 | Residential & Commercial | VSMSHP | Non-Ducted CEE Tier 2
215223284 | Mini/Multi Split | BOSCH | HRCU-A-CB-O | BMS500-AAS012-1CSXHD |  | Mini-Splits(Non-Ducted) | BMS500-AAU012-1AHCXD |  | 12000 | 22.2 | 11.6 | 12000 | 11500 | 95.83% | 2 | 0 | 12.5 |  |  |  |  | R-454B | 1 | Residential & Commercial | VSMSHP | Non-Ducted CEE Tier 2
215223286 | Mini/Multi Split | BOSCH | HRCU-A-CB-O | BMS500-AAS018-1CSXHD |  | Mini-Splits(Non-Ducted) | BMS500-AAU018-1AHWXD |  | 18000 | 21.4 | 11 | 18000 | 18000 | 100% | 1.92 | 0 | 12.5 |  |  |  |  | R-454B | 1.5 | Residential & Commercial | VSMSHP | Non-Ducted CEE Tier 2
215223287 | Mini/Multi Split | BOSCH | HRCU-A-CB-O | BMS500-AAS018-1CSXHD |  | Mini-Splits(Non-Ducted) | BMS500-AAU018-1AHZXD |  | 16700 | 20.6 | 12.2 | 20000 | 17500 | 87.5% | 1.89 | 0 | 12.5 |  |  |  |  | R-454B | 1.3917 | Residential & Commercial | VSMSHP | Non-Ducted CEE Tier 2
215223288 | Mini/Multi Split | BOSCH | HRCU-A-CB-O | BMS500-AAS018-1CSXHD |  | Mini-Splits(Non-Ducted) | BMS500-AAU018-1AHCXD |  | 16000 | 20 | 12.3 | 19000 | 17000 | 89.47% | 1.9 | 0 | 12.5 |  |  |  |  | R-454B | 1.3333 | Residential & Commercial | VSMSHP | Non-Ducted CEE Tier 2
215223290 | Mini/Multi Split | BOSCH | HRCU-A-CB-O | BMS500-AAS024-1CSXHD |  | Mini-Splits(Non-Ducted) | BMS500-AAU024-1AHWXD |  | 24000 | 21 | 13.5 | 29000 | 24200 | 83.45% | 2.34 | 0 | 13 |  |  |  |  | R-454B | 2 | Residential & Commercial | VSMSHP | Non-Ducted CEE Tier 2
215223292 | Mini/Multi Split | BOSCH | HRCU-A-CB-O | BMS500-AAS024-1CSXHD |  | Mini-Splits(Non-Ducted) | BMS500-AAU024-1AHCXD |  | 23400 | 20.7 | 11.6 | 25000 | 23800 | 95.2% | 2.23 | 0 | 12 |  |  |  |  | R-454B | 1.95 | Residential & Commercial | VSMSHP | Non-Ducted CEE Tier 2
215223294 | Mini/Multi Split | BOSCH | HRCU-A-CB-O | BMS500-AAS009-1CSXRD |  | Mini-Splits(Non-Ducted) | BMS500-AAU009-1AHWXD |  | 9000 | 25.8 | 12.5 | 10000 | 8000 | 80% | 2.36 | 0 | 14.9 |  |  |  |  | R-454B | 0.75 | Residential & Commercial | VSMSHP | Non-Ducted CEE Tier 2
215223295 | Mini/Multi Split | BOSCH | HRCU-A-CB-O | BMS500-AAS009-1CSXRD |  | Mini-Splits(Non-Ducted) | BMS500-AAU009-1AHZXD |  | 9000 | 22.1 | 11.8 | 11000 | 8000 | 72.73% | 2.18 | 0 | 14.4 |  |  |  |  | R-454B | 0.75 | Residential & Commercial | VSMSHP | Non-Ducted CEE Tier 2
215223296 | Mini/Multi Split | BOSCH | HRCU-A-CB-O | BMS500-AAS009-1CSXRD |  | Mini-Splits(Non-Ducted) | BMS500-AAU009-1AHCXD |  | 9000 | 21.6 | 11.3 | 10000 | 8300 | 83% | 2.17 | 0 | 14.3 |  |  |  |  | R-454B | 0.75 | Residential & Commercial | VSMSHP | Non-Ducted CEE Tier 2
215223298 | Mini/Multi Split | BOSCH | HRCU-A-CB-O | BMS500-AAS012-1CSXRD |  | Mini-Splits(Non-Ducted) | BMS500-AAU012-1AHWXD |  | 12000 | 25.5 | 10.6 | 12000 | 8400 | 70% | 2.3 | 0 | 13 |  |  |  |  | R-454B | 1 | Residential & Commercial | VSMSHP | Non-Ducted CEE Tier 2
215223299 | Mini/Multi Split | BOSCH | HRCU-A-CB-O | BMS500-AAS012-1CSXRD |  | Mini-Splits(Non-Ducted) | BMS500-AAU012-1AHZXD |  | 12000 | 22.1 | 10 | 12000 | 8600 | 71.67% | 2.48 | 0 | 12.3 |  |  |  |  | R-454B | 1 | Residential & Commercial | VSMSHP | Non-Ducted CEE Tier 2
215223300 | Mini/Multi Split | BOSCH | HRCU-A-CB-O | BMS500-AAS012-1CSXRD |  | Mini-Splits(Non-Ducted) | BMS500-AAU012-1AHCXD |  | 12000 | 21.1 | 10.4 | 12000 | 8400 | 70% | 2.4 | 0 | 12.5 |  |  |  |  | R-454B | 1 | Residential & Commercial | VSMSHP | Non-Ducted CEE Tier 2
215223302 | Mini/Multi Split | BOSCH | HRCU-A-CB-O | BMS500-AAS018-1CSXRD |  | Mini-Splits(Non-Ducted) | BMS500-AAU018-1AHWXD |  | 18000 | 23.5 | 10.8 | 18000 | 12800 | 71.11% | 2.1 | 0 | 12.7 |  |  |  |  | R-454B | 1.5 | Residential & Commercial | VSMSHP | Non-Ducted CEE Tier 2
215223303 | Mini/Multi Split | BOSCH | HRCU-A-CB-O | BMS500-AAS018-1CSXRD |  | Mini-Splits(Non-Ducted) | BMS500-AAU018-1AHZXD |  | 18000 | 22.2 | 12.2 | 18000 | 13100 | 72.78% | 2.24 | 0 | 12.5 |  |  |  |  | R-454B | 1.5 | Residential & Commercial | VSMSHP | Non-Ducted CEE Tier 2
215223304 | Mini/Multi Split | BOSCH | HRCU-A-CB-O | BMS500-AAS018-1CSXRD |  | Mini-Splits(Non-Ducted) | BMS500-AAU018-1AHCXD |  | 16800 | 20.7 | 11.4 | 18000 | 12800 | 71.11% | 2.2 | 0 | 12.5 |  |  |  |  | R-454B | 1.4 | Residential & Commercial | VSMSHP | Non-Ducted CEE Tier 2
215223306 | Mini/Multi Split | BOSCH | HRCU-A-CB-O | BMS500-AAS024-1CSXRD |  | Mini-Splits(Non-Ducted) | BMS500-AAU024-1AHWXD |  | 24000 | 23 | 11.7 | 25000 | 19600 | 78.4% | 2.54 | 0 | 14 |  |  |  |  | R-454B | 2 | Residential & Commercial | VSMSHP | Non-Ducted CEE Tier 2
215223307 | Mini/Multi Split | BOSCH | HRCU-A-CB-O | BMS500-AAS024-1CSXRD |  | Mini-Splits(Non-Ducted) | BMS500-AAU024-1AHCXD |  | 24000 | 22 | 10.5 | 25000 | 18500 | 74% | 2.3 | 0 | 12 |  |  |  |  | R-454B | 2 | Residential & Commercial | VSMSHP | Non-Ducted CEE Tier 2
215223311 | Mini/Multi Split | BOSCH | HRCU-A-CB-O | BMS500-AAS036-1CSXLD |  | Mini-Splits(Non-Ducted) | BMS500-AAU036-1AHCXD |  | 36000 | 20 | 10.3 | 38000 | 26600 | 70% | 2.2 | 0 | 9.6 |  |  |  |  | R-454B | 3 | Residential & Commercial | VSMSHP | Non-Ducted CEE Tier 2
215223313 | Mini/Multi Split | BOSCH | HRCU-A-CB-O | BMS500-AAS048-1CSXLD |  | Mini-Splits(Non-Ducted) | BMS500-AAU048-1AHCXD |  | 48000 | 19 | 9.9 | 50000 | 40500 | 81% | 2.11 | 0 | 9.5 |  |  |  |  | R-454B | 4 | Residential & Commercial | VSMSHP | Non-Ducted CEE Tier 2
215218873 | Mini/Multi Split | HITACHI | HRCU-A-CB-O | PAS-09BUFASDQ1 |  | Mini-Splits(Non-Ducted) | PPFC-B09UFA1DQ |  | 9000 | 23 | 9.5 | 11000 | 9900 | 90% | 2.17 | 0 | 15 |  |  |  |  | R-32 | 0.75 | Residential & Commercial | VSMSHP | Non-Ducted CEE Tier 2
215218874 | Mini/Multi Split | HITACHI | HRCU-A-CB-O | PAS-09BUFASDQ1 |  | Mini-Splits(Non-Ducted) | PCIM-B09UFA1DQ |  | 9000 | 23.5 | 11 | 11000 | 10000 | 90.91% | 2.18 | 0 | 15 |  |  |  |  | R-32 | 0.75 | Residential & Commercial | VSMSHP | Non-Ducted CEE Tier 2
215218876 | Mini/Multi Split | HITACHI | HRCU-A-CB-O | PAS-12BUFASDQ1 |  | Mini-Splits(Non-Ducted) | PPFC-B12UFA1DQ |  | 12000 | 22 | 9.8 | 14000 | 11000 | 78.57% | 2.22 | 0 | 13.5 |  |  |  |  | R-32 | 1 | Residential & Commercial | VSMSHP | Non-Ducted CEE Tier 2
215218877 | Mini/Multi Split | HITACHI | HRCU-A-CB-O | PAS-12BUFASDQ1 |  | Mini-Splits(Non-Ducted) | PCIM-B12UFA1DQ |  | 12000 | 23.5 | 10 | 14000 | 10800 | 77.14% | 2.23 | 0 | 14 |  |  |  |  | R-32 | 1 | Residential & Commercial | VSMSHP | Non-Ducted CEE Tier 2
215218911 | Mini/Multi Split | GREE | HRCU-A-CB-O | VIR18HP230V1R32AO |  | Mini-Splits(Non-Ducted) | VIR18HP230V1R32AH |  | 18000 | 24.5 | 9 | 18000 | 14600 | 81.11% | 1.9 | 0 | 13.65 |  |  |  |  | R-32 | 1.5 | Residential & Commercial | VSMSHP
215323742 | Mini/Multi Split | CARRIER | HRCU-A-CB-O | 37MAHAQ06AA3 |  | Mini-Splits(Non-Ducted) | 45MAHAQ06XA3 |  | 6000 | 25.7 | 14.8 | 7000 | 7700 | 110% | 2.39 | 0 | 18 |  |  |  |  | R-454B | 0.5 | Residential & Commercial | VSMSHP | Non-Ducted CEE Tier 2
215323743 | Mini/Multi Split | CARRIER | HRCU-A-CB-O | 37MAHAQ09AA3 |  | Mini-Splits(Non-Ducted) | 45MAHAQ09XA3 |  | 9000 | 27.5 | 12.5 | 12000 | 11500 | 95.83% | 1.8 | 0 | 15.5 |  |  |  |  | R-454B | 0.75 | Residential & Commercial | VSMSHP | Non-Ducted CEE Tier 2
215323744 | Mini/Multi Split | CARRIER | HRCU-A-CB-O | 37MAHAQ12AA3 |  | Mini-Splits(Non-Ducted) | 45MAHAQ12XA3 |  | 12000 | 25.5 | 10.5 | 12000 | 11500 | 95.83% | 1.8 | 0 | 13.5 |  |  |  |  | R-454B | 1 | Residential & Commercial | VSMSHP | Non-Ducted CEE Tier 2
215323745 | Mini/Multi Split | CARRIER | HRCU-A-CB-O | 37MAHAQ18AA3 |  | Mini-Splits(Non-Ducted) | 45MAHAQ18XA3 |  | 18000 | 21.5 | 11 | 18000 | 18000 | 100% | 1.92 | 0 | 12.5 |  |  |  |  | R-454B | 1.5 | Residential & Commercial | VSMSHP | Non-Ducted CEE Tier 2
215323746 | Mini/Multi Split | CARRIER | HRCU-A-CB-O | 37MAHAQ24AA3 |  | Mini-Splits(Non-Ducted) | 45MAHAQ24XA3 |  | 24000 | 21.2 | 13.5 | 29000 | 24200 | 83.45% | 2.34 | 0 | 13 |  |  |  |  | R-454B | 2 | Residential & Commercial | VSMSHP | Non-Ducted CEE Tier 2
215323747 | Mini/Multi Split | CARRIER | HRCU-A-CB-O | 37MAHAQ33AA3 |  | Mini-Splits(Non-Ducted) | 45MAHAQ33XA3 |  | 33000 | 19.6 | 10.5 | 36000 | 35000 | 97.22% | 1.98 | 0 | 12 |  |  |  |  | R-454B | 2.75 | Residential & Commercial | VSMSHP | Non-Ducted CEE Tier 2
215323749 | Mini/Multi Split | CARRIER | HRCU-A-CB-O | 37MARAQ09AA3 |  | Mini-Splits(Non-Ducted) | 45MAHAQ09XA3 |  | 9000 | 26 | 12.5 | 10000 | 8000 | 80% | 2.36 | 0 | 14.9 |  |  |  |  | R-454B | 0.75 | Residential & Commercial | VSMSHP | Non-Ducted CEE Tier 2
215323750 | Mini/Multi Split | CARRIER | HRCU-A-CB-O | 37MARAQ12AA3 |  | Mini-Splits(Non-Ducted) | 45MAHAQ12XA3 |  | 12000 | 25.5 | 10.7 | 12000 | 8400 | 70% | 2.3 | 0 | 13.1 |  |  |  |  | R-454B | 1 | Residential & Commercial | VSMSHP | Non-Ducted CEE Tier 2
215323751 | Mini/Multi Split | CARRIER | HRCU-A-CB-O | 37MARAQ18AA3 |  | Mini-Splits(Non-Ducted) | 45MAHAQ18XA3 |  | 18000 | 23.5 | 10.8 | 18000 | 12800 | 71.11% | 2.1 | 0 | 12.8 |  |  |  |  | R-454B | 1.5 | Residential & Commercial | VSMSHP | Non-Ducted CEE Tier 2
215323752 | Mini/Multi Split | CARRIER | HRCU-A-CB-O | 37MARAQ24AA3 |  | Mini-Splits(Non-Ducted) | 45MAHAQ24XA3 |  | 24000 | 23.1 | 11.7 | 25000 | 19600 | 78.4% | 2.54 | 0 | 14 |  |  |  |  | R-454B | 2 | Residential & Commercial | VSMSHP | Non-Ducted CEE Tier 2
215323753 | Mini/Multi Split | BRYANT | HRCU-A-CB-O | 37MAHAQ06AA3 |  | Mini-Splits(Non-Ducted) | 615AHAQ06XA3 |  | 6000 | 25.7 | 14.8 | 7000 | 7700 | 110% | 2.39 | 0 | 18 |  |  |  |  | R-454B | 0.5 | Residential & Commercial | VSMSHP | Non-Ducted CEE Tier 2
215323754 | Mini/Multi Split | BRYANT | HRCU-A-CB-O | 37MAHAQ09AA3 |  | Mini-Splits(Non-Ducted) | 615AHAQ09XA3 |  | 9000 | 27.5 | 12.5 | 12000 | 11500 | 95.83% | 1.8 | 0 | 15.5 |  |  |  |  | R-454B | 0.75 | Residential & Commercial | VSMSHP | Non-Ducted CEE Tier 2
215323755 | Mini/Multi Split | BRYANT | HRCU-A-CB-O | 37MAHAQ12AA3 |  | Mini-Splits(Non-Ducted) | 615AHAQ12XA3 |  | 12000 | 25.5 | 10.5 | 12000 | 11500 | 95.83% | 1.8 | 0 | 13.5 |  |  |  |  | R-454B | 1 | Residential & Commercial | VSMSHP | Non-Ducted CEE Tier 2
215323756 | Mini/Multi Split | BRYANT | HRCU-A-CB-O | 37MAHAQ18AA3 |  | Mini-Splits(Non-Ducted) | 615AHAQ18XA3 |  | 18000 | 21.5 | 11 | 18000 | 18000 | 100% | 1.92 | 0 | 12.5 |  |  |  |  | R-454B | 1.5 | Residential & Commercial | VSMSHP | Non-Ducted CEE Tier 2
215323757 | Mini/Multi Split | BRYANT | HRCU-A-CB-O | 37MAHAQ24AA3 |  | Mini-Splits(Non-Ducted) | 615AHAQ24XA3 |  | 24000 | 21.2 | 13.5 | 29000 | 24200 | 83.45% | 2.34 | 0 | 13 |  |  |  |  | R-454B | 2 | Residential & Commercial | VSMSHP | Non-Ducted CEE Tier 2
215323758 | Mini/Multi Split | BRYANT | HRCU-A-CB-O | 37MAHAQ33AA3 |  | Mini-Splits(Non-Ducted) | 615AHAQ33XA3 |  | 33000 | 19.6 | 10.5 | 36000 | 35000 | 97.22% | 1.98 | 0 | 12 |  |  |  |  | R-454B | 2.75 | Residential & Commercial | VSMSHP | Non-Ducted CEE Tier 2
215323760 | Mini/Multi Split | BRYANT | HRCU-A-CB-O | 37MARAQ09AA3 |  | Mini-Splits(Non-Ducted) | 615AHAQ09XA3 |  | 9000 | 26 | 12.5 | 10000 | 8000 | 80% | 2.36 | 0 | 14.9 |  |  |  |  | R-454B | 0.75 | Residential & Commercial | VSMSHP | Non-Ducted CEE Tier 2
215323761 | Mini/Multi Split | BRYANT | HRCU-A-CB-O | 37MARAQ12AA3 |  | Mini-Splits(Non-Ducted) | 615AHAQ12XA3 |  | 12000 | 25.5 | 10.7 | 12000 | 8400 | 70% | 2.3 | 0 | 13.1 |  |  |  |  | R-454B | 1 | Residential & Commercial | VSMSHP | Non-Ducted CEE Tier 2
215323762 | Mini/Multi Split | BRYANT | HRCU-A-CB-O | 37MARAQ18AA3 |  | Mini-Splits(Non-Ducted) | 615AHAQ18XA3 |  | 18000 | 23.5 | 10.8 | 18000 | 12800 | 71.11% | 2.1 | 0 | 12.8 |  |  |  |  | R-454B | 1.5 | Residential & Commercial | VSMSHP | Non-Ducted CEE Tier 2
215323763 | Mini/Multi Split | BRYANT | HRCU-A-CB-O | 37MARAQ24AA3 |  | Mini-Splits(Non-Ducted) | 615AHAQ24XA3 |  | 24000 | 23.1 | 11.7 | 25000 | 19600 | 78.4% | 2.54 | 0 | 14 |  |  |  |  | R-454B | 2 | Residential & Commercial | VSMSHP | Non-Ducted CEE Tier 2
215323764 | Mini/Multi Split | PAYNE | HRCU-A-CB-O | 37MAHAQ06AA3 |  | Mini-Splits(Non-Ducted) | D5MAHAQ06XA3 |  | 6000 | 25.7 | 14.8 | 7000 | 7700 | 110% | 2.39 | 0 | 18 |  |  |  |  | R-454B | 0.5 | Residential & Commercial | VSMSHP | Non-Ducted CEE Tier 2
215323765 | Mini/Multi Split | PAYNE | HRCU-A-CB-O | 37MAHAQ09AA3 |  | Mini-Splits(Non-Ducted) | D5MAHAQ09XA3 |  | 9000 | 27.5 | 12.5 | 12000 | 11500 | 95.83% | 1.8 | 0 | 15.5 |  |  |  |  | R-454B | 0.75 | Residential & Commercial | VSMSHP | Non-Ducted CEE Tier 2
215323766 | Mini/Multi Split | PAYNE | HRCU-A-CB-O | 37MAHAQ12AA3 |  | Mini-Splits(Non-Ducted) | D5MAHAQ12XA3 |  | 12000 | 25.5 | 10.5 | 12000 | 11500 | 95.83% | 1.8 | 0 | 13.5 |  |  |  |  | R-454B | 1 | Residential & Commercial | VSMSHP | Non-Ducted CEE Tier 2
215323767 | Mini/Multi Split | PAYNE | HRCU-A-CB-O | 37MAHAQ18AA3 |  | Mini-Splits(Non-Ducted) | D5MAHAQ18XA3 |  | 18000 | 21.5 | 11 | 18000 | 18000 | 100% | 1.92 | 0 | 12.5 |  |  |  |  | R-454B | 1.5 | Residential & Commercial | VSMSHP | Non-Ducted CEE Tier 2
215323768 | Mini/Multi Split | PAYNE | HRCU-A-CB-O | 37MAHAQ24AA3 |  | Mini-Splits(Non-Ducted) | D5MAHAQ24XA3 |  | 24000 | 21.2 | 13.5 | 29000 | 24200 | 83.45% | 2.34 | 0 | 13 |  |  |  |  | R-454B | 2 | Residential & Commercial | VSMSHP | Non-Ducted CEE Tier 2
215323769 | Mini/Multi Split | PAYNE | HRCU-A-CB-O | 37MAHAQ33AA3 |  | Mini-Splits(Non-Ducted) | D5MAHAQ33XA3 |  | 33000 | 19.6 | 10.5 | 36000 | 35000 | 97.22% | 1.98 | 0 | 12 |  |  |  |  | R-454B | 2.75 | Residential & Commercial | VSMSHP | Non-Ducted CEE Tier 2
215323771 | Mini/Multi Split | PAYNE | HRCU-A-CB-O | 37MARAQ09AA3 |  | Mini-Splits(Non-Ducted) | D5MAHAQ09XA3 |  | 9000 | 26 | 12.5 | 10000 | 8000 | 80% | 2.36 | 0 | 14.9 |  |  |  |  | R-454B | 0.75 | Residential & Commercial | VSMSHP | Non-Ducted CEE Tier 2
215323772 | Mini/Multi Split | PAYNE | HRCU-A-CB-O | 37MARAQ12AA3 |  | Mini-Splits(Non-Ducted) | D5MAHAQ12XA3 |  | 12000 | 25.5 | 10.7 | 12000 | 8400 | 70% | 2.3 | 0 | 13.1 |  |  |  |  | R-454B | 1 | Residential & Commercial | VSMSHP | Non-Ducted CEE Tier 2
215323773 | Mini/Multi Split | PAYNE | HRCU-A-CB-O | 37MARAQ18AA3 |  | Mini-Splits(Non-Ducted) | D5MAHAQ18XA3 |  | 18000 | 23.5 | 10.8 | 18000 | 12800 | 71.11% | 2.1 | 0 | 12.8 |  |  |  |  | R-454B | 1.5 | Residential & Commercial | VSMSHP | Non-Ducted CEE Tier 2
215323774 | Mini/Multi Split | PAYNE | HRCU-A-CB-O | 37MARAQ24AA3 |  | Mini-Splits(Non-Ducted) | D5MAHAQ24XA3 |  | 24000 | 23.1 | 11.7 | 25000 | 19600 | 78.4% | 2.54 | 0 | 14 |  |  |  |  | R-454B | 2 | Residential & Commercial | VSMSHP | Non-Ducted CEE Tier 2
215323775 | Mini/Multi Split | Weathermaker | HRCU-A-CB-O | 37MAHAQ06AA3 |  | Mini-Splits(Non-Ducted) | D5MAHAQ06XA3 |  | 6000 | 25.7 | 14.8 | 7000 | 7700 | 110% | 2.39 | 0 | 18 |  |  |  |  | R-454B | 0.5 | Residential & Commercial | VSMSHP | Non-Ducted CEE Tier 2
215323776 | Mini/Multi Split | Weathermaker | HRCU-A-CB-O | 37MAHAQ09AA3 |  | Mini-Splits(Non-Ducted) | D5MAHAQ09XA3 |  | 9000 | 27.5 | 12.5 | 12000 | 11500 | 95.83% | 1.8 | 0 | 15.5 |  |  |  |  | R-454B | 0.75 | Residential & Commercial | VSMSHP | Non-Ducted CEE Tier 2
215323777 | Mini/Multi Split | Weathermaker | HRCU-A-CB-O | 37MAHAQ12AA3 |  | Mini-Splits(Non-Ducted) | D5MAHAQ12XA3 |  | 12000 | 25.5 | 10.5 | 12000 | 11500 | 95.83% | 1.8 | 0 | 13.5 |  |  |  |  | R-454B | 1 | Residential & Commercial | VSMSHP | Non-Ducted CEE Tier 2
215323778 | Mini/Multi Split | Weathermaker | HRCU-A-CB-O | 37MAHAQ18AA3 |  | Mini-Splits(Non-Ducted) | D5MAHAQ18XA3 |  | 18000 | 21.5 | 11 | 18000 | 18000 | 100% | 1.92 | 0 | 12.5 |  |  |  |  | R-454B | 1.5 | Residential & Commercial | VSMSHP | Non-Ducted CEE Tier 2
215323779 | Mini/Multi Split | Weathermaker | HRCU-A-CB-O | 37MAHAQ24AA3 |  | Mini-Splits(Non-Ducted) | D5MAHAQ24XA3 |  | 24000 | 21.2 | 13.5 | 29000 | 24200 | 83.45% | 2.34 | 0 | 13 |  |  |  |  | R-454B | 2 | Residential & Commercial | VSMSHP | Non-Ducted CEE Tier 2
215323780 | Mini/Multi Split | Weathermaker | HRCU-A-CB-O | 37MAHAQ33AA3 |  | Mini-Splits(Non-Ducted) | D5MAHAQ33XA3 |  | 33000 | 19.6 | 10.5 | 36000 | 35000 | 97.22% | 1.98 | 0 | 12 |  |  |  |  | R-454B | 2.75 | Residential & Commercial | VSMSHP | Non-Ducted CEE Tier 2
215323782 | Mini/Multi Split | Weathermaker | HRCU-A-CB-O | 37MARAQ09AA3 |  | Mini-Splits(Non-Ducted) | D5MAHAQ09XA3 |  | 9000 | 26 | 12.5 | 10000 | 8000 | 80% | 2.36 | 0 | 14.9 |  |  |  |  | R-454B | 0.75 | Residential & Commercial | VSMSHP | Non-Ducted CEE Tier 2
215323783 | Mini/Multi Split | Weathermaker | HRCU-A-CB-O | 37MARAQ12AA3 |  | Mini-Splits(Non-Ducted) | D5MAHAQ12XA3 |  | 12000 | 25.5 | 10.7 | 12000 | 8400 | 70% | 2.3 | 0 | 13.1 |  |  |  |  | R-454B | 1 | Residential & Commercial | VSMSHP | Non-Ducted CEE Tier 2
215323784 | Mini/Multi Split | Weathermaker | HRCU-A-CB-O | 37MARAQ18AA3 |  | Mini-Splits(Non-Ducted) | D5MAHAQ18XA3 |  | 18000 | 23.5 | 10.8 | 18000 | 12800 | 71.11% | 2.1 | 0 | 12.8 |  |  |  |  | R-454B | 1.5 | Residential & Commercial | VSMSHP | Non-Ducted CEE Tier 2
215323785 | Mini/Multi Split | Weathermaker | HRCU-A-CB-O | 37MARAQ24AA3 |  | Mini-Splits(Non-Ducted) | D5MAHAQ24XA3 |  | 24000 | 23.1 | 11.7 | 25000 | 19600 | 78.4% | 2.54 | 0 | 14 |  |  |  |  | R-454B | 2 | Residential & Commercial | VSMSHP | Non-Ducted CEE Tier 2
215323786 | Mini/Multi Split | MIDEA | HRCU-A-CB-O | 37MAHAQ06AA3 |  | Mini-Splits(Non-Ducted) | D5MAHAQ06XA3 |  | 6000 | 25.7 | 14.8 | 7000 | 7700 | 110% | 2.39 | 0 | 18 |  |  |  |  | R-454B | 0.5 | Residential & Commercial | VSMSHP | Non-Ducted CEE Tier 2
215323787 | Mini/Multi Split | MIDEA | HRCU-A-CB-O | 37MAHAQ09AA3 |  | Mini-Splits(Non-Ducted) | D5MAHAQ09XA3 |  | 9000 | 27.5 | 12.5 | 12000 | 11500 | 95.83% | 1.8 | 0 | 15.5 |  |  |  |  | R-454B | 0.75 | Residential & Commercial | VSMSHP | Non-Ducted CEE Tier 2
215323788 | Mini/Multi Split | MIDEA | HRCU-A-CB-O | 37MAHAQ12AA3 |  | Mini-Splits(Non-Ducted) | D5MAHAQ12XA3 |  | 12000 | 25.5 | 10.5 | 12000 | 11500 | 95.83% | 1.8 | 0 | 13.5 |  |  |  |  | R-454B | 1 | Residential & Commercial | VSMSHP | Non-Ducted CEE Tier 2
215323789 | Mini/Multi Split | MIDEA | HRCU-A-CB-O | 37MAHAQ18AA3 |  | Mini-Splits(Non-Ducted) | D5MAHAQ18XA3 |  | 18000 | 21.5 | 11 | 18000 | 18000 | 100% | 1.92 | 0 | 12.5 |  |  |  |  | R-454B | 1.5 | Residential & Commercial | VSMSHP | Non-Ducted CEE Tier 2
215323790 | Mini/Multi Split | MIDEA | HRCU-A-CB-O | 37MAHAQ24AA3 |  | Mini-Splits(Non-Ducted) | D5MAHAQ24XA3 |  | 24000 | 21.2 | 13.5 | 29000 | 24200 | 83.45% | 2.34 | 0 | 13 |  |  |  |  | R-454B | 2 | Residential & Commercial | VSMSHP | Non-Ducted CEE Tier 2
215323791 | Mini/Multi Split | MIDEA | HRCU-A-CB-O | 37MAHAQ33AA3 |  | Mini-Splits(Non-Ducted) | D5MAHAQ33XA3 |  | 33000 | 19.6 | 10.5 | 36000 | 35000 | 97.22% | 1.98 | 0 | 12 |  |  |  |  | R-454B | 2.75 | Residential & Commercial | VSMSHP | Non-Ducted CEE Tier 2
215323793 | Mini/Multi Split | MIDEA | HRCU-A-CB-O | 37MARAQ09AA3 |  | Mini-Splits(Non-Ducted) | D5MAHAQ09XA3 |  | 9000 | 26 | 12.5 | 10000 | 8000 | 80% | 2.36 | 0 | 14.9 |  |  |  |  | R-454B | 0.75 | Residential & Commercial | VSMSHP | Non-Ducted CEE Tier 2
215323794 | Mini/Multi Split | MIDEA | HRCU-A-CB-O | 37MARAQ12AA3 |  | Mini-Splits(Non-Ducted) | D5MAHAQ12XA3 |  | 12000 | 25.5 | 10.7 | 12000 | 8400 | 70% | 2.3 | 0 | 13.1 |  |  |  |  | R-454B | 1 | Residential & Commercial | VSMSHP | Non-Ducted CEE Tier 2
215323795 | Mini/Multi Split | MIDEA | HRCU-A-CB-O | 37MARAQ18AA3 |  | Mini-Splits(Non-Ducted) | D5MAHAQ18XA3 |  | 18000 | 23.5 | 10.8 | 18000 | 12800 | 71.11% | 2.1 | 0 | 12.8 |  |  |  |  | R-454B | 1.5 | Residential & Commercial | VSMSHP | Non-Ducted CEE Tier 2
215323796 | Mini/Multi Split | MIDEA | HRCU-A-CB-O | 37MARAQ24AA3 |  | Mini-Splits(Non-Ducted) | D5MAHAQ24XA3 |  | 24000 | 23.1 | 11.7 | 25000 | 19600 | 78.4% | 2.54 | 0 | 14 |  |  |  |  | R-454B | 2 | Residential & Commercial | VSMSHP | Non-Ducted CEE Tier 2
215323797 | Mini/Multi Split | CARRIER | HRCU-A-CB-O | 37MAHAQ06AA3 |  | Mini-Splits(Non-Ducted) | 45MCCAQ06XA3 |  | 6500 | 22 | 12 | 7400 | 8100 | 109.5% | 2.4 | 0 | 15.2 |  |  |  |  | R-454B | 0.54167 | Residential & Commercial | VSMSHP | Non-Ducted CEE Tier 2
215323799 | Mini/Multi Split | CARRIER | HRCU-A-CB-O | 37MAHAQ09AA3 |  | Mini-Splits(Non-Ducted) | 45MCCAQ12XA3 |  | 9000 | 24 | 12.2 | 10900 | 10600 | 97.25% | 1.83 | 0 | 14.7 |  |  |  |  | R-454B | 0.75 | Residential & Commercial | VSMSHP | Non-Ducted CEE Tier 2
215323800 | Mini/Multi Split | CARRIER | HRCU-A-CB-O | 37MAHAQ09AA3 |  | Mini-Splits(Non-Ducted) | 45MBCAQ12XA3 |  | 9000 | 22.7 | 12.2 | 10000 | 11000 | 110% | 1.84 | 0 | 14 |  |  |  |  | R-454B | 0.75 | Residential & Commercial | VSMSHP | Non-Ducted CEE Tier 2
215323801 | Mini/Multi Split | CARRIER | HRCU-A-CB-O | 37MAHAQ09AA3 |  | Mini-Splits(Non-Ducted) | 45MBFAQ09XA3 |  | 9000 | 27.3 | 10.9 | 9000 | 11300 | 125.6% | 1.84 | 0 | 15.2 |  |  |  |  | R-454B | 0.75 | Residential & Commercial | VSMSHP | Non-Ducted CEE Tier 2
215323804 | Mini/Multi Split | CARRIER | HRCU-A-CB-O | 37MAHAQ12AA3 |  | Mini-Splits(Non-Ducted) | 45MCCAQ12XA3 |  | 12000 | 23 | 10.2 | 12500 | 11500 | 92% | 2 | 0 | 13 |  |  |  |  | R-454B | 1 | Residential & Commercial | VSMSHP | Non-Ducted CEE Tier 2
215323805 | Mini/Multi Split | CARRIER | HRCU-A-CB-O | 37MAHAQ12AA3 |  | Mini-Splits(Non-Ducted) | 45MBCAQ12XA3 |  | 12000 | 22.3 | 11.6 | 12000 | 11500 | 95.83% | 2 | 0 | 12.7 |  |  |  |  | R-454B | 1 | Residential & Commercial | VSMSHP | Non-Ducted CEE Tier 2
215323806 | Mini/Multi Split | CARRIER | HRCU-A-CB-O | 37MAHAQ12AA3 |  | Mini-Splits(Non-Ducted) | 45MBFAQ12XA3 |  | 12000 | 25 | 10.6 | 12000 | 11300 | 94.17% | 1.88 | 0 | 12.7 |  |  |  |  | R-454B | 1 | Residential & Commercial | VSMSHP | Non-Ducted CEE Tier 2
215323809 | Mini/Multi Split | CARRIER | HRCU-A-CB-O | 37MAHAQ18AA3 |  | Mini-Splits(Non-Ducted) | 45MCCAQ18XA3 |  | 16700 | 20.7 | 12.2 | 20000 | 17500 | 87.5% | 1.89 | 0 | 12.5 |  |  |  |  | R-454B | 1.3917 | Residential & Commercial | VSMSHP | Non-Ducted CEE Tier 2
215323810 | Mini/Multi Split | CARRIER | HRCU-A-CB-O | 37MAHAQ18AA3 |  | Mini-Splits(Non-Ducted) | 45MBCAQ18XA3 |  | 16000 | 20 | 12.4 | 19000 | 17000 | 89.47% | 1.9 | 0 | 12.5 |  |  |  |  | R-454B | 1.3333 | Residential & Commercial | VSMSHP | Non-Ducted CEE Tier 2
215323811 | Mini/Multi Split | CARRIER | HRCU-A-CB-O | 37MAHAQ18AA3 |  | Mini-Splits(Non-Ducted) | 45MBFAQ16XA3 |  | 16000 | 20.2 | 10.3 | 17000 | 17500 | 102.9% | 1.95 | 0 | 12.5 |  |  |  |  | R-454B | 1.3333 | Residential & Commercial | VSMSHP | Non-Ducted CEE Tier 2
215323812 | Mini/Multi Split | CARRIER | HRCU-A-CB-O | 37MAHAQ18AA3 |  | Mini-Splits(Non-Ducted) | 45MCFAQ18XA3 |  | 17000 | 20.5 | 10.3 | 19000 | 17000 | 89.47% | 1.86 | 0 | 12.6 |  |  |  |  | R-454B | 1.4167 | Residential & Commercial | VSMSHP | Non-Ducted CEE Tier 2
215323815 | Mini/Multi Split | CARRIER | HRCU-A-CB-O | 37MAHAQ24AA3 |  | Mini-Splits(Non-Ducted) | 45MBCAQ24XA3 |  | 23400 | 20.8 | 11.6 | 25000 | 23800 | 95.2% | 2.23 | 0 | 12 |  |  |  |  | R-454B | 1.95 | Residential & Commercial | VSMSHP | Non-Ducted CEE Tier 2
215323816 | Mini/Multi Split | CARRIER | HRCU-A-CB-O | 37MAHAQ24AA3 |  | Mini-Splits(Non-Ducted) | 45MCFAQ24XA3 |  | 22000 | 20.5 | 12.1 | 26000 | 24200 | 93.08% | 2.16 | 0 | 12 |  |  |  |  | R-454B | 1.8333 | Residential & Commercial | VSMSHP | Non-Ducted CEE Tier 2
215323818 | Mini/Multi Split | CARRIER | HRCU-A-CB-O | 37MARAQ09AA3 |  | Mini-Splits(Non-Ducted) | 45MBCAQ12XA3 |  | 9000 | 21.7 | 11.3 | 10000 | 8300 | 83% | 2.17 | 0 | 14.3 |  |  |  |  | R-454B | 0.75 | Residential & Commercial | VSMSHP | Non-Ducted CEE Tier 2
215323819 | Mini/Multi Split | CARRIER | HRCU-A-CB-O | 37MARAQ09AA3 |  | Mini-Splits(Non-Ducted) | 45MBFAQ09XA3 |  | 9000 | 26 | 13.9 | 9000 | 8600 | 95.56% | 2.27 | 0 | 16.3 |  |  |  |  | R-454B | 0.75 | Residential & Commercial | VSMSHP | Non-Ducted CEE Tier 2
215323822 | Mini/Multi Split | CARRIER | HRCU-A-CB-O | 37MARAQ12AA3 |  | Mini-Splits(Non-Ducted) | 45MCCAQ12XA3 |  | 12000 | 22.2 | 10.1 | 12000 | 8600 | 71.67% | 2.48 | 0 | 12.3 |  |  |  |  | R-454B | 1 | Residential & Commercial | VSMSHP | Non-Ducted CEE Tier 2
215323823 | Mini/Multi Split | CARRIER | HRCU-A-CB-O | 37MARAQ12AA3 |  | Mini-Splits(Non-Ducted) | 45MBCAQ12XA3 |  | 12000 | 21.2 | 10.4 | 12000 | 8400 | 70% | 2.4 | 0 | 12.5 |  |  |  |  | R-454B | 1 | Residential & Commercial | VSMSHP | Non-Ducted CEE Tier 2
215323824 | Mini/Multi Split | CARRIER | HRCU-A-CB-O | 37MARAQ12AA3 |  | Mini-Splits(Non-Ducted) | 45MBFAQ12XA3 |  | 12000 | 24.7 | 11 | 12000 | 8900 | 74.17% | 2.5 | 0 | 12.7 |  |  |  |  | R-454B | 1 | Residential & Commercial | VSMSHP | Non-Ducted CEE Tier 2
215323827 | Mini/Multi Split | CARRIER | HRCU-A-CB-O | 37MARAQ18AA3 |  | Mini-Splits(Non-Ducted) | 45MCCAQ18XA3 |  | 18000 | 22.3 | 12.2 | 18000 | 13100 | 72.78% | 2.24 | 0 | 12.5 |  |  |  |  | R-454B | 1.5 | Residential & Commercial | VSMSHP | Non-Ducted CEE Tier 2
215323828 | Mini/Multi Split | CARRIER | HRCU-A-CB-O | 37MARAQ18AA3 |  | Mini-Splits(Non-Ducted) | 45MBCAQ18XA3 |  | 16800 | 20.8 | 11.4 | 18000 | 12800 | 71.11% | 2.2 | 0 | 12.5 |  |  |  |  | R-454B | 1.4 | Residential & Commercial | VSMSHP | Non-Ducted CEE Tier 2
215323829 | Mini/Multi Split | CARRIER | HRCU-A-CB-O | 37MARAQ18AA3 |  | Mini-Splits(Non-Ducted) | 45MBFAQ16XA3 |  | 16000 | 23.9 | 13.5 | 17000 | 13100 | 77.06% | 2.16 | 0 | 12.5 |  |  |  |  | R-454B | 1.3333 | Residential & Commercial | VSMSHP | Non-Ducted CEE Tier 2
215323830 | Mini/Multi Split | CARRIER | HRCU-A-CB-O | 37MARAQ18AA3 |  | Mini-Splits(Non-Ducted) | 45MCFAQ18XA3 |  | 18000 | 22.4 | 10.4 | 18000 | 12800 | 71.11% | 2.05 | 0 | 12.5 |  |  |  |  | R-454B | 1.5 | Residential & Commercial | VSMSHP | Non-Ducted CEE Tier 2
215323833 | Mini/Multi Split | CARRIER | HRCU-A-CB-O | 37MARAQ24AA3 |  | Mini-Splits(Non-Ducted) | 45MBCAQ24XA3 |  | 24000 | 22.1 | 10.5 | 25000 | 18500 | 74% | 2.3 | 0 | 12 |  |  |  |  | R-454B | 2 | Residential & Commercial | VSMSHP | Non-Ducted CEE Tier 2
215323834 | Mini/Multi Split | CARRIER | HRCU-A-CB-O | 37MARAQ24AA3 |  | Mini-Splits(Non-Ducted) | 45MCFAQ24XA3 |  | 24000 | 21.2 | 11.1 | 24400 | 18600 | 76.23% | 2.27 | 0 | 12.2 |  |  |  |  | R-454B | 2 | Residential & Commercial | VSMSHP | Non-Ducted CEE Tier 2
215323838 | Mini/Multi Split | CARRIER | HRCU-A-CB-O | 37MVRAQ09AA3 |  | Mini-Splits(Non-Ducted) | D5MVHAQ09XA3 |  | 9000 | 19 | 9.7 | 10000 | 7000 | 70% | 2.15 | 0 | 10.9 |  |  |  |  | R-454B | 0.75 | Residential & Commercial | VSMSHP | Non-Ducted CEE Tier 2
215323841 | Mini/Multi Split | CARRIER | HRCU-A-CB-O | 37MVRAQ24AA3 |  | Mini-Splits(Non-Ducted) | D5MVHAQ24XA3 |  | 24000 | 17 | 8.5 | 24000 | 17100 | 71.25% | 2.01 | 0 | 9 |  |  |  |  | R-454B | 2 | Residential & Commercial | VSMSHP
215323842 | Mini/Multi Split | CARRIER | HRCU-A-CB-O | 37MBHAQ36AA3 |  | Mini-Splits(Non-Ducted) | 45MBCAQ36XA3 |  | 36600 | 21.3 | 10.6 | 37000 | 37000 | 100% | 1.95 | 0 | 12 |  |  |  |  | R-454B | 3.05 | Residential & Commercial | VSMSHP | Non-Ducted CEE Tier 2
215323843 | Mini/Multi Split | CARRIER | HRCU-A-CB-O | 37MBHAQ36AA3 |  | Mini-Splits(Non-Ducted) | 45MCFAQ36XA3 |  | 36400 | 20.2 | 10.8 | 38000 | 39500 | 103.9% | 2.02 | 0 | 12 |  |  |  |  | R-454B | 3.0333 | Residential & Commercial | VSMSHP | Non-Ducted CEE Tier 2
215323845 | Mini/Multi Split | CARRIER | HRCU-A-CB-O | 37MBHAQ48AA3 |  | Mini-Splits(Non-Ducted) | 45MBCAQ48XA3 |  | 48000 | 18.2 | 11 | 53000 | 47500 | 89.62% | 1.96 | 0 | 10 |  |  |  |  | R-454B | 4 | Residential & Commercial | VSMSHP | Non-Ducted CEE Tier 2
215323846 | Mini/Multi Split | CARRIER | HRCU-A-CB-O | 37MBHAQ48AA3 |  | Mini-Splits(Non-Ducted) | 45MCFAQ48XA3 |  | 48000 | 18.7 | 10.1 | 52000 | 47000 | 90.38% | 1.83 | 0 | 9.4 |  |  |  |  | R-454B | 4 | Residential & Commercial | VSMSHP | Non-Ducted CEE Tier 2
215323848 | Mini/Multi Split | CARRIER | HRCU-A-CB-O | 37MBHAQ58AA3 |  | Mini-Splits(Non-Ducted) | 45MCFAQ58XA3 |  | 54000 | 18.1 | 10.7 | 60000 | 54000 | 90% | 1.91 | 0 | 9 |  |  |  |  | R-454B | 4.5 | Residential & Commercial | VSMSHP | Non-Ducted CEE Tier 2
215323850 | Mini/Multi Split | CARRIER | HRCU-A-CB-O | 37MBRAQ36AA3 |  | Mini-Splits(Non-Ducted) | 45MBCAQ36XA3 |  | 36000 | 20 | 10.4 | 38000 | 26600 | 70% | 2.2 | 0 | 9.7 |  |  |  |  | R-454B | 3 | Residential & Commercial | VSMSHP | Non-Ducted CEE Tier 2
215323853 | Mini/Multi Split | CARRIER | HRCU-A-CB-O | 37MBRAQ48AA3 |  | Mini-Splits(Non-Ducted) | 45MBCAQ48XA3 |  | 48000 | 19.1 | 9.9 | 50000 | 40500 | 81% | 2.11 | 0 | 9.5 |  |  |  |  | R-454B | 4 | Residential & Commercial | VSMSHP | Non-Ducted CEE Tier 2
215323854 | Mini/Multi Split | CARRIER | HRCU-A-CB-O | 37MBRAQ48AA3 |  | Mini-Splits(Non-Ducted) | 45MCFAQ48XA3 |  | 48000 | 19.9 | 10.2 | 50000 | 38500 | 77% | 1.95 | 0 | 9.5 |  |  |  |  | R-454B | 4 | Residential & Commercial | VSMSHP | Non-Ducted CEE Tier 2
215323858 | Mini/Multi Split | BRYANT | HRCU-A-CB-O | 37MAHAQ06AA3 |  | Mini-Splits(Non-Ducted) | 45MCCAQ06XA3 |  | 6500 | 22 | 12 | 7400 | 8100 | 109.5% | 2.4 | 0 | 15.2 |  |  |  |  | R-454B | 0.54167 | Residential & Commercial | VSMSHP | Non-Ducted CEE Tier 2
215323860 | Mini/Multi Split | BRYANT | HRCU-A-CB-O | 37MAHAQ09AA3 |  | Mini-Splits(Non-Ducted) | 45MCCAQ12XA3 |  | 9000 | 24 | 12.2 | 10900 | 10600 | 97.25% | 1.83 | 0 | 14.7 |  |  |  |  | R-454B | 0.75 | Residential & Commercial | VSMSHP | Non-Ducted CEE Tier 2
215323861 | Mini/Multi Split | BRYANT | HRCU-A-CB-O | 37MAHAQ09AA3 |  | Mini-Splits(Non-Ducted) | 45MBCAQ12XA3 |  | 9000 | 22.7 | 12.2 | 10000 | 11000 | 110% | 1.84 | 0 | 14 |  |  |  |  | R-454B | 0.75 | Residential & Commercial | VSMSHP | Non-Ducted CEE Tier 2
215323862 | Mini/Multi Split | BRYANT | HRCU-A-CB-O | 37MAHAQ09AA3 |  | Mini-Splits(Non-Ducted) | 45MBFAQ09XA3 |  | 9000 | 27.3 | 10.9 | 9000 | 11300 | 125.6% | 1.84 | 0 | 15.2 |  |  |  |  | R-454B | 0.75 | Residential & Commercial | VSMSHP | Non-Ducted CEE Tier 2
215323865 | Mini/Multi Split | BRYANT | HRCU-A-CB-O | 37MAHAQ12AA3 |  | Mini-Splits(Non-Ducted) | 45MCCAQ12XA3 |  | 12000 | 23 | 10.2 | 12500 | 11500 | 92% | 2 | 0 | 13 |  |  |  |  | R-454B | 1 | Residential & Commercial | VSMSHP | Non-Ducted CEE Tier 2
215323866 | Mini/Multi Split | BRYANT | HRCU-A-CB-O | 37MAHAQ12AA3 |  | Mini-Splits(Non-Ducted) | 45MBCAQ12XA3 |  | 12000 | 22.3 | 11.6 | 12000 | 11500 | 95.83% | 2 | 0 | 12.7 |  |  |  |  | R-454B | 1 | Residential & Commercial | VSMSHP | Non-Ducted CEE Tier 2
215323867 | Mini/Multi Split | BRYANT | HRCU-A-CB-O | 37MAHAQ12AA3 |  | Mini-Splits(Non-Ducted) | 45MBFAQ12XA3 |  | 12000 | 25 | 10.6 | 12000 | 11300 | 94.17% | 1.88 | 0 | 12.7 |  |  |  |  | R-454B | 1 | Residential & Commercial | VSMSHP | Non-Ducted CEE Tier 2
215323870 | Mini/Multi Split | BRYANT | HRCU-A-CB-O | 37MAHAQ18AA3 |  | Mini-Splits(Non-Ducted) | 45MCCAQ18XA3 |  | 16700 | 20.7 | 12.2 | 20000 | 17500 | 87.5% | 1.89 | 0 | 12.5 |  |  |  |  | R-454B | 1.3917 | Residential & Commercial | VSMSHP | Non-Ducted CEE Tier 2
215323871 | Mini/Multi Split | BRYANT | HRCU-A-CB-O | 37MAHAQ18AA3 |  | Mini-Splits(Non-Ducted) | 45MBCAQ18XA3 |  | 16000 | 20 | 12.4 | 19000 | 17000 | 89.47% | 1.9 | 0 | 12.5 |  |  |  |  | R-454B | 1.3333 | Residential & Commercial | VSMSHP | Non-Ducted CEE Tier 2
215323872 | Mini/Multi Split | BRYANT | HRCU-A-CB-O | 37MAHAQ18AA3 |  | Mini-Splits(Non-Ducted) | 45MBFAQ16XA3 |  | 16000 | 20.2 | 10.3 | 17000 | 17500 | 102.9% | 1.95 | 0 | 12.5 |  |  |  |  | R-454B | 1.3333 | Residential & Commercial | VSMSHP | Non-Ducted CEE Tier 2
215323873 | Mini/Multi Split | BRYANT | HRCU-A-CB-O | 37MAHAQ18AA3 |  | Mini-Splits(Non-Ducted) | 45MCFAQ18XA3 |  | 17000 | 20.5 | 10.3 | 19000 | 17000 | 89.47% | 1.86 | 0 | 12.6 |  |  |  |  | R-454B | 1.4167 | Residential & Commercial | VSMSHP | Non-Ducted CEE Tier 2
215323876 | Mini/Multi Split | BRYANT | HRCU-A-CB-O | 37MAHAQ24AA3 |  | Mini-Splits(Non-Ducted) | 45MBCAQ24XA3 |  | 23400 | 20.8 | 11.6 | 25000 | 23800 | 95.2% | 2.23 | 0 | 12 |  |  |  |  | R-454B | 1.95 | Residential & Commercial | VSMSHP | Non-Ducted CEE Tier 2
215323877 | Mini/Multi Split | BRYANT | HRCU-A-CB-O | 37MAHAQ24AA3 |  | Mini-Splits(Non-Ducted) | 45MCFAQ24XA3 |  | 22000 | 20.5 | 12.1 | 26000 | 24200 | 93.08% | 2.16 | 0 | 12 |  |  |  |  | R-454B | 1.8333 | Residential & Commercial | VSMSHP | Non-Ducted CEE Tier 2
215323879 | Mini/Multi Split | BRYANT | HRCU-A-CB-O | 37MARAQ09AA3 |  | Mini-Splits(Non-Ducted) | 45MBCAQ12XA3 |  | 9000 | 21.7 | 11.3 | 10000 | 8300 | 83% | 2.17 | 0 | 14.3 |  |  |  |  | R-454B | 0.75 | Residential & Commercial | VSMSHP | Non-Ducted CEE Tier 2
215323880 | Mini/Multi Split | BRYANT | HRCU-A-CB-O | 37MARAQ09AA3 |  | Mini-Splits(Non-Ducted) | 45MBFAQ09XA3 |  | 9000 | 26 | 13.9 | 9000 | 8600 | 95.56% | 2.27 | 0 | 16.3 |  |  |  |  | R-454B | 0.75 | Residential & Commercial | VSMSHP | Non-Ducted CEE Tier 2
215323883 | Mini/Multi Split | BRYANT | HRCU-A-CB-O | 37MARAQ12AA3 |  | Mini-Splits(Non-Ducted) | 45MCCAQ12XA3 |  | 12000 | 22.2 | 10.1 | 12000 | 8600 | 71.67% | 2.48 | 0 | 12.3 |  |  |  |  | R-454B | 1 | Residential & Commercial | VSMSHP | Non-Ducted CEE Tier 2
215323884 | Mini/Multi Split | BRYANT | HRCU-A-CB-O | 37MARAQ12AA3 |  | Mini-Splits(Non-Ducted) | 45MBCAQ12XA3 |  | 12000 | 21.2 | 10.4 | 12000 | 8400 | 70% | 2.4 | 0 | 12.5 |  |  |  |  | R-454B | 1 | Residential & Commercial | VSMSHP | Non-Ducted CEE Tier 2
215323885 | Mini/Multi Split | BRYANT | HRCU-A-CB-O | 37MARAQ12AA3 |  | Mini-Splits(Non-Ducted) | 45MBFAQ12XA3 |  | 12000 | 24.7 | 11 | 12000 | 8900 | 74.17% | 2.5 | 0 | 12.7 |  |  |  |  | R-454B | 1 | Residential & Commercial | VSMSHP | Non-Ducted CEE Tier 2
215323888 | Mini/Multi Split | BRYANT | HRCU-A-CB-O | 37MARAQ18AA3 |  | Mini-Splits(Non-Ducted) | 45MCCAQ18XA3 |  | 18000 | 22.3 | 12.2 | 18000 | 13100 | 72.78% | 2.24 | 0 | 12.5 |  |  |  |  | R-454B | 1.5 | Residential & Commercial | VSMSHP | Non-Ducted CEE Tier 2
215323889 | Mini/Multi Split | BRYANT | HRCU-A-CB-O | 37MARAQ18AA3 |  | Mini-Splits(Non-Ducted) | 45MBCAQ18XA3 |  | 16800 | 20.8 | 11.4 | 18000 | 12800 | 71.11% | 2.2 | 0 | 12.5 |  |  |  |  | R-454B | 1.4 | Residential & Commercial | VSMSHP | Non-Ducted CEE Tier 2
215323890 | Mini/Multi Split | BRYANT | HRCU-A-CB-O | 37MARAQ18AA3 |  | Mini-Splits(Non-Ducted) | 45MBFAQ16XA3 |  | 16000 | 23.9 | 13.5 | 17000 | 13100 | 77.06% | 2.16 | 0 | 12.5 |  |  |  |  | R-454B | 1.3333 | Residential & Commercial | VSMSHP | Non-Ducted CEE Tier 2
215323891 | Mini/Multi Split | BRYANT | HRCU-A-CB-O | 37MARAQ18AA3 |  | Mini-Splits(Non-Ducted) | 45MCFAQ18XA3 |  | 18000 | 22.4 | 10.4 | 18000 | 12800 | 71.11% | 2.05 | 0 | 12.5 |  |  |  |  | R-454B | 1.5 | Residential & Commercial | VSMSHP | Non-Ducted CEE Tier 2
215323894 | Mini/Multi Split | BRYANT | HRCU-A-CB-O | 37MARAQ24AA3 |  | Mini-Splits(Non-Ducted) | 45MBCAQ24XA3 |  | 24000 | 22.1 | 10.5 | 25000 | 18500 | 74% | 2.3 | 0 | 12 |  |  |  |  | R-454B | 2 | Residential & Commercial | VSMSHP | Non-Ducted CEE Tier 2
215323895 | Mini/Multi Split | BRYANT | HRCU-A-CB-O | 37MARAQ24AA3 |  | Mini-Splits(Non-Ducted) | 45MCFAQ24XA3 |  | 24000 | 21.2 | 11.1 | 24400 | 18600 | 76.23% | 2.27 | 0 | 12.2 |  |  |  |  | R-454B | 2 | Residential & Commercial | VSMSHP | Non-Ducted CEE Tier 2
215323899 | Mini/Multi Split | BRYANT | HRCU-A-CB-O | 37MVRAQ09AA3 |  | Mini-Splits(Non-Ducted) | D5MVHAQ09XA3 |  | 9000 | 19 | 9.7 | 10000 | 7000 | 70% | 2.15 | 0 | 10.9 |  |  |  |  | R-454B | 0.75 | Residential & Commercial | VSMSHP | Non-Ducted CEE Tier 2
215323902 | Mini/Multi Split | BRYANT | HRCU-A-CB-O | 37MVRAQ24AA3 |  | Mini-Splits(Non-Ducted) | D5MVHAQ24XA3 |  | 24000 | 17 | 8.5 | 24000 | 17100 | 71.25% | 2.01 | 0 | 9 |  |  |  |  | R-454B | 2 | Residential & Commercial | VSMSHP
215323903 | Mini/Multi Split | BRYANT | HRCU-A-CB-O | 37MBHAQ36AA3 |  | Mini-Splits(Non-Ducted) | 45MBCAQ36XA3 |  | 36600 | 21.3 | 10.6 | 37000 | 37000 | 100% | 1.95 | 0 | 12 |  |  |  |  | R-454B | 3.05 | Residential & Commercial | VSMSHP | Non-Ducted CEE Tier 2
215323904 | Mini/Multi Split | BRYANT | HRCU-A-CB-O | 37MBHAQ36AA3 |  | Mini-Splits(Non-Ducted) | 45MCFAQ36XA3 |  | 36400 | 20.2 | 10.8 | 38000 | 39500 | 103.9% | 2.02 | 0 | 12 |  |  |  |  | R-454B | 3.0333 | Residential & Commercial | VSMSHP | Non-Ducted CEE Tier 2
215323906 | Mini/Multi Split | BRYANT | HRCU-A-CB-O | 37MBHAQ48AA3 |  | Mini-Splits(Non-Ducted) | 45MBCAQ48XA3 |  | 48000 | 18.2 | 11 | 53000 | 47500 | 89.62% | 1.96 | 0 | 10 |  |  |  |  | R-454B | 4 | Residential & Commercial | VSMSHP | Non-Ducted CEE Tier 2
215323907 | Mini/Multi Split | BRYANT | HRCU-A-CB-O | 37MBHAQ48AA3 |  | Mini-Splits(Non-Ducted) | 45MCFAQ48XA3 |  | 48000 | 18.7 | 10.1 | 52000 | 47000 | 90.38% | 1.83 | 0 | 9.4 |  |  |  |  | R-454B | 4 | Residential & Commercial | VSMSHP | Non-Ducted CEE Tier 2
215323909 | Mini/Multi Split | BRYANT | HRCU-A-CB-O | 37MBHAQ58AA3 |  | Mini-Splits(Non-Ducted) | 45MCFAQ58XA3 |  | 54000 | 18.1 | 10.7 | 60000 | 54000 | 90% | 1.91 | 0 | 9 |  |  |  |  | R-454B | 4.5 | Residential & Commercial | VSMSHP | Non-Ducted CEE Tier 2
215323911 | Mini/Multi Split | BRYANT | HRCU-A-CB-O | 37MBRAQ36AA3 |  | Mini-Splits(Non-Ducted) | 45MBCAQ36XA3 |  | 36000 | 20 | 10.4 | 38000 | 26600 | 70% | 2.2 | 0 | 9.7 |  |  |  |  | R-454B | 3 | Residential & Commercial | VSMSHP | Non-Ducted CEE Tier 2
215323914 | Mini/Multi Split | BRYANT | HRCU-A-CB-O | 37MBRAQ48AA3 |  | Mini-Splits(Non-Ducted) | 45MBCAQ48XA3 |  | 48000 | 19.1 | 9.9 | 50000 | 40500 | 81% | 2.11 | 0 | 9.5 |  |  |  |  | R-454B | 4 | Residential & Commercial | VSMSHP | Non-Ducted CEE Tier 2
215323915 | Mini/Multi Split | BRYANT | HRCU-A-CB-O | 37MBRAQ48AA3 |  | Mini-Splits(Non-Ducted) | 45MCFAQ48XA3 |  | 48000 | 19.9 | 10.2 | 50000 | 38500 | 77% | 1.95 | 0 | 9.5 |  |  |  |  | R-454B | 4 | Residential & Commercial | VSMSHP | Non-Ducted CEE Tier 2
215323919 | Mini/Multi Split | PAYNE | HRCU-A-CB-O | 37MAHAQ06AA3 |  | Mini-Splits(Non-Ducted) | 45MCCAQ06XA3 |  | 6500 | 22 | 12 | 7400 | 8100 | 109.5% | 2.4 | 0 | 15.2 |  |  |  |  | R-454B | 0.54167 | Residential & Commercial | VSMSHP | Non-Ducted CEE Tier 2
215323921 | Mini/Multi Split | PAYNE | HRCU-A-CB-O | 37MAHAQ09AA3 |  | Mini-Splits(Non-Ducted) | 45MCCAQ12XA3 |  | 9000 | 24 | 12.2 | 10900 | 10600 | 97.25% | 1.83 | 0 | 14.7 |  |  |  |  | R-454B | 0.75 | Residential & Commercial | VSMSHP | Non-Ducted CEE Tier 2
215323922 | Mini/Multi Split | PAYNE | HRCU-A-CB-O | 37MAHAQ09AA3 |  | Mini-Splits(Non-Ducted) | 45MBCAQ12XA3 |  | 9000 | 22.7 | 12.2 | 10000 | 11000 | 110% | 1.84 | 0 | 14 |  |  |  |  | R-454B | 0.75 | Residential & Commercial | VSMSHP | Non-Ducted CEE Tier 2
215323923 | Mini/Multi Split | PAYNE | HRCU-A-CB-O | 37MAHAQ09AA3 |  | Mini-Splits(Non-Ducted) | 45MBFAQ09XA3 |  | 9000 | 27.3 | 10.9 | 9000 | 11300 | 125.6% | 1.84 | 0 | 15.2 |  |  |  |  | R-454B | 0.75 | Residential & Commercial | VSMSHP | Non-Ducted CEE Tier 2
215323926 | Mini/Multi Split | PAYNE | HRCU-A-CB-O | 37MAHAQ12AA3 |  | Mini-Splits(Non-Ducted) | 45MCCAQ12XA3 |  | 12000 | 23 | 10.2 | 12500 | 11500 | 92% | 2 | 0 | 13 |  |  |  |  | R-454B | 1 | Residential & Commercial | VSMSHP | Non-Ducted CEE Tier 2
215323927 | Mini/Multi Split | PAYNE | HRCU-A-CB-O | 37MAHAQ12AA3 |  | Mini-Splits(Non-Ducted) | 45MBCAQ12XA3 |  | 12000 | 22.3 | 11.6 | 12000 | 11500 | 95.83% | 2 | 0 | 12.7 |  |  |  |  | R-454B | 1 | Residential & Commercial | VSMSHP | Non-Ducted CEE Tier 2
215323928 | Mini/Multi Split | PAYNE | HRCU-A-CB-O | 37MAHAQ12AA3 |  | Mini-Splits(Non-Ducted) | 45MBFAQ12XA3 |  | 12000 | 25 | 10.6 | 12000 | 11300 | 94.17% | 1.88 | 0 | 12.7 |  |  |  |  | R-454B | 1 | Residential & Commercial | VSMSHP | Non-Ducted CEE Tier 2
215323931 | Mini/Multi Split | PAYNE | HRCU-A-CB-O | 37MAHAQ18AA3 |  | Mini-Splits(Non-Ducted) | 45MCCAQ18XA3 |  | 16700 | 20.7 | 12.2 | 20000 | 17500 | 87.5% | 1.89 | 0 | 12.5 |  |  |  |  | R-454B | 1.3917 | Residential & Commercial | VSMSHP | Non-Ducted CEE Tier 2
215323932 | Mini/Multi Split | PAYNE | HRCU-A-CB-O | 37MAHAQ18AA3 |  | Mini-Splits(Non-Ducted) | 45MBCAQ18XA3 |  | 16000 | 20 | 12.4 | 19000 | 17000 | 89.47% | 1.9 | 0 | 12.5 |  |  |  |  | R-454B | 1.3333 | Residential & Commercial | VSMSHP | Non-Ducted CEE Tier 2
215323933 | Mini/Multi Split | PAYNE | HRCU-A-CB-O | 37MAHAQ18AA3 |  | Mini-Splits(Non-Ducted) | 45MBFAQ16XA3 |  | 16000 | 20.2 | 10.3 | 17000 | 17500 | 102.9% | 1.95 | 0 | 12.5 |  |  |  |  | R-454B | 1.3333 | Residential & Commercial | VSMSHP | Non-Ducted CEE Tier 2
215323934 | Mini/Multi Split | PAYNE | HRCU-A-CB-O | 37MAHAQ18AA3 |  | Mini-Splits(Non-Ducted) | 45MCFAQ18XA3 |  | 17000 | 20.5 | 10.3 | 19000 | 17000 | 89.47% | 1.86 | 0 | 12.6 |  |  |  |  | R-454B | 1.4167 | Residential & Commercial | VSMSHP | Non-Ducted CEE Tier 2
215323937 | Mini/Multi Split | PAYNE | HRCU-A-CB-O | 37MAHAQ24AA3 |  | Mini-Splits(Non-Ducted) | 45MBCAQ24XA3 |  | 23400 | 20.8 | 11.6 | 25000 | 23800 | 95.2% | 2.23 | 0 | 12 |  |  |  |  | R-454B | 1.95 | Residential & Commercial | VSMSHP | Non-Ducted CEE Tier 2
215323938 | Mini/Multi Split | PAYNE | HRCU-A-CB-O | 37MAHAQ24AA3 |  | Mini-Splits(Non-Ducted) | 45MCFAQ24XA3 |  | 22000 | 20.5 | 12.1 | 26000 | 24200 | 93.08% | 2.16 | 0 | 12 |  |  |  |  | R-454B | 1.8333 | Residential & Commercial | VSMSHP | Non-Ducted CEE Tier 2
215323940 | Mini/Multi Split | PAYNE | HRCU-A-CB-O | 37MARAQ09AA3 |  | Mini-Splits(Non-Ducted) | 45MBCAQ12XA3 |  | 9000 | 21.7 | 11.3 | 10000 | 8300 | 83% | 2.17 | 0 | 14.3 |  |  |  |  | R-454B | 0.75 | Residential & Commercial | VSMSHP | Non-Ducted CEE Tier 2
215323941 | Mini/Multi Split | PAYNE | HRCU-A-CB-O | 37MARAQ09AA3 |  | Mini-Splits(Non-Ducted) | 45MBFAQ09XA3 |  | 9000 | 26 | 13.9 | 9000 | 8600 | 95.56% | 2.27 | 0 | 16.3 |  |  |  |  | R-454B | 0.75 | Residential & Commercial | VSMSHP | Non-Ducted CEE Tier 2
215323944 | Mini/Multi Split | PAYNE | HRCU-A-CB-O | 37MARAQ12AA3 |  | Mini-Splits(Non-Ducted) | 45MCCAQ12XA3 |  | 12000 | 22.2 | 10.1 | 12000 | 8600 | 71.67% | 2.48 | 0 | 12.3 |  |  |  |  | R-454B | 1 | Residential & Commercial | VSMSHP | Non-Ducted CEE Tier 2
215323945 | Mini/Multi Split | PAYNE | HRCU-A-CB-O | 37MARAQ12AA3 |  | Mini-Splits(Non-Ducted) | 45MBCAQ12XA3 |  | 12000 | 21.2 | 10.4 | 12000 | 8400 | 70% | 2.4 | 0 | 12.5 |  |  |  |  | R-454B | 1 | Residential & Commercial | VSMSHP | Non-Ducted CEE Tier 2
215323946 | Mini/Multi Split | PAYNE | HRCU-A-CB-O | 37MARAQ12AA3 |  | Mini-Splits(Non-Ducted) | 45MBFAQ12XA3 |  | 12000 | 24.7 | 11 | 12000 | 8900 | 74.17% | 2.5 | 0 | 12.7 |  |  |  |  | R-454B | 1 | Residential & Commercial | VSMSHP | Non-Ducted CEE Tier 2
215323949 | Mini/Multi Split | PAYNE | HRCU-A-CB-O | 37MARAQ18AA3 |  | Mini-Splits(Non-Ducted) | 45MCCAQ18XA3 |  | 18000 | 22.3 | 12.2 | 18000 | 13100 | 72.78% | 2.24 | 0 | 12.5 |  |  |  |  | R-454B | 1.5 | Residential & Commercial | VSMSHP | Non-Ducted CEE Tier 2
215323950 | Mini/Multi Split | PAYNE | HRCU-A-CB-O | 37MARAQ18AA3 |  | Mini-Splits(Non-Ducted) | 45MBCAQ18XA3 |  | 16800 | 20.8 | 11.4 | 18000 | 12800 | 71.11% | 2.2 | 0 | 12.5 |  |  |  |  | R-454B | 1.4 | Residential & Commercial | VSMSHP | Non-Ducted CEE Tier 2
215323951 | Mini/Multi Split | PAYNE | HRCU-A-CB-O | 37MARAQ18AA3 |  | Mini-Splits(Non-Ducted) | 45MBFAQ16XA3 |  | 16000 | 23.9 | 13.5 | 17000 | 13100 | 77.06% | 2.16 | 0 | 12.5 |  |  |  |  | R-454B | 1.3333 | Residential & Commercial | VSMSHP | Non-Ducted CEE Tier 2
215323952 | Mini/Multi Split | PAYNE | HRCU-A-CB-O | 37MARAQ18AA3 |  | Mini-Splits(Non-Ducted) | 45MCFAQ18XA3 |  | 18000 | 22.4 | 10.4 | 18000 | 12800 | 71.11% | 2.05 | 0 | 12.5 |  |  |  |  | R-454B | 1.5 | Residential & Commercial | VSMSHP | Non-Ducted CEE Tier 2
215323955 | Mini/Multi Split | PAYNE | HRCU-A-CB-O | 37MARAQ24AA3 |  | Mini-Splits(Non-Ducted) | 45MBCAQ24XA3 |  | 24000 | 22.1 | 10.5 | 25000 | 18500 | 74% | 2.3 | 0 | 12 |  |  |  |  | R-454B | 2 | Residential & Commercial | VSMSHP | Non-Ducted CEE Tier 2
215323956 | Mini/Multi Split | PAYNE | HRCU-A-CB-O | 37MARAQ24AA3 |  | Mini-Splits(Non-Ducted) | 45MCFAQ24XA3 |  | 24000 | 21.2 | 11.1 | 24400 | 18600 | 76.23% | 2.27 | 0 | 12.2 |  |  |  |  | R-454B | 2 | Residential & Commercial | VSMSHP | Non-Ducted CEE Tier 2
215323960 | Mini/Multi Split | PAYNE | HRCU-A-CB-O | 37MVRAQ09AA3 |  | Mini-Splits(Non-Ducted) | D5MVHAQ09XA3 |  | 9000 | 19 | 9.7 | 10000 | 7000 | 70% | 2.15 | 0 | 10.9 |  |  |  |  | R-454B | 0.75 | Residential & Commercial | VSMSHP | Non-Ducted CEE Tier 2
215323963 | Mini/Multi Split | PAYNE | HRCU-A-CB-O | 37MVRAQ24AA3 |  | Mini-Splits(Non-Ducted) | D5MVHAQ24XA3 |  | 24000 | 17 | 8.5 | 24000 | 17100 | 71.25% | 2.01 | 0 | 9 |  |  |  |  | R-454B | 2 | Residential & Commercial | VSMSHP
215323964 | Mini/Multi Split | PAYNE | HRCU-A-CB-O | 37MBHAQ36AA3 |  | Mini-Splits(Non-Ducted) | 45MBCAQ36XA3 |  | 36600 | 21.3 | 10.6 | 37000 | 37000 | 100% | 1.95 | 0 | 12 |  |  |  |  | R-454B | 3.05 | Residential & Commercial | VSMSHP | Non-Ducted CEE Tier 2
215323965 | Mini/Multi Split | PAYNE | HRCU-A-CB-O | 37MBHAQ36AA3 |  | Mini-Splits(Non-Ducted) | 45MCFAQ36XA3 |  | 36400 | 20.2 | 10.8 | 38000 | 39500 | 103.9% | 2.02 | 0 | 12 |  |  |  |  | R-454B | 3.0333 | Residential & Commercial | VSMSHP | Non-Ducted CEE Tier 2
215323967 | Mini/Multi Split | PAYNE | HRCU-A-CB-O | 37MBHAQ48AA3 |  | Mini-Splits(Non-Ducted) | 45MBCAQ48XA3 |  | 48000 | 18.2 | 11 | 53000 | 47500 | 89.62% | 1.96 | 0 | 10 |  |  |  |  | R-454B | 4 | Residential & Commercial | VSMSHP | Non-Ducted CEE Tier 2
215323968 | Mini/Multi Split | PAYNE | HRCU-A-CB-O | 37MBHAQ48AA3 |  | Mini-Splits(Non-Ducted) | 45MCFAQ48XA3 |  | 48000 | 18.7 | 10.1 | 52000 | 47000 | 90.38% | 1.83 | 0 | 9.4 |  |  |  |  | R-454B | 4 | Residential & Commercial | VSMSHP | Non-Ducted CEE Tier 2
215323970 | Mini/Multi Split | PAYNE | HRCU-A-CB-O | 37MBHAQ58AA3 |  | Mini-Splits(Non-Ducted) | 45MCFAQ58XA3 |  | 54000 | 18.1 | 10.7 | 60000 | 54000 | 90% | 1.91 | 0 | 9 |  |  |  |  | R-454B | 4.5 | Residential & Commercial | VSMSHP | Non-Ducted CEE Tier 2
215323972 | Mini/Multi Split | PAYNE | HRCU-A-CB-O | 37MBRAQ36AA3 |  | Mini-Splits(Non-Ducted) | 45MBCAQ36XA3 |  | 36000 | 20 | 10.4 | 38000 | 26600 | 70% | 2.2 | 0 | 9.7 |  |  |  |  | R-454B | 3 | Residential & Commercial | VSMSHP | Non-Ducted CEE Tier 2
215323975 | Mini/Multi Split | PAYNE | HRCU-A-CB-O | 37MBRAQ48AA3 |  | Mini-Splits(Non-Ducted) | 45MBCAQ48XA3 |  | 48000 | 19.1 | 9.9 | 50000 | 40500 | 81% | 2.11 | 0 | 9.5 |  |  |  |  | R-454B | 4 | Residential & Commercial | VSMSHP | Non-Ducted CEE Tier 2
215323976 | Mini/Multi Split | PAYNE | HRCU-A-CB-O | 37MBRAQ48AA3 |  | Mini-Splits(Non-Ducted) | 45MCFAQ48XA3 |  | 48000 | 19.9 | 10.2 | 50000 | 38500 | 77% | 1.95 | 0 | 9.5 |  |  |  |  | R-454B | 4 | Residential & Commercial | VSMSHP | Non-Ducted CEE Tier 2
215323980 | Mini/Multi Split | Weathermaker | HRCU-A-CB-O | 37MAHAQ06AA3 |  | Mini-Splits(Non-Ducted) | 45MCCAQ06XA3 |  | 6500 | 22 | 12 | 7400 | 8100 | 109.5% | 2.4 | 0 | 15.2 |  |  |  |  | R-454B | 0.54167 | Residential & Commercial | VSMSHP | Non-Ducted CEE Tier 2
215323982 | Mini/Multi Split | Weathermaker | HRCU-A-CB-O | 37MAHAQ09AA3 |  | Mini-Splits(Non-Ducted) | 45MCCAQ12XA3 |  | 9000 | 24 | 12.2 | 10900 | 10600 | 97.25% | 1.83 | 0 | 14.7 |  |  |  |  | R-454B | 0.75 | Residential & Commercial | VSMSHP | Non-Ducted CEE Tier 2
215323983 | Mini/Multi Split | Weathermaker | HRCU-A-CB-O | 37MAHAQ09AA3 |  | Mini-Splits(Non-Ducted) | 45MBCAQ12XA3 |  | 9000 | 22.7 | 12.2 | 10000 | 11000 | 110% | 1.84 | 0 | 14 |  |  |  |  | R-454B | 0.75 | Residential & Commercial | VSMSHP | Non-Ducted CEE Tier 2
215323984 | Mini/Multi Split | Weathermaker | HRCU-A-CB-O | 37MAHAQ09AA3 |  | Mini-Splits(Non-Ducted) | 45MBFAQ09XA3 |  | 9000 | 27.3 | 10.9 | 9000 | 11300 | 125.6% | 1.84 | 0 | 15.2 |  |  |  |  | R-454B | 0.75 | Residential & Commercial | VSMSHP | Non-Ducted CEE Tier 2
215323987 | Mini/Multi Split | Weathermaker | HRCU-A-CB-O | 37MAHAQ12AA3 |  | Mini-Splits(Non-Ducted) | 45MCCAQ12XA3 |  | 12000 | 23 | 10.2 | 12500 | 11500 | 92% | 2 | 0 | 13 |  |  |  |  | R-454B | 1 | Residential & Commercial | VSMSHP | Non-Ducted CEE Tier 2
215323988 | Mini/Multi Split | Weathermaker | HRCU-A-CB-O | 37MAHAQ12AA3 |  | Mini-Splits(Non-Ducted) | 45MBCAQ12XA3 |  | 12000 | 22.3 | 11.6 | 12000 | 11500 | 95.83% | 2 | 0 | 12.7 |  |  |  |  | R-454B | 1 | Residential & Commercial | VSMSHP | Non-Ducted CEE Tier 2
215323989 | Mini/Multi Split | Weathermaker | HRCU-A-CB-O | 37MAHAQ12AA3 |  | Mini-Splits(Non-Ducted) | 45MBFAQ12XA3 |  | 12000 | 25 | 10.6 | 12000 | 11300 | 94.17% | 1.88 | 0 | 12.7 |  |  |  |  | R-454B | 1 | Residential & Commercial | VSMSHP | Non-Ducted CEE Tier 2
215323992 | Mini/Multi Split | Weathermaker | HRCU-A-CB-O | 37MAHAQ18AA3 |  | Mini-Splits(Non-Ducted) | 45MCCAQ18XA3 |  | 16700 | 20.7 | 12.2 | 20000 | 17500 | 87.5% | 1.89 | 0 | 12.5 |  |  |  |  | R-454B | 1.3917 | Residential & Commercial | VSMSHP | Non-Ducted CEE Tier 2
215323993 | Mini/Multi Split | Weathermaker | HRCU-A-CB-O | 37MAHAQ18AA3 |  | Mini-Splits(Non-Ducted) | 45MBCAQ18XA3 |  | 16000 | 20 | 12.4 | 19000 | 17000 | 89.47% | 1.9 | 0 | 12.5 |  |  |  |  | R-454B | 1.3333 | Residential & Commercial | VSMSHP | Non-Ducted CEE Tier 2
215323994 | Mini/Multi Split | Weathermaker | HRCU-A-CB-O | 37MAHAQ18AA3 |  | Mini-Splits(Non-Ducted) | 45MBFAQ16XA3 |  | 16000 | 20.2 | 10.3 | 17000 | 17500 | 102.9% | 1.95 | 0 | 12.5 |  |  |  |  | R-454B | 1.3333 | Residential & Commercial | VSMSHP | Non-Ducted CEE Tier 2
215323995 | Mini/Multi Split | Weathermaker | HRCU-A-CB-O | 37MAHAQ18AA3 |  | Mini-Splits(Non-Ducted) | 45MCFAQ18XA3 |  | 17000 | 20.5 | 10.3 | 19000 | 17000 | 89.47% | 1.86 | 0 | 12.6 |  |  |  |  | R-454B | 1.4167 | Residential & Commercial | VSMSHP | Non-Ducted CEE Tier 2
215323998 | Mini/Multi Split | Weathermaker | HRCU-A-CB-O | 37MAHAQ24AA3 |  | Mini-Splits(Non-Ducted) | 45MBCAQ24XA3 |  | 23400 | 20.8 | 11.6 | 25000 | 23800 | 95.2% | 2.23 | 0 | 12 |  |  |  |  | R-454B | 1.95 | Residential & Commercial | VSMSHP | Non-Ducted CEE Tier 2
215323999 | Mini/Multi Split | Weathermaker | HRCU-A-CB-O | 37MAHAQ24AA3 |  | Mini-Splits(Non-Ducted) | 45MCFAQ24XA3 |  | 22000 | 20.5 | 12.1 | 26000 | 24200 | 93.08% | 2.16 | 0 | 12 |  |  |  |  | R-454B | 1.8333 | Residential & Commercial | VSMSHP | Non-Ducted CEE Tier 2
215324001 | Mini/Multi Split | Weathermaker | HRCU-A-CB-O | 37MARAQ09AA3 |  | Mini-Splits(Non-Ducted) | 45MBCAQ12XA3 |  | 9000 | 21.7 | 11.3 | 10000 | 8300 | 83% | 2.17 | 0 | 14.3 |  |  |  |  | R-454B | 0.75 | Residential & Commercial | VSMSHP | Non-Ducted CEE Tier 2
215324002 | Mini/Multi Split | Weathermaker | HRCU-A-CB-O | 37MARAQ09AA3 |  | Mini-Splits(Non-Ducted) | 45MBFAQ09XA3 |  | 9000 | 26 | 13.9 | 9000 | 8600 | 95.56% | 2.27 | 0 | 16.3 |  |  |  |  | R-454B | 0.75 | Residential & Commercial | VSMSHP | Non-Ducted CEE Tier 2
215324005 | Mini/Multi Split | Weathermaker | HRCU-A-CB-O | 37MARAQ12AA3 |  | Mini-Splits(Non-Ducted) | 45MCCAQ12XA3 |  | 12000 | 22.2 | 10.1 | 12000 | 8600 | 71.67% | 2.48 | 0 | 12.3 |  |  |  |  | R-454B | 1 | Residential & Commercial | VSMSHP | Non-Ducted CEE Tier 2
215324006 | Mini/Multi Split | Weathermaker | HRCU-A-CB-O | 37MARAQ12AA3 |  | Mini-Splits(Non-Ducted) | 45MBCAQ12XA3 |  | 12000 | 21.2 | 10.4 | 12000 | 8400 | 70% | 2.4 | 0 | 12.5 |  |  |  |  | R-454B | 1 | Residential & Commercial | VSMSHP | Non-Ducted CEE Tier 2
215324007 | Mini/Multi Split | Weathermaker | HRCU-A-CB-O | 37MARAQ12AA3 |  | Mini-Splits(Non-Ducted) | 45MBFAQ12XA3 |  | 12000 | 24.7 | 11 | 12000 | 8900 | 74.17% | 2.5 | 0 | 12.7 |  |  |  |  | R-454B | 1 | Residential & Commercial | VSMSHP | Non-Ducted CEE Tier 2
215324010 | Mini/Multi Split | Weathermaker | HRCU-A-CB-O | 37MARAQ18AA3 |  | Mini-Splits(Non-Ducted) | 45MCCAQ18XA3 |  | 18000 | 22.3 | 12.2 | 18000 | 13100 | 72.78% | 2.24 | 0 | 12.5 |  |  |  |  | R-454B | 1.5 | Residential & Commercial | VSMSHP | Non-Ducted CEE Tier 2
215324011 | Mini/Multi Split | Weathermaker | HRCU-A-CB-O | 37MARAQ18AA3 |  | Mini-Splits(Non-Ducted) | 45MBCAQ18XA3 |  | 16800 | 20.8 | 11.4 | 18000 | 12800 | 71.11% | 2.2 | 0 | 12.5 |  |  |  |  | R-454B | 1.4 | Residential & Commercial | VSMSHP | Non-Ducted CEE Tier 2
215324012 | Mini/Multi Split | Weathermaker | HRCU-A-CB-O | 37MARAQ18AA3 |  | Mini-Splits(Non-Ducted) | 45MBFAQ16XA3 |  | 16000 | 23.9 | 13.5 | 17000 | 13100 | 77.06% | 2.16 | 0 | 12.5 |  |  |  |  | R-454B | 1.3333 | Residential & Commercial | VSMSHP | Non-Ducted CEE Tier 2
215324013 | Mini/Multi Split | Weathermaker | HRCU-A-CB-O | 37MARAQ18AA3 |  | Mini-Splits(Non-Ducted) | 45MCFAQ18XA3 |  | 18000 | 22.4 | 10.4 | 18000 | 12800 | 71.11% | 2.05 | 0 | 12.5 |  |  |  |  | R-454B | 1.5 | Residential & Commercial | VSMSHP | Non-Ducted CEE Tier 2
215324016 | Mini/Multi Split | Weathermaker | HRCU-A-CB-O | 37MARAQ24AA3 |  | Mini-Splits(Non-Ducted) | 45MBCAQ24XA3 |  | 24000 | 22.1 | 10.5 | 25000 | 18500 | 74% | 2.3 | 0 | 12 |  |  |  |  | R-454B | 2 | Residential & Commercial | VSMSHP | Non-Ducted CEE Tier 2
215324017 | Mini/Multi Split | Weathermaker | HRCU-A-CB-O | 37MARAQ24AA3 |  | Mini-Splits(Non-Ducted) | 45MCFAQ24XA3 |  | 24000 | 21.2 | 11.1 | 24400 | 18600 | 76.23% | 2.27 | 0 | 12.2 |  |  |  |  | R-454B | 2 | Residential & Commercial | VSMSHP | Non-Ducted CEE Tier 2
215324021 | Mini/Multi Split | Weathermaker | HRCU-A-CB-O | 37MVRAQ09AA3 |  | Mini-Splits(Non-Ducted) | D5MVHAQ09XA3 |  | 9000 | 19 | 9.7 | 10000 | 7000 | 70% | 2.15 | 0 | 10.9 |  |  |  |  | R-454B | 0.75 | Residential & Commercial | VSMSHP | Non-Ducted CEE Tier 2
215324024 | Mini/Multi Split | Weathermaker | HRCU-A-CB-O | 37MVRAQ24AA3 |  | Mini-Splits(Non-Ducted) | D5MVHAQ24XA3 |  | 24000 | 17 | 8.5 | 24000 | 17100 | 71.25% | 2.01 | 0 | 9 |  |  |  |  | R-454B | 2 | Residential & Commercial | VSMSHP
215324025 | Mini/Multi Split | Weathermaker | HRCU-A-CB-O | 37MBHAQ36AA3 |  | Mini-Splits(Non-Ducted) | 45MBCAQ36XA3 |  | 36600 | 21.3 | 10.6 | 37000 | 37000 | 100% | 1.95 | 0 | 12 |  |  |  |  | R-454B | 3.05 | Residential & Commercial | VSMSHP | Non-Ducted CEE Tier 2
215324026 | Mini/Multi Split | Weathermaker | HRCU-A-CB-O | 37MBHAQ36AA3 |  | Mini-Splits(Non-Ducted) | 45MCFAQ36XA3 |  | 36400 | 20.2 | 10.8 | 38000 | 39500 | 103.9% | 2.02 | 0 | 12 |  |  |  |  | R-454B | 3.0333 | Residential & Commercial | VSMSHP | Non-Ducted CEE Tier 2
215324028 | Mini/Multi Split | Weathermaker | HRCU-A-CB-O | 37MBHAQ48AA3 |  | Mini-Splits(Non-Ducted) | 45MBCAQ48XA3 |  | 48000 | 18.2 | 11 | 53000 | 47500 | 89.62% | 1.96 | 0 | 10 |  |  |  |  | R-454B | 4 | Residential & Commercial | VSMSHP | Non-Ducted CEE Tier 2
215324029 | Mini/Multi Split | Weathermaker | HRCU-A-CB-O | 37MBHAQ48AA3 |  | Mini-Splits(Non-Ducted) | 45MCFAQ48XA3 |  | 48000 | 18.7 | 10.1 | 52000 | 47000 | 90.38% | 1.83 | 0 | 9.4 |  |  |  |  | R-454B | 4 | Residential & Commercial | VSMSHP | Non-Ducted CEE Tier 2
215324031 | Mini/Multi Split | Weathermaker | HRCU-A-CB-O | 37MBHAQ58AA3 |  | Mini-Splits(Non-Ducted) | 45MCFAQ58XA3 |  | 54000 | 18.1 | 10.7 | 60000 | 54000 | 90% | 1.91 | 0 | 9 |  |  |  |  | R-454B | 4.5 | Residential & Commercial | VSMSHP | Non-Ducted CEE Tier 2
215324033 | Mini/Multi Split | Weathermaker | HRCU-A-CB-O | 37MBRAQ36AA3 |  | Mini-Splits(Non-Ducted) | 45MBCAQ36XA3 |  | 36000 | 20 | 10.4 | 38000 | 26600 | 70% | 2.2 | 0 | 9.7 |  |  |  |  | R-454B | 3 | Residential & Commercial | VSMSHP | Non-Ducted CEE Tier 2
215324036 | Mini/Multi Split | Weathermaker | HRCU-A-CB-O | 37MBRAQ48AA3 |  | Mini-Splits(Non-Ducted) | 45MBCAQ48XA3 |  | 48000 | 19.1 | 9.9 | 50000 | 40500 | 81% | 2.11 | 0 | 9.5 |  |  |  |  | R-454B | 4 | Residential & Commercial | VSMSHP | Non-Ducted CEE Tier 2
215324037 | Mini/Multi Split | Weathermaker | HRCU-A-CB-O | 37MBRAQ48AA3 |  | Mini-Splits(Non-Ducted) | 45MCFAQ48XA3 |  | 48000 | 19.9 | 10.2 | 50000 | 38500 | 77% | 1.95 | 0 | 9.5 |  |  |  |  | R-454B | 4 | Residential & Commercial | VSMSHP | Non-Ducted CEE Tier 2
215324041 | Mini/Multi Split | MIDEA | HRCU-A-CB-O | 37MAHAQ06AA3 |  | Mini-Splits(Non-Ducted) | 45MCCAQ06XA3 |  | 6500 | 22 | 12 | 7400 | 8100 | 109.5% | 2.4 | 0 | 15.2 |  |  |  |  | R-454B | 0.54167 | Residential & Commercial | VSMSHP | Non-Ducted CEE Tier 2
215324043 | Mini/Multi Split | MIDEA | HRCU-A-CB-O | 37MAHAQ09AA3 |  | Mini-Splits(Non-Ducted) | 45MCCAQ12XA3 |  | 9000 | 24 | 12.2 | 10900 | 10600 | 97.25% | 1.83 | 0 | 14.7 |  |  |  |  | R-454B | 0.75 | Residential & Commercial | VSMSHP | Non-Ducted CEE Tier 2
215324044 | Mini/Multi Split | MIDEA | HRCU-A-CB-O | 37MAHAQ09AA3 |  | Mini-Splits(Non-Ducted) | 45MBCAQ12XA3 |  | 9000 | 22.7 | 12.2 | 10000 | 11000 | 110% | 1.84 | 0 | 14 |  |  |  |  | R-454B | 0.75 | Residential & Commercial | VSMSHP | Non-Ducted CEE Tier 2
215324045 | Mini/Multi Split | MIDEA | HRCU-A-CB-O | 37MAHAQ09AA3 |  | Mini-Splits(Non-Ducted) | 45MBFAQ09XA3 |  | 9000 | 27.3 | 10.9 | 9000 | 11300 | 125.6% | 1.84 | 0 | 15.2 |  |  |  |  | R-454B | 0.75 | Residential & Commercial | VSMSHP | Non-Ducted CEE Tier 2
215324048 | Mini/Multi Split | MIDEA | HRCU-A-CB-O | 37MAHAQ12AA3 |  | Mini-Splits(Non-Ducted) | 45MCCAQ12XA3 |  | 12000 | 23 | 10.2 | 12500 | 11500 | 92% | 2 | 0 | 13 |  |  |  |  | R-454B | 1 | Residential & Commercial | VSMSHP | Non-Ducted CEE Tier 2
215324049 | Mini/Multi Split | MIDEA | HRCU-A-CB-O | 37MAHAQ12AA3 |  | Mini-Splits(Non-Ducted) | 45MBCAQ12XA3 |  | 12000 | 22.3 | 11.6 | 12000 | 11500 | 95.83% | 2 | 0 | 12.7 |  |  |  |  | R-454B | 1 | Residential & Commercial | VSMSHP | Non-Ducted CEE Tier 2
215324050 | Mini/Multi Split | MIDEA | HRCU-A-CB-O | 37MAHAQ12AA3 |  | Mini-Splits(Non-Ducted) | 45MBFAQ12XA3 |  | 12000 | 25 | 10.6 | 12000 | 11300 | 94.17% | 1.88 | 0 | 12.7 |  |  |  |  | R-454B | 1 | Residential & Commercial | VSMSHP | Non-Ducted CEE Tier 2
215324053 | Mini/Multi Split | MIDEA | HRCU-A-CB-O | 37MAHAQ18AA3 |  | Mini-Splits(Non-Ducted) | 45MCCAQ18XA3 |  | 16700 | 20.7 | 12.2 | 20000 | 17500 | 87.5% | 1.89 | 0 | 12.5 |  |  |  |  | R-454B | 1.3917 | Residential & Commercial | VSMSHP | Non-Ducted CEE Tier 2
215324054 | Mini/Multi Split | MIDEA | HRCU-A-CB-O | 37MAHAQ18AA3 |  | Mini-Splits(Non-Ducted) | 45MBCAQ18XA3 |  | 16000 | 20 | 12.4 | 19000 | 17000 | 89.47% | 1.9 | 0 | 12.5 |  |  |  |  | R-454B | 1.3333 | Residential & Commercial | VSMSHP | Non-Ducted CEE Tier 2
215324055 | Mini/Multi Split | MIDEA | HRCU-A-CB-O | 37MAHAQ18AA3 |  | Mini-Splits(Non-Ducted) | 45MBFAQ16XA3 |  | 16000 | 20.2 | 10.3 | 17000 | 17500 | 102.9% | 1.95 | 0 | 12.5 |  |  |  |  | R-454B | 1.3333 | Residential & Commercial | VSMSHP | Non-Ducted CEE Tier 2
215324056 | Mini/Multi Split | MIDEA | HRCU-A-CB-O | 37MAHAQ18AA3 |  | Mini-Splits(Non-Ducted) | 45MCFAQ18XA3 |  | 17000 | 20.5 | 10.3 | 19000 | 17000 | 89.47% | 1.86 | 0 | 12.6 |  |  |  |  | R-454B | 1.4167 | Residential & Commercial | VSMSHP | Non-Ducted CEE Tier 2
215324059 | Mini/Multi Split | MIDEA | HRCU-A-CB-O | 37MAHAQ24AA3 |  | Mini-Splits(Non-Ducted) | 45MBCAQ24XA3 |  | 23400 | 20.8 | 11.6 | 25000 | 23800 | 95.2% | 2.23 | 0 | 12 |  |  |  |  | R-454B | 1.95 | Residential & Commercial | VSMSHP | Non-Ducted CEE Tier 2
215324060 | Mini/Multi Split | MIDEA | HRCU-A-CB-O | 37MAHAQ24AA3 |  | Mini-Splits(Non-Ducted) | 45MCFAQ24XA3 |  | 22000 | 20.5 | 12.1 | 26000 | 24200 | 93.08% | 2.16 | 0 | 12 |  |  |  |  | R-454B | 1.8333 | Residential & Commercial | VSMSHP | Non-Ducted CEE Tier 2
215324062 | Mini/Multi Split | MIDEA | HRCU-A-CB-O | 37MARAQ09AA3 |  | Mini-Splits(Non-Ducted) | 45MBCAQ12XA3 |  | 9000 | 21.7 | 11.3 | 10000 | 8300 | 83% | 2.17 | 0 | 14.3 |  |  |  |  | R-454B | 0.75 | Residential & Commercial | VSMSHP | Non-Ducted CEE Tier 2
215324063 | Mini/Multi Split | MIDEA | HRCU-A-CB-O | 37MARAQ09AA3 |  | Mini-Splits(Non-Ducted) | 45MBFAQ09XA3 |  | 9000 | 26 | 13.9 | 9000 | 8600 | 95.56% | 2.27 | 0 | 16.3 |  |  |  |  | R-454B | 0.75 | Residential & Commercial | VSMSHP | Non-Ducted CEE Tier 2
215324066 | Mini/Multi Split | MIDEA | HRCU-A-CB-O | 37MARAQ12AA3 |  | Mini-Splits(Non-Ducted) | 45MCCAQ12XA3 |  | 12000 | 22.2 | 10.1 | 12000 | 8600 | 71.67% | 2.48 | 0 | 12.3 |  |  |  |  | R-454B | 1 | Residential & Commercial | VSMSHP | Non-Ducted CEE Tier 2
215324067 | Mini/Multi Split | MIDEA | HRCU-A-CB-O | 37MARAQ12AA3 |  | Mini-Splits(Non-Ducted) | 45MBCAQ12XA3 |  | 12000 | 21.2 | 10.4 | 12000 | 8400 | 70% | 2.4 | 0 | 12.5 |  |  |  |  | R-454B | 1 | Residential & Commercial | VSMSHP | Non-Ducted CEE Tier 2
215324068 | Mini/Multi Split | MIDEA | HRCU-A-CB-O | 37MARAQ12AA3 |  | Mini-Splits(Non-Ducted) | 45MBFAQ12XA3 |  | 12000 | 24.7 | 11 | 12000 | 8900 | 74.17% | 2.5 | 0 | 12.7 |  |  |  |  | R-454B | 1 | Residential & Commercial | VSMSHP | Non-Ducted CEE Tier 2
215324071 | Mini/Multi Split | MIDEA | HRCU-A-CB-O | 37MARAQ18AA3 |  | Mini-Splits(Non-Ducted) | 45MCCAQ18XA3 |  | 18000 | 22.3 | 12.2 | 18000 | 13100 | 72.78% | 2.24 | 0 | 12.5 |  |  |  |  | R-454B | 1.5 | Residential & Commercial | VSMSHP | Non-Ducted CEE Tier 2
215324072 | Mini/Multi Split | MIDEA | HRCU-A-CB-O | 37MARAQ18AA3 |  | Mini-Splits(Non-Ducted) | 45MBCAQ18XA3 |  | 16800 | 20.8 | 11.4 | 18000 | 12800 | 71.11% | 2.2 | 0 | 12.5 |  |  |  |  | R-454B | 1.4 | Residential & Commercial | VSMSHP | Non-Ducted CEE Tier 2
215324073 | Mini/Multi Split | MIDEA | HRCU-A-CB-O | 37MARAQ18AA3 |  | Mini-Splits(Non-Ducted) | 45MBFAQ16XA3 |  | 16000 | 23.9 | 13.5 | 17000 | 13100 | 77.06% | 2.16 | 0 | 12.5 |  |  |  |  | R-454B | 1.3333 | Residential & Commercial | VSMSHP | Non-Ducted CEE Tier 2
215324074 | Mini/Multi Split | MIDEA | HRCU-A-CB-O | 37MARAQ18AA3 |  | Mini-Splits(Non-Ducted) | 45MCFAQ18XA3 |  | 18000 | 22.4 | 10.4 | 18000 | 12800 | 71.11% | 2.05 | 0 | 12.5 |  |  |  |  | R-454B | 1.5 | Residential & Commercial | VSMSHP | Non-Ducted CEE Tier 2
215324077 | Mini/Multi Split | MIDEA | HRCU-A-CB-O | 37MARAQ24AA3 |  | Mini-Splits(Non-Ducted) | 45MBCAQ24XA3 |  | 24000 | 22.1 | 10.5 | 25000 | 18500 | 74% | 2.3 | 0 | 12 |  |  |  |  | R-454B | 2 | Residential & Commercial | VSMSHP | Non-Ducted CEE Tier 2
215324078 | Mini/Multi Split | MIDEA | HRCU-A-CB-O | 37MARAQ24AA3 |  | Mini-Splits(Non-Ducted) | 45MCFAQ24XA3 |  | 24000 | 21.2 | 11.1 | 24400 | 18600 | 76.23% | 2.27 | 0 | 12.2 |  |  |  |  | R-454B | 2 | Residential & Commercial | VSMSHP | Non-Ducted CEE Tier 2
215324082 | Mini/Multi Split | MIDEA | HRCU-A-CB-O | 37MVRAQ09AA3 |  | Mini-Splits(Non-Ducted) | D5MVHAQ09XA3 |  | 9000 | 19 | 9.7 | 10000 | 7000 | 70% | 2.15 | 0 | 10.9 |  |  |  |  | R-454B | 0.75 | Residential & Commercial | VSMSHP | Non-Ducted CEE Tier 2
215324085 | Mini/Multi Split | MIDEA | HRCU-A-CB-O | 37MVRAQ24AA3 |  | Mini-Splits(Non-Ducted) | D5MVHAQ24XA3 |  | 24000 | 17 | 8.5 | 24000 | 17100 | 71.25% | 2.01 | 0 | 9 |  |  |  |  | R-454B | 2 | Residential & Commercial | VSMSHP
215324086 | Mini/Multi Split | MIDEA | HRCU-A-CB-O | 37MBHAQ36AA3 |  | Mini-Splits(Non-Ducted) | 45MBCAQ36XA3 |  | 36600 | 21.3 | 10.6 | 37000 | 37000 | 100% | 1.95 | 0 | 12 |  |  |  |  | R-454B | 3.05 | Residential & Commercial | VSMSHP | Non-Ducted CEE Tier 2
215324087 | Mini/Multi Split | MIDEA | HRCU-A-CB-O | 37MBHAQ36AA3 |  | Mini-Splits(Non-Ducted) | 45MCFAQ36XA3 |  | 36400 | 20.2 | 10.8 | 38000 | 39500 | 103.9% | 2.02 | 0 | 12 |  |  |  |  | R-454B | 3.0333 | Residential & Commercial | VSMSHP | Non-Ducted CEE Tier 2
215324089 | Mini/Multi Split | MIDEA | HRCU-A-CB-O | 37MBHAQ48AA3 |  | Mini-Splits(Non-Ducted) | 45MBCAQ48XA3 |  | 48000 | 18.2 | 11 | 53000 | 47500 | 89.62% | 1.96 | 0 | 10 |  |  |  |  | R-454B | 4 | Residential & Commercial | VSMSHP | Non-Ducted CEE Tier 2
215324090 | Mini/Multi Split | MIDEA | HRCU-A-CB-O | 37MBHAQ48AA3 |  | Mini-Splits(Non-Ducted) | 45MCFAQ48XA3 |  | 48000 | 18.7 | 10.1 | 52000 | 47000 | 90.38% | 1.83 | 0 | 9.4 |  |  |  |  | R-454B | 4 | Residential & Commercial | VSMSHP | Non-Ducted CEE Tier 2
215324092 | Mini/Multi Split | MIDEA | HRCU-A-CB-O | 37MBHAQ58AA3 |  | Mini-Splits(Non-Ducted) | 45MCFAQ58XA3 |  | 54000 | 18.1 | 10.7 | 60000 | 54000 | 90% | 1.91 | 0 | 9 |  |  |  |  | R-454B | 4.5 | Residential & Commercial | VSMSHP | Non-Ducted CEE Tier 2
215324094 | Mini/Multi Split | MIDEA | HRCU-A-CB-O | 37MBRAQ36AA3 |  | Mini-Splits(Non-Ducted) | 45MBCAQ36XA3 |  | 36000 | 20 | 10.4 | 38000 | 26600 | 70% | 2.2 | 0 | 9.7 |  |  |  |  | R-454B | 3 | Residential & Commercial | VSMSHP | Non-Ducted CEE Tier 2
215324097 | Mini/Multi Split | MIDEA | HRCU-A-CB-O | 37MBRAQ48AA3 |  | Mini-Splits(Non-Ducted) | 45MBCAQ48XA3 |  | 48000 | 19.1 | 9.9 | 50000 | 40500 | 81% | 2.11 | 0 | 9.5 |  |  |  |  | R-454B | 4 | Residential & Commercial | VSMSHP | Non-Ducted CEE Tier 2
215324098 | Mini/Multi Split | MIDEA | HRCU-A-CB-O | 37MBRAQ48AA3 |  | Mini-Splits(Non-Ducted) | 45MCFAQ48XA3 |  | 48000 | 19.9 | 10.2 | 50000 | 38500 | 77% | 1.95 | 0 | 9.5 |  |  |  |  | R-454B | 4 | Residential & Commercial | VSMSHP | Non-Ducted CEE Tier 2
215324102 | Mini/Multi Split | ARCOAIRE | HRCU-A-CB-O | D5CSHAH06AAK |  | Mini-Splits(Non-Ducted) | D5FSHAH06XAK |  | 6000 | 25.7 | 14.8 | 7000 | 7700 | 110% | 2.39 | 0 | 18 |  |  |  |  | R-454B | 0.5 | Residential & Commercial | VSMSHP | Non-Ducted CEE Tier 2
215324103 | Mini/Multi Split | ARCOAIRE | HRCU-A-CB-O | D5CSHAH06AAK |  | Mini-Splits(Non-Ducted) | D5FSOAH06XAK |  | 6500 | 22 | 12 | 7400 | 8100 | 109.5% | 2.4 | 0 | 15.2 |  |  |  |  | R-454B | 0.54167 | Residential & Commercial | VSMSHP | Non-Ducted CEE Tier 2
215324105 | Mini/Multi Split | ARCOAIRE | HRCU-A-CB-O | D5CSHAH09AAK |  | Mini-Splits(Non-Ducted) | D5FSHAH09XAK |  | 9000 | 27.5 | 12.5 | 12000 | 11500 | 95.83% | 1.8 | 0 | 15.5 |  |  |  |  | R-454B | 0.75 | Residential & Commercial | VSMSHP | Non-Ducted CEE Tier 2
215324106 | Mini/Multi Split | ARCOAIRE | HRCU-A-CB-O | D5CSHAH09AAK |  | Mini-Splits(Non-Ducted) | D5FSOAH12XAK |  | 9000 | 24 | 12.2 | 10900 | 10600 | 97.25% | 1.83 | 0 | 14.7 |  |  |  |  | R-454B | 0.75 | Residential & Commercial | VSMSHP | Non-Ducted CEE Tier 2
215324107 | Mini/Multi Split | ARCOAIRE | HRCU-A-CB-O | D5CSHAH09AAK |  | Mini-Splits(Non-Ducted) | D5FSCAH12XAK |  | 9000 | 22.7 | 12.2 | 10000 | 11000 | 110% | 1.84 | 0 | 14 |  |  |  |  | R-454B | 0.75 | Residential & Commercial | VSMSHP | Non-Ducted CEE Tier 2
215324108 | Mini/Multi Split | ARCOAIRE | HRCU-A-CB-O | D5CSHAH09AAK |  | Mini-Splits(Non-Ducted) | D5FSFAH09XAK |  | 9000 | 27.3 | 10.9 | 9000 | 11300 | 125.6% | 1.84 | 0 | 15.2 |  |  |  |  | R-454B | 0.75 | Residential & Commercial | VSMSHP | Non-Ducted CEE Tier 2
215324111 | Mini/Multi Split | ARCOAIRE | HRCU-A-CB-O | D5CSHAH12AAK |  | Mini-Splits(Non-Ducted) | D5FSHAH12XAK |  | 12000 | 25.5 | 10.5 | 12000 | 11500 | 95.83% | 1.8 | 0 | 13.5 |  |  |  |  | R-454B | 1 | Residential & Commercial | VSMSHP | Non-Ducted CEE Tier 2
215324112 | Mini/Multi Split | ARCOAIRE | HRCU-A-CB-O | D5CSHAH12AAK |  | Mini-Splits(Non-Ducted) | D5FSOAH12XAK |  | 12000 | 23 | 10.2 | 12500 | 11500 | 92% | 2 | 0 | 13 |  |  |  |  | R-454B | 1 | Residential & Commercial | VSMSHP | Non-Ducted CEE Tier 2
215324113 | Mini/Multi Split | ARCOAIRE | HRCU-A-CB-O | D5CSHAH12AAK |  | Mini-Splits(Non-Ducted) | D5FSCAH12XAK |  | 12000 | 22.3 | 11.6 | 12000 | 11500 | 95.83% | 2 | 0 | 12.7 |  |  |  |  | R-454B | 1 | Residential & Commercial | VSMSHP | Non-Ducted CEE Tier 2
215324114 | Mini/Multi Split | ARCOAIRE | HRCU-A-CB-O | D5CSHAH12AAK |  | Mini-Splits(Non-Ducted) | D5FSFAH12XAK |  | 12000 | 25 | 10.6 | 12000 | 11300 | 94.17% | 1.88 | 0 | 12.7 |  |  |  |  | R-454B | 1 | Residential & Commercial | VSMSHP | Non-Ducted CEE Tier 2
215324117 | Mini/Multi Split | ARCOAIRE | HRCU-A-CB-O | D5CSHAH18AAK |  | Mini-Splits(Non-Ducted) | D5FSHAH18XAK |  | 18000 | 21.5 | 11 | 18000 | 18000 | 100% | 1.92 | 0 | 12.5 |  |  |  |  | R-454B | 1.5 | Residential & Commercial | VSMSHP | Non-Ducted CEE Tier 2
215324118 | Mini/Multi Split | ARCOAIRE | HRCU-A-CB-O | D5CSHAH18AAK |  | Mini-Splits(Non-Ducted) | D5FSOAH18XAK |  | 16700 | 20.7 | 12.2 | 20000 | 17500 | 87.5% | 1.89 | 0 | 12.5 |  |  |  |  | R-454B | 1.3917 | Residential & Commercial | VSMSHP | Non-Ducted CEE Tier 2
215324119 | Mini/Multi Split | ARCOAIRE | HRCU-A-CB-O | D5CSHAH18AAK |  | Mini-Splits(Non-Ducted) | D5FSCAH18XAK |  | 16000 | 20 | 12.4 | 19000 | 17000 | 89.47% | 1.9 | 0 | 12.5 |  |  |  |  | R-454B | 1.3333 | Residential & Commercial | VSMSHP | Non-Ducted CEE Tier 2
215324120 | Mini/Multi Split | ARCOAIRE | HRCU-A-CB-O | D5CSHAH18AAK |  | Mini-Splits(Non-Ducted) | D5FSFAH16XAK |  | 16000 | 20.2 | 10.3 | 17000 | 17500 | 102.9% | 1.95 | 0 | 12.5 |  |  |  |  | R-454B | 1.3333 | Residential & Commercial | VSMSHP | Non-Ducted CEE Tier 2
215324121 | Mini/Multi Split | ARCOAIRE | HRCU-A-CB-O | D5CSHAH18AAK |  | Mini-Splits(Non-Ducted) | D5FCFAH18XAK |  | 17000 | 20.5 | 10.3 | 19000 | 17000 | 89.47% | 1.86 | 0 | 12.6 |  |  |  |  | R-454B | 1.4167 | Residential & Commercial | VSMSHP | Non-Ducted CEE Tier 2
215324124 | Mini/Multi Split | ARCOAIRE | HRCU-A-CB-O | D5CSHAH24AAK |  | Mini-Splits(Non-Ducted) | D5FSHAH24XAK |  | 24000 | 21.2 | 13.5 | 29000 | 24200 | 83.45% | 2.34 | 0 | 13 |  |  |  |  | R-454B | 2 | Residential & Commercial | VSMSHP | Non-Ducted CEE Tier 2
215324125 | Mini/Multi Split | ARCOAIRE | HRCU-A-CB-O | D5CSHAH24AAK |  | Mini-Splits(Non-Ducted) | D5FSCAH24XAK |  | 23400 | 20.8 | 11.6 | 25000 | 23800 | 95.2% | 2.23 | 0 | 12 |  |  |  |  | R-454B | 1.95 | Residential & Commercial | VSMSHP | Non-Ducted CEE Tier 2
215324126 | Mini/Multi Split | ARCOAIRE | HRCU-A-CB-O | D5CSHAH24AAK |  | Mini-Splits(Non-Ducted) | D5FCFAH24XAK |  | 22000 | 20.5 | 12.1 | 26000 | 24200 | 93.08% | 2.16 | 0 | 12 |  |  |  |  | R-454B | 1.8333 | Residential & Commercial | VSMSHP | Non-Ducted CEE Tier 2
215324128 | Mini/Multi Split | ARCOAIRE | HRCU-A-CB-O | D5CSHAH33AAK |  | Mini-Splits(Non-Ducted) | D5FSHAH33XAK |  | 33000 | 19.6 | 10.5 | 36000 | 35000 | 97.22% | 1.98 | 0 | 12 |  |  |  |  | R-454B | 2.75 | Residential & Commercial | VSMSHP | Non-Ducted CEE Tier 2
215324130 | Mini/Multi Split | ARCOAIRE | HRCU-A-CB-O | D5CSRAH09AAK |  | Mini-Splits(Non-Ducted) | D5FSHAH09XAK |  | 9000 | 26 | 12.5 | 10000 | 8000 | 80% | 2.36 | 0 | 14.9 |  |  |  |  | R-454B | 0.75 | Residential & Commercial | VSMSHP | Non-Ducted CEE Tier 2
215324131 | Mini/Multi Split | ARCOAIRE | HRCU-A-CB-O | D5CSRAH09AAK |  | Mini-Splits(Non-Ducted) | D5FSOAH12XAK |  | 9000 | 22.2 | 11.8 | 11000 | 8000 | 72.73% | 2.18 | 0 | 14.4 |  |  |  |  | R-454B | 0.75 | Residential & Commercial | VSMSHP | Non-Ducted CEE Tier 2
215324132 | Mini/Multi Split | ARCOAIRE | HRCU-A-CB-O | D5CSRAH09AAK |  | Mini-Splits(Non-Ducted) | D5FSCAH12XAK |  | 9000 | 21.7 | 11.3 | 10000 | 8300 | 83% | 2.17 | 0 | 14.3 |  |  |  |  | R-454B | 0.75 | Residential & Commercial | VSMSHP | Non-Ducted CEE Tier 2
215324133 | Mini/Multi Split | ARCOAIRE | HRCU-A-CB-O | D5CSRAH09AAK |  | Mini-Splits(Non-Ducted) | D5FSFAH09XAK |  | 9000 | 26 | 13.9 | 9000 | 8600 | 95.56% | 2.27 | 0 | 16.3 |  |  |  |  | R-454B | 0.75 | Residential & Commercial | VSMSHP | Non-Ducted CEE Tier 2
215324136 | Mini/Multi Split | ARCOAIRE | HRCU-A-CB-O | D5CSRAH12AAK |  | Mini-Splits(Non-Ducted) | D5FSHAH12XAK |  | 12000 | 25.5 | 10.7 | 12000 | 8400 | 70% | 2.3 | 0 | 13.1 |  |  |  |  | R-454B | 1 | Residential & Commercial | VSMSHP | Non-Ducted CEE Tier 2
215324137 | Mini/Multi Split | ARCOAIRE | HRCU-A-CB-O | D5CSRAH12AAK |  | Mini-Splits(Non-Ducted) | D5FSOAH12XAK |  | 12000 | 22.2 | 10.1 | 12000 | 8600 | 71.67% | 2.48 | 0 | 12.3 |  |  |  |  | R-454B | 1 | Residential & Commercial | VSMSHP | Non-Ducted CEE Tier 2
215324138 | Mini/Multi Split | ARCOAIRE | HRCU-A-CB-O | D5CSRAH12AAK |  | Mini-Splits(Non-Ducted) | D5FSCAH12XAK |  | 12000 | 21.2 | 10.4 | 12000 | 8400 | 70% | 2.4 | 0 | 12.5 |  |  |  |  | R-454B | 1 | Residential & Commercial | VSMSHP | Non-Ducted CEE Tier 2
215324139 | Mini/Multi Split | ARCOAIRE | HRCU-A-CB-O | D5CSRAH12AAK |  | Mini-Splits(Non-Ducted) | D5FSFAH12XAK |  | 12000 | 24.7 | 11 | 12000 | 8900 | 74.17% | 2.5 | 0 | 12.7 |  |  |  |  | R-454B | 1 | Residential & Commercial | VSMSHP | Non-Ducted CEE Tier 2
215324142 | Mini/Multi Split | ARCOAIRE | HRCU-A-CB-O | D5CSRAH18AAK |  | Mini-Splits(Non-Ducted) | D5FSHAH18XAK |  | 18000 | 23.5 | 10.8 | 18000 | 12800 | 71.11% | 2.1 | 0 | 12.8 |  |  |  |  | R-454B | 1.5 | Residential & Commercial | VSMSHP | Non-Ducted CEE Tier 2
215324143 | Mini/Multi Split | ARCOAIRE | HRCU-A-CB-O | D5CSRAH18AAK |  | Mini-Splits(Non-Ducted) | D5FSOAH18XAK |  | 18000 | 22.3 | 12.2 | 18000 | 13100 | 72.78% | 2.24 | 0 | 12.5 |  |  |  |  | R-454B | 1.5 | Residential & Commercial | VSMSHP | Non-Ducted CEE Tier 2
215324144 | Mini/Multi Split | ARCOAIRE | HRCU-A-CB-O | D5CSRAH18AAK |  | Mini-Splits(Non-Ducted) | D5FSCAH18XAK |  | 16800 | 20.8 | 11.4 | 18000 | 12800 | 71.11% | 2.2 | 0 | 12.5 |  |  |  |  | R-454B | 1.4 | Residential & Commercial | VSMSHP | Non-Ducted CEE Tier 2
215324145 | Mini/Multi Split | ARCOAIRE | HRCU-A-CB-O | D5CSRAH18AAK |  | Mini-Splits(Non-Ducted) | D5FSFAH16XAK |  | 16000 | 23.9 | 13.5 | 17000 | 13100 | 77.06% | 2.16 | 0 | 12.5 |  |  |  |  | R-454B | 1.3333 | Residential & Commercial | VSMSHP | Non-Ducted CEE Tier 2
215324146 | Mini/Multi Split | ARCOAIRE | HRCU-A-CB-O | D5CSRAH18AAK |  | Mini-Splits(Non-Ducted) | D5FCFAH18XAK |  | 18000 | 22.4 | 10.4 | 18000 | 12800 | 71.11% | 2.05 | 0 | 12.5 |  |  |  |  | R-454B | 1.5 | Residential & Commercial | VSMSHP | Non-Ducted CEE Tier 2
215324149 | Mini/Multi Split | ARCOAIRE | HRCU-A-CB-O | D5CSRAH24AAK |  | Mini-Splits(Non-Ducted) | D5FPHAH18XAK |  | 24000 | 23.1 | 11.7 | 25000 | 19600 | 78.4% | 2.54 | 0 | 14 |  |  |  |  | R-454B | 2 | Residential & Commercial | VSMSHP | Non-Ducted CEE Tier 2
215324150 | Mini/Multi Split | ARCOAIRE | HRCU-A-CB-O | D5CSRAH24AAK |  | Mini-Splits(Non-Ducted) | D5FSCAH24XAK |  | 24000 | 22.1 | 10.5 | 25000 | 18500 | 74% | 2.3 | 0 | 12 |  |  |  |  | R-454B | 2 | Residential & Commercial | VSMSHP | Non-Ducted CEE Tier 2
215324151 | Mini/Multi Split | ARCOAIRE | HRCU-A-CB-O | D5CSRAH24AAK |  | Mini-Splits(Non-Ducted) | D5FCFAH24XAK |  | 24000 | 21.2 | 11.1 | 24400 | 18600 | 76.23% | 2.27 | 0 | 12.2 |  |  |  |  | R-454B | 2 | Residential & Commercial | VSMSHP | Non-Ducted CEE Tier 2
215324155 | Mini/Multi Split | ARCOAIRE | HRCU-A-CB-O | D5CVRAH09AAK |  | Mini-Splits(Non-Ducted) | D5FVHAH09XAK |  | 9000 | 19 | 9.7 | 10000 | 7000 | 70% | 2.15 | 0 | 10.9 |  |  |  |  | R-454B | 0.75 | Residential & Commercial | VSMSHP | Non-Ducted CEE Tier 2
215324158 | Mini/Multi Split | ARCOAIRE | HRCU-A-CB-O | D5CVRAH24AAK |  | Mini-Splits(Non-Ducted) | D5FVHAH24XAK |  | 24000 | 17 | 8.5 | 24000 | 17100 | 71.25% | 2.01 | 0 | 9 |  |  |  |  | R-454B | 2 | Residential & Commercial | VSMSHP
215324159 | Mini/Multi Split | ARCOAIRE | HRCU-A-CB-O | D5CLHAH36AAK |  | Mini-Splits(Non-Ducted) | D5FLCAH36XAK |  | 36600 | 21.3 | 10.6 | 37000 | 37000 | 100% | 1.95 | 0 | 12 |  |  |  |  | R-454B | 3.05 | Residential & Commercial | VSMSHP | Non-Ducted CEE Tier 2
215324160 | Mini/Multi Split | ARCOAIRE | HRCU-A-CB-O | D5CLHAH36AAK |  | Mini-Splits(Non-Ducted) | D5FCFAH36XAK |  | 36400 | 20.2 | 10.8 | 38000 | 39500 | 103.9% | 2.02 | 0 | 12 |  |  |  |  | R-454B | 3.0333 | Residential & Commercial | VSMSHP | Non-Ducted CEE Tier 2
215324162 | Mini/Multi Split | ARCOAIRE | HRCU-A-CB-O | D5CLHAH48AAK |  | Mini-Splits(Non-Ducted) | D5FLCAH48XAK |  | 48000 | 18.2 | 11 | 53000 | 47500 | 89.62% | 1.96 | 0 | 10 |  |  |  |  | R-454B | 4 | Residential & Commercial | VSMSHP | Non-Ducted CEE Tier 2
215324163 | Mini/Multi Split | ARCOAIRE | HRCU-A-CB-O | D5CLHAH48AAK |  | Mini-Splits(Non-Ducted) | D5FCFAH48XAK |  | 48000 | 18.7 | 10.1 | 52000 | 47000 | 90.38% | 1.83 | 0 | 9.4 |  |  |  |  | R-454B | 4 | Residential & Commercial | VSMSHP | Non-Ducted CEE Tier 2
215324165 | Mini/Multi Split | ARCOAIRE | HRCU-A-CB-O | D5CLHAH58AAK |  | Mini-Splits(Non-Ducted) | D5FCFAH58XAK |  | 54000 | 18.1 | 10.7 | 60000 | 54000 | 90% | 1.91 | 0 | 9 |  |  |  |  | R-454B | 4.5 | Residential & Commercial | VSMSHP | Non-Ducted CEE Tier 2
215324167 | Mini/Multi Split | ARCOAIRE | HRCU-A-CB-O | D5CLRAH36AAK |  | Mini-Splits(Non-Ducted) | D5FLCAH36XAK |  | 36000 | 20 | 10.4 | 38000 | 26600 | 70% | 2.2 | 0 | 9.7 |  |  |  |  | R-454B | 3 | Residential & Commercial | VSMSHP | Non-Ducted CEE Tier 2
215324170 | Mini/Multi Split | ARCOAIRE | HRCU-A-CB-O | D5CLRAH48AAK |  | Mini-Splits(Non-Ducted) | D5FLCAH48XAK |  | 48000 | 19.1 | 9.9 | 50000 | 40500 | 81% | 2.11 | 0 | 9.5 |  |  |  |  | R-454B | 4 | Residential & Commercial | VSMSHP | Non-Ducted CEE Tier 2
215324171 | Mini/Multi Split | ARCOAIRE | HRCU-A-CB-O | D5CLRAH48AAK |  | Mini-Splits(Non-Ducted) | D5FCFAH48XAK |  | 48000 | 19.9 | 10.2 | 50000 | 38500 | 77% | 1.95 | 0 | 9.5 |  |  |  |  | R-454B | 4 | Residential & Commercial | VSMSHP | Non-Ducted CEE Tier 2
215324175 | Mini/Multi Split | COMFORTMAKER | HRCU-A-CB-O | D5CSHAH06AAK |  | Mini-Splits(Non-Ducted) | D5FSHAH06XAK |  | 6000 | 25.7 | 14.8 | 7000 | 7700 | 110% | 2.39 | 0 | 18 |  |  |  |  | R-454B | 0.5 | Residential & Commercial | VSMSHP | Non-Ducted CEE Tier 2
215324176 | Mini/Multi Split | COMFORTMAKER | HRCU-A-CB-O | D5CSHAH06AAK |  | Mini-Splits(Non-Ducted) | D5FSOAH06XAK |  | 6500 | 22 | 12 | 7400 | 8100 | 109.5% | 2.4 | 0 | 15.2 |  |  |  |  | R-454B | 0.54167 | Residential & Commercial | VSMSHP | Non-Ducted CEE Tier 2
215324178 | Mini/Multi Split | COMFORTMAKER | HRCU-A-CB-O | D5CSHAH09AAK |  | Mini-Splits(Non-Ducted) | D5FSHAH09XAK |  | 9000 | 27.5 | 12.5 | 12000 | 11500 | 95.83% | 1.8 | 0 | 15.5 |  |  |  |  | R-454B | 0.75 | Residential & Commercial | VSMSHP | Non-Ducted CEE Tier 2
215324179 | Mini/Multi Split | COMFORTMAKER | HRCU-A-CB-O | D5CSHAH09AAK |  | Mini-Splits(Non-Ducted) | D5FSOAH12XAK |  | 9000 | 24 | 12.2 | 10900 | 10600 | 97.25% | 1.83 | 0 | 14.7 |  |  |  |  | R-454B | 0.75 | Residential & Commercial | VSMSHP | Non-Ducted CEE Tier 2
215324180 | Mini/Multi Split | COMFORTMAKER | HRCU-A-CB-O | D5CSHAH09AAK |  | Mini-Splits(Non-Ducted) | D5FSCAH12XAK |  | 9000 | 22.7 | 12.2 | 10000 | 11000 | 110% | 1.84 | 0 | 14 |  |  |  |  | R-454B | 0.75 | Residential & Commercial | VSMSHP | Non-Ducted CEE Tier 2
215324181 | Mini/Multi Split | COMFORTMAKER | HRCU-A-CB-O | D5CSHAH09AAK |  | Mini-Splits(Non-Ducted) | D5FSFAH09XAK |  | 9000 | 27.3 | 10.9 | 9000 | 11300 | 125.6% | 1.84 | 0 | 15.2 |  |  |  |  | R-454B | 0.75 | Residential & Commercial | VSMSHP | Non-Ducted CEE Tier 2
215324184 | Mini/Multi Split | COMFORTMAKER | HRCU-A-CB-O | D5CSHAH12AAK |  | Mini-Splits(Non-Ducted) | D5FSHAH12XAK |  | 12000 | 25.5 | 10.5 | 12000 | 11500 | 95.83% | 1.8 | 0 | 13.5 |  |  |  |  | R-454B | 1 | Residential & Commercial | VSMSHP | Non-Ducted CEE Tier 2
215324185 | Mini/Multi Split | COMFORTMAKER | HRCU-A-CB-O | D5CSHAH12AAK |  | Mini-Splits(Non-Ducted) | D5FSOAH12XAK |  | 12000 | 23 | 10.2 | 12500 | 11500 | 92% | 2 | 0 | 13 |  |  |  |  | R-454B | 1 | Residential & Commercial | VSMSHP | Non-Ducted CEE Tier 2
215324186 | Mini/Multi Split | COMFORTMAKER | HRCU-A-CB-O | D5CSHAH12AAK |  | Mini-Splits(Non-Ducted) | D5FSCAH12XAK |  | 12000 | 22.3 | 11.6 | 12000 | 11500 | 95.83% | 2 | 0 | 12.7 |  |  |  |  | R-454B | 1 | Residential & Commercial | VSMSHP | Non-Ducted CEE Tier 2
215324187 | Mini/Multi Split | COMFORTMAKER | HRCU-A-CB-O | D5CSHAH12AAK |  | Mini-Splits(Non-Ducted) | D5FSFAH12XAK |  | 12000 | 25 | 10.6 | 12000 | 11300 | 94.17% | 1.88 | 0 | 12.7 |  |  |  |  | R-454B | 1 | Residential & Commercial | VSMSHP | Non-Ducted CEE Tier 2
215324190 | Mini/Multi Split | COMFORTMAKER | HRCU-A-CB-O | D5CSHAH18AAK |  | Mini-Splits(Non-Ducted) | D5FSHAH18XAK |  | 18000 | 21.5 | 11 | 18000 | 18000 | 100% | 1.92 | 0 | 12.5 |  |  |  |  | R-454B | 1.5 | Residential & Commercial | VSMSHP | Non-Ducted CEE Tier 2
215324191 | Mini/Multi Split | COMFORTMAKER | HRCU-A-CB-O | D5CSHAH18AAK |  | Mini-Splits(Non-Ducted) | D5FSOAH18XAK |  | 16700 | 20.7 | 12.2 | 20000 | 17500 | 87.5% | 1.89 | 0 | 12.5 |  |  |  |  | R-454B | 1.3917 | Residential & Commercial | VSMSHP | Non-Ducted CEE Tier 2
215324192 | Mini/Multi Split | COMFORTMAKER | HRCU-A-CB-O | D5CSHAH18AAK |  | Mini-Splits(Non-Ducted) | D5FSCAH18XAK |  | 16000 | 20 | 12.4 | 19000 | 17000 | 89.47% | 1.9 | 0 | 12.5 |  |  |  |  | R-454B | 1.3333 | Residential & Commercial | VSMSHP | Non-Ducted CEE Tier 2
215324193 | Mini/Multi Split | COMFORTMAKER | HRCU-A-CB-O | D5CSHAH18AAK |  | Mini-Splits(Non-Ducted) | D5FSFAH16XAK |  | 16000 | 20.2 | 10.3 | 17000 | 17500 | 102.9% | 1.95 | 0 | 12.5 |  |  |  |  | R-454B | 1.3333 | Residential & Commercial | VSMSHP | Non-Ducted CEE Tier 2
215324194 | Mini/Multi Split | COMFORTMAKER | HRCU-A-CB-O | D5CSHAH18AAK |  | Mini-Splits(Non-Ducted) | D5FCFAH18XAK |  | 17000 | 20.5 | 10.3 | 19000 | 17000 | 89.47% | 1.86 | 0 | 12.6 |  |  |  |  | R-454B | 1.4167 | Residential & Commercial | VSMSHP | Non-Ducted CEE Tier 2
215324197 | Mini/Multi Split | COMFORTMAKER | HRCU-A-CB-O | D5CSHAH24AAK |  | Mini-Splits(Non-Ducted) | D5FSHAH24XAK |  | 24000 | 21.2 | 13.5 | 29000 | 24200 | 83.45% | 2.34 | 0 | 13 |  |  |  |  | R-454B | 2 | Residential & Commercial | VSMSHP | Non-Ducted CEE Tier 2
215324198 | Mini/Multi Split | COMFORTMAKER | HRCU-A-CB-O | D5CSHAH24AAK |  | Mini-Splits(Non-Ducted) | D5FSCAH24XAK |  | 23400 | 20.8 | 11.6 | 25000 | 23800 | 95.2% | 2.23 | 0 | 12 |  |  |  |  | R-454B | 1.95 | Residential & Commercial | VSMSHP | Non-Ducted CEE Tier 2
215324199 | Mini/Multi Split | COMFORTMAKER | HRCU-A-CB-O | D5CSHAH24AAK |  | Mini-Splits(Non-Ducted) | D5FCFAH24XAK |  | 22000 | 20.5 | 12.1 | 26000 | 24200 | 93.08% | 2.16 | 0 | 12 |  |  |  |  | R-454B | 1.8333 | Residential & Commercial | VSMSHP | Non-Ducted CEE Tier 2
215324201 | Mini/Multi Split | COMFORTMAKER | HRCU-A-CB-O | D5CSHAH33AAK |  | Mini-Splits(Non-Ducted) | D5FSHAH33XAK |  | 33000 | 19.6 | 10.5 | 36000 | 35000 | 97.22% | 1.98 | 0 | 12 |  |  |  |  | R-454B | 2.75 | Residential & Commercial | VSMSHP | Non-Ducted CEE Tier 2
215324203 | Mini/Multi Split | COMFORTMAKER | HRCU-A-CB-O | D5CSRAH09AAK |  | Mini-Splits(Non-Ducted) | D5FSHAH09XAK |  | 9000 | 26 | 12.5 | 10000 | 8000 | 80% | 2.36 | 0 | 14.9 |  |  |  |  | R-454B | 0.75 | Residential & Commercial | VSMSHP | Non-Ducted CEE Tier 2
215324204 | Mini/Multi Split | COMFORTMAKER | HRCU-A-CB-O | D5CSRAH09AAK |  | Mini-Splits(Non-Ducted) | D5FSOAH12XAK |  | 9000 | 22.2 | 11.8 | 11000 | 8000 | 72.73% | 2.18 | 0 | 14.4 |  |  |  |  | R-454B | 0.75 | Residential & Commercial | VSMSHP | Non-Ducted CEE Tier 2
215324205 | Mini/Multi Split | COMFORTMAKER | HRCU-A-CB-O | D5CSRAH09AAK |  | Mini-Splits(Non-Ducted) | D5FSCAH12XAK |  | 9000 | 21.7 | 11.3 | 10000 | 8300 | 83% | 2.17 | 0 | 14.3 |  |  |  |  | R-454B | 0.75 | Residential & Commercial | VSMSHP | Non-Ducted CEE Tier 2
215324206 | Mini/Multi Split | COMFORTMAKER | HRCU-A-CB-O | D5CSRAH09AAK |  | Mini-Splits(Non-Ducted) | D5FSFAH09XAK |  | 9000 | 26 | 13.9 | 9000 | 8600 | 95.56% | 2.27 | 0 | 16.3 |  |  |  |  | R-454B | 0.75 | Residential & Commercial | VSMSHP | Non-Ducted CEE Tier 2
215324209 | Mini/Multi Split | COMFORTMAKER | HRCU-A-CB-O | D5CSRAH12AAK |  | Mini-Splits(Non-Ducted) | D5FSHAH12XAK |  | 12000 | 25.5 | 10.7 | 12000 | 8400 | 70% | 2.3 | 0 | 13.1 |  |  |  |  | R-454B | 1 | Residential & Commercial | VSMSHP | Non-Ducted CEE Tier 2
215324210 | Mini/Multi Split | COMFORTMAKER | HRCU-A-CB-O | D5CSRAH12AAK |  | Mini-Splits(Non-Ducted) | D5FSOAH12XAK |  | 12000 | 22.2 | 10.1 | 12000 | 8600 | 71.67% | 2.48 | 0 | 12.3 |  |  |  |  | R-454B | 1 | Residential & Commercial | VSMSHP | Non-Ducted CEE Tier 2
215324211 | Mini/Multi Split | COMFORTMAKER | HRCU-A-CB-O | D5CSRAH12AAK |  | Mini-Splits(Non-Ducted) | D5FSCAH12XAK |  | 12000 | 21.2 | 10.4 | 12000 | 8400 | 70% | 2.4 | 0 | 12.5 |  |  |  |  | R-454B | 1 | Residential & Commercial | VSMSHP | Non-Ducted CEE Tier 2
215324212 | Mini/Multi Split | COMFORTMAKER | HRCU-A-CB-O | D5CSRAH12AAK |  | Mini-Splits(Non-Ducted) | D5FSFAH12XAK |  | 12000 | 24.7 | 11 | 12000 | 8900 | 74.17% | 2.5 | 0 | 12.7 |  |  |  |  | R-454B | 1 | Residential & Commercial | VSMSHP | Non-Ducted CEE Tier 2
215324215 | Mini/Multi Split | COMFORTMAKER | HRCU-A-CB-O | D5CSRAH18AAK |  | Mini-Splits(Non-Ducted) | D5FSHAH18XAK |  | 18000 | 23.5 | 10.8 | 18000 | 12800 | 71.11% | 2.1 | 0 | 12.8 |  |  |  |  | R-454B | 1.5 | Residential & Commercial | VSMSHP | Non-Ducted CEE Tier 2
215324216 | Mini/Multi Split | COMFORTMAKER | HRCU-A-CB-O | D5CSRAH18AAK |  | Mini-Splits(Non-Ducted) | D5FSOAH18XAK |  | 18000 | 22.3 | 12.2 | 18000 | 13100 | 72.78% | 2.24 | 0 | 12.5 |  |  |  |  | R-454B | 1.5 | Residential & Commercial | VSMSHP | Non-Ducted CEE Tier 2
215324217 | Mini/Multi Split | COMFORTMAKER | HRCU-A-CB-O | D5CSRAH18AAK |  | Mini-Splits(Non-Ducted) | D5FSCAH18XAK |  | 16800 | 20.8 | 11.4 | 18000 | 12800 | 71.11% | 2.2 | 0 | 12.5 |  |  |  |  | R-454B | 1.4 | Residential & Commercial | VSMSHP | Non-Ducted CEE Tier 2
215324218 | Mini/Multi Split | COMFORTMAKER | HRCU-A-CB-O | D5CSRAH18AAK |  | Mini-Splits(Non-Ducted) | D5FSFAH16XAK |  | 16000 | 23.9 | 13.5 | 17000 | 13100 | 77.06% | 2.16 | 0 | 12.5 |  |  |  |  | R-454B | 1.3333 | Residential & Commercial | VSMSHP | Non-Ducted CEE Tier 2
215324219 | Mini/Multi Split | COMFORTMAKER | HRCU-A-CB-O | D5CSRAH18AAK |  | Mini-Splits(Non-Ducted) | D5FCFAH18XAK |  | 18000 | 22.4 | 10.4 | 18000 | 12800 | 71.11% | 2.05 | 0 | 12.5 |  |  |  |  | R-454B | 1.5 | Residential & Commercial | VSMSHP | Non-Ducted CEE Tier 2
215324222 | Mini/Multi Split | COMFORTMAKER | HRCU-A-CB-O | D5CSRAH24AAK |  | Mini-Splits(Non-Ducted) | D5FPHAH18XAK |  | 24000 | 23.1 | 11.7 | 25000 | 19600 | 78.4% | 2.54 | 0 | 14 |  |  |  |  | R-454B | 2 | Residential & Commercial | VSMSHP | Non-Ducted CEE Tier 2
215324223 | Mini/Multi Split | COMFORTMAKER | HRCU-A-CB-O | D5CSRAH24AAK |  | Mini-Splits(Non-Ducted) | D5FSCAH24XAK |  | 24000 | 22.1 | 10.5 | 25000 | 18500 | 74% | 2.3 | 0 | 12 |  |  |  |  | R-454B | 2 | Residential & Commercial | VSMSHP | Non-Ducted CEE Tier 2
215324224 | Mini/Multi Split | COMFORTMAKER | HRCU-A-CB-O | D5CSRAH24AAK |  | Mini-Splits(Non-Ducted) | D5FCFAH24XAK |  | 24000 | 21.2 | 11.1 | 24400 | 18600 | 76.23% | 2.27 | 0 | 12.2 |  |  |  |  | R-454B | 2 | Residential & Commercial | VSMSHP | Non-Ducted CEE Tier 2
215324228 | Mini/Multi Split | COMFORTMAKER | HRCU-A-CB-O | D5CVRAH09AAK |  | Mini-Splits(Non-Ducted) | D5FVHAH09XAK |  | 9000 | 19 | 9.7 | 10000 | 7000 | 70% | 2.15 | 0 | 10.9 |  |  |  |  | R-454B | 0.75 | Residential & Commercial | VSMSHP | Non-Ducted CEE Tier 2
215324231 | Mini/Multi Split | COMFORTMAKER | HRCU-A-CB-O | D5CVRAH24AAK |  | Mini-Splits(Non-Ducted) | D5FVHAH24XAK |  | 24000 | 17 | 8.5 | 24000 | 17100 | 71.25% | 2.01 | 0 | 9 |  |  |  |  | R-454B | 2 | Residential & Commercial | VSMSHP
215324232 | Mini/Multi Split | COMFORTMAKER | HRCU-A-CB-O | D5CLHAH36AAK |  | Mini-Splits(Non-Ducted) | D5FLCAH36XAK |  | 36600 | 21.3 | 10.6 | 37000 | 37000 | 100% | 1.95 | 0 | 12 |  |  |  |  | R-454B | 3.05 | Residential & Commercial | VSMSHP | Non-Ducted CEE Tier 2
215324233 | Mini/Multi Split | COMFORTMAKER | HRCU-A-CB-O | D5CLHAH36AAK |  | Mini-Splits(Non-Ducted) | D5FCFAH36XAK |  | 36400 | 20.2 | 10.8 | 38000 | 39500 | 103.9% | 2.02 | 0 | 12 |  |  |  |  | R-454B | 3.0333 | Residential & Commercial | VSMSHP | Non-Ducted CEE Tier 2
215324235 | Mini/Multi Split | COMFORTMAKER | HRCU-A-CB-O | D5CLHAH48AAK |  | Mini-Splits(Non-Ducted) | D5FLCAH48XAK |  | 48000 | 18.2 | 11 | 53000 | 47500 | 89.62% | 1.96 | 0 | 10 |  |  |  |  | R-454B | 4 | Residential & Commercial | VSMSHP | Non-Ducted CEE Tier 2
215324236 | Mini/Multi Split | COMFORTMAKER | HRCU-A-CB-O | D5CLHAH48AAK |  | Mini-Splits(Non-Ducted) | D5FCFAH48XAK |  | 48000 | 18.7 | 10.1 | 52000 | 47000 | 90.38% | 1.83 | 0 | 9.4 |  |  |  |  | R-454B | 4 | Residential & Commercial | VSMSHP | Non-Ducted CEE Tier 2
215324238 | Mini/Multi Split | COMFORTMAKER | HRCU-A-CB-O | D5CLHAH58AAK |  | Mini-Splits(Non-Ducted) | D5FCFAH58XAK |  | 54000 | 18.1 | 10.7 | 60000 | 54000 | 90% | 1.91 | 0 | 9 |  |  |  |  | R-454B | 4.5 | Residential & Commercial | VSMSHP | Non-Ducted CEE Tier 2
215324240 | Mini/Multi Split | COMFORTMAKER | HRCU-A-CB-O | D5CLRAH36AAK |  | Mini-Splits(Non-Ducted) | D5FLCAH36XAK |  | 36000 | 20 | 10.4 | 38000 | 26600 | 70% | 2.2 | 0 | 9.7 |  |  |  |  | R-454B | 3 | Residential & Commercial | VSMSHP | Non-Ducted CEE Tier 2
215324243 | Mini/Multi Split | COMFORTMAKER | HRCU-A-CB-O | D5CLRAH48AAK |  | Mini-Splits(Non-Ducted) | D5FLCAH48XAK |  | 48000 | 19.1 | 9.9 | 50000 | 40500 | 81% | 2.11 | 0 | 9.5 |  |  |  |  | R-454B | 4 | Residential & Commercial | VSMSHP | Non-Ducted CEE Tier 2
215324244 | Mini/Multi Split | COMFORTMAKER | HRCU-A-CB-O | D5CLRAH48AAK |  | Mini-Splits(Non-Ducted) | D5FCFAH48XAK |  | 48000 | 19.9 | 10.2 | 50000 | 38500 | 77% | 1.95 | 0 | 9.5 |  |  |  |  | R-454B | 4 | Residential & Commercial | VSMSHP | Non-Ducted CEE Tier 2
215324248 | Mini/Multi Split | DAY & NIGHT | HRCU-A-CB-O | D5CSHAH06AAK |  | Mini-Splits(Non-Ducted) | D5FSHAH06XAK |  | 6000 | 25.7 | 14.8 | 7000 | 7700 | 110% | 2.39 | 0 | 18 |  |  |  |  | R-454B | 0.5 | Residential & Commercial | VSMSHP | Non-Ducted CEE Tier 2
215324249 | Mini/Multi Split | DAY & NIGHT | HRCU-A-CB-O | D5CSHAH06AAK |  | Mini-Splits(Non-Ducted) | D5FSOAH06XAK |  | 6500 | 22 | 12 | 7400 | 8100 | 109.5% | 2.4 | 0 | 15.2 |  |  |  |  | R-454B | 0.54167 | Residential & Commercial | VSMSHP | Non-Ducted CEE Tier 2
215324251 | Mini/Multi Split | DAY & NIGHT | HRCU-A-CB-O | D5CSHAH09AAK |  | Mini-Splits(Non-Ducted) | D5FSHAH09XAK |  | 9000 | 27.5 | 12.5 | 12000 | 11500 | 95.83% | 1.8 | 0 | 15.5 |  |  |  |  | R-454B | 0.75 | Residential & Commercial | VSMSHP | Non-Ducted CEE Tier 2
215324252 | Mini/Multi Split | DAY & NIGHT | HRCU-A-CB-O | D5CSHAH09AAK |  | Mini-Splits(Non-Ducted) | D5FSOAH12XAK |  | 9000 | 24 | 12.2 | 10900 | 10600 | 97.25% | 1.83 | 0 | 14.7 |  |  |  |  | R-454B | 0.75 | Residential & Commercial | VSMSHP | Non-Ducted CEE Tier 2
215324253 | Mini/Multi Split | DAY & NIGHT | HRCU-A-CB-O | D5CSHAH09AAK |  | Mini-Splits(Non-Ducted) | D5FSCAH12XAK |  | 9000 | 22.7 | 12.2 | 10000 | 11000 | 110% | 1.84 | 0 | 14 |  |  |  |  | R-454B | 0.75 | Residential & Commercial | VSMSHP | Non-Ducted CEE Tier 2
215324254 | Mini/Multi Split | DAY & NIGHT | HRCU-A-CB-O | D5CSHAH09AAK |  | Mini-Splits(Non-Ducted) | D5FSFAH09XAK |  | 9000 | 27.3 | 10.9 | 9000 | 11300 | 125.6% | 1.84 | 0 | 15.2 |  |  |  |  | R-454B | 0.75 | Residential & Commercial | VSMSHP | Non-Ducted CEE Tier 2
215324257 | Mini/Multi Split | DAY & NIGHT | HRCU-A-CB-O | D5CSHAH12AAK |  | Mini-Splits(Non-Ducted) | D5FSHAH12XAK |  | 12000 | 25.5 | 10.5 | 12000 | 11500 | 95.83% | 1.8 | 0 | 13.5 |  |  |  |  | R-454B | 1 | Residential & Commercial | VSMSHP | Non-Ducted CEE Tier 2
215324258 | Mini/Multi Split | DAY & NIGHT | HRCU-A-CB-O | D5CSHAH12AAK |  | Mini-Splits(Non-Ducted) | D5FSOAH12XAK |  | 12000 | 23 | 10.2 | 12500 | 11500 | 92% | 2 | 0 | 13 |  |  |  |  | R-454B | 1 | Residential & Commercial | VSMSHP | Non-Ducted CEE Tier 2
215324259 | Mini/Multi Split | DAY & NIGHT | HRCU-A-CB-O | D5CSHAH12AAK |  | Mini-Splits(Non-Ducted) | D5FSCAH12XAK |  | 12000 | 22.3 | 11.6 | 12000 | 11500 | 95.83% | 2 | 0 | 12.7 |  |  |  |  | R-454B | 1 | Residential & Commercial | VSMSHP | Non-Ducted CEE Tier 2
215324260 | Mini/Multi Split | DAY & NIGHT | HRCU-A-CB-O | D5CSHAH12AAK |  | Mini-Splits(Non-Ducted) | D5FSFAH12XAK |  | 12000 | 25 | 10.6 | 12000 | 11300 | 94.17% | 1.88 | 0 | 12.7 |  |  |  |  | R-454B | 1 | Residential & Commercial | VSMSHP | Non-Ducted CEE Tier 2
215324263 | Mini/Multi Split | DAY & NIGHT | HRCU-A-CB-O | D5CSHAH18AAK |  | Mini-Splits(Non-Ducted) | D5FSHAH18XAK |  | 18000 | 21.5 | 11 | 18000 | 18000 | 100% | 1.92 | 0 | 12.5 |  |  |  |  | R-454B | 1.5 | Residential & Commercial | VSMSHP | Non-Ducted CEE Tier 2
215324264 | Mini/Multi Split | DAY & NIGHT | HRCU-A-CB-O | D5CSHAH18AAK |  | Mini-Splits(Non-Ducted) | D5FSOAH18XAK |  | 16700 | 20.7 | 12.2 | 20000 | 17500 | 87.5% | 1.89 | 0 | 12.5 |  |  |  |  | R-454B | 1.3917 | Residential & Commercial | VSMSHP | Non-Ducted CEE Tier 2
215324265 | Mini/Multi Split | DAY & NIGHT | HRCU-A-CB-O | D5CSHAH18AAK |  | Mini-Splits(Non-Ducted) | D5FSCAH18XAK |  | 16000 | 20 | 12.4 | 19000 | 17000 | 89.47% | 1.9 | 0 | 12.5 |  |  |  |  | R-454B | 1.3333 | Residential & Commercial | VSMSHP | Non-Ducted CEE Tier 2
215324266 | Mini/Multi Split | DAY & NIGHT | HRCU-A-CB-O | D5CSHAH18AAK |  | Mini-Splits(Non-Ducted) | D5FSFAH16XAK |  | 16000 | 20.2 | 10.3 | 17000 | 17500 | 102.9% | 1.95 | 0 | 12.5 |  |  |  |  | R-454B | 1.3333 | Residential & Commercial | VSMSHP | Non-Ducted CEE Tier 2
215324267 | Mini/Multi Split | DAY & NIGHT | HRCU-A-CB-O | D5CSHAH18AAK |  | Mini-Splits(Non-Ducted) | D5FCFAH18XAK |  | 17000 | 20.5 | 10.3 | 19000 | 17000 | 89.47% | 1.86 | 0 | 12.6 |  |  |  |  | R-454B | 1.4167 | Residential & Commercial | VSMSHP | Non-Ducted CEE Tier 2
215324270 | Mini/Multi Split | DAY & NIGHT | HRCU-A-CB-O | D5CSHAH24AAK |  | Mini-Splits(Non-Ducted) | D5FSHAH24XAK |  | 24000 | 21.2 | 13.5 | 29000 | 24200 | 83.45% | 2.34 | 0 | 13 |  |  |  |  | R-454B | 2 | Residential & Commercial | VSMSHP | Non-Ducted CEE Tier 2
215324271 | Mini/Multi Split | DAY & NIGHT | HRCU-A-CB-O | D5CSHAH24AAK |  | Mini-Splits(Non-Ducted) | D5FSCAH24XAK |  | 23400 | 20.8 | 11.6 | 25000 | 23800 | 95.2% | 2.23 | 0 | 12 |  |  |  |  | R-454B | 1.95 | Residential & Commercial | VSMSHP | Non-Ducted CEE Tier 2
215324272 | Mini/Multi Split | DAY & NIGHT | HRCU-A-CB-O | D5CSHAH24AAK |  | Mini-Splits(Non-Ducted) | D5FCFAH24XAK |  | 22000 | 20.5 | 12.1 | 26000 | 24200 | 93.08% | 2.16 | 0 | 12 |  |  |  |  | R-454B | 1.8333 | Residential & Commercial | VSMSHP | Non-Ducted CEE Tier 2
215324274 | Mini/Multi Split | DAY & NIGHT | HRCU-A-CB-O | D5CSHAH33AAK |  | Mini-Splits(Non-Ducted) | D5FSHAH33XAK |  | 33000 | 19.6 | 10.5 | 36000 | 35000 | 97.22% | 1.98 | 0 | 12 |  |  |  |  | R-454B | 2.75 | Residential & Commercial | VSMSHP | Non-Ducted CEE Tier 2
215324276 | Mini/Multi Split | DAY & NIGHT | HRCU-A-CB-O | D5CSRAH09AAK |  | Mini-Splits(Non-Ducted) | D5FSHAH09XAK |  | 9000 | 26 | 12.5 | 10000 | 8000 | 80% | 2.36 | 0 | 14.9 |  |  |  |  | R-454B | 0.75 | Residential & Commercial | VSMSHP | Non-Ducted CEE Tier 2
215324277 | Mini/Multi Split | DAY & NIGHT | HRCU-A-CB-O | D5CSRAH09AAK |  | Mini-Splits(Non-Ducted) | D5FSOAH12XAK |  | 9000 | 22.2 | 11.8 | 11000 | 8000 | 72.73% | 2.18 | 0 | 14.4 |  |  |  |  | R-454B | 0.75 | Residential & Commercial | VSMSHP | Non-Ducted CEE Tier 2
215324278 | Mini/Multi Split | DAY & NIGHT | HRCU-A-CB-O | D5CSRAH09AAK |  | Mini-Splits(Non-Ducted) | D5FSCAH12XAK |  | 9000 | 21.7 | 11.3 | 10000 | 8300 | 83% | 2.17 | 0 | 14.3 |  |  |  |  | R-454B | 0.75 | Residential & Commercial | VSMSHP | Non-Ducted CEE Tier 2
215324279 | Mini/Multi Split | DAY & NIGHT | HRCU-A-CB-O | D5CSRAH09AAK |  | Mini-Splits(Non-Ducted) | D5FSFAH09XAK |  | 9000 | 26 | 13.9 | 9000 | 8600 | 95.56% | 2.27 | 0 | 16.3 |  |  |  |  | R-454B | 0.75 | Residential & Commercial | VSMSHP | Non-Ducted CEE Tier 2
215324282 | Mini/Multi Split | DAY & NIGHT | HRCU-A-CB-O | D5CSRAH12AAK |  | Mini-Splits(Non-Ducted) | D5FSHAH12XAK |  | 12000 | 25.5 | 10.7 | 12000 | 8400 | 70% | 2.3 | 0 | 13.1 |  |  |  |  | R-454B | 1 | Residential & Commercial | VSMSHP | Non-Ducted CEE Tier 2
215324283 | Mini/Multi Split | DAY & NIGHT | HRCU-A-CB-O | D5CSRAH12AAK |  | Mini-Splits(Non-Ducted) | D5FSOAH12XAK |  | 12000 | 22.2 | 10.1 | 12000 | 8600 | 71.67% | 2.48 | 0 | 12.3 |  |  |  |  | R-454B | 1 | Residential & Commercial | VSMSHP | Non-Ducted CEE Tier 2
215324284 | Mini/Multi Split | DAY & NIGHT | HRCU-A-CB-O | D5CSRAH12AAK |  | Mini-Splits(Non-Ducted) | D5FSCAH12XAK |  | 12000 | 21.2 | 10.4 | 12000 | 8400 | 70% | 2.4 | 0 | 12.5 |  |  |  |  | R-454B | 1 | Residential & Commercial | VSMSHP | Non-Ducted CEE Tier 2
215324285 | Mini/Multi Split | DAY & NIGHT | HRCU-A-CB-O | D5CSRAH12AAK |  | Mini-Splits(Non-Ducted) | D5FSFAH12XAK |  | 12000 | 24.7 | 11 | 12000 | 8900 | 74.17% | 2.5 | 0 | 12.7 |  |  |  |  | R-454B | 1 | Residential & Commercial | VSMSHP | Non-Ducted CEE Tier 2
215324288 | Mini/Multi Split | DAY & NIGHT | HRCU-A-CB-O | D5CSRAH18AAK |  | Mini-Splits(Non-Ducted) | D5FSHAH18XAK |  | 18000 | 23.5 | 10.8 | 18000 | 12800 | 71.11% | 2.1 | 0 | 12.8 |  |  |  |  | R-454B | 1.5 | Residential & Commercial | VSMSHP | Non-Ducted CEE Tier 2
215324289 | Mini/Multi Split | DAY & NIGHT | HRCU-A-CB-O | D5CSRAH18AAK |  | Mini-Splits(Non-Ducted) | D5FSOAH18XAK |  | 18000 | 22.3 | 12.2 | 18000 | 13100 | 72.78% | 2.24 | 0 | 12.5 |  |  |  |  | R-454B | 1.5 | Residential & Commercial | VSMSHP | Non-Ducted CEE Tier 2
215324290 | Mini/Multi Split | DAY & NIGHT | HRCU-A-CB-O | D5CSRAH18AAK |  | Mini-Splits(Non-Ducted) | D5FSCAH18XAK |  | 16800 | 20.8 | 11.4 | 18000 | 12800 | 71.11% | 2.2 | 0 | 12.5 |  |  |  |  | R-454B | 1.4 | Residential & Commercial | VSMSHP | Non-Ducted CEE Tier 2
215324291 | Mini/Multi Split | DAY & NIGHT | HRCU-A-CB-O | D5CSRAH18AAK |  | Mini-Splits(Non-Ducted) | D5FSFAH16XAK |  | 16000 | 23.9 | 13.5 | 17000 | 13100 | 77.06% | 2.16 | 0 | 12.5 |  |  |  |  | R-454B | 1.3333 | Residential & Commercial | VSMSHP | Non-Ducted CEE Tier 2
215324292 | Mini/Multi Split | DAY & NIGHT | HRCU-A-CB-O | D5CSRAH18AAK |  | Mini-Splits(Non-Ducted) | D5FCFAH18XAK |  | 18000 | 22.4 | 10.4 | 18000 | 12800 | 71.11% | 2.05 | 0 | 12.5 |  |  |  |  | R-454B | 1.5 | Residential & Commercial | VSMSHP | Non-Ducted CEE Tier 2
215324295 | Mini/Multi Split | DAY & NIGHT | HRCU-A-CB-O | D5CSRAH24AAK |  | Mini-Splits(Non-Ducted) | D5FPHAH18XAK |  | 24000 | 23.1 | 11.7 | 25000 | 19600 | 78.4% | 2.54 | 0 | 14 |  |  |  |  | R-454B | 2 | Residential & Commercial | VSMSHP | Non-Ducted CEE Tier 2
215324296 | Mini/Multi Split | DAY & NIGHT | HRCU-A-CB-O | D5CSRAH24AAK |  | Mini-Splits(Non-Ducted) | D5FSCAH24XAK |  | 24000 | 22.1 | 10.5 | 25000 | 18500 | 74% | 2.3 | 0 | 12 |  |  |  |  | R-454B | 2 | Residential & Commercial | VSMSHP | Non-Ducted CEE Tier 2
215324297 | Mini/Multi Split | DAY & NIGHT | HRCU-A-CB-O | D5CSRAH24AAK |  | Mini-Splits(Non-Ducted) | D5FCFAH24XAK |  | 24000 | 21.2 | 11.1 | 24400 | 18600 | 76.23% | 2.27 | 0 | 12.2 |  |  |  |  | R-454B | 2 | Residential & Commercial | VSMSHP | Non-Ducted CEE Tier 2
215324301 | Mini/Multi Split | DAY & NIGHT | HRCU-A-CB-O | D5CVRAH09AAK |  | Mini-Splits(Non-Ducted) | D5FVHAH09XAK |  | 9000 | 19 | 9.7 | 10000 | 7000 | 70% | 2.15 | 0 | 10.9 |  |  |  |  | R-454B | 0.75 | Residential & Commercial | VSMSHP | Non-Ducted CEE Tier 2
215324304 | Mini/Multi Split | DAY & NIGHT | HRCU-A-CB-O | D5CVRAH24AAK |  | Mini-Splits(Non-Ducted) | D5FVHAH24XAK |  | 24000 | 17 | 8.5 | 24000 | 17100 | 71.25% | 2.01 | 0 | 9 |  |  |  |  | R-454B | 2 | Residential & Commercial | VSMSHP
215324305 | Mini/Multi Split | DAY & NIGHT | HRCU-A-CB-O | D5CLHAH36AAK |  | Mini-Splits(Non-Ducted) | D5FLCAH36XAK |  | 36600 | 21.3 | 10.6 | 37000 | 37000 | 100% | 1.95 | 0 | 12 |  |  |  |  | R-454B | 3.05 | Residential & Commercial | VSMSHP | Non-Ducted CEE Tier 2
215324306 | Mini/Multi Split | DAY & NIGHT | HRCU-A-CB-O | D5CLHAH36AAK |  | Mini-Splits(Non-Ducted) | D5FCFAH36XAK |  | 36400 | 20.2 | 10.8 | 38000 | 39500 | 103.9% | 2.02 | 0 | 12 |  |  |  |  | R-454B | 3.0333 | Residential & Commercial | VSMSHP | Non-Ducted CEE Tier 2
215324308 | Mini/Multi Split | DAY & NIGHT | HRCU-A-CB-O | D5CLHAH48AAK |  | Mini-Splits(Non-Ducted) | D5FLCAH48XAK |  | 48000 | 18.2 | 11 | 53000 | 47500 | 89.62% | 1.96 | 0 | 10 |  |  |  |  | R-454B | 4 | Residential & Commercial | VSMSHP | Non-Ducted CEE Tier 2
215324309 | Mini/Multi Split | DAY & NIGHT | HRCU-A-CB-O | D5CLHAH48AAK |  | Mini-Splits(Non-Ducted) | D5FCFAH48XAK |  | 48000 | 18.7 | 10.1 | 52000 | 47000 | 90.38% | 1.83 | 0 | 9.4 |  |  |  |  | R-454B | 4 | Residential & Commercial | VSMSHP | Non-Ducted CEE Tier 2
215324311 | Mini/Multi Split | DAY & NIGHT | HRCU-A-CB-O | D5CLHAH58AAK |  | Mini-Splits(Non-Ducted) | D5FCFAH58XAK |  | 54000 | 18.1 | 10.7 | 60000 | 54000 | 90% | 1.91 | 0 | 9 |  |  |  |  | R-454B | 4.5 | Residential & Commercial | VSMSHP | Non-Ducted CEE Tier 2
215324313 | Mini/Multi Split | DAY & NIGHT | HRCU-A-CB-O | D5CLRAH36AAK |  | Mini-Splits(Non-Ducted) | D5FLCAH36XAK |  | 36000 | 20 | 10.4 | 38000 | 26600 | 70% | 2.2 | 0 | 9.7 |  |  |  |  | R-454B | 3 | Residential & Commercial | VSMSHP | Non-Ducted CEE Tier 2
215324316 | Mini/Multi Split | DAY & NIGHT | HRCU-A-CB-O | D5CLRAH48AAK |  | Mini-Splits(Non-Ducted) | D5FLCAH48XAK |  | 48000 | 19.1 | 9.9 | 50000 | 40500 | 81% | 2.11 | 0 | 9.5 |  |  |  |  | R-454B | 4 | Residential & Commercial | VSMSHP | Non-Ducted CEE Tier 2
215324317 | Mini/Multi Split | DAY & NIGHT | HRCU-A-CB-O | D5CLRAH48AAK |  | Mini-Splits(Non-Ducted) | D5FCFAH48XAK |  | 48000 | 19.9 | 10.2 | 50000 | 38500 | 77% | 1.95 | 0 | 9.5 |  |  |  |  | R-454B | 4 | Residential & Commercial | VSMSHP | Non-Ducted CEE Tier 2
215324321 | Mini/Multi Split | HEIL | HRCU-A-CB-O | D5CSHAH06AAK |  | Mini-Splits(Non-Ducted) | D5FSHAH06XAK |  | 6000 | 25.7 | 14.8 | 7000 | 7700 | 110% | 2.39 | 0 | 18 |  |  |  |  | R-454B | 0.5 | Residential & Commercial | VSMSHP | Non-Ducted CEE Tier 2
215324322 | Mini/Multi Split | HEIL | HRCU-A-CB-O | D5CSHAH06AAK |  | Mini-Splits(Non-Ducted) | D5FSOAH06XAK |  | 6500 | 22 | 12 | 7400 | 8100 | 109.5% | 2.4 | 0 | 15.2 |  |  |  |  | R-454B | 0.54167 | Residential & Commercial | VSMSHP | Non-Ducted CEE Tier 2
215324324 | Mini/Multi Split | HEIL | HRCU-A-CB-O | D5CSHAH09AAK |  | Mini-Splits(Non-Ducted) | D5FSHAH09XAK |  | 9000 | 27.5 | 12.5 | 12000 | 11500 | 95.83% | 1.8 | 0 | 15.5 |  |  |  |  | R-454B | 0.75 | Residential & Commercial | VSMSHP | Non-Ducted CEE Tier 2
215324325 | Mini/Multi Split | HEIL | HRCU-A-CB-O | D5CSHAH09AAK |  | Mini-Splits(Non-Ducted) | D5FSOAH12XAK |  | 9000 | 24 | 12.2 | 10900 | 10600 | 97.25% | 1.83 | 0 | 14.7 |  |  |  |  | R-454B | 0.75 | Residential & Commercial | VSMSHP | Non-Ducted CEE Tier 2
215324326 | Mini/Multi Split | HEIL | HRCU-A-CB-O | D5CSHAH09AAK |  | Mini-Splits(Non-Ducted) | D5FSCAH12XAK |  | 9000 | 22.7 | 12.2 | 10000 | 11000 | 110% | 1.84 | 0 | 14 |  |  |  |  | R-454B | 0.75 | Residential & Commercial | VSMSHP | Non-Ducted CEE Tier 2
215324327 | Mini/Multi Split | HEIL | HRCU-A-CB-O | D5CSHAH09AAK |  | Mini-Splits(Non-Ducted) | D5FSFAH09XAK |  | 9000 | 27.3 | 10.9 | 9000 | 11300 | 125.6% | 1.84 | 0 | 15.2 |  |  |  |  | R-454B | 0.75 | Residential & Commercial | VSMSHP | Non-Ducted CEE Tier 2
215324330 | Mini/Multi Split | HEIL | HRCU-A-CB-O | D5CSHAH12AAK |  | Mini-Splits(Non-Ducted) | D5FSHAH12XAK |  | 12000 | 25.5 | 10.5 | 12000 | 11500 | 95.83% | 1.8 | 0 | 13.5 |  |  |  |  | R-454B | 1 | Residential & Commercial | VSMSHP | Non-Ducted CEE Tier 2
215324331 | Mini/Multi Split | HEIL | HRCU-A-CB-O | D5CSHAH12AAK |  | Mini-Splits(Non-Ducted) | D5FSOAH12XAK |  | 12000 | 23 | 10.2 | 12500 | 11500 | 92% | 2 | 0 | 13 |  |  |  |  | R-454B | 1 | Residential & Commercial | VSMSHP | Non-Ducted CEE Tier 2
215324332 | Mini/Multi Split | HEIL | HRCU-A-CB-O | D5CSHAH12AAK |  | Mini-Splits(Non-Ducted) | D5FSCAH12XAK |  | 12000 | 22.3 | 11.6 | 12000 | 11500 | 95.83% | 2 | 0 | 12.7 |  |  |  |  | R-454B | 1 | Residential & Commercial | VSMSHP | Non-Ducted CEE Tier 2
215324333 | Mini/Multi Split | HEIL | HRCU-A-CB-O | D5CSHAH12AAK |  | Mini-Splits(Non-Ducted) | D5FSFAH12XAK |  | 12000 | 25 | 10.6 | 12000 | 11300 | 94.17% | 1.88 | 0 | 12.7 |  |  |  |  | R-454B | 1 | Residential & Commercial | VSMSHP | Non-Ducted CEE Tier 2
215324336 | Mini/Multi Split | HEIL | HRCU-A-CB-O | D5CSHAH18AAK |  | Mini-Splits(Non-Ducted) | D5FSHAH18XAK |  | 18000 | 21.5 | 11 | 18000 | 18000 | 100% | 1.92 | 0 | 12.5 |  |  |  |  | R-454B | 1.5 | Residential & Commercial | VSMSHP | Non-Ducted CEE Tier 2
215324337 | Mini/Multi Split | HEIL | HRCU-A-CB-O | D5CSHAH18AAK |  | Mini-Splits(Non-Ducted) | D5FSOAH18XAK |  | 16700 | 20.7 | 12.2 | 20000 | 17500 | 87.5% | 1.89 | 0 | 12.5 |  |  |  |  | R-454B | 1.3917 | Residential & Commercial | VSMSHP | Non-Ducted CEE Tier 2
215324338 | Mini/Multi Split | HEIL | HRCU-A-CB-O | D5CSHAH18AAK |  | Mini-Splits(Non-Ducted) | D5FSCAH18XAK |  | 16000 | 20 | 12.4 | 19000 | 17000 | 89.47% | 1.9 | 0 | 12.5 |  |  |  |  | R-454B | 1.3333 | Residential & Commercial | VSMSHP | Non-Ducted CEE Tier 2
215324339 | Mini/Multi Split | HEIL | HRCU-A-CB-O | D5CSHAH18AAK |  | Mini-Splits(Non-Ducted) | D5FSFAH16XAK |  | 16000 | 20.2 | 10.3 | 17000 | 17500 | 102.9% | 1.95 | 0 | 12.5 |  |  |  |  | R-454B | 1.3333 | Residential & Commercial | VSMSHP | Non-Ducted CEE Tier 2
215324340 | Mini/Multi Split | HEIL | HRCU-A-CB-O | D5CSHAH18AAK |  | Mini-Splits(Non-Ducted) | D5FCFAH18XAK |  | 17000 | 20.5 | 10.3 | 19000 | 17000 | 89.47% | 1.86 | 0 | 12.6 |  |  |  |  | R-454B | 1.4167 | Residential & Commercial | VSMSHP | Non-Ducted CEE Tier 2
215324343 | Mini/Multi Split | HEIL | HRCU-A-CB-O | D5CSHAH24AAK |  | Mini-Splits(Non-Ducted) | D5FSHAH24XAK |  | 24000 | 21.2 | 13.5 | 29000 | 24200 | 83.45% | 2.34 | 0 | 13 |  |  |  |  | R-454B | 2 | Residential & Commercial | VSMSHP | Non-Ducted CEE Tier 2
215324344 | Mini/Multi Split | HEIL | HRCU-A-CB-O | D5CSHAH24AAK |  | Mini-Splits(Non-Ducted) | D5FSCAH24XAK |  | 23400 | 20.8 | 11.6 | 25000 | 23800 | 95.2% | 2.23 | 0 | 12 |  |  |  |  | R-454B | 1.95 | Residential & Commercial | VSMSHP | Non-Ducted CEE Tier 2
215324345 | Mini/Multi Split | HEIL | HRCU-A-CB-O | D5CSHAH24AAK |  | Mini-Splits(Non-Ducted) | D5FCFAH24XAK |  | 22000 | 20.5 | 12.1 | 26000 | 24200 | 93.08% | 2.16 | 0 | 12 |  |  |  |  | R-454B | 1.8333 | Residential & Commercial | VSMSHP | Non-Ducted CEE Tier 2
215324347 | Mini/Multi Split | HEIL | HRCU-A-CB-O | D5CSHAH33AAK |  | Mini-Splits(Non-Ducted) | D5FSHAH33XAK |  | 33000 | 19.6 | 10.5 | 36000 | 35000 | 97.22% | 1.98 | 0 | 12 |  |  |  |  | R-454B | 2.75 | Residential & Commercial | VSMSHP | Non-Ducted CEE Tier 2
215324349 | Mini/Multi Split | HEIL | HRCU-A-CB-O | D5CSRAH09AAK |  | Mini-Splits(Non-Ducted) | D5FSHAH09XAK |  | 9000 | 26 | 12.5 | 10000 | 8000 | 80% | 2.36 | 0 | 14.9 |  |  |  |  | R-454B | 0.75 | Residential & Commercial | VSMSHP | Non-Ducted CEE Tier 2
215324350 | Mini/Multi Split | HEIL | HRCU-A-CB-O | D5CSRAH09AAK |  | Mini-Splits(Non-Ducted) | D5FSOAH12XAK |  | 9000 | 22.2 | 11.8 | 11000 | 8000 | 72.73% | 2.18 | 0 | 14.4 |  |  |  |  | R-454B | 0.75 | Residential & Commercial | VSMSHP | Non-Ducted CEE Tier 2
215324351 | Mini/Multi Split | HEIL | HRCU-A-CB-O | D5CSRAH09AAK |  | Mini-Splits(Non-Ducted) | D5FSCAH12XAK |  | 9000 | 21.7 | 11.3 | 10000 | 8300 | 83% | 2.17 | 0 | 14.3 |  |  |  |  | R-454B | 0.75 | Residential & Commercial | VSMSHP | Non-Ducted CEE Tier 2
215324352 | Mini/Multi Split | HEIL | HRCU-A-CB-O | D5CSRAH09AAK |  | Mini-Splits(Non-Ducted) | D5FSFAH09XAK |  | 9000 | 26 | 13.9 | 9000 | 8600 | 95.56% | 2.27 | 0 | 16.3 |  |  |  |  | R-454B | 0.75 | Residential & Commercial | VSMSHP | Non-Ducted CEE Tier 2
215324355 | Mini/Multi Split | HEIL | HRCU-A-CB-O | D5CSRAH12AAK |  | Mini-Splits(Non-Ducted) | D5FSHAH12XAK |  | 12000 | 25.5 | 10.7 | 12000 | 8400 | 70% | 2.3 | 0 | 13.1 |  |  |  |  | R-454B | 1 | Residential & Commercial | VSMSHP | Non-Ducted CEE Tier 2
215324356 | Mini/Multi Split | HEIL | HRCU-A-CB-O | D5CSRAH12AAK |  | Mini-Splits(Non-Ducted) | D5FSOAH12XAK |  | 12000 | 22.2 | 10.1 | 12000 | 8600 | 71.67% | 2.48 | 0 | 12.3 |  |  |  |  | R-454B | 1 | Residential & Commercial | VSMSHP | Non-Ducted CEE Tier 2
215324357 | Mini/Multi Split | HEIL | HRCU-A-CB-O | D5CSRAH12AAK |  | Mini-Splits(Non-Ducted) | D5FSCAH12XAK |  | 12000 | 21.2 | 10.4 | 12000 | 8400 | 70% | 2.4 | 0 | 12.5 |  |  |  |  | R-454B | 1 | Residential & Commercial | VSMSHP | Non-Ducted CEE Tier 2
215324358 | Mini/Multi Split | HEIL | HRCU-A-CB-O | D5CSRAH12AAK |  | Mini-Splits(Non-Ducted) | D5FSFAH12XAK |  | 12000 | 24.7 | 11 | 12000 | 8900 | 74.17% | 2.5 | 0 | 12.7 |  |  |  |  | R-454B | 1 | Residential & Commercial | VSMSHP | Non-Ducted CEE Tier 2
215324361 | Mini/Multi Split | HEIL | HRCU-A-CB-O | D5CSRAH18AAK |  | Mini-Splits(Non-Ducted) | D5FSHAH18XAK |  | 18000 | 23.5 | 10.8 | 18000 | 12800 | 71.11% | 2.1 | 0 | 12.8 |  |  |  |  | R-454B | 1.5 | Residential & Commercial | VSMSHP | Non-Ducted CEE Tier 2
215324362 | Mini/Multi Split | HEIL | HRCU-A-CB-O | D5CSRAH18AAK |  | Mini-Splits(Non-Ducted) | D5FSOAH18XAK |  | 18000 | 22.3 | 12.2 | 18000 | 13100 | 72.78% | 2.24 | 0 | 12.5 |  |  |  |  | R-454B | 1.5 | Residential & Commercial | VSMSHP | Non-Ducted CEE Tier 2
215324363 | Mini/Multi Split | HEIL | HRCU-A-CB-O | D5CSRAH18AAK |  | Mini-Splits(Non-Ducted) | D5FSCAH18XAK |  | 16800 | 20.8 | 11.4 | 18000 | 12800 | 71.11% | 2.2 | 0 | 12.5 |  |  |  |  | R-454B | 1.4 | Residential & Commercial | VSMSHP | Non-Ducted CEE Tier 2
215324364 | Mini/Multi Split | HEIL | HRCU-A-CB-O | D5CSRAH18AAK |  | Mini-Splits(Non-Ducted) | D5FSFAH16XAK |  | 16000 | 23.9 | 13.5 | 17000 | 13100 | 77.06% | 2.16 | 0 | 12.5 |  |  |  |  | R-454B | 1.3333 | Residential & Commercial | VSMSHP | Non-Ducted CEE Tier 2
215324365 | Mini/Multi Split | HEIL | HRCU-A-CB-O | D5CSRAH18AAK |  | Mini-Splits(Non-Ducted) | D5FCFAH18XAK |  | 18000 | 22.4 | 10.4 | 18000 | 12800 | 71.11% | 2.05 | 0 | 12.5 |  |  |  |  | R-454B | 1.5 | Residential & Commercial | VSMSHP | Non-Ducted CEE Tier 2
215324368 | Mini/Multi Split | HEIL | HRCU-A-CB-O | D5CSRAH24AAK |  | Mini-Splits(Non-Ducted) | D5FPHAH18XAK |  | 24000 | 23.1 | 11.7 | 25000 | 19600 | 78.4% | 2.54 | 0 | 14 |  |  |  |  | R-454B | 2 | Residential & Commercial | VSMSHP | Non-Ducted CEE Tier 2
215324369 | Mini/Multi Split | HEIL | HRCU-A-CB-O | D5CSRAH24AAK |  | Mini-Splits(Non-Ducted) | D5FSCAH24XAK |  | 24000 | 22.1 | 10.5 | 25000 | 18500 | 74% | 2.3 | 0 | 12 |  |  |  |  | R-454B | 2 | Residential & Commercial | VSMSHP | Non-Ducted CEE Tier 2
215324370 | Mini/Multi Split | HEIL | HRCU-A-CB-O | D5CSRAH24AAK |  | Mini-Splits(Non-Ducted) | D5FCFAH24XAK |  | 24000 | 21.2 | 11.1 | 24400 | 18600 | 76.23% | 2.27 | 0 | 12.2 |  |  |  |  | R-454B | 2 | Residential & Commercial | VSMSHP | Non-Ducted CEE Tier 2
215324374 | Mini/Multi Split | HEIL | HRCU-A-CB-O | D5CVRAH09AAK |  | Mini-Splits(Non-Ducted) | D5FVHAH09XAK |  | 9000 | 19 | 9.7 | 10000 | 7000 | 70% | 2.15 | 0 | 10.9 |  |  |  |  | R-454B | 0.75 | Residential & Commercial | VSMSHP | Non-Ducted CEE Tier 2
215324377 | Mini/Multi Split | HEIL | HRCU-A-CB-O | D5CVRAH24AAK |  | Mini-Splits(Non-Ducted) | D5FVHAH24XAK |  | 24000 | 17 | 8.5 | 24000 | 17100 | 71.25% | 2.01 | 0 | 9 |  |  |  |  | R-454B | 2 | Residential & Commercial | VSMSHP
215324628 | Mini/Multi Split | TEMPSTAR | HRCU-A-CB-O | D5CSHAH18AAK |  | Mini-Splits(Non-Ducted) | D5FSHAH18XAK |  | 18000 | 21.5 | 11 | 18000 | 18000 | 100% | 1.92 | 0 | 12.5 |  |  |  |  | R-454B | 1.5 | Residential & Commercial | VSMSHP | Non-Ducted CEE Tier 2
215324629 | Mini/Multi Split | TEMPSTAR | HRCU-A-CB-O | D5CSHAH18AAK |  | Mini-Splits(Non-Ducted) | D5FSOAH18XAK |  | 16700 | 20.7 | 12.2 | 20000 | 17500 | 87.5% | 1.89 | 0 | 12.5 |  |  |  |  | R-454B | 1.3917 | Residential & Commercial | VSMSHP | Non-Ducted CEE Tier 2
215324630 | Mini/Multi Split | TEMPSTAR | HRCU-A-CB-O | D5CSHAH18AAK |  | Mini-Splits(Non-Ducted) | D5FSCAH18XAK |  | 16000 | 20 | 12.4 | 19000 | 17000 | 89.47% | 1.9 | 0 | 12.5 |  |  |  |  | R-454B | 1.3333 | Residential & Commercial | VSMSHP | Non-Ducted CEE Tier 2
215324631 | Mini/Multi Split | TEMPSTAR | HRCU-A-CB-O | D5CSHAH18AAK |  | Mini-Splits(Non-Ducted) | D5FSFAH16XAK |  | 16000 | 20.2 | 10.3 | 17000 | 17500 | 102.9% | 1.95 | 0 | 12.5 |  |  |  |  | R-454B | 1.3333 | Residential & Commercial | VSMSHP | Non-Ducted CEE Tier 2
215324632 | Mini/Multi Split | TEMPSTAR | HRCU-A-CB-O | D5CSHAH18AAK |  | Mini-Splits(Non-Ducted) | D5FCFAH18XAK |  | 17000 | 20.5 | 10.3 | 19000 | 17000 | 89.47% | 1.86 | 0 | 12.6 |  |  |  |  | R-454B | 1.4167 | Residential & Commercial | VSMSHP | Non-Ducted CEE Tier 2
215324635 | Mini/Multi Split | TEMPSTAR | HRCU-A-CB-O | D5CSHAH24AAK |  | Mini-Splits(Non-Ducted) | D5FSHAH24XAK |  | 24000 | 21.2 | 13.5 | 29000 | 24200 | 83.45% | 2.34 | 0 | 13 |  |  |  |  | R-454B | 2 | Residential & Commercial | VSMSHP | Non-Ducted CEE Tier 2
215324636 | Mini/Multi Split | TEMPSTAR | HRCU-A-CB-O | D5CSHAH24AAK |  | Mini-Splits(Non-Ducted) | D5FSCAH24XAK |  | 23400 | 20.8 | 11.6 | 25000 | 23800 | 95.2% | 2.23 | 0 | 12 |  |  |  |  | R-454B | 1.95 | Residential & Commercial | VSMSHP | Non-Ducted CEE Tier 2
215324637 | Mini/Multi Split | TEMPSTAR | HRCU-A-CB-O | D5CSHAH24AAK |  | Mini-Splits(Non-Ducted) | D5FCFAH24XAK |  | 22000 | 20.5 | 12.1 | 26000 | 24200 | 93.08% | 2.16 | 0 | 12 |  |  |  |  | R-454B | 1.8333 | Residential & Commercial | VSMSHP | Non-Ducted CEE Tier 2
215324639 | Mini/Multi Split | TEMPSTAR | HRCU-A-CB-O | D5CSHAH33AAK |  | Mini-Splits(Non-Ducted) | D5FSHAH33XAK |  | 33000 | 19.6 | 10.5 | 36000 | 35000 | 97.22% | 1.98 | 0 | 12 |  |  |  |  | R-454B | 2.75 | Residential & Commercial | VSMSHP | Non-Ducted CEE Tier 2
215324641 | Mini/Multi Split | TEMPSTAR | HRCU-A-CB-O | D5CSRAH09AAK |  | Mini-Splits(Non-Ducted) | D5FSHAH09XAK |  | 9000 | 26 | 12.5 | 10000 | 8000 | 80% | 2.36 | 0 | 14.9 |  |  |  |  | R-454B | 0.75 | Residential & Commercial | VSMSHP | Non-Ducted CEE Tier 2
215324642 | Mini/Multi Split | TEMPSTAR | HRCU-A-CB-O | D5CSRAH09AAK |  | Mini-Splits(Non-Ducted) | D5FSOAH12XAK |  | 9000 | 22.2 | 11.8 | 11000 | 8000 | 72.73% | 2.18 | 0 | 14.4 |  |  |  |  | R-454B | 0.75 | Residential & Commercial | VSMSHP | Non-Ducted CEE Tier 2
215324643 | Mini/Multi Split | TEMPSTAR | HRCU-A-CB-O | D5CSRAH09AAK |  | Mini-Splits(Non-Ducted) | D5FSCAH12XAK |  | 9000 | 21.7 | 11.3 | 10000 | 8300 | 83% | 2.17 | 0 | 14.3 |  |  |  |  | R-454B | 0.75 | Residential & Commercial | VSMSHP | Non-Ducted CEE Tier 2
215324644 | Mini/Multi Split | TEMPSTAR | HRCU-A-CB-O | D5CSRAH09AAK |  | Mini-Splits(Non-Ducted) | D5FSFAH09XAK |  | 9000 | 26 | 13.9 | 9000 | 8600 | 95.56% | 2.27 | 0 | 16.3 |  |  |  |  | R-454B | 0.75 | Residential & Commercial | VSMSHP | Non-Ducted CEE Tier 2
215324647 | Mini/Multi Split | TEMPSTAR | HRCU-A-CB-O | D5CSRAH12AAK |  | Mini-Splits(Non-Ducted) | D5FSHAH12XAK |  | 12000 | 25.5 | 10.7 | 12000 | 8400 | 70% | 2.3 | 0 | 13.1 |  |  |  |  | R-454B | 1 | Residential & Commercial | VSMSHP | Non-Ducted CEE Tier 2
215324648 | Mini/Multi Split | TEMPSTAR | HRCU-A-CB-O | D5CSRAH12AAK |  | Mini-Splits(Non-Ducted) | D5FSOAH12XAK |  | 12000 | 22.2 | 10.1 | 12000 | 8600 | 71.67% | 2.48 | 0 | 12.3 |  |  |  |  | R-454B | 1 | Residential & Commercial | VSMSHP | Non-Ducted CEE Tier 2
215324649 | Mini/Multi Split | TEMPSTAR | HRCU-A-CB-O | D5CSRAH12AAK |  | Mini-Splits(Non-Ducted) | D5FSCAH12XAK |  | 12000 | 21.2 | 10.4 | 12000 | 8400 | 70% | 2.4 | 0 | 12.5 |  |  |  |  | R-454B | 1 | Residential & Commercial | VSMSHP | Non-Ducted CEE Tier 2
215324650 | Mini/Multi Split | TEMPSTAR | HRCU-A-CB-O | D5CSRAH12AAK |  | Mini-Splits(Non-Ducted) | D5FSFAH12XAK |  | 12000 | 24.7 | 11 | 12000 | 8900 | 74.17% | 2.5 | 0 | 12.7 |  |  |  |  | R-454B | 1 | Residential & Commercial | VSMSHP | Non-Ducted CEE Tier 2
215324653 | Mini/Multi Split | TEMPSTAR | HRCU-A-CB-O | D5CSRAH18AAK |  | Mini-Splits(Non-Ducted) | D5FSHAH18XAK |  | 18000 | 23.5 | 10.8 | 18000 | 12800 | 71.11% | 2.1 | 0 | 12.8 |  |  |  |  | R-454B | 1.5 | Residential & Commercial | VSMSHP | Non-Ducted CEE Tier 2
215324654 | Mini/Multi Split | TEMPSTAR | HRCU-A-CB-O | D5CSRAH18AAK |  | Mini-Splits(Non-Ducted) | D5FSOAH18XAK |  | 18000 | 22.3 | 12.2 | 18000 | 13100 | 72.78% | 2.24 | 0 | 12.5 |  |  |  |  | R-454B | 1.5 | Residential & Commercial | VSMSHP | Non-Ducted CEE Tier 2
215324655 | Mini/Multi Split | TEMPSTAR | HRCU-A-CB-O | D5CSRAH18AAK |  | Mini-Splits(Non-Ducted) | D5FSCAH18XAK |  | 16800 | 20.8 | 11.4 | 18000 | 12800 | 71.11% | 2.2 | 0 | 12.5 |  |  |  |  | R-454B | 1.4 | Residential & Commercial | VSMSHP | Non-Ducted CEE Tier 2
215324656 | Mini/Multi Split | TEMPSTAR | HRCU-A-CB-O | D5CSRAH18AAK |  | Mini-Splits(Non-Ducted) | D5FSFAH16XAK |  | 16000 | 23.9 | 13.5 | 17000 | 13100 | 77.06% | 2.16 | 0 | 12.5 |  |  |  |  | R-454B | 1.3333 | Residential & Commercial | VSMSHP | Non-Ducted CEE Tier 2
215324657 | Mini/Multi Split | TEMPSTAR | HRCU-A-CB-O | D5CSRAH18AAK |  | Mini-Splits(Non-Ducted) | D5FCFAH18XAK |  | 18000 | 22.4 | 10.4 | 18000 | 12800 | 71.11% | 2.05 | 0 | 12.5 |  |  |  |  | R-454B | 1.5 | Residential & Commercial | VSMSHP | Non-Ducted CEE Tier 2
215324682 | Mini/Multi Split | TEMPSTAR | HRCU-A-CB-O | D5CLRAH48AAK |  | Mini-Splits(Non-Ducted) | D5FCFAH48XAK |  | 48000 | 19.9 | 10.2 | 50000 | 38500 | 77% | 1.95 | 0 | 9.5 |  |  |  |  | R-454B | 4 | Residential & Commercial | VSMSHP | Non-Ducted CEE Tier 2
215324686 | Mini/Multi Split | SMART COMFORT | HRCU-A-CB-O | D5CSHAH06AAK |  | Mini-Splits(Non-Ducted) | D5FSHAH06XAK |  | 6000 | 25.7 | 14.8 | 7000 | 7700 | 110% | 2.39 | 0 | 18 |  |  |  |  | R-454B | 0.5 | Residential & Commercial | VSMSHP | Non-Ducted CEE Tier 2
215324687 | Mini/Multi Split | SMART COMFORT | HRCU-A-CB-O | D5CSHAH06AAK |  | Mini-Splits(Non-Ducted) | D5FSOAH06XAK |  | 6500 | 22 | 12 | 7400 | 8100 | 109.5% | 2.4 | 0 | 15.2 |  |  |  |  | R-454B | 0.54167 | Residential & Commercial | VSMSHP | Non-Ducted CEE Tier 2
215324689 | Mini/Multi Split | SMART COMFORT | HRCU-A-CB-O | D5CSHAH09AAK |  | Mini-Splits(Non-Ducted) | D5FSHAH09XAK |  | 9000 | 27.5 | 12.5 | 12000 | 11500 | 95.83% | 1.8 | 0 | 15.5 |  |  |  |  | R-454B | 0.75 | Residential & Commercial | VSMSHP | Non-Ducted CEE Tier 2
215324690 | Mini/Multi Split | SMART COMFORT | HRCU-A-CB-O | D5CSHAH09AAK |  | Mini-Splits(Non-Ducted) | D5FSOAH12XAK |  | 9000 | 24 | 12.2 | 10900 | 10600 | 97.25% | 1.83 | 0 | 14.7 |  |  |  |  | R-454B | 0.75 | Residential & Commercial | VSMSHP | Non-Ducted CEE Tier 2
215324691 | Mini/Multi Split | SMART COMFORT | HRCU-A-CB-O | D5CSHAH09AAK |  | Mini-Splits(Non-Ducted) | D5FSCAH12XAK |  | 9000 | 22.7 | 12.2 | 10000 | 11000 | 110% | 1.84 | 0 | 14 |  |  |  |  | R-454B | 0.75 | Residential & Commercial | VSMSHP | Non-Ducted CEE Tier 2
215324692 | Mini/Multi Split | SMART COMFORT | HRCU-A-CB-O | D5CSHAH09AAK |  | Mini-Splits(Non-Ducted) | D5FSFAH09XAK |  | 9000 | 27.3 | 10.9 | 9000 | 11300 | 125.6% | 1.84 | 0 | 15.2 |  |  |  |  | R-454B | 0.75 | Residential & Commercial | VSMSHP | Non-Ducted CEE Tier 2
215324695 | Mini/Multi Split | SMART COMFORT | HRCU-A-CB-O | D5CSHAH12AAK |  | Mini-Splits(Non-Ducted) | D5FSHAH12XAK |  | 12000 | 25.5 | 10.5 | 12000 | 11500 | 95.83% | 1.8 | 0 | 13.5 |  |  |  |  | R-454B | 1 | Residential & Commercial | VSMSHP | Non-Ducted CEE Tier 2
215324696 | Mini/Multi Split | SMART COMFORT | HRCU-A-CB-O | D5CSHAH12AAK |  | Mini-Splits(Non-Ducted) | D5FSOAH12XAK |  | 12000 | 23 | 10.2 | 12500 | 11500 | 92% | 2 | 0 | 13 |  |  |  |  | R-454B | 1 | Residential & Commercial | VSMSHP | Non-Ducted CEE Tier 2
215324697 | Mini/Multi Split | SMART COMFORT | HRCU-A-CB-O | D5CSHAH12AAK |  | Mini-Splits(Non-Ducted) | D5FSCAH12XAK |  | 12000 | 22.3 | 11.6 | 12000 | 11500 | 95.83% | 2 | 0 | 12.7 |  |  |  |  | R-454B | 1 | Residential & Commercial | VSMSHP | Non-Ducted CEE Tier 2
215324698 | Mini/Multi Split | SMART COMFORT | HRCU-A-CB-O | D5CSHAH12AAK |  | Mini-Splits(Non-Ducted) | D5FSFAH12XAK |  | 12000 | 25 | 10.6 | 12000 | 11300 | 94.17% | 1.88 | 0 | 12.7 |  |  |  |  | R-454B | 1 | Residential & Commercial | VSMSHP | Non-Ducted CEE Tier 2
215324701 | Mini/Multi Split | SMART COMFORT | HRCU-A-CB-O | D5CSHAH18AAK |  | Mini-Splits(Non-Ducted) | D5FSHAH18XAK |  | 18000 | 21.5 | 11 | 18000 | 18000 | 100% | 1.92 | 0 | 12.5 |  |  |  |  | R-454B | 1.5 | Residential & Commercial | VSMSHP | Non-Ducted CEE Tier 2
215324702 | Mini/Multi Split | SMART COMFORT | HRCU-A-CB-O | D5CSHAH18AAK |  | Mini-Splits(Non-Ducted) | D5FSOAH18XAK |  | 16700 | 20.7 | 12.2 | 20000 | 17500 | 87.5% | 1.89 | 0 | 12.5 |  |  |  |  | R-454B | 1.3917 | Residential & Commercial | VSMSHP | Non-Ducted CEE Tier 2
215324703 | Mini/Multi Split | SMART COMFORT | HRCU-A-CB-O | D5CSHAH18AAK |  | Mini-Splits(Non-Ducted) | D5FSCAH18XAK |  | 16000 | 20 | 12.4 | 19000 | 17000 | 89.47% | 1.9 | 0 | 12.5 |  |  |  |  | R-454B | 1.3333 | Residential & Commercial | VSMSHP | Non-Ducted CEE Tier 2
215324704 | Mini/Multi Split | SMART COMFORT | HRCU-A-CB-O | D5CSHAH18AAK |  | Mini-Splits(Non-Ducted) | D5FSFAH16XAK |  | 16000 | 20.2 | 10.3 | 17000 | 17500 | 102.9% | 1.95 | 0 | 12.5 |  |  |  |  | R-454B | 1.3333 | Residential & Commercial | VSMSHP | Non-Ducted CEE Tier 2
215324705 | Mini/Multi Split | SMART COMFORT | HRCU-A-CB-O | D5CSHAH18AAK |  | Mini-Splits(Non-Ducted) | D5FCFAH18XAK |  | 17000 | 20.5 | 10.3 | 19000 | 17000 | 89.47% | 1.86 | 0 | 12.6 |  |  |  |  | R-454B | 1.4167 | Residential & Commercial | VSMSHP | Non-Ducted CEE Tier 2
215324708 | Mini/Multi Split | SMART COMFORT | HRCU-A-CB-O | D5CSHAH24AAK |  | Mini-Splits(Non-Ducted) | D5FSHAH24XAK |  | 24000 | 21.2 | 13.5 | 29000 | 24200 | 83.45% | 2.34 | 0 | 13 |  |  |  |  | R-454B | 2 | Residential & Commercial | VSMSHP | Non-Ducted CEE Tier 2
215324709 | Mini/Multi Split | SMART COMFORT | HRCU-A-CB-O | D5CSHAH24AAK |  | Mini-Splits(Non-Ducted) | D5FSCAH24XAK |  | 23400 | 20.8 | 11.6 | 25000 | 23800 | 95.2% | 2.23 | 0 | 12 |  |  |  |  | R-454B | 1.95 | Residential & Commercial | VSMSHP | Non-Ducted CEE Tier 2
215324710 | Mini/Multi Split | SMART COMFORT | HRCU-A-CB-O | D5CSHAH24AAK |  | Mini-Splits(Non-Ducted) | D5FCFAH24XAK |  | 22000 | 20.5 | 12.1 | 26000 | 24200 | 93.08% | 2.16 | 0 | 12 |  |  |  |  | R-454B | 1.8333 | Residential & Commercial | VSMSHP | Non-Ducted CEE Tier 2
215324712 | Mini/Multi Split | SMART COMFORT | HRCU-A-CB-O | D5CSHAH33AAK |  | Mini-Splits(Non-Ducted) | D5FSHAH33XAK |  | 33000 | 19.6 | 10.5 | 36000 | 35000 | 97.22% | 1.98 | 0 | 12 |  |  |  |  | R-454B | 2.75 | Residential & Commercial | VSMSHP | Non-Ducted CEE Tier 2
215324726 | Mini/Multi Split | SMART COMFORT | HRCU-A-CB-O | D5CSRAH18AAK |  | Mini-Splits(Non-Ducted) | D5FSHAH18XAK |  | 18000 | 23.5 | 10.8 | 18000 | 12800 | 71.11% | 2.1 | 0 | 12.8 |  |  |  |  | R-454B | 1.5 | Residential & Commercial | VSMSHP | Non-Ducted CEE Tier 2
215324727 | Mini/Multi Split | SMART COMFORT | HRCU-A-CB-O | D5CSRAH18AAK |  | Mini-Splits(Non-Ducted) | D5FSOAH18XAK |  | 18000 | 22.3 | 12.2 | 18000 | 13100 | 72.78% | 2.24 | 0 | 12.5 |  |  |  |  | R-454B | 1.5 | Residential & Commercial | VSMSHP | Non-Ducted CEE Tier 2
215324728 | Mini/Multi Split | SMART COMFORT | HRCU-A-CB-O | D5CSRAH18AAK |  | Mini-Splits(Non-Ducted) | D5FSCAH18XAK |  | 16800 | 20.8 | 11.4 | 18000 | 12800 | 71.11% | 2.2 | 0 | 12.5 |  |  |  |  | R-454B | 1.4 | Residential & Commercial | VSMSHP | Non-Ducted CEE Tier 2
215324729 | Mini/Multi Split | SMART COMFORT | HRCU-A-CB-O | D5CSRAH18AAK |  | Mini-Splits(Non-Ducted) | D5FSFAH16XAK |  | 16000 | 23.9 | 13.5 | 17000 | 13100 | 77.06% | 2.16 | 0 | 12.5 |  |  |  |  | R-454B | 1.3333 | Residential & Commercial | VSMSHP | Non-Ducted CEE Tier 2
215324730 | Mini/Multi Split | SMART COMFORT | HRCU-A-CB-O | D5CSRAH18AAK |  | Mini-Splits(Non-Ducted) | D5FCFAH18XAK |  | 18000 | 22.4 | 10.4 | 18000 | 12800 | 71.11% | 2.05 | 0 | 12.5 |  |  |  |  | R-454B | 1.5 | Residential & Commercial | VSMSHP | Non-Ducted CEE Tier 2
215324733 | Mini/Multi Split | SMART COMFORT | HRCU-A-CB-O | D5CSRAH24AAK |  | Mini-Splits(Non-Ducted) | D5FPHAH18XAK |  | 24000 | 23.1 | 11.7 | 25000 | 19600 | 78.4% | 2.54 | 0 | 14 |  |  |  |  | R-454B | 2 | Residential & Commercial | VSMSHP | Non-Ducted CEE Tier 2
215324734 | Mini/Multi Split | SMART COMFORT | HRCU-A-CB-O | D5CSRAH24AAK |  | Mini-Splits(Non-Ducted) | D5FSCAH24XAK |  | 24000 | 22.1 | 10.5 | 25000 | 18500 | 74% | 2.3 | 0 | 12 |  |  |  |  | R-454B | 2 | Residential & Commercial | VSMSHP | Non-Ducted CEE Tier 2
215324735 | Mini/Multi Split | SMART COMFORT | HRCU-A-CB-O | D5CSRAH24AAK |  | Mini-Splits(Non-Ducted) | D5FCFAH24XAK |  | 24000 | 21.2 | 11.1 | 24400 | 18600 | 76.23% | 2.27 | 0 | 12.2 |  |  |  |  | R-454B | 2 | Residential & Commercial | VSMSHP | Non-Ducted CEE Tier 2
215324739 | Mini/Multi Split | SMART COMFORT | HRCU-A-CB-O | D5CVRAH09AAK |  | Mini-Splits(Non-Ducted) | D5FVHAH09XAK |  | 9000 | 19 | 9.7 | 10000 | 7000 | 70% | 2.15 | 0 | 10.9 |  |  |  |  | R-454B | 0.75 | Residential & Commercial | VSMSHP | Non-Ducted CEE Tier 2
215324742 | Mini/Multi Split | SMART COMFORT | HRCU-A-CB-O | D5CVRAH24AAK |  | Mini-Splits(Non-Ducted) | D5FVHAH24XAK |  | 24000 | 17 | 8.5 | 24000 | 17100 | 71.25% | 2.01 | 0 | 9 |  |  |  |  | R-454B | 2 | Residential & Commercial | VSMSHP
215324743 | Mini/Multi Split | SMART COMFORT | HRCU-A-CB-O | D5CLHAH36AAK |  | Mini-Splits(Non-Ducted) | D5FLCAH36XAK |  | 36600 | 21.3 | 10.6 | 37000 | 37000 | 100% | 1.95 | 0 | 12 |  |  |  |  | R-454B | 3.05 | Residential & Commercial | VSMSHP | Non-Ducted CEE Tier 2
215324744 | Mini/Multi Split | SMART COMFORT | HRCU-A-CB-O | D5CLHAH36AAK |  | Mini-Splits(Non-Ducted) | D5FCFAH36XAK |  | 36400 | 20.2 | 10.8 | 38000 | 39500 | 103.9% | 2.02 | 0 | 12 |  |  |  |  | R-454B | 3.0333 | Residential & Commercial | VSMSHP | Non-Ducted CEE Tier 2
215324746 | Mini/Multi Split | SMART COMFORT | HRCU-A-CB-O | D5CLHAH48AAK |  | Mini-Splits(Non-Ducted) | D5FLCAH48XAK |  | 48000 | 18.2 | 11 | 53000 | 47500 | 89.62% | 1.96 | 0 | 10 |  |  |  |  | R-454B | 4 | Residential & Commercial | VSMSHP | Non-Ducted CEE Tier 2
215324747 | Mini/Multi Split | SMART COMFORT | HRCU-A-CB-O | D5CLHAH48AAK |  | Mini-Splits(Non-Ducted) | D5FCFAH48XAK |  | 48000 | 18.7 | 10.1 | 52000 | 47000 | 90.38% | 1.83 | 0 | 9.4 |  |  |  |  | R-454B | 4 | Residential & Commercial | VSMSHP | Non-Ducted CEE Tier 2
215324749 | Mini/Multi Split | SMART COMFORT | HRCU-A-CB-O | D5CLHAH58AAK |  | Mini-Splits(Non-Ducted) | D5FCFAH58XAK |  | 54000 | 18.1 | 10.7 | 60000 | 54000 | 90% | 1.91 | 0 | 9 |  |  |  |  | R-454B | 4.5 | Residential & Commercial | VSMSHP | Non-Ducted CEE Tier 2
215324751 | Mini/Multi Split | SMART COMFORT | HRCU-A-CB-O | D5CLRAH36AAK |  | Mini-Splits(Non-Ducted) | D5FLCAH36XAK |  | 36000 | 20 | 10.4 | 38000 | 26600 | 70% | 2.2 | 0 | 9.7 |  |  |  |  | R-454B | 3 | Residential & Commercial | VSMSHP | Non-Ducted CEE Tier 2
215324754 | Mini/Multi Split | SMART COMFORT | HRCU-A-CB-O | D5CLRAH48AAK |  | Mini-Splits(Non-Ducted) | D5FLCAH48XAK |  | 48000 | 19.1 | 9.9 | 50000 | 40500 | 81% | 2.11 | 0 | 9.5 |  |  |  |  | R-454B | 4 | Residential & Commercial | VSMSHP | Non-Ducted CEE Tier 2
215324755 | Mini/Multi Split | SMART COMFORT | HRCU-A-CB-O | D5CLRAH48AAK |  | Mini-Splits(Non-Ducted) | D5FCFAH48XAK |  | 48000 | 19.9 | 10.2 | 50000 | 38500 | 77% | 1.95 | 0 | 9.5 |  |  |  |  | R-454B | 4 | Residential & Commercial | VSMSHP | Non-Ducted CEE Tier 2
215324759 | Mini/Multi Split | AIRQUEST | HRCU-A-CB-O | D5CSHAH06AAK |  | Mini-Splits(Non-Ducted) | D5FSHAH06XAK |  | 6000 | 25.7 | 14.8 | 7000 | 7700 | 110% | 2.39 | 0 | 18 |  |  |  |  | R-454B | 0.5 | Residential & Commercial | VSMSHP | Non-Ducted CEE Tier 2
215324760 | Mini/Multi Split | AIRQUEST | HRCU-A-CB-O | D5CSHAH06AAK |  | Mini-Splits(Non-Ducted) | D5FSOAH06XAK |  | 6500 | 22 | 12 | 7400 | 8100 | 109.5% | 2.4 | 0 | 15.2 |  |  |  |  | R-454B | 0.54167 | Residential & Commercial | VSMSHP | Non-Ducted CEE Tier 2
215324762 | Mini/Multi Split | AIRQUEST | HRCU-A-CB-O | D5CSHAH09AAK |  | Mini-Splits(Non-Ducted) | D5FSHAH09XAK |  | 9000 | 27.5 | 12.5 | 12000 | 11500 | 95.83% | 1.8 | 0 | 15.5 |  |  |  |  | R-454B | 0.75 | Residential & Commercial | VSMSHP | Non-Ducted CEE Tier 2
215324763 | Mini/Multi Split | AIRQUEST | HRCU-A-CB-O | D5CSHAH09AAK |  | Mini-Splits(Non-Ducted) | D5FSOAH12XAK |  | 9000 | 24 | 12.2 | 10900 | 10600 | 97.25% | 1.83 | 0 | 14.7 |  |  |  |  | R-454B | 0.75 | Residential & Commercial | VSMSHP | Non-Ducted CEE Tier 2
215324764 | Mini/Multi Split | AIRQUEST | HRCU-A-CB-O | D5CSHAH09AAK |  | Mini-Splits(Non-Ducted) | D5FSCAH12XAK |  | 9000 | 22.7 | 12.2 | 10000 | 11000 | 110% | 1.84 | 0 | 14 |  |  |  |  | R-454B | 0.75 | Residential & Commercial | VSMSHP | Non-Ducted CEE Tier 2
215324765 | Mini/Multi Split | AIRQUEST | HRCU-A-CB-O | D5CSHAH09AAK |  | Mini-Splits(Non-Ducted) | D5FSFAH09XAK |  | 9000 | 27.3 | 10.9 | 9000 | 11300 | 125.6% | 1.84 | 0 | 15.2 |  |  |  |  | R-454B | 0.75 | Residential & Commercial | VSMSHP | Non-Ducted CEE Tier 2
215324768 | Mini/Multi Split | AIRQUEST | HRCU-A-CB-O | D5CSHAH12AAK |  | Mini-Splits(Non-Ducted) | D5FSHAH12XAK |  | 12000 | 25.5 | 10.5 | 12000 | 11500 | 95.83% | 1.8 | 0 | 13.5 |  |  |  |  | R-454B | 1 | Residential & Commercial | VSMSHP | Non-Ducted CEE Tier 2
215324769 | Mini/Multi Split | AIRQUEST | HRCU-A-CB-O | D5CSHAH12AAK |  | Mini-Splits(Non-Ducted) | D5FSOAH12XAK |  | 12000 | 23 | 10.2 | 12500 | 11500 | 92% | 2 | 0 | 13 |  |  |  |  | R-454B | 1 | Residential & Commercial | VSMSHP | Non-Ducted CEE Tier 2
215324770 | Mini/Multi Split | AIRQUEST | HRCU-A-CB-O | D5CSHAH12AAK |  | Mini-Splits(Non-Ducted) | D5FSCAH12XAK |  | 12000 | 22.3 | 11.6 | 12000 | 11500 | 95.83% | 2 | 0 | 12.7 |  |  |  |  | R-454B | 1 | Residential & Commercial | VSMSHP | Non-Ducted CEE Tier 2
215324771 | Mini/Multi Split | AIRQUEST | HRCU-A-CB-O | D5CSHAH12AAK |  | Mini-Splits(Non-Ducted) | D5FSFAH12XAK |  | 12000 | 25 | 10.6 | 12000 | 11300 | 94.17% | 1.88 | 0 | 12.7 |  |  |  |  | R-454B | 1 | Residential & Commercial | VSMSHP | Non-Ducted CEE Tier 2
215324774 | Mini/Multi Split | AIRQUEST | HRCU-A-CB-O | D5CSHAH18AAK |  | Mini-Splits(Non-Ducted) | D5FSHAH18XAK |  | 18000 | 21.5 | 11 | 18000 | 18000 | 100% | 1.92 | 0 | 12.5 |  |  |  |  | R-454B | 1.5 | Residential & Commercial | VSMSHP | Non-Ducted CEE Tier 2
215324775 | Mini/Multi Split | AIRQUEST | HRCU-A-CB-O | D5CSHAH18AAK |  | Mini-Splits(Non-Ducted) | D5FSOAH18XAK |  | 16700 | 20.7 | 12.2 | 20000 | 17500 | 87.5% | 1.89 | 0 | 12.5 |  |  |  |  | R-454B | 1.3917 | Residential & Commercial | VSMSHP | Non-Ducted CEE Tier 2
215324776 | Mini/Multi Split | AIRQUEST | HRCU-A-CB-O | D5CSHAH18AAK |  | Mini-Splits(Non-Ducted) | D5FSCAH18XAK |  | 16000 | 20 | 12.4 | 19000 | 17000 | 89.47% | 1.9 | 0 | 12.5 |  |  |  |  | R-454B | 1.3333 | Residential & Commercial | VSMSHP | Non-Ducted CEE Tier 2
215324777 | Mini/Multi Split | AIRQUEST | HRCU-A-CB-O | D5CSHAH18AAK |  | Mini-Splits(Non-Ducted) | D5FSFAH16XAK |  | 16000 | 20.2 | 10.3 | 17000 | 17500 | 102.9% | 1.95 | 0 | 12.5 |  |  |  |  | R-454B | 1.3333 | Residential & Commercial | VSMSHP | Non-Ducted CEE Tier 2
215324778 | Mini/Multi Split | AIRQUEST | HRCU-A-CB-O | D5CSHAH18AAK |  | Mini-Splits(Non-Ducted) | D5FCFAH18XAK |  | 17000 | 20.5 | 10.3 | 19000 | 17000 | 89.47% | 1.86 | 0 | 12.6 |  |  |  |  | R-454B | 1.4167 | Residential & Commercial | VSMSHP | Non-Ducted CEE Tier 2
215324781 | Mini/Multi Split | AIRQUEST | HRCU-A-CB-O | D5CSHAH24AAK |  | Mini-Splits(Non-Ducted) | D5FSHAH24XAK |  | 24000 | 21.2 | 13.5 | 29000 | 24200 | 83.45% | 2.34 | 0 | 13 |  |  |  |  | R-454B | 2 | Residential & Commercial | VSMSHP | Non-Ducted CEE Tier 2
215324782 | Mini/Multi Split | AIRQUEST | HRCU-A-CB-O | D5CSHAH24AAK |  | Mini-Splits(Non-Ducted) | D5FSCAH24XAK |  | 23400 | 20.8 | 11.6 | 25000 | 23800 | 95.2% | 2.23 | 0 | 12 |  |  |  |  | R-454B | 1.95 | Residential & Commercial | VSMSHP | Non-Ducted CEE Tier 2
215324783 | Mini/Multi Split | AIRQUEST | HRCU-A-CB-O | D5CSHAH24AAK |  | Mini-Splits(Non-Ducted) | D5FCFAH24XAK |  | 22000 | 20.5 | 12.1 | 26000 | 24200 | 93.08% | 2.16 | 0 | 12 |  |  |  |  | R-454B | 1.8333 | Residential & Commercial | VSMSHP | Non-Ducted CEE Tier 2
215324785 | Mini/Multi Split | AIRQUEST | HRCU-A-CB-O | D5CSHAH33AAK |  | Mini-Splits(Non-Ducted) | D5FSHAH33XAK |  | 33000 | 19.6 | 10.5 | 36000 | 35000 | 97.22% | 1.98 | 0 | 12 |  |  |  |  | R-454B | 2.75 | Residential & Commercial | VSMSHP | Non-Ducted CEE Tier 2
215324787 | Mini/Multi Split | AIRQUEST | HRCU-A-CB-O | D5CSRAH09AAK |  | Mini-Splits(Non-Ducted) | D5FSHAH09XAK |  | 9000 | 26 | 12.5 | 10000 | 8000 | 80% | 2.36 | 0 | 14.9 |  |  |  |  | R-454B | 0.75 | Residential & Commercial | VSMSHP | Non-Ducted CEE Tier 2
215324788 | Mini/Multi Split | AIRQUEST | HRCU-A-CB-O | D5CSRAH09AAK |  | Mini-Splits(Non-Ducted) | D5FSOAH12XAK |  | 9000 | 22.2 | 11.8 | 11000 | 8000 | 72.73% | 2.18 | 0 | 14.4 |  |  |  |  | R-454B | 0.75 | Residential & Commercial | VSMSHP | Non-Ducted CEE Tier 2
215324789 | Mini/Multi Split | AIRQUEST | HRCU-A-CB-O | D5CSRAH09AAK |  | Mini-Splits(Non-Ducted) | D5FSCAH12XAK |  | 9000 | 21.7 | 11.3 | 10000 | 8300 | 83% | 2.17 | 0 | 14.3 |  |  |  |  | R-454B | 0.75 | Residential & Commercial | VSMSHP | Non-Ducted CEE Tier 2
215324806 | Mini/Multi Split | AIRQUEST | HRCU-A-CB-O | D5CSRAH24AAK |  | Mini-Splits(Non-Ducted) | D5FPHAH18XAK |  | 24000 | 23.1 | 11.7 | 25000 | 19600 | 78.4% | 2.54 | 0 | 14 |  |  |  |  | R-454B | 2 | Residential & Commercial | VSMSHP | Non-Ducted CEE Tier 2
215324807 | Mini/Multi Split | AIRQUEST | HRCU-A-CB-O | D5CSRAH24AAK |  | Mini-Splits(Non-Ducted) | D5FSCAH24XAK |  | 24000 | 22.1 | 10.5 | 25000 | 18500 | 74% | 2.3 | 0 | 12 |  |  |  |  | R-454B | 2 | Residential & Commercial | VSMSHP | Non-Ducted CEE Tier 2
215324808 | Mini/Multi Split | AIRQUEST | HRCU-A-CB-O | D5CSRAH24AAK |  | Mini-Splits(Non-Ducted) | D5FCFAH24XAK |  | 24000 | 21.2 | 11.1 | 24400 | 18600 | 76.23% | 2.27 | 0 | 12.2 |  |  |  |  | R-454B | 2 | Residential & Commercial | VSMSHP | Non-Ducted CEE Tier 2
215324812 | Mini/Multi Split | AIRQUEST | HRCU-A-CB-O | D5CVRAH09AAK |  | Mini-Splits(Non-Ducted) | D5FVHAH09XAK |  | 9000 | 19 | 9.7 | 10000 | 7000 | 70% | 2.15 | 0 | 10.9 |  |  |  |  | R-454B | 0.75 | Residential & Commercial | VSMSHP | Non-Ducted CEE Tier 2
215324815 | Mini/Multi Split | AIRQUEST | HRCU-A-CB-O | D5CVRAH24AAK |  | Mini-Splits(Non-Ducted) | D5FVHAH24XAK |  | 24000 | 17 | 8.5 | 24000 | 17100 | 71.25% | 2.01 | 0 | 9 |  |  |  |  | R-454B | 2 | Residential & Commercial | VSMSHP
215324816 | Mini/Multi Split | AIRQUEST | HRCU-A-CB-O | D5CLHAH36AAK |  | Mini-Splits(Non-Ducted) | D5FLCAH36XAK |  | 36600 | 21.3 | 10.6 | 37000 | 37000 | 100% | 1.95 | 0 | 12 |  |  |  |  | R-454B | 3.05 | Residential & Commercial | VSMSHP | Non-Ducted CEE Tier 2
215324817 | Mini/Multi Split | AIRQUEST | HRCU-A-CB-O | D5CLHAH36AAK |  | Mini-Splits(Non-Ducted) | D5FCFAH36XAK |  | 36400 | 20.2 | 10.8 | 38000 | 39500 | 103.9% | 2.02 | 0 | 12 |  |  |  |  | R-454B | 3.0333 | Residential & Commercial | VSMSHP | Non-Ducted CEE Tier 2
215324819 | Mini/Multi Split | AIRQUEST | HRCU-A-CB-O | D5CLHAH48AAK |  | Mini-Splits(Non-Ducted) | D5FLCAH48XAK |  | 48000 | 18.2 | 11 | 53000 | 47500 | 89.62% | 1.96 | 0 | 10 |  |  |  |  | R-454B | 4 | Residential & Commercial | VSMSHP | Non-Ducted CEE Tier 2
215324820 | Mini/Multi Split | AIRQUEST | HRCU-A-CB-O | D5CLHAH48AAK |  | Mini-Splits(Non-Ducted) | D5FCFAH48XAK |  | 48000 | 18.7 | 10.1 | 52000 | 47000 | 90.38% | 1.83 | 0 | 9.4 |  |  |  |  | R-454B | 4 | Residential & Commercial | VSMSHP | Non-Ducted CEE Tier 2
215324822 | Mini/Multi Split | AIRQUEST | HRCU-A-CB-O | D5CLHAH58AAK |  | Mini-Splits(Non-Ducted) | D5FCFAH58XAK |  | 54000 | 18.1 | 10.7 | 60000 | 54000 | 90% | 1.91 | 0 | 9 |  |  |  |  | R-454B | 4.5 | Residential & Commercial | VSMSHP | Non-Ducted CEE Tier 2
215324824 | Mini/Multi Split | AIRQUEST | HRCU-A-CB-O | D5CLRAH36AAK |  | Mini-Splits(Non-Ducted) | D5FLCAH36XAK |  | 36000 | 20 | 10.4 | 38000 | 26600 | 70% | 2.2 | 0 | 9.7 |  |  |  |  | R-454B | 3 | Residential & Commercial | VSMSHP | Non-Ducted CEE Tier 2
215324827 | Mini/Multi Split | AIRQUEST | HRCU-A-CB-O | D5CLRAH48AAK |  | Mini-Splits(Non-Ducted) | D5FLCAH48XAK |  | 48000 | 19.1 | 9.9 | 50000 | 40500 | 81% | 2.11 | 0 | 9.5 |  |  |  |  | R-454B | 4 | Residential & Commercial | VSMSHP | Non-Ducted CEE Tier 2
215324828 | Mini/Multi Split | AIRQUEST | HRCU-A-CB-O | D5CLRAH48AAK |  | Mini-Splits(Non-Ducted) | D5FCFAH48XAK |  | 48000 | 19.9 | 10.2 | 50000 | 38500 | 77% | 1.95 | 0 | 9.5 |  |  |  |  | R-454B | 4 | Residential & Commercial | VSMSHP | Non-Ducted CEE Tier 2
215324832 | Mini/Multi Split | LPS Legacy | HRCU-A-CB-O | D5CSHAH06AAK |  | Mini-Splits(Non-Ducted) | D5FSHAH06XAK |  | 6000 | 25.7 | 14.8 | 7000 | 7700 | 110% | 2.39 | 0 | 18 |  |  |  |  | R-454B | 0.5 | Residential & Commercial | VSMSHP | Non-Ducted CEE Tier 2
215324833 | Mini/Multi Split | LPS Legacy | HRCU-A-CB-O | D5CSHAH06AAK |  | Mini-Splits(Non-Ducted) | D5FSOAH06XAK |  | 6500 | 22 | 12 | 7400 | 8100 | 109.5% | 2.4 | 0 | 15.2 |  |  |  |  | R-454B | 0.54167 | Residential & Commercial | VSMSHP | Non-Ducted CEE Tier 2
215324835 | Mini/Multi Split | LPS Legacy | HRCU-A-CB-O | D5CSHAH09AAK |  | Mini-Splits(Non-Ducted) | D5FSHAH09XAK |  | 9000 | 27.5 | 12.5 | 12000 | 11500 | 95.83% | 1.8 | 0 | 15.5 |  |  |  |  | R-454B | 0.75 | Residential & Commercial | VSMSHP | Non-Ducted CEE Tier 2
215324836 | Mini/Multi Split | LPS Legacy | HRCU-A-CB-O | D5CSHAH09AAK |  | Mini-Splits(Non-Ducted) | D5FSOAH12XAK |  | 9000 | 24 | 12.2 | 10900 | 10600 | 97.25% | 1.83 | 0 | 14.7 |  |  |  |  | R-454B | 0.75 | Residential & Commercial | VSMSHP | Non-Ducted CEE Tier 2
215324837 | Mini/Multi Split | LPS Legacy | HRCU-A-CB-O | D5CSHAH09AAK |  | Mini-Splits(Non-Ducted) | D5FSCAH12XAK |  | 9000 | 22.7 | 12.2 | 10000 | 11000 | 110% | 1.84 | 0 | 14 |  |  |  |  | R-454B | 0.75 | Residential & Commercial | VSMSHP | Non-Ducted CEE Tier 2
215324838 | Mini/Multi Split | LPS Legacy | HRCU-A-CB-O | D5CSHAH09AAK |  | Mini-Splits(Non-Ducted) | D5FSFAH09XAK |  | 9000 | 27.3 | 10.9 | 9000 | 11300 | 125.6% | 1.84 | 0 | 15.2 |  |  |  |  | R-454B | 0.75 | Residential & Commercial | VSMSHP | Non-Ducted CEE Tier 2
215324841 | Mini/Multi Split | LPS Legacy | HRCU-A-CB-O | D5CSHAH12AAK |  | Mini-Splits(Non-Ducted) | D5FSHAH12XAK |  | 12000 | 25.5 | 10.5 | 12000 | 11500 | 95.83% | 1.8 | 0 | 13.5 |  |  |  |  | R-454B | 1 | Residential & Commercial | VSMSHP | Non-Ducted CEE Tier 2
215324842 | Mini/Multi Split | LPS Legacy | HRCU-A-CB-O | D5CSHAH12AAK |  | Mini-Splits(Non-Ducted) | D5FSOAH12XAK |  | 12000 | 23 | 10.2 | 12500 | 11500 | 92% | 2 | 0 | 13 |  |  |  |  | R-454B | 1 | Residential & Commercial | VSMSHP | Non-Ducted CEE Tier 2
215324843 | Mini/Multi Split | LPS Legacy | HRCU-A-CB-O | D5CSHAH12AAK |  | Mini-Splits(Non-Ducted) | D5FSCAH12XAK |  | 12000 | 22.3 | 11.6 | 12000 | 11500 | 95.83% | 2 | 0 | 12.7 |  |  |  |  | R-454B | 1 | Residential & Commercial | VSMSHP | Non-Ducted CEE Tier 2
215324844 | Mini/Multi Split | LPS Legacy | HRCU-A-CB-O | D5CSHAH12AAK |  | Mini-Splits(Non-Ducted) | D5FSFAH12XAK |  | 12000 | 25 | 10.6 | 12000 | 11300 | 94.17% | 1.88 | 0 | 12.7 |  |  |  |  | R-454B | 1 | Residential & Commercial | VSMSHP | Non-Ducted CEE Tier 2
215324847 | Mini/Multi Split | LPS Legacy | HRCU-A-CB-O | D5CSHAH18AAK |  | Mini-Splits(Non-Ducted) | D5FSHAH18XAK |  | 18000 | 21.5 | 11 | 18000 | 18000 | 100% | 1.92 | 0 | 12.5 |  |  |  |  | R-454B | 1.5 | Residential & Commercial | VSMSHP | Non-Ducted CEE Tier 2
215324848 | Mini/Multi Split | LPS Legacy | HRCU-A-CB-O | D5CSHAH18AAK |  | Mini-Splits(Non-Ducted) | D5FSOAH18XAK |  | 16700 | 20.7 | 12.2 | 20000 | 17500 | 87.5% | 1.89 | 0 | 12.5 |  |  |  |  | R-454B | 1.3917 | Residential & Commercial | VSMSHP | Non-Ducted CEE Tier 2
215324849 | Mini/Multi Split | LPS Legacy | HRCU-A-CB-O | D5CSHAH18AAK |  | Mini-Splits(Non-Ducted) | D5FSCAH18XAK |  | 16000 | 20 | 12.4 | 19000 | 17000 | 89.47% | 1.9 | 0 | 12.5 |  |  |  |  | R-454B | 1.3333 | Residential & Commercial | VSMSHP | Non-Ducted CEE Tier 2
215324850 | Mini/Multi Split | LPS Legacy | HRCU-A-CB-O | D5CSHAH18AAK |  | Mini-Splits(Non-Ducted) | D5FSFAH16XAK |  | 16000 | 20.2 | 10.3 | 17000 | 17500 | 102.9% | 1.95 | 0 | 12.5 |  |  |  |  | R-454B | 1.3333 | Residential & Commercial | VSMSHP | Non-Ducted CEE Tier 2
215324851 | Mini/Multi Split | LPS Legacy | HRCU-A-CB-O | D5CSHAH18AAK |  | Mini-Splits(Non-Ducted) | D5FCFAH18XAK |  | 17000 | 20.5 | 10.3 | 19000 | 17000 | 89.47% | 1.86 | 0 | 12.6 |  |  |  |  | R-454B | 1.4167 | Residential & Commercial | VSMSHP | Non-Ducted CEE Tier 2
215324854 | Mini/Multi Split | LPS Legacy | HRCU-A-CB-O | D5CSHAH24AAK |  | Mini-Splits(Non-Ducted) | D5FSHAH24XAK |  | 24000 | 21.2 | 13.5 | 29000 | 24200 | 83.45% | 2.34 | 0 | 13 |  |  |  |  | R-454B | 2 | Residential & Commercial | VSMSHP | Non-Ducted CEE Tier 2
215324855 | Mini/Multi Split | LPS Legacy | HRCU-A-CB-O | D5CSHAH24AAK |  | Mini-Splits(Non-Ducted) | D5FSCAH24XAK |  | 23400 | 20.8 | 11.6 | 25000 | 23800 | 95.2% | 2.23 | 0 | 12 |  |  |  |  | R-454B | 1.95 | Residential & Commercial | VSMSHP | Non-Ducted CEE Tier 2
215324856 | Mini/Multi Split | LPS Legacy | HRCU-A-CB-O | D5CSHAH24AAK |  | Mini-Splits(Non-Ducted) | D5FCFAH24XAK |  | 22000 | 20.5 | 12.1 | 26000 | 24200 | 93.08% | 2.16 | 0 | 12 |  |  |  |  | R-454B | 1.8333 | Residential & Commercial | VSMSHP | Non-Ducted CEE Tier 2
215324858 | Mini/Multi Split | LPS Legacy | HRCU-A-CB-O | D5CSHAH33AAK |  | Mini-Splits(Non-Ducted) | D5FSHAH33XAK |  | 33000 | 19.6 | 10.5 | 36000 | 35000 | 97.22% | 1.98 | 0 | 12 |  |  |  |  | R-454B | 2.75 | Residential & Commercial | VSMSHP | Non-Ducted CEE Tier 2
215324860 | Mini/Multi Split | LPS Legacy | HRCU-A-CB-O | D5CSRAH09AAK |  | Mini-Splits(Non-Ducted) | D5FSHAH09XAK |  | 9000 | 26 | 12.5 | 10000 | 8000 | 80% | 2.36 | 0 | 14.9 |  |  |  |  | R-454B | 0.75 | Residential & Commercial | VSMSHP | Non-Ducted CEE Tier 2
215324861 | Mini/Multi Split | LPS Legacy | HRCU-A-CB-O | D5CSRAH09AAK |  | Mini-Splits(Non-Ducted) | D5FSOAH12XAK |  | 9000 | 22.2 | 11.8 | 11000 | 8000 | 72.73% | 2.18 | 0 | 14.4 |  |  |  |  | R-454B | 0.75 | Residential & Commercial | VSMSHP | Non-Ducted CEE Tier 2
215324862 | Mini/Multi Split | LPS Legacy | HRCU-A-CB-O | D5CSRAH09AAK |  | Mini-Splits(Non-Ducted) | D5FSCAH12XAK |  | 9000 | 21.7 | 11.3 | 10000 | 8300 | 83% | 2.17 | 0 | 14.3 |  |  |  |  | R-454B | 0.75 | Residential & Commercial | VSMSHP | Non-Ducted CEE Tier 2
215324863 | Mini/Multi Split | LPS Legacy | HRCU-A-CB-O | D5CSRAH09AAK |  | Mini-Splits(Non-Ducted) | D5FSFAH09XAK |  | 9000 | 26 | 13.9 | 9000 | 8600 | 95.56% | 2.27 | 0 | 16.3 |  |  |  |  | R-454B | 0.75 | Residential & Commercial | VSMSHP | Non-Ducted CEE Tier 2
215324866 | Mini/Multi Split | LPS Legacy | HRCU-A-CB-O | D5CSRAH12AAK |  | Mini-Splits(Non-Ducted) | D5FSHAH12XAK |  | 12000 | 25.5 | 10.7 | 12000 | 8400 | 70% | 2.3 | 0 | 13.1 |  |  |  |  | R-454B | 1 | Residential & Commercial | VSMSHP | Non-Ducted CEE Tier 2
215324867 | Mini/Multi Split | LPS Legacy | HRCU-A-CB-O | D5CSRAH12AAK |  | Mini-Splits(Non-Ducted) | D5FSOAH12XAK |  | 12000 | 22.2 | 10.1 | 12000 | 8600 | 71.67% | 2.48 | 0 | 12.3 |  |  |  |  | R-454B | 1 | Residential & Commercial | VSMSHP | Non-Ducted CEE Tier 2
215324868 | Mini/Multi Split | LPS Legacy | HRCU-A-CB-O | D5CSRAH12AAK |  | Mini-Splits(Non-Ducted) | D5FSCAH12XAK |  | 12000 | 21.2 | 10.4 | 12000 | 8400 | 70% | 2.4 | 0 | 12.5 |  |  |  |  | R-454B | 1 | Residential & Commercial | VSMSHP | Non-Ducted CEE Tier 2
215324869 | Mini/Multi Split | LPS Legacy | HRCU-A-CB-O | D5CSRAH12AAK |  | Mini-Splits(Non-Ducted) | D5FSFAH12XAK |  | 12000 | 24.7 | 11 | 12000 | 8900 | 74.17% | 2.5 | 0 | 12.7 |  |  |  |  | R-454B | 1 | Residential & Commercial | VSMSHP | Non-Ducted CEE Tier 2
215324872 | Mini/Multi Split | LPS Legacy | HRCU-A-CB-O | D5CSRAH18AAK |  | Mini-Splits(Non-Ducted) | D5FSHAH18XAK |  | 18000 | 23.5 | 10.8 | 18000 | 12800 | 71.11% | 2.1 | 0 | 12.8 |  |  |  |  | R-454B | 1.5 | Residential & Commercial | VSMSHP | Non-Ducted CEE Tier 2
215324873 | Mini/Multi Split | LPS Legacy | HRCU-A-CB-O | D5CSRAH18AAK |  | Mini-Splits(Non-Ducted) | D5FSOAH18XAK |  | 18000 | 22.3 | 12.2 | 18000 | 13100 | 72.78% | 2.24 | 0 | 12.5 |  |  |  |  | R-454B | 1.5 | Residential & Commercial | VSMSHP | Non-Ducted CEE Tier 2
215324874 | Mini/Multi Split | LPS Legacy | HRCU-A-CB-O | D5CSRAH18AAK |  | Mini-Splits(Non-Ducted) | D5FSCAH18XAK |  | 16800 | 20.8 | 11.4 | 18000 | 12800 | 71.11% | 2.2 | 0 | 12.5 |  |  |  |  | R-454B | 1.4 | Residential & Commercial | VSMSHP | Non-Ducted CEE Tier 2
215324875 | Mini/Multi Split | LPS Legacy | HRCU-A-CB-O | D5CSRAH18AAK |  | Mini-Splits(Non-Ducted) | D5FSFAH16XAK |  | 16000 | 23.9 | 13.5 | 17000 | 13100 | 77.06% | 2.16 | 0 | 12.5 |  |  |  |  | R-454B | 1.3333 | Residential & Commercial | VSMSHP | Non-Ducted CEE Tier 2
215324876 | Mini/Multi Split | LPS Legacy | HRCU-A-CB-O | D5CSRAH18AAK |  | Mini-Splits(Non-Ducted) | D5FCFAH18XAK |  | 18000 | 22.4 | 10.4 | 18000 | 12800 | 71.11% | 2.05 | 0 | 12.5 |  |  |  |  | R-454B | 1.5 | Residential & Commercial | VSMSHP | Non-Ducted CEE Tier 2
215324879 | Mini/Multi Split | LPS Legacy | HRCU-A-CB-O | D5CSRAH24AAK |  | Mini-Splits(Non-Ducted) | D5FPHAH18XAK |  | 24000 | 23.1 | 11.7 | 25000 | 19600 | 78.4% | 2.54 | 0 | 14 |  |  |  |  | R-454B | 2 | Residential & Commercial | VSMSHP | Non-Ducted CEE Tier 2
215324880 | Mini/Multi Split | LPS Legacy | HRCU-A-CB-O | D5CSRAH24AAK |  | Mini-Splits(Non-Ducted) | D5FSCAH24XAK |  | 24000 | 22.1 | 10.5 | 25000 | 18500 | 74% | 2.3 | 0 | 12 |  |  |  |  | R-454B | 2 | Residential & Commercial | VSMSHP | Non-Ducted CEE Tier 2
215324881 | Mini/Multi Split | LPS Legacy | HRCU-A-CB-O | D5CSRAH24AAK |  | Mini-Splits(Non-Ducted) | D5FCFAH24XAK |  | 24000 | 21.2 | 11.1 | 24400 | 18600 | 76.23% | 2.27 | 0 | 12.2 |  |  |  |  | R-454B | 2 | Residential & Commercial | VSMSHP | Non-Ducted CEE Tier 2
215324885 | Mini/Multi Split | LPS Legacy | HRCU-A-CB-O | D5CVRAH09AAK |  | Mini-Splits(Non-Ducted) | D5FVHAH09XAK |  | 9000 | 19 | 9.7 | 10000 | 7000 | 70% | 2.15 | 0 | 10.9 |  |  |  |  | R-454B | 0.75 | Residential & Commercial | VSMSHP | Non-Ducted CEE Tier 2
215324888 | Mini/Multi Split | LPS Legacy | HRCU-A-CB-O | D5CVRAH24AAK |  | Mini-Splits(Non-Ducted) | D5FVHAH24XAK |  | 24000 | 17 | 8.5 | 24000 | 17100 | 71.25% | 2.01 | 0 | 9 |  |  |  |  | R-454B | 2 | Residential & Commercial | VSMSHP
215324889 | Mini/Multi Split | LPS Legacy | HRCU-A-CB-O | D5CLHAH36AAK |  | Mini-Splits(Non-Ducted) | D5FLCAH36XAK |  | 36600 | 21.3 | 10.6 | 37000 | 37000 | 100% | 1.95 | 0 | 12 |  |  |  |  | R-454B | 3.05 | Residential & Commercial | VSMSHP | Non-Ducted CEE Tier 2
215324890 | Mini/Multi Split | LPS Legacy | HRCU-A-CB-O | D5CLHAH36AAK |  | Mini-Splits(Non-Ducted) | D5FCFAH36XAK |  | 36400 | 20.2 | 10.8 | 38000 | 39500 | 103.9% | 2.02 | 0 | 12 |  |  |  |  | R-454B | 3.0333 | Residential & Commercial | VSMSHP | Non-Ducted CEE Tier 2
215324892 | Mini/Multi Split | LPS Legacy | HRCU-A-CB-O | D5CLHAH48AAK |  | Mini-Splits(Non-Ducted) | D5FLCAH48XAK |  | 48000 | 18.2 | 11 | 53000 | 47500 | 89.62% | 1.96 | 0 | 10 |  |  |  |  | R-454B | 4 | Residential & Commercial | VSMSHP | Non-Ducted CEE Tier 2
215324893 | Mini/Multi Split | LPS Legacy | HRCU-A-CB-O | D5CLHAH48AAK |  | Mini-Splits(Non-Ducted) | D5FCFAH48XAK |  | 48000 | 18.7 | 10.1 | 52000 | 47000 | 90.38% | 1.83 | 0 | 9.4 |  |  |  |  | R-454B | 4 | Residential & Commercial | VSMSHP | Non-Ducted CEE Tier 2
215324895 | Mini/Multi Split | LPS Legacy | HRCU-A-CB-O | D5CLHAH58AAK |  | Mini-Splits(Non-Ducted) | D5FCFAH58XAK |  | 54000 | 18.1 | 10.7 | 60000 | 54000 | 90% | 1.91 | 0 | 9 |  |  |  |  | R-454B | 4.5 | Residential & Commercial | VSMSHP | Non-Ducted CEE Tier 2
215324897 | Mini/Multi Split | LPS Legacy | HRCU-A-CB-O | D5CLRAH36AAK |  | Mini-Splits(Non-Ducted) | D5FLCAH36XAK |  | 36000 | 20 | 10.4 | 38000 | 26600 | 70% | 2.2 | 0 | 9.7 |  |  |  |  | R-454B | 3 | Residential & Commercial | VSMSHP | Non-Ducted CEE Tier 2
215324900 | Mini/Multi Split | LPS Legacy | HRCU-A-CB-O | D5CLRAH48AAK |  | Mini-Splits(Non-Ducted) | D5FLCAH48XAK |  | 48000 | 19.1 | 9.9 | 50000 | 40500 | 81% | 2.11 | 0 | 9.5 |  |  |  |  | R-454B | 4 | Residential & Commercial | VSMSHP | Non-Ducted CEE Tier 2
215324901 | Mini/Multi Split | LPS Legacy | HRCU-A-CB-O | D5CLRAH48AAK |  | Mini-Splits(Non-Ducted) | D5FCFAH48XAK |  | 48000 | 19.9 | 10.2 | 50000 | 38500 | 77% | 1.95 | 0 | 9.5 |  |  |  |  | R-454B | 4 | Residential & Commercial | VSMSHP | Non-Ducted CEE Tier 2
215324905 | Mini/Multi Split | Grandaire | HRCU-A-CB-O | D5CSHAH06AAK |  | Mini-Splits(Non-Ducted) | D5FSHAH06XAK |  | 6000 | 25.7 | 14.8 | 7000 | 7700 | 110% | 2.39 | 0 | 18 |  |  |  |  | R-454B | 0.5 | Residential & Commercial | VSMSHP | Non-Ducted CEE Tier 2
215324906 | Mini/Multi Split | Grandaire | HRCU-A-CB-O | D5CSHAH06AAK |  | Mini-Splits(Non-Ducted) | D5FSOAH06XAK |  | 6500 | 22 | 12 | 7400 | 8100 | 109.5% | 2.4 | 0 | 15.2 |  |  |  |  | R-454B | 0.54167 | Residential & Commercial | VSMSHP | Non-Ducted CEE Tier 2
215324908 | Mini/Multi Split | Grandaire | HRCU-A-CB-O | D5CSHAH09AAK |  | Mini-Splits(Non-Ducted) | D5FSHAH09XAK |  | 9000 | 27.5 | 12.5 | 12000 | 11500 | 95.83% | 1.8 | 0 | 15.5 |  |  |  |  | R-454B | 0.75 | Residential & Commercial | VSMSHP | Non-Ducted CEE Tier 2
215324909 | Mini/Multi Split | Grandaire | HRCU-A-CB-O | D5CSHAH09AAK |  | Mini-Splits(Non-Ducted) | D5FSOAH12XAK |  | 9000 | 24 | 12.2 | 10900 | 10600 | 97.25% | 1.83 | 0 | 14.7 |  |  |  |  | R-454B | 0.75 | Residential & Commercial | VSMSHP | Non-Ducted CEE Tier 2
215324910 | Mini/Multi Split | Grandaire | HRCU-A-CB-O | D5CSHAH09AAK |  | Mini-Splits(Non-Ducted) | D5FSCAH12XAK |  | 9000 | 22.7 | 12.2 | 10000 | 11000 | 110% | 1.84 | 0 | 14 |  |  |  |  | R-454B | 0.75 | Residential & Commercial | VSMSHP | Non-Ducted CEE Tier 2
215324911 | Mini/Multi Split | Grandaire | HRCU-A-CB-O | D5CSHAH09AAK |  | Mini-Splits(Non-Ducted) | D5FSFAH09XAK |  | 9000 | 27.3 | 10.9 | 9000 | 11300 | 125.6% | 1.84 | 0 | 15.2 |  |  |  |  | R-454B | 0.75 | Residential & Commercial | VSMSHP | Non-Ducted CEE Tier 2
215324914 | Mini/Multi Split | Grandaire | HRCU-A-CB-O | D5CSHAH12AAK |  | Mini-Splits(Non-Ducted) | D5FSHAH12XAK |  | 12000 | 25.5 | 10.5 | 12000 | 11500 | 95.83% | 1.8 | 0 | 13.5 |  |  |  |  | R-454B | 1 | Residential & Commercial | VSMSHP | Non-Ducted CEE Tier 2
215324915 | Mini/Multi Split | Grandaire | HRCU-A-CB-O | D5CSHAH12AAK |  | Mini-Splits(Non-Ducted) | D5FSOAH12XAK |  | 12000 | 23 | 10.2 | 12500 | 11500 | 92% | 2 | 0 | 13 |  |  |  |  | R-454B | 1 | Residential & Commercial | VSMSHP | Non-Ducted CEE Tier 2
215324916 | Mini/Multi Split | Grandaire | HRCU-A-CB-O | D5CSHAH12AAK |  | Mini-Splits(Non-Ducted) | D5FSCAH12XAK |  | 12000 | 22.3 | 11.6 | 12000 | 11500 | 95.83% | 2 | 0 | 12.7 |  |  |  |  | R-454B | 1 | Residential & Commercial | VSMSHP | Non-Ducted CEE Tier 2
215324917 | Mini/Multi Split | Grandaire | HRCU-A-CB-O | D5CSHAH12AAK |  | Mini-Splits(Non-Ducted) | D5FSFAH12XAK |  | 12000 | 25 | 10.6 | 12000 | 11300 | 94.17% | 1.88 | 0 | 12.7 |  |  |  |  | R-454B | 1 | Residential & Commercial | VSMSHP | Non-Ducted CEE Tier 2
215324920 | Mini/Multi Split | Grandaire | HRCU-A-CB-O | D5CSHAH18AAK |  | Mini-Splits(Non-Ducted) | D5FSHAH18XAK |  | 18000 | 21.5 | 11 | 18000 | 18000 | 100% | 1.92 | 0 | 12.5 |  |  |  |  | R-454B | 1.5 | Residential & Commercial | VSMSHP | Non-Ducted CEE Tier 2
215324921 | Mini/Multi Split | Grandaire | HRCU-A-CB-O | D5CSHAH18AAK |  | Mini-Splits(Non-Ducted) | D5FSOAH18XAK |  | 16700 | 20.7 | 12.2 | 20000 | 17500 | 87.5% | 1.89 | 0 | 12.5 |  |  |  |  | R-454B | 1.3917 | Residential & Commercial | VSMSHP | Non-Ducted CEE Tier 2
215324922 | Mini/Multi Split | Grandaire | HRCU-A-CB-O | D5CSHAH18AAK |  | Mini-Splits(Non-Ducted) | D5FSCAH18XAK |  | 16000 | 20 | 12.4 | 19000 | 17000 | 89.47% | 1.9 | 0 | 12.5 |  |  |  |  | R-454B | 1.3333 | Residential & Commercial | VSMSHP | Non-Ducted CEE Tier 2
215324923 | Mini/Multi Split | Grandaire | HRCU-A-CB-O | D5CSHAH18AAK |  | Mini-Splits(Non-Ducted) | D5FSFAH16XAK |  | 16000 | 20.2 | 10.3 | 17000 | 17500 | 102.9% | 1.95 | 0 | 12.5 |  |  |  |  | R-454B | 1.3333 | Residential & Commercial | VSMSHP | Non-Ducted CEE Tier 2
215324924 | Mini/Multi Split | Grandaire | HRCU-A-CB-O | D5CSHAH18AAK |  | Mini-Splits(Non-Ducted) | D5FCFAH18XAK |  | 17000 | 20.5 | 10.3 | 19000 | 17000 | 89.47% | 1.86 | 0 | 12.6 |  |  |  |  | R-454B | 1.4167 | Residential & Commercial | VSMSHP | Non-Ducted CEE Tier 2
215324927 | Mini/Multi Split | Grandaire | HRCU-A-CB-O | D5CSHAH24AAK |  | Mini-Splits(Non-Ducted) | D5FSHAH24XAK |  | 24000 | 21.2 | 13.5 | 29000 | 24200 | 83.45% | 2.34 | 0 | 13 |  |  |  |  | R-454B | 2 | Residential & Commercial | VSMSHP | Non-Ducted CEE Tier 2
215324928 | Mini/Multi Split | Grandaire | HRCU-A-CB-O | D5CSHAH24AAK |  | Mini-Splits(Non-Ducted) | D5FSCAH24XAK |  | 23400 | 20.8 | 11.6 | 25000 | 23800 | 95.2% | 2.23 | 0 | 12 |  |  |  |  | R-454B | 1.95 | Residential & Commercial | VSMSHP | Non-Ducted CEE Tier 2
215324929 | Mini/Multi Split | Grandaire | HRCU-A-CB-O | D5CSHAH24AAK |  | Mini-Splits(Non-Ducted) | D5FCFAH24XAK |  | 22000 | 20.5 | 12.1 | 26000 | 24200 | 93.08% | 2.16 | 0 | 12 |  |  |  |  | R-454B | 1.8333 | Residential & Commercial | VSMSHP | Non-Ducted CEE Tier 2
215324931 | Mini/Multi Split | Grandaire | HRCU-A-CB-O | D5CSHAH33AAK |  | Mini-Splits(Non-Ducted) | D5FSHAH33XAK |  | 33000 | 19.6 | 10.5 | 36000 | 35000 | 97.22% | 1.98 | 0 | 12 |  |  |  |  | R-454B | 2.75 | Residential & Commercial | VSMSHP | Non-Ducted CEE Tier 2
215324933 | Mini/Multi Split | Grandaire | HRCU-A-CB-O | D5CSRAH09AAK |  | Mini-Splits(Non-Ducted) | D5FSHAH09XAK |  | 9000 | 26 | 12.5 | 10000 | 8000 | 80% | 2.36 | 0 | 14.9 |  |  |  |  | R-454B | 0.75 | Residential & Commercial | VSMSHP | Non-Ducted CEE Tier 2
215324934 | Mini/Multi Split | Grandaire | HRCU-A-CB-O | D5CSRAH09AAK |  | Mini-Splits(Non-Ducted) | D5FSOAH12XAK |  | 9000 | 22.2 | 11.8 | 11000 | 8000 | 72.73% | 2.18 | 0 | 14.4 |  |  |  |  | R-454B | 0.75 | Residential & Commercial | VSMSHP | Non-Ducted CEE Tier 2
215324935 | Mini/Multi Split | Grandaire | HRCU-A-CB-O | D5CSRAH09AAK |  | Mini-Splits(Non-Ducted) | D5FSCAH12XAK |  | 9000 | 21.7 | 11.3 | 10000 | 8300 | 83% | 2.17 | 0 | 14.3 |  |  |  |  | R-454B | 0.75 | Residential & Commercial | VSMSHP | Non-Ducted CEE Tier 2
215324936 | Mini/Multi Split | Grandaire | HRCU-A-CB-O | D5CSRAH09AAK |  | Mini-Splits(Non-Ducted) | D5FSFAH09XAK |  | 9000 | 26 | 13.9 | 9000 | 8600 | 95.56% | 2.27 | 0 | 16.3 |  |  |  |  | R-454B | 0.75 | Residential & Commercial | VSMSHP | Non-Ducted CEE Tier 2
215324939 | Mini/Multi Split | Grandaire | HRCU-A-CB-O | D5CSRAH12AAK |  | Mini-Splits(Non-Ducted) | D5FSHAH12XAK |  | 12000 | 25.5 | 10.7 | 12000 | 8400 | 70% | 2.3 | 0 | 13.1 |  |  |  |  | R-454B | 1 | Residential & Commercial | VSMSHP | Non-Ducted CEE Tier 2
215324940 | Mini/Multi Split | Grandaire | HRCU-A-CB-O | D5CSRAH12AAK |  | Mini-Splits(Non-Ducted) | D5FSOAH12XAK |  | 12000 | 22.2 | 10.1 | 12000 | 8600 | 71.67% | 2.48 | 0 | 12.3 |  |  |  |  | R-454B | 1 | Residential & Commercial | VSMSHP | Non-Ducted CEE Tier 2
215324941 | Mini/Multi Split | Grandaire | HRCU-A-CB-O | D5CSRAH12AAK |  | Mini-Splits(Non-Ducted) | D5FSCAH12XAK |  | 12000 | 21.2 | 10.4 | 12000 | 8400 | 70% | 2.4 | 0 | 12.5 |  |  |  |  | R-454B | 1 | Residential & Commercial | VSMSHP | Non-Ducted CEE Tier 2
215324942 | Mini/Multi Split | Grandaire | HRCU-A-CB-O | D5CSRAH12AAK |  | Mini-Splits(Non-Ducted) | D5FSFAH12XAK |  | 12000 | 24.7 | 11 | 12000 | 8900 | 74.17% | 2.5 | 0 | 12.7 |  |  |  |  | R-454B | 1 | Residential & Commercial | VSMSHP | Non-Ducted CEE Tier 2
215324945 | Mini/Multi Split | Grandaire | HRCU-A-CB-O | D5CSRAH18AAK |  | Mini-Splits(Non-Ducted) | D5FSHAH18XAK |  | 18000 | 23.5 | 10.8 | 18000 | 12800 | 71.11% | 2.1 | 0 | 12.8 |  |  |  |  | R-454B | 1.5 | Residential & Commercial | VSMSHP | Non-Ducted CEE Tier 2
215324946 | Mini/Multi Split | Grandaire | HRCU-A-CB-O | D5CSRAH18AAK |  | Mini-Splits(Non-Ducted) | D5FSOAH18XAK |  | 18000 | 22.3 | 12.2 | 18000 | 13100 | 72.78% | 2.24 | 0 | 12.5 |  |  |  |  | R-454B | 1.5 | Residential & Commercial | VSMSHP | Non-Ducted CEE Tier 2
215324947 | Mini/Multi Split | Grandaire | HRCU-A-CB-O | D5CSRAH18AAK |  | Mini-Splits(Non-Ducted) | D5FSCAH18XAK |  | 16800 | 20.8 | 11.4 | 18000 | 12800 | 71.11% | 2.2 | 0 | 12.5 |  |  |  |  | R-454B | 1.4 | Residential & Commercial | VSMSHP | Non-Ducted CEE Tier 2
215324948 | Mini/Multi Split | Grandaire | HRCU-A-CB-O | D5CSRAH18AAK |  | Mini-Splits(Non-Ducted) | D5FSFAH16XAK |  | 16000 | 23.9 | 13.5 | 17000 | 13100 | 77.06% | 2.16 | 0 | 12.5 |  |  |  |  | R-454B | 1.3333 | Residential & Commercial | VSMSHP | Non-Ducted CEE Tier 2
215324949 | Mini/Multi Split | Grandaire | HRCU-A-CB-O | D5CSRAH18AAK |  | Mini-Splits(Non-Ducted) | D5FCFAH18XAK |  | 18000 | 22.4 | 10.4 | 18000 | 12800 | 71.11% | 2.05 | 0 | 12.5 |  |  |  |  | R-454B | 1.5 | Residential & Commercial | VSMSHP | Non-Ducted CEE Tier 2
215324952 | Mini/Multi Split | Grandaire | HRCU-A-CB-O | D5CSRAH24AAK |  | Mini-Splits(Non-Ducted) | D5FPHAH18XAK |  | 24000 | 23.1 | 11.7 | 25000 | 19600 | 78.4% | 2.54 | 0 | 14 |  |  |  |  | R-454B | 2 | Residential & Commercial | VSMSHP | Non-Ducted CEE Tier 2
215324953 | Mini/Multi Split | Grandaire | HRCU-A-CB-O | D5CSRAH24AAK |  | Mini-Splits(Non-Ducted) | D5FSCAH24XAK |  | 24000 | 22.1 | 10.5 | 25000 | 18500 | 74% | 2.3 | 0 | 12 |  |  |  |  | R-454B | 2 | Residential & Commercial | VSMSHP | Non-Ducted CEE Tier 2
215324954 | Mini/Multi Split | Grandaire | HRCU-A-CB-O | D5CSRAH24AAK |  | Mini-Splits(Non-Ducted) | D5FCFAH24XAK |  | 24000 | 21.2 | 11.1 | 24400 | 18600 | 76.23% | 2.27 | 0 | 12.2 |  |  |  |  | R-454B | 2 | Residential & Commercial | VSMSHP | Non-Ducted CEE Tier 2
215324958 | Mini/Multi Split | Grandaire | HRCU-A-CB-O | D5CVRAH09AAK |  | Mini-Splits(Non-Ducted) | D5FVHAH09XAK |  | 9000 | 19 | 9.7 | 10000 | 7000 | 70% | 2.15 | 0 | 10.9 |  |  |  |  | R-454B | 0.75 | Residential & Commercial | VSMSHP | Non-Ducted CEE Tier 2
215324961 | Mini/Multi Split | Grandaire | HRCU-A-CB-O | D5CVRAH24AAK |  | Mini-Splits(Non-Ducted) | D5FVHAH24XAK |  | 24000 | 17 | 8.5 | 24000 | 17100 | 71.25% | 2.01 | 0 | 9 |  |  |  |  | R-454B | 2 | Residential & Commercial | VSMSHP
215324962 | Mini/Multi Split | Grandaire | HRCU-A-CB-O | D5CLHAH36AAK |  | Mini-Splits(Non-Ducted) | D5FLCAH36XAK |  | 36600 | 21.3 | 10.6 | 37000 | 37000 | 100% | 1.95 | 0 | 12 |  |  |  |  | R-454B | 3.05 | Residential & Commercial | VSMSHP | Non-Ducted CEE Tier 2
215324963 | Mini/Multi Split | Grandaire | HRCU-A-CB-O | D5CLHAH36AAK |  | Mini-Splits(Non-Ducted) | D5FCFAH36XAK |  | 36400 | 20.2 | 10.8 | 38000 | 39500 | 103.9% | 2.02 | 0 | 12 |  |  |  |  | R-454B | 3.0333 | Residential & Commercial | VSMSHP | Non-Ducted CEE Tier 2
215324965 | Mini/Multi Split | Grandaire | HRCU-A-CB-O | D5CLHAH48AAK |  | Mini-Splits(Non-Ducted) | D5FLCAH48XAK |  | 48000 | 18.2 | 11 | 53000 | 47500 | 89.62% | 1.96 | 0 | 10 |  |  |  |  | R-454B | 4 | Residential & Commercial | VSMSHP | Non-Ducted CEE Tier 2
215333787 | Mini/Multi Split | HEIL | HRCU-A-CB-O | D5CVRAH09AAK |  | Mini-Splits(Non-Ducted) | D5FVHAH09XCK |  | 9000 | 19 | 9.7 | 10000 | 7000 | 70% | 2.15 | 0 | 10.9 |  |  |  |  | R-454B | 0.75 | Residential & Commercial | VSMSHP | Non-Ducted CEE Tier 2
215333790 | Mini/Multi Split | HEIL | HRCU-A-CB-O | D5CVRAH24AAK |  | Mini-Splits(Non-Ducted) | D5FVHAH24XCK |  | 24000 | 17 | 8.5 | 24000 | 17100 | 71.25% | 2.01 | 0 | 9 |  |  |  |  | R-454B | 2 | Residential & Commercial | VSMSHP
215333793 | Mini/Multi Split | KEEPRITE | HRCU-A-CB-O | D5CVRAH09AAK |  | Mini-Splits(Non-Ducted) | D5FVHAH09XCK |  | 9000 | 19 | 9.7 | 10000 | 7000 | 70% | 2.15 | 0 | 10.9 |  |  |  |  | R-454B | 0.75 | Residential & Commercial | VSMSHP | Non-Ducted CEE Tier 2
215333796 | Mini/Multi Split | KEEPRITE | HRCU-A-CB-O | D5CVRAH24AAK |  | Mini-Splits(Non-Ducted) | D5FVHAH24XCK |  | 24000 | 17 | 8.5 | 24000 | 17100 | 71.25% | 2.01 | 0 | 9 |  |  |  |  | R-454B | 2 | Residential & Commercial | VSMSHP
215333799 | Mini/Multi Split | KENMORE | HRCU-A-CB-O | D5CVRAH09AAK |  | Mini-Splits(Non-Ducted) | D5FVHAH09XCK |  | 9000 | 19 | 9.7 | 10000 | 7000 | 70% | 2.15 | 0 | 10.9 |  |  |  |  | R-454B | 0.75 | Residential & Commercial | VSMSHP | Non-Ducted CEE Tier 2
215333802 | Mini/Multi Split | KENMORE | HRCU-A-CB-O | D5CVRAH24AAK |  | Mini-Splits(Non-Ducted) | D5FVHAH24XCK |  | 24000 | 17 | 8.5 | 24000 | 17100 | 71.25% | 2.01 | 0 | 9 |  |  |  |  | R-454B | 2 | Residential & Commercial | VSMSHP
215333805 | Mini/Multi Split | MIDEA | HRCU-A-CB-O | D5CVRAH09AAK |  | Mini-Splits(Non-Ducted) | D5FVHAH09XCK |  | 9000 | 19 | 9.7 | 10000 | 7000 | 70% | 2.15 | 0 | 10.9 |  |  |  |  | R-454B | 0.75 | Residential & Commercial | VSMSHP | Non-Ducted CEE Tier 2
215333808 | Mini/Multi Split | MIDEA | HRCU-A-CB-O | D5CVRAH24AAK |  | Mini-Splits(Non-Ducted) | D5FVHAH24XCK |  | 24000 | 17 | 8.5 | 24000 | 17100 | 71.25% | 2.01 | 0 | 9 |  |  |  |  | R-454B | 2 | Residential & Commercial | VSMSHP
215333811 | Mini/Multi Split | TEMPSTAR | HRCU-A-CB-O | D5CVRAH09AAK |  | Mini-Splits(Non-Ducted) | D5FVHAH09XCK |  | 9000 | 19 | 9.7 | 10000 | 7000 | 70% | 2.15 | 0 | 10.9 |  |  |  |  | R-454B | 0.75 | Residential & Commercial | VSMSHP | Non-Ducted CEE Tier 2
215333814 | Mini/Multi Split | TEMPSTAR | HRCU-A-CB-O | D5CVRAH24AAK |  | Mini-Splits(Non-Ducted) | D5FVHAH24XCK |  | 24000 | 17 | 8.5 | 24000 | 17100 | 71.25% | 2.01 | 0 | 9 |  |  |  |  | R-454B | 2 | Residential & Commercial | VSMSHP
215333820 | Mini/Multi Split | SMART COMFORT | HRCU-A-CB-O | D5CVRAH24AAK |  | Mini-Splits(Non-Ducted) | D5FVHAH24XCK |  | 24000 | 17 | 8.5 | 24000 | 17100 | 71.25% | 2.01 | 0 | 9 |  |  |  |  | R-454B | 2 | Residential & Commercial | VSMSHP
215333823 | Mini/Multi Split | AIRQUEST | HRCU-A-CB-O | D5CVRAH09AAK |  | Mini-Splits(Non-Ducted) | D5FVHAH09XCK |  | 9000 | 19 | 9.7 | 10000 | 7000 | 70% | 2.15 | 0 | 10.9 |  |  |  |  | R-454B | 0.75 | Residential & Commercial | VSMSHP | Non-Ducted CEE Tier 2
215333826 | Mini/Multi Split | AIRQUEST | HRCU-A-CB-O | D5CVRAH24AAK |  | Mini-Splits(Non-Ducted) | D5FVHAH24XCK |  | 24000 | 17 | 8.5 | 24000 | 17100 | 71.25% | 2.01 | 0 | 9 |  |  |  |  | R-454B | 2 | Residential & Commercial | VSMSHP
215333829 | Mini/Multi Split | LPS Legacy | HRCU-A-CB-O | D5CVRAH09AAK |  | Mini-Splits(Non-Ducted) | D5FVHAH09XCK |  | 9000 | 19 | 9.7 | 10000 | 7000 | 70% | 2.15 | 0 | 10.9 |  |  |  |  | R-454B | 0.75 | Residential & Commercial | VSMSHP | Non-Ducted CEE Tier 2
215333832 | Mini/Multi Split | LPS Legacy | HRCU-A-CB-O | D5CVRAH24AAK |  | Mini-Splits(Non-Ducted) | D5FVHAH24XCK |  | 24000 | 17 | 8.5 | 24000 | 17100 | 71.25% | 2.01 | 0 | 9 |  |  |  |  | R-454B | 2 | Residential & Commercial | VSMSHP
215333835 | Mini/Multi Split | Grandaire | HRCU-A-CB-O | D5CVRAH09AAK |  | Mini-Splits(Non-Ducted) | D5FVHAH09XCK |  | 9000 | 19 | 9.7 | 10000 | 7000 | 70% | 2.15 | 0 | 10.9 |  |  |  |  | R-454B | 0.75 | Residential & Commercial | VSMSHP | Non-Ducted CEE Tier 2
215333838 | Mini/Multi Split | Grandaire | HRCU-A-CB-O | D5CVRAH24AAK |  | Mini-Splits(Non-Ducted) | D5FVHAH24XCK |  | 24000 | 17 | 8.5 | 24000 | 17100 | 71.25% | 2.01 | 0 | 9 |  |  |  |  | R-454B | 2 | Residential & Commercial | VSMSHP
215333841 | Mini/Multi Split | MIDEA | HRCU-A-CB-O | M5CVRAQ09AA3 |  | Mini-Splits(Non-Ducted) | M5FVHAQ09XC3 |  | 9000 | 19 | 9.7 | 10000 | 7000 | 70% | 2.15 | 0 | 10.9 |  |  |  |  | R-454B | 0.75 | Residential & Commercial | VSMSHP | Non-Ducted CEE Tier 2
215333844 | Mini/Multi Split | MIDEA | HRCU-A-CB-O | M5CVRAQ24AA3 |  | Mini-Splits(Non-Ducted) | M5FVHAQ24XC3 |  | 24000 | 17 | 8.5 | 24000 | 17100 | 71.25% | 2.01 | 0 | 9 |  |  |  |  | R-454B | 2 | Residential & Commercial | VSMSHP
215338137 | Mini/Multi Split | Breeze33 | HRCU-A-CB-O | BZ33-HYP36OUT2-G2-P |  | Mini-Splits(Non-Ducted) | BZ33-IFMU36-G2-P |  | 36000 | 17.6 | 10 | 39000 | 36600 | 93.85% | 1.75 | 8.6 | 8.8 |  |  |  |  | R-410A | 3 | Residential & Commercial | VSMSHP
215338139 | Mini/Multi Split | Breeze33 | HRCU-A-CB-O | BZ33-HYP48OUT2-G2-P |  | Mini-Splits(Non-Ducted) | BZ33-IFMU48-G2-P |  | 48000 | 17 | 9.8 | 51000 | 49000 | 96.08% | 1.8 | 8.2 | 8.2 |  |  |  |  | R-410A | 4 | Residential & Commercial | VSMSHP
215338142 | Mini/Multi Split | Breeze33 | HRCU-A-CB-O | BZ33-HYP36OUT2-G2-P |  | Mini-Splits(Non-Ducted) | BZ33-CASS36-G2-P |  | 36000 | 19.4 | 10.5 | 40000 | 40000 | 100% | 1.85 | 9.5 | 9.5 |  |  |  |  | R-410A | 3 | Residential & Commercial | VSMSHP | Non-Ducted CEE Tier 2
215338144 | Mini/Multi Split | Breeze33 | HRCU-A-CB-O | BZ33-HYP48OUT2-G2-P |  | Mini-Splits(Non-Ducted) | BZ33-CASS48-G2-P |  | 48000 | 16.8 | 10.7 | 53000 | 48000 | 90.57% | 1.98 | 8.3 | 8.3 |  |  |  |  | R-410A | 4 | Residential & Commercial | VSMSHP
215218928 | Mini/Multi Split | AUX | HRCU-A-CB-O | ASW-H18E3B2/*R3DI-D2 |  | Mini-Splits(Non-Ducted) | ASW-H18E3B2/*R3DI-D2 |  | 18000 | 25 | 10.5 | 18200 | 15000 | 82.42% | 2.25 | 0 | 14 |  |  |  |  | R-32 | 1.5 | Residential & Commercial | VSMSHP | Non-Ducted CEE Tier 2
215218929 | Mini/Multi Split | AUX | HRCU-A-CB-O | ASW-H12C5B2/*R3DI-C9 |  | Mini-Splits(Non-Ducted) | ASW-H12C5B2/*R3DI-C9 |  | 12000 | 24 | 10 | 12300 | 8900 | 72.36% | 2.1 | 0 | 12 |  |  |  |  | R-32 | 1 | Residential & Commercial | VSMSHP | Non-Ducted CEE Tier 2
215218930 | Mini/Multi Split | AUX | HRCU-A-CB-O | ASW-H12C5B3/*R3DI-C6 |  | Mini-Splits(Non-Ducted) | ASW-H12C5B3/*R3DI-C6 |  | 12000 | 24 | 10 | 12300 | 9300 | 75.61% | 2.1 | 0 | 12 |  |  |  |  | R-32 | 1 | Residential & Commercial | VSMSHP | Non-Ducted CEE Tier 2
215220724 | Mini/Multi Split | SAMSUNG | HRCU-A-CB-O | AC018DXSCCG |  | Mini-Splits(Non-Ducted) | AC018DN4DCG |  | 18000 | 23.8 | 9.6 | 20000 | 20000 | 100% | 1.8 | 0 | 14.5 |  |  |  |  | R-32 | 1.5 | Residential & Commercial | VSMSHP | Non-Ducted CEE Tier 2
214825952 | Mini/Multi Split | LG | HRCU-A-CB-O | KUSXA181A |  | Mini-Splits(Non-Ducted) | KNUDB181A |  | 18000 | 20.5 | 9.5 | 20000 | 20000 | 100% | 1.8 | 0 | 13.2 |  |  |  |  | R-32 | 1.5 | Residential & Commercial | VSMSHP | Non-Ducted CEE Tier 2
214825953 | Mini/Multi Split | LG | HRCU-A-CB-O | KUSXB181A |  | Mini-Splits(Non-Ducted) | KNUDB181A |  | 18000 | 20.5 | 9.5 | 20000 | 19000 | 95% | 1.88 | 0 | 13 |  |  |  |  | R-32 | 1.5 | Residential & Commercial | VSMSHP | Non-Ducted CEE Tier 2
214825954 | Mini/Multi Split | LG | HRCU-A-CB-O | KUSXA241A |  | Mini-Splits(Non-Ducted) | KNSCB241A |  | 24000 | 22 | 10.5 | 27000 | 28000 | 103.7% | 1.9 | 0 | 13 |  |  |  |  | R-32 | 2 | Residential & Commercial | VSMSHP | Non-Ducted CEE Tier 2
214825955 | Mini/Multi Split | LG | HRCU-A-CB-O | KUSXB241A |  | Mini-Splits(Non-Ducted) | KNSCB241A |  | 23000 | 21 | 10.2 | 27000 | 23000 | 85.19% | 2.1 | 0 | 13 |  |  |  |  | R-32 | 1.9167 | Residential & Commercial | VSMSHP | Non-Ducted CEE Tier 2
214825956 | Mini/Multi Split | LG | HRCU-A-CB-O | KUSXB301A |  | Mini-Splits(Non-Ducted) | KNSCB301A |  | 30000 | 21 | 10 | 33000 | 32000 | 96.97% | 2.16 | 0 | 12.1 |  |  |  |  | R-32 | 2.5 | Residential & Commercial | VSMSHP | Non-Ducted CEE Tier 2
214825957 | Mini/Multi Split | LG | HRCU-A-CB-O | KUSXA361A |  | Mini-Splits(Non-Ducted) | KNSCB361A |  | 36000 | 23.5 | 10.5 | 40000 | 36000 | 90% | 2.16 | 0 | 13.7 |  |  |  |  | R-32 | 3 | Residential & Commercial | VSMSHP | Non-Ducted CEE Tier 2
214826530 | Mini/Multi Split | LG | HRCU-A-CB-O | KUSXB091A |  | Mini-Splits(Non-Ducted) | KNUDB091A |  | 9000 | 22.2 | 10 | 11000 | 10400 | 94.55% | 2.1 | 0 | 13.9 |  |  |  |  | R-32 | 0.75 | Residential & Commercial | VSMSHP | Non-Ducted CEE Tier 2
215220725 | Mini/Multi Split | SAMSUNG | HRCU-A-CB-O | AC024DXSCCG |  | Mini-Splits(Non-Ducted) | AC024DN4DCG |  | 24000 | 22 | 10.2 | 27000 | 27000 | 100% | 1.8 | 0 | 13 |  |  |  |  | R-32 | 2 | Residential & Commercial | VSMSHP | Non-Ducted CEE Tier 2
215220726 | Mini/Multi Split | SAMSUNG | HRCU-A-CB-O | AC018DXSCCG |  | Mini-Splits(Non-Ducted) | AC018DN1DCG |  | 17500 | 20 | 9.5 | 20000 | 20000 | 100% | 1.8 | 0 | 12 |  |  |  |  | R-32 | 1.4583 | Residential & Commercial | VSMSHP | Non-Ducted CEE Tier 2
215220727 | Mini/Multi Split | SAMSUNG | HRCU-A-CB-O | AC018DXSCCG |  | Mini-Splits(Non-Ducted) | AC018DN6DCG |  | 18000 | 22.5 | 9.5 | 20000 | 20000 | 100% | 1.8 | 0 | 13.5 |  |  |  |  | R-32 | 1.5 | Residential & Commercial | VSMSHP | Non-Ducted CEE Tier 2
215220729 | Mini/Multi Split | SAMSUNG | HRCU-A-CB-O | AC018DXSCCG |  | Mini-Splits(Non-Ducted) | AC018DNNDCG |  | 17000 | 20.5 | 9.5 | 20000 | 20000 | 100% | 1.8 | 0 | 12.5 |  |  |  |  | R-32 | 1.4167 | Residential & Commercial | VSMSHP | Non-Ducted CEE Tier 2
215220730 | Mini/Multi Split | SAMSUNG | HRCU-A-CB-O | AC024DXSCCG |  | Mini-Splits(Non-Ducted) | AC024DN6DCG |  | 24000 | 23 | 9.8 | 27000 | 27000 | 100% | 1.8 | 0 | 13.5 |  |  |  |  | R-32 | 2 | Residential & Commercial | VSMSHP | Non-Ducted CEE Tier 2
215222778 | Mini/Multi Split | SAMSUNG | HRCU-A-CB-O | AR15DXDACWKX |  | Mini-Splits(Non-Ducted) | AR15DXDABWKN |  | 15000 | 23 | 11 | 15000 | 15600 | 104% | 2.5 | 0 | 14.55 |  |  |  |  | R-32 | 1.25 | Residential & Commercial | VSMSHP | Non-Ducted CEE Tier 2
215222779 | Mini/Multi Split | SAMSUNG | HRCU-A-CB-O | AR15DXDABWKX |  | Mini-Splits(Non-Ducted) | AR15DXDABWKN |  | 15000 | 23 | 11 | 15000 | 15600 | 104% | 2.5 | 0 | 14.55 |  |  |  |  | R-32 | 1.25 | Residential & Commercial | VSMSHP | Non-Ducted CEE Tier 2
215222782 | Mini/Multi Split | SAMSUNG | HRCU-A-CB-O | AR24DXDACWKX |  | Mini-Splits(Non-Ducted) | AR24DXDABWKN |  | 22000 | 20 | 9.5 | 25000 | 18500 | 74% | 2.22 | 0 | 12.8 |  |  |  |  | R-32 | 1.8333 | Residential & Commercial | VSMSHP | Non-Ducted CEE Tier 2
215222783 | Mini/Multi Split | SAMSUNG | HRCU-A-CB-O | AR24DXDABWKX |  | Mini-Splits(Non-Ducted) | AR24DXDABWKN |  | 22000 | 20 | 9.5 | 25000 | 18500 | 74% | 2.22 | 0 | 12.8 |  |  |  |  | R-32 | 1.8333 | Residential & Commercial | VSMSHP | Non-Ducted CEE Tier 2
215222786 | Mini/Multi Split | SAMSUNG | HRCU-A-CB-O | AR18DXDACWKX |  | Mini-Splits(Non-Ducted) | AR18DXDABWKN |  | 18500 | 21 | 9.7 | 20000 | 14300 | 71.5% | 2.05 | 0 | 13.2 |  |  |  |  | R-32 | 1.5417 | Residential & Commercial | VSMSHP | Non-Ducted CEE Tier 2
215222787 | Mini/Multi Split | SAMSUNG | HRCU-A-CB-O | AR18DXDABWKX |  | Mini-Splits(Non-Ducted) | AR18DXDABWKN |  | 18500 | 21 | 9.7 | 20000 | 14300 | 71.5% | 2.05 | 0 | 13.2 |  |  |  |  | R-32 | 1.5417 | Residential & Commercial | VSMSHP | Non-Ducted CEE Tier 2
215222824 | Mini/Multi Split | HITACHI | HRCU-A-CB-O | PAS-18BLFASDQ1 |  | Mini-Splits(Non-Ducted) | PCI-B18UFA1DQ |  | 18000 | 24.1 | 11.5 | 20000 | 20000 | 100% | 2.3 | 0 | 14.7 |  |  |  |  | R-32 | 1.5 | Residential & Commercial | VSMSHP | Non-Ducted CEE Tier 2
215222825 | Mini/Multi Split | HITACHI | HRCU-A-CB-O | PAS-24BLFASDQ1 |  | Mini-Splits(Non-Ducted) | PCI-B24UFA1DQ |  | 24000 | 19.5 | 10.8 | 26000 | 26000 | 100% | 2.4 | 0 | 14 |  |  |  |  | R-32 | 2 | Residential & Commercial | VSMSHP | Non-Ducted CEE Tier 2
215222826 | Mini/Multi Split | HITACHI | HRCU-A-CB-O | PAS-30BLFASDQ1 |  | Mini-Splits(Non-Ducted) | PCI-B30UFA1DQ |  | 30000 | 20.3 | 11.2 | 32000 | 32000 | 100% | 2.2 | 0 | 13.9 |  |  |  |  | R-32 | 2.5 | Residential & Commercial | VSMSHP | Non-Ducted CEE Tier 2
215222827 | Mini/Multi Split | TCL | HRCU-A-CB-O | TSH09HEI1NAJ0X24* |  | Mini-Splits(Non-Ducted) | TSH09IEI1NAJ0X24 |  | 9000 | 19 | 9.5 | 10000 | 7300 | 73% | 2 | 0 | 11.7 |  |  |  |  | R-454B | 0.75 | Residential & Commercial | VSMSHP | Non-Ducted CEE Tier 2
215222828 | Mini/Multi Split | TCL | HRCU-A-CB-O | TSH12HEI1NAL0X24* |  | Mini-Splits(Non-Ducted) | TSH12IEI1NAL0X24 |  | 12000 | 20.5 | 9.5 | 12000 | 8500 | 70.83% | 1.8 | 0 | 10.5 |  |  |  |  | R-454B | 1 | Residential & Commercial | VSMSHP | Non-Ducted CEE Tier 2
215222829 | Mini/Multi Split | TCL | HRCU-A-CB-O | TSH09HEI2NAK0X24* |  | Mini-Splits(Non-Ducted) | TSH09IEI2NAK0X24 |  | 9000 | 20 | 10 | 10000 | 7400 | 74% | 2.1 | 0 | 12 |  |  |  |  | R-454B | 0.75 | Residential & Commercial | VSMSHP | Non-Ducted CEE Tier 2
215222830 | Mini/Multi Split | TCL | HRCU-A-CB-O | TSH12HEI2NAL0X24* |  | Mini-Splits(Non-Ducted) | TSH12IEI2NAL0X24 |  | 12000 | 23 | 9.5 | 12000 | 8500 | 70.83% | 1.8 | 0 | 11.2 |  |  |  |  | R-454B | 1 | Residential & Commercial | VSMSHP | Non-Ducted CEE Tier 2
215222834 | Mini/Multi Split | TCL | HRCU-A-CB-O | TSH09HEI1NAO0T24* |  | Mini-Splits(Non-Ducted) | TSH09IEI1NAO0T24 |  | 9000 | 24 | 10 | 10000 | 7500 | 75% | 2.1 | 0 | 13 |  |  |  |  | R-454B | 0.75 | Residential & Commercial | VSMSHP | Non-Ducted CEE Tier 2
215222835 | Mini/Multi Split | TCL | HRCU-A-CB-O | TSH12HEI1NAN0T24* |  | Mini-Splits(Non-Ducted) | TSH12IEI1NAN0T24 |  | 12000 | 23 | 10 | 12400 | 8900 | 71.77% | 2.1 | 0 | 13 |  |  |  |  | R-454B | 1 | Residential & Commercial | VSMSHP | Non-Ducted CEE Tier 2
215222836 | Mini/Multi Split | TCL | HRCU-A-CB-O | TSH09HEI2NAO0T24* |  | Mini-Splits(Non-Ducted) | TSH09IEI2NAO0T24 |  | 9000 | 24 | 10 | 10000 | 7100 | 71% | 2.1 | 0 | 13 |  |  |  |  | R-454B | 0.75 | Residential & Commercial | VSMSHP | Non-Ducted CEE Tier 2
215222837 | Mini/Multi Split | TCL | HRCU-A-CB-O | TSH12HEI2NAO0T24* |  | Mini-Splits(Non-Ducted) | TSH12IEI2NAO0T24 |  | 12000 | 24 | 10 | 12600 | 9100 | 72.22% | 2.1 | 0 | 13 |  |  |  |  | R-454B | 1 | Residential & Commercial | VSMSHP | Non-Ducted CEE Tier 2
215222838 | Mini/Multi Split | TCL | HRCU-A-CB-O | TSH18HEI2NAN0T24* |  | Mini-Splits(Non-Ducted) | TSH18IEI2NAN0T24 |  | 18000 | 23 | 9.5 | 19000 | 13600 | 71.58% | 1.8 | 0 | 12.5 |  |  |  |  | R-454B | 1.5 | Residential & Commercial | VSMSHP | Non-Ducted CEE Tier 2
215222839 | Mini/Multi Split | TCL | HRCU-A-CB-O | TSH24HEI2NAN0T24* |  | Mini-Splits(Non-Ducted) | TSH24IEI2NAN0T24 |  | 23000 | 23 | 9.5 | 25000 | 18600 | 74.4% | 1.8 | 0 | 12 |  |  |  |  | R-454B | 1.9167 | Residential & Commercial | VSMSHP | Non-Ducted CEE Tier 2
215222842 | Mini/Multi Split | HITACHI | HRCU-A-CB-O | PAS-36BLFASDQ1 |  | Mini-Splits(Non-Ducted) | PCI-B36UFA1DQ |  | 36000 | 23.6 | 10.9 | 38000 | 38000 | 100% | 2.1 | 0 | 15 |  |  |  |  | R-32 | 3 | Residential & Commercial | VSMSHP | Non-Ducted CEE Tier 2
214810379 | Mini/Multi Split | GREE | HRCU-A-CB-O | GWH12AVDXE-D6DNA1A/O |  | Mini-Splits(Non-Ducted) | GWH12AVDXE-D6DN***/I |  | 12000 | 28 | 10 | 12200 | 12200 | 100% | 2 | 0 | 15.2 |  |  |  |  | R-32 | 1 | Residential & Commercial | VSMSHP | Non-Ducted CEE Tier 2
214810380 | Mini/Multi Split | GREE | HRCU-A-CB-O | SAP12HP230V1R32AO |  | Mini-Splits(Non-Ducted) | SAP12HP230V1R32AH |  | 12000 | 28 | 10 | 12200 | 12200 | 100% | 2 | 0 | 15.2 |  |  |  |  | R-32 | 1 | Residential & Commercial | VSMSHP | Non-Ducted CEE Tier 2
214813257 | Mini/Multi Split | GREE | HRCU-A-CB-O | VIR12HP230V1R32AO |  | Mini-Splits(Non-Ducted) | VIR12HP230V1R32AH |  | 12000 | 24.5 | 9.5 | 12000 | 11000 | 91.67% | 1.95 | 0 | 13 |  |  |  |  | R-32 | 1 | Residential & Commercial | VSMSHP | Non-Ducted CEE Tier 2
214813258 | Mini/Multi Split | GREE | HRCU-A-CB-O | VIR12HP115V1R32AO |  | Mini-Splits(Non-Ducted) | VIR12HP115V1R32AH |  | 12000 | 24.5 | 9.5 | 12000 | 9500 | 79.17% | 1.95 | 0 | 13 |  |  |  |  | R-32 | 1 | Residential & Commercial | VSMSHP | Non-Ducted CEE Tier 2
214813262 | Mini/Multi Split | GREE | HRCU-A-CB-O | GWH18AGDXF-D6DNA4A/O |  | Mini-Splits(Non-Ducted) | GWH18AGDXF-D6DN***/I |  | 18000 | 24.5 | 9 | 18000 | 14600 | 81.11% | 1.9 | 0 | 13.65 |  |  |  |  | R-32 | 1.5 | Residential & Commercial | VSMSHP
214813331 | Mini/Multi Split | GREE | HRCU-A-CB-O | GWH18AUDXF-D6DNA1A/O |  | Mini-Splits(Non-Ducted) | GWH18AGDXF-D6DN***/I |  | 18000 | 24.5 | 9 | 18000 | 14600 | 81.11% | 1.9 | 0 | 13.65 |  |  |  |  | R-32 | 1.5 | Residential & Commercial | VSMSHP
214825951 | Mini/Multi Split | LG | HRCU-A-CB-O | KUSXB121A |  | Mini-Splits(Non-Ducted) | KNUQB121A |  | 10200 | 19.7 | 10.5 | 13000 | 11400 | 87.69% | 2.24 | 0 | 13 |  |  |  |  | R-32 | 0.85 | Residential & Commercial | VSMSHP | Non-Ducted CEE Tier 2
215333760 | Mini/Multi Split | Weathermaker | HRCU-A-CB-O | 37MVRAQ24AA3 |  | Mini-Splits(Non-Ducted) | D5MVHAQ24XC3 |  | 24000 | 17 | 8.5 | 24000 | 17100 | 71.25% | 2.01 | 0 | 9 |  |  |  |  | R-454B | 2 | Residential & Commercial | VSMSHP
215333763 | Mini/Multi Split | MIDEA | HRCU-A-CB-O | 37MVRAQ09AA3 |  | Mini-Splits(Non-Ducted) | D5MVHAQ09XC3 |  | 9000 | 19 | 9.7 | 10000 | 7000 | 70% | 2.15 | 0 | 10.9 |  |  |  |  | R-454B | 0.75 | Residential & Commercial | VSMSHP | Non-Ducted CEE Tier 2
215333766 | Mini/Multi Split | MIDEA | HRCU-A-CB-O | 37MVRAQ24AA3 |  | Mini-Splits(Non-Ducted) | D5MVHAQ24XC3 |  | 24000 | 17 | 8.5 | 24000 | 17100 | 71.25% | 2.01 | 0 | 9 |  |  |  |  | R-454B | 2 | Residential & Commercial | VSMSHP
215333769 | Mini/Multi Split | ARCOAIRE | HRCU-A-CB-O | D5CVRAH09AAK |  | Mini-Splits(Non-Ducted) | D5FVHAH09XCK |  | 9000 | 19 | 9.7 | 10000 | 7000 | 70% | 2.15 | 0 | 10.9 |  |  |  |  | R-454B | 0.75 | Residential & Commercial | VSMSHP | Non-Ducted CEE Tier 2
215333772 | Mini/Multi Split | ARCOAIRE | HRCU-A-CB-O | D5CVRAH24AAK |  | Mini-Splits(Non-Ducted) | D5FVHAH24XCK |  | 24000 | 17 | 8.5 | 24000 | 17100 | 71.25% | 2.01 | 0 | 9 |  |  |  |  | R-454B | 2 | Residential & Commercial | VSMSHP
215333775 | Mini/Multi Split | COMFORTMAKER | HRCU-A-CB-O | D5CVRAH09AAK |  | Mini-Splits(Non-Ducted) | D5FVHAH09XCK |  | 9000 | 19 | 9.7 | 10000 | 7000 | 70% | 2.15 | 0 | 10.9 |  |  |  |  | R-454B | 0.75 | Residential & Commercial | VSMSHP | Non-Ducted CEE Tier 2
215333778 | Mini/Multi Split | COMFORTMAKER | HRCU-A-CB-O | D5CVRAH24AAK |  | Mini-Splits(Non-Ducted) | D5FVHAH24XCK |  | 24000 | 17 | 8.5 | 24000 | 17100 | 71.25% | 2.01 | 0 | 9 |  |  |  |  | R-454B | 2 | Residential & Commercial | VSMSHP
215333781 | Mini/Multi Split | DAY & NIGHT | HRCU-A-CB-O | D5CVRAH09AAK |  | Mini-Splits(Non-Ducted) | D5FVHAH09XCK |  | 9000 | 19 | 9.7 | 10000 | 7000 | 70% | 2.15 | 0 | 10.9 |  |  |  |  | R-454B | 0.75 | Residential & Commercial | VSMSHP | Non-Ducted CEE Tier 2
214438117 | Mini/Multi Split | GOODMAN | HRCU-A-CB-O | MSH123G22MCAA |  | Mini-Splits(Non-Ducted) | MSH123G22AXAA |  | 12000 | 23.1 | 10.5 | 12000 | 11000 | 91.67% | 1.88 | 13 | 13 |  |  |  |  | R-410A | 1 | Residential & Commercial | VSMSHP | Non-Ducted CEE Tier 2
214438118 | Mini/Multi Split | GOODMAN | HRCU-A-CB-O | MSH183G22MCAA |  | Mini-Splits(Non-Ducted) | MSH183G22AXAA |  | 18000 | 22 | 10.6 | 18000 | 17200 | 95.56% | 1.89 | 13 | 13 |  |  |  |  | R-410A | 1.5 | Residential & Commercial | VSMSHP | Non-Ducted CEE Tier 2
214438119 | Mini/Multi Split | GOODMAN | HRCU-A-CB-O | MSH093G26MCAA |  | Mini-Splits(Non-Ducted) | MSH093G26AXAA |  | 9000 | 29 | 22 | 12000 | 13500 | 112.5% | 1.86 | 15.5 | 16.5 |  |  |  |  | R-410A | 0.75 | Residential & Commercial | VSMSHP | Non-Ducted CEE Tier 2
214438120 | Mini/Multi Split | GOODMAN | HRCU-A-CB-O | MSH123G26MCAA |  | Mini-Splits(Non-Ducted) | MSH123G26AXAA |  | 12000 | 27.5 | 14.5 | 12000 | 13500 | 112.5% | 1.86 | 14 | 14.3 |  |  |  |  | R-410A | 1 | Residential & Commercial | VSMSHP | Non-Ducted CEE Tier 2
214438121 | Mini/Multi Split | GOODMAN | HRCU-A-CB-O | MSH183G26MCAA |  | Mini-Splits(Non-Ducted) | MSH183G26AXAA |  | 18000 | 26.3 | 15.5 | 20000 | 24000 | 120% | 2.89 | 14.5 | 15.3 |  |  |  |  | R-410A | 1.5 | Residential & Commercial | VSMSHP | Non-Ducted CEE Tier 2
214438122 | Mini/Multi Split | GOODMAN | HRCU-A-CB-O | MSH093G22MCAA |  | Mini-Splits(Non-Ducted) | MSH093G22AXAA |  | 9000 | 26.4 | 11.6 | 12000 | 11000 | 91.67% | 1.85 | 15.8 | 15.8 |  |  |  |  | R-410A | 0.75 | Residential & Commercial | VSMSHP | Non-Ducted CEE Tier 2
214438123 | Mini/Multi Split | GOODMAN | HRCU-A-CB-O | MSH243G22MCAA |  | Mini-Splits(Non-Ducted) | MSH243G22AXAA |  | 23000 | 22.3 | 10.3 | 26000 | 23000 | 88.46% | 1.8 | 12.5 | 12.5 |  |  |  |  | R-410A | 1.9167 | Residential & Commercial | VSMSHP | Non-Ducted CEE Tier 2
214855369 | Mini/Multi Split | HAXXAIR | HRCU-A-CB-O | HVHSC-24T2D |  | Mini-Splits(Non-Ducted) | HAH-24T2D |  | 24000 | 18.5 | 10 | 26000 | 19000 | 73.08% | 2.2 | 12.5 | 12.5 |  |  |  |  | R-410A | 2 | Residential & Commercial | VSMSHP | Non-Ducted CEE Tier 2
214855370 | Mini/Multi Split | HAXXAIR | HRCU-A-CB-O | HVHSC-36T2D |  | Mini-Splits(Non-Ducted) | HAH-36T2D |  | 36000 | 18 | 9.8 | 36000 | 26800 | 74.44% | 2.28 | 10.6 | 10.65 |  |  |  |  | R-410A | 3 | Residential & Commercial | VSMSHP | Non-Ducted CEE Tier 2
214855371 | Mini/Multi Split | HAXXAIR | HRCU-A-CB-O | HVHSC-12T2D |  | Mini-Splits(Non-Ducted) | HAH-12T2D |  | 12000 | 21.5 | 9 | 12000 | 8500 | 70.83% | 1.88 | 0 | 13.1 |  |  |  |  | R-410A | 1 | Residential & Commercial | VSMSHP
214855372 | Mini/Multi Split | HAXXAIR | HRCU-A-CB-O | HVHSC-18T2D |  | Mini-Splits(Non-Ducted) | HAH-18T2D |  | 18000 | 22 | 9.6 | 19000 | 13300 | 70% | 2.3 | 0 | 13.1 |  |  |  |  | R-410A | 1.5 | Residential & Commercial | VSMSHP | Non-Ducted CEE Tier 2
214855373 | Mini/Multi Split | GREE | HRCU-A-CB-O | GWH09ATCXB-A6DNA1B/O |  | Mini-Splits(Non-Ducted) | GWH09ATCXB-A6DN***/I |  | 9100 | 22 | 9.2 | 9700 | 7700 | 79.38% | 1.9 | 0 | 12.3 |  |  |  |  | R-32 | 0.75833 | Residential & Commercial | VSMSHP
214855396 | Mini/Multi Split | MDV | HRCU-A-CB-O | MOX430-06HFN10-M1H |  | Mini-Splits(Non-Ducted) | MSEPC-06HRFN10-M1H |  | 6000 | 35.1 | 30 | 9000 | 13500 | 150% | 2 | 0 | 17.5 |  |  |  |  | R-454B | 0.5 | Residential & Commercial | VSMSHP | Non-Ducted CEE Tier 2
214855397 | Mini/Multi Split | MDV | HRCU-A-CB-O | MOX430-09HFN10-M1H |  | Mini-Splits(Non-Ducted) | MSEPC-09HRFN10-M1H |  | 9000 | 33.5 | 22 | 12000 | 13500 | 112.5% | 2 | 0 | 17 |  |  |  |  | R-454B | 0.75 | Residential & Commercial | VSMSHP | Non-Ducted CEE Tier 2
214855398 | Mini/Multi Split | MDV | HRCU-A-CB-O | MOX430-12HFN10-M1H |  | Mini-Splits(Non-Ducted) | MSEPC-12HRFN10-M1H |  | 12000 | 29.5 | 14.5 | 12000 | 13500 | 112.5% | 2 | 0 | 14.3 |  |  |  |  | R-454B | 1 | Residential & Commercial | VSMSHP | Non-Ducted CEE Tier 2
214855399 | Mini/Multi Split | MDV | HRCU-A-CB-O | MOD30-18HFN10-M1H |  | Mini-Splits(Non-Ducted) | MSEPD-18HRFN10-M1H |  | 18000 | 25.8 | 16.2 | 20000 | 22600 | 113% | 2.34 | 0 | 15 |  |  |  |  | R-454B | 1.5 | Residential & Commercial | VSMSHP | Non-Ducted CEE Tier 2
214855400 | Mini/Multi Split | MDV | HRCU-A-CB-O | MOX230-06HFN10-M1X |  | Mini-Splits(Non-Ducted) | MCB-06HRFN10-M1 |  | 6500 | 22 | 12 | 7400 | 8100 | 109.5% | 2.4 | 0 | 15.2 |  |  |  |  | R-454B | 0.54167 | Residential & Commercial | VSMSHP | Non-Ducted CEE Tier 2
214855401 | Mini/Multi Split | MDV | HRCU-A-CB-O | MOX230-06HFN10-M1X |  | Mini-Splits(Non-Ducted) | MCBM-12HRFN10-M1 |  | 6500 | 22 | 12 | 7400 | 8100 | 109.5% | 2.4 | 0 | 15.2 |  |  |  |  | R-454B | 0.54167 | Residential & Commercial | VSMSHP | Non-Ducted CEE Tier 2
214855403 | Mini/Multi Split | MDV | HRCU-A-CB-O | MOX330-09HFN10-M1X |  | Mini-Splits(Non-Ducted) | MCB-09HRFN10-M1 |  | 9000 | 24 | 12.2 | 10900 | 10600 | 97.25% | 1.83 | 0 | 14.7 |  |  |  |  | R-454B | 0.75 | Residential & Commercial | VSMSHP | Non-Ducted CEE Tier 2
214855404 | Mini/Multi Split | MDV | HRCU-A-CB-O | MOX330-09HFN10-M1X |  | Mini-Splits(Non-Ducted) | MCBM-12HRFN10-M1 |  | 9000 | 24 | 12.2 | 10900 | 10600 | 97.25% | 1.83 | 0 | 14.7 |  |  |  |  | R-454B | 0.75 | Residential & Commercial | VSMSHP | Non-Ducted CEE Tier 2
214855405 | Mini/Multi Split | MDV | HRCU-A-CB-O | MOX330-09HFN10-M1X |  | Mini-Splits(Non-Ducted) | MCA4-09HRFN10-M1 |  | 9000 | 22.7 | 12.2 | 10000 | 11000 | 110% | 1.84 | 0 | 14 |  |  |  |  | R-454B | 0.75 | Residential & Commercial | VSMSHP | Non-Ducted CEE Tier 2
214855406 | Mini/Multi Split | MDV | HRCU-A-CB-O | MOX330-09HFN10-M1X |  | Mini-Splits(Non-Ducted) | MCA4M-12HRFN10-M1 |  | 9000 | 22.7 | 12.2 | 10000 | 11000 | 110% | 1.84 | 0 | 14 |  |  |  |  | R-454B | 0.75 | Residential & Commercial | VSMSHP | Non-Ducted CEE Tier 2
214855407 | Mini/Multi Split | MDV | HRCU-A-CB-O | MOX330-09HFN10-M1X |  | Mini-Splits(Non-Ducted) | MFA2-09HRFN10-M1 |  | 9000 | 27.3 | 10.9 | 9000 | 11300 | 125.6% | 1.84 | 0 | 15.2 |  |  |  |  | R-454B | 0.75 | Residential & Commercial | VSMSHP | Non-Ducted CEE Tier 2
214855408 | Mini/Multi Split | MDV | HRCU-A-CB-O | MOX330-09HFN10-M1X |  | Mini-Splits(Non-Ducted) | MFA2M-12HRFN10-M1 |  | 9000 | 27.3 | 10.9 | 9000 | 11300 | 125.6% | 1.84 | 0 | 15.2 |  |  |  |  | R-454B | 0.75 | Residential & Commercial | VSMSHP | Non-Ducted CEE Tier 2
214432054 | Mini/Multi Split | Multi MFG | HRCU-A-CB-O | MSH-09HD-A |  | Mini-Splits(Non-Ducted) | 9MMNC0-HP-A |  | 9000 | 24 | 12.4 | 10900 | 10500 | 96.33% | 1.8 | 13 | 13 |  |  |  |  | R-410A | 0.75 | Residential & Commercial | VSMSHP | Non-Ducted CEE Tier 2
214432055 | Mini/Multi Split | Multi MFG | HRCU-A-CB-O | MSH-18HD-A |  | Mini-Splits(Non-Ducted) | 18MMNC0-HP-A |  | 16700 | 19.8 | 11.2 | 20000 | 16700 | 83.5% | 1.93 | 12.5 | 12.5 |  |  |  |  | R-410A | 1.3917 | Residential & Commercial | VSMSHP | Non-Ducted CEE Tier 2
214432056 | Mini/Multi Split | Multi MFG | HRCU-A-CB-O | MSH-24HD-A |  | Mini-Splits(Non-Ducted) | 24CCHP0-C-M-A |  | 24000 | 20.5 | 11.5 | 25000 | 25800 | 103.2% | 2 | 11 | 11 |  |  |  |  | R-410A | 2 | Residential & Commercial | VSMSHP | Non-Ducted CEE Tier 2
214432059 | Mini/Multi Split | Multi MFG | HRCU-A-CB-O | MSH-09HD-A |  | Mini-Splits(Non-Ducted) | 9HWMS0-C-M-A |  | 9000 | 28.1 | 11.5 | 12000 | 10600 | 88.33% | 2 | 16.2 | 16.2 |  |  |  |  | R-410A | 0.75 | Residential & Commercial | VSMSHP | Non-Ducted CEE Tier 2
214232432 | Mini/Multi Split | ECO AC | HRCU-A-CB-O | EHP-O09BB |  | Mini-Splits(Non-Ducted) | EHP-W09BB |  | 9000 | 26.4 | 11.6 | 12000 | 11000 | 91.67% | 1.85 | 15.8 | 15.8 |  |  |  |  | R-410A | 0.75 | Residential & Commercial | VSMSHP | Non-Ducted CEE Tier 2
214390730 | Mini/Multi Split | Comfort Kool | HRCU-A-CB-O | A54-SAC-001-9K |  | Mini-Splits(Non-Ducted) | A54-SAC-001-9K |  | 9000 | 23 | 9 | 9500 | 7000 | 73.68% | 1.8 | 12.5 | 12.5 |  |  |  |  | R-410A | 0.75 | Residential & Commercial | VSMSHP
214415105 | Mini/Multi Split | CENTURY | HRCU-A-CB-O | A-VMH33SV-1 |  | Mini-Splits(Non-Ducted) | B-VMH33SV-1 |  | 33000 | 19.5 | 10 | 35000 | 34600 | 98.86% | 1.8 | 0 | 12 |  |  |  |  | R-410A | 2.75 | Residential & Commercial | VSMSHP | Non-Ducted CEE Tier 2
206717836 | Mini/Multi Split | Trane / Mitsubishi Electric | HRCU-A-CB-O | PUZ-HA24NHA1 |  | Mini-Splits(Non-Ducted) | TPLA0A0241EA70A |  | 24000 | 21.6 | 10 | 28000 | 26000 | 92.86% | 1.9 | 14 | 14 |  |  |  |  | R-410A | 2 | Residential & Commercial | VSMSHP | Non-Ducted CEE Tier 2
215333739 | Mini/Multi Split | CARRIER | HRCU-A-CB-O | 37MVRAQ09AA3 |  | Mini-Splits(Non-Ducted) | D5MVHAQ09XC3 |  | 9000 | 19 | 9.7 | 10000 | 7000 | 70% | 2.15 | 0 | 10.9 |  |  |  |  | R-454B | 0.75 | Residential & Commercial | VSMSHP | Non-Ducted CEE Tier 2
215333742 | Mini/Multi Split | CARRIER | HRCU-A-CB-O | 37MVRAQ24AA3 |  | Mini-Splits(Non-Ducted) | D5MVHAQ24XC3 |  | 24000 | 17 | 8.5 | 24000 | 17100 | 71.25% | 2.01 | 0 | 9 |  |  |  |  | R-454B | 2 | Residential & Commercial | VSMSHP
215333745 | Mini/Multi Split | BRYANT | HRCU-A-CB-O | 37MVRAQ09AA3 |  | Mini-Splits(Non-Ducted) | D5MVHAQ09XC3 |  | 9000 | 19 | 9.7 | 10000 | 7000 | 70% | 2.15 | 0 | 10.9 |  |  |  |  | R-454B | 0.75 | Residential & Commercial | VSMSHP | Non-Ducted CEE Tier 2
215333748 | Mini/Multi Split | BRYANT | HRCU-A-CB-O | 37MVRAQ24AA3 |  | Mini-Splits(Non-Ducted) | D5MVHAQ24XC3 |  | 24000 | 17 | 8.5 | 24000 | 17100 | 71.25% | 2.01 | 0 | 9 |  |  |  |  | R-454B | 2 | Residential & Commercial | VSMSHP
215333751 | Mini/Multi Split | PAYNE | HRCU-A-CB-O | 37MVRAQ09AA3 |  | Mini-Splits(Non-Ducted) | D5MVHAQ09XC3 |  | 9000 | 19 | 9.7 | 10000 | 7000 | 70% | 2.15 | 0 | 10.9 |  |  |  |  | R-454B | 0.75 | Residential & Commercial | VSMSHP | Non-Ducted CEE Tier 2
215333754 | Mini/Multi Split | PAYNE | HRCU-A-CB-O | 37MVRAQ24AA3 |  | Mini-Splits(Non-Ducted) | D5MVHAQ24XC3 |  | 24000 | 17 | 8.5 | 24000 | 17100 | 71.25% | 2.01 | 0 | 9 |  |  |  |  | R-454B | 2 | Residential & Commercial | VSMSHP
214442655 | Mini/Multi Split | NG Trade | HRCU-A-CB-O | OMEGA181E |  | Mini-Splits(Non-Ducted) | IMEGA181E* |  | 18000 | 24 | 10.5 | 18000 | 12800 | 71.11% | 2.44 | 13.5 | 13.5 |  |  |  |  | R-410A | 1.5 | Residential & Commercial | VSMSHP | Non-Ducted CEE Tier 2
214855410 | Mini/Multi Split | MDV | HRCU-A-CB-O | MOX330-12HFN10-M1X |  | Mini-Splits(Non-Ducted) | MCBM-12HRFN10-M1 |  | 12000 | 23 | 10.2 | 12500 | 11500 | 92% | 2 | 0 | 13 |  |  |  |  | R-454B | 1 | Residential & Commercial | VSMSHP | Non-Ducted CEE Tier 2
214855411 | Mini/Multi Split | MDV | HRCU-A-CB-O | MOX330-12HFN10-M1X |  | Mini-Splits(Non-Ducted) | MCA4M-12HRFN10-M1 |  | 12000 | 22.3 | 11.6 | 12000 | 11500 | 95.83% | 2 | 0 | 12.7 |  |  |  |  | R-454B | 1 | Residential & Commercial | VSMSHP | Non-Ducted CEE Tier 2
214855412 | Mini/Multi Split | MDV | HRCU-A-CB-O | MOX330-12HFN10-M1X |  | Mini-Splits(Non-Ducted) | MFA2M-12HRFN10-M1 |  | 12000 | 25 | 10.6 | 12000 | 11300 | 94.17% | 1.88 | 0 | 12.7 |  |  |  |  | R-454B | 1 | Residential & Commercial | VSMSHP | Non-Ducted CEE Tier 2
214855414 | Mini/Multi Split | MDV | HRCU-A-CB-O | MOX430-18HFN10-M1X |  | Mini-Splits(Non-Ducted) | MCB-18HRFN10-M1 |  | 16700 | 20.7 | 12.2 | 20000 | 17500 | 87.5% | 1.89 | 0 | 12.5 |  |  |  |  | R-454B | 1.3917 | Residential & Commercial | VSMSHP | Non-Ducted CEE Tier 2
214855415 | Mini/Multi Split | MDV | HRCU-A-CB-O | MOX430-18HFN10-M1X |  | Mini-Splits(Non-Ducted) | MCA4-18HRFN10-M1 |  | 16000 | 20 | 12.4 | 19000 | 17000 | 89.47% | 1.9 | 0 | 12.5 |  |  |  |  | R-454B | 1.3333 | Residential & Commercial | VSMSHP | Non-Ducted CEE Tier 2
214855416 | Mini/Multi Split | MDV | HRCU-A-CB-O | MOX430-18HFN10-M1X |  | Mini-Splits(Non-Ducted) | MFA2-16HRFN10-M1 |  | 16000 | 20.2 | 10.3 | 17000 | 17500 | 102.9% | 1.95 | 0 | 12.5 |  |  |  |  | R-454B | 1.3333 | Residential & Commercial | VSMSHP | Non-Ducted CEE Tier 2
214855418 | Mini/Multi Split | MDV | HRCU-A-CB-O | MOD30-24HFN10-M1X |  | Mini-Splits(Non-Ducted) | MSEPD-24HRFN10-M1 |  | 24000 | 21.2 | 13.5 | 29000 | 24200 | 83.45% | 2.34 | 0 | 13 |  |  |  |  | R-454B | 2 | Residential & Commercial | VSMSHP | Non-Ducted CEE Tier 2
214855419 | Mini/Multi Split | MDV | HRCU-A-CB-O | MOD30-24HFN10-M1X |  | Mini-Splits(Non-Ducted) | MSAG11D-23HRFN10-M1 |  | 23000 | 22.3 | 13.3 | 26000 | 24000 | 92.31% | 2 | 0 | 12.5 |  |  |  |  | R-454B | 1.9167 | Residential & Commercial | VSMSHP | Non-Ducted CEE Tier 2
214855421 | Mini/Multi Split | MDV | HRCU-A-CB-O | MOD30-33HFN10-M1X |  | Mini-Splits(Non-Ducted) | MSEPD-33HRFN10-M1 |  | 33000 | 19.6 | 10.5 | 36000 | 35000 | 97.22% | 1.98 | 0 | 12 |  |  |  |  | R-454B | 2.75 | Residential & Commercial | VSMSHP | Non-Ducted CEE Tier 2
214855422 | Mini/Multi Split | MDV | HRCU-A-CB-O | MOX230-09HFN10-B1 |  | Mini-Splits(Non-Ducted) | MSAB3B-09HRFN10-B1 |  | 9000 | 25 | 10 | 10000 | 7000 | 70% | 2.09 | 0 | 14 |  |  |  |  | R-454B | 0.75 | Residential & Commercial | VSMSHP | Non-Ducted CEE Tier 2
214855423 | Mini/Multi Split | MDV | HRCU-A-CB-O | MOX230-09HFN10-B1 |  | Mini-Splits(Non-Ducted) | MSAG11B-09HRFN10-B1 |  | 9000 | 24.5 | 10.7 | 10000 | 7300 | 73% | 2.2 | 0 | 15 |  |  |  |  | R-454B | 0.75 | Residential & Commercial | VSMSHP | Non-Ducted CEE Tier 2
214855424 | Mini/Multi Split | MDV | HRCU-A-CB-O | MOX230-09HFN10-B1 |  | Mini-Splits(Non-Ducted) | MSEPB-09HRFN10-B1 |  | 9000 | 25.5 | 10 | 10000 | 7200 | 72% | 2.23 | 0 | 14.5 |  |  |  |  | R-454B | 0.75 | Residential & Commercial | VSMSHP | Non-Ducted CEE Tier 2
214855428 | Mini/Multi Split | MDV | HRCU-A-CB-O | MOX230-09HFN10-M1 |  | Mini-Splits(Non-Ducted) | MSAB3B-09HRFN10-M1 |  | 9000 | 24.6 | 13 | 10000 | 8100 | 81% | 2.26 | 0 | 14.4 |  |  |  |  | R-454B | 0.75 | Residential & Commercial | VSMSHP | Non-Ducted CEE Tier 2
214855429 | Mini/Multi Split | MDV | HRCU-A-CB-O | MOX230-09HFN10-M1 |  | Mini-Splits(Non-Ducted) | MSAG11B-09HRFN10-M1 |  | 9000 | 24.6 | 13 | 10000 | 8200 | 82% | 2.33 | 0 | 14.7 |  |  |  |  | R-454B | 0.75 | Residential & Commercial | VSMSHP | Non-Ducted CEE Tier 2
214855430 | Mini/Multi Split | MDV | HRCU-A-CB-O | MOX230-09HFN10-M1 |  | Mini-Splits(Non-Ducted) | MSEPB-09HRFN10-M1 |  | 9000 | 26 | 12.5 | 10000 | 8000 | 80% | 2.36 | 0 | 14.9 |  |  |  |  | R-454B | 0.75 | Residential & Commercial | VSMSHP | Non-Ducted CEE Tier 2
214855431 | Mini/Multi Split | MDV | HRCU-A-CB-O | MOX230-09HFN10-M1 |  | Mini-Splits(Non-Ducted) | MCB-09HRFN10-M1 |  | 9000 | 22.2 | 11.8 | 11000 | 8000 | 72.73% | 2.18 | 0 | 14.4 |  |  |  |  | R-454B | 0.75 | Residential & Commercial | VSMSHP | Non-Ducted CEE Tier 2
214855432 | Mini/Multi Split | MDV | HRCU-A-CB-O | MOX230-09HFN10-M1 |  | Mini-Splits(Non-Ducted) | MCBM-12HRFN10-M1 |  | 9000 | 22.2 | 11.8 | 11000 | 8000 | 72.73% | 2.18 | 0 | 14.4 |  |  |  |  | R-454B | 0.75 | Residential & Commercial | VSMSHP | Non-Ducted CEE Tier 2
214855433 | Mini/Multi Split | MDV | HRCU-A-CB-O | MOX230-09HFN10-M1 |  | Mini-Splits(Non-Ducted) | MCA4-09HRFN10-M1 |  | 9000 | 21.7 | 11.3 | 10000 | 8300 | 83% | 2.17 | 0 | 14.3 |  |  |  |  | R-454B | 0.75 | Residential & Commercial | VSMSHP | Non-Ducted CEE Tier 2
214855434 | Mini/Multi Split | MDV | HRCU-A-CB-O | MOX230-09HFN10-M1 |  | Mini-Splits(Non-Ducted) | MCA4M-12HRFN10-M1 |  | 9000 | 21.7 | 11.3 | 10000 | 8300 | 83% | 2.17 | 0 | 14.3 |  |  |  |  | R-454B | 0.75 | Residential & Commercial | VSMSHP | Non-Ducted CEE Tier 2
214855435 | Mini/Multi Split | MDV | HRCU-A-CB-O | MOX230-09HFN10-M1 |  | Mini-Splits(Non-Ducted) | MFA2-09HRFN10-M1 |  | 9000 | 26 | 13.9 | 9000 | 8600 | 95.56% | 2.27 | 0 | 16.3 |  |  |  |  | R-454B | 0.75 | Residential & Commercial | VSMSHP | Non-Ducted CEE Tier 2
214855436 | Mini/Multi Split | MDV | HRCU-A-CB-O | MOX230-09HFN10-M1 |  | Mini-Splits(Non-Ducted) | MFA2M-12HRFN10-M1 |  | 9000 | 26 | 13.9 | 9000 | 8600 | 95.56% | 2.27 | 0 | 16.3 |  |  |  |  | R-454B | 0.75 | Residential & Commercial | VSMSHP | Non-Ducted CEE Tier 2
214855438 | Mini/Multi Split | MDV | HRCU-A-CB-O | MOX230-12HFN10-M1 |  | Mini-Splits(Non-Ducted) | MSAB3BM-12HRFN10-M1 |  | 12000 | 23.1 | 10.2 | 12000 | 8400 | 70% | 2.2 | 0 | 12.2 |  |  |  |  | R-454B | 1 | Residential & Commercial | VSMSHP | Non-Ducted CEE Tier 2
214855439 | Mini/Multi Split | MDV | HRCU-A-CB-O | MOX230-12HFN10-M1 |  | Mini-Splits(Non-Ducted) | MSAG11BM-12HRFN10-M1 |  | 12000 | 23.1 | 11.5 | 12000 | 8600 | 71.67% | 2.35 | 0 | 12.2 |  |  |  |  | R-454B | 1 | Residential & Commercial | VSMSHP | Non-Ducted CEE Tier 2
214855440 | Mini/Multi Split | MDV | HRCU-A-CB-O | MOX230-12HFN10-M1 |  | Mini-Splits(Non-Ducted) | MSEPBM-12HRFN10-M1 |  | 12000 | 25.5 | 10.7 | 12000 | 8400 | 70% | 2.3 | 0 | 13.1 |  |  |  |  | R-454B | 1 | Residential & Commercial | VSMSHP | Non-Ducted CEE Tier 2
214855441 | Mini/Multi Split | MDV | HRCU-A-CB-O | MOX230-12HFN10-M1 |  | Mini-Splits(Non-Ducted) | MCBM-12HRFN10-M1 |  | 12000 | 22.2 | 10.1 | 12000 | 8600 | 71.67% | 2.48 | 0 | 12.3 |  |  |  |  | R-454B | 1 | Residential & Commercial | VSMSHP | Non-Ducted CEE Tier 2
214855442 | Mini/Multi Split | MDV | HRCU-A-CB-O | MOX230-12HFN10-M1 |  | Mini-Splits(Non-Ducted) | MCA4M-12HRFN10-M1 |  | 12000 | 21.2 | 10.4 | 12000 | 8400 | 70% | 2.4 | 0 | 12.5 |  |  |  |  | R-454B | 1 | Residential & Commercial | VSMSHP | Non-Ducted CEE Tier 2
214855443 | Mini/Multi Split | MDV | HRCU-A-CB-O | MOX230-12HFN10-M1 |  | Mini-Splits(Non-Ducted) | MFA2M-12HRFN10-M1 |  | 12000 | 24.7 | 11 | 12000 | 8900 | 74.17% | 2.5 | 0 | 12.7 |  |  |  |  | R-454B | 1 | Residential & Commercial | VSMSHP | Non-Ducted CEE Tier 2
214855445 | Mini/Multi Split | MDV | HRCU-A-CB-O | MOX430-18HFN10-M1 |  | Mini-Splits(Non-Ducted) | MSAB3E-18HRFN10-M1 |  | 18000 | 23.7 | 11.9 | 18000 | 13400 | 74.44% | 2.4 | 0 | 13.5 |  |  |  |  | R-454B | 1.5 | Residential & Commercial | VSMSHP | Non-Ducted CEE Tier 2
214855446 | Mini/Multi Split | MDV | HRCU-A-CB-O | MOX430-18HFN10-M1 |  | Mini-Splits(Non-Ducted) | MSAG11D-18HRFN10-M1 |  | 18000 | 24 | 11.1 | 18000 | 13000 | 72.22% | 2.35 | 0 | 13.5 |  |  |  |  | R-454B | 1.5 | Residential & Commercial | VSMSHP | Non-Ducted CEE Tier 2
214855447 | Mini/Multi Split | MDV | HRCU-A-CB-O | MOX430-18HFN10-M1 |  | Mini-Splits(Non-Ducted) | MSEPC-18HRFN10-M1 |  | 18000 | 23.5 | 10.8 | 18000 | 12800 | 71.11% | 2.1 | 0 | 12.8 |  |  |  |  | R-454B | 1.5 | Residential & Commercial | VSMSHP | Non-Ducted CEE Tier 2
214855448 | Mini/Multi Split | MDV | HRCU-A-CB-O | MOX430-18HFN10-M1 |  | Mini-Splits(Non-Ducted) | MCB-18HRFN10-M1 |  | 18000 | 22.3 | 12.2 | 18000 | 13100 | 72.78% | 2.24 | 0 | 12.5 |  |  |  |  | R-454B | 1.5 | Residential & Commercial | VSMSHP | Non-Ducted CEE Tier 2
214855449 | Mini/Multi Split | MDV | HRCU-A-CB-O | MOX430-18HFN10-M1 |  | Mini-Splits(Non-Ducted) | MCA4-18HRFN10-M1 |  | 16800 | 20.8 | 11.4 | 18000 | 12800 | 71.11% | 2.2 | 0 | 12.5 |  |  |  |  | R-454B | 1.4 | Residential & Commercial | VSMSHP | Non-Ducted CEE Tier 2
214855450 | Mini/Multi Split | MDV | HRCU-A-CB-O | MOX430-18HFN10-M1 |  | Mini-Splits(Non-Ducted) | MFA2-16HRFN10-M1 |  | 16000 | 23.9 | 13.5 | 17000 | 13100 | 77.06% | 2.16 | 0 | 12.5 |  |  |  |  | R-454B | 1.3333 | Residential & Commercial | VSMSHP | Non-Ducted CEE Tier 2
214855452 | Mini/Multi Split | MDV | HRCU-A-CB-O | MOD30-24HFN10-M1 |  | Mini-Splits(Non-Ducted) | MSAB3E-24HRFN10-M1 |  | 24000 | 21 | 9.5 | 24000 | 17000 | 70.83% | 2.13 | 0 | 12 |  |  |  |  | R-454B | 2 | Residential & Commercial | VSMSHP | Non-Ducted CEE Tier 2
214855453 | Mini/Multi Split | MDV | HRCU-A-CB-O | MOD30-24HFN10-M1 |  | Mini-Splits(Non-Ducted) | MSAG11D-23HRFN10-M1 |  | 24000 | 23.5 | 10 | 25000 | 17800 | 71.2% | 2.15 | 0 | 13 |  |  |  |  | R-454B | 2 | Residential & Commercial | VSMSHP | Non-Ducted CEE Tier 2
214855454 | Mini/Multi Split | MDV | HRCU-A-CB-O | MOD30-24HFN10-M1 |  | Mini-Splits(Non-Ducted) | MSEPD-24HRFN10-M1 |  | 24000 | 23.1 | 11.7 | 25000 | 19600 | 78.4% | 2.54 | 0 | 14 |  |  |  |  | R-454B | 2 | Residential & Commercial | VSMSHP | Non-Ducted CEE Tier 2
214855457 | Mini/Multi Split | MDV | HRCU-A-CB-O | MOX230-09HFN10-B1E |  | Mini-Splits(Non-Ducted) | MSAG11A-09HRFN10-B1E |  | 9000 | 21.5 | 9.1 | 10000 | 7000 | 70% | 1.95 | 0 | 12.5 |  |  |  |  | R-454B | 0.75 | Residential & Commercial | VSMSHP
214855460 | Mini/Multi Split | MDV | HRCU-A-CB-O | MOX230-09HFN10-M1E |  | Mini-Splits(Non-Ducted) | MSAB3A-09HRFN10-M1E |  | 9000 | 21.2 | 9.1 | 10000 | 7000 | 70% | 2.07 | 0 | 12.6 |  |  |  |  | R-454B | 0.75 | Residential & Commercial | VSMSHP
214855461 | Mini/Multi Split | MDV | HRCU-A-CB-O | MOX230-09HFN10-M1E |  | Mini-Splits(Non-Ducted) | MSAG11A-09HRFN10-M1E |  | 9000 | 21.7 | 9.4 | 10000 | 7000 | 70% | 2 | 0 | 12.6 |  |  |  |  | R-454B | 0.75 | Residential & Commercial | VSMSHP
214855466 | Mini/Multi Split | MDV | HRCU-A-CB-O | MOX430-24HFN10-M1E |  | Mini-Splits(Non-Ducted) | MSAB3E-24HRFN10-M1E |  | 24000 | 18.7 | 9.3 | 24000 | 17000 | 70.83% | 2.14 | 0 | 10 |  |  |  |  | R-454B | 2 | Residential & Commercial | VSMSHP
214855474 | Mini/Multi Split | MDV | HRCU-A-CB-O | MOX430-24HFN10-M1L |  | Mini-Splits(Non-Ducted) | MSAFD-24HRDN10-M1L |  | 24000 | 17 | 8.5 | 24000 | 17100 | 71.25% | 2.01 | 0 | 9 |  |  |  |  | R-454B | 2 | Residential & Commercial | VSMSHP
214855483 | Mini/Multi Split | MDV | HRCU-A-CB-O | MOX430-18HFN10-M1X |  | Mini-Splits(Non-Ducted) | MUE-18HRFN10-M1 |  | 17000 | 20.5 | 10.3 | 19000 | 17000 | 89.47% | 1.86 | 0 | 12.6 |  |  |  |  | R-454B | 1.4167 | Residential & Commercial | VSMSHP | Non-Ducted CEE Tier 2
214855484 | Mini/Multi Split | MDV | HRCU-A-CB-O | MOD30-24HFN10-M1X |  | Mini-Splits(Non-Ducted) | MCD-24HRFN10-M1 |  | 23400 | 20.8 | 11.6 | 25000 | 23800 | 95.2% | 2.23 | 0 | 12 |  |  |  |  | R-454B | 1.95 | Residential & Commercial | VSMSHP | Non-Ducted CEE Tier 2
214855485 | Mini/Multi Split | MDV | HRCU-A-CB-O | MOD30-24HFN10-M1X |  | Mini-Splits(Non-Ducted) | MUE-24HRFN10-M1 |  | 22000 | 20.5 | 12.1 | 26000 | 24200 | 93.08% | 2.16 | 0 | 12 |  |  |  |  | R-454B | 1.8333 | Residential & Commercial | VSMSHP | Non-Ducted CEE Tier 2
214855486 | Mini/Multi Split | MDV | HRCU-A-CB-O | MOX430-18HFN10-M1 |  | Mini-Splits(Non-Ducted) | MUE-18HRFN10-M1 |  | 18000 | 22.4 | 10.4 | 18000 | 12800 | 71.11% | 2.05 | 0 | 12.5 |  |  |  |  | R-454B | 1.5 | Residential & Commercial | VSMSHP | Non-Ducted CEE Tier 2
214855487 | Mini/Multi Split | MDV | HRCU-A-CB-O | MOD30-24HFN10-M1 |  | Mini-Splits(Non-Ducted) | MCD-24HRFN10-M1 |  | 24000 | 22.1 | 10.5 | 25000 | 18500 | 74% | 2.3 | 0 | 12 |  |  |  |  | R-454B | 2 | Residential & Commercial | VSMSHP | Non-Ducted CEE Tier 2
214855488 | Mini/Multi Split | MDV | HRCU-A-CB-O | MOD30-24HFN10-M1 |  | Mini-Splits(Non-Ducted) | MUE-24HRFN10-M1 |  | 24000 | 21.2 | 11.1 | 24400 | 18600 | 76.23% | 2.27 | 0 | 12.2 |  |  |  |  | R-454B | 2 | Residential & Commercial | VSMSHP | Non-Ducted CEE Tier 2
214855489 | Mini/Multi Split | MDV | HRCU-A-CB-O | MOX630-36HFN10-M2X |  | Mini-Splits(Non-Ducted) | MCD-36HRFN10-M2 |  | 36600 | 21.3 | 10.6 | 37000 | 37000 | 100% | 1.95 | 0 | 12 |  |  |  |  | R-454B | 3.05 | Residential & Commercial | VSMSHP | Non-Ducted CEE Tier 2
214855490 | Mini/Multi Split | MDV | HRCU-A-CB-O | MOX630-36HFN10-M2X |  | Mini-Splits(Non-Ducted) | MUE-36HRFN10-M2 |  | 36400 | 20.2 | 10.8 | 38000 | 39500 | 103.9% | 2.02 | 0 | 12 |  |  |  |  | R-454B | 3.0333 | Residential & Commercial | VSMSHP | Non-Ducted CEE Tier 2
214855491 | Mini/Multi Split | MDV | HRCU-A-CB-O | MOE30-48HFN10-M2X |  | Mini-Splits(Non-Ducted) | MCD-48HRFN10-M2 |  | 48000 | 18.2 | 11 | 53000 | 47500 | 89.62% | 1.96 | 0 | 10 |  |  |  |  | R-454B | 4 | Residential & Commercial | VSMSHP | Non-Ducted CEE Tier 2
214855492 | Mini/Multi Split | MDV | HRCU-A-CB-O | MOE30-48HFN10-M2X |  | Mini-Splits(Non-Ducted) | MUE-48HRFN10-M2 |  | 48000 | 18.7 | 10.1 | 52000 | 47000 | 90.38% | 1.83 | 0 | 9.4 |  |  |  |  | R-454B | 4 | Residential & Commercial | VSMSHP | Non-Ducted CEE Tier 2
214855493 | Mini/Multi Split | MDV | HRCU-A-CB-O | MOE30-60HFN10-M2X |  | Mini-Splits(Non-Ducted) | MUE-60HRFN10-M2 |  | 54000 | 18.1 | 10.7 | 60000 | 54000 | 90% | 1.91 | 0 | 9 |  |  |  |  | R-454B | 4.5 | Residential & Commercial | VSMSHP | Non-Ducted CEE Tier 2
214855494 | Mini/Multi Split | MDV | HRCU-A-CB-O | MOD30-36HFN10-M2 |  | Mini-Splits(Non-Ducted) | MCD-36HRFN10-M2 |  | 36000 | 20 | 10.4 | 38000 | 26600 | 70% | 2.2 | 0 | 9.7 |  |  |  |  | R-454B | 3 | Residential & Commercial | VSMSHP | Non-Ducted CEE Tier 2
214855495 | Mini/Multi Split | MDV | HRCU-A-CB-O | MOE30-48HFN10-M2 |  | Mini-Splits(Non-Ducted) | MCD-48HRFN10-M2 |  | 48000 | 19.1 | 9.9 | 50000 | 40500 | 81% | 2.11 | 0 | 9.5 |  |  |  |  | R-454B | 4 | Residential & Commercial | VSMSHP | Non-Ducted CEE Tier 2
214855496 | Mini/Multi Split | MDV | HRCU-A-CB-O | MOE30-48HFN10-M2 |  | Mini-Splits(Non-Ducted) | MUE-48HRFN10-M2 |  | 48000 | 19.9 | 10.2 | 50000 | 38500 | 77% | 1.95 | 0 | 9.5 |  |  |  |  | R-454B | 4 | Residential & Commercial | VSMSHP | Non-Ducted CEE Tier 2
214855497 | Mini/Multi Split | MDV | HRCU-A-CB-O | MOX430-06HFN10-M1H |  | Mini-Splits(Non-Ducted) | MSEPC-06HRFN10-M1H-C |  | 6000 | 33.1 | 29 | 9000 | 13500 | 150% | 2 | 0 | 16.5 |  |  |  |  | R-454B | 0.5 | Residential & Commercial | VSMSHP | Non-Ducted CEE Tier 2
214855498 | Mini/Multi Split | MDV | HRCU-A-CB-O | MOX430-09HFN10-M1H |  | Mini-Splits(Non-Ducted) | MSEPC-09HRFN10-M1H-C |  | 9000 | 31.5 | 21 | 12000 | 13500 | 112.5% | 2 | 0 | 16 |  |  |  |  | R-454B | 0.75 | Residential & Commercial | VSMSHP | Non-Ducted CEE Tier 2
214855499 | Mini/Multi Split | MDV | HRCU-A-CB-O | MOX430-12HFN10-M1H |  | Mini-Splits(Non-Ducted) | MSEPC-12HRFN10-M1H-C |  | 12000 | 28 | 13.5 | 12000 | 13500 | 112.5% | 2 | 0 | 13.5 |  |  |  |  | R-454B | 1 | Residential & Commercial | VSMSHP | Non-Ducted CEE Tier 2
214855500 | Mini/Multi Split | MDV | HRCU-A-CB-O | MOD30-18HFN10-M1H |  | Mini-Splits(Non-Ducted) | MSEPD-18HRFN10-M1H-C |  | 18000 | 24.5 | 15.2 | 20000 | 22600 | 113% | 2.34 | 0 | 14 |  |  |  |  | R-454B | 1.5 | Residential & Commercial | VSMSHP | Non-Ducted CEE Tier 2
214855501 | Mini/Multi Split | MDV | HRCU-A-CB-O | MOX430-06HFN10-M1H |  | Mini-Splits(Non-Ducted) | MSEPC-06HRFN10-M1H-D |  | 6000 | 35 | 30 | 9000 | 13500 | 150% | 2 | 0 | 17.4 |  |  |  |  | R-454B | 0.5 | Residential & Commercial | VSMSHP | Non-Ducted CEE Tier 2
214855502 | Mini/Multi Split | MDV | HRCU-A-CB-O | MOX430-09HFN10-M1H |  | Mini-Splits(Non-Ducted) | MSEPC-09HRFN10-M1H-D |  | 9000 | 33.3 | 22 | 12000 | 13500 | 112.5% | 2 | 0 | 17 |  |  |  |  | R-454B | 0.75 | Residential & Commercial | VSMSHP | Non-Ducted CEE Tier 2
214855503 | Mini/Multi Split | MDV | HRCU-A-CB-O | MOX430-12HFN10-M1H |  | Mini-Splits(Non-Ducted) | MSEPC-12HRFN10-M1H-D |  | 12000 | 29.4 | 14.5 | 12000 | 13500 | 112.5% | 2 | 0 | 14.2 |  |  |  |  | R-454B | 1 | Residential & Commercial | VSMSHP | Non-Ducted CEE Tier 2
214855504 | Mini/Multi Split | MDV | HRCU-A-CB-O | MOD30-18HFN10-M1H |  | Mini-Splits(Non-Ducted) | MSEPD-18HRFN10-M1H-D |  | 18000 | 25.6 | 16.2 | 20000 | 22600 | 113% | 2.34 | 0 | 15 |  |  |  |  | R-454B | 1.5 | Residential & Commercial | VSMSHP | Non-Ducted CEE Tier 2
214855505 | Mini/Multi Split | MDV | HRCU-A-CB-O | MOX230-06HFN10-M1X |  | Mini-Splits(Non-Ducted) | MCBM-12HRFN10-M1-D |  | 6500 | 22 | 12 | 7400 | 8100 | 109.5% | 2.4 | 0 | 15 |  |  |  |  | R-454B | 0.54167 | Residential & Commercial | VSMSHP | Non-Ducted CEE Tier 2
214855506 | Mini/Multi Split | MDV | HRCU-A-CB-O | MOX330-09HFN10-M1X |  | Mini-Splits(Non-Ducted) | MCB-09HRFN10-M1-D |  | 9000 | 24 | 12.1 | 10900 | 10600 | 97.25% | 1.83 | 0 | 14.6 |  |  |  |  | R-454B | 0.75 | Residential & Commercial | VSMSHP | Non-Ducted CEE Tier 2
214855507 | Mini/Multi Split | MDV | HRCU-A-CB-O | MOX330-09HFN10-M1X |  | Mini-Splits(Non-Ducted) | MCA4-09HRFN10-M1-D |  | 9000 | 22.6 | 12.1 | 10000 | 11000 | 110% | 1.84 | 0 | 14 |  |  |  |  | R-454B | 0.75 | Residential & Commercial | VSMSHP | Non-Ducted CEE Tier 2
214855508 | Mini/Multi Split | MDV | HRCU-A-CB-O | MOX330-09HFN10-M1X |  | Mini-Splits(Non-Ducted) | MFA2M-12HRFN10-M1-D |  | 9000 | 27.2 | 10.9 | 9000 | 11300 | 125.6% | 1.84 | 0 | 15.1 |  |  |  |  | R-454B | 0.75 | Residential & Commercial | VSMSHP | Non-Ducted CEE Tier 2
214855509 | Mini/Multi Split | MDV | HRCU-A-CB-O | MOD30-24HFN10-M1X |  | Mini-Splits(Non-Ducted) | MSEPD-24HRFN10-M1-D |  | 24000 | 21 | 13.5 | 29000 | 24200 | 83.45% | 2.34 | 0 | 13 |  |  |  |  | R-454B | 2 | Residential & Commercial | VSMSHP | Non-Ducted CEE Tier 2
214855510 | Mini/Multi Split | MDV | HRCU-A-CB-O | MOD30-33HFN10-M1X |  | Mini-Splits(Non-Ducted) | MSEPD-33HRFN10-M1-D |  | 33000 | 19.5 | 10.5 | 36000 | 35000 | 97.22% | 1.98 | 0 | 12 |  |  |  |  | R-454B | 2.75 | Residential & Commercial | VSMSHP | Non-Ducted CEE Tier 2
214855511 | Mini/Multi Split | MDV | HRCU-A-CB-O | MOX230-09HFN10-B1 |  | Mini-Splits(Non-Ducted) | MSEPB-09HRFN10-B1-D |  | 9000 | 25.4 | 10 | 10000 | 7200 | 72% | 2.23 | 0 | 14.5 |  |  |  |  | R-454B | 0.75 | Residential & Commercial | VSMSHP | Non-Ducted CEE Tier 2
214855513 | Mini/Multi Split | MDV | HRCU-A-CB-O | MOX230-09HFN10-M1 |  | Mini-Splits(Non-Ducted) | MSEPB-09HRFN10-M1-D |  | 9000 | 25.8 | 12.5 | 10000 | 8000 | 80% | 2.36 | 0 | 14.9 |  |  |  |  | R-454B | 0.75 | Residential & Commercial | VSMSHP | Non-Ducted CEE Tier 2
214855514 | Mini/Multi Split | MDV | HRCU-A-CB-O | MOX230-09HFN10-M1 |  | Mini-Splits(Non-Ducted) | MCB-09HRFN10-M1-D |  | 9000 | 22.1 | 11.8 | 11000 | 8000 | 72.73% | 2.18 | 0 | 14.4 |  |  |  |  | R-454B | 0.75 | Residential & Commercial | VSMSHP | Non-Ducted CEE Tier 2
214855515 | Mini/Multi Split | MDV | HRCU-A-CB-O | MOX230-09HFN10-M1 |  | Mini-Splits(Non-Ducted) | MCBM-12HRFN10-M1-D |  | 9000 | 22.1 | 11.8 | 11000 | 8000 | 72.73% | 2.18 | 0 | 14.4 |  |  |  |  | R-454B | 0.75 | Residential & Commercial | VSMSHP | Non-Ducted CEE Tier 2
214855516 | Mini/Multi Split | MDV | HRCU-A-CB-O | MOX230-09HFN10-M1 |  | Mini-Splits(Non-Ducted) | MCA4-09HRFN10-M1-D |  | 9000 | 21.6 | 11.3 | 10000 | 8300 | 83% | 2.17 | 0 | 14.3 |  |  |  |  | R-454B | 0.75 | Residential & Commercial | VSMSHP | Non-Ducted CEE Tier 2
214855517 | Mini/Multi Split | MDV | HRCU-A-CB-O | MOX230-09HFN10-M1 |  | Mini-Splits(Non-Ducted) | MCA4M-12HRFN10-M1-D |  | 9000 | 21.6 | 11.3 | 10000 | 8300 | 83% | 2.17 | 0 | 14.3 |  |  |  |  | R-454B | 0.75 | Residential & Commercial | VSMSHP | Non-Ducted CEE Tier 2
214855518 | Mini/Multi Split | MDV | HRCU-A-CB-O | MOX230-09HFN10-M1 |  | Mini-Splits(Non-Ducted) | MFA2-09HRFN10-M1-D |  | 9000 | 26 | 13.9 | 9000 | 8600 | 95.56% | 2.27 | 0 | 16.2 |  |  |  |  | R-454B | 0.75 | Residential & Commercial | VSMSHP | Non-Ducted CEE Tier 2
214855519 | Mini/Multi Split | MDV | HRCU-A-CB-O | MOX230-09HFN10-M1 |  | Mini-Splits(Non-Ducted) | MFA2M-12HRFN10-M1-D |  | 9000 | 26 | 13.9 | 9000 | 8600 | 95.56% | 2.27 | 0 | 16.2 |  |  |  |  | R-454B | 0.75 | Residential & Commercial | VSMSHP | Non-Ducted CEE Tier 2
214855520 | Mini/Multi Split | MDV | HRCU-A-CB-O | MOX230-12HFN10-M1 |  | Mini-Splits(Non-Ducted) | MSEPBM-12HRFN10-M1-D |  | 12000 | 25.5 | 10.6 | 12000 | 8400 | 70% | 2.3 | 0 | 13 |  |  |  |  | R-454B | 1 | Residential & Commercial | VSMSHP | Non-Ducted CEE Tier 2
214855521 | Mini/Multi Split | MDV | HRCU-A-CB-O | MOX230-12HFN10-M1 |  | Mini-Splits(Non-Ducted) | MCBM-12HRFN10-M1-D |  | 12000 | 22.1 | 10 | 12000 | 8600 | 71.67% | 2.48 | 0 | 12.3 |  |  |  |  | R-454B | 1 | Residential & Commercial | VSMSHP | Non-Ducted CEE Tier 2
214855522 | Mini/Multi Split | MDV | HRCU-A-CB-O | MOX230-12HFN10-M1 |  | Mini-Splits(Non-Ducted) | MCA4M-12HRFN10-M1-D |  | 12000 | 21.1 | 10.4 | 12000 | 8400 | 70% | 2.4 | 0 | 12.5 |  |  |  |  | R-454B | 1 | Residential & Commercial | VSMSHP | Non-Ducted CEE Tier 2
214855523 | Mini/Multi Split | MDV | HRCU-A-CB-O | MOX230-12HFN10-M1 |  | Mini-Splits(Non-Ducted) | MFA2M-12HRFN10-M1-D |  | 12000 | 24.6 | 11 | 12000 | 8900 | 74.17% | 2.5 | 0 | 12.7 |  |  |  |  | R-454B | 1 | Residential & Commercial | VSMSHP | Non-Ducted CEE Tier 2
214855524 | Mini/Multi Split | MDV | HRCU-A-CB-O | MOX430-18HFN10-M1 |  | Mini-Splits(Non-Ducted) | MSEPC-18HRFN10-M1-D |  | 18000 | 23.5 | 10.8 | 18000 | 12800 | 71.11% | 2.1 | 0 | 12.7 |  |  |  |  | R-454B | 1.5 | Residential & Commercial | VSMSHP | Non-Ducted CEE Tier 2
214855525 | Mini/Multi Split | MDV | HRCU-A-CB-O | MOX430-18HFN10-M1 |  | Mini-Splits(Non-Ducted) | MCB-18HRFN10-M1-D |  | 18000 | 22.2 | 12.2 | 18000 | 13100 | 72.78% | 2.24 | 0 | 12.5 |  |  |  |  | R-454B | 1.5 | Residential & Commercial | VSMSHP | Non-Ducted CEE Tier 2
214855526 | Mini/Multi Split | MDV | HRCU-A-CB-O | MOX430-18HFN10-M1 |  | Mini-Splits(Non-Ducted) | MCA4-18HRFN10-M1-D |  | 16800 | 20.7 | 11.4 | 18000 | 12800 | 71.11% | 2.2 | 0 | 12.5 |  |  |  |  | R-454B | 1.4 | Residential & Commercial | VSMSHP | Non-Ducted CEE Tier 2
214855527 | Mini/Multi Split | MDV | HRCU-A-CB-O | MOX430-18HFN10-M1 |  | Mini-Splits(Non-Ducted) | MFA2-16HRFN10-M1-D |  | 16000 | 23.8 | 13.5 | 17000 | 13100 | 77.06% | 2.16 | 0 | 12.5 |  |  |  |  | R-454B | 1.3333 | Residential & Commercial | VSMSHP | Non-Ducted CEE Tier 2
214855528 | Mini/Multi Split | MDV | HRCU-A-CB-O | MOX430-18HFN10-M1 |  | Mini-Splits(Non-Ducted) | MUE-18HRFN10-M1-D |  | 18000 | 22.3 | 10.4 | 18000 | 12800 | 71.11% | 2.05 | 0 | 12.5 |  |  |  |  | R-454B | 1.5 | Residential & Commercial | VSMSHP | Non-Ducted CEE Tier 2
214855529 | Mini/Multi Split | MDV | HRCU-A-CB-O | MOD30-24HFN10-M1 |  | Mini-Splits(Non-Ducted) | MSEPD-24HRFN10-M1-D |  | 24000 | 23 | 11.7 | 25000 | 19600 | 78.4% | 2.54 | 0 | 14 |  |  |  |  | R-454B | 2 | Residential & Commercial | VSMSHP | Non-Ducted CEE Tier 2
214855530 | Mini/Multi Split | MDV | HRCU-A-CB-O | MOD30-24HFN10-M1 |  | Mini-Splits(Non-Ducted) | MCD-24HRFN10-M1-D |  | 24000 | 22 | 10.5 | 25000 | 18500 | 74% | 2.3 | 0 | 12 |  |  |  |  | R-454B | 2 | Residential & Commercial | VSMSHP | Non-Ducted CEE Tier 2
214855531 | Mini/Multi Split | MDV | HRCU-A-CB-O | MOD30-24HFN10-M1 |  | Mini-Splits(Non-Ducted) | MUE-24HRFN10-M1-D |  | 24000 | 21.1 | 11.1 | 24400 | 18600 | 76.23% | 2.27 | 0 | 12.2 |  |  |  |  | R-454B | 2 | Residential & Commercial | VSMSHP | Non-Ducted CEE Tier 2
214855532 | Mini/Multi Split | MDV | HRCU-A-CB-O | MOX230-09HFN10-B1E |  | Mini-Splits(Non-Ducted) | MSAG11A-09HRFN10-B1E-D |  | 9000 | 21.5 | 9 | 10000 | 7000 | 70% | 1.95 | 0 | 12.5 |  |  |  |  | R-454B | 0.75 | Residential & Commercial | VSMSHP
214855534 | Mini/Multi Split | MDV | HRCU-A-CB-O | MOX230-09HFN10-M1E |  | Mini-Splits(Non-Ducted) | MSAG11A-09HRFN10-M1E-D |  | 9000 | 21.6 | 9.4 | 10000 | 7000 | 70% | 2 | 0 | 12.6 |  |  |  |  | R-454B | 0.75 | Residential & Commercial | VSMSHP
214489060 | Mini/Multi Split | GREE | HRCU-A-CB-O | GWH18AUDXF-D6DNA1A/O |  | Mini-Splits(Non-Ducted) | GWH18AUDXF-D6DN***/I |  | 18000 | 24.5 | 9 | 18000 | 14600 | 81.11% | 1.9 | 0 | 13.65 |  |  |  |  | R-32 | 1.5 | Residential & Commercial | VSMSHP
214521879 | Mini/Multi Split | CIAC | HRCU-A-CB-O | CG420B-X009PH3N1H |  | Mini-Splits(Non-Ducted) | CH420B-X009-H3N1H |  | 9000 | 21.7 | 9.4 | 10000 | 7000 | 70% | 2 | 12.6 | 12.6 |  |  |  |  | R-410A | 0.75 | Residential & Commercial | VSMSHP
207679249 | Mini/Multi Split | Mitsubishi Electric | HRCU-A-CB-O | MUZ-GS15NAH*** |  | Mini-Splits(Non-Ducted) | MSZ-GS15NA*** |  | 14000 | 21 | 10.4 | 18000 | 14000 | 77.78% | 2.03 | 12.75 | 12.75 |  |  |  |  | R-410A | 1.1667 | Residential & Commercial | VSMSHP | Non-Ducted CEE Tier 2
207679251 | Mini/Multi Split | Mitsubishi Electric | HRCU-A-CB-O | MUZ-GS24NAH*** |  | Mini-Splits(Non-Ducted) | MSZ-GS24NA*** |  | 22400 | 21.5 | 10.1 | 27600 | 19700 | 71.38% | 2.1 | 12.55 | 12.6 |  |  |  |  | R-410A | 1.8667 | Residential & Commercial | VSMSHP | Non-Ducted CEE Tier 2
214855541 | Mini/Multi Split | MDV | HRCU-A-CB-O | MOX630-36HFN10-M2X |  | Mini-Splits(Non-Ducted) | MCD-36HRFN10-M2-D |  | 36600 | 21.2 | 10.6 | 37000 | 37000 | 100% | 1.95 | 0 | 12 |  |  |  |  | R-454B | 3.05 | Residential & Commercial | VSMSHP | Non-Ducted CEE Tier 2
214855542 | Mini/Multi Split | MDV | HRCU-A-CB-O | MOX630-36HFN10-M2X |  | Mini-Splits(Non-Ducted) | MUE-36HRFN10-M2-D |  | 36400 | 20 | 10.8 | 38000 | 39500 | 103.9% | 2.02 | 0 | 12 |  |  |  |  | R-454B | 3.0333 | Residential & Commercial | VSMSHP | Non-Ducted CEE Tier 2
214855543 | Mini/Multi Split | MDV | HRCU-A-CB-O | MOE30-48HFN10-M2X |  | Mini-Splits(Non-Ducted) | MCD-48HRFN10-M2-D |  | 48000 | 18 | 11 | 53000 | 47500 | 89.62% | 1.96 | 0 | 10 |  |  |  |  | R-454B | 4 | Residential & Commercial | VSMSHP | Non-Ducted CEE Tier 2
214855544 | Mini/Multi Split | MDV | HRCU-A-CB-O | MOE30-48HFN10-M2X |  | Mini-Splits(Non-Ducted) | MUE-48HRFN10-M2-D |  | 48000 | 18.5 | 10.1 | 52000 | 47000 | 90.38% | 1.83 | 0 | 9.4 |  |  |  |  | R-454B | 4 | Residential & Commercial | VSMSHP | Non-Ducted CEE Tier 2
214855545 | Mini/Multi Split | MDV | HRCU-A-CB-O | MOE30-60HFN10-M2X |  | Mini-Splits(Non-Ducted) | MUE-60HRFN10-M2-D |  | 54000 | 18 | 10.7 | 60000 | 54000 | 90% | 1.91 | 0 | 9 |  |  |  |  | R-454B | 4.5 | Residential & Commercial | VSMSHP | Non-Ducted CEE Tier 2
214855546 | Mini/Multi Split | MDV | HRCU-A-CB-O | MOD30-36HFN10-M2 |  | Mini-Splits(Non-Ducted) | MCD-36HRFN10-M2-D |  | 36000 | 20 | 10.3 | 38000 | 26600 | 70% | 2.2 | 0 | 9.6 |  |  |  |  | R-454B | 3 | Residential & Commercial | VSMSHP | Non-Ducted CEE Tier 2
214855548 | Mini/Multi Split | MDV | HRCU-A-CB-O | MOE30-48HFN10-M2 |  | Mini-Splits(Non-Ducted) | MCD-48HRFN10-M2-D |  | 48000 | 19 | 9.9 | 50000 | 40500 | 81% | 2.11 | 0 | 9.5 |  |  |  |  | R-454B | 4 | Residential & Commercial | VSMSHP | Non-Ducted CEE Tier 2
214855549 | Mini/Multi Split | MDV | HRCU-A-CB-O | MOE30-48HFN10-M2 |  | Mini-Splits(Non-Ducted) | MUE-48HRFN10-M2-D |  | 48000 | 19.8 | 10.2 | 50000 | 38500 | 77% | 1.95 | 0 | 9.5 |  |  |  |  | R-454B | 4 | Residential & Commercial | VSMSHP | Non-Ducted CEE Tier 2
214855556 | Mini/Multi Split | MDV | HRCU-A-CB-O | MOX430-24HFN10-M1E |  | Mini-Splits(Non-Ducted) | MSAG11D-24HRFN10-M1E-D |  | 24000 | 18.5 | 9 | 24000 | 17000 | 70.83% | 2.11 | 0 | 9.6 |  |  |  |  | R-454B | 2 | Residential & Commercial | VSMSHP
214855557 | Mini/Multi Split | MDV | HRCU-A-CB-O | MOX230-06HFN10-M1X |  | Mini-Splits(Non-Ducted) | MSEPB-06HRFN10-M1-D |  | 6000 | 25.5 | 14.8 | 7000 | 7700 | 110% | 2.39 | 0 | 18 |  |  |  |  | R-454B | 0.5 | Residential & Commercial | VSMSHP | Non-Ducted CEE Tier 2
214855558 | Mini/Multi Split | MDV | HRCU-A-CB-O | MOX230-06HFN10-M1X |  | Mini-Splits(Non-Ducted) | MCB-06HRFN10-M1-D |  | 6500 | 22 | 12 | 7400 | 8100 | 109.5% | 2.4 | 0 | 15 |  |  |  |  | R-454B | 0.54167 | Residential & Commercial | VSMSHP | Non-Ducted CEE Tier 2
214855559 | Mini/Multi Split | MDV | HRCU-A-CB-O | MOX330-09HFN10-M1X |  | Mini-Splits(Non-Ducted) | MSEPB-09HRFN10-M1-D |  | 9000 | 27.4 | 12.5 | 12000 | 11500 | 95.83% | 1.8 | 0 | 15.4 |  |  |  |  | R-454B | 0.75 | Residential & Commercial | VSMSHP | Non-Ducted CEE Tier 2
214855560 | Mini/Multi Split | MDV | HRCU-A-CB-O | MOX330-09HFN10-M1X |  | Mini-Splits(Non-Ducted) | MCBM-12HRFN10-M1-D |  | 9000 | 24 | 12.1 | 10900 | 10600 | 97.25% | 1.83 | 0 | 14.6 |  |  |  |  | R-454B | 0.75 | Residential & Commercial | VSMSHP | Non-Ducted CEE Tier 2
214855561 | Mini/Multi Split | MDV | HRCU-A-CB-O | MOX330-09HFN10-M1X |  | Mini-Splits(Non-Ducted) | MCA4M-12HRFN10-M1-D |  | 9000 | 22.6 | 12.1 | 10000 | 11000 | 110% | 1.84 | 0 | 14 |  |  |  |  | R-454B | 0.75 | Residential & Commercial | VSMSHP | Non-Ducted CEE Tier 2
214855562 | Mini/Multi Split | MDV | HRCU-A-CB-O | MOX330-09HFN10-M1X |  | Mini-Splits(Non-Ducted) | MFA2-09HRFN10-M1-D |  | 9000 | 27.2 | 10.9 | 9000 | 11300 | 125.6% | 1.84 | 0 | 15.1 |  |  |  |  | R-454B | 0.75 | Residential & Commercial | VSMSHP | Non-Ducted CEE Tier 2
214855563 | Mini/Multi Split | MDV | HRCU-A-CB-O | MOX330-12HFN10-M1X |  | Mini-Splits(Non-Ducted) | MSEPBM-12HRFN10-M1-D |  | 12000 | 25.4 | 10.5 | 12000 | 11500 | 95.83% | 1.8 | 0 | 13.4 |  |  |  |  | R-454B | 1 | Residential & Commercial | VSMSHP | Non-Ducted CEE Tier 2
214855564 | Mini/Multi Split | MDV | HRCU-A-CB-O | MOX330-12HFN10-M1X |  | Mini-Splits(Non-Ducted) | MCBM-12HRFN10-M1-D |  | 12000 | 23 | 10 | 12500 | 11500 | 92% | 2 | 0 | 13 |  |  |  |  | R-454B | 1 | Residential & Commercial | VSMSHP | Non-Ducted CEE Tier 2
214855565 | Mini/Multi Split | MDV | HRCU-A-CB-O | MOX330-12HFN10-M1X |  | Mini-Splits(Non-Ducted) | MCA4M-12HRFN10-M1-D |  | 12000 | 22.2 | 11.6 | 12000 | 11500 | 95.83% | 2 | 0 | 12.5 |  |  |  |  | R-454B | 1 | Residential & Commercial | VSMSHP | Non-Ducted CEE Tier 2
214855566 | Mini/Multi Split | MDV | HRCU-A-CB-O | MOX330-12HFN10-M1X |  | Mini-Splits(Non-Ducted) | MFA2M-12HRFN10-M1-D |  | 12000 | 25 | 10.5 | 12000 | 11300 | 94.17% | 1.88 | 0 | 12.5 |  |  |  |  | R-454B | 1 | Residential & Commercial | VSMSHP | Non-Ducted CEE Tier 2
214855567 | Mini/Multi Split | MDV | HRCU-A-CB-O | MOX430-18HFN10-M1X |  | Mini-Splits(Non-Ducted) | MSEPC-18HRFN10-M1-D |  | 18000 | 21.4 | 11 | 18000 | 18000 | 100% | 1.92 | 0 | 12.5 |  |  |  |  | R-454B | 1.5 | Residential & Commercial | VSMSHP | Non-Ducted CEE Tier 2
214855568 | Mini/Multi Split | MDV | HRCU-A-CB-O | MOX430-18HFN10-M1X |  | Mini-Splits(Non-Ducted) | MCB-18HRFN10-M1-D |  | 16700 | 20.6 | 12.2 | 20000 | 17500 | 87.5% | 1.89 | 0 | 12.5 |  |  |  |  | R-454B | 1.3917 | Residential & Commercial | VSMSHP | Non-Ducted CEE Tier 2
214855569 | Mini/Multi Split | MDV | HRCU-A-CB-O | MOX430-18HFN10-M1X |  | Mini-Splits(Non-Ducted) | MCA4-18HRFN10-M1-D |  | 16000 | 20 | 12.3 | 19000 | 17000 | 89.47% | 1.9 | 0 | 12.5 |  |  |  |  | R-454B | 1.3333 | Residential & Commercial | VSMSHP | Non-Ducted CEE Tier 2
214855570 | Mini/Multi Split | MDV | HRCU-A-CB-O | MOX430-18HFN10-M1X |  | Mini-Splits(Non-Ducted) | MFA2-16HRFN10-M1-D |  | 16000 | 20 | 10.3 | 17000 | 17500 | 102.9% | 1.95 | 0 | 12.5 |  |  |  |  | R-454B | 1.3333 | Residential & Commercial | VSMSHP | Non-Ducted CEE Tier 2
214855571 | Mini/Multi Split | MDV | HRCU-A-CB-O | MOX430-18HFN10-M1X |  | Mini-Splits(Non-Ducted) | MUE-18HRFN10-M1-D |  | 17000 | 20.4 | 10.3 | 19000 | 17000 | 89.47% | 1.86 | 0 | 12.5 |  |  |  |  | R-454B | 1.4167 | Residential & Commercial | VSMSHP | Non-Ducted CEE Tier 2
214855572 | Mini/Multi Split | MDV | HRCU-A-CB-O | MOD30-24HFN10-M1X |  | Mini-Splits(Non-Ducted) | MCD-24HRFN10-M1-D |  | 23400 | 20.7 | 11.6 | 25000 | 23800 | 95.2% | 2.23 | 0 | 12 |  |  |  |  | R-454B | 1.95 | Residential & Commercial | VSMSHP | Non-Ducted CEE Tier 2
214855573 | Mini/Multi Split | MDV | HRCU-A-CB-O | MOD30-24HFN10-M1X |  | Mini-Splits(Non-Ducted) | MUE-24HRFN10-M1-D |  | 22000 | 20.4 | 12.1 | 26000 | 24200 | 93.08% | 2.16 | 0 | 12 |  |  |  |  | R-454B | 1.8333 | Residential & Commercial | VSMSHP | Non-Ducted CEE Tier 2
214861336 | Mini/Multi Split | MDV | HRCU-A-CB-O | MOD30-33HFN10-M1X |  | Mini-Splits(Non-Ducted) | MSAG11F-33HRFN10-M1 |  | 33000 | 20 | 10.5 | 36000 | 34600 | 96.11% | 1.91 | 0 | 11.7 |  |  |  |  | R-454B | 2.75 | Residential & Commercial | VSMSHP | Non-Ducted CEE Tier 2
214861339 | Mini/Multi Split | MDV | HRCU-A-CB-O | MOX130-09HFN10-M1L |  | Mini-Splits(Non-Ducted) | MSAFB-09HRDN10-M1L |  | 9000 | 19 | 9.7 | 10000 | 7000 | 70% | 2.15 | 0 | 10.9 |  |  |  |  | R-454B | 0.75 | Residential & Commercial | VSMSHP | Non-Ducted CEE Tier 2
214389544 | Mini/Multi Split | ICONIC AIR SOLUTION | HRCU-A-CB-O | ICOO09AK |  | Mini-Splits(Non-Ducted) | IFOC09IK |  | 9000 | 20 | 10 | 10000 | 7400 | 74% | 1.9 | 13 | 13 |  |  |  |  | R-410A | 0.75 | Residential & Commercial | VSMSHP | Non-Ducted CEE Tier 2
214389547 | Mini/Multi Split | ICONIC AIR SOLUTION | HRCU-A-CB-O | ICOO24AK |  | Mini-Splits(Non-Ducted) | IFOC24IK |  | 24000 | 21.5 | 9.7 | 25000 | 18500 | 74% | 2.2 | 12.5 | 12.5 |  |  |  |  | R-410A | 2 | Residential & Commercial | VSMSHP | Non-Ducted CEE Tier 2
214389985 | Mini/Multi Split | PERFECTAIRE | HRCU-A-CB-O | 3PAMSHH18-SZO-20.5 |  | Mini-Splits(Non-Ducted) | 3PAMSHH18-UVW |  | 18000 | 22 | 10.6 | 18000 | 17200 | 95.56% | 1.89 | 13 | 13 |  |  |  |  | R-410A | 1.5 | Residential & Commercial | VSMSHP | Non-Ducted CEE Tier 2
214389986 | Mini/Multi Split | PERFECTAIRE | HRCU-A-CB-O | 3PAMSHH24-SZO-21 |  | Mini-Splits(Non-Ducted) | 3PAMSHH24-UVW |  | 23000 | 22.3 | 10.3 | 26000 | 23000 | 88.46% | 1.8 | 12.5 | 12.5 |  |  |  |  | R-410A | 1.9167 | Residential & Commercial | VSMSHP | Non-Ducted CEE Tier 2
214390707 | Mini/Multi Split | FUJITSU | HRCU-A-CB-O | AOUH09KMAS1 |  | Mini-Splits(Non-Ducted) | ASUH09KMAS |  | 9000 | 30 | 12.6 | 12000 | 10300 | 85.83% | 2.32 | 0 | 16.4 |  |  |  |  | R-32 | 0.75 | Residential & Commercial | VSMSHP | Non-Ducted CEE Tier 2
214390708 | Mini/Multi Split | FUJITSU | HRCU-A-CB-O | AOUH12KMAS1 |  | Mini-Splits(Non-Ducted) | ASUH12KMAS |  | 12000 | 27.5 | 11.2 | 14000 | 10600 | 75.71% | 2.38 | 0 | 13.5 |  |  |  |  | R-32 | 1 | Residential & Commercial | VSMSHP | Non-Ducted CEE Tier 2
214390712 | Mini/Multi Split | LUORISE | HRCU-A-CB-O | L01-09K1V-19S-P-O |  | Mini-Splits(Non-Ducted) | L01-09K1V-19S-WC-I |  | 9000 | 19 | 8.5 | 10000 | 7000 | 70% | 1.75 | 0 | 10 |  |  |  |  | R-410A | 0.75 | Residential & Commercial | VSMSHP
214390713 | Mini/Multi Split | LUORISE | HRCU-A-CB-O | L01-09K1V-19S-O |  | Mini-Splits(Non-Ducted) | L01-09K1V-19S-WC-I |  | 9000 | 19 | 8.5 | 10000 | 7000 | 70% | 1.75 | 0 | 10 |  |  |  |  | R-410A | 0.75 | Residential & Commercial | VSMSHP
214390714 | Mini/Multi Split | LUORISE | HRCU-A-CB-O | L01-12K1V-19S-P-O |  | Mini-Splits(Non-Ducted) | L01-12K1V-19S-WC-I |  | 12000 | 19 | 8.5 | 12200 | 8600 | 70.49% | 1.8 | 0 | 10 |  |  |  |  | R-410A | 1 | Residential & Commercial | VSMSHP
214390715 | Mini/Multi Split | LUORISE | HRCU-A-CB-O | L01-12K1V-19S-O |  | Mini-Splits(Non-Ducted) | L01-12K1V-19S-WC-I |  | 12000 | 19 | 8.5 | 12200 | 8600 | 70.49% | 1.8 | 0 | 10 |  |  |  |  | R-410A | 1 | Residential & Commercial | VSMSHP
214390716 | Mini/Multi Split | LUORISE | HRCU-A-CB-O | L01-09K2V-19S-P-O |  | Mini-Splits(Non-Ducted) | L01-09K2V-19S-WC-I |  | 9000 | 19 | 8.5 | 10000 | 7000 | 70% | 1.8 | 0 | 10 |  |  |  |  | R-410A | 0.75 | Residential & Commercial | VSMSHP
214390717 | Mini/Multi Split | LUORISE | HRCU-A-CB-O | L01-09K2V-19S-O |  | Mini-Splits(Non-Ducted) | L01-09K2V-19S-WC-I |  | 9000 | 19 | 8.5 | 10000 | 7000 | 70% | 1.8 | 0 | 10 |  |  |  |  | R-410A | 0.75 | Residential & Commercial | VSMSHP
214390718 | Mini/Multi Split | LUORISE | HRCU-A-CB-O | L01-12K2V-19S-P-O |  | Mini-Splits(Non-Ducted) | L01-12K2V-19S-WC-I |  | 12000 | 19 | 8.5 | 12200 | 8600 | 70.49% | 1.8 | 0 | 10 |  |  |  |  | R-410A | 1 | Residential & Commercial | VSMSHP
214390719 | Mini/Multi Split | LUORISE | HRCU-A-CB-O | L01-12K2V-19S-O |  | Mini-Splits(Non-Ducted) | L01-12K2V-19S-WC-I |  | 12000 | 19 | 8.5 | 12200 | 8600 | 70.49% | 1.8 | 0 | 10 |  |  |  |  | R-410A | 1 | Residential & Commercial | VSMSHP
214421460 | Mini/Multi Split | Wells | HRCU-A-CB-O | WSB-09HFBO |  | Mini-Splits(Non-Ducted) | WSB-09HFBI |  | 9000 | 21.5 | 9.1 | 10000 | 7000 | 70% | 2.16 | 12.5 | 12.5 |  |  |  |  | R-410A | 0.75 | Residential & Commercial | VSMSHP
214421462 | Mini/Multi Split | Wells | HRCU-A-CB-O | WSB-09HFMO |  | Mini-Splits(Non-Ducted) | WSB-09HFMI |  | 9000 | 21.7 | 9.4 | 10000 | 7000 | 70% | 2 | 12.6 | 12.6 |  |  |  |  | R-410A | 0.75 | Residential & Commercial | VSMSHP
214421468 | Mini/Multi Split | Wells | HRCU-A-CB-O | WSA-06HFMO |  | Mini-Splits(Non-Ducted) | WSA-06HFMI |  | 6000 | 23.5 | 12 | 7000 | 7100 | 101.4% | 1.84 | 15 | 15 |  |  |  |  | R-410A | 0.5 | Residential & Commercial | VSMSHP | Non-Ducted CEE Tier 2
214421469 | Mini/Multi Split | Wells | HRCU-A-CB-O | WSA-09HFMO |  | Mini-Splits(Non-Ducted) | WSA-09HFMI |  | 9000 | 26.4 | 11.6 | 12000 | 11000 | 91.67% | 1.85 | 15.8 | 15.8 |  |  |  |  | R-410A | 0.75 | Residential & Commercial | VSMSHP | Non-Ducted CEE Tier 2
214421470 | Mini/Multi Split | Wells | HRCU-A-CB-O | WSA-12HFMO |  | Mini-Splits(Non-Ducted) | WSA-12HFMI |  | 12000 | 23.1 | 10.5 | 12000 | 11000 | 91.67% | 1.88 | 13 | 13 |  |  |  |  | R-410A | 1 | Residential & Commercial | VSMSHP | Non-Ducted CEE Tier 2
214421471 | Mini/Multi Split | Wells | HRCU-A-CB-O | WSA-18HFMO |  | Mini-Splits(Non-Ducted) | WSA-18HFMI |  | 18000 | 22 | 10.6 | 18000 | 17200 | 95.56% | 1.89 | 13 | 13 |  |  |  |  | R-410A | 1.5 | Residential & Commercial | VSMSHP | Non-Ducted CEE Tier 2
214421472 | Mini/Multi Split | Wells | HRCU-A-CB-O | WSA-24HFMO |  | Mini-Splits(Non-Ducted) | WSA-24HFMI |  | 23000 | 22.3 | 10.3 | 26000 | 23000 | 88.46% | 1.8 | 12.5 | 12.5 |  |  |  |  | R-410A | 1.9167 | Residential & Commercial | VSMSHP | Non-Ducted CEE Tier 2
214421473 | Mini/Multi Split | Wells | HRCU-A-CB-O | WSA-33HFMO |  | Mini-Splits(Non-Ducted) | WSA-33HFMI |  | 33000 | 20 | 10 | 35000 | 34600 | 98.86% | 1.8 | 0 | 11.7 |  |  |  |  | R-410A | 2.75 | Residential & Commercial | VSMSHP | Non-Ducted CEE Tier 2
214421474 | Mini/Multi Split | ZERO | HRCU-A-CB-O | ZMSB-09HV-USHHC-O |  | Mini-Splits(Non-Ducted) | ZMSB-09HV-USHHC-I |  | 9000 | 26.4 | 11.6 | 12000 | 11000 | 91.67% | 1.85 | 15.8 | 15.8 |  |  |  |  | R-410A | 0.75 | Residential & Commercial | VSMSHP | Non-Ducted CEE Tier 2
214421475 | Mini/Multi Split | ZERO | HRCU-A-CB-O | ZMSB-12HV-USHHC-O |  | Mini-Splits(Non-Ducted) | ZMSB-12HV-USHHC-I |  | 12000 | 23.1 | 10.5 | 12000 | 11000 | 91.67% | 1.88 | 13 | 13 |  |  |  |  | R-410A | 1 | Residential & Commercial | VSMSHP | Non-Ducted CEE Tier 2
214421476 | Mini/Multi Split | ZERO | HRCU-A-CB-O | ZMSB-18HV-USHHC-O |  | Mini-Splits(Non-Ducted) | ZMSB-18HV-USHHC-I |  | 18000 | 22 | 10.6 | 18000 | 17200 | 95.56% | 1.89 | 13 | 13 |  |  |  |  | R-410A | 1.5 | Residential & Commercial | VSMSHP | Non-Ducted CEE Tier 2
214421477 | Mini/Multi Split | ZERO | HRCU-A-CB-O | ZMSB-24HV-USHHC-O |  | Mini-Splits(Non-Ducted) | ZMSB-24HV-USHHC-I |  | 23000 | 22.3 | 10.3 | 26000 | 23000 | 88.46% | 1.8 | 12.5 | 12.5 |  |  |  |  | R-410A | 1.9167 | Residential & Commercial | VSMSHP | Non-Ducted CEE Tier 2
214387779 | Mini/Multi Split | GREE | HRCU-A-CB-O | SAP12HP230V1AO |  | Mini-Splits(Non-Ducted) | SAP12HP230V1AH* |  | 12000 | 24 | 9 | 12200 | 13000 | 106.6% | 1.91 | 0 | 14 |  |  |  |  | R-410A | 1 | Residential & Commercial | VSMSHP
214389447 | Mini/Multi Split | ARCOAIRE | HRCU-A-CB-O | DLCPRAH12AAK |  | Mini-Splits(Non-Ducted) | DHMPHAQ12XA3 |  | 12000 | 24 | 9.5 | 12000 | 12000 | 100% | 1.75 | 13.5 | 13.5 |  |  |  |  | R-410A | 1 | Residential & Commercial | VSMSHP | Non-Ducted CEE Tier 2
211096903 | Mini/Multi Split | Mirage | HRCU-A-CB-O | OVKH120B |  | Mini-Splits(Non-Ducted) | IVKH120B |  | 12000 | 19 | 8.5 | 12200 | 8600 | 70.49% | 1.8 | 0 | 10 |  |  |  |  | R-410A | 1 | Residential & Commercial | VSMSHP
211096904 | Mini/Multi Split | Mirage | HRCU-A-CB-O | OVKH121B |  | Mini-Splits(Non-Ducted) | IVKH121B |  | 12000 | 19 | 8.5 | 12200 | 8600 | 70.49% | 1.8 | 0 | 10 |  |  |  |  | R-410A | 1 | Residential & Commercial | VSMSHP
214389448 | Mini/Multi Split | ARCOAIRE | HRCU-A-CB-O | DLCPRAH18AAK |  | Mini-Splits(Non-Ducted) | DHMPHAQ18XA3 |  | 18000 | 26.2 | 12 | 18000 | 16400 | 91.11% | 1.95 | 14.5 | 14.5 |  |  |  |  | R-410A | 1.5 | Residential & Commercial | VSMSHP | Non-Ducted CEE Tier 2
214389449 | Mini/Multi Split | COMFORTMAKER | HRCU-A-CB-O | DLCPRAH12AAK |  | Mini-Splits(Non-Ducted) | DHMPHAQ12XA3 |  | 12000 | 24 | 9.5 | 12000 | 12000 | 100% | 1.75 | 13.5 | 13.5 |  |  |  |  | R-410A | 1 | Residential & Commercial | VSMSHP | Non-Ducted CEE Tier 2
214389450 | Mini/Multi Split | COMFORTMAKER | HRCU-A-CB-O | DLCPRAH18AAK |  | Mini-Splits(Non-Ducted) | DHMPHAQ18XA3 |  | 18000 | 26.2 | 12 | 18000 | 16400 | 91.11% | 1.95 | 14.5 | 14.5 |  |  |  |  | R-410A | 1.5 | Residential & Commercial | VSMSHP | Non-Ducted CEE Tier 2
214389451 | Mini/Multi Split | DAY & NIGHT | HRCU-A-CB-O | DLCPRAH12AAK |  | Mini-Splits(Non-Ducted) | DHMPHAQ12XA3 |  | 12000 | 24 | 9.5 | 12000 | 12000 | 100% | 1.75 | 13.5 | 13.5 |  |  |  |  | R-410A | 1 | Residential & Commercial | VSMSHP | Non-Ducted CEE Tier 2
214389452 | Mini/Multi Split | DAY & NIGHT | HRCU-A-CB-O | DLCPRAH18AAK |  | Mini-Splits(Non-Ducted) | DHMPHAQ18XA3 |  | 18000 | 26.2 | 12 | 18000 | 16400 | 91.11% | 1.95 | 14.5 | 14.5 |  |  |  |  | R-410A | 1.5 | Residential & Commercial | VSMSHP | Non-Ducted CEE Tier 2
214389453 | Mini/Multi Split | HEIL | HRCU-A-CB-O | DLCPRAH12AAK |  | Mini-Splits(Non-Ducted) | DHMPHAQ12XA3 |  | 12000 | 24 | 9.5 | 12000 | 12000 | 100% | 1.75 | 13.5 | 13.5 |  |  |  |  | R-410A | 1 | Residential & Commercial | VSMSHP | Non-Ducted CEE Tier 2
214389454 | Mini/Multi Split | HEIL | HRCU-A-CB-O | DLCPRAH18AAK |  | Mini-Splits(Non-Ducted) | DHMPHAQ18XA3 |  | 18000 | 26.2 | 12 | 18000 | 16400 | 91.11% | 1.95 | 14.5 | 14.5 |  |  |  |  | R-410A | 1.5 | Residential & Commercial | VSMSHP | Non-Ducted CEE Tier 2
214389455 | Mini/Multi Split | KEEPRITE | HRCU-A-CB-O | DLCPRAH12AAK |  | Mini-Splits(Non-Ducted) | DHMPHAQ12XA3 |  | 12000 | 24 | 9.5 | 12000 | 12000 | 100% | 1.75 | 13.5 | 13.5 |  |  |  |  | R-410A | 1 | Residential & Commercial | VSMSHP | Non-Ducted CEE Tier 2
214389456 | Mini/Multi Split | KEEPRITE | HRCU-A-CB-O | DLCPRAH18AAK |  | Mini-Splits(Non-Ducted) | DHMPHAQ18XA3 |  | 18000 | 26.2 | 12 | 18000 | 16400 | 91.11% | 1.95 | 14.5 | 14.5 |  |  |  |  | R-410A | 1.5 | Residential & Commercial | VSMSHP | Non-Ducted CEE Tier 2
214389457 | Mini/Multi Split | TEMPSTAR | HRCU-A-CB-O | DLCPRAH12AAK |  | Mini-Splits(Non-Ducted) | DHMPHAQ12XA3 |  | 12000 | 24 | 9.5 | 12000 | 12000 | 100% | 1.75 | 13.5 | 13.5 |  |  |  |  | R-410A | 1 | Residential & Commercial | VSMSHP | Non-Ducted CEE Tier 2
214389458 | Mini/Multi Split | TEMPSTAR | HRCU-A-CB-O | DLCPRAH18AAK |  | Mini-Splits(Non-Ducted) | DHMPHAQ18XA3 |  | 18000 | 26.2 | 12 | 18000 | 16400 | 91.11% | 1.95 | 14.5 | 14.5 |  |  |  |  | R-410A | 1.5 | Residential & Commercial | VSMSHP | Non-Ducted CEE Tier 2
214389459 | Mini/Multi Split | AIRQUEST | HRCU-A-CB-O | DLCPRAH12AAK |  | Mini-Splits(Non-Ducted) | DHMPHAQ12XA3 |  | 12000 | 24 | 9.5 | 12000 | 12000 | 100% | 1.75 | 13.5 | 13.5 |  |  |  |  | R-410A | 1 | Residential & Commercial | VSMSHP | Non-Ducted CEE Tier 2
214389460 | Mini/Multi Split | AIRQUEST | HRCU-A-CB-O | DLCPRAH18AAK |  | Mini-Splits(Non-Ducted) | DHMPHAQ18XA3 |  | 18000 | 26.2 | 12 | 18000 | 16400 | 91.11% | 1.95 | 14.5 | 14.5 |  |  |  |  | R-410A | 1.5 | Residential & Commercial | VSMSHP | Non-Ducted CEE Tier 2
214389472 | Mini/Multi Split | ARCOAIRE | HRCU-A-CB-O | DLCPRBH18AAK |  | Mini-Splits(Non-Ducted) | DHMPHAQ18XA3 |  | 18000 | 23.5 | 13.5 | 20000 | 21000 | 105% | 1.8 | 0 | 13.5 |  |  |  |  | R-410A | 1.5 | Residential & Commercial | VSMSHP | Non-Ducted CEE Tier 2
214389473 | Mini/Multi Split | COMFORTMAKER | HRCU-A-CB-O | DLCPRBH18AAK |  | Mini-Splits(Non-Ducted) | DHMPHAQ18XA3 |  | 18000 | 23.5 | 13.5 | 20000 | 21000 | 105% | 1.8 | 0 | 13.5 |  |  |  |  | R-410A | 1.5 | Residential & Commercial | VSMSHP | Non-Ducted CEE Tier 2
214389474 | Mini/Multi Split | DAY & NIGHT | HRCU-A-CB-O | DLCPRBH18AAK |  | Mini-Splits(Non-Ducted) | DHMPHAQ18XA3 |  | 18000 | 23.5 | 13.5 | 20000 | 21000 | 105% | 1.8 | 0 | 13.5 |  |  |  |  | R-410A | 1.5 | Residential & Commercial | VSMSHP | Non-Ducted CEE Tier 2
214389475 | Mini/Multi Split | HEIL | HRCU-A-CB-O | DLCPRBH18AAK |  | Mini-Splits(Non-Ducted) | DHMPHAQ18XA3 |  | 18000 | 23.5 | 13.5 | 20000 | 21000 | 105% | 1.8 | 0 | 13.5 |  |  |  |  | R-410A | 1.5 | Residential & Commercial | VSMSHP | Non-Ducted CEE Tier 2
214389476 | Mini/Multi Split | KEEPRITE | HRCU-A-CB-O | DLCPRBH18AAK |  | Mini-Splits(Non-Ducted) | DHMPHAQ18XA3 |  | 18000 | 23.5 | 13.5 | 20000 | 21000 | 105% | 1.8 | 0 | 13.5 |  |  |  |  | R-410A | 1.5 | Residential & Commercial | VSMSHP | Non-Ducted CEE Tier 2
214389477 | Mini/Multi Split | TEMPSTAR | HRCU-A-CB-O | DLCPRBH18AAK |  | Mini-Splits(Non-Ducted) | DHMPHAQ18XA3 |  | 18000 | 23.5 | 13.5 | 20000 | 21000 | 105% | 1.8 | 0 | 13.5 |  |  |  |  | R-410A | 1.5 | Residential & Commercial | VSMSHP | Non-Ducted CEE Tier 2
214389478 | Mini/Multi Split | AIRQUEST | HRCU-A-CB-O | DLCPRBH18AAK |  | Mini-Splits(Non-Ducted) | DHMPHAQ18XA3 |  | 18000 | 23.5 | 13.5 | 20000 | 21000 | 105% | 1.8 | 0 | 13.5 |  |  |  |  | R-410A | 1.5 | Residential & Commercial | VSMSHP | Non-Ducted CEE Tier 2
214389493 | Mini/Multi Split | ICONIC AIR SOLUTION | HRCU-A-CB-O | ICOO09AK |  | Mini-Splits(Non-Ducted) | IFOH06IK |  | 6000 | 23.5 | 12 | 7000 | 7100 | 101.4% | 1.84 | 15 | 15 |  |  |  |  | R-410A | 0.5 | Residential & Commercial | VSMSHP | Non-Ducted CEE Tier 2
214389496 | Mini/Multi Split | ICONIC AIR SOLUTION | HRCU-A-CB-O | ICOO09AK |  | Mini-Splits(Non-Ducted) | IFOH09IK |  | 9000 | 24 | 11.6 | 10000 | 7500 | 75% | 2.25 | 14.7 | 14.7 |  |  |  |  | R-410A | 0.75 | Residential & Commercial | VSMSHP | Non-Ducted CEE Tier 2
214389497 | Mini/Multi Split | ICONIC AIR SOLUTION | HRCU-A-CB-O | ICOO12AK |  | Mini-Splits(Non-Ducted) | IFOH12IK |  | 12000 | 23.1 | 10.8 | 12000 | 8400 | 70% | 2.41 | 13 | 13 |  |  |  |  | R-410A | 1 | Residential & Commercial | VSMSHP | Non-Ducted CEE Tier 2
214389498 | Mini/Multi Split | ICONIC AIR SOLUTION | HRCU-A-CB-O | ICOO18AK |  | Mini-Splits(Non-Ducted) | IFOH18IK |  | 18000 | 24 | 10.5 | 18000 | 12800 | 71.11% | 2.44 | 13.5 | 13.5 |  |  |  |  | R-410A | 1.5 | Residential & Commercial | VSMSHP | Non-Ducted CEE Tier 2
214383433 | Mini/Multi Split | FRANKLIN | HRCU-A-CB-O | MSH093F25MCAA |  | Mini-Splits(Non-Ducted) | MSH093F25AXAA |  | 9000 | 28.1 | 11.5 | 12000 | 10600 | 88.33% | 2 | 16.2 | 16.2 |  |  |  |  | R-410A | 0.75 | Residential & Commercial | VSMSHP | Non-Ducted CEE Tier 2
214383434 | Mini/Multi Split | FRANKLIN | HRCU-A-CB-O | MSH123F25MCAA |  | Mini-Splits(Non-Ducted) | MSH123F25AXAA |  | 12000 | 25.5 | 10.4 | 12000 | 12000 | 100% | 1.8 | 14 | 14 |  |  |  |  | R-410A | 1 | Residential & Commercial | VSMSHP | Non-Ducted CEE Tier 2
214383435 | Mini/Multi Split | FRANKLIN | HRCU-A-CB-O | MSH183F25MCAA |  | Mini-Splits(Non-Ducted) | MSH183F25AXAA |  | 18000 | 21.5 | 11.3 | 18000 | 18000 | 100% | 1.8 | 12.5 | 12.5 |  |  |  |  | R-410A | 1.5 | Residential & Commercial | VSMSHP | Non-Ducted CEE Tier 2
214383436 | Mini/Multi Split | FRANKLIN | HRCU-A-CB-O | MSH243F25MCAA |  | Mini-Splits(Non-Ducted) | MSH243F25AXAA |  | 24000 | 21.5 | 11.4 | 29000 | 25000 | 86.21% | 2.21 | 13 | 13 |  |  |  |  | R-410A | 2 | Residential & Commercial | VSMSHP | Non-Ducted CEE Tier 2
214377798 | Mini/Multi Split | NG Trade | HRCU-A-CB-O | OMEGA091E |  | Mini-Splits(Non-Ducted) | IMEGA091E |  | 9000 | 26.4 | 11.6 | 12000 | 11000 | 91.67% | 1.85 | 15.8 | 15.8 |  |  |  |  | R-410A | 0.75 | Residential & Commercial | VSMSHP | Non-Ducted CEE Tier 2
214377799 | Mini/Multi Split | NG Trade | HRCU-A-CB-O | OMEGA121E |  | Mini-Splits(Non-Ducted) | IMEGA121E |  | 12000 | 23.1 | 10.5 | 12000 | 11000 | 91.67% | 1.88 | 13 | 13 |  |  |  |  | R-410A | 1 | Residential & Commercial | VSMSHP | Non-Ducted CEE Tier 2
214377772 | Mini/Multi Split | Kepler | HRCU-A-CB-O | ODUMOX330-12HFN1MW5W |  | Mini-Splits(Non-Ducted) | IDUCCA3U-12HRFN1-M(C) |  | 12000 | 22.3 | 10.2 | 12000 | 11300 | 94.17% | 1.89 | 12.7 | 12.7 |  |  |  |  | R-410A | 1 | Residential & Commercial | VSMSHP | Non-Ducted CEE Tier 2
214377773 | Mini/Multi Split | Kepler | HRCU-A-CB-O | ODUMOX430-17HFN1MT0W |  | Mini-Splits(Non-Ducted) | IDUCCA3U-18HRFN1-M(C) |  | 16000 | 20 | 9.5 | 17000 | 16000 | 94.12% | 1.75 | 12.5 | 12.5 |  |  |  |  | R-410A | 1.3333 | Residential & Commercial | VSMSHP | Non-Ducted CEE Tier 2
214377774 | Mini/Multi Split | Kepler | HRCU-A-CB-O | ODUMOD30-24HFN1MU0W |  | Mini-Splits(Non-Ducted) | IDUMCD1-24HRFN1-MT0W(GA) |  | 24000 | 20.5 | 11.5 | 25000 | 25800 | 103.2% | 2 | 11 | 11 |  |  |  |  | R-410A | 2 | Residential & Commercial | VSMSHP | Non-Ducted CEE Tier 2
214377775 | Mini/Multi Split | Kepler | HRCU-A-CB-O | ODUMOX330-12HFN1MW5W |  | Mini-Splits(Non-Ducted) | IDUMFA2U-12HRFN1-MW5W |  | 12000 | 24.2 | 10.7 | 12000 | 11900 | 99.17% | 1.99 | 13.3 | 13.3 |  |  |  |  | R-410A | 1 | Residential & Commercial | VSMSHP | Non-Ducted CEE Tier 2
214841715 | Mini/Multi Split | AUX | HRCU-A-CB-O | ASW-H12C5B3/*R3DI-C5 |  | Mini-Splits(Non-Ducted) | ASW-H12C5B3/*R3DI-C5 |  | 12000 | 23 | 10.2 | 12300 | 9000 | 73.17% | 2.09 | 0 | 10 |  |  |  |  | R-32 | 1 | Residential & Commercial | VSMSHP | Non-Ducted CEE Tier 2
214841716 | Mini/Multi Split | AUX | HRCU-A-CB-O | ASW-H09B6A3/Q*R3DI-C2 |  | Mini-Splits(Non-Ducted) | ASW-H09B6A3/Q*R3DI-C2 |  | 9100 | 20.5 | 9 | 9500 | 7600 | 80% | 1.95 | 0 | 10.7 |  |  |  |  | R-32 | 0.75833 | Residential & Commercial | VSMSHP
214841717 | Mini/Multi Split | AUX | HRCU-A-CB-O | ASW-H12C5C2/*R3DI-C5 |  | Mini-Splits(Non-Ducted) | ASW-H12C5C2/*R3DI-C5 |  | 12000 | 23 | 10.12 | 12300 | 9600 | 78.05% | 2.32 | 0 | 12 |  |  |  |  | R-32 | 1 | Residential & Commercial | VSMSHP | Non-Ducted CEE Tier 2
214844423 | Mini/Multi Split | Bestcold | HRCU-A-CB-O | MYTW-09HPAC1/O |  | Mini-Splits(Non-Ducted) | MYTW-09HPAC1/I |  | 9000 | 19 | 8.5 | 10000 | 7000 | 70% | 1.75 | 0 | 10 |  |  |  |  | R-410A | 0.75 | Residential & Commercial | VSMSHP
214844424 | Mini/Multi Split | Bestcold | HRCU-A-CB-O | MYTW-12HPAC1/O |  | Mini-Splits(Non-Ducted) | MYTW-12HPAC1/I |  | 12000 | 19 | 8.5 | 12200 | 8600 | 70.49% | 1.8 | 0 | 10 |  |  |  |  | R-410A | 1 | Residential & Commercial | VSMSHP
214844425 | Mini/Multi Split | Bestcold | HRCU-A-CB-O | MYTW-09HPAC2/O |  | Mini-Splits(Non-Ducted) | MYTW-09HPAC2/I |  | 9000 | 19 | 8.5 | 10000 | 7000 | 70% | 1.8 | 0 | 10 |  |  |  |  | R-410A | 0.75 | Residential & Commercial | VSMSHP
214844426 | Mini/Multi Split | Bestcold | HRCU-A-CB-O | MYTW-12HPAC2/O |  | Mini-Splits(Non-Ducted) | MYTW-12HPAC2/I |  | 12000 | 19 | 8.5 | 12200 | 8600 | 70.49% | 1.8 | 0 | 10 |  |  |  |  | R-410A | 1 | Residential & Commercial | VSMSHP
214844431 | Mini/Multi Split | ELIOS | HRCU-A-CB-O | DEA12HOS25230E8 |  | Mini-Splits(Non-Ducted) | DUB12HIFU230X5A |  | 12000 | 25 | 11 | 12000 | 8400 | 70% | 2.38 | 13 | 13 |  |  |  |  | R-410A | 1 | Residential & Commercial | VSMSHP | Non-Ducted CEE Tier 2
214844432 | Mini/Multi Split | ELIOS | HRCU-A-CB-O | DEA12HOS28230E8 |  | Mini-Splits(Non-Ducted) | DUB12HIFU230X5A |  | 12000 | 24.2 | 10.7 | 12000 | 11900 | 99.17% | 1.99 | 13.3 | 13.3 |  |  |  |  | R-410A | 1 | Residential & Commercial | VSMSHP | Non-Ducted CEE Tier 2
214594896 | Mini/Multi Split | GREE | HRCU-A-CB-O | GWH18QDXF-D3DNB2A/O |  | Mini-Splits(Non-Ducted) | GWH18AFDXF-D3DN**A/I |  | 18000 | 23 | 9 | 18000 | 13000 | 72.22% | 1.85 | 0 | 12.5 |  |  |  |  | R-410A | 1.5 | Residential & Commercial | VSMSHP
215324983 | Mini/Multi Split | MIDEA | HRCU-A-CB-O | M5CVRAQ24AA3 |  | Mini-Splits(Non-Ducted) | M5FVHAQ24XA3 |  | 24000 | 17 | 8.5 | 24000 | 17100 | 71.25% | 2.01 | 0 | 9 |  |  |  |  | R-454B | 2 | Residential & Commercial | VSMSHP
215333757 | Mini/Multi Split | Weathermaker | HRCU-A-CB-O | 37MVRAQ09AA3 |  | Mini-Splits(Non-Ducted) | D5MVHAQ09XC3 |  | 9000 | 19 | 9.7 | 10000 | 7000 | 70% | 2.15 | 0 | 10.9 |  |  |  |  | R-454B | 0.75 | Residential & Commercial | VSMSHP | Non-Ducted CEE Tier 2
215333784 | Mini/Multi Split | DAY & NIGHT | HRCU-A-CB-O | D5CVRAH24AAK |  | Mini-Splits(Non-Ducted) | D5FVHAH24XCK |  | 24000 | 17 | 8.5 | 24000 | 17100 | 71.25% | 2.01 | 0 | 9 |  |  |  |  | R-454B | 2 | Residential & Commercial | VSMSHP
215333817 | Mini/Multi Split | SMART COMFORT | HRCU-A-CB-O | D5CVRAH09AAK |  | Mini-Splits(Non-Ducted) | D5FVHAH09XCK |  | 9000 | 19 | 9.7 | 10000 | 7000 | 70% | 2.15 | 0 | 10.9 |  |  |  |  | R-454B | 0.75 | Residential & Commercial | VSMSHP | Non-Ducted CEE Tier 2
215351162 | Mini/Multi Split | GREE | HRCU-A-CB-O | GWH36ATEXH-D6DNA1G/O |  | Mini-Splits(Non-Ducted) | GVH36ALXH-D6DN***/I |  | 33600 | 20 | 8.5 | 34000 | 24400 | 71.76% | 2 | 0 | 12 |  |  |  |  | R-32 | 2.8 | Residential & Commercial | VSMSHP
215351180 | Mini/Multi Split | TOSOT | HRCU-A-CB-O | TWH36ATEXH-D6DNA1G/O |  | Mini-Splits(Non-Ducted) | TVH36ALXH-D6DN***/I |  | 33600 | 20 | 8.5 | 34000 | 24400 | 71.76% | 2 | 0 | 12 |  |  |  |  | R-32 | 2.8 | Residential & Commercial | VSMSHP
214312527 | Mini/Multi Split | PULAIR | HRCU-A-CB-O | MOSH-1091 |  | Mini-Splits(Non-Ducted) | MISH-1091 |  | 9000 | 21.5 | 9.1 | 10000 | 7000 | 70% | 2.16 | 12.5 | 12.5 |  |  |  |  | R-410A | 0.75 | Residential & Commercial | VSMSHP
214312533 | Mini/Multi Split | PULAIR | HRCU-A-CB-O | MOSH-1092AC |  | Mini-Splits(Non-Ducted) | MISH-1092AC |  | 9000 | 24 | 11.6 | 10000 | 7500 | 75% | 2.25 | 14.7 | 14.7 |  |  |  |  | R-410A | 0.75 | Residential & Commercial | VSMSHP | Non-Ducted CEE Tier 2
214312534 | Mini/Multi Split | PULAIR | HRCU-A-CB-O | MOSH-1182AC |  | Mini-Splits(Non-Ducted) | MISH-1182AC |  | 18000 | 24 | 10.5 | 18000 | 12800 | 71.11% | 2.44 | 13.5 | 13.5 |  |  |  |  | R-410A | 1.5 | Residential & Commercial | VSMSHP | Non-Ducted CEE Tier 2
214312545 | Mini/Multi Split | Cooper&Hunter | HRCU-A-CB-O | CH-NY06MIA-115VO |  | Mini-Splits(Non-Ducted) | CH-NY06MIA-SK115V |  | 6000 | 21.5 | 9 | 7000 | 6000 | 85.71% | 1.89 | 12.5 | 12.5 |  |  |  |  | R-410A | 0.5 | Residential & Commercial | VSMSHP
214312550 | Mini/Multi Split | Bladex | HRCU-A-CB-O | BS25-06HFN1-ODU |  | Mini-Splits(Non-Ducted) | BWM-EPB-06HWIU |  | 6000 | 26.5 | 13.6 | 7000 | 7500 | 107.1% | 2.1 | 15.8 | 15.8 |  |  |  |  | R-410A | 0.5 | Residential & Commercial | VSMSHP | Non-Ducted CEE Tier 2
214312551 | Mini/Multi Split | Bladex | HRCU-A-CB-O | BS25-09HFN1-ODU |  | Mini-Splits(Non-Ducted) | BWM-EPB-09HWIU |  | 9000 | 28.1 | 11.5 | 12000 | 10600 | 88.33% | 2 | 16.2 | 16.2 |  |  |  |  | R-410A | 0.75 | Residential & Commercial | VSMSHP | Non-Ducted CEE Tier 2
214312552 | Mini/Multi Split | Bladex | HRCU-A-CB-O | BS25-12HFN1-ODU |  | Mini-Splits(Non-Ducted) | BWM-EPB-12HWIU |  | 12000 | 25.5 | 10.4 | 12000 | 12000 | 100% | 1.8 | 14 | 14 |  |  |  |  | R-410A | 1 | Residential & Commercial | VSMSHP | Non-Ducted CEE Tier 2
214312553 | Mini/Multi Split | Bladex | HRCU-A-CB-O | BS25-18HFN1-ODU |  | Mini-Splits(Non-Ducted) | BWM-EPB-18HWIU |  | 18000 | 21.5 | 11.3 | 18000 | 18000 | 100% | 1.8 | 12.5 | 12.5 |  |  |  |  | R-410A | 1.5 | Residential & Commercial | VSMSHP | Non-Ducted CEE Tier 2
214312554 | Mini/Multi Split | Bladex | HRCU-A-CB-O | BS25-24HFN1-ODU |  | Mini-Splits(Non-Ducted) | BWM-EPB-24HWIU |  | 24000 | 21.5 | 11.4 | 29000 | 25000 | 86.21% | 2.21 | 13 | 13 |  |  |  |  | R-410A | 2 | Residential & Commercial | VSMSHP | Non-Ducted CEE Tier 2
214312555 | Mini/Multi Split | Bladex | HRCU-A-CB-O | BS25-33HFN1-ODU |  | Mini-Splits(Non-Ducted) | BWM-EPB-33HWIU |  | 33000 | 19.5 | 10 | 35000 | 34600 | 98.86% | 1.8 | 0 | 12 |  |  |  |  | R-410A | 2.75 | Residential & Commercial | VSMSHP | Non-Ducted CEE Tier 2
215324966 | Mini/Multi Split | Grandaire | HRCU-A-CB-O | D5CLHAH48AAK |  | Mini-Splits(Non-Ducted) | D5FCFAH48XAK |  | 48000 | 18.7 | 10.1 | 52000 | 47000 | 90.38% | 1.83 | 0 | 9.4 |  |  |  |  | R-454B | 4 | Residential & Commercial | VSMSHP | Non-Ducted CEE Tier 2
215324968 | Mini/Multi Split | Grandaire | HRCU-A-CB-O | D5CLHAH58AAK |  | Mini-Splits(Non-Ducted) | D5FCFAH58XAK |  | 54000 | 18.1 | 10.7 | 60000 | 54000 | 90% | 1.91 | 0 | 9 |  |  |  |  | R-454B | 4.5 | Residential & Commercial | VSMSHP | Non-Ducted CEE Tier 2
215324970 | Mini/Multi Split | Grandaire | HRCU-A-CB-O | D5CLRAH36AAK |  | Mini-Splits(Non-Ducted) | D5FLCAH36XAK |  | 36000 | 20 | 10.4 | 38000 | 26600 | 70% | 2.2 | 0 | 9.7 |  |  |  |  | R-454B | 3 | Residential & Commercial | VSMSHP | Non-Ducted CEE Tier 2
215324973 | Mini/Multi Split | Grandaire | HRCU-A-CB-O | D5CLRAH48AAK |  | Mini-Splits(Non-Ducted) | D5FLCAH48XAK |  | 48000 | 19.1 | 9.9 | 50000 | 40500 | 81% | 2.11 | 0 | 9.5 |  |  |  |  | R-454B | 4 | Residential & Commercial | VSMSHP | Non-Ducted CEE Tier 2
215324974 | Mini/Multi Split | Grandaire | HRCU-A-CB-O | D5CLRAH48AAK |  | Mini-Splits(Non-Ducted) | D5FCFAH48XAK |  | 48000 | 19.9 | 10.2 | 50000 | 38500 | 77% | 1.95 | 0 | 9.5 |  |  |  |  | R-454B | 4 | Residential & Commercial | VSMSHP | Non-Ducted CEE Tier 2
215324980 | Mini/Multi Split | MIDEA | HRCU-A-CB-O | M5CVRAQ09AA3 |  | Mini-Splits(Non-Ducted) | M5FVHAQ09XA3 |  | 9000 | 19 | 9.7 | 10000 | 7000 | 70% | 2.15 | 0 | 10.9 |  |  |  |  | R-454B | 0.75 | Residential & Commercial | VSMSHP | Non-Ducted CEE Tier 2
214584773 | Mini/Multi Split | EVO AIR | HRCU-A-CB-O | TSC-12HA2/I3TI23 |  | Mini-Splits(Non-Ducted) | TSC-12HA2/I3TI23 |  | 12000 | 23 | 9.5 | 12000 | 9100 | 75.83% | 1.8 | 13 | 13 |  |  |  |  | R-410A | 1 | Residential & Commercial | VSMSHP | Non-Ducted CEE Tier 2
214311531 | Mini/Multi Split | AUX | HRCU-A-CB-O | AFEB18HP230V2CO |  | Mini-Splits(Non-Ducted) | AFEB18HP230V2CH |  | 18000 | 21.5 | 9.5 | 18000 | 14500 | 80.56% | 2.1 | 0 | 11.5 |  |  |  |  | R-32 | 1.5 | Residential & Commercial | VSMSHP | Non-Ducted CEE Tier 2
214797816 | Mini/Multi Split | GREE | HRCU-A-CB-O | GWH30ATEXH-D6DNA1G/O |  | Mini-Splits(Non-Ducted) | GWH30ATEXH-D6DN***/I |  | 30000 | 22 | 9 | 30000 | 23000 | 76.67% | 1.8 | 0 | 10.9 |  |  |  |  | R-32 | 2.5 | Residential & Commercial | VSMSHP
214802060 | Mini/Multi Split | JINJUNYE | HRCU-A-CB-O | KF450035 |  | Mini-Splits(Non-Ducted) | KF450035 |  | 9000 | 19 | 8.5 | 10000 | 7000 | 70% | 1.8 | 0 | 10 |  |  |  |  | R-410A | 0.75 | Residential & Commercial | VSMSHP
214802061 | Mini/Multi Split | JINJUNYE | HRCU-A-CB-O | KF450036 |  | Mini-Splits(Non-Ducted) | KF450036 |  | 12000 | 19 | 8.5 | 12200 | 8600 | 70.49% | 1.8 | 0 | 10 |  |  |  |  | R-410A | 1 | Residential & Commercial | VSMSHP
214802065 | Mini/Multi Split | HEMA | HRCU-A-CB-O | DS-2MS0912HC230 |  | Mini-Splits(Non-Ducted) | DS-2MS0912HE230 |  | 9000 | 23 | 9 | 9500 | 7000 | 73.68% | 1.8 | 12.5 | 12.5 |  |  |  |  | R-410A | 0.75 | Residential & Commercial | VSMSHP
214802066 | Mini/Multi Split | HEMA | HRCU-A-CB-O | DS-2MS1212HC220 |  | Mini-Splits(Non-Ducted) | DS-2MS1212HE220 |  | 12000 | 22 | 9 | 12000 | 8700 | 72.5% | 1.8 | 12.5 | 12.5 |  |  |  |  | R-410A | 1 | Residential & Commercial | VSMSHP
212390865 | Mini/Multi Split | ApooDr | HRCU-A-CB-O | AES19-12H1B |  | Mini-Splits(Non-Ducted) | AES19-12H1A |  | 12000 | 19 | 8.5 | 12200 | 8600 | 70.49% | 1.8 | 0 | 10 |  |  |  |  | R-410A | 1 | Residential & Commercial | VSMSHP
212390866 | Mini/Multi Split | ApooDr | HRCU-A-CB-O | AES19-09H220V1B |  | Mini-Splits(Non-Ducted) | AES19-09H220V1A |  | 9000 | 19 | 8.5 | 10000 | 7000 | 70% | 1.8 | 0 | 10 |  |  |  |  | R-410A | 0.75 | Residential & Commercial | VSMSHP
212390867 | Mini/Multi Split | ApooDr | HRCU-A-CB-O | AES19-12H220V1B |  | Mini-Splits(Non-Ducted) | AES19-12H220V1A |  | 12000 | 19 | 8.5 | 12200 | 8600 | 70.49% | 1.8 | 0 | 10 |  |  |  |  | R-410A | 1 | Residential & Commercial | VSMSHP
213479356 | Mini/Multi Split | KANIONco | HRCU-A-CB-O | KWSM-12IR410AHS19P* |  | Mini-Splits(Non-Ducted) | KWSM-12IR410AHS19P |  | 12000 | 19 | 8.5 | 12200 | 8600 | 70.49% | 1.8 | 0 | 10 |  |  |  |  | R-410A | 1 | Residential & Commercial | VSMSHP
214311072 | Mini/Multi Split | NORTHCO CLIMAT.CA | HRCU-A-CB-O | TSC-NCC-12HA1/I3XI22 |  | Mini-Splits(Non-Ducted) | TSC-NCC-12HA1/I3XI22 |  | 12000 | 22 | 9 | 12000 | 8700 | 72.5% | 1.8 | 12.5 | 12.5 |  |  |  |  | R-410A | 1 | Residential & Commercial | VSMSHP
214311107 | Mini/Multi Split | MDV | HRCU-A-CB-O | MOX330-09HFN10-M1X |  | Mini-Splits(Non-Ducted) | MSAG11B-09HRFN10-M1 |  | 9000 | 26 | 12.5 | 12000 | 11500 | 95.83% | 1.8 | 0 | 15 |  |  |  |  | R-454B | 0.75 | Residential & Commercial | VSMSHP | Non-Ducted CEE Tier 2
214311108 | Mini/Multi Split | MDV | HRCU-A-CB-O | MOX330-09HFN10-M1X |  | Mini-Splits(Non-Ducted) | MSAG11BM-12HRFN10-M1 |  | 9000 | 26 | 12.5 | 12000 | 11500 | 95.83% | 1.8 | 0 | 15 |  |  |  |  | R-454B | 0.75 | Residential & Commercial | VSMSHP | Non-Ducted CEE Tier 2
214311109 | Mini/Multi Split | MDV | HRCU-A-CB-O | MOX330-12HFN10-M1X |  | Mini-Splits(Non-Ducted) | MSAG11BM-12HRFN10-M1 |  | 12000 | 24 | 10.5 | 12000 | 11500 | 95.83% | 1.8 | 0 | 13.2 |  |  |  |  | R-454B | 1 | Residential & Commercial | VSMSHP | Non-Ducted CEE Tier 2
214311110 | Mini/Multi Split | MDV | HRCU-A-CB-O | MOX330-09HFN10-M1X |  | Mini-Splits(Non-Ducted) | MSEPB-09HRFN10-M1 |  | 9000 | 27.5 | 12.5 | 12000 | 11500 | 95.83% | 1.8 | 0 | 15.5 |  |  |  |  | R-454B | 0.75 | Residential & Commercial | VSMSHP | Non-Ducted CEE Tier 2
214311111 | Mini/Multi Split | MDV | HRCU-A-CB-O | MOX330-09HFN10-M1X |  | Mini-Splits(Non-Ducted) | MSEPBM-12HRFN10-M1 |  | 9000 | 27.5 | 12.5 | 12000 | 11500 | 95.83% | 1.8 | 0 | 15.5 |  |  |  |  | R-454B | 0.75 | Residential & Commercial | VSMSHP | Non-Ducted CEE Tier 2
214311112 | Mini/Multi Split | MDV | HRCU-A-CB-O | MOX330-12HFN10-M1X |  | Mini-Splits(Non-Ducted) | MSEPBM-12HRFN10-M1 |  | 12000 | 25.5 | 10.5 | 12000 | 11500 | 95.83% | 1.8 | 0 | 13.5 |  |  |  |  | R-454B | 1 | Residential & Commercial | VSMSHP | Non-Ducted CEE Tier 2
214311113 | Mini/Multi Split | MDV | HRCU-A-CB-O | MOX230-06HFN10-M1X |  | Mini-Splits(Non-Ducted) | MSAG11A-06HRFN10-M1 |  | 6000 | 25.3 | 14.6 | 7000 | 7500 | 107.1% | 2.3 | 0 | 16 |  |  |  |  | R-454B | 0.5 | Residential & Commercial | VSMSHP | Non-Ducted CEE Tier 2
214311114 | Mini/Multi Split | MDV | HRCU-A-CB-O | MOX230-06HFN10-M1X |  | Mini-Splits(Non-Ducted) | MSEPBM-12HRFN10-M1 |  | 6000 | 25.7 | 14.8 | 7000 | 7700 | 110% | 2.39 | 0 | 18 |  |  |  |  | R-454B | 0.5 | Residential & Commercial | VSMSHP | Non-Ducted CEE Tier 2
214311115 | Mini/Multi Split | MDV | HRCU-A-CB-O | MOX230-06HFN10-M1X |  | Mini-Splits(Non-Ducted) | MSEPB-06HRFN10-M1 |  | 6000 | 25.7 | 14.8 | 7000 | 7700 | 110% | 2.39 | 0 | 18 |  |  |  |  | R-454B | 0.5 | Residential & Commercial | VSMSHP | Non-Ducted CEE Tier 2
214311116 | Mini/Multi Split | MDV | HRCU-A-CB-O | MOX430-18HFN10-M1X |  | Mini-Splits(Non-Ducted) | MSEPC-18HRFN10-M1 |  | 18000 | 21.5 | 11 | 18000 | 18000 | 100% | 1.92 | 0 | 12.5 |  |  |  |  | R-454B | 1.5 | Residential & Commercial | VSMSHP | Non-Ducted CEE Tier 2
214311117 | Mini/Multi Split | MDV | HRCU-A-CB-O | MOX430-18HFN10-M1X |  | Mini-Splits(Non-Ducted) | MSAG11D-18HRFN10-M1 |  | 18000 | 21.7 | 10.8 | 18000 | 18000 | 100% | 2 | 0 | 13 |  |  |  |  | R-454B | 1.5 | Residential & Commercial | VSMSHP | Non-Ducted CEE Tier 2
214311118 | Mini/Multi Split | MDV | HRCU-A-CB-O | MOX430-24HFN10-M1E |  | Mini-Splits(Non-Ducted) | MSAG11D-24HRFN10-M1E |  | 24000 | 18.5 | 9 | 24000 | 17000 | 70.83% | 2.11 | 0 | 9.5 |  |  |  |  | R-454B | 2 | Residential & Commercial | VSMSHP
214311515 | Mini/Multi Split | PULAIR | HRCU-A-CB-O | MOSH- 1091 |  | Mini-Splits(Non-Ducted) | MISH- 1091 |  | 9000 | 21.5 | 9.1 | 10000 | 7000 | 70% | 2.16 | 12.5 | 12.5 |  |  |  |  | R-410A | 0.75 | Residential & Commercial | VSMSHP
214311521 | Mini/Multi Split | PULAIR | HRCU-A-CB-O | MOSH- 1092AC |  | Mini-Splits(Non-Ducted) | MISH- 1092AC |  | 9000 | 24 | 11.6 | 10000 | 7500 | 75% | 2.25 | 14.7 | 14.7 |  |  |  |  | R-410A | 0.75 | Residential & Commercial | VSMSHP | Non-Ducted CEE Tier 2
214311522 | Mini/Multi Split | PULAIR | HRCU-A-CB-O | MOSH-1182AC |  | Mini-Splits(Non-Ducted) | MISH- 1182AC |  | 18000 | 24 | 10.5 | 18000 | 12800 | 71.11% | 2.44 | 13.5 | 13.5 |  |  |  |  | R-410A | 1.5 | Residential & Commercial | VSMSHP | Non-Ducted CEE Tier 2
214802442 | Mini/Multi Split | GREE | HRCU-A-CB-O | GWH09AVDXE-D6DNA1A/O |  | Mini-Splits(Non-Ducted) | GWH09AVDXE-D6DN***/I |  | 9100 | 30 | 11.2 | 10600 | 11500 | 108.5% | 2.11 | 0 | 16.8 |  |  |  |  | R-32 | 0.75833 | Residential & Commercial | VSMSHP | Non-Ducted CEE Tier 2
214802443 | Mini/Multi Split | GREE | HRCU-A-CB-O | LIV30HP230V1R32AO |  | Mini-Splits(Non-Ducted) | LIV30HP230V1R32AH |  | 30000 | 22 | 9 | 30000 | 23000 | 76.67% | 1.8 | 0 | 10.9 |  |  |  |  | R-32 | 2.5 | Residential & Commercial | VSMSHP
214802444 | Mini/Multi Split | GREE | HRCU-A-CB-O | SAP09HP230V1R32AO |  | Mini-Splits(Non-Ducted) | SAP09HP230V1R32AH |  | 9100 | 30 | 11.2 | 10600 | 11500 | 108.5% | 2.11 | 0 | 16.8 |  |  |  |  | R-32 | 0.75833 | Residential & Commercial | VSMSHP | Non-Ducted CEE Tier 2
214803264 | Mini/Multi Split | GUARDIAN | HRCU-A-CB-O | URC09CN23STG1 |  | Mini-Splits(Non-Ducted) | UNI09HW23STG1 |  | 9000 | 25 | 11 | 9000 | 9000 | 100% | 2.1 | 0 | 13.65 |  |  |  |  | R-454B | 0.75 | Residential & Commercial | VSMSHP | Non-Ducted CEE Tier 2
207465444 | Mini/Multi Split | SAMSUNG | HRCU-A-CB-O | AC012BXADCH |  | Mini-Splits(Non-Ducted) | AC012BNNDCH |  | 10800 | 21.5 | 9.5 | 13500 | 11100 | 82.22% | 1.92 | 12.5 | 12.5 |  |  |  |  | R-410A | 0.9 | Residential & Commercial | VSMSHP | Non-Ducted CEE Tier 2
207465457 | Mini/Multi Split | SAMSUNG | HRCU-A-CB-O | AC030BXADCH |  | Mini-Splits(Non-Ducted) | AC030BN6DCH |  | 30000 | 20.7 | 8.7 | 32000 | 28000 | 87.5% | 1.78 | 11 | 11 |  |  |  |  | R-410A | 2.5 | Residential & Commercial | VSMSHP
214803265 | Mini/Multi Split | GUARDIAN | HRCU-A-CB-O | URC12CN23STG1 |  | Mini-Splits(Non-Ducted) | UNI12HW23STG1 |  | 12000 | 23 | 10 | 12000 | 11000 | 91.67% | 2 | 0 | 12.25 |  |  |  |  | R-454B | 1 | Residential & Commercial | VSMSHP | Non-Ducted CEE Tier 2
214803266 | Mini/Multi Split | GUARDIAN | HRCU-A-CB-O | URC18CN23STG1 |  | Mini-Splits(Non-Ducted) | UNI18HW23STG1 |  | 18000 | 21 | 10 | 18000 | 18000 | 100% | 1.9 | 0 | 12.95 |  |  |  |  | R-454B | 1.5 | Residential & Commercial | VSMSHP | Non-Ducted CEE Tier 2
214803267 | Mini/Multi Split | GUARDIAN | HRCU-A-CB-O | URC24CN23STG1 |  | Mini-Splits(Non-Ducted) | UNI24HW23STG1 |  | 24000 | 22.5 | 9.5 | 24000 | 19800 | 82.5% | 1.8 | 0 | 12.25 |  |  |  |  | R-454B | 2 | Residential & Commercial | VSMSHP | Non-Ducted CEE Tier 2
214795916 | Mini/Multi Split | SHARP | HRCU-A-CB-O | AE-X12ZU1 |  | Mini-Splits(Non-Ducted) | AY-XPC12BU |  | 12000 | 22 | 11 | 14000 | 12000 | 85.71% | 2.1 | 0 | 12.5 |  |  |  |  | R-32 | 1 | Residential & Commercial | VSMSHP | Non-Ducted CEE Tier 2
214795917 | Mini/Multi Split | SHARP | HRCU-A-CB-O | AE-X18ZU1 |  | Mini-Splits(Non-Ducted) | AY-XPC18BU |  | 18000 | 24 | 11 | 21600 | 18000 | 83.33% | 2.2 | 0 | 13 |  |  |  |  | R-32 | 1.5 | Residential & Commercial | VSMSHP | Non-Ducted CEE Tier 2
214796348 | Mini/Multi Split | AIR MAX | HRCU-A-CB-O | AWGRC09-H2 |  | Mini-Splits(Non-Ducted) | AWGRE09-H2 |  | 9100 | 22 | 9.2 | 9800 | 7700 | 78.57% | 1.9 | 0 | 12.3 |  |  |  |  | R-32 | 0.75833 | Residential & Commercial | VSMSHP
214796349 | Mini/Multi Split | COMFORMATIC | HRCU-A-CB-O | AWGRC09-H2 |  | Mini-Splits(Non-Ducted) | AWGRE09-H2 |  | 9100 | 22 | 9.2 | 9800 | 7700 | 78.57% | 1.9 | 0 | 12.3 |  |  |  |  | R-32 | 0.75833 | Residential & Commercial | VSMSHP
214796624 | Mini/Multi Split | GREE | HRCU-A-CB-O | GWH12AUCXD-D6DNA1B/O |  | Mini-Splits(Non-Ducted) | GWH12AGCXD-D6DN***/I |  | 12000 | 24.5 | 9.5 | 12000 | 11000 | 91.67% | 1.95 | 0 | 13 |  |  |  |  | R-32 | 1 | Residential & Commercial | VSMSHP | Non-Ducted CEE Tier 2
214796625 | Mini/Multi Split | GREE | HRCU-A-CB-O | GWH12AUCXD-A6DNA1B/O |  | Mini-Splits(Non-Ducted) | GWH12AGCXD-A6DN***/I |  | 12000 | 24.5 | 9.5 | 12000 | 9500 | 79.17% | 1.95 | 0 | 13 |  |  |  |  | R-32 | 1 | Residential & Commercial | VSMSHP | Non-Ducted CEE Tier 2
214796626 | Mini/Multi Split | COMFORTSTAR | HRCU-A-CB-O | FV-RB-MSCHI-09K115-2 |  | Mini-Splits(Non-Ducted) | FV-RB-MSCHI-09K115-1 |  | 9000 | 19 | 8.5 | 10000 | 7000 | 70% | 1.75 | 0 | 10 |  |  |  |  | R-410A | 0.75 | Residential & Commercial | VSMSHP
214796627 | Mini/Multi Split | COMFORTSTAR | HRCU-A-CB-O | FV-RB-MSCHI-12K115-2 |  | Mini-Splits(Non-Ducted) | FV-RB-MSCHI-12K115-1 |  | 12000 | 19 | 8.5 | 12200 | 8600 | 70.49% | 1.8 | 0 | 10 |  |  |  |  | R-410A | 1 | Residential & Commercial | VSMSHP
214796628 | Mini/Multi Split | COMFORTSTAR | HRCU-A-CB-O | FV-RB-MSCHI-09K220-2 |  | Mini-Splits(Non-Ducted) | FV-RB-MSCHI-09K220-1 |  | 9000 | 19 | 8.5 | 10000 | 7000 | 70% | 1.8 | 0 | 10 |  |  |  |  | R-410A | 0.75 | Residential & Commercial | VSMSHP
214796629 | Mini/Multi Split | COMFORTSTAR | HRCU-A-CB-O | FV-RB-MSCHI-12K220-2 |  | Mini-Splits(Non-Ducted) | FV-RB-MSCHI-12K220-1 |  | 12000 | 19 | 8.5 | 12200 | 8600 | 70.49% | 1.8 | 0 | 10 |  |  |  |  | R-410A | 1 | Residential & Commercial | VSMSHP
214796635 | Mini/Multi Split | BOSTON AC | HRCU-A-CB-O | BA09HCT23X1O |  | Mini-Splits(Non-Ducted) | BA09HCT23X1I |  | 9000 | 23 | 9 | 9500 | 7000 | 73.68% | 1.8 | 12.5 | 12.5 |  |  |  |  | R-410A | 0.75 | Residential & Commercial | VSMSHP
214796636 | Mini/Multi Split | BOSTON AC | HRCU-A-CB-O | BA09HCT23X2O |  | Mini-Splits(Non-Ducted) | BA09HCT23X2I |  | 12000 | 22 | 9 | 12000 | 8700 | 72.5% | 1.8 | 12.5 | 12.5 |  |  |  |  | R-410A | 1 | Residential & Commercial | VSMSHP
204740066 | Mini/Multi Split | FUJITSU | HRCU-A-CB-O | AOUG09LZAS1 |  | Mini-Splits(Non-Ducted) | ASUG09LZAS |  | 9000 | 33.1 | 13.4 | 12000 | 15400 | 128.3% | 2.14 | 18 | 18 |  |  |  |  | R-410A | 0.75 | Residential & Commercial | VSMSHP | Non-Ducted CEE Tier 2
213319288 | Mini/Multi Split | TOSOT | HRCU-A-CB-O | TW12HP2AIDO |  | Mini-Splits(Non-Ducted) | TW12HP2AIDI |  | 12000 | 21.5 | 8.5 | 13000 | 9100 | 70% | 1.8 | 0 | 12 |  |  |  |  | R-410A | 1 | Residential & Commercial | VSMSHP
213348291 | Mini/Multi Split | A/H EDEN | HRCU-A-CB-O | AS12HP2AC |  | Mini-Splits(Non-Ducted) | AS12HP2AE |  | 12000 | 19 | 8.5 | 12200 | 8600 | 70.49% | 1.8 | 0 | 10 |  |  |  |  | R-410A | 1 | Residential & Commercial | VSMSHP
213927350 | Mini/Multi Split | GREE | HRCU-A-CB-O | GWH12ATCXD-D6DNA1B/O |  | Mini-Splits(Non-Ducted) | GWH12ATCXD-D6DN***/I |  | 12000 | 21.5 | 8.5 | 12000 | 9400 | 78.33% | 1.9 | 0 | 11 |  |  |  |  | R-32 | 1 | Residential & Commercial | VSMSHP
211042063 | Mini/Multi Split | DELLA | HRCU-A-CB-O | 048-TL-9K1V-19S-OUT |  | Mini-Splits(Non-Ducted) | 048-TL-9K1V-19S-IN |  | 9000 | 19 | 8.5 | 10000 | 7000 | 70% | 1.75 | 0 | 10 |  |  |  |  | R-410A | 0.75 | Residential & Commercial | VSMSHP
211042064 | Mini/Multi Split | DELLA | HRCU-A-CB-O | 048-TL-12K1V-19S-OUT |  | Mini-Splits(Non-Ducted) | 048-TL-12K1V-19S-IN |  | 12000 | 19 | 8.5 | 12200 | 8600 | 70.49% | 1.8 | 0 | 10 |  |  |  |  | R-410A | 1 | Residential & Commercial | VSMSHP
214303032 | Mini/Multi Split | TGM | HRCU-A-CB-O | GRHART09AS2 |  | Mini-Splits(Non-Ducted) | GWHART09S2 |  | 9100 | 20.5 | 8.8 | 10500 | 8000 | 76.19% | 1.87 | 12.5 | 12.5 |  |  |  |  | R-410A | 0.75833 | Residential & Commercial | VSMSHP
214797689 | Mini/Multi Split | Multi MFG | HRCU-A-CB-O | MSH-06HD-A |  | Mini-Splits(Non-Ducted) | 06HWMS0-C-M-A |  | 6000 | 26.5 | 13.6 | 7000 | 7500 | 107.1% | 2.1 | 15.8 | 15.8 |  |  |  |  | R-410A | 0.5 | Residential & Commercial | VSMSHP | Non-Ducted CEE Tier 2
214797690 | Mini/Multi Split | Multi MFG | HRCU-A-CB-O | MSH-12HD-A |  | Mini-Splits(Non-Ducted) | 12HWMS0-C-M-A |  | 12000 | 25.5 | 10.4 | 12000 | 12000 | 100% | 1.8 | 14 | 14 |  |  |  |  | R-410A | 1 | Residential & Commercial | VSMSHP | Non-Ducted CEE Tier 2
214797709 | Mini/Multi Split | Multi MFG | HRCU-A-CB-O | 9MEZ-M-A |  | Mini-Splits(Non-Ducted) | 9MEW0-HP-A |  | 9000 | 18.5 | 8.8 | 10000 | 7100 | 71% | 2.1 | 8.8 | 10.5 |  |  |  |  | R-410A | 0.75 | Residential & Commercial | VSMSHP
214797713 | Mini/Multi Split | Multi MFG | HRCU-A-CB-O | 9MSZ-115-M-A |  | Mini-Splits(Non-Ducted) | 9MHW0-115-HP-A |  | 9000 | 21.5 | 9.1 | 10000 | 7000 | 70% | 2.16 | 12.5 | 12.5 |  |  |  |  | R-410A | 0.75 | Residential & Commercial | VSMSHP
214797715 | Mini/Multi Split | Multi MFG | HRCU-A-CB-O | 9MSZ-M-A |  | Mini-Splits(Non-Ducted) | 9MHW0-HP-A |  | 9000 | 21.7 | 9.4 | 10000 | 7000 | 70% | 2 | 12.6 | 12.6 |  |  |  |  | R-410A | 0.75 | Residential & Commercial | VSMSHP
214290021 | Mini/Multi Split | AUX | HRCU-A-CB-O | AMAR12HP230V1CO |  | Mini-Splits(Non-Ducted) | AMAR12HP230V1CH |  | 12000 | 25 | 10.5 | 12300 | 9700 | 78.86% | 2.2 | 0 | 12.1 |  |  |  |  | R-32 | 1 | Residential & Commercial | VSMSHP | Non-Ducted CEE Tier 2
214290022 | Mini/Multi Split | AUX | HRCU-A-CB-O | AMAR18HP230V1CO |  | Mini-Splits(Non-Ducted) | AMAR18HP230V1CH |  | 18000 | 25 | 10.5 | 18200 | 15500 | 85.16% | 2.2 | 0 | 14 |  |  |  |  | R-32 | 1.5 | Residential & Commercial | VSMSHP | Non-Ducted CEE Tier 2
214290023 | Mini/Multi Split | AUX | HRCU-A-CB-O | AFEB24HP230V1CO |  | Mini-Splits(Non-Ducted) | AFEB24HP230V1CH |  | 23000 | 22 | 10 | 24000 | 20800 | 86.67% | 2.2 | 0 | 12 |  |  |  |  | R-32 | 1.9167 | Residential & Commercial | VSMSHP | Non-Ducted CEE Tier 2
214290024 | Mini/Multi Split | AUX | HRCU-A-CB-O | AMAR24HP230V1CO |  | Mini-Splits(Non-Ducted) | AMAR24HP230V1CH |  | 22400 | 25 | 10.5 | 24000 | 21400 | 89.17% | 2.1 | 0 | 14 |  |  |  |  | R-32 | 1.8667 | Residential & Commercial | VSMSHP | Non-Ducted CEE Tier 2
214290025 | Mini/Multi Split | AUX | HRCU-A-CB-O | AJAN09HP115V1CO |  | Mini-Splits(Non-Ducted) | AJAN09HP115V1CH |  | 9100 | 20 | 8.5 | 9500 | 9000 | 94.74% | 1.93 | 0 | 11.4 |  |  |  |  | R-32 | 0.75833 | Residential & Commercial | VSMSHP
214290026 | Mini/Multi Split | AUX | HRCU-A-CB-O | AJAN12HP115V1CO |  | Mini-Splits(Non-Ducted) | AJAN12HP115V1CH |  | 12000 | 20 | 8.5 | 12300 | 9200 | 74.8% | 2.09 | 0 | 9.6 |  |  |  |  | R-32 | 1 | Residential & Commercial | VSMSHP
214290028 | Mini/Multi Split | AUX | HRCU-A-CB-O | AJAN18HP230V1CO |  | Mini-Splits(Non-Ducted) | AJAN18HP230V1CH |  | 18000 | 20 | 9 | 19100 | 14200 | 74.35% | 2.2 | 0 | 11 |  |  |  |  | R-32 | 1.5 | Residential & Commercial | VSMSHP
214290029 | Mini/Multi Split | AUX | HRCU-A-CB-O | AJAN24HP230V1CO |  | Mini-Splits(Non-Ducted) | AJAN24HP230V1CH |  | 24000 | 20 | 9 | 24000 | 20000 | 83.33% | 2.1 | 0 | 11.9 |  |  |  |  | R-32 | 2 | Residential & Commercial | VSMSHP
214290030 | Mini/Multi Split | AUX | HRCU-A-CB-O | AJAN36HP230V1CO |  | Mini-Splits(Non-Ducted) | AJAN36HP230V1CH |  | 33600 | 20 | 8.5 | 34000 | 23800 | 70% | 2 | 0 | 10.1 |  |  |  |  | R-32 | 2.8 | Residential & Commercial | VSMSHP
214290031 | Mini/Multi Split | AUX | HRCU-A-CB-O | AJAN12HP230V1CO |  | Mini-Splits(Non-Ducted) | AJAN12HP230V1CH |  | 12000 | 21 | 8.8 | 12300 | 9200 | 74.8% | 2.1 | 0 | 9.9 |  |  |  |  | R-32 | 1 | Residential & Commercial | VSMSHP
214290013 | Mini/Multi Split | AUX | HRCU-A-CB-O | AJAN09HP230V1CO |  | Mini-Splits(Non-Ducted) | AJAN09HP230V1CH |  | 9100 | 22 | 9.2 | 10000 | 9200 | 92% | 2 | 0 | 12 |  |  |  |  | R-32 | 0.75833 | Residential & Commercial | VSMSHP
214290014 | Mini/Multi Split | AUX | HRCU-A-CB-O | AFEB09HP230V1CO |  | Mini-Splits(Non-Ducted) | AFEB09HP230V1CH |  | 9100 | 23 | 9.5 | 10000 | 9300 | 93% | 2.05 | 0 | 13 |  |  |  |  | R-32 | 0.75833 | Residential & Commercial | VSMSHP | Non-Ducted CEE Tier 2
214290015 | Mini/Multi Split | AUX | HRCU-A-CB-O | AMAR09HP230V1CO |  | Mini-Splits(Non-Ducted) | AMAR09HP230V1CH |  | 9200 | 25 | 10.5 | 10000 | 9500 | 95% | 1.9 | 0 | 13.6 |  |  |  |  | R-32 | 0.76667 | Residential & Commercial | VSMSHP | Non-Ducted CEE Tier 2
214290016 | Mini/Multi Split | AUX | HRCU-A-CB-O | AMAR09HP115V1CO |  | Mini-Splits(Non-Ducted) | AMAR09HP115V1CH |  | 9200 | 25 | 10.5 | 10000 | 9400 | 94% | 2 | 0 | 14 |  |  |  |  | R-32 | 0.76667 | Residential & Commercial | VSMSHP | Non-Ducted CEE Tier 2
214290017 | Mini/Multi Split | AUX | HRCU-A-CB-O | AFEB09HP115V1CO |  | Mini-Splits(Non-Ducted) | AFEB09HP115V1CH |  | 9100 | 22 | 9.5 | 9700 | 9200 | 94.85% | 2.52 | 0 | 13 |  |  |  |  | R-32 | 0.75833 | Residential & Commercial | VSMSHP | Non-Ducted CEE Tier 2
214290018 | Mini/Multi Split | AUX | HRCU-A-CB-O | AMAR12HP115V1CO |  | Mini-Splits(Non-Ducted) | AMAR12HP115V1CH |  | 12000 | 25 | 10.5 | 12300 | 9600 | 78.05% | 1.83 | 0 | 12 |  |  |  |  | R-32 | 1 | Residential & Commercial | VSMSHP | Non-Ducted CEE Tier 2
214290019 | Mini/Multi Split | AUX | HRCU-A-CB-O | AFEB12HP115V1CO |  | Mini-Splits(Non-Ducted) | AFEB12HP115V1CH |  | 12000 | 22 | 9.5 | 12300 | 9200 | 74.8% | 2.32 | 0 | 11.4 |  |  |  |  | R-32 | 1 | Residential & Commercial | VSMSHP | Non-Ducted CEE Tier 2
214290020 | Mini/Multi Split | AUX | HRCU-A-CB-O | AFEB12HP230V1CO |  | Mini-Splits(Non-Ducted) | AFEB12HP230V1CH |  | 12000 | 22 | 9.5 | 12300 | 9300 | 75.61% | 2.1 | 0 | 11.8 |  |  |  |  | R-32 | 1 | Residential & Commercial | VSMSHP | Non-Ducted CEE Tier 2
214568849 | Mini/Multi Split | GREE | HRCU-A-CB-O | GWH36ATEXH-D6DNA1G/O |  | Mini-Splits(Non-Ducted) | GWH36ATEXH-D6DN***/I |  | 33600 | 21 | 8.5 | 34000 | 24600 | 72.35% | 1.8 | 0 | 10.6 |  |  |  |  | R-32 | 2.8 | Residential & Commercial | VSMSHP
214568850 | Mini/Multi Split | GREE | HRCU-A-CB-O | GWH36ATEXH-D6DNA1G/O |  | Mini-Splits(Non-Ducted) | GWH36AWEXH-D6DN***/I |  | 33600 | 21 | 8.5 | 34000 | 24600 | 72.35% | 1.8 | 0 | 10.6 |  |  |  |  | R-32 | 2.8 | Residential & Commercial | VSMSHP
214232461 | Mini/Multi Split | PREMIUM LEVELLA | HRCU-A-CB-O | PIAW1232580B |  | Mini-Splits(Non-Ducted) | PIAW1232579A |  | 12000 | 23.1 | 10.5 | 12000 | 11000 | 91.67% | 1.88 | 13 | 13 |  |  |  |  | R-410A | 1 | Residential & Commercial | VSMSHP | Non-Ducted CEE Tier 2
214232462 | Mini/Multi Split | PREMIUM LEVELLA | HRCU-A-CB-O | PIAW2432580B |  | Mini-Splits(Non-Ducted) | PIAW2432579A |  | 23000 | 22.3 | 10.3 | 26000 | 23000 | 88.46% | 1.8 | 12.5 | 12.5 |  |  |  |  | R-410A | 1.9167 | Residential & Commercial | VSMSHP | Non-Ducted CEE Tier 2
214232463 | Mini/Multi Split | PREMIUM LEVELLA | HRCU-A-CB-O | PIAW932580B |  | Mini-Splits(Non-Ducted) | PIAW932579A |  | 9000 | 26.4 | 11.6 | 12000 | 11000 | 91.67% | 1.85 | 15.8 | 15.8 |  |  |  |  | R-410A | 0.75 | Residential & Commercial | VSMSHP | Non-Ducted CEE Tier 2
214232464 | Mini/Multi Split | PREMIUM LEVELLA | HRCU-A-CB-O | PIAW1832580B |  | Mini-Splits(Non-Ducted) | PIAW1832579A |  | 18000 | 22 | 10.6 | 18000 | 17200 | 95.56% | 1.89 | 13 | 13 |  |  |  |  | R-410A | 1.5 | Residential & Commercial | VSMSHP | Non-Ducted CEE Tier 2
214232471 | Mini/Multi Split | HISENSE | HRCU-A-CB-O | AST-12UW3TXE00 |  | Mini-Splits(Non-Ducted) | AST-12UW3TXE**00 |  | 12000 | 23 | 10 | 12000 | 11000 | 91.67% | 2 | 0 | 12.25 |  |  |  |  | R-454B | 1 | Residential & Commercial | VSMSHP | Non-Ducted CEE Tier 2
214232472 | Mini/Multi Split | HISENSE | HRCU-A-CB-O | AST-12UW3TXG00 |  | Mini-Splits(Non-Ducted) | AST-12UW3TXG**00 |  | 12000 | 23 | 10 | 12000 | 11000 | 91.67% | 2 | 0 | 12.25 |  |  |  |  | R-454B | 1 | Residential & Commercial | VSMSHP | Non-Ducted CEE Tier 2
214232473 | Mini/Multi Split | HISENSE | HRCU-A-CB-O | AST-1224TUO |  | Mini-Splits(Non-Ducted) | AST-1224DLSI |  | 12000 | 23 | 10 | 12000 | 11000 | 91.67% | 2 | 0 | 12.25 |  |  |  |  | R-454B | 1 | Residential & Commercial | VSMSHP | Non-Ducted CEE Tier 2
214837925 | Mini/Multi Split | LG | HRCU-A-CB-O | KUSXB361A |  | Mini-Splits(Non-Ducted) | KNSCB361A |  | 36000 | 22 | 10.3 | 40000 | 35000 | 87.5% | 2.1 | 0 | 13 |  |  |  |  | R-32 | 3 | Residential & Commercial | VSMSHP | Non-Ducted CEE Tier 2
214837927 | Mini/Multi Split | LG | HRCU-A-CB-O | KUSXB421A |  | Mini-Splits(Non-Ducted) | KNSCB421A |  | 42000 | 21 | 10.8 | 48000 | 40000 | 83.33% | 1.96 | 0 | 13.2 |  |  |  |  | R-32 | 3.5 | Residential & Commercial | VSMSHP | Non-Ducted CEE Tier 2
214837930 | Mini/Multi Split | LG | HRCU-A-CB-O | KUSXA421A |  | Mini-Splits(Non-Ducted) | KNSCB421A |  | 42000 | 21.5 | 10.8 | 48000 | 43500 | 90.62% | 2.2 | 0 | 13.5 |  |  |  |  | R-32 | 3.5 | Residential & Commercial | VSMSHP | Non-Ducted CEE Tier 2
214837933 | Mini/Multi Split | LG | HRCU-A-CB-O | KUSXA481A |  | Mini-Splits(Non-Ducted) | KNSCB481A |  | 48000 | 20.8 | 10.6 | 52000 | 44500 | 85.58% | 2.2 | 0 | 12.7 |  |  |  |  | R-32 | 4 | Residential & Commercial | VSMSHP | Non-Ducted CEE Tier 2
214584767 | Mini/Multi Split | hykolity | HRCU-A-CB-O | ACA-2502 |  | Mini-Splits(Non-Ducted) | ACA-2501 |  | 9000 | 19 | 8.5 | 10000 | 7000 | 70% | 1.75 | 0 | 10 |  |  |  |  | R-410A | 0.75 | Residential & Commercial | VSMSHP
214584768 | Mini/Multi Split | hykolity | HRCU-A-CB-O | ACA-2504 |  | Mini-Splits(Non-Ducted) | ACA-2503 |  | 12000 | 19 | 8.5 | 12200 | 8600 | 70.49% | 1.8 | 0 | 10 |  |  |  |  | R-410A | 1 | Residential & Commercial | VSMSHP
214584770 | Mini/Multi Split | Achazel | HRCU-A-CB-O | ACA-2502A |  | Mini-Splits(Non-Ducted) | ACA-2501A |  | 9000 | 19 | 8.5 | 10000 | 7000 | 70% | 1.75 | 0 | 10 |  |  |  |  | R-410A | 0.75 | Residential & Commercial | VSMSHP
214584771 | Mini/Multi Split | Achazel | HRCU-A-CB-O | ACA-2504A |  | Mini-Splits(Non-Ducted) | ACA-2503A |  | 12000 | 19 | 8.5 | 12200 | 8600 | 70.49% | 1.8 | 0 | 10 |  |  |  |  | R-410A | 1 | Residential & Commercial | VSMSHP
211306449 | Mini/Multi Split | FUJIECO | HRCU-A-CB-O | FES-09H1TK-ES(O) |  | Mini-Splits(Non-Ducted) | FES-09H1TK-ES(I) |  | 9000 | 23 | 9 | 9500 | 7000 | 73.68% | 1.8 | 12.5 | 12.5 |  |  |  |  | R-410A | 0.75 | Residential & Commercial | VSMSHP
211306450 | Mini/Multi Split | FUJIECO | HRCU-A-CB-O | FES-12H1TK-ES(O) |  | Mini-Splits(Non-Ducted) | FES-12H1TK-ES(I) |  | 12000 | 22 | 9 | 12000 | 8700 | 72.5% | 1.8 | 12.5 | 12.5 |  |  |  |  | R-410A | 1 | Residential & Commercial | VSMSHP
211694649 | Mini/Multi Split | AIR-CON | HRCU-A-CB-O | ALPCI4H1E09 |  | Mini-Splits(Non-Ducted) | ALPEM4H1E09 |  | 9000 | 23 | 9 | 9500 | 7000 | 73.68% | 1.8 | 12.5 | 12.5 |  |  |  |  | R-410A | 0.75 | Residential & Commercial | VSMSHP
211694650 | Mini/Multi Split | AIR-CON | HRCU-A-CB-O | ALPCI4H4E09 |  | Mini-Splits(Non-Ducted) | ALPEM4H4E09 |  | 9000 | 23.5 | 9.2 | 9500 | 7300 | 76.84% | 1.8 | 13 | 13 |  |  |  |  | R-410A | 0.75 | Residential & Commercial | VSMSHP
213928542 | Mini/Multi Split | cool-living | HRCU-A-CB-O | CL-12HA1-OUT |  | Mini-Splits(Non-Ducted) | CL-12HA1-IN |  | 12000 | 19 | 8.5 | 12200 | 8600 | 70.49% | 1.8 | 0 | 10 |  |  |  |  | R-410A | 1 | Residential & Commercial | VSMSHP
213928554 | Mini/Multi Split | Pasapair | HRCU-A-CB-O | AMZSAC-OU11V-12TC |  | Mini-Splits(Non-Ducted) | AMZSAC-IN11V-12TC |  | 12000 | 23 | 9.5 | 12000 | 9100 | 75.83% | 1.8 | 13 | 13 |  |  |  |  | R-410A | 1 | Residential & Commercial | VSMSHP | Non-Ducted CEE Tier 2
213968905 | Mini/Multi Split | cool-living | HRCU-A-CB-O | CL-12HA2-OUT |  | Mini-Splits(Non-Ducted) | CL-12HA2-IN |  | 12000 | 23 | 9.5 | 12000 | 9100 | 75.83% | 1.8 | 13 | 13 |  |  |  |  | R-410A | 1 | Residential & Commercial | VSMSHP | Non-Ducted CEE Tier 2
203845999 | Mini/Multi Split | HISENSE | HRCU-A-CB-O | AST-12UW3SXE01 |  | Mini-Splits(Non-Ducted) | AST-12UW3SXE**01 |  | 12000 | 21 | 9.5 | 12000 | 8400 | 70% | 1.75 | 13 | 13 |  |  |  |  | R-410A | 1 | Residential & Commercial | VSMSHP | Non-Ducted CEE Tier 2
213927372 | Mini/Multi Split | ZOKOP | HRCU-A-CB-O | TSC-09HA1/I3XI22-O |  | Mini-Splits(Non-Ducted) | TSC-09HA1/I3XI22-I |  | 9000 | 23 | 9 | 9500 | 7000 | 73.68% | 1.8 | 12.5 | 12.5 |  |  |  |  | R-410A | 0.75 | Residential & Commercial | VSMSHP
215212609 | Mini/Multi Split | FUJITSU | HRCU-A-CB-O | AOUH09KPAS1 |  | Mini-Splits(Non-Ducted) | ASUH09KPAS |  | 9000 | 26 | 10.8 | 10000 | 7100 | 71% | 2.28 | 0 | 12.5 |  |  |  |  | R-32 | 0.75 | Residential & Commercial | VSMSHP | Non-Ducted CEE Tier 2
215213703 | Mini/Multi Split | NAPOLEON | HRCU-A-CB-O | NDHAS22B-12-O |  | Mini-Splits(Non-Ducted) | NDHAS22B-12-I |  | 12000 | 23.1 | 11.5 | 12000 | 8600 | 71.67% | 2.35 | 0 | 12.2 |  |  |  |  | R-454B | 1 | Residential & Commercial | VSMSHP | Non-Ducted CEE Tier 2
215213704 | Mini/Multi Split | NAPOLEON | HRCU-A-CB-O | NDHAS22B-18-O |  | Mini-Splits(Non-Ducted) | NDHAS22B-18-I |  | 18000 | 24 | 11.1 | 18000 | 13000 | 72.22% | 2.35 | 0 | 13.5 |  |  |  |  | R-454B | 1.5 | Residential & Commercial | VSMSHP | Non-Ducted CEE Tier 2
215213705 | Mini/Multi Split | NAPOLEON | HRCU-A-CB-O | NDHAS22B-24-O |  | Mini-Splits(Non-Ducted) | NDHAS22B-24-I |  | 24000 | 23.5 | 10 | 25000 | 17800 | 71.2% | 2.15 | 0 | 13 |  |  |  |  | R-454B | 2 | Residential & Commercial | VSMSHP | Non-Ducted CEE Tier 2
215213706 | Mini/Multi Split | NAPOLEON | HRCU-A-CB-O | NDHAS26B-09-O |  | Mini-Splits(Non-Ducted) | NDHAS26B-09-I |  | 9000 | 27.4 | 12.5 | 12000 | 11500 | 95.83% | 1.8 | 0 | 15.4 |  |  |  |  | R-454B | 0.75 | Residential & Commercial | VSMSHP | Non-Ducted CEE Tier 2
215213707 | Mini/Multi Split | NAPOLEON | HRCU-A-CB-O | NDHAS26B-12-O |  | Mini-Splits(Non-Ducted) | NDHAS26B-12-I |  | 12000 | 25.4 | 10.5 | 12000 | 11500 | 95.83% | 1.8 | 0 | 13.4 |  |  |  |  | R-454B | 1 | Residential & Commercial | VSMSHP | Non-Ducted CEE Tier 2
215213708 | Mini/Multi Split | NAPOLEON | HRCU-A-CB-O | NDHAS26B-18-O |  | Mini-Splits(Non-Ducted) | NDHAS26B-18-I |  | 18000 | 21.4 | 11 | 18000 | 18000 | 100% | 1.92 | 0 | 12.5 |  |  |  |  | R-454B | 1.5 | Residential & Commercial | VSMSHP | Non-Ducted CEE Tier 2
215213709 | Mini/Multi Split | NAPOLEON | HRCU-A-CB-O | NDHAS26B-24-O |  | Mini-Splits(Non-Ducted) | NDHAS26B-24-I |  | 18000 | 25.6 | 16.2 | 20000 | 22600 | 113% | 2.34 | 0 | 15 |  |  |  |  | R-454B | 1.5 | Residential & Commercial | VSMSHP | Non-Ducted CEE Tier 2
215213711 | Mini/Multi Split | CONTINENTAL | HRCU-A-CB-O | CDHAS22B-12-O |  | Mini-Splits(Non-Ducted) | CDHAS22B-12-I |  | 12000 | 23.1 | 11.5 | 12000 | 8600 | 71.67% | 2.35 | 0 | 12.2 |  |  |  |  | R-454B | 1 | Residential & Commercial | VSMSHP | Non-Ducted CEE Tier 2
215213712 | Mini/Multi Split | CONTINENTAL | HRCU-A-CB-O | CDHAS22B-18-O |  | Mini-Splits(Non-Ducted) | CDHAS22B-18-I |  | 18000 | 24 | 11.1 | 18000 | 13000 | 72.22% | 2.35 | 0 | 13.5 |  |  |  |  | R-454B | 1.5 | Residential & Commercial | VSMSHP | Non-Ducted CEE Tier 2
215213713 | Mini/Multi Split | CONTINENTAL | HRCU-A-CB-O | CDHAS22B-24-O |  | Mini-Splits(Non-Ducted) | CDHAS22B-24-I |  | 24000 | 23.5 | 10 | 25000 | 17800 | 71.2% | 2.15 | 0 | 13 |  |  |  |  | R-454B | 2 | Residential & Commercial | VSMSHP | Non-Ducted CEE Tier 2
215213714 | Mini/Multi Split | CONTINENTAL | HRCU-A-CB-O | CDHAS26B-09-O |  | Mini-Splits(Non-Ducted) | CDHAS26B-09-I |  | 9000 | 27.4 | 12.5 | 12000 | 11500 | 95.83% | 1.8 | 0 | 15.4 |  |  |  |  | R-454B | 0.75 | Residential & Commercial | VSMSHP | Non-Ducted CEE Tier 2
215213715 | Mini/Multi Split | CONTINENTAL | HRCU-A-CB-O | CDHAS26B-12-O |  | Mini-Splits(Non-Ducted) | CDHAS26B-12-I |  | 12000 | 25.4 | 10.5 | 12000 | 11500 | 95.83% | 1.8 | 0 | 13.4 |  |  |  |  | R-454B | 1 | Residential & Commercial | VSMSHP | Non-Ducted CEE Tier 2
215213716 | Mini/Multi Split | CONTINENTAL | HRCU-A-CB-O | CDHAS26B-18-O |  | Mini-Splits(Non-Ducted) | CDHAS26B-18-I |  | 18000 | 21.4 | 11 | 18000 | 18000 | 100% | 1.92 | 0 | 12.5 |  |  |  |  | R-454B | 1.5 | Residential & Commercial | VSMSHP | Non-Ducted CEE Tier 2
215213717 | Mini/Multi Split | CONTINENTAL | HRCU-A-CB-O | CDHAS26B-24-O |  | Mini-Splits(Non-Ducted) | CDHAS26B-24-I |  | 18000 | 25.6 | 16.2 | 20000 | 22600 | 113% | 2.34 | 0 | 15 |  |  |  |  | R-454B | 1.5 | Residential & Commercial | VSMSHP | Non-Ducted CEE Tier 2
214931158 | Mini/Multi Split | LG | HRCU-A-CB-O | KUSAC091A |  | Mini-Splits(Non-Ducted) | KNSAC091A |  | 9000 | 21 | 9.2 | 10900 | 7700 | 70.64% | 1.8 | 0 | 12.5 |  |  |  |  | R-32 | 0.75 | Residential & Commercial | VSMSHP
214931170 | Mini/Multi Split | LG | HRCU-A-CB-O | KUSAC091B |  | Mini-Splits(Non-Ducted) | KNSAC091B |  | 9000 | 21 | 9.2 | 10900 | 7700 | 70.64% | 1.8 | 0 | 12.5 |  |  |  |  | R-32 | 0.75 | Residential & Commercial | VSMSHP
214931172 | Mini/Multi Split | LG | HRCU-A-CB-O | KUSAC121B |  | Mini-Splits(Non-Ducted) | KNSAC121B |  | 11000 | 20 | 9 | 12000 | 8400 | 70% | 1.8 | 0 | 12.3 |  |  |  |  | R-32 | 0.91667 | Residential & Commercial | VSMSHP
214232444 | Mini/Multi Split | Multi MFG | HRCU-A-CB-O | MSH-12HD-A |  | Mini-Splits(Non-Ducted) | 12CCHP0-C-M-A |  | 12000 | 22.3 | 10.2 | 12000 | 11300 | 94.17% | 1.89 | 12.7 | 12.7 |  |  |  |  | R-410A | 1 | Residential & Commercial | VSMSHP | Non-Ducted CEE Tier 2
214232445 | Mini/Multi Split | Multi MFG | HRCU-A-CB-O | MSH-18HD-A |  | Mini-Splits(Non-Ducted) | 18CCHP0-C-M-A |  | 16000 | 20 | 9.5 | 17000 | 16000 | 94.12% | 1.75 | 12.5 | 12.5 |  |  |  |  | R-410A | 1.3333 | Residential & Commercial | VSMSHP | Non-Ducted CEE Tier 2
214232446 | Mini/Multi Split | Multi MFG | HRCU-A-CB-O | MSH-36HD-A |  | Mini-Splits(Non-Ducted) | 36CCHP0-C-M-A |  | 36000 | 19.4 | 10.5 | 40000 | 40000 | 100% | 1.85 | 9.5 | 9.5 |  |  |  |  | R-410A | 3 | Residential & Commercial | VSMSHP | Non-Ducted CEE Tier 2
214232447 | Mini/Multi Split | ZERO | HRCU-A-CB-O | ZMSB-09HV-USHHC |  | Mini-Splits(Non-Ducted) | ZMSB-09HV-USHHC |  | 9000 | 26.4 | 11.6 | 12000 | 11000 | 91.67% | 1.85 | 15.8 | 15.8 |  |  |  |  | R-410A | 0.75 | Residential & Commercial | VSMSHP | Non-Ducted CEE Tier 2
214232448 | Mini/Multi Split | ZERO | HRCU-A-CB-O | ZMSB-12HV-USHHC |  | Mini-Splits(Non-Ducted) | ZMSB-12HV-USHHC |  | 12000 | 23.1 | 10.5 | 12000 | 11000 | 91.67% | 1.88 | 13 | 13 |  |  |  |  | R-410A | 1 | Residential & Commercial | VSMSHP | Non-Ducted CEE Tier 2
214232449 | Mini/Multi Split | ZERO | HRCU-A-CB-O | ZMSB-18HV-USHHC |  | Mini-Splits(Non-Ducted) | ZMSB-18HV-USHHC |  | 18000 | 22 | 10.6 | 18000 | 17200 | 95.56% | 1.89 | 13 | 13 |  |  |  |  | R-410A | 1.5 | Residential & Commercial | VSMSHP | Non-Ducted CEE Tier 2
214232450 | Mini/Multi Split | ZERO | HRCU-A-CB-O | ZMSB-24HV-USHHC |  | Mini-Splits(Non-Ducted) | ZMSB-24HV-USHHC |  | 23000 | 22.3 | 10.3 | 26000 | 23000 | 88.46% | 1.8 | 12.5 | 12.5 |  |  |  |  | R-410A | 1.9167 | Residential & Commercial | VSMSHP | Non-Ducted CEE Tier 2
214232454 | Mini/Multi Split | AURORA | HRCU-A-CB-O | AU-CX12HR-2A-O |  | Mini-Splits(Non-Ducted) | AU-LCS12-2A-I |  | 12000 | 24.2 | 10.7 | 12000 | 11900 | 99.17% | 1.99 | 13.3 | 13.3 |  |  |  |  | R-410A | 1 | Residential & Commercial | VSMSHP | Non-Ducted CEE Tier 2
214232433 | Mini/Multi Split | ECO AC | HRCU-A-CB-O | EHP-O12BB |  | Mini-Splits(Non-Ducted) | EHP-W12BB |  | 12000 | 23.1 | 10.5 | 12000 | 11000 | 91.67% | 1.88 | 13 | 13 |  |  |  |  | R-410A | 1 | Residential & Commercial | VSMSHP | Non-Ducted CEE Tier 2
214232434 | Mini/Multi Split | ECO AC | HRCU-A-CB-O | EHP-O18BB |  | Mini-Splits(Non-Ducted) | EHP-W18BB |  | 18000 | 22 | 10.6 | 18000 | 17200 | 95.56% | 1.89 | 13 | 13 |  |  |  |  | R-410A | 1.5 | Residential & Commercial | VSMSHP | Non-Ducted CEE Tier 2
214232435 | Mini/Multi Split | ECO AC | HRCU-A-CB-O | EHP-O24BB |  | Mini-Splits(Non-Ducted) | EHP-W24BB |  | 23000 | 22.3 | 10.3 | 26000 | 23000 | 88.46% | 1.8 | 12.5 | 12.5 |  |  |  |  | R-410A | 1.9167 | Residential & Commercial | VSMSHP | Non-Ducted CEE Tier 2
214232436 | Mini/Multi Split | Multi MFG | HRCU-A-CB-O | MSH-18HD-A |  | Mini-Splits(Non-Ducted) | 18HWMS0-C-M-A |  | 18000 | 21.5 | 11.3 | 18000 | 18000 | 100% | 1.8 | 12.5 | 12.5 |  |  |  |  | R-410A | 1.5 | Residential & Commercial | VSMSHP | Non-Ducted CEE Tier 2
214232437 | Mini/Multi Split | Multi MFG | HRCU-A-CB-O | MSH-24HD-A |  | Mini-Splits(Non-Ducted) | 24HWMS0-C-M-A |  | 24000 | 21.5 | 11.4 | 29000 | 25000 | 86.21% | 2.21 | 13 | 13 |  |  |  |  | R-410A | 2 | Residential & Commercial | VSMSHP | Non-Ducted CEE Tier 2
214237688 | Mini/Multi Split | FRIEDRICH | HRCU-A-CB-O | FPHSR12A3B |  | Mini-Splits(Non-Ducted) | FAHFW12A3A |  | 12000 | 23 | 10 | 12000 | 11000 | 91.67% | 2 | 0 | 12.25 |  |  |  |  | R-454B | 1 | Residential & Commercial | VSMSHP | Non-Ducted CEE Tier 2
214610360 | Mini/Multi Split | Kepler | HRCU-A-CB-O | ODUMOX230-09HFN1-MW5W |  | Mini-Splits(Non-Ducted) | IDUMSEPB-09HRFN1-MY5W(GA) |  | 9000 | 25.5 | 12.3 | 10000 | 7500 | 75% | 2.17 | 15 | 15 |  |  |  |  | R-410A | 0.75 | Residential & Commercial | VSMSHP | Non-Ducted CEE Tier 2
214610368 | Mini/Multi Split | Kepler | HRCU-A-CB-O | ODUMOX230-09HFN1-MW5W |  | Mini-Splits(Non-Ducted) | IDUCCA3U-09HRFN1-M(C) |  | 9000 | 20 | 10 | 10000 | 7400 | 74% | 1.9 | 13 | 13 |  |  |  |  | R-410A | 0.75 | Residential & Commercial | VSMSHP | Non-Ducted CEE Tier 2
214610371 | Mini/Multi Split | Kepler | HRCU-A-CB-O | ODUMOD33-24HFN1-MT0W |  | Mini-Splits(Non-Ducted) | IDUMCD1-24HRFN1-MT0W(GA) |  | 24000 | 21.5 | 9.7 | 25000 | 18500 | 74% | 2.2 | 12.5 | 12.5 |  |  |  |  | R-410A | 2 | Residential & Commercial | VSMSHP | Non-Ducted CEE Tier 2
214610372 | Mini/Multi Split | Kepler | HRCU-A-CB-O | ODUMOX230-12HFN1-MV5W |  | Mini-Splits(Non-Ducted) | IDUMFA2U-12HRFN1-MW5W |  | 12000 | 25 | 11 | 12000 | 8400 | 70% | 2.38 | 13 | 13 |  |  |  |  | R-410A | 1 | Residential & Commercial | VSMSHP | Non-Ducted CEE Tier 2
214640130 | Mini/Multi Split | ICONIC AIR SOLUTION | HRCU-A-CB-O | ICOO12AK |  | Mini-Splits(Non-Ducted) | IFOF12IK |  | 12000 | 22.7 | 10.2 | 12000 | 8400 | 70% | 2.26 | 13 | 13 |  |  |  |  | R-410A | 1 | Residential & Commercial | VSMSHP | Non-Ducted CEE Tier 2
214640133 | Mini/Multi Split | ICONIC AIR SOLUTION | HRCU-A-CB-O | ICOO09AK |  | Mini-Splits(Non-Ducted) | IFOB06-09IK |  | 9000 | 22.5 | 11.5 | 11000 | 7700 | 70% | 2.34 | 13 | 13 |  |  |  |  | R-410A | 0.75 | Residential & Commercial | VSMSHP | Non-Ducted CEE Tier 2
214640135 | Mini/Multi Split | GREE | HRCU-A-CB-O | GWH12ATCXB-D6DNA1A/O |  | Mini-Splits(Non-Ducted) | GWH12ATCXB-D6DN***/I |  | 12000 | 19 | 8.5 | 12000 | 9100 | 75.83% | 1.8 | 0 | 9.75 |  |  |  |  | R-32 | 1 | Residential & Commercial | VSMSHP
214640136 | Mini/Multi Split | GREE | HRCU-A-CB-O | GWH12ATCXB-A6DNA1A/O |  | Mini-Splits(Non-Ducted) | GWH12ATCXB-A6DN***/I |  | 12000 | 19 | 8.5 | 12000 | 8500 | 70.83% | 1.8 | 0 | 9.3 |  |  |  |  | R-32 | 1 | Residential & Commercial | VSMSHP
213785826 | Mini/Multi Split | KARDA | HRCU-A-CB-O | 3KARDA12SZO |  | Mini-Splits(Non-Ducted) | 2KARDA12UVCS |  | 12000 | 23.6 | 10 | 12000 | 12000 | 100% | 1.89 | 13 | 13 |  |  |  |  | R-410A | 1 | Residential & Commercial | VSMSHP | Non-Ducted CEE Tier 2
213785827 | Mini/Multi Split | KARDA | HRCU-A-CB-O | 3KARDA12SZO |  | Mini-Splits(Non-Ducted) | 2KARDA12UVC |  | 12000 | 22.3 | 10.2 | 12000 | 11300 | 94.17% | 1.89 | 12.7 | 12.7 |  |  |  |  | R-410A | 1 | Residential & Commercial | VSMSHP | Non-Ducted CEE Tier 2
213785828 | Mini/Multi Split | KARDA | HRCU-A-CB-O | 3KARDA18SZO |  | Mini-Splits(Non-Ducted) | 2KARDA18UVC |  | 16000 | 20 | 9.5 | 17000 | 16000 | 94.12% | 1.75 | 12.5 | 12.5 |  |  |  |  | R-410A | 1.3333 | Residential & Commercial | VSMSHP | Non-Ducted CEE Tier 2
212396483 | Mini/Multi Split | KINGHOME | HRCU-A-CB-O | KW12HQ19SDO |  | Mini-Splits(Non-Ducted) | KW12HQ19SDI |  | 12000 | 17.5 | 8.5 | 12000 | 8500 | 70.83% | 1.8 | 0 | 8.7 |  |  |  |  | R-410A | 1 | Residential & Commercial | VSMSHP
214608823 | Mini/Multi Split | GREE | HRCU-A-CB-O | GWH18ATDXE-D6DNA1C/O |  | Mini-Splits(Non-Ducted) | GWH18ATDXE-D6DN***/I |  | 18000 | 21.5 | 8.5 | 18500 | 13000 | 70.27% | 1.9 | 0 | 11.8 |  |  |  |  | R-32 | 1.5 | Residential & Commercial | VSMSHP
214608824 | Mini/Multi Split | GREE | HRCU-A-CB-O | GWH18ATDXE-D6DNA1C/O |  | Mini-Splits(Non-Ducted) | GWH18AWDXE-D6DN***/I |  | 18000 | 21.5 | 8.5 | 18500 | 13000 | 70.27% | 1.9 | 0 | 11.8 |  |  |  |  | R-32 | 1.5 | Residential & Commercial | VSMSHP
214609234 | Mini/Multi Split | Quilt | HRCU-A-CB-O | QO1-M2Z18-NC-NA |  | Mini-Splits(Non-Ducted) | QI1-M09-N-NA |  | 16000 | 25 | 12 | 18000 | 18000 | 100% | 2 | 0 | 14.5 |  |  |  |  | R-32 | 1.3333 | Residential & Commercial | VSMSHP | Non-Ducted CEE Tier 2
205104725 | Mini/Multi Split | C&H | HRCU-A-CB-O | CH-12SPH-230VO |  | Mini-Splits(Non-Ducted) | CH-12DKT230VI |  | 12000 | 22.3 | 8.8 | 12000 | 8400 | 70% | 1.78 | 13.7 | 13.7 |  |  |  |  | R-410A | 1 | Residential & Commercial | VSMSHP
214609734 | Mini/Multi Split | WILLIS | HRCU-A-CB-O | CHW09KCH20S2-O |  | Mini-Splits(Non-Ducted) | CHW09KCH20S2-I |  | 9100 | 19.5 | 8.8 | 10000 | 7400 | 74% | 1.81 | 0 | 11.3 |  |  |  |  | R-410A | 0.75833 | Residential & Commercial | VSMSHP
214609736 | Mini/Multi Split | WILLIS | HRCU-A-CB-O | PUHW18KCH23S2-O |  | Mini-Splits(Non-Ducted) | PUHW18KCH23S2-I |  | 18000 | 23 | 8.5 | 18000 | 13000 | 72.22% | 1.85 | 12.5 | 12.5 |  |  |  |  | R-410A | 1.5 | Residential & Commercial | VSMSHP
214609738 | Mini/Multi Split | WILLIS | HRCU-A-CB-O | PUHW12KCH24S2-O |  | Mini-Splits(Non-Ducted) | PUHW12KCH24S2-I |  | 12000 | 24 | 9 | 12000 | 9000 | 75% | 1.85 | 12.5 | 12.5 |  |  |  |  | R-410A | 1 | Residential & Commercial | VSMSHP
214609739 | Mini/Multi Split | WILLIS | HRCU-A-CB-O | PUHW09KCH26S2-O |  | Mini-Splits(Non-Ducted) | PUHW09KCH26S2-I |  | 9100 | 25.5 | 10.2 | 10500 | 9100 | 86.67% | 1.86 | 14.7 | 14.7 |  |  |  |  | R-410A | 0.75833 | Residential & Commercial | VSMSHP | Non-Ducted CEE Tier 2
214610239 | Mini/Multi Split | WILLIS | HRCU-A-CB-O | CHW12KCH18S2-O |  | Mini-Splits(Non-Ducted) | CHW12KCH18S2-I |  | 12000 | 17.5 | 8.5 | 12000 | 8500 | 70.83% | 1.8 | 0 | 8.7 |  |  |  |  | R-410A | 1 | Residential & Commercial | VSMSHP
214610350 | Mini/Multi Split | Kepler | HRCU-A-CB-O | ODUMOX230-09HFN1-BS5W |  | Mini-Splits(Non-Ducted) | IDUMSAG11A-09HRFN1-BS5W |  | 9000 | 21.5 | 9.1 | 10000 | 7000 | 70% | 2.16 | 12.5 | 12.5 |  |  |  |  | R-410A | 0.75 | Residential & Commercial | VSMSHP
214610352 | Mini/Multi Split | Kepler | HRCU-A-CB-O | ODUMOX230-09HFN1-MT0W |  | Mini-Splits(Non-Ducted) | IDUMSAG11A-09HRFN1-MT0W |  | 9000 | 21.7 | 9.4 | 10000 | 7000 | 70% | 2 | 12.6 | 12.6 |  |  |  |  | R-410A | 0.75 | Residential & Commercial | VSMSHP
214229584 | Mini/Multi Split | HISENSE | HRCU-A-CB-O | AST-09UW3TXG00 |  | Mini-Splits(Non-Ducted) | AST-09UW3TXG**00 |  | 9000 | 25 | 11 | 9000 | 9000 | 100% | 2.1 | 0 | 13.65 |  |  |  |  | R-454B | 0.75 | Residential & Commercial | VSMSHP | Non-Ducted CEE Tier 2
214229585 | Mini/Multi Split | HISENSE | HRCU-A-CB-O | AST-0924TXO |  | Mini-Splits(Non-Ducted) | AST-0924DLSI |  | 9000 | 25 | 11 | 9500 | 9000 | 94.74% | 2.1 | 0 | 13.65 |  |  |  |  | R-454B | 0.75 | Residential & Commercial | VSMSHP | Non-Ducted CEE Tier 2
212386852 | Mini/Multi Split | FUJIECO | HRCU-A-CB-O | FES-12H1T*(O) |  | Mini-Splits(Non-Ducted) | FES-12H1TK(I) |  | 12000 | 19 | 8.5 | 12200 | 8600 | 70.49% | 1.8 | 0 | 10 |  |  |  |  | R-410A | 1 | Residential & Commercial | VSMSHP
214232408 | Mini/Multi Split | FRIEDRICH | HRCU-A-CB-O | FPHSR09A3B |  | Mini-Splits(Non-Ducted) | FAHFW09A3A |  | 9000 | 25 | 11 | 9000 | 9000 | 100% | 2.1 | 0 | 13.65 |  |  |  |  | R-454B | 0.75 | Residential & Commercial | VSMSHP | Non-Ducted CEE Tier 2
213769930 | Mini/Multi Split | AI AIR CONDITIONING | HRCU-A-CB-O | AO21-09N1-M1 |  | Mini-Splits(Non-Ducted) | AW21-09N1-M1 |  | 9000 | 21.7 | 9.4 | 10000 | 7000 | 70% | 2 | 12.6 | 12.6 |  |  |  |  | R-410A | 0.75 | Residential & Commercial | VSMSHP
213769938 | Mini/Multi Split | AI AIR CONDITIONING | HRCU-A-CB-O | AO24-09N1-M1H |  | Mini-Splits(Non-Ducted) | AW25-09N1-M1 |  | 9000 | 24 | 11.6 | 10000 | 7500 | 75% | 2.25 | 14.7 | 14.7 |  |  |  |  | R-410A | 0.75 | Residential & Commercial | VSMSHP | Non-Ducted CEE Tier 2
213769939 | Mini/Multi Split | AI AIR CONDITIONING | HRCU-A-CB-O | AO24-12N1-M1H |  | Mini-Splits(Non-Ducted) | AW25-12N1-M1 |  | 12000 | 23.1 | 10.8 | 12000 | 8400 | 70% | 2.41 | 13 | 13 |  |  |  |  | R-410A | 1 | Residential & Commercial | VSMSHP | Non-Ducted CEE Tier 2
213769940 | Mini/Multi Split | AI AIR CONDITIONING | HRCU-A-CB-O | AO24-18N1-M1H |  | Mini-Splits(Non-Ducted) | AW25-18N1-M1 |  | 18000 | 24 | 10.5 | 18000 | 12800 | 71.11% | 2.44 | 13.5 | 13.5 |  |  |  |  | R-410A | 1.5 | Residential & Commercial | VSMSHP | Non-Ducted CEE Tier 2
213769942 | Mini/Multi Split | AI AIR CONDITIONING | HRCU-A-CB-O | AO25-06N1-M1H |  | Mini-Splits(Non-Ducted) | AW25-06N1-M1 |  | 6000 | 23.5 | 12 | 7000 | 7100 | 101.4% | 1.84 | 15 | 15 |  |  |  |  | R-410A | 0.5 | Residential & Commercial | VSMSHP | Non-Ducted CEE Tier 2
213769943 | Mini/Multi Split | AI AIR CONDITIONING | HRCU-A-CB-O | AO25-09N1-M1H |  | Mini-Splits(Non-Ducted) | AW25-09N1-M1 |  | 9000 | 26.4 | 11.6 | 12000 | 11000 | 91.67% | 1.85 | 15.8 | 15.8 |  |  |  |  | R-410A | 0.75 | Residential & Commercial | VSMSHP | Non-Ducted CEE Tier 2
213769944 | Mini/Multi Split | AI AIR CONDITIONING | HRCU-A-CB-O | AO25-12N1-M1H |  | Mini-Splits(Non-Ducted) | AW25-12N1-M1 |  | 12000 | 23.1 | 10.5 | 12000 | 11000 | 91.67% | 1.88 | 13 | 13 |  |  |  |  | R-410A | 1 | Residential & Commercial | VSMSHP | Non-Ducted CEE Tier 2
213769945 | Mini/Multi Split | AI AIR CONDITIONING | HRCU-A-CB-O | AO25-18N1-M1H |  | Mini-Splits(Non-Ducted) | AW25-18N1-M1 |  | 18000 | 22 | 10.6 | 18000 | 17200 | 95.56% | 1.89 | 13 | 13 |  |  |  |  | R-410A | 1.5 | Residential & Commercial | VSMSHP | Non-Ducted CEE Tier 2
213769946 | Mini/Multi Split | AI AIR CONDITIONING | HRCU-A-CB-O | AO25-24N1-M1H |  | Mini-Splits(Non-Ducted) | AW25-24N1-M1 |  | 23000 | 22.3 | 10.3 | 26000 | 23000 | 88.46% | 1.8 | 12.5 | 12.5 |  |  |  |  | R-410A | 1.9167 | Residential & Commercial | VSMSHP | Non-Ducted CEE Tier 2
213769947 | Mini/Multi Split | AI AIR CONDITIONING | HRCU-A-CB-O | AO29-09N1-M1H |  | Mini-Splits(Non-Ducted) | AW29-09N1-M1 |  | 9000 | 29 | 22 | 12000 | 13500 | 112.5% | 1.86 | 15.5 | 16.5 |  |  |  |  | R-410A | 0.75 | Residential & Commercial | VSMSHP | Non-Ducted CEE Tier 2
213769948 | Mini/Multi Split | AI AIR CONDITIONING | HRCU-A-CB-O | AO29-12N1-M1H |  | Mini-Splits(Non-Ducted) | AW29-12N1-M1 |  | 12000 | 27.5 | 14.5 | 12000 | 13500 | 112.5% | 1.86 | 14 | 14.3 |  |  |  |  | R-410A | 1 | Residential & Commercial | VSMSHP | Non-Ducted CEE Tier 2
213769949 | Mini/Multi Split | AI AIR CONDITIONING | HRCU-A-CB-O | AO29-18N1-M1H |  | Mini-Splits(Non-Ducted) | AW29-18N1-M1 |  | 18000 | 24.1 | 12 | 18000 | 16100 | 89.44% | 1.92 | 13.1 | 12.4 |  |  |  |  | R-410A | 1.5 | Residential & Commercial | VSMSHP | Non-Ducted CEE Tier 2
213769950 | Mini/Multi Split | AI AIR CONDITIONING | HRCU-A-CB-O | AO29-24N1-M1H |  | Mini-Splits(Non-Ducted) | AW29-24N1-M1 |  | 24000 | 21.5 | 11.4 | 29000 | 25000 | 86.21% | 2.21 | 13 | 13 |  |  |  |  | R-410A | 2 | Residential & Commercial | VSMSHP | Non-Ducted CEE Tier 2
213769951 | Mini/Multi Split | AI AIR CONDITIONING | HRCU-A-CB-O | AO29-33N1-M1H |  | Mini-Splits(Non-Ducted) | AW29-33N1-M1 |  | 33000 | 19.5 | 10 | 35000 | 34600 | 98.86% | 1.8 | 0 | 12 |  |  |  |  | R-410A | 2.75 | Residential & Commercial | VSMSHP | Non-Ducted CEE Tier 2
213785764 | Mini/Multi Split | Mitsutomo | HRCU-A-CB-O | HO-SZ36-AB-Q |  | Mini-Splits(Non-Ducted) | HW-SZ36-AB-Q |  | 33000 | 20 | 10 | 35000 | 34600 | 98.86% | 1.8 | 0 | 11.7 |  |  |  |  | R-410A | 2.75 | Residential & Commercial | VSMSHP | Non-Ducted CEE Tier 2
208447332 | Mini/Multi Split | TOSHIBA CARRIER | HRCU-A-CB-O | RAV-SP482AT2P-UL |  | Mini-Splits(Non-Ducted) | RAV-SM482CTP-UL |  | 48000 | 19.4 | 10.3 | 54000 | 38000 | 70.37% | 1.96 | 8.8 | 9.2 |  |  |  |  | R-410A | 4 | Residential & Commercial | VSMSHP | Non-Ducted CEE Tier 2
208447609 | Mini/Multi Split | SUNCHILLERS | HRCU-A-CB-O | 9WODU-UL |  | Mini-Splits(Non-Ducted) | 9WIDU-UL |  | 9000 | 25.5 | 12.3 | 10000 | 7500 | 75% | 2.17 | 15 | 15 |  |  |  |  | R-410A | 0.75 | Residential & Commercial | VSMSHP | Non-Ducted CEE Tier 2
211756536 | Mini/Multi Split | LPS Legacy | HRCU-A-CB-O | DLCPRAH09AAK |  | Mini-Splits(Non-Ducted) | DLFPHAH09XAK |  | 9000 | 26 | 12.5 | 10000 | 12000 | 120% | 1.75 | 15 | 15 |  |  |  |  | R-410A | 0.75 | Residential & Commercial | VSMSHP | Non-Ducted CEE Tier 2
212436233 | Mini/Multi Split | Weathermaker | HRCU-A-CB-O | 38MPRAQ09AA3 |  | Mini-Splits(Non-Ducted) | DHMPHAQ09XA3 |  | 9000 | 26 | 12.5 | 10000 | 12000 | 120% | 1.75 | 15 | 15 |  |  |  |  | R-410A | 0.75 | Residential & Commercial | VSMSHP | Non-Ducted CEE Tier 2
212436234 | Mini/Multi Split | Weathermaker | HRCU-A-CB-O | 38MPRAQ12AA3 |  | Mini-Splits(Non-Ducted) | DHMPHAQ12XA3 |  | 12000 | 24 | 9.5 | 12000 | 12000 | 100% | 1.75 | 13.5 | 13.5 |  |  |  |  | R-410A | 1 | Residential & Commercial | VSMSHP | Non-Ducted CEE Tier 2
212436235 | Mini/Multi Split | Weathermaker | HRCU-A-CB-O | 38MPRAQ18AA3 |  | Mini-Splits(Non-Ducted) | DHMPHAQ18XA3 |  | 18000 | 26.2 | 12 | 18000 | 16400 | 91.11% | 1.95 | 14.5 | 14.5 |  |  |  |  | R-410A | 1.5 | Residential & Commercial | VSMSHP | Non-Ducted CEE Tier 2
203238509 | Mini/Multi Split | MOOVAIR | HRCU-A-CB-O | DM09HOS23230E2 |  | Mini-Splits(Non-Ducted) | DM09HIW23230E3 |  | 9000 | 21.8 | 9.3 | 9800 | 7300 | 74.49% | 1.83 | 14.9 | 14.9 |  |  |  |  | R-410A | 0.75 | Residential & Commercial | VSMSHP
203238510 | Mini/Multi Split | MOOVAIR | HRCU-A-CB-O | DM12HOS23230E2 |  | Mini-Splits(Non-Ducted) | DM12HIW23230E3 |  | 12000 | 22.3 | 8.8 | 12000 | 8400 | 70% | 1.78 | 13.7 | 13.7 |  |  |  |  | R-410A | 1 | Residential & Commercial | VSMSHP
214056573 | Mini/Multi Split | Mitsutomo | HRCU-A-CB-O | HO-SZ24-AB-Q |  | Mini-Splits(Non-Ducted) | HF-UZ24-AB-Q |  | 24000 | 20.5 | 11 | 25000 | 25000 | 100% | 2.1 | 11.5 | 11.7 |  |  |  |  | R-410A | 2 | Residential & Commercial | VSMSHP | Non-Ducted CEE Tier 2
214056574 | Mini/Multi Split | Mitsutomo | HRCU-A-CB-O | HO-SZ36-BB-Q |  | Mini-Splits(Non-Ducted) | HC-UZ36-BB-Q |  | 36000 | 19.4 | 10.5 | 40000 | 40000 | 100% | 1.85 | 9.5 | 9.5 |  |  |  |  | R-410A | 3 | Residential & Commercial | VSMSHP | Non-Ducted CEE Tier 2
214056575 | Mini/Multi Split | Mitsutomo | HRCU-A-CB-O | HO-SZ48-BB-Q |  | Mini-Splits(Non-Ducted) | HC-UZ48-BB-Q |  | 48000 | 16.8 | 10.7 | 53000 | 48000 | 90.57% | 1.98 | 8.3 | 8.3 |  |  |  |  | R-410A | 4 | Residential & Commercial | VSMSHP
214056579 | Mini/Multi Split | Mitsutomo | HRCU-A-CB-O | HO-SZ36-BB-Q |  | Mini-Splits(Non-Ducted) | HF-UZ36-BB-Q |  | 36000 | 17.6 | 10 | 39000 | 36600 | 93.85% | 1.75 | 8.6 | 8.8 |  |  |  |  | R-410A | 3 | Residential & Commercial | VSMSHP
214056580 | Mini/Multi Split | Mitsutomo | HRCU-A-CB-O | HO-SZ48-BB-Q |  | Mini-Splits(Non-Ducted) | HF-UZ48-BB-Q |  | 48000 | 17 | 9.8 | 51000 | 49000 | 96.08% | 1.8 | 8.2 | 8.2 |  |  |  |  | R-410A | 4 | Residential & Commercial | VSMSHP
214056581 | Mini/Multi Split | Mitsutomo | HRCU-A-CB-O | HW-SZ60-BB-Q |  | Mini-Splits(Non-Ducted) | HF-UZ60-BB-Q |  | 55000 | 17.3 | 10.2 | 60000 | 56500 | 94.17% | 1.97 | 9 | 9 |  |  |  |  | R-410A | 4.5833 | Residential & Commercial | VSMSHP | Non-Ducted CEE Tier 2
214056585 | Mini/Multi Split | Bladex | HRCU-A-CB-O | BS25-06HFN1-ODU |  | Mini-Splits(Non-Ducted) | BWM11A-06HWIU |  | 6000 | 23.5 | 12 | 7000 | 7100 | 101.4% | 1.84 | 15 | 15 |  |  |  |  | R-410A | 0.5 | Residential & Commercial | VSMSHP | Non-Ducted CEE Tier 2
214056586 | Mini/Multi Split | Bladex | HRCU-A-CB-O | BS25-09HFN1-ODU |  | Mini-Splits(Non-Ducted) | BWM11B-09HWIU |  | 9000 | 26.4 | 11.6 | 12000 | 11000 | 91.67% | 1.85 | 15.8 | 15.8 |  |  |  |  | R-410A | 0.75 | Residential & Commercial | VSMSHP | Non-Ducted CEE Tier 2
214056587 | Mini/Multi Split | Bladex | HRCU-A-CB-O | BS25-12HFN1-ODU |  | Mini-Splits(Non-Ducted) | BWM11B-12HWIU |  | 12000 | 23.1 | 10.5 | 12000 | 11000 | 91.67% | 1.88 | 13 | 13 |  |  |  |  | R-410A | 1 | Residential & Commercial | VSMSHP | Non-Ducted CEE Tier 2
214056588 | Mini/Multi Split | Bladex | HRCU-A-CB-O | BS25-18HFN1-ODU |  | Mini-Splits(Non-Ducted) | BWM11D-18HWIU |  | 18000 | 22 | 10.6 | 18000 | 17200 | 95.56% | 1.89 | 13 | 13 |  |  |  |  | R-410A | 1.5 | Residential & Commercial | VSMSHP | Non-Ducted CEE Tier 2
214056589 | Mini/Multi Split | Bladex | HRCU-A-CB-O | BS25-24HFN1-ODU |  | Mini-Splits(Non-Ducted) | BWM11D-23HWIU |  | 23000 | 22.3 | 10.3 | 26000 | 23000 | 88.46% | 1.8 | 12.5 | 12.5 |  |  |  |  | R-410A | 1.9167 | Residential & Commercial | VSMSHP | Non-Ducted CEE Tier 2
214056590 | Mini/Multi Split | Bladex | HRCU-A-CB-O | BS25-33HFN1-ODU |  | Mini-Splits(Non-Ducted) | BWMF-33HWIU |  | 33000 | 20 | 10 | 35000 | 34600 | 98.86% | 1.8 | 0 | 11.7 |  |  |  |  | R-410A | 2.75 | Residential & Commercial | VSMSHP | Non-Ducted CEE Tier 2
214061907 | Mini/Multi Split | VY BUILD | HRCU-A-CB-O | VY-GREEN-1200 |  | Mini-Splits(Non-Ducted) | VY-GREEN-1200 |  | 12000 | 23 | 9.5 | 12000 | 9100 | 75.83% | 1.8 | 13 | 13 |  |  |  |  | R-410A | 1 | Residential & Commercial | VSMSHP | Non-Ducted CEE Tier 2
214075152 | Mini/Multi Split | GREE | HRCU-A-CB-O | GWH18QDXF-D3DNB2A/O |  | Mini-Splits(Non-Ducted) | GWH18AFDXF-D3DNA1A/I |  | 18000 | 23 | 9 | 18000 | 13000 | 72.22% | 1.85 | 0 | 12.5 |  |  |  |  | R-410A | 1.5 | Residential & Commercial | VSMSHP
214081398 | Mini/Multi Split | HISENSE | HRCU-A-CB-O | AST-24UW3TKB00 |  | Mini-Splits(Non-Ducted) | AST-24UW3TKB**00 |  | 24000 | 22.5 | 9.5 | 24000 | 19800 | 82.5% | 1.8 | 0 | 12.25 |  |  |  |  | R-454B | 2 | Residential & Commercial | VSMSHP | Non-Ducted CEE Tier 2
214081399 | Mini/Multi Split | HISENSE | HRCU-A-CB-O | AST-24UW3TKN00 |  | Mini-Splits(Non-Ducted) | AST-24UW3TKN**00 |  | 24000 | 22.5 | 9.5 | 24000 | 19800 | 82.5% | 1.8 | 0 | 12.25 |  |  |  |  | R-454B | 2 | Residential & Commercial | VSMSHP | Non-Ducted CEE Tier 2
214091820 | Mini/Multi Split | FRIEDRICH | HRCU-A-CB-O | FPHSR24A3B |  | Mini-Splits(Non-Ducted) | FAHFW24A3A |  | 24000 | 22.5 | 9.5 | 24000 | 19800 | 82.5% | 1.8 | 0 | 12.25 |  |  |  |  | R-454B | 2 | Residential & Commercial | VSMSHP | Non-Ducted CEE Tier 2
214091821 | Mini/Multi Split | HISENSE | HRCU-A-CB-O | AST-2424TUO |  | Mini-Splits(Non-Ducted) | AST-2424DLSI |  | 24000 | 22.5 | 9.5 | 24000 | 19800 | 82.5% | 1.8 | 0 | 12.25 |  |  |  |  | R-454B | 2 | Residential & Commercial | VSMSHP | Non-Ducted CEE Tier 2
215324790 | Mini/Multi Split | AIRQUEST | HRCU-A-CB-O | D5CSRAH09AAK |  | Mini-Splits(Non-Ducted) | D5FSFAH09XAK |  | 9000 | 26 | 13.9 | 9000 | 8600 | 95.56% | 2.27 | 0 | 16.3 |  |  |  |  | R-454B | 0.75 | Residential & Commercial | VSMSHP | Non-Ducted CEE Tier 2
215324793 | Mini/Multi Split | AIRQUEST | HRCU-A-CB-O | D5CSRAH12AAK |  | Mini-Splits(Non-Ducted) | D5FSHAH12XAK |  | 12000 | 25.5 | 10.7 | 12000 | 8400 | 70% | 2.3 | 0 | 13.1 |  |  |  |  | R-454B | 1 | Residential & Commercial | VSMSHP | Non-Ducted CEE Tier 2
215324794 | Mini/Multi Split | AIRQUEST | HRCU-A-CB-O | D5CSRAH12AAK |  | Mini-Splits(Non-Ducted) | D5FSOAH12XAK |  | 12000 | 22.2 | 10.1 | 12000 | 8600 | 71.67% | 2.48 | 0 | 12.3 |  |  |  |  | R-454B | 1 | Residential & Commercial | VSMSHP | Non-Ducted CEE Tier 2
215324795 | Mini/Multi Split | AIRQUEST | HRCU-A-CB-O | D5CSRAH12AAK |  | Mini-Splits(Non-Ducted) | D5FSCAH12XAK |  | 12000 | 21.2 | 10.4 | 12000 | 8400 | 70% | 2.4 | 0 | 12.5 |  |  |  |  | R-454B | 1 | Residential & Commercial | VSMSHP | Non-Ducted CEE Tier 2
215324796 | Mini/Multi Split | AIRQUEST | HRCU-A-CB-O | D5CSRAH12AAK |  | Mini-Splits(Non-Ducted) | D5FSFAH12XAK |  | 12000 | 24.7 | 11 | 12000 | 8900 | 74.17% | 2.5 | 0 | 12.7 |  |  |  |  | R-454B | 1 | Residential & Commercial | VSMSHP | Non-Ducted CEE Tier 2
215324799 | Mini/Multi Split | AIRQUEST | HRCU-A-CB-O | D5CSRAH18AAK |  | Mini-Splits(Non-Ducted) | D5FSHAH18XAK |  | 18000 | 23.5 | 10.8 | 18000 | 12800 | 71.11% | 2.1 | 0 | 12.8 |  |  |  |  | R-454B | 1.5 | Residential & Commercial | VSMSHP | Non-Ducted CEE Tier 2
215324800 | Mini/Multi Split | AIRQUEST | HRCU-A-CB-O | D5CSRAH18AAK |  | Mini-Splits(Non-Ducted) | D5FSOAH18XAK |  | 18000 | 22.3 | 12.2 | 18000 | 13100 | 72.78% | 2.24 | 0 | 12.5 |  |  |  |  | R-454B | 1.5 | Residential & Commercial | VSMSHP | Non-Ducted CEE Tier 2
215324801 | Mini/Multi Split | AIRQUEST | HRCU-A-CB-O | D5CSRAH18AAK |  | Mini-Splits(Non-Ducted) | D5FSCAH18XAK |  | 16800 | 20.8 | 11.4 | 18000 | 12800 | 71.11% | 2.2 | 0 | 12.5 |  |  |  |  | R-454B | 1.4 | Residential & Commercial | VSMSHP | Non-Ducted CEE Tier 2
215324802 | Mini/Multi Split | AIRQUEST | HRCU-A-CB-O | D5CSRAH18AAK |  | Mini-Splits(Non-Ducted) | D5FSFAH16XAK |  | 16000 | 23.9 | 13.5 | 17000 | 13100 | 77.06% | 2.16 | 0 | 12.5 |  |  |  |  | R-454B | 1.3333 | Residential & Commercial | VSMSHP | Non-Ducted CEE Tier 2
215324803 | Mini/Multi Split | AIRQUEST | HRCU-A-CB-O | D5CSRAH18AAK |  | Mini-Splits(Non-Ducted) | D5FCFAH18XAK |  | 18000 | 22.4 | 10.4 | 18000 | 12800 | 71.11% | 2.05 | 0 | 12.5 |  |  |  |  | R-454B | 1.5 | Residential & Commercial | VSMSHP | Non-Ducted CEE Tier 2
214061912 | Mini/Multi Split | GREE | HRCU-A-CB-O | GWH09ATCXB-D6DNA1C/O |  | Mini-Splits(Non-Ducted) | GWH09ATCXB-D6DN***/I |  | 9100 | 20.5 | 8.8 | 10000 | 7600 | 76% | 1.94 | 0 | 12.5 |  |  |  |  | R-32 | 0.75833 | Residential & Commercial | VSMSHP
214061915 | Mini/Multi Split | GREE | HRCU-A-CB-O | GWH12ATCXD-A6DNA1B/O |  | Mini-Splits(Non-Ducted) | GWH12AWCXD-A6DN***/I |  | 12000 | 21.5 | 8.5 | 12000 | 8500 | 70.83% | 1.9 | 0 | 11 |  |  |  |  | R-32 | 1 | Residential & Commercial | VSMSHP
214065109 | Mini/Multi Split | KANIONco | HRCU-A-CB-O | KWSM-12IR410ACS20LP |  | Mini-Splits(Non-Ducted) | KWSM-12IR410ACS20LP |  | 12000 | 19 | 8.5 | 12200 | 8600 | 70.49% | 1.8 | 0 | 10 |  |  |  |  | R-410A | 1 | Residential & Commercial | VSMSHP
213925481 | Mini/Multi Split | GREE | HRCU-A-CB-O | GWH09AUCXD-A6DNA1C/O |  | Mini-Splits(Non-Ducted) | GWH09AUCXD-A6DN***/I |  | 9100 | 27 | 10.5 | 10000 | 9500 | 95% | 1.83 | 0 | 15 |  |  |  |  | R-32 | 0.75833 | Residential & Commercial | VSMSHP | Non-Ducted CEE Tier 2
213925482 | Mini/Multi Split | GREE | HRCU-A-CB-O | GWH09AUCXD-D6DNA1C/O |  | Mini-Splits(Non-Ducted) | GWH09AUCXD-D6DN***/I |  | 9100 | 26 | 10.4 | 10500 | 9500 | 90.48% | 1.88 | 0 | 15 |  |  |  |  | R-32 | 0.75833 | Residential & Commercial | VSMSHP | Non-Ducted CEE Tier 2
213925483 | Mini/Multi Split | GREE | HRCU-A-CB-O | GWH12ATCXD-A6DNA1B/O |  | Mini-Splits(Non-Ducted) | GWH12ATCXD-A6DN***/I |  | 12000 | 21.5 | 8.5 | 12000 | 8500 | 70.83% | 1.9 | 0 | 11 |  |  |  |  | R-32 | 1 | Residential & Commercial | VSMSHP
213925484 | Mini/Multi Split | GREE | HRCU-A-CB-O | GWH12AWCXD-A6DNA1A/O |  | Mini-Splits(Non-Ducted) | GWH12AWCXD-A6DN***/I |  | 12000 | 22 | 8.5 | 12000 | 9100 | 75.83% | 1.8 | 0 | 10.65 |  |  |  |  | R-32 | 1 | Residential & Commercial | VSMSHP
213927340 | Mini/Multi Split | DELLA | HRCU-A-CB-O | 048-TP-9K1V-23S-OUT |  | Mini-Splits(Non-Ducted) | 048-TP-9K1V-23S-IN |  | 9000 | 23 | 9 | 9500 | 7000 | 73.68% | 1.8 | 12.5 | 12.5 |  |  |  |  | R-410A | 0.75 | Residential & Commercial | VSMSHP
213927341 | Mini/Multi Split | DELLA | HRCU-A-CB-O | 048-TP-9K2V-23S-OUT |  | Mini-Splits(Non-Ducted) | 048-TP-9K2V-23S-IN |  | 9000 | 23.5 | 9.2 | 9500 | 7300 | 76.84% | 1.8 | 13 | 13 |  |  |  |  | R-410A | 0.75 | Residential & Commercial | VSMSHP
213927342 | Mini/Multi Split | DELLA | HRCU-A-CB-O | 048-TP-12K1V-22S-OUT |  | Mini-Splits(Non-Ducted) | 048-TP-12K1V-22S-IN |  | 12000 | 22 | 9 | 12000 | 8700 | 72.5% | 1.8 | 12.5 | 12.5 |  |  |  |  | R-410A | 1 | Residential & Commercial | VSMSHP
213927343 | Mini/Multi Split | DELLA | HRCU-A-CB-O | 048-TP-12K2V-23S-OUT |  | Mini-Splits(Non-Ducted) | 048-TP-12K2V-23S-IN |  | 12000 | 23 | 9.5 | 12000 | 9100 | 75.83% | 1.8 | 13 | 13 |  |  |  |  | R-410A | 1 | Residential & Commercial | VSMSHP | Non-Ducted CEE Tier 2
213927351 | Mini/Multi Split | GREE | HRCU-A-CB-O | GWH12ATCXD-D6DNA1B/O |  | Mini-Splits(Non-Ducted) | GWH12AWCXD-D6DN***/I |  | 12000 | 21.5 | 8.5 | 12000 | 9400 | 78.33% | 1.9 | 0 | 11 |  |  |  |  | R-32 | 1 | Residential & Commercial | VSMSHP
213927360 | Mini/Multi Split | Rovsun | HRCU-A-CB-O | TSC-09HA1/I3XI22-O |  | Mini-Splits(Non-Ducted) | TSC-09HA1/I3XI22-I |  | 9000 | 23 | 9 | 9500 | 7000 | 73.68% | 1.8 | 12.5 | 12.5 |  |  |  |  | R-410A | 0.75 | Residential & Commercial | VSMSHP
213927361 | Mini/Multi Split | Rovsun | HRCU-A-CB-O | TSC-12HA1/I3XI22-O |  | Mini-Splits(Non-Ducted) | TSC-12HA1/I3XI22-I |  | 12000 | 22 | 9 | 12000 | 8700 | 72.5% | 1.8 | 12.5 | 12.5 |  |  |  |  | R-410A | 1 | Residential & Commercial | VSMSHP
213741357 | Mini/Multi Split | HISENSE | HRCU-A-CB-O | AST-09UW3SVEDH01G |  | Mini-Splits(Non-Ducted) | AST-09UW3SVEDH01 |  | 9000 | 22 | 9 | 9000 | 6300 | 70% | 2.05 | 0 | 13.7 |  |  |  |  | R-410A | 0.75 | Residential & Commercial | VSMSHP
213741358 | Mini/Multi Split | HISENSE | HRCU-A-CB-O | AST-09UW3SVEDH01U |  | Mini-Splits(Non-Ducted) | AST-09UW3SVEDH01 |  | 9000 | 22 | 9 | 9000 | 6300 | 70% | 2.05 | 0 | 13.7 |  |  |  |  | R-410A | 0.75 | Residential & Commercial | VSMSHP
213741359 | Mini/Multi Split | HISENSE | HRCU-A-CB-O | AST-18UW3SBBDH00G |  | Mini-Splits(Non-Ducted) | AST-18UW3SBBDH00 |  | 18000 | 22.5 | 8.6 | 17000 | 11900 | 70% | 1.8 | 0 | 13 |  |  |  |  | R-410A | 1.5 | Residential & Commercial | VSMSHP
213741360 | Mini/Multi Split | HISENSE | HRCU-A-CB-O | AST-18UW3SBBDH00U |  | Mini-Splits(Non-Ducted) | AST-18UW3SBBDH00 |  | 18000 | 22.5 | 8.6 | 17000 | 11900 | 70% | 1.8 | 0 | 13 |  |  |  |  | R-410A | 1.5 | Residential & Commercial | VSMSHP
213741361 | Mini/Multi Split | HISENSE | HRCU-A-CB-O | AST-12UW3SXEDH01G |  | Mini-Splits(Non-Ducted) | AST-12UW3SXEDH01 |  | 12000 | 21 | 9.5 | 12000 | 8400 | 70% | 1.75 | 0 | 13 |  |  |  |  | R-410A | 1 | Residential & Commercial | VSMSHP | Non-Ducted CEE Tier 2
213741362 | Mini/Multi Split | HISENSE | HRCU-A-CB-O | AST-12UW3SXEDH01U |  | Mini-Splits(Non-Ducted) | AST-12UW3SXEDH01 |  | 12000 | 21 | 9.5 | 12000 | 8400 | 70% | 1.75 | 0 | 13 |  |  |  |  | R-410A | 1 | Residential & Commercial | VSMSHP | Non-Ducted CEE Tier 2
213769902 | Mini/Multi Split | Bluefin | HRCU-A-CB-O | BFMS24PR-01O |  | Mini-Splits(Non-Ducted) | BFMS24PL-01I |  | 23000 | 22.3 | 10.3 | 26000 | 23000 | 88.46% | 1.8 | 12.5 | 12.5 |  |  |  |  | R-410A | 1.9167 | Residential & Commercial | VSMSHP | Non-Ducted CEE Tier 2
213769906 | Mini/Multi Split | Bluefin | HRCU-A-CB-O | BFMS18PL-01O |  | Mini-Splits(Non-Ducted) | BFMS18PL-01I |  | 18000 | 24 | 10.5 | 18000 | 12800 | 71.11% | 2.44 | 13.5 | 13.5 |  |  |  |  | R-410A | 1.5 | Residential & Commercial | VSMSHP | Non-Ducted CEE Tier 2
213769907 | Mini/Multi Split | Bluefin | HRCU-A-CB-O | BFMS12PR-01O |  | Mini-Splits(Non-Ducted) | BFMS12PL-01I |  | 12000 | 23.1 | 10.5 | 12000 | 11000 | 91.67% | 1.88 | 13 | 13 |  |  |  |  | R-410A | 1 | Residential & Commercial | VSMSHP | Non-Ducted CEE Tier 2
213769908 | Mini/Multi Split | Bluefin | HRCU-A-CB-O | BFMS09PL-01O |  | Mini-Splits(Non-Ducted) | BFMS09PL-01I |  | 9000 | 24 | 11.6 | 10000 | 7500 | 75% | 2.25 | 14.7 | 14.7 |  |  |  |  | R-410A | 0.75 | Residential & Commercial | VSMSHP | Non-Ducted CEE Tier 2
213769909 | Mini/Multi Split | Bluefin | HRCU-A-CB-O | BFMS12PL-01O |  | Mini-Splits(Non-Ducted) | BFMS12PL-01I |  | 12000 | 23.1 | 10.8 | 12000 | 8400 | 70% | 2.41 | 13 | 13 |  |  |  |  | R-410A | 1 | Residential & Commercial | VSMSHP | Non-Ducted CEE Tier 2
213769911 | Mini/Multi Split | Bluefin | HRCU-A-CB-O | BFMS18PR-01O |  | Mini-Splits(Non-Ducted) | BFMS18PL-01I |  | 18000 | 22 | 10.6 | 18000 | 17200 | 95.56% | 1.89 | 13 | 13 |  |  |  |  | R-410A | 1.5 | Residential & Commercial | VSMSHP | Non-Ducted CEE Tier 2
213769912 | Mini/Multi Split | Bluefin | HRCU-A-CB-O | BFMS09BA-01O |  | Mini-Splits(Non-Ducted) | BFMS09BA-01I |  | 9000 | 21.7 | 9.4 | 10000 | 7000 | 70% | 2 | 12.6 | 12.6 |  |  |  |  | R-410A | 0.75 | Residential & Commercial | VSMSHP
213769915 | Mini/Multi Split | Bluefin | HRCU-A-CB-O | BFMS09PR-01O |  | Mini-Splits(Non-Ducted) | BFMS09PL-01I |  | 9000 | 26.4 | 11.6 | 12000 | 11000 | 91.67% | 1.85 | 15.8 | 15.8 |  |  |  |  | R-410A | 0.75 | Residential & Commercial | VSMSHP | Non-Ducted CEE Tier 2
213769928 | Mini/Multi Split | AI AIR CONDITIONING | HRCU-A-CB-O | AO21-09N1-B1 |  | Mini-Splits(Non-Ducted) | AW21-09N1-B1 |  | 9000 | 21.5 | 9.1 | 10000 | 7000 | 70% | 2.16 | 12.5 | 12.5 |  |  |  |  | R-410A | 0.75 | Residential & Commercial | VSMSHP
213927362 | Mini/Multi Split | Rovsun | HRCU-A-CB-O | TSC-12HA2/I3XI23-O |  | Mini-Splits(Non-Ducted) | TSC-12HA2/I3XI23-I |  | 12000 | 23 | 9.5 | 12000 | 9100 | 75.83% | 1.8 | 13 | 13 |  |  |  |  | R-410A | 1 | Residential & Commercial | VSMSHP | Non-Ducted CEE Tier 2
213927364 | Mini/Multi Split | Rovsun | HRCU-A-CB-O | TMSC-09HA2/I2XI19-O |  | Mini-Splits(Non-Ducted) | TMSC-09HA2/I2XI19-I |  | 9000 | 19 | 8.5 | 10000 | 7000 | 70% | 1.8 | 0 | 10 |  |  |  |  | R-410A | 0.75 | Residential & Commercial | VSMSHP
213927365 | Mini/Multi Split | Rovsun | HRCU-A-CB-O | TMSC-12HA2/I2XI19-O |  | Mini-Splits(Non-Ducted) | TMSC-12HA2/I2XI19-I |  | 12000 | 19 | 8.5 | 12200 | 8600 | 70.49% | 1.8 | 0 | 10 |  |  |  |  | R-410A | 1 | Residential & Commercial | VSMSHP
213927625 | Mini/Multi Split | GREE | HRCU-A-CB-O | GWH12AUCXD-D6DNA1B/O |  | Mini-Splits(Non-Ducted) | GWH12AUCXD-D6DN***/I |  | 12000 | 24.5 | 9.5 | 12000 | 11000 | 91.67% | 1.95 | 0 | 13 |  |  |  |  | R-32 | 1 | Residential & Commercial | VSMSHP | Non-Ducted CEE Tier 2
213927626 | Mini/Multi Split | GREE | HRCU-A-CB-O | GWH12AUCXD-A6DNA1B/O |  | Mini-Splits(Non-Ducted) | GWH12AUCXD-A6DN***/I |  | 12000 | 24.5 | 9.5 | 12000 | 9500 | 79.17% | 1.95 | 0 | 13 |  |  |  |  | R-32 | 1 | Residential & Commercial | VSMSHP | Non-Ducted CEE Tier 2
213927609 | Mini/Multi Split | QUEBEC VAIR | HRCU-A-CB-O | NE-T53-AEG12EXT |  | Mini-Splits(Non-Ducted) | NE-T53-AEG12INT |  | 12000 | 25.5 | 10.4 | 12000 | 12000 | 100% | 1.8 | 14 | 14 |  |  |  |  | R-410A | 1 | Residential & Commercial | VSMSHP | Non-Ducted CEE Tier 2
213927610 | Mini/Multi Split | QUEBEC VAIR | HRCU-A-CB-O | NE-T53-AEG18EXT |  | Mini-Splits(Non-Ducted) | NE-T53-AEG18INT |  | 18000 | 21.5 | 11.3 | 18000 | 18000 | 100% | 1.8 | 12.5 | 12.5 |  |  |  |  | R-410A | 1.5 | Residential & Commercial | VSMSHP | Non-Ducted CEE Tier 2
213927611 | Mini/Multi Split | MAXI AIR | HRCU-A-CB-O | NE-T53-AEG12EXT |  | Mini-Splits(Non-Ducted) | NE-T53-AEG12INT |  | 12000 | 25.5 | 10.4 | 12000 | 12000 | 100% | 1.8 | 14 | 14 |  |  |  |  | R-410A | 1 | Residential & Commercial | VSMSHP | Non-Ducted CEE Tier 2
215324714 | Mini/Multi Split | SMART COMFORT | HRCU-A-CB-O | D5CSRAH09AAK |  | Mini-Splits(Non-Ducted) | D5FSHAH09XAK |  | 9000 | 26 | 12.5 | 10000 | 8000 | 80% | 2.36 | 0 | 14.9 |  |  |  |  | R-454B | 0.75 | Residential & Commercial | VSMSHP | Non-Ducted CEE Tier 2
215324715 | Mini/Multi Split | SMART COMFORT | HRCU-A-CB-O | D5CSRAH09AAK |  | Mini-Splits(Non-Ducted) | D5FSOAH12XAK |  | 9000 | 22.2 | 11.8 | 11000 | 8000 | 72.73% | 2.18 | 0 | 14.4 |  |  |  |  | R-454B | 0.75 | Residential & Commercial | VSMSHP | Non-Ducted CEE Tier 2
215324716 | Mini/Multi Split | SMART COMFORT | HRCU-A-CB-O | D5CSRAH09AAK |  | Mini-Splits(Non-Ducted) | D5FSCAH12XAK |  | 9000 | 21.7 | 11.3 | 10000 | 8300 | 83% | 2.17 | 0 | 14.3 |  |  |  |  | R-454B | 0.75 | Residential & Commercial | VSMSHP | Non-Ducted CEE Tier 2
215324717 | Mini/Multi Split | SMART COMFORT | HRCU-A-CB-O | D5CSRAH09AAK |  | Mini-Splits(Non-Ducted) | D5FSFAH09XAK |  | 9000 | 26 | 13.9 | 9000 | 8600 | 95.56% | 2.27 | 0 | 16.3 |  |  |  |  | R-454B | 0.75 | Residential & Commercial | VSMSHP | Non-Ducted CEE Tier 2
215324720 | Mini/Multi Split | SMART COMFORT | HRCU-A-CB-O | D5CSRAH12AAK |  | Mini-Splits(Non-Ducted) | D5FSHAH12XAK |  | 12000 | 25.5 | 10.7 | 12000 | 8400 | 70% | 2.3 | 0 | 13.1 |  |  |  |  | R-454B | 1 | Residential & Commercial | VSMSHP | Non-Ducted CEE Tier 2
215324721 | Mini/Multi Split | SMART COMFORT | HRCU-A-CB-O | D5CSRAH12AAK |  | Mini-Splits(Non-Ducted) | D5FSOAH12XAK |  | 12000 | 22.2 | 10.1 | 12000 | 8600 | 71.67% | 2.48 | 0 | 12.3 |  |  |  |  | R-454B | 1 | Residential & Commercial | VSMSHP | Non-Ducted CEE Tier 2
215324722 | Mini/Multi Split | SMART COMFORT | HRCU-A-CB-O | D5CSRAH12AAK |  | Mini-Splits(Non-Ducted) | D5FSCAH12XAK |  | 12000 | 21.2 | 10.4 | 12000 | 8400 | 70% | 2.4 | 0 | 12.5 |  |  |  |  | R-454B | 1 | Residential & Commercial | VSMSHP | Non-Ducted CEE Tier 2
215324723 | Mini/Multi Split | SMART COMFORT | HRCU-A-CB-O | D5CSRAH12AAK |  | Mini-Splits(Non-Ducted) | D5FSFAH12XAK |  | 12000 | 24.7 | 11 | 12000 | 8900 | 74.17% | 2.5 | 0 | 12.7 |  |  |  |  | R-454B | 1 | Residential & Commercial | VSMSHP | Non-Ducted CEE Tier 2
213797267 | Mini/Multi Split | DAIKIN | HRCU-A-CB-O | RXL09WMVJU* |  | Mini-Splits(Non-Ducted) | FTX09NMVJU* |  | 9000 | 19.5 | 10 | 10900 | 9600 | 88.07% | 1.8 | 0 | 11.5 |  |  |  |  | R-410A | 0.75 | Residential & Commercial | VSMSHP | Non-Ducted CEE Tier 2
213797268 | Mini/Multi Split | DAIKIN | HRCU-A-CB-O | RXL09WMVJU* |  | Mini-Splits(Non-Ducted) | FVXS09NVJU |  | 9000 | 19.5 | 9.7 | 10100 | 9800 | 97.03% | 1.8 | 0 | 11.5 |  |  |  |  | R-410A | 0.75 | Residential & Commercial | VSMSHP | Non-Ducted CEE Tier 2
213797269 | Mini/Multi Split | DAIKIN | HRCU-A-CB-O | RXL12WMVJU* |  | Mini-Splits(Non-Ducted) | FTX12NMVJU* |  | 10600 | 19.5 | 10 | 13400 | 10800 | 80.6% | 1.8 | 0 | 11.5 |  |  |  |  | R-410A | 0.88333 | Residential & Commercial | VSMSHP | Non-Ducted CEE Tier 2
213797270 | Mini/Multi Split | DAIKIN | HRCU-A-CB-O | RXL12WMVJU* |  | Mini-Splits(Non-Ducted) | FVXS12NVJU |  | 10200 | 19.5 | 9.4 | 13000 | 12900 | 99.23% | 1.8 | 0 | 11 |  |  |  |  | R-410A | 0.85 | Residential & Commercial | VSMSHP
213797271 | Mini/Multi Split | DAIKIN | HRCU-A-CB-O | RXL15WMVJU* |  | Mini-Splits(Non-Ducted) | FTX15NMVJU* |  | 15000 | 19.5 | 10 | 18300 | 14600 | 79.78% | 1.8 | 0 | 12 |  |  |  |  | R-410A | 1.25 | Residential & Commercial | VSMSHP | Non-Ducted CEE Tier 2
213797272 | Mini/Multi Split | DAIKIN | HRCU-A-CB-O | RXL15WMVJU* |  | Mini-Splits(Non-Ducted) | FVXS15NVJU |  | 15000 | 19.5 | 9.3 | 18000 | 17600 | 97.78% | 1.8 | 0 | 11.5 |  |  |  |  | R-410A | 1.25 | Residential & Commercial | VSMSHP
213797273 | Mini/Multi Split | DAIKIN | HRCU-A-CB-O | RXL18WMVJU* |  | Mini-Splits(Non-Ducted) | FTX18UVJU |  | 18000 | 19.8 | 8.5 | 21600 | 18200 | 84.26% | 1.8 | 0 | 11.5 |  |  |  |  | R-410A | 1.5 | Residential & Commercial | VSMSHP
213797274 | Mini/Multi Split | DAIKIN | HRCU-A-CB-O | RXL24WMVJU* |  | Mini-Splits(Non-Ducted) | FTX24UVJU |  | 21200 | 19.5 | 8.5 | 24000 | 24000 | 100% | 1.8 | 0 | 11.5 |  |  |  |  | R-410A | 1.7667 | Residential & Commercial | VSMSHP
213797275 | Mini/Multi Split | DAIKIN | HRCU-A-CB-O | RXM09WVJU* |  | Mini-Splits(Non-Ducted) | FTXM09VVJU |  | 9000 | 27.4 | 11.2 | 11000 | 11000 | 100% | 1.8 | 0 | 16.3 |  |  |  |  | R-32 | 0.75 | Residential & Commercial | VSMSHP | Non-Ducted CEE Tier 2
213797276 | Mini/Multi Split | DAIKIN | HRCU-A-CB-O | RXM12WVJU* |  | Mini-Splits(Non-Ducted) | FTXM12VVJU |  | 12000 | 25.2 | 10.7 | 13600 | 13600 | 100% | 1.8 | 0 | 13.2 |  |  |  |  | R-32 | 1 | Residential & Commercial | VSMSHP | Non-Ducted CEE Tier 2
213797277 | Mini/Multi Split | DAIKIN | HRCU-A-CB-O | RXM18WVJU* |  | Mini-Splits(Non-Ducted) | FTXM18VVJU |  | 18000 | 22.7 | 10 | 21600 | 21600 | 100% | 1.75 | 0 | 12.5 |  |  |  |  | R-32 | 1.5 | Residential & Commercial | VSMSHP | Non-Ducted CEE Tier 2
213797278 | Mini/Multi Split | DAIKIN | HRCU-A-CB-O | RXM24WVJU* |  | Mini-Splits(Non-Ducted) | FTXM24VVJU |  | 21600 | 22 | 10 | 24000 | 23400 | 97.5% | 1.8 | 0 | 12 |  |  |  |  | R-32 | 1.8 | Residential & Commercial | VSMSHP | Non-Ducted CEE Tier 2
213802701 | Mini/Multi Split | GREE | HRCU-A-CB-O | GWH24AWEXF-D6DNA1E/O |  | Mini-Splits(Non-Ducted) | GWH24AWEXF-D6DN***/I |  | 23000 | 26 | 10 | 24000 | 19000 | 79.17% | 1.8 | 0 | 13.3 |  |  |  |  | R-32 | 1.9167 | Residential & Commercial | VSMSHP | Non-Ducted CEE Tier 2
213803142 | Mini/Multi Split | COMFORTSTAR | HRCU-A-CB-O | CHT09CA-23(O) |  | Mini-Splits(Non-Ducted) | CHT09CA-23(I) |  | 9000 | 23 | 9 | 9500 | 7000 | 73.68% | 1.8 | 12.5 | 12.5 |  |  |  |  | R-410A | 0.75 | Residential & Commercial | VSMSHP
213803143 | Mini/Multi Split | COMFORTSTAR | HRCU-A-CB-O | CHT09CD-23(O) |  | Mini-Splits(Non-Ducted) | CHT09CD-23(I) |  | 9000 | 23.5 | 9.2 | 9500 | 7300 | 76.84% | 1.8 | 13 | 13 |  |  |  |  | R-410A | 0.75 | Residential & Commercial | VSMSHP
213803144 | Mini/Multi Split | COMFORTSTAR | HRCU-A-CB-O | CHT12CA-23(O) |  | Mini-Splits(Non-Ducted) | CHT12CA-23(I) |  | 12000 | 22 | 9 | 12000 | 8700 | 72.5% | 1.8 | 12.5 | 12.5 |  |  |  |  | R-410A | 1 | Residential & Commercial | VSMSHP
213803145 | Mini/Multi Split | COMFORTSTAR | HRCU-A-CB-O | CHT12CD-23(O) |  | Mini-Splits(Non-Ducted) | CHT12CD-23(I) |  | 12000 | 23 | 9.5 | 12000 | 9100 | 75.83% | 1.8 | 13 | 13 |  |  |  |  | R-410A | 1 | Residential & Commercial | VSMSHP | Non-Ducted CEE Tier 2
213927612 | Mini/Multi Split | MAXI AIR | HRCU-A-CB-O | NE-T53-AEG18EXT |  | Mini-Splits(Non-Ducted) | NE-T53-AEG18INT |  | 18000 | 21.5 | 11.3 | 18000 | 18000 | 100% | 1.8 | 12.5 | 12.5 |  |  |  |  | R-410A | 1.5 | Residential & Commercial | VSMSHP | Non-Ducted CEE Tier 2
213927373 | Mini/Multi Split | ZOKOP | HRCU-A-CB-O | TSC-12HA1/I3XI22-O |  | Mini-Splits(Non-Ducted) | TSC-12HA1/I3XI22-I |  | 12000 | 22 | 9 | 12000 | 8700 | 72.5% | 1.8 | 12.5 | 12.5 |  |  |  |  | R-410A | 1 | Residential & Commercial | VSMSHP
213927374 | Mini/Multi Split | ZOKOP | HRCU-A-CB-O | TSC-12HA2/I3XI23-O |  | Mini-Splits(Non-Ducted) | TSC-12HA2/I3XI23-I |  | 12000 | 23 | 9.5 | 12000 | 9100 | 75.83% | 1.8 | 13 | 13 |  |  |  |  | R-410A | 1 | Residential & Commercial | VSMSHP | Non-Ducted CEE Tier 2
213927376 | Mini/Multi Split | ZOKOP | HRCU-A-CB-O | TMSC-09HA2/I2XI19-O |  | Mini-Splits(Non-Ducted) | TMSC-09HA2/I2XI19-I |  | 9000 | 19 | 8.5 | 10000 | 7000 | 70% | 1.8 | 0 | 10 |  |  |  |  | R-410A | 0.75 | Residential & Commercial | VSMSHP
213927377 | Mini/Multi Split | ZOKOP | HRCU-A-CB-O | TMSC-12HA2/I2XI19-O |  | Mini-Splits(Non-Ducted) | TMSC-12HA2/I2XI19-I |  | 12000 | 19 | 8.5 | 12200 | 8600 | 70.49% | 1.8 | 0 | 10 |  |  |  |  | R-410A | 1 | Residential & Commercial | VSMSHP
213803152 | Mini/Multi Split | HISENSE | HRCU-A-CB-O | AST-09UW3SXEDH01 |  | Mini-Splits(Non-Ducted) | AST-09UW3SXEDH01 |  | 9000 | 25.5 | 10.5 | 10000 | 7000 | 70% | 2.05 | 0 | 14.5 |  |  |  |  | R-410A | 0.75 | Residential & Commercial | VSMSHP | Non-Ducted CEE Tier 2
213803153 | Mini/Multi Split | HISENSE | HRCU-A-CB-O | AST-12UW3SXEDH02 |  | Mini-Splits(Non-Ducted) | AST-12UW3SXEDH02 |  | 12000 | 23.5 | 9.5 | 12000 | 8400 | 70% | 2.05 | 0 | 12.7 |  |  |  |  | R-410A | 1 | Residential & Commercial | VSMSHP | Non-Ducted CEE Tier 2
213803154 | Mini/Multi Split | HISENSE | HRCU-A-CB-O | AST-18UW3SBBDH01 |  | Mini-Splits(Non-Ducted) | AST-18UW3SBBDH01 |  | 18000 | 20.5 | 9.5 | 19000 | 13300 | 70% | 1.8 | 0 | 13.2 |  |  |  |  | R-410A | 1.5 | Residential & Commercial | VSMSHP | Non-Ducted CEE Tier 2
213803155 | Mini/Multi Split | HISENSE | HRCU-A-CB-O | AS-24UW3SKKVT00 |  | Mini-Splits(Non-Ducted) | AS-24UW3SKKVT00 |  | 24000 | 21 | 10 | 26000 | 18200 | 70% | 1.75 | 0 | 12.5 |  |  |  |  | R-410A | 2 | Residential & Commercial | VSMSHP | Non-Ducted CEE Tier 2
213803156 | Mini/Multi Split | HISENSE | HRCU-A-CB-O | AS-09UW3SXETG00 |  | Mini-Splits(Non-Ducted) | AS-09UW3SXETG00 |  | 9000 | 27.5 | 10.5 | 10000 | 7000 | 70% | 2.1 | 0 | 15.5 |  |  |  |  | R-410A | 0.75 | Residential & Commercial | VSMSHP | Non-Ducted CEE Tier 2
213803157 | Mini/Multi Split | HISENSE | HRCU-A-CB-O | AS-12UW3SXATG00 |  | Mini-Splits(Non-Ducted) | AS-12UW3SXATG00 |  | 12000 | 23.5 | 9.8 | 12000 | 8400 | 70% | 1.75 | 0 | 15.4 |  |  |  |  | R-410A | 1 | Residential & Commercial | VSMSHP | Non-Ducted CEE Tier 2
213803158 | Mini/Multi Split | HISENSE | HRCU-A-CB-O | AST-09UW3SVEDH01 |  | Mini-Splits(Non-Ducted) | AST-09UW3SVEDH01 |  | 9000 | 22 | 9 | 9000 | 6300 | 70% | 2.05 | 0 | 13.7 |  |  |  |  | R-410A | 0.75 | Residential & Commercial | VSMSHP
213803159 | Mini/Multi Split | HISENSE | HRCU-A-CB-O | AST-12UW3SXEDH01 |  | Mini-Splits(Non-Ducted) | AST-12UW3SXEDH01 |  | 12000 | 21 | 9.5 | 12000 | 8400 | 70% | 1.75 | 0 | 13 |  |  |  |  | R-410A | 1 | Residential & Commercial | VSMSHP | Non-Ducted CEE Tier 2
213803160 | Mini/Multi Split | HISENSE | HRCU-A-CB-O | AST-18UW3SBBDH00 |  | Mini-Splits(Non-Ducted) | AST-18UW3SBBDH00 |  | 18000 | 22.5 | 8.6 | 17000 | 11900 | 70% | 1.8 | 0 | 13 |  |  |  |  | R-410A | 1.5 | Residential & Commercial | VSMSHP
213803161 | Mini/Multi Split | HISENSE | HRCU-A-CB-O | AST-24UW3SDBDH01 |  | Mini-Splits(Non-Ducted) | AST-24UW3SDBDH01 |  | 23000 | 20.5 | 8.6 | 23000 | 18000 | 78.26% | 1.75 | 0 | 12.2 |  |  |  |  | R-410A | 1.9167 | Residential & Commercial | VSMSHP
213804779 | Mini/Multi Split | Acekool | HRCU-A-CB-O | CMS9 |  | Mini-Splits(Non-Ducted) | CMS9 |  | 9000 | 19 | 8.5 | 10000 | 7000 | 70% | 1.75 | 0 | 10 |  |  |  |  | R-410A | 0.75 | Residential & Commercial | VSMSHP
213804780 | Mini/Multi Split | Acekool | HRCU-A-CB-O | CMS12 |  | Mini-Splits(Non-Ducted) | CMS12 |  | 12000 | 19 | 8.5 | 12200 | 8600 | 70.49% | 1.8 | 0 | 10 |  |  |  |  | R-410A | 1 | Residential & Commercial | VSMSHP
213614235 | Mini/Multi Split | LBG Products | HRCU-A-CB-O | LBHB09DRO |  | Mini-Splits(Non-Ducted) | LBHB09DRI |  | 9000 | 18.5 | 8.8 | 10000 | 7100 | 71% | 2.1 | 8.8 | 10.5 |  |  |  |  | R-410A | 0.75 | Residential & Commercial | VSMSHP
213614239 | Mini/Multi Split | TEMPBLUE | HRCU-A-CB-O | UTG420B-X009PH3N1H |  | Mini-Splits(Non-Ducted) | UTH420B-X009-H3N1H |  | 9000 | 21.7 | 9.4 | 10000 | 7000 | 70% | 2 | 12.6 | 12.6 |  |  |  |  | R-410A | 0.75 | Residential & Commercial | VSMSHP
213617703 | Mini/Multi Split | Mitsubishi Electric | HRCU-A-CB-O | PUZ-HA30NKA1*** |  | Mini-Splits(Non-Ducted) | PLA-A30EA* |  | 30000 | 20.2 | 8.8 | 34000 | 32000 | 94.12% | 2 | 0 | 14.1 |  |  |  |  | R-410A | 2.5 | Residential & Commercial | VSMSHP
213617704 | Mini/Multi Split | Mitsubishi Electric | HRCU-A-CB-O | PUZ-HA30NKA1*** |  | Mini-Splits(Non-Ducted) | PKA-A30KA* |  | 30000 | 18.5 | 8.5 | 34000 | 32000 | 94.12% | 1.8 | 0 | 12.8 |  |  |  |  | R-410A | 2.5 | Residential & Commercial | VSMSHP
213617705 | Mini/Multi Split | Mitsubishi Electric | HRCU-A-CB-O | PUZ-HA30NKA1*** |  | Mini-Splits(Non-Ducted) | PCA-A30KA* |  | 30000 | 17.9 | 8.5 | 35000 | 32000 | 91.43% | 1.8 | 0 | 12.6 |  |  |  |  | R-410A | 2.5 | Residential & Commercial | VSMSHP
213617707 | Mini/Multi Split | Mitsubishi Electric | HRCU-A-CB-O | PUZ-HA36NKA1*** |  | Mini-Splits(Non-Ducted) | PLA-A36EA* |  | 36000 | 20 | 9 | 40000 | 38000 | 95% | 2 | 0 | 13 |  |  |  |  | R-410A | 3 | Residential & Commercial | VSMSHP
213617711 | Mini/Multi Split | Mitsubishi Electric | HRCU-A-CB-O | PUZ-HA42NKA2*** |  | Mini-Splits(Non-Ducted) | PLA-A42EA* |  | 42000 | 16.3 | 9 | 54000 | 48000 | 88.89% | 1.9 | 0 | 10.7 |  |  |  |  | R-410A | 3.5 | Residential & Commercial | VSMSHP
213617716 | Mini/Multi Split | Trane / Mitsubishi Electric | HRCU-A-CB-O | PUZ-HA30NKA1*** |  | Mini-Splits(Non-Ducted) | TPLA0A0301EA*** |  | 30000 | 20.2 | 8.8 | 34000 | 32000 | 94.12% | 2 | 0 | 14.1 |  |  |  |  | R-410A | 2.5 | Residential & Commercial | VSMSHP
213617717 | Mini/Multi Split | Trane / Mitsubishi Electric | HRCU-A-CB-O | PUZ-HA30NKA1*** |  | Mini-Splits(Non-Ducted) | TPKA0A0301KA*** |  | 30000 | 18.5 | 8.5 | 34000 | 32000 | 94.12% | 1.8 | 0 | 12.8 |  |  |  |  | R-410A | 2.5 | Residential & Commercial | VSMSHP
213617718 | Mini/Multi Split | Trane / Mitsubishi Electric | HRCU-A-CB-O | PUZ-HA30NKA1*** |  | Mini-Splits(Non-Ducted) | TPCA0A0301KA*** |  | 30000 | 17.9 | 8.5 | 35000 | 32000 | 91.43% | 1.8 | 0 | 12.6 |  |  |  |  | R-410A | 2.5 | Residential & Commercial | VSMSHP
213617722 | Mini/Multi Split | Trane / Mitsubishi Electric | HRCU-A-CB-O | PUZ-HA36NKA1*** |  | Mini-Splits(Non-Ducted) | TPCA0A0361KA*** |  | 34000 | 18 | 9.2 | 40000 | 38000 | 95% | 1.75 | 0 | 12.5 |  |  |  |  | R-410A | 2.8333 | Residential & Commercial | VSMSHP
213617745 | Mini/Multi Split | Trane / Mitsubishi Electric | HRCU-A-CB-O | TRUZH0301KA10** |  | Mini-Splits(Non-Ducted) | TPLA0A0301EA*** |  | 30000 | 20.2 | 8.8 | 34000 | 32000 | 94.12% | 2 | 0 | 14.1 |  |  |  |  | R-410A | 2.5 | Residential & Commercial | VSMSHP
213617746 | Mini/Multi Split | Trane / Mitsubishi Electric | HRCU-A-CB-O | TRUZH0301KA10** |  | Mini-Splits(Non-Ducted) | TPKA0A0301KA*** |  | 30000 | 18.5 | 8.5 | 34000 | 32000 | 94.12% | 1.8 | 0 | 12.8 |  |  |  |  | R-410A | 2.5 | Residential & Commercial | VSMSHP
213617747 | Mini/Multi Split | Trane / Mitsubishi Electric | HRCU-A-CB-O | TRUZH0301KA10** |  | Mini-Splits(Non-Ducted) | TPCA0A0301KA*** |  | 30000 | 17.9 | 8.5 | 35000 | 32000 | 91.43% | 1.8 | 0 | 12.6 |  |  |  |  | R-410A | 2.5 | Residential & Commercial | VSMSHP
213617749 | Mini/Multi Split | Trane / Mitsubishi Electric | HRCU-A-CB-O | TRUZH0361KA10** |  | Mini-Splits(Non-Ducted) | TPLA0A0361EA*** |  | 36000 | 20 | 9 | 40000 | 38000 | 95% | 2 | 0 | 13 |  |  |  |  | R-410A | 3 | Residential & Commercial | VSMSHP
213617750 | Mini/Multi Split | Trane / Mitsubishi Electric | HRCU-A-CB-O | TRUZH0361KA10** |  | Mini-Splits(Non-Ducted) | TPKA0A0361KA*** |  | 33600 | 18.7 | 9 | 40000 | 38000 | 95% | 1.8 | 0 | 12.4 |  |  |  |  | R-410A | 2.8 | Residential & Commercial | VSMSHP
213617751 | Mini/Multi Split | Trane / Mitsubishi Electric | HRCU-A-CB-O | TRUZH0361KA10** |  | Mini-Splits(Non-Ducted) | TPCA0A0361KA*** |  | 34000 | 18 | 9.2 | 40000 | 38000 | 95% | 1.75 | 0 | 12.5 |  |  |  |  | R-410A | 2.8333 | Residential & Commercial | VSMSHP
213617754 | Mini/Multi Split | Trane / Mitsubishi Electric | HRCU-A-CB-O | TRUZH0301KA10** |  | Mini-Splits(Non-Ducted) | PLA-A30EA* |  | 30000 | 20.2 | 8.8 | 34000 | 32000 | 94.12% | 2 | 0 | 14.1 |  |  |  |  | R-410A | 2.5 | Residential & Commercial | VSMSHP
213617755 | Mini/Multi Split | Trane / Mitsubishi Electric | HRCU-A-CB-O | TRUZH0301KA10** |  | Mini-Splits(Non-Ducted) | PKA-A30KA* |  | 30000 | 18.5 | 8.5 | 34000 | 32000 | 94.12% | 1.8 | 0 | 12.8 |  |  |  |  | R-410A | 2.5 | Residential & Commercial | VSMSHP
213617756 | Mini/Multi Split | Trane / Mitsubishi Electric | HRCU-A-CB-O | TRUZH0301KA10** |  | Mini-Splits(Non-Ducted) | PCA-A30KA* |  | 30000 | 17.9 | 8.5 | 35000 | 32000 | 91.43% | 1.8 | 0 | 12.6 |  |  |  |  | R-410A | 2.5 | Residential & Commercial | VSMSHP
213617760 | Mini/Multi Split | Trane / Mitsubishi Electric | HRCU-A-CB-O | TRUZH0361KA10** |  | Mini-Splits(Non-Ducted) | PLA-A36EA* |  | 36000 | 20 | 9 | 40000 | 38000 | 95% | 2 | 0 | 13 |  |  |  |  | R-410A | 3 | Residential & Commercial | VSMSHP
213617761 | Mini/Multi Split | Trane / Mitsubishi Electric | HRCU-A-CB-O | TRUZH0361KA10** |  | Mini-Splits(Non-Ducted) | PKA-A36KA* |  | 33600 | 18.7 | 9 | 40000 | 38000 | 95% | 1.8 | 0 | 12.4 |  |  |  |  | R-410A | 2.8 | Residential & Commercial | VSMSHP
213617762 | Mini/Multi Split | Trane / Mitsubishi Electric | HRCU-A-CB-O | TRUZH0361KA10** |  | Mini-Splits(Non-Ducted) | PCA-A36KA* |  | 34000 | 18 | 9.2 | 40000 | 38000 | 95% | 1.75 | 0 | 12.5 |  |  |  |  | R-410A | 2.8333 | Residential & Commercial | VSMSHP
213617766 | Mini/Multi Split | GENERALLUX STAR | HRCU-A-CB-O | GNS-12HCH22TO1 |  | Mini-Splits(Non-Ducted) | GNS-12HCH22TI1 |  | 12000 | 21 | 9.5 | 12000 | 8400 | 70% | 1.75 | 13 | 13 |  |  |  |  | R-410A | 1 | Residential & Commercial | VSMSHP | Non-Ducted CEE Tier 2
213617767 | Mini/Multi Split | GENERALLUX STAR | HRCU-A-CB-O | GNS-18HCH23TO1 |  | Mini-Splits(Non-Ducted) | GNS-18HCH23TI1 |  | 18000 | 22.5 | 8.6 | 17000 | 11900 | 70% | 1.8 | 13 | 13 |  |  |  |  | R-410A | 1.5 | Residential & Commercial | VSMSHP
213617768 | Mini/Multi Split | GENERALLUX STAR | HRCU-A-CB-O | GNS-12HCH23TO2 |  | Mini-Splits(Non-Ducted) | GNS-12HCH23TI2 |  | 12000 | 23.5 | 9.5 | 12000 | 8400 | 70% | 2.05 | 12.5 | 12.7 |  |  |  |  | R-410A | 1 | Residential & Commercial | VSMSHP | Non-Ducted CEE Tier 2
213617769 | Mini/Multi Split | GENERALLUX STAR | HRCU-A-CB-O | GNS-18HCH21TO2 |  | Mini-Splits(Non-Ducted) | GNS-18HCH21TI2 |  | 18000 | 20.5 | 9.5 | 19000 | 13300 | 70% | 1.8 | 13 | 13.2 |  |  |  |  | R-410A | 1.5 | Residential & Commercial | VSMSHP | Non-Ducted CEE Tier 2
213741329 | Mini/Multi Split | HISENSE | HRCU-A-CB-O | AST-09UW3SXEDH01G |  | Mini-Splits(Non-Ducted) | AST-09UW3SXEDH01 |  | 9000 | 25.5 | 10.5 | 10000 | 7000 | 70% | 2.05 | 0 | 14.5 |  |  |  |  | R-410A | 0.75 | Residential & Commercial | VSMSHP | Non-Ducted CEE Tier 2
213741330 | Mini/Multi Split | HISENSE | HRCU-A-CB-O | AST-09UW3SXEDH01X |  | Mini-Splits(Non-Ducted) | AST-09UW3SXEDH01 |  | 9000 | 25.5 | 10.5 | 10000 | 7000 | 70% | 2.05 | 0 | 14.5 |  |  |  |  | R-410A | 0.75 | Residential & Commercial | VSMSHP | Non-Ducted CEE Tier 2
213741331 | Mini/Multi Split | HISENSE | HRCU-A-CB-O | AST-09UW3SXETD01 |  | Mini-Splits(Non-Ducted) | AST-09UW3SXEDH01 |  | 9000 | 25.5 | 10.5 | 10000 | 7000 | 70% | 2.05 | 0 | 14.5 |  |  |  |  | R-410A | 0.75 | Residential & Commercial | VSMSHP | Non-Ducted CEE Tier 2
213741332 | Mini/Multi Split | HISENSE | HRCU-A-CB-O | AST-12UW3SXEDH02G |  | Mini-Splits(Non-Ducted) | AST-12UW3SXEDH02 |  | 12000 | 23.5 | 9.5 | 12000 | 8400 | 70% | 2.05 | 0 | 12.7 |  |  |  |  | R-410A | 1 | Residential & Commercial | VSMSHP | Non-Ducted CEE Tier 2
213741333 | Mini/Multi Split | HISENSE | HRCU-A-CB-O | AST-12UW3SXEDH02X |  | Mini-Splits(Non-Ducted) | AST-12UW3SXEDH02 |  | 12000 | 23.5 | 9.5 | 12000 | 8400 | 70% | 2.05 | 0 | 12.7 |  |  |  |  | R-410A | 1 | Residential & Commercial | VSMSHP | Non-Ducted CEE Tier 2
213741334 | Mini/Multi Split | HISENSE | HRCU-A-CB-O | AST-12UW3SXETD02 |  | Mini-Splits(Non-Ducted) | AST-12UW3SXEDH02 |  | 12000 | 23.5 | 9.5 | 12000 | 8400 | 70% | 2.05 | 0 | 12.7 |  |  |  |  | R-410A | 1 | Residential & Commercial | VSMSHP | Non-Ducted CEE Tier 2
213741335 | Mini/Multi Split | HISENSE | HRCU-A-CB-O | AST-18UW3SBBDH01G |  | Mini-Splits(Non-Ducted) | AST-18UW3SBBDH01 |  | 18000 | 20.5 | 9.5 | 19000 | 13300 | 70% | 1.8 | 0 | 13.2 |  |  |  |  | R-410A | 1.5 | Residential & Commercial | VSMSHP | Non-Ducted CEE Tier 2
213741336 | Mini/Multi Split | HISENSE | HRCU-A-CB-O | AST-18UW3SBBDH01X |  | Mini-Splits(Non-Ducted) | AST-18UW3SBBDH01 |  | 18000 | 20.5 | 9.5 | 19000 | 13300 | 70% | 1.8 | 0 | 13.2 |  |  |  |  | R-410A | 1.5 | Residential & Commercial | VSMSHP | Non-Ducted CEE Tier 2
213741337 | Mini/Multi Split | HISENSE | HRCU-A-CB-O | AS-24UW3SKKVT00G |  | Mini-Splits(Non-Ducted) | AS-24UW3SKKVT00 |  | 24000 | 21 | 10 | 26000 | 18200 | 70% | 1.75 | 0 | 12.5 |  |  |  |  | R-410A | 2 | Residential & Commercial | VSMSHP | Non-Ducted CEE Tier 2
213741338 | Mini/Multi Split | HISENSE | HRCU-A-CB-O | AS-24UW3SKKVT00X |  | Mini-Splits(Non-Ducted) | AS-24UW3SKKVT00 |  | 24000 | 21 | 10 | 26000 | 18200 | 70% | 1.75 | 0 | 12.5 |  |  |  |  | R-410A | 2 | Residential & Commercial | VSMSHP | Non-Ducted CEE Tier 2
213741351 | Mini/Multi Split | HISENSE | HRCU-A-CB-O | AST-24UW3SDBDH01G |  | Mini-Splits(Non-Ducted) | AST-24UW3SDBDH01 |  | 23000 | 20.5 | 8.6 | 23000 | 18000 | 78.26% | 1.75 | 0 | 12.2 |  |  |  |  | R-410A | 1.9167 | Residential & Commercial | VSMSHP
213741352 | Mini/Multi Split | HISENSE | HRCU-A-CB-O | AST-24UW3SDBDH01U |  | Mini-Splits(Non-Ducted) | AST-24UW3SDBDH01 |  | 23000 | 20.5 | 8.6 | 23000 | 18000 | 78.26% | 1.75 | 0 | 12.2 |  |  |  |  | R-410A | 1.9167 | Residential & Commercial | VSMSHP
213741353 | Mini/Multi Split | HISENSE | HRCU-A-CB-O | AS-09UW3SXETG00G |  | Mini-Splits(Non-Ducted) | AS-09UW3SXETG00 |  | 9000 | 27.5 | 10.5 | 10000 | 7000 | 70% | 2.1 | 0 | 15.5 |  |  |  |  | R-410A | 0.75 | Residential & Commercial | VSMSHP | Non-Ducted CEE Tier 2
213741354 | Mini/Multi Split | HISENSE | HRCU-A-CB-O | AS-09UW3SXETG00P |  | Mini-Splits(Non-Ducted) | AS-09UW3SXETG00 |  | 9000 | 27.5 | 10.5 | 10000 | 7000 | 70% | 2.1 | 0 | 15.5 |  |  |  |  | R-410A | 0.75 | Residential & Commercial | VSMSHP | Non-Ducted CEE Tier 2
213741355 | Mini/Multi Split | HISENSE | HRCU-A-CB-O | AS-12UW3SXATG00G |  | Mini-Splits(Non-Ducted) | AS-12UW3SXATG00 |  | 12000 | 23.5 | 9.8 | 12000 | 8400 | 70% | 1.75 | 0 | 15.4 |  |  |  |  | R-410A | 1 | Residential & Commercial | VSMSHP | Non-Ducted CEE Tier 2
213741356 | Mini/Multi Split | HISENSE | HRCU-A-CB-O | AS-12UW3SXATG00P |  | Mini-Splits(Non-Ducted) | AS-12UW3SXATG00 |  | 12000 | 23.5 | 9.8 | 12000 | 8400 | 70% | 1.75 | 0 | 15.4 |  |  |  |  | R-410A | 1 | Residential & Commercial | VSMSHP | Non-Ducted CEE Tier 2
215324662 | Mini/Multi Split | TEMPSTAR | HRCU-A-CB-O | D5CSRAH24AAK |  | Mini-Splits(Non-Ducted) | D5FCFAH24XAK |  | 24000 | 21.2 | 11.1 | 24400 | 18600 | 76.23% | 2.27 | 0 | 12.2 |  |  |  |  | R-454B | 2 | Residential & Commercial | VSMSHP | Non-Ducted CEE Tier 2
215324666 | Mini/Multi Split | TEMPSTAR | HRCU-A-CB-O | D5CVRAH09AAK |  | Mini-Splits(Non-Ducted) | D5FVHAH09XAK |  | 9000 | 19 | 9.7 | 10000 | 7000 | 70% | 2.15 | 0 | 10.9 |  |  |  |  | R-454B | 0.75 | Residential & Commercial | VSMSHP | Non-Ducted CEE Tier 2
215324669 | Mini/Multi Split | TEMPSTAR | HRCU-A-CB-O | D5CVRAH24AAK |  | Mini-Splits(Non-Ducted) | D5FVHAH24XAK |  | 24000 | 17 | 8.5 | 24000 | 17100 | 71.25% | 2.01 | 0 | 9 |  |  |  |  | R-454B | 2 | Residential & Commercial | VSMSHP
215324670 | Mini/Multi Split | TEMPSTAR | HRCU-A-CB-O | D5CLHAH36AAK |  | Mini-Splits(Non-Ducted) | D5FLCAH36XAK |  | 36600 | 21.3 | 10.6 | 37000 | 37000 | 100% | 1.95 | 0 | 12 |  |  |  |  | R-454B | 3.05 | Residential & Commercial | VSMSHP | Non-Ducted CEE Tier 2
215324671 | Mini/Multi Split | TEMPSTAR | HRCU-A-CB-O | D5CLHAH36AAK |  | Mini-Splits(Non-Ducted) | D5FCFAH36XAK |  | 36400 | 20.2 | 10.8 | 38000 | 39500 | 103.9% | 2.02 | 0 | 12 |  |  |  |  | R-454B | 3.0333 | Residential & Commercial | VSMSHP | Non-Ducted CEE Tier 2
215324673 | Mini/Multi Split | TEMPSTAR | HRCU-A-CB-O | D5CLHAH48AAK |  | Mini-Splits(Non-Ducted) | D5FLCAH48XAK |  | 48000 | 18.2 | 11 | 53000 | 47500 | 89.62% | 1.96 | 0 | 10 |  |  |  |  | R-454B | 4 | Residential & Commercial | VSMSHP | Non-Ducted CEE Tier 2
215324674 | Mini/Multi Split | TEMPSTAR | HRCU-A-CB-O | D5CLHAH48AAK |  | Mini-Splits(Non-Ducted) | D5FCFAH48XAK |  | 48000 | 18.7 | 10.1 | 52000 | 47000 | 90.38% | 1.83 | 0 | 9.4 |  |  |  |  | R-454B | 4 | Residential & Commercial | VSMSHP | Non-Ducted CEE Tier 2
215324676 | Mini/Multi Split | TEMPSTAR | HRCU-A-CB-O | D5CLHAH58AAK |  | Mini-Splits(Non-Ducted) | D5FCFAH58XAK |  | 54000 | 18.1 | 10.7 | 60000 | 54000 | 90% | 1.91 | 0 | 9 |  |  |  |  | R-454B | 4.5 | Residential & Commercial | VSMSHP | Non-Ducted CEE Tier 2
215324678 | Mini/Multi Split | TEMPSTAR | HRCU-A-CB-O | D5CLRAH36AAK |  | Mini-Splits(Non-Ducted) | D5FLCAH36XAK |  | 36000 | 20 | 10.4 | 38000 | 26600 | 70% | 2.2 | 0 | 9.7 |  |  |  |  | R-454B | 3 | Residential & Commercial | VSMSHP | Non-Ducted CEE Tier 2
215324681 | Mini/Multi Split | TEMPSTAR | HRCU-A-CB-O | D5CLRAH48AAK |  | Mini-Splits(Non-Ducted) | D5FLCAH48XAK |  | 48000 | 19.1 | 9.9 | 50000 | 40500 | 81% | 2.11 | 0 | 9.5 |  |  |  |  | R-454B | 4 | Residential & Commercial | VSMSHP | Non-Ducted CEE Tier 2
213500516 | Mini/Multi Split | GREE | HRCU-A-CB-O | GWH24AUDXH-D6DNA1A/O |  | Mini-Splits(Non-Ducted) | GWH24AUDXH-D6DN***/I |  | 22000 | 24 | 9 | 24000 | 22000 | 91.67% | 1.75 | 0 | 13.1 |  |  |  |  | R-32 | 1.8333 | Residential & Commercial | VSMSHP
213608172 | Mini/Multi Split | Kepler | HRCU-A-CB-O | ODUMOX230-09HFN1MW5W |  | Mini-Splits(Non-Ducted) | IDUMSEPB-06HRFN1MY5W |  | 6000 | 26.5 | 13.6 | 7000 | 7500 | 107.1% | 2.1 | 15.8 | 15.8 |  |  |  |  | R-410A | 0.5 | Residential & Commercial | VSMSHP | Non-Ducted CEE Tier 2
213608173 | Mini/Multi Split | Kepler | HRCU-A-CB-O | ODUMOX330-09HFN1MY5W |  | Mini-Splits(Non-Ducted) | IDUMSEPB-09HRFN1MY5W(GA) |  | 9000 | 28.1 | 11.5 | 12000 | 10600 | 88.33% | 2 | 16.2 | 16.2 |  |  |  |  | R-410A | 0.75 | Residential & Commercial | VSMSHP | Non-Ducted CEE Tier 2
213608174 | Mini/Multi Split | Kepler | HRCU-A-CB-O | ODUMOX330-12HFN1MW5W |  | Mini-Splits(Non-Ducted) | IDUMSEPB-12HRFN1MW5W(GA) |  | 12000 | 25.5 | 10.4 | 12000 | 12000 | 100% | 1.8 | 14 | 14 |  |  |  |  | R-410A | 1 | Residential & Commercial | VSMSHP | Non-Ducted CEE Tier 2
213608175 | Mini/Multi Split | Kepler | HRCU-A-CB-O | ODUMOX430-17HFN1MT0W |  | Mini-Splits(Non-Ducted) | IDUMSEPC-18HRFN1MU0W |  | 18000 | 21.5 | 11.3 | 18000 | 18000 | 100% | 1.8 | 12.5 | 12.5 |  |  |  |  | R-410A | 1.5 | Residential & Commercial | VSMSHP | Non-Ducted CEE Tier 2
213608176 | Mini/Multi Split | Kepler | HRCU-A-CB-O | ODUMOD30-24HFN1MU0W |  | Mini-Splits(Non-Ducted) | IDUMSEPD-24HRFN1MU0W |  | 24000 | 21.5 | 11.4 | 29000 | 25000 | 86.21% | 2.21 | 13 | 13 |  |  |  |  | R-410A | 2 | Residential & Commercial | VSMSHP | Non-Ducted CEE Tier 2
213608177 | Mini/Multi Split | Kepler | HRCU-A-CB-O | ODUMOD30-33HFN1MSR0W |  | Mini-Splits(Non-Ducted) | IDUMSEPD-33HRFN1MSR0W |  | 33000 | 19.5 | 10 | 35000 | 34600 | 98.86% | 1.8 | 0 | 12 |  |  |  |  | R-410A | 2.75 | Residential & Commercial | VSMSHP | Non-Ducted CEE Tier 2
213479354 | Mini/Multi Split | KANIONco | HRCU-A-CB-O | KWSM-09IR410AHS19P* |  | Mini-Splits(Non-Ducted) | KWSM-09IR410AHS19P |  | 9000 | 19 | 8.5 | 10000 | 7000 | 70% | 1.8 | 0 | 10 |  |  |  |  | R-410A | 0.75 | Residential & Commercial | VSMSHP
213479355 | Mini/Multi Split | KANIONco | HRCU-A-CB-O | KWSM-12IR410AHS20LP* |  | Mini-Splits(Non-Ducted) | KWSM-12IR410AHS20LP |  | 12000 | 19 | 8.5 | 12200 | 8600 | 70.49% | 1.8 | 0 | 10 |  |  |  |  | R-410A | 1 | Residential & Commercial | VSMSHP
213479379 | Mini/Multi Split | TEMP SHIFT | HRCU-A-CB-O | TSMOX33009HFN1MY5W |  | Mini-Splits(Non-Ducted) | TSCCA3U09HRFN1M(C) |  | 9000 | 20.5 | 10.3 | 9800 | 10000 | 102% | 1.8 | 13 | 13 |  |  |  |  | R-410A | 0.75 | Residential & Commercial | VSMSHP | Non-Ducted CEE Tier 2
213479380 | Mini/Multi Split | TEMP SHIFT | HRCU-A-CB-O | TSMOX33012HFN1MW5W |  | Mini-Splits(Non-Ducted) | TSCCA3U12HRFN1M(C) |  | 12000 | 22.3 | 10.2 | 12000 | 11300 | 94.17% | 1.89 | 12.7 | 12.7 |  |  |  |  | R-410A | 1 | Residential & Commercial | VSMSHP | Non-Ducted CEE Tier 2
213479381 | Mini/Multi Split | TEMP SHIFT | HRCU-A-CB-O | TSMOX43017HFN1MT0W |  | Mini-Splits(Non-Ducted) | TSCCA3U18HRFN1M(C) |  | 16000 | 20 | 9.5 | 17000 | 16000 | 94.12% | 1.75 | 12.5 | 12.5 |  |  |  |  | R-410A | 1.3333 | Residential & Commercial | VSMSHP | Non-Ducted CEE Tier 2
213479382 | Mini/Multi Split | TEMP SHIFT | HRCU-A-CB-O | TSMOD3024HFN1MU0W |  | Mini-Splits(Non-Ducted) | TSMCD124HRFN1MT0W(GA) |  | 24000 | 20.5 | 11.5 | 25000 | 25800 | 103.2% | 2 | 11 | 11 |  |  |  |  | R-410A | 2 | Residential & Commercial | VSMSHP | Non-Ducted CEE Tier 2
213479383 | Mini/Multi Split | TEMP SHIFT | HRCU-A-CB-O | TSMOE30U36HFN1M(GA) |  | Mini-Splits(Non-Ducted) | TSMCD136HRFN1M(GA) |  | 36000 | 19.4 | 10.5 | 40000 | 40000 | 100% | 1.85 | 9.5 | 9.5 |  |  |  |  | R-410A | 3 | Residential & Commercial | VSMSHP | Non-Ducted CEE Tier 2
213479384 | Mini/Multi Split | TEMP SHIFT | HRCU-A-CB-O | TSMOE30U48HFN1M[X](GA) |  | Mini-Splits(Non-Ducted) | TSMCD148HRFN1M(GA) |  | 48000 | 16.8 | 10.7 | 53000 | 48000 | 90.57% | 1.98 | 8.3 | 8.3 |  |  |  |  | R-410A | 4 | Residential & Commercial | VSMSHP
213479353 | Mini/Multi Split | KANIONco | HRCU-A-CB-O | KWSM-09IR410AHS20LP* |  | Mini-Splits(Non-Ducted) | KWSM-09IR410AHS20LP |  | 9000 | 19 | 8.5 | 10000 | 7000 | 70% | 1.75 | 0 | 10 |  |  |  |  | R-410A | 0.75 | Residential & Commercial | VSMSHP
213361514 | Mini/Multi Split | Trane / Mitsubishi Electric | HRCU-A-CB-O | NTXSPB06B112A* |  | Mini-Splits(Non-Ducted) | NTXWPH06B112A* |  | 6000 | 32.2 | 10.9 | 8700 | 10500 | 120.7% | 2.46 | 0 | 19.05 |  |  |  |  | R-410A | 0.5 | Residential & Commercial | VSMSHP | Non-Ducted CEE Tier 2
213361515 | Mini/Multi Split | Trane / Mitsubishi Electric | HRCU-A-CB-O | NTXSPB06B112A* |  | Mini-Splits(Non-Ducted) | NAXWPH06B112A* |  | 6000 | 32.2 | 10.9 | 8700 | 10500 | 120.7% | 2.46 | 0 | 19.05 |  |  |  |  | R-410A | 0.5 | Residential & Commercial | VSMSHP | Non-Ducted CEE Tier 2
215324660 | Mini/Multi Split | TEMPSTAR | HRCU-A-CB-O | D5CSRAH24AAK |  | Mini-Splits(Non-Ducted) | D5FPHAH18XAK |  | 24000 | 23.1 | 11.7 | 25000 | 19600 | 78.4% | 2.54 | 0 | 14 |  |  |  |  | R-454B | 2 | Residential & Commercial | VSMSHP | Non-Ducted CEE Tier 2
215324661 | Mini/Multi Split | TEMPSTAR | HRCU-A-CB-O | D5CSRAH24AAK |  | Mini-Splits(Non-Ducted) | D5FSCAH24XAK |  | 24000 | 22.1 | 10.5 | 25000 | 18500 | 74% | 2.3 | 0 | 12 |  |  |  |  | R-454B | 2 | Residential & Commercial | VSMSHP | Non-Ducted CEE Tier 2
213386536 | Mini/Multi Split | CONTINENTAL | HRCU-A-CB-O | CDHAS26-18-O |  | Mini-Splits(Non-Ducted) | CDHAS26-18-I |  | 18000 | 21.5 | 11.3 | 18000 | 18000 | 100% | 1.8 | 12.5 | 12.5 |  |  |  |  | R-410A | 1.5 | Residential & Commercial | VSMSHP | Non-Ducted CEE Tier 2
213386537 | Mini/Multi Split | CONTINENTAL | HRCU-A-CB-O | CDHAS26-24-O |  | Mini-Splits(Non-Ducted) | CDHAS26-24-I |  | 24000 | 21.5 | 11.4 | 29000 | 25000 | 86.21% | 2.21 | 13 | 13 |  |  |  |  | R-410A | 2 | Residential & Commercial | VSMSHP | Non-Ducted CEE Tier 2
213386538 | Mini/Multi Split | CONTINENTAL | HRCU-A-CB-O | CDHAS22-12-O |  | Mini-Splits(Non-Ducted) | CDHAS22-12-I |  | 12000 | 23.1 | 10.8 | 12000 | 8400 | 70% | 2.41 | 13 | 13 |  |  |  |  | R-410A | 1 | Residential & Commercial | VSMSHP | Non-Ducted CEE Tier 2
213386539 | Mini/Multi Split | CONTINENTAL | HRCU-A-CB-O | CDHAS26-12-O |  | Mini-Splits(Non-Ducted) | CDHAS26-12-I |  | 12000 | 25.5 | 10.4 | 12000 | 12000 | 100% | 1.8 | 14 | 14 |  |  |  |  | R-410A | 1 | Residential & Commercial | VSMSHP | Non-Ducted CEE Tier 2
213386540 | Mini/Multi Split | CONTINENTAL | HRCU-A-CB-O | CDHAS22-18-O |  | Mini-Splits(Non-Ducted) | CDHAS22-18-I |  | 18000 | 24 | 10.5 | 18000 | 12800 | 71.11% | 2.44 | 13.5 | 13.5 |  |  |  |  | R-410A | 1.5 | Residential & Commercial | VSMSHP | Non-Ducted CEE Tier 2
213386492 | Mini/Multi Split | Bladex | HRCU-A-CB-O | BS21-09HFN1-ODU-115 |  | Mini-Splits(Non-Ducted) | BSWM21-09HWIU-115 |  | 9000 | 21.5 | 9.1 | 10000 | 7000 | 70% | 2.16 | 12.5 | 12.5 |  |  |  |  | R-410A | 0.75 | Residential & Commercial | VSMSHP
213386494 | Mini/Multi Split | Bladex | HRCU-A-CB-O | BS21-09HFN1-ODU-230 |  | Mini-Splits(Non-Ducted) | BSWM21-09HWIU-230 |  | 9000 | 21.7 | 9.4 | 10000 | 7000 | 70% | 2 | 12.6 | 12.6 |  |  |  |  | R-410A | 0.75 | Residential & Commercial | VSMSHP
213350259 | Mini/Multi Split | DIAL | HRCU-A-CB-O | SZUN24WW230 |  | Mini-Splits(Non-Ducted) | EMCA24CRE230 |  | 24000 | 18.5 | 10 | 26000 | 19000 | 73.08% | 2.2 | 12.5 | 12.5 |  |  |  |  | R-410A | 2 | Residential & Commercial | VSMSHP | Non-Ducted CEE Tier 2
213350260 | Mini/Multi Split | DIAL | HRCU-A-CB-O | SZUN12WW230 |  | Mini-Splits(Non-Ducted) | EMCA12CRE230 |  | 12000 | 20.5 | 9.5 | 12000 | 8500 | 70.83% | 2.3 | 12.5 | 12.5 |  |  |  |  | R-410A | 1 | Residential & Commercial | VSMSHP | Non-Ducted CEE Tier 2
213350261 | Mini/Multi Split | DIAL | HRCU-A-CB-O | SZUN18WW230 |  | Mini-Splits(Non-Ducted) | EMCA18CRE230 |  | 18000 | 20.5 | 10 | 18800 | 13200 | 70.21% | 2.36 | 12.65 | 12.5 |  |  |  |  | R-410A | 1.5 | Residential & Commercial | VSMSHP | Non-Ducted CEE Tier 2
213350262 | Mini/Multi Split | DIAL | HRCU-A-CB-O | SZUN36WW230 |  | Mini-Splits(Non-Ducted) | EMCA36CRE230 |  | 36000 | 18 | 9.8 | 36000 | 26800 | 74.44% | 2.28 | 10.6 | 10.65 |  |  |  |  | R-410A | 3 | Residential & Commercial | VSMSHP | Non-Ducted CEE Tier 2
215745973 | Mini/Multi Split | Custom Comfort | HRCU-A-CB-O | CCOXHBSZ06HP |  | Mini-Splits(Non-Ducted) | CCOXHBWM06 |  | 6000 | 25.5 | 14.8 | 7000 | 7700 | 110% | 2.39 | 0 | 18 |  |  |  |  | R-454B | 0.5 | Residential & Commercial | VSMSHP | Non-Ducted CEE Tier 2
215745974 | Mini/Multi Split | Custom Comfort | HRCU-A-CB-O | CCOXHBSZ09HP |  | Mini-Splits(Non-Ducted) | CCOXHBWM09 |  | 9000 | 27.4 | 12.5 | 12000 | 11500 | 95.83% | 1.8 | 0 | 15.4 |  |  |  |  | R-454B | 0.75 | Residential & Commercial | VSMSHP | Non-Ducted CEE Tier 2
215745975 | Mini/Multi Split | Custom Comfort | HRCU-A-CB-O | CCOXHBSZ12HP |  | Mini-Splits(Non-Ducted) | CCOXHBWM12 |  | 12000 | 25.4 | 10.5 | 12000 | 11500 | 95.83% | 1.8 | 0 | 13.4 |  |  |  |  | R-454B | 1 | Residential & Commercial | VSMSHP | Non-Ducted CEE Tier 2
213916259 | Mini/Multi Split | KERR | HRCU-A-CB-O | A-KMH12SV-1 |  | Mini-Splits(Non-Ducted) | B-KMH12FV-1 |  | 12000 | 24.2 | 10.7 | 12000 | 11900 | 99.17% | 1.99 | 13.3 | 13.3 |  |  |  |  | R-410A | 1 | Residential & Commercial | VSMSHP | Non-Ducted CEE Tier 2
213916260 | Mini/Multi Split | COMFORT-AIRE | HRCU-A-CB-O | A-VMH12SV-1 |  | Mini-Splits(Non-Ducted) | B-VMH12FV-1 |  | 12000 | 24.2 | 10.7 | 12000 | 11900 | 99.17% | 1.99 | 13.3 | 13.3 |  |  |  |  | R-410A | 1 | Residential & Commercial | VSMSHP | Non-Ducted CEE Tier 2
213349746 | Mini/Multi Split | PIONEER | HRCU-A-CB-O | YN009GMFI22RPE |  | Mini-Splits(Non-Ducted) | CK009GMFILCFHD |  | 9000 | 22.5 | 11.5 | 11000 | 7700 | 70% | 2.34 | 13 | 13 |  |  |  |  | R-410A | 0.75 | Residential & Commercial | VSMSHP | Non-Ducted CEE Tier 2
213349747 | Mini/Multi Split | PIONEER | HRCU-A-CB-O | YN018GMFI22RPE |  | Mini-Splits(Non-Ducted) | FB018GMFILDFHE |  | 16000 | 22.4 | 10.4 | 17000 | 12700 | 74.71% | 2.32 | 12.5 | 12.5 |  |  |  |  | R-410A | 1.3333 | Residential & Commercial | VSMSHP | Non-Ducted CEE Tier 2
215324406 | Mini/Multi Split | KEEPRITE | HRCU-A-CB-O | D5CSHAH12AAK |  | Mini-Splits(Non-Ducted) | D5FSFAH12XAK |  | 12000 | 25 | 10.6 | 12000 | 11300 | 94.17% | 1.88 | 0 | 12.7 |  |  |  |  | R-454B | 1 | Residential & Commercial | VSMSHP | Non-Ducted CEE Tier 2
215324409 | Mini/Multi Split | KEEPRITE | HRCU-A-CB-O | D5CSHAH18AAK |  | Mini-Splits(Non-Ducted) | D5FSHAH18XAK |  | 18000 | 21.5 | 11 | 18000 | 18000 | 100% | 1.92 | 0 | 12.5 |  |  |  |  | R-454B | 1.5 | Residential & Commercial | VSMSHP | Non-Ducted CEE Tier 2
215324410 | Mini/Multi Split | KEEPRITE | HRCU-A-CB-O | D5CSHAH18AAK |  | Mini-Splits(Non-Ducted) | D5FSOAH18XAK |  | 16700 | 20.7 | 12.2 | 20000 | 17500 | 87.5% | 1.89 | 0 | 12.5 |  |  |  |  | R-454B | 1.3917 | Residential & Commercial | VSMSHP | Non-Ducted CEE Tier 2
215324411 | Mini/Multi Split | KEEPRITE | HRCU-A-CB-O | D5CSHAH18AAK |  | Mini-Splits(Non-Ducted) | D5FSCAH18XAK |  | 16000 | 20 | 12.4 | 19000 | 17000 | 89.47% | 1.9 | 0 | 12.5 |  |  |  |  | R-454B | 1.3333 | Residential & Commercial | VSMSHP | Non-Ducted CEE Tier 2
215324412 | Mini/Multi Split | KEEPRITE | HRCU-A-CB-O | D5CSHAH18AAK |  | Mini-Splits(Non-Ducted) | D5FSFAH16XAK |  | 16000 | 20.2 | 10.3 | 17000 | 17500 | 102.9% | 1.95 | 0 | 12.5 |  |  |  |  | R-454B | 1.3333 | Residential & Commercial | VSMSHP | Non-Ducted CEE Tier 2
215324413 | Mini/Multi Split | KEEPRITE | HRCU-A-CB-O | D5CSHAH18AAK |  | Mini-Splits(Non-Ducted) | D5FCFAH18XAK |  | 17000 | 20.5 | 10.3 | 19000 | 17000 | 89.47% | 1.86 | 0 | 12.6 |  |  |  |  | R-454B | 1.4167 | Residential & Commercial | VSMSHP | Non-Ducted CEE Tier 2
215324416 | Mini/Multi Split | KEEPRITE | HRCU-A-CB-O | D5CSHAH24AAK |  | Mini-Splits(Non-Ducted) | D5FSHAH24XAK |  | 24000 | 21.2 | 13.5 | 29000 | 24200 | 83.45% | 2.34 | 0 | 13 |  |  |  |  | R-454B | 2 | Residential & Commercial | VSMSHP | Non-Ducted CEE Tier 2
215324417 | Mini/Multi Split | KEEPRITE | HRCU-A-CB-O | D5CSHAH24AAK |  | Mini-Splits(Non-Ducted) | D5FSCAH24XAK |  | 23400 | 20.8 | 11.6 | 25000 | 23800 | 95.2% | 2.23 | 0 | 12 |  |  |  |  | R-454B | 1.95 | Residential & Commercial | VSMSHP | Non-Ducted CEE Tier 2
215324418 | Mini/Multi Split | KEEPRITE | HRCU-A-CB-O | D5CSHAH24AAK |  | Mini-Splits(Non-Ducted) | D5FCFAH24XAK |  | 22000 | 20.5 | 12.1 | 26000 | 24200 | 93.08% | 2.16 | 0 | 12 |  |  |  |  | R-454B | 1.8333 | Residential & Commercial | VSMSHP | Non-Ducted CEE Tier 2
215324420 | Mini/Multi Split | KEEPRITE | HRCU-A-CB-O | D5CSHAH33AAK |  | Mini-Splits(Non-Ducted) | D5FSHAH33XAK |  | 33000 | 19.6 | 10.5 | 36000 | 35000 | 97.22% | 1.98 | 0 | 12 |  |  |  |  | R-454B | 2.75 | Residential & Commercial | VSMSHP | Non-Ducted CEE Tier 2
215324422 | Mini/Multi Split | KEEPRITE | HRCU-A-CB-O | D5CSRAH09AAK |  | Mini-Splits(Non-Ducted) | D5FSHAH09XAK |  | 9000 | 26 | 12.5 | 10000 | 8000 | 80% | 2.36 | 0 | 14.9 |  |  |  |  | R-454B | 0.75 | Residential & Commercial | VSMSHP | Non-Ducted CEE Tier 2
215324423 | Mini/Multi Split | KEEPRITE | HRCU-A-CB-O | D5CSRAH09AAK |  | Mini-Splits(Non-Ducted) | D5FSOAH12XAK |  | 9000 | 22.2 | 11.8 | 11000 | 8000 | 72.73% | 2.18 | 0 | 14.4 |  |  |  |  | R-454B | 0.75 | Residential & Commercial | VSMSHP | Non-Ducted CEE Tier 2
215324424 | Mini/Multi Split | KEEPRITE | HRCU-A-CB-O | D5CSRAH09AAK |  | Mini-Splits(Non-Ducted) | D5FSCAH12XAK |  | 9000 | 21.7 | 11.3 | 10000 | 8300 | 83% | 2.17 | 0 | 14.3 |  |  |  |  | R-454B | 0.75 | Residential & Commercial | VSMSHP | Non-Ducted CEE Tier 2
215324425 | Mini/Multi Split | KEEPRITE | HRCU-A-CB-O | D5CSRAH09AAK |  | Mini-Splits(Non-Ducted) | D5FSFAH09XAK |  | 9000 | 26 | 13.9 | 9000 | 8600 | 95.56% | 2.27 | 0 | 16.3 |  |  |  |  | R-454B | 0.75 | Residential & Commercial | VSMSHP | Non-Ducted CEE Tier 2
215324428 | Mini/Multi Split | KEEPRITE | HRCU-A-CB-O | D5CSRAH12AAK |  | Mini-Splits(Non-Ducted) | D5FSHAH12XAK |  | 12000 | 25.5 | 10.7 | 12000 | 8400 | 70% | 2.3 | 0 | 13.1 |  |  |  |  | R-454B | 1 | Residential & Commercial | VSMSHP | Non-Ducted CEE Tier 2
215324429 | Mini/Multi Split | KEEPRITE | HRCU-A-CB-O | D5CSRAH12AAK |  | Mini-Splits(Non-Ducted) | D5FSOAH12XAK |  | 12000 | 22.2 | 10.1 | 12000 | 8600 | 71.67% | 2.48 | 0 | 12.3 |  |  |  |  | R-454B | 1 | Residential & Commercial | VSMSHP | Non-Ducted CEE Tier 2
215324430 | Mini/Multi Split | KEEPRITE | HRCU-A-CB-O | D5CSRAH12AAK |  | Mini-Splits(Non-Ducted) | D5FSCAH12XAK |  | 12000 | 21.2 | 10.4 | 12000 | 8400 | 70% | 2.4 | 0 | 12.5 |  |  |  |  | R-454B | 1 | Residential & Commercial | VSMSHP | Non-Ducted CEE Tier 2
215324431 | Mini/Multi Split | KEEPRITE | HRCU-A-CB-O | D5CSRAH12AAK |  | Mini-Splits(Non-Ducted) | D5FSFAH12XAK |  | 12000 | 24.7 | 11 | 12000 | 8900 | 74.17% | 2.5 | 0 | 12.7 |  |  |  |  | R-454B | 1 | Residential & Commercial | VSMSHP | Non-Ducted CEE Tier 2
215324438 | Mini/Multi Split | KEEPRITE | HRCU-A-CB-O | D5CSRAH18AAK |  | Mini-Splits(Non-Ducted) | D5FCFAH18XAK |  | 18000 | 22.4 | 10.4 | 18000 | 12800 | 71.11% | 2.05 | 0 | 12.5 |  |  |  |  | R-454B | 1.5 | Residential & Commercial | VSMSHP | Non-Ducted CEE Tier 2
215324441 | Mini/Multi Split | KEEPRITE | HRCU-A-CB-O | D5CSRAH24AAK |  | Mini-Splits(Non-Ducted) | D5FPHAH18XAK |  | 24000 | 23.1 | 11.7 | 25000 | 19600 | 78.4% | 2.54 | 0 | 14 |  |  |  |  | R-454B | 2 | Residential & Commercial | VSMSHP | Non-Ducted CEE Tier 2
215324442 | Mini/Multi Split | KEEPRITE | HRCU-A-CB-O | D5CSRAH24AAK |  | Mini-Splits(Non-Ducted) | D5FSCAH24XAK |  | 24000 | 22.1 | 10.5 | 25000 | 18500 | 74% | 2.3 | 0 | 12 |  |  |  |  | R-454B | 2 | Residential & Commercial | VSMSHP | Non-Ducted CEE Tier 2
215324443 | Mini/Multi Split | KEEPRITE | HRCU-A-CB-O | D5CSRAH24AAK |  | Mini-Splits(Non-Ducted) | D5FCFAH24XAK |  | 24000 | 21.2 | 11.1 | 24400 | 18600 | 76.23% | 2.27 | 0 | 12.2 |  |  |  |  | R-454B | 2 | Residential & Commercial | VSMSHP | Non-Ducted CEE Tier 2
215324447 | Mini/Multi Split | KEEPRITE | HRCU-A-CB-O | D5CVRAH09AAK |  | Mini-Splits(Non-Ducted) | D5FVHAH09XAK |  | 9000 | 19 | 9.7 | 10000 | 7000 | 70% | 2.15 | 0 | 10.9 |  |  |  |  | R-454B | 0.75 | Residential & Commercial | VSMSHP | Non-Ducted CEE Tier 2
215324450 | Mini/Multi Split | KEEPRITE | HRCU-A-CB-O | D5CVRAH24AAK |  | Mini-Splits(Non-Ducted) | D5FVHAH24XAK |  | 24000 | 17 | 8.5 | 24000 | 17100 | 71.25% | 2.01 | 0 | 9 |  |  |  |  | R-454B | 2 | Residential & Commercial | VSMSHP
215324451 | Mini/Multi Split | KEEPRITE | HRCU-A-CB-O | D5CLHAH36AAK |  | Mini-Splits(Non-Ducted) | D5FLCAH36XAK |  | 36600 | 21.3 | 10.6 | 37000 | 37000 | 100% | 1.95 | 0 | 12 |  |  |  |  | R-454B | 3.05 | Residential & Commercial | VSMSHP | Non-Ducted CEE Tier 2
215324452 | Mini/Multi Split | KEEPRITE | HRCU-A-CB-O | D5CLHAH36AAK |  | Mini-Splits(Non-Ducted) | D5FCFAH36XAK |  | 36400 | 20.2 | 10.8 | 38000 | 39500 | 103.9% | 2.02 | 0 | 12 |  |  |  |  | R-454B | 3.0333 | Residential & Commercial | VSMSHP | Non-Ducted CEE Tier 2
215324454 | Mini/Multi Split | KEEPRITE | HRCU-A-CB-O | D5CLHAH48AAK |  | Mini-Splits(Non-Ducted) | D5FLCAH48XAK |  | 48000 | 18.2 | 11 | 53000 | 47500 | 89.62% | 1.96 | 0 | 10 |  |  |  |  | R-454B | 4 | Residential & Commercial | VSMSHP | Non-Ducted CEE Tier 2
215324455 | Mini/Multi Split | KEEPRITE | HRCU-A-CB-O | D5CLHAH48AAK |  | Mini-Splits(Non-Ducted) | D5FCFAH48XAK |  | 48000 | 18.7 | 10.1 | 52000 | 47000 | 90.38% | 1.83 | 0 | 9.4 |  |  |  |  | R-454B | 4 | Residential & Commercial | VSMSHP | Non-Ducted CEE Tier 2
215324457 | Mini/Multi Split | KEEPRITE | HRCU-A-CB-O | D5CLHAH58AAK |  | Mini-Splits(Non-Ducted) | D5FCFAH58XAK |  | 54000 | 18.1 | 10.7 | 60000 | 54000 | 90% | 1.91 | 0 | 9 |  |  |  |  | R-454B | 4.5 | Residential & Commercial | VSMSHP | Non-Ducted CEE Tier 2
215324459 | Mini/Multi Split | KEEPRITE | HRCU-A-CB-O | D5CLRAH36AAK |  | Mini-Splits(Non-Ducted) | D5FLCAH36XAK |  | 36000 | 20 | 10.4 | 38000 | 26600 | 70% | 2.2 | 0 | 9.7 |  |  |  |  | R-454B | 3 | Residential & Commercial | VSMSHP | Non-Ducted CEE Tier 2
215324462 | Mini/Multi Split | KEEPRITE | HRCU-A-CB-O | D5CLRAH48AAK |  | Mini-Splits(Non-Ducted) | D5FLCAH48XAK |  | 48000 | 19.1 | 9.9 | 50000 | 40500 | 81% | 2.11 | 0 | 9.5 |  |  |  |  | R-454B | 4 | Residential & Commercial | VSMSHP | Non-Ducted CEE Tier 2
215324463 | Mini/Multi Split | KEEPRITE | HRCU-A-CB-O | D5CLRAH48AAK |  | Mini-Splits(Non-Ducted) | D5FCFAH48XAK |  | 48000 | 19.9 | 10.2 | 50000 | 38500 | 77% | 1.95 | 0 | 9.5 |  |  |  |  | R-454B | 4 | Residential & Commercial | VSMSHP | Non-Ducted CEE Tier 2
215324470 | Mini/Multi Split | KENMORE | HRCU-A-CB-O | D5CSHAH09AAK |  | Mini-Splits(Non-Ducted) | D5FSHAH09XAK |  | 9000 | 27.5 | 12.5 | 12000 | 11500 | 95.83% | 1.8 | 0 | 15.5 |  |  |  |  | R-454B | 0.75 | Residential & Commercial | VSMSHP | Non-Ducted CEE Tier 2
215324471 | Mini/Multi Split | KENMORE | HRCU-A-CB-O | D5CSHAH09AAK |  | Mini-Splits(Non-Ducted) | D5FSOAH12XAK |  | 9000 | 24 | 12.2 | 10900 | 10600 | 97.25% | 1.83 | 0 | 14.7 |  |  |  |  | R-454B | 0.75 | Residential & Commercial | VSMSHP | Non-Ducted CEE Tier 2
215324472 | Mini/Multi Split | KENMORE | HRCU-A-CB-O | D5CSHAH09AAK |  | Mini-Splits(Non-Ducted) | D5FSCAH12XAK |  | 9000 | 22.7 | 12.2 | 10000 | 11000 | 110% | 1.84 | 0 | 14 |  |  |  |  | R-454B | 0.75 | Residential & Commercial | VSMSHP | Non-Ducted CEE Tier 2
215324473 | Mini/Multi Split | KENMORE | HRCU-A-CB-O | D5CSHAH09AAK |  | Mini-Splits(Non-Ducted) | D5FSFAH09XAK |  | 9000 | 27.3 | 10.9 | 9000 | 11300 | 125.6% | 1.84 | 0 | 15.2 |  |  |  |  | R-454B | 0.75 | Residential & Commercial | VSMSHP | Non-Ducted CEE Tier 2
215324476 | Mini/Multi Split | KENMORE | HRCU-A-CB-O | D5CSHAH12AAK |  | Mini-Splits(Non-Ducted) | D5FSHAH12XAK |  | 12000 | 25.5 | 10.5 | 12000 | 11500 | 95.83% | 1.8 | 0 | 13.5 |  |  |  |  | R-454B | 1 | Residential & Commercial | VSMSHP | Non-Ducted CEE Tier 2
215324477 | Mini/Multi Split | KENMORE | HRCU-A-CB-O | D5CSHAH12AAK |  | Mini-Splits(Non-Ducted) | D5FSOAH12XAK |  | 12000 | 23 | 10.2 | 12500 | 11500 | 92% | 2 | 0 | 13 |  |  |  |  | R-454B | 1 | Residential & Commercial | VSMSHP | Non-Ducted CEE Tier 2
215324478 | Mini/Multi Split | KENMORE | HRCU-A-CB-O | D5CSHAH12AAK |  | Mini-Splits(Non-Ducted) | D5FSCAH12XAK |  | 12000 | 22.3 | 11.6 | 12000 | 11500 | 95.83% | 2 | 0 | 12.7 |  |  |  |  | R-454B | 1 | Residential & Commercial | VSMSHP | Non-Ducted CEE Tier 2
215324479 | Mini/Multi Split | KENMORE | HRCU-A-CB-O | D5CSHAH12AAK |  | Mini-Splits(Non-Ducted) | D5FSFAH12XAK |  | 12000 | 25 | 10.6 | 12000 | 11300 | 94.17% | 1.88 | 0 | 12.7 |  |  |  |  | R-454B | 1 | Residential & Commercial | VSMSHP | Non-Ducted CEE Tier 2
215324482 | Mini/Multi Split | KENMORE | HRCU-A-CB-O | D5CSHAH18AAK |  | Mini-Splits(Non-Ducted) | D5FSHAH18XAK |  | 18000 | 21.5 | 11 | 18000 | 18000 | 100% | 1.92 | 0 | 12.5 |  |  |  |  | R-454B | 1.5 | Residential & Commercial | VSMSHP | Non-Ducted CEE Tier 2
215324483 | Mini/Multi Split | KENMORE | HRCU-A-CB-O | D5CSHAH18AAK |  | Mini-Splits(Non-Ducted) | D5FSOAH18XAK |  | 16700 | 20.7 | 12.2 | 20000 | 17500 | 87.5% | 1.89 | 0 | 12.5 |  |  |  |  | R-454B | 1.3917 | Residential & Commercial | VSMSHP | Non-Ducted CEE Tier 2
215324484 | Mini/Multi Split | KENMORE | HRCU-A-CB-O | D5CSHAH18AAK |  | Mini-Splits(Non-Ducted) | D5FSCAH18XAK |  | 16000 | 20 | 12.4 | 19000 | 17000 | 89.47% | 1.9 | 0 | 12.5 |  |  |  |  | R-454B | 1.3333 | Residential & Commercial | VSMSHP | Non-Ducted CEE Tier 2
215324485 | Mini/Multi Split | KENMORE | HRCU-A-CB-O | D5CSHAH18AAK |  | Mini-Splits(Non-Ducted) | D5FSFAH16XAK |  | 16000 | 20.2 | 10.3 | 17000 | 17500 | 102.9% | 1.95 | 0 | 12.5 |  |  |  |  | R-454B | 1.3333 | Residential & Commercial | VSMSHP | Non-Ducted CEE Tier 2
215324486 | Mini/Multi Split | KENMORE | HRCU-A-CB-O | D5CSHAH18AAK |  | Mini-Splits(Non-Ducted) | D5FCFAH18XAK |  | 17000 | 20.5 | 10.3 | 19000 | 17000 | 89.47% | 1.86 | 0 | 12.6 |  |  |  |  | R-454B | 1.4167 | Residential & Commercial | VSMSHP | Non-Ducted CEE Tier 2
215324489 | Mini/Multi Split | KENMORE | HRCU-A-CB-O | D5CSHAH24AAK |  | Mini-Splits(Non-Ducted) | D5FSHAH24XAK |  | 24000 | 21.2 | 13.5 | 29000 | 24200 | 83.45% | 2.34 | 0 | 13 |  |  |  |  | R-454B | 2 | Residential & Commercial | VSMSHP | Non-Ducted CEE Tier 2
215324490 | Mini/Multi Split | KENMORE | HRCU-A-CB-O | D5CSHAH24AAK |  | Mini-Splits(Non-Ducted) | D5FSCAH24XAK |  | 23400 | 20.8 | 11.6 | 25000 | 23800 | 95.2% | 2.23 | 0 | 12 |  |  |  |  | R-454B | 1.95 | Residential & Commercial | VSMSHP | Non-Ducted CEE Tier 2
215324491 | Mini/Multi Split | KENMORE | HRCU-A-CB-O | D5CSHAH24AAK |  | Mini-Splits(Non-Ducted) | D5FCFAH24XAK |  | 22000 | 20.5 | 12.1 | 26000 | 24200 | 93.08% | 2.16 | 0 | 12 |  |  |  |  | R-454B | 1.8333 | Residential & Commercial | VSMSHP | Non-Ducted CEE Tier 2
215324493 | Mini/Multi Split | KENMORE | HRCU-A-CB-O | D5CSHAH33AAK |  | Mini-Splits(Non-Ducted) | D5FSHAH33XAK |  | 33000 | 19.6 | 10.5 | 36000 | 35000 | 97.22% | 1.98 | 0 | 12 |  |  |  |  | R-454B | 2.75 | Residential & Commercial | VSMSHP | Non-Ducted CEE Tier 2
215324495 | Mini/Multi Split | KENMORE | HRCU-A-CB-O | D5CSRAH09AAK |  | Mini-Splits(Non-Ducted) | D5FSHAH09XAK |  | 9000 | 26 | 12.5 | 10000 | 8000 | 80% | 2.36 | 0 | 14.9 |  |  |  |  | R-454B | 0.75 | Residential & Commercial | VSMSHP | Non-Ducted CEE Tier 2
215324496 | Mini/Multi Split | KENMORE | HRCU-A-CB-O | D5CSRAH09AAK |  | Mini-Splits(Non-Ducted) | D5FSOAH12XAK |  | 9000 | 22.2 | 11.8 | 11000 | 8000 | 72.73% | 2.18 | 0 | 14.4 |  |  |  |  | R-454B | 0.75 | Residential & Commercial | VSMSHP | Non-Ducted CEE Tier 2
215324497 | Mini/Multi Split | KENMORE | HRCU-A-CB-O | D5CSRAH09AAK |  | Mini-Splits(Non-Ducted) | D5FSCAH12XAK |  | 9000 | 21.7 | 11.3 | 10000 | 8300 | 83% | 2.17 | 0 | 14.3 |  |  |  |  | R-454B | 0.75 | Residential & Commercial | VSMSHP | Non-Ducted CEE Tier 2
215324502 | Mini/Multi Split | KENMORE | HRCU-A-CB-O | D5CSRAH12AAK |  | Mini-Splits(Non-Ducted) | D5FSOAH12XAK |  | 12000 | 22.2 | 10.1 | 12000 | 8600 | 71.67% | 2.48 | 0 | 12.3 |  |  |  |  | R-454B | 1 | Residential & Commercial | VSMSHP | Non-Ducted CEE Tier 2
215324503 | Mini/Multi Split | KENMORE | HRCU-A-CB-O | D5CSRAH12AAK |  | Mini-Splits(Non-Ducted) | D5FSCAH12XAK |  | 12000 | 21.2 | 10.4 | 12000 | 8400 | 70% | 2.4 | 0 | 12.5 |  |  |  |  | R-454B | 1 | Residential & Commercial | VSMSHP | Non-Ducted CEE Tier 2
215324504 | Mini/Multi Split | KENMORE | HRCU-A-CB-O | D5CSRAH12AAK |  | Mini-Splits(Non-Ducted) | D5FSFAH12XAK |  | 12000 | 24.7 | 11 | 12000 | 8900 | 74.17% | 2.5 | 0 | 12.7 |  |  |  |  | R-454B | 1 | Residential & Commercial | VSMSHP | Non-Ducted CEE Tier 2
215324507 | Mini/Multi Split | KENMORE | HRCU-A-CB-O | D5CSRAH18AAK |  | Mini-Splits(Non-Ducted) | D5FSHAH18XAK |  | 18000 | 23.5 | 10.8 | 18000 | 12800 | 71.11% | 2.1 | 0 | 12.8 |  |  |  |  | R-454B | 1.5 | Residential & Commercial | VSMSHP | Non-Ducted CEE Tier 2
215324508 | Mini/Multi Split | KENMORE | HRCU-A-CB-O | D5CSRAH18AAK |  | Mini-Splits(Non-Ducted) | D5FSOAH18XAK |  | 18000 | 22.3 | 12.2 | 18000 | 13100 | 72.78% | 2.24 | 0 | 12.5 |  |  |  |  | R-454B | 1.5 | Residential & Commercial | VSMSHP | Non-Ducted CEE Tier 2
215324509 | Mini/Multi Split | KENMORE | HRCU-A-CB-O | D5CSRAH18AAK |  | Mini-Splits(Non-Ducted) | D5FSCAH18XAK |  | 16800 | 20.8 | 11.4 | 18000 | 12800 | 71.11% | 2.2 | 0 | 12.5 |  |  |  |  | R-454B | 1.4 | Residential & Commercial | VSMSHP | Non-Ducted CEE Tier 2
215324510 | Mini/Multi Split | KENMORE | HRCU-A-CB-O | D5CSRAH18AAK |  | Mini-Splits(Non-Ducted) | D5FSFAH16XAK |  | 16000 | 23.9 | 13.5 | 17000 | 13100 | 77.06% | 2.16 | 0 | 12.5 |  |  |  |  | R-454B | 1.3333 | Residential & Commercial | VSMSHP | Non-Ducted CEE Tier 2
215324511 | Mini/Multi Split | KENMORE | HRCU-A-CB-O | D5CSRAH18AAK |  | Mini-Splits(Non-Ducted) | D5FCFAH18XAK |  | 18000 | 22.4 | 10.4 | 18000 | 12800 | 71.11% | 2.05 | 0 | 12.5 |  |  |  |  | R-454B | 1.5 | Residential & Commercial | VSMSHP | Non-Ducted CEE Tier 2
215324514 | Mini/Multi Split | KENMORE | HRCU-A-CB-O | D5CSRAH24AAK |  | Mini-Splits(Non-Ducted) | D5FPHAH18XAK |  | 24000 | 23.1 | 11.7 | 25000 | 19600 | 78.4% | 2.54 | 0 | 14 |  |  |  |  | R-454B | 2 | Residential & Commercial | VSMSHP | Non-Ducted CEE Tier 2
215324515 | Mini/Multi Split | KENMORE | HRCU-A-CB-O | D5CSRAH24AAK |  | Mini-Splits(Non-Ducted) | D5FSCAH24XAK |  | 24000 | 22.1 | 10.5 | 25000 | 18500 | 74% | 2.3 | 0 | 12 |  |  |  |  | R-454B | 2 | Residential & Commercial | VSMSHP | Non-Ducted CEE Tier 2
215324516 | Mini/Multi Split | KENMORE | HRCU-A-CB-O | D5CSRAH24AAK |  | Mini-Splits(Non-Ducted) | D5FCFAH24XAK |  | 24000 | 21.2 | 11.1 | 24400 | 18600 | 76.23% | 2.27 | 0 | 12.2 |  |  |  |  | R-454B | 2 | Residential & Commercial | VSMSHP | Non-Ducted CEE Tier 2
215324520 | Mini/Multi Split | KENMORE | HRCU-A-CB-O | D5CVRAH09AAK |  | Mini-Splits(Non-Ducted) | D5FVHAH09XAK |  | 9000 | 19 | 9.7 | 10000 | 7000 | 70% | 2.15 | 0 | 10.9 |  |  |  |  | R-454B | 0.75 | Residential & Commercial | VSMSHP | Non-Ducted CEE Tier 2
215324523 | Mini/Multi Split | KENMORE | HRCU-A-CB-O | D5CVRAH24AAK |  | Mini-Splits(Non-Ducted) | D5FVHAH24XAK |  | 24000 | 17 | 8.5 | 24000 | 17100 | 71.25% | 2.01 | 0 | 9 |  |  |  |  | R-454B | 2 | Residential & Commercial | VSMSHP
215324524 | Mini/Multi Split | KENMORE | HRCU-A-CB-O | D5CLHAH36AAK |  | Mini-Splits(Non-Ducted) | D5FLCAH36XAK |  | 36600 | 21.3 | 10.6 | 37000 | 37000 | 100% | 1.95 | 0 | 12 |  |  |  |  | R-454B | 3.05 | Residential & Commercial | VSMSHP | Non-Ducted CEE Tier 2
215324525 | Mini/Multi Split | KENMORE | HRCU-A-CB-O | D5CLHAH36AAK |  | Mini-Splits(Non-Ducted) | D5FCFAH36XAK |  | 36400 | 20.2 | 10.8 | 38000 | 39500 | 103.9% | 2.02 | 0 | 12 |  |  |  |  | R-454B | 3.0333 | Residential & Commercial | VSMSHP | Non-Ducted CEE Tier 2
215324527 | Mini/Multi Split | KENMORE | HRCU-A-CB-O | D5CLHAH48AAK |  | Mini-Splits(Non-Ducted) | D5FLCAH48XAK |  | 48000 | 18.2 | 11 | 53000 | 47500 | 89.62% | 1.96 | 0 | 10 |  |  |  |  | R-454B | 4 | Residential & Commercial | VSMSHP | Non-Ducted CEE Tier 2
215324528 | Mini/Multi Split | KENMORE | HRCU-A-CB-O | D5CLHAH48AAK |  | Mini-Splits(Non-Ducted) | D5FCFAH48XAK |  | 48000 | 18.7 | 10.1 | 52000 | 47000 | 90.38% | 1.83 | 0 | 9.4 |  |  |  |  | R-454B | 4 | Residential & Commercial | VSMSHP | Non-Ducted CEE Tier 2
215324535 | Mini/Multi Split | KENMORE | HRCU-A-CB-O | D5CLRAH48AAK |  | Mini-Splits(Non-Ducted) | D5FLCAH48XAK |  | 48000 | 19.1 | 9.9 | 50000 | 40500 | 81% | 2.11 | 0 | 9.5 |  |  |  |  | R-454B | 4 | Residential & Commercial | VSMSHP | Non-Ducted CEE Tier 2
215324536 | Mini/Multi Split | KENMORE | HRCU-A-CB-O | D5CLRAH48AAK |  | Mini-Splits(Non-Ducted) | D5FCFAH48XAK |  | 48000 | 19.9 | 10.2 | 50000 | 38500 | 77% | 1.95 | 0 | 9.5 |  |  |  |  | R-454B | 4 | Residential & Commercial | VSMSHP | Non-Ducted CEE Tier 2
215324540 | Mini/Multi Split | MIDEA | HRCU-A-CB-O | D5CSHAH06AAK |  | Mini-Splits(Non-Ducted) | D5FSHAH06XAK |  | 6000 | 25.7 | 14.8 | 7000 | 7700 | 110% | 2.39 | 0 | 18 |  |  |  |  | R-454B | 0.5 | Residential & Commercial | VSMSHP | Non-Ducted CEE Tier 2
215324541 | Mini/Multi Split | MIDEA | HRCU-A-CB-O | D5CSHAH06AAK |  | Mini-Splits(Non-Ducted) | D5FSOAH06XAK |  | 6500 | 22 | 12 | 7400 | 8100 | 109.5% | 2.4 | 0 | 15.2 |  |  |  |  | R-454B | 0.54167 | Residential & Commercial | VSMSHP | Non-Ducted CEE Tier 2
215324543 | Mini/Multi Split | MIDEA | HRCU-A-CB-O | D5CSHAH09AAK |  | Mini-Splits(Non-Ducted) | D5FSHAH09XAK |  | 9000 | 27.5 | 12.5 | 12000 | 11500 | 95.83% | 1.8 | 0 | 15.5 |  |  |  |  | R-454B | 0.75 | Residential & Commercial | VSMSHP | Non-Ducted CEE Tier 2
215324544 | Mini/Multi Split | MIDEA | HRCU-A-CB-O | D5CSHAH09AAK |  | Mini-Splits(Non-Ducted) | D5FSOAH12XAK |  | 9000 | 24 | 12.2 | 10900 | 10600 | 97.25% | 1.83 | 0 | 14.7 |  |  |  |  | R-454B | 0.75 | Residential & Commercial | VSMSHP | Non-Ducted CEE Tier 2
215324545 | Mini/Multi Split | MIDEA | HRCU-A-CB-O | D5CSHAH09AAK |  | Mini-Splits(Non-Ducted) | D5FSCAH12XAK |  | 9000 | 22.7 | 12.2 | 10000 | 11000 | 110% | 1.84 | 0 | 14 |  |  |  |  | R-454B | 0.75 | Residential & Commercial | VSMSHP | Non-Ducted CEE Tier 2
215324546 | Mini/Multi Split | MIDEA | HRCU-A-CB-O | D5CSHAH09AAK |  | Mini-Splits(Non-Ducted) | D5FSFAH09XAK |  | 9000 | 27.3 | 10.9 | 9000 | 11300 | 125.6% | 1.84 | 0 | 15.2 |  |  |  |  | R-454B | 0.75 | Residential & Commercial | VSMSHP | Non-Ducted CEE Tier 2
215324549 | Mini/Multi Split | MIDEA | HRCU-A-CB-O | D5CSHAH12AAK |  | Mini-Splits(Non-Ducted) | D5FSHAH12XAK |  | 12000 | 25.5 | 10.5 | 12000 | 11500 | 95.83% | 1.8 | 0 | 13.5 |  |  |  |  | R-454B | 1 | Residential & Commercial | VSMSHP | Non-Ducted CEE Tier 2
215324550 | Mini/Multi Split | MIDEA | HRCU-A-CB-O | D5CSHAH12AAK |  | Mini-Splits(Non-Ducted) | D5FSOAH12XAK |  | 12000 | 23 | 10.2 | 12500 | 11500 | 92% | 2 | 0 | 13 |  |  |  |  | R-454B | 1 | Residential & Commercial | VSMSHP | Non-Ducted CEE Tier 2
215324551 | Mini/Multi Split | MIDEA | HRCU-A-CB-O | D5CSHAH12AAK |  | Mini-Splits(Non-Ducted) | D5FSCAH12XAK |  | 12000 | 22.3 | 11.6 | 12000 | 11500 | 95.83% | 2 | 0 | 12.7 |  |  |  |  | R-454B | 1 | Residential & Commercial | VSMSHP | Non-Ducted CEE Tier 2
215324552 | Mini/Multi Split | MIDEA | HRCU-A-CB-O | D5CSHAH12AAK |  | Mini-Splits(Non-Ducted) | D5FSFAH12XAK |  | 12000 | 25 | 10.6 | 12000 | 11300 | 94.17% | 1.88 | 0 | 12.7 |  |  |  |  | R-454B | 1 | Residential & Commercial | VSMSHP | Non-Ducted CEE Tier 2
215324555 | Mini/Multi Split | MIDEA | HRCU-A-CB-O | D5CSHAH18AAK |  | Mini-Splits(Non-Ducted) | D5FSHAH18XAK |  | 18000 | 21.5 | 11 | 18000 | 18000 | 100% | 1.92 | 0 | 12.5 |  |  |  |  | R-454B | 1.5 | Residential & Commercial | VSMSHP | Non-Ducted CEE Tier 2
215324556 | Mini/Multi Split | MIDEA | HRCU-A-CB-O | D5CSHAH18AAK |  | Mini-Splits(Non-Ducted) | D5FSOAH18XAK |  | 16700 | 20.7 | 12.2 | 20000 | 17500 | 87.5% | 1.89 | 0 | 12.5 |  |  |  |  | R-454B | 1.3917 | Residential & Commercial | VSMSHP | Non-Ducted CEE Tier 2
215324557 | Mini/Multi Split | MIDEA | HRCU-A-CB-O | D5CSHAH18AAK |  | Mini-Splits(Non-Ducted) | D5FSCAH18XAK |  | 16000 | 20 | 12.4 | 19000 | 17000 | 89.47% | 1.9 | 0 | 12.5 |  |  |  |  | R-454B | 1.3333 | Residential & Commercial | VSMSHP | Non-Ducted CEE Tier 2
215324558 | Mini/Multi Split | MIDEA | HRCU-A-CB-O | D5CSHAH18AAK |  | Mini-Splits(Non-Ducted) | D5FSFAH16XAK |  | 16000 | 20.2 | 10.3 | 17000 | 17500 | 102.9% | 1.95 | 0 | 12.5 |  |  |  |  | R-454B | 1.3333 | Residential & Commercial | VSMSHP | Non-Ducted CEE Tier 2
215324559 | Mini/Multi Split | MIDEA | HRCU-A-CB-O | D5CSHAH18AAK |  | Mini-Splits(Non-Ducted) | D5FCFAH18XAK |  | 17000 | 20.5 | 10.3 | 19000 | 17000 | 89.47% | 1.86 | 0 | 12.6 |  |  |  |  | R-454B | 1.4167 | Residential & Commercial | VSMSHP | Non-Ducted CEE Tier 2
206909901 | Mini/Multi Split | FUJITSU | HRCU-A-CB-O | AOUH12LPAS1 |  | Mini-Splits(Non-Ducted) | ASUH12LPAS |  | 12000 | 20 | 10.5 | 14000 | 10200 | 72.86% | 2.3 | 11 | 11 |  |  |  |  | R-410A | 1 | Residential & Commercial | VSMSHP | Non-Ducted CEE Tier 2
215324566 | Mini/Multi Split | MIDEA | HRCU-A-CB-O | D5CSHAH33AAK |  | Mini-Splits(Non-Ducted) | D5FSHAH33XAK |  | 33000 | 19.6 | 10.5 | 36000 | 35000 | 97.22% | 1.98 | 0 | 12 |  |  |  |  | R-454B | 2.75 | Residential & Commercial | VSMSHP | Non-Ducted CEE Tier 2
215324568 | Mini/Multi Split | MIDEA | HRCU-A-CB-O | D5CSRAH09AAK |  | Mini-Splits(Non-Ducted) | D5FSHAH09XAK |  | 9000 | 26 | 12.5 | 10000 | 8000 | 80% | 2.36 | 0 | 14.9 |  |  |  |  | R-454B | 0.75 | Residential & Commercial | VSMSHP | Non-Ducted CEE Tier 2
215324569 | Mini/Multi Split | MIDEA | HRCU-A-CB-O | D5CSRAH09AAK |  | Mini-Splits(Non-Ducted) | D5FSOAH12XAK |  | 9000 | 22.2 | 11.8 | 11000 | 8000 | 72.73% | 2.18 | 0 | 14.4 |  |  |  |  | R-454B | 0.75 | Residential & Commercial | VSMSHP | Non-Ducted CEE Tier 2
215324570 | Mini/Multi Split | MIDEA | HRCU-A-CB-O | D5CSRAH09AAK |  | Mini-Splits(Non-Ducted) | D5FSCAH12XAK |  | 9000 | 21.7 | 11.3 | 10000 | 8300 | 83% | 2.17 | 0 | 14.3 |  |  |  |  | R-454B | 0.75 | Residential & Commercial | VSMSHP | Non-Ducted CEE Tier 2
215324571 | Mini/Multi Split | MIDEA | HRCU-A-CB-O | D5CSRAH09AAK |  | Mini-Splits(Non-Ducted) | D5FSFAH09XAK |  | 9000 | 26 | 13.9 | 9000 | 8600 | 95.56% | 2.27 | 0 | 16.3 |  |  |  |  | R-454B | 0.75 | Residential & Commercial | VSMSHP | Non-Ducted CEE Tier 2
215324574 | Mini/Multi Split | MIDEA | HRCU-A-CB-O | D5CSRAH12AAK |  | Mini-Splits(Non-Ducted) | D5FSHAH12XAK |  | 12000 | 25.5 | 10.7 | 12000 | 8400 | 70% | 2.3 | 0 | 13.1 |  |  |  |  | R-454B | 1 | Residential & Commercial | VSMSHP | Non-Ducted CEE Tier 2
215324575 | Mini/Multi Split | MIDEA | HRCU-A-CB-O | D5CSRAH12AAK |  | Mini-Splits(Non-Ducted) | D5FSOAH12XAK |  | 12000 | 22.2 | 10.1 | 12000 | 8600 | 71.67% | 2.48 | 0 | 12.3 |  |  |  |  | R-454B | 1 | Residential & Commercial | VSMSHP | Non-Ducted CEE Tier 2
215324576 | Mini/Multi Split | MIDEA | HRCU-A-CB-O | D5CSRAH12AAK |  | Mini-Splits(Non-Ducted) | D5FSCAH12XAK |  | 12000 | 21.2 | 10.4 | 12000 | 8400 | 70% | 2.4 | 0 | 12.5 |  |  |  |  | R-454B | 1 | Residential & Commercial | VSMSHP | Non-Ducted CEE Tier 2
215324577 | Mini/Multi Split | MIDEA | HRCU-A-CB-O | D5CSRAH12AAK |  | Mini-Splits(Non-Ducted) | D5FSFAH12XAK |  | 12000 | 24.7 | 11 | 12000 | 8900 | 74.17% | 2.5 | 0 | 12.7 |  |  |  |  | R-454B | 1 | Residential & Commercial | VSMSHP | Non-Ducted CEE Tier 2
215324580 | Mini/Multi Split | MIDEA | HRCU-A-CB-O | D5CSRAH18AAK |  | Mini-Splits(Non-Ducted) | D5FSHAH18XAK |  | 18000 | 23.5 | 10.8 | 18000 | 12800 | 71.11% | 2.1 | 0 | 12.8 |  |  |  |  | R-454B | 1.5 | Residential & Commercial | VSMSHP | Non-Ducted CEE Tier 2
215324581 | Mini/Multi Split | MIDEA | HRCU-A-CB-O | D5CSRAH18AAK |  | Mini-Splits(Non-Ducted) | D5FSOAH18XAK |  | 18000 | 22.3 | 12.2 | 18000 | 13100 | 72.78% | 2.24 | 0 | 12.5 |  |  |  |  | R-454B | 1.5 | Residential & Commercial | VSMSHP | Non-Ducted CEE Tier 2
215324582 | Mini/Multi Split | MIDEA | HRCU-A-CB-O | D5CSRAH18AAK |  | Mini-Splits(Non-Ducted) | D5FSCAH18XAK |  | 16800 | 20.8 | 11.4 | 18000 | 12800 | 71.11% | 2.2 | 0 | 12.5 |  |  |  |  | R-454B | 1.4 | Residential & Commercial | VSMSHP | Non-Ducted CEE Tier 2
215324583 | Mini/Multi Split | MIDEA | HRCU-A-CB-O | D5CSRAH18AAK |  | Mini-Splits(Non-Ducted) | D5FSFAH16XAK |  | 16000 | 23.9 | 13.5 | 17000 | 13100 | 77.06% | 2.16 | 0 | 12.5 |  |  |  |  | R-454B | 1.3333 | Residential & Commercial | VSMSHP | Non-Ducted CEE Tier 2
215324584 | Mini/Multi Split | MIDEA | HRCU-A-CB-O | D5CSRAH18AAK |  | Mini-Splits(Non-Ducted) | D5FCFAH18XAK |  | 18000 | 22.4 | 10.4 | 18000 | 12800 | 71.11% | 2.05 | 0 | 12.5 |  |  |  |  | R-454B | 1.5 | Residential & Commercial | VSMSHP | Non-Ducted CEE Tier 2
215324587 | Mini/Multi Split | MIDEA | HRCU-A-CB-O | D5CSRAH24AAK |  | Mini-Splits(Non-Ducted) | D5FPHAH18XAK |  | 24000 | 23.1 | 11.7 | 25000 | 19600 | 78.4% | 2.54 | 0 | 14 |  |  |  |  | R-454B | 2 | Residential & Commercial | VSMSHP | Non-Ducted CEE Tier 2
215324588 | Mini/Multi Split | MIDEA | HRCU-A-CB-O | D5CSRAH24AAK |  | Mini-Splits(Non-Ducted) | D5FSCAH24XAK |  | 24000 | 22.1 | 10.5 | 25000 | 18500 | 74% | 2.3 | 0 | 12 |  |  |  |  | R-454B | 2 | Residential & Commercial | VSMSHP | Non-Ducted CEE Tier 2
215324589 | Mini/Multi Split | MIDEA | HRCU-A-CB-O | D5CSRAH24AAK |  | Mini-Splits(Non-Ducted) | D5FCFAH24XAK |  | 24000 | 21.2 | 11.1 | 24400 | 18600 | 76.23% | 2.27 | 0 | 12.2 |  |  |  |  | R-454B | 2 | Residential & Commercial | VSMSHP | Non-Ducted CEE Tier 2
213917748 | Mini/Multi Split | ZERO | HRCU-A-CB-O | ZMSB-09HV-USHH |  | Mini-Splits(Non-Ducted) | ZMSB-09HV-USHH |  | 9000 | 24 | 11.6 | 10000 | 7500 | 75% | 2.25 | 14.7 | 14.7 |  |  |  |  | R-410A | 0.75 | Residential & Commercial | VSMSHP | Non-Ducted CEE Tier 2
213917749 | Mini/Multi Split | ZERO | HRCU-A-CB-O | ZMSB-12HV-USHH |  | Mini-Splits(Non-Ducted) | ZMSB-12HV-USHH |  | 12000 | 23.1 | 10.8 | 12000 | 8400 | 70% | 2.41 | 13 | 13 |  |  |  |  | R-410A | 1 | Residential & Commercial | VSMSHP | Non-Ducted CEE Tier 2
213917750 | Mini/Multi Split | ZERO | HRCU-A-CB-O | ZMSB-18HV-USHH |  | Mini-Splits(Non-Ducted) | ZMSB-18HV-USHH |  | 18000 | 24 | 10.5 | 18000 | 12800 | 71.11% | 2.44 | 13.5 | 13.5 |  |  |  |  | R-410A | 1.5 | Residential & Commercial | VSMSHP | Non-Ducted CEE Tier 2
215324596 | Mini/Multi Split | MIDEA | HRCU-A-CB-O | D5CVRAH24AAK |  | Mini-Splits(Non-Ducted) | D5FVHAH24XAK |  | 24000 | 17 | 8.5 | 24000 | 17100 | 71.25% | 2.01 | 0 | 9 |  |  |  |  | R-454B | 2 | Residential & Commercial | VSMSHP
215324597 | Mini/Multi Split | MIDEA | HRCU-A-CB-O | D5CLHAH36AAK |  | Mini-Splits(Non-Ducted) | D5FLCAH36XAK |  | 36600 | 21.3 | 10.6 | 37000 | 37000 | 100% | 1.95 | 0 | 12 |  |  |  |  | R-454B | 3.05 | Residential & Commercial | VSMSHP | Non-Ducted CEE Tier 2
215324598 | Mini/Multi Split | MIDEA | HRCU-A-CB-O | D5CLHAH36AAK |  | Mini-Splits(Non-Ducted) | D5FCFAH36XAK |  | 36400 | 20.2 | 10.8 | 38000 | 39500 | 103.9% | 2.02 | 0 | 12 |  |  |  |  | R-454B | 3.0333 | Residential & Commercial | VSMSHP | Non-Ducted CEE Tier 2
215324600 | Mini/Multi Split | MIDEA | HRCU-A-CB-O | D5CLHAH48AAK |  | Mini-Splits(Non-Ducted) | D5FLCAH48XAK |  | 48000 | 18.2 | 11 | 53000 | 47500 | 89.62% | 1.96 | 0 | 10 |  |  |  |  | R-454B | 4 | Residential & Commercial | VSMSHP | Non-Ducted CEE Tier 2
215324601 | Mini/Multi Split | MIDEA | HRCU-A-CB-O | D5CLHAH48AAK |  | Mini-Splits(Non-Ducted) | D5FCFAH48XAK |  | 48000 | 18.7 | 10.1 | 52000 | 47000 | 90.38% | 1.83 | 0 | 9.4 |  |  |  |  | R-454B | 4 | Residential & Commercial | VSMSHP | Non-Ducted CEE Tier 2
215324603 | Mini/Multi Split | MIDEA | HRCU-A-CB-O | D5CLHAH58AAK |  | Mini-Splits(Non-Ducted) | D5FCFAH58XAK |  | 54000 | 18.1 | 10.7 | 60000 | 54000 | 90% | 1.91 | 0 | 9 |  |  |  |  | R-454B | 4.5 | Residential & Commercial | VSMSHP | Non-Ducted CEE Tier 2
215324605 | Mini/Multi Split | MIDEA | HRCU-A-CB-O | D5CLRAH36AAK |  | Mini-Splits(Non-Ducted) | D5FLCAH36XAK |  | 36000 | 20 | 10.4 | 38000 | 26600 | 70% | 2.2 | 0 | 9.7 |  |  |  |  | R-454B | 3 | Residential & Commercial | VSMSHP | Non-Ducted CEE Tier 2
215324608 | Mini/Multi Split | MIDEA | HRCU-A-CB-O | D5CLRAH48AAK |  | Mini-Splits(Non-Ducted) | D5FLCAH48XAK |  | 48000 | 19.1 | 9.9 | 50000 | 40500 | 81% | 2.11 | 0 | 9.5 |  |  |  |  | R-454B | 4 | Residential & Commercial | VSMSHP | Non-Ducted CEE Tier 2
215324609 | Mini/Multi Split | MIDEA | HRCU-A-CB-O | D5CLRAH48AAK |  | Mini-Splits(Non-Ducted) | D5FCFAH48XAK |  | 48000 | 19.9 | 10.2 | 50000 | 38500 | 77% | 1.95 | 0 | 9.5 |  |  |  |  | R-454B | 4 | Residential & Commercial | VSMSHP | Non-Ducted CEE Tier 2
215324613 | Mini/Multi Split | TEMPSTAR | HRCU-A-CB-O | D5CSHAH06AAK |  | Mini-Splits(Non-Ducted) | D5FSHAH06XAK |  | 6000 | 25.7 | 14.8 | 7000 | 7700 | 110% | 2.39 | 0 | 18 |  |  |  |  | R-454B | 0.5 | Residential & Commercial | VSMSHP | Non-Ducted CEE Tier 2
215324614 | Mini/Multi Split | TEMPSTAR | HRCU-A-CB-O | D5CSHAH06AAK |  | Mini-Splits(Non-Ducted) | D5FSOAH06XAK |  | 6500 | 22 | 12 | 7400 | 8100 | 109.5% | 2.4 | 0 | 15.2 |  |  |  |  | R-454B | 0.54167 | Residential & Commercial | VSMSHP | Non-Ducted CEE Tier 2
215324616 | Mini/Multi Split | TEMPSTAR | HRCU-A-CB-O | D5CSHAH09AAK |  | Mini-Splits(Non-Ducted) | D5FSHAH09XAK |  | 9000 | 27.5 | 12.5 | 12000 | 11500 | 95.83% | 1.8 | 0 | 15.5 |  |  |  |  | R-454B | 0.75 | Residential & Commercial | VSMSHP | Non-Ducted CEE Tier 2
215324617 | Mini/Multi Split | TEMPSTAR | HRCU-A-CB-O | D5CSHAH09AAK |  | Mini-Splits(Non-Ducted) | D5FSOAH12XAK |  | 9000 | 24 | 12.2 | 10900 | 10600 | 97.25% | 1.83 | 0 | 14.7 |  |  |  |  | R-454B | 0.75 | Residential & Commercial | VSMSHP | Non-Ducted CEE Tier 2
215324618 | Mini/Multi Split | TEMPSTAR | HRCU-A-CB-O | D5CSHAH09AAK |  | Mini-Splits(Non-Ducted) | D5FSCAH12XAK |  | 9000 | 22.7 | 12.2 | 10000 | 11000 | 110% | 1.84 | 0 | 14 |  |  |  |  | R-454B | 0.75 | Residential & Commercial | VSMSHP | Non-Ducted CEE Tier 2
215324619 | Mini/Multi Split | TEMPSTAR | HRCU-A-CB-O | D5CSHAH09AAK |  | Mini-Splits(Non-Ducted) | D5FSFAH09XAK |  | 9000 | 27.3 | 10.9 | 9000 | 11300 | 125.6% | 1.84 | 0 | 15.2 |  |  |  |  | R-454B | 0.75 | Residential & Commercial | VSMSHP | Non-Ducted CEE Tier 2
213369384 | Mini/Multi Split | MOOVAIR | HRCU-A-CB-O | DMB18HOS42230E8B |  | Mini-Splits(Non-Ducted) | DMB18HIW42230E8 |  | 18000 | 26.3 | 15.5 | 20000 | 24000 | 120% | 2.89 | 14.5 | 15.3 |  |  |  |  | R-410A | 1.5 | Residential & Commercial | VSMSHP | Non-Ducted CEE Tier 2
215735333 | Mini/Multi Split | INNOVAIR | HRCU-A-CB-O | MOS36H2BH0A |  | Mini-Splits(Non-Ducted) | MCS36H2BHRB |  | 36600 | 21.2 | 10.6 | 37000 | 37000 | 100% | 1.95 | 0 | 12 |  |  |  |  | R-454B | 3.05 | Residential & Commercial | VSMSHP | Non-Ducted CEE Tier 2
215735334 | Mini/Multi Split | INNOVAIR | HRCU-A-CB-O | MOS48H2BH0A |  | Mini-Splits(Non-Ducted) | MCS48H2BHRB |  | 48000 | 18 | 11 | 53000 | 47500 | 89.62% | 1.96 | 0 | 10 |  |  |  |  | R-454B | 4 | Residential & Commercial | VSMSHP | Non-Ducted CEE Tier 2
215735338 | Mini/Multi Split | INNOVAIR | HRCU-A-CB-O | MOS36H2BH0A |  | Mini-Splits(Non-Ducted) | MFC36H2BHRB |  | 36400 | 20 | 10.8 | 38000 | 39500 | 103.9% | 2.02 | 0 | 12 |  |  |  |  | R-454B | 3.0333 | Residential & Commercial | VSMSHP | Non-Ducted CEE Tier 2
215735339 | Mini/Multi Split | INNOVAIR | HRCU-A-CB-O | MOS48H2BH0A |  | Mini-Splits(Non-Ducted) | MFC48H2BHRB |  | 48000 | 18.5 | 10.1 | 52000 | 47000 | 90.38% | 1.83 | 0 | 9.4 |  |  |  |  | R-454B | 4 | Residential & Commercial | VSMSHP | Non-Ducted CEE Tier 2
215735340 | Mini/Multi Split | INNOVAIR | HRCU-A-CB-O | MOS60H2BH0A |  | Mini-Splits(Non-Ducted) | MFC60H2BHRB |  | 54000 | 18 | 10.7 | 60000 | 54000 | 90% | 1.91 | 0 | 9 |  |  |  |  | R-454B | 4.5 | Residential & Commercial | VSMSHP | Non-Ducted CEE Tier 2
215278609 | Mini/Multi Split | GREE | HRCU-A-CB-O | GWH24AVEXH-D6DNA1A/O |  | Mini-Splits(Non-Ducted) | GWH24AVEXH-D6DN***/I |  | 22000 | 27 | 10 | 24000 | 24000 | 100% | 1.8 | 0 | 13.95 |  |  |  |  | R-32 | 1.8333 | Residential & Commercial | VSMSHP | Non-Ducted CEE Tier 2
215283088 | Mini/Multi Split | GREE | HRCU-A-CB-O | SAP24HP230V1R32AO |  | Mini-Splits(Non-Ducted) | SAP24HP230V1R32AH |  | 22000 | 27 | 10 | 24000 | 24000 | 100% | 1.8 | 0 | 13.95 |  |  |  |  | R-32 | 1.8333 | Residential & Commercial | VSMSHP | Non-Ducted CEE Tier 2
213308893 | Mini/Multi Split | ZERO | HRCU-A-CB-O | ACMS092419AA |  | Mini-Splits(Non-Ducted) | ACMS092419AA |  | 9000 | 19 | 8.5 | 10000 | 7000 | 70% | 1.75 | 0 | 10 |  |  |  |  | R-410A | 0.75 | Residential & Commercial | VSMSHP
213308894 | Mini/Multi Split | ZERO | HRCU-A-CB-O | ACMS122419AA |  | Mini-Splits(Non-Ducted) | ACMS122419AA |  | 12000 | 19 | 8.5 | 12200 | 8600 | 70.49% | 1.8 | 0 | 10 |  |  |  |  | R-410A | 1 | Residential & Commercial | VSMSHP
212369702 | Mini/Multi Split | K&A | HRCU-A-CB-O | MAJESTIC-09HVT110-US |  | Mini-Splits(Non-Ducted) | MAJESTIC-09HVT110-US |  | 9000 | 19 | 8.5 | 10000 | 7000 | 70% | 1.75 | 0 | 10 |  |  |  |  | R-410A | 0.75 | Residential & Commercial | VSMSHP
212369703 | Mini/Multi Split | K&A | HRCU-A-CB-O | MAJESTIC-12HVT110-US |  | Mini-Splits(Non-Ducted) | MAJESTIC-12HVT110-US |  | 12000 | 19 | 8.5 | 12200 | 8600 | 70.49% | 1.8 | 0 | 10 |  |  |  |  | R-410A | 1 | Residential & Commercial | VSMSHP
212369704 | Mini/Multi Split | K&A | HRCU-A-CB-O | MAJESTIC-09HVT-US |  | Mini-Splits(Non-Ducted) | MAJESTIC-09HVT-US |  | 9000 | 19 | 8.5 | 10000 | 7000 | 70% | 1.8 | 0 | 10 |  |  |  |  | R-410A | 0.75 | Residential & Commercial | VSMSHP
213257710 | Mini/Multi Split | LENNOX | HRCU-A-CB-O | MPC009S4S-1P |  | Mini-Splits(Non-Ducted) | MWMC006S4-*P |  | 6000 | 26.5 | 13.6 | 7000 | 7500 | 107.1% | 2.1 | 0 | 15.8 |  |  |  |  | R-410A | 0.5 | Residential & Commercial | VSMSHP | Non-Ducted CEE Tier 2
213265552 | Mini/Multi Split | Gridless | HRCU-A-CB-O | O-AYD09SD-1 |  | Mini-Splits(Non-Ducted) | I-AYD09W-1 |  | 9000 | 25.5 | 10.5 | 10000 | 7000 | 70% | 2.05 | 14.5 | 14.5 |  |  |  |  | R-410A | 0.75 | Residential & Commercial | VSMSHP | Non-Ducted CEE Tier 2
213265553 | Mini/Multi Split | Gridless | HRCU-A-CB-O | O-AYD12SD-1 |  | Mini-Splits(Non-Ducted) | I-AYD12W-1 |  | 12000 | 23.5 | 9.5 | 12000 | 8400 | 70% | 2.05 | 12.5 | 12.7 |  |  |  |  | R-410A | 1 | Residential & Commercial | VSMSHP | Non-Ducted CEE Tier 2
213265554 | Mini/Multi Split | Gridless | HRCU-A-CB-O | O-AYD18SD-1 |  | Mini-Splits(Non-Ducted) | I-AYD18W-1 |  | 18000 | 20.5 | 9.5 | 19000 | 13300 | 70% | 1.8 | 13 | 13.2 |  |  |  |  | R-410A | 1.5 | Residential & Commercial | VSMSHP | Non-Ducted CEE Tier 2
213265555 | Mini/Multi Split | Gridless | HRCU-A-CB-O | O-AYD24SD-1 |  | Mini-Splits(Non-Ducted) | I-AYD24W-1 |  | 24000 | 21 | 10 | 26000 | 18200 | 70% | 1.75 | 12.5 | 12.5 |  |  |  |  | R-410A | 2 | Residential & Commercial | VSMSHP | Non-Ducted CEE Tier 2
213265556 | Mini/Multi Split | KADEN | HRCU-A-CB-O | KO-PSX06HP-2AAMA |  | Mini-Splits(Non-Ducted) | KI-PSX06WM-2AAMA |  | 6000 | 26.5 | 13.6 | 7000 | 7500 | 107.1% | 2.1 | 15.8 | 15.8 |  |  |  |  | R-410A | 0.5 | Residential & Commercial | VSMSHP | Non-Ducted CEE Tier 2
213265560 | Mini/Multi Split | Cooper&Hunter | HRCU-A-CB-O | CH-ES09-230VO |  | Mini-Splits(Non-Ducted) | CH-09MCT-W |  | 9000 | 20 | 10 | 10000 | 7400 | 74% | 1.9 | 13 | 13 |  |  |  |  | R-410A | 0.75 | Residential & Commercial | VSMSHP | Non-Ducted CEE Tier 2
213265561 | Mini/Multi Split | Cooper&Hunter | HRCU-A-CB-O | CH-HPR09-230VO |  | Mini-Splits(Non-Ducted) | CH-09MCT-W |  | 9000 | 20.5 | 10.3 | 9800 | 10000 | 102% | 1.8 | 13 | 13 |  |  |  |  | R-410A | 0.75 | Residential & Commercial | VSMSHP | Non-Ducted CEE Tier 2
213265563 | Mini/Multi Split | Cooper&Hunter | HRCU-A-CB-O | CH-HPR12-230VO |  | Mini-Splits(Non-Ducted) | CH-12MCT-W |  | 12000 | 22.3 | 10.2 | 12000 | 11300 | 94.17% | 1.89 | 12.7 | 12.7 |  |  |  |  | R-410A | 1 | Residential & Commercial | VSMSHP | Non-Ducted CEE Tier 2
213265565 | Mini/Multi Split | Cooper&Hunter | HRCU-A-CB-O | CH-HPR18-230VO |  | Mini-Splits(Non-Ducted) | CH-18MCT-W |  | 16000 | 20 | 9.5 | 17000 | 16000 | 94.12% | 1.75 | 12.5 | 12.5 |  |  |  |  | R-410A | 1.3333 | Residential & Commercial | VSMSHP | Non-Ducted CEE Tier 2
213265566 | Mini/Multi Split | Cooper&Hunter | HRCU-A-CB-O | CH-ES24-230VO |  | Mini-Splits(Non-Ducted) | CH-24MCT-W |  | 24000 | 21.5 | 9.7 | 25000 | 18500 | 74% | 2.2 | 12.5 | 12.5 |  |  |  |  | R-410A | 2 | Residential & Commercial | VSMSHP | Non-Ducted CEE Tier 2
213265567 | Mini/Multi Split | Cooper&Hunter | HRCU-A-CB-O | CH-HPR24-230VO |  | Mini-Splits(Non-Ducted) | CH-24MCT-W |  | 24000 | 20.5 | 11.5 | 25000 | 25800 | 103.2% | 2 | 11 | 11 |  |  |  |  | R-410A | 2 | Residential & Commercial | VSMSHP | Non-Ducted CEE Tier 2
213265569 | Mini/Multi Split | Cooper&Hunter | HRCU-A-CB-O | CH-NHPR36LCU-230VO |  | Mini-Splits(Non-Ducted) | CH-36LCCT-W |  | 36000 | 19.4 | 10.5 | 40000 | 40000 | 100% | 1.85 | 9.5 | 9.5 |  |  |  |  | R-410A | 3 | Residential & Commercial | VSMSHP | Non-Ducted CEE Tier 2
213265587 | Mini/Multi Split | Cooper&Hunter | HRCU-A-CB-O | CH-HPR18-230VO |  | Mini-Splits(Non-Ducted) | CH-18MFC-W |  | 17000 | 20.5 | 9.8 | 18000 | 16800 | 93.33% | 1.86 | 12.5 | 12.5 |  |  |  |  | R-410A | 1.4167 | Residential & Commercial | VSMSHP | Non-Ducted CEE Tier 2
213265588 | Mini/Multi Split | Cooper&Hunter | HRCU-A-CB-O | CH-ES24-230VO |  | Mini-Splits(Non-Ducted) | CH-24MFC-W |  | 24000 | 21.2 | 10.3 | 24000 | 18200 | 75.83% | 2.2 | 12.5 | 12.5 |  |  |  |  | R-410A | 2 | Residential & Commercial | VSMSHP | Non-Ducted CEE Tier 2
213265589 | Mini/Multi Split | Cooper&Hunter | HRCU-A-CB-O | CH-HPR24-230VO |  | Mini-Splits(Non-Ducted) | CH-24MFC-W |  | 24000 | 20.5 | 11 | 25000 | 25000 | 100% | 2.1 | 11.5 | 11.7 |  |  |  |  | R-410A | 2 | Residential & Commercial | VSMSHP | Non-Ducted CEE Tier 2
213265591 | Mini/Multi Split | Cooper&Hunter | HRCU-A-CB-O | CH-NHPR36LCU-230VO |  | Mini-Splits(Non-Ducted) | CH-36LCFC-W |  | 36000 | 17.6 | 10 | 39000 | 36600 | 93.85% | 1.75 | 8.6 | 8.8 |  |  |  |  | R-410A | 3 | Residential & Commercial | VSMSHP
213265592 | Mini/Multi Split | Cooper&Hunter | HRCU-A-CB-O | CH-N48LCU-230VO |  | Mini-Splits(Non-Ducted) | CH-48LCFC-W |  | 48000 | 18.9 | 10 | 50000 | 35000 | 70% | 1.85 | 9.3 | 9.3 |  |  |  |  | R-410A | 4 | Residential & Commercial | VSMSHP | Non-Ducted CEE Tier 2
213265593 | Mini/Multi Split | Cooper&Hunter | HRCU-A-CB-O | CH-NHPR48LCU-230VO |  | Mini-Splits(Non-Ducted) | CH-48LCFC-W |  | 48000 | 17 | 9.8 | 51000 | 49000 | 96.08% | 1.8 | 8.2 | 8.2 |  |  |  |  | R-410A | 4 | Residential & Commercial | VSMSHP
213265595 | Mini/Multi Split | Cooper&Hunter | HRCU-A-CB-O | CH-NHPR60LCU-230VO |  | Mini-Splits(Non-Ducted) | CH-60LCFC-W |  | 55000 | 17.3 | 10.2 | 60000 | 56500 | 94.17% | 1.97 | 9 | 9 |  |  |  |  | R-410A | 4.5833 | Residential & Commercial | VSMSHP | Non-Ducted CEE Tier 2
213265596 | Mini/Multi Split | Cooper&Hunter | HRCU-A-CB-O | CH-HPR06F9-230VO |  | Mini-Splits(Non-Ducted) | CH-06MCT1W-W |  | 6500 | 22 | 10.8 | 7100 | 8000 | 112.7% | 2 | 14.5 | 14.5 |  |  |  |  | R-410A | 0.54167 | Residential & Commercial | VSMSHP | Non-Ducted CEE Tier 2
213265597 | Mini/Multi Split | Cooper&Hunter | HRCU-A-CB-O | CH-ES09-230VO |  | Mini-Splits(Non-Ducted) | CH-09MCT1W-W |  | 9000 | 22.5 | 11.5 | 11000 | 7700 | 70% | 2.34 | 13 | 13 |  |  |  |  | R-410A | 0.75 | Residential & Commercial | VSMSHP | Non-Ducted CEE Tier 2
213265598 | Mini/Multi Split | Cooper&Hunter | HRCU-A-CB-O | CH-HPR09-230VO |  | Mini-Splits(Non-Ducted) | CH-09MCT1W-W |  | 9000 | 24 | 12.4 | 10900 | 10500 | 96.33% | 1.8 | 13 | 13 |  |  |  |  | R-410A | 0.75 | Residential & Commercial | VSMSHP | Non-Ducted CEE Tier 2
213265600 | Mini/Multi Split | Cooper&Hunter | HRCU-A-CB-O | CH-HPR12-230VO |  | Mini-Splits(Non-Ducted) | CH-12MCT1W-W |  | 12000 | 23 | 10 | 12500 | 11000 | 88% | 1.8 | 13 | 13 |  |  |  |  | R-410A | 1 | Residential & Commercial | VSMSHP | Non-Ducted CEE Tier 2
213265602 | Mini/Multi Split | Cooper&Hunter | HRCU-A-CB-O | CH-HPR18-230VO |  | Mini-Splits(Non-Ducted) | CH-18MCT1W-W |  | 16700 | 19.8 | 11.2 | 20000 | 16700 | 83.5% | 1.93 | 12.5 | 12.5 |  |  |  |  | R-410A | 1.3917 | Residential & Commercial | VSMSHP | Non-Ducted CEE Tier 2
213265622 | Mini/Multi Split | J-KU | HRCU-A-CB-O | JKS-09H2HP-ES(O) |  | Mini-Splits(Non-Ducted) | JKS-09H2HP-ES(I) |  | 9000 | 22 | 9 | 9000 | 6300 | 70% | 1.8 | 13.7 | 13.7 |  |  |  |  | R-410A | 0.75 | Residential & Commercial | VSMSHP
213265623 | Mini/Multi Split | J-KU | HRCU-A-CB-O | JKS-12H2HP-ES(O) |  | Mini-Splits(Non-Ducted) | JKS-12H2HP-ES(I) |  | 12000 | 21 | 9.5 | 12000 | 8400 | 70% | 1.75 | 13 | 13 |  |  |  |  | R-410A | 1 | Residential & Commercial | VSMSHP | Non-Ducted CEE Tier 2
213265624 | Mini/Multi Split | J-KU | HRCU-A-CB-O | JKS-18H2HP-ES(O) |  | Mini-Splits(Non-Ducted) | JKS-18H2HP-ES(I) |  | 18000 | 22.5 | 8.6 | 17000 | 11900 | 70% | 1.8 | 13 | 13 |  |  |  |  | R-410A | 1.5 | Residential & Commercial | VSMSHP
213279882 | Mini/Multi Split | AirEase | HRCU-A-CB-O | 4DHPS209S-1P |  | Mini-Splits(Non-Ducted) | DWM206S4-*P |  | 6000 | 26.5 | 13.6 | 7000 | 7500 | 107.1% | 2.1 | 15.8 | 15.8 |  |  |  |  | R-410A | 0.5 | Residential & Commercial | VSMSHP | Non-Ducted CEE Tier 2
215224778 | Mini/Multi Split | TCL | HRCU-A-CB-O | TSH09HEI2NAJ0T24 |  | Mini-Splits(Non-Ducted) | TSH09IEI2NAJ0T24 |  | 9000 | 19 | 10 | 10000 | 7100 | 71% | 2.1 | 0 | 13 |  |  |  |  | R-454B | 0.75 | Residential & Commercial | VSMSHP | Non-Ducted CEE Tier 2
215224779 | Mini/Multi Split | TCL | HRCU-A-CB-O | TSH12HEI2NAJ0T24 |  | Mini-Splits(Non-Ducted) | TSH12IEI2NAJ0T24 |  | 12000 | 19 | 10 | 12600 | 9100 | 72.22% | 2.1 | 0 | 13 |  |  |  |  | R-454B | 1 | Residential & Commercial | VSMSHP | Non-Ducted CEE Tier 2
215224780 | Mini/Multi Split | TCL | HRCU-A-CB-O | TSH18HEI2NAJ0T24 |  | Mini-Splits(Non-Ducted) | TSH18IEI2NAJ0T24 |  | 18000 | 19 | 9.5 | 19000 | 13600 | 71.58% | 1.8 | 0 | 12.5 |  |  |  |  | R-454B | 1.5 | Residential & Commercial | VSMSHP | Non-Ducted CEE Tier 2
215224781 | Mini/Multi Split | TCL | HRCU-A-CB-O | TSH24HEI2NAJ0T24 |  | Mini-Splits(Non-Ducted) | TSH24IEI2NAJ0T24 |  | 23000 | 19 | 9.5 | 25000 | 18900 | 75.6% | 1.8 | 0 | 12 |  |  |  |  | R-454B | 1.9167 | Residential & Commercial | VSMSHP | Non-Ducted CEE Tier 2
215270360 | Mini/Multi Split | GUARDIAN | HRCU-A-CB-O | URC09CN15STG1 |  | Mini-Splits(Non-Ducted) | URD09HW15STG1 |  | 9000 | 23 | 10 | 9500 | 8700 | 91.58% | 1.9 | 0 | 14.05 |  |  |  |  | R-454B | 0.75 | Residential & Commercial | VSMSHP | Non-Ducted CEE Tier 2
215270361 | Mini/Multi Split | GUARDIAN | HRCU-A-CB-O | URC12CN15STG1 |  | Mini-Splits(Non-Ducted) | URD12HW15STG1 |  | 12000 | 22 | 9.5 | 12000 | 9200 | 76.67% | 1.9 | 0 | 12.25 |  |  |  |  | R-454B | 1 | Residential & Commercial | VSMSHP | Non-Ducted CEE Tier 2
214931160 | Mini/Multi Split | LG | HRCU-A-CB-O | KUSAC121A |  | Mini-Splits(Non-Ducted) | KNSAC121A |  | 11000 | 20 | 9 | 12000 | 8400 | 70% | 1.8 | 0 | 12.3 |  |  |  |  | R-32 | 0.91667 | Residential & Commercial | VSMSHP
214931161 | Mini/Multi Split | LG | HRCU-A-CB-O | KUSAC181A |  | Mini-Splits(Non-Ducted) | KNSAC181A |  | 18000 | 21 | 9.4 | 19000 | 13300 | 70% | 1.8 | 0 | 12.5 |  |  |  |  | R-32 | 1.5 | Residential & Commercial | VSMSHP
215324378 | Mini/Multi Split | HEIL | HRCU-A-CB-O | D5CLHAH36AAK |  | Mini-Splits(Non-Ducted) | D5FLCAH36XAK |  | 36600 | 21.3 | 10.6 | 37000 | 37000 | 100% | 1.95 | 0 | 12 |  |  |  |  | R-454B | 3.05 | Residential & Commercial | VSMSHP | Non-Ducted CEE Tier 2
215324379 | Mini/Multi Split | HEIL | HRCU-A-CB-O | D5CLHAH36AAK |  | Mini-Splits(Non-Ducted) | D5FCFAH36XAK |  | 36400 | 20.2 | 10.8 | 38000 | 39500 | 103.9% | 2.02 | 0 | 12 |  |  |  |  | R-454B | 3.0333 | Residential & Commercial | VSMSHP | Non-Ducted CEE Tier 2
215324381 | Mini/Multi Split | HEIL | HRCU-A-CB-O | D5CLHAH48AAK |  | Mini-Splits(Non-Ducted) | D5FLCAH48XAK |  | 48000 | 18.2 | 11 | 53000 | 47500 | 89.62% | 1.96 | 0 | 10 |  |  |  |  | R-454B | 4 | Residential & Commercial | VSMSHP | Non-Ducted CEE Tier 2
215324382 | Mini/Multi Split | HEIL | HRCU-A-CB-O | D5CLHAH48AAK |  | Mini-Splits(Non-Ducted) | D5FCFAH48XAK |  | 48000 | 18.7 | 10.1 | 52000 | 47000 | 90.38% | 1.83 | 0 | 9.4 |  |  |  |  | R-454B | 4 | Residential & Commercial | VSMSHP | Non-Ducted CEE Tier 2
215324384 | Mini/Multi Split | HEIL | HRCU-A-CB-O | D5CLHAH58AAK |  | Mini-Splits(Non-Ducted) | D5FCFAH58XAK |  | 54000 | 18.1 | 10.7 | 60000 | 54000 | 90% | 1.91 | 0 | 9 |  |  |  |  | R-454B | 4.5 | Residential & Commercial | VSMSHP | Non-Ducted CEE Tier 2
215324386 | Mini/Multi Split | HEIL | HRCU-A-CB-O | D5CLRAH36AAK |  | Mini-Splits(Non-Ducted) | D5FLCAH36XAK |  | 36000 | 20 | 10.4 | 38000 | 26600 | 70% | 2.2 | 0 | 9.7 |  |  |  |  | R-454B | 3 | Residential & Commercial | VSMSHP | Non-Ducted CEE Tier 2
215324389 | Mini/Multi Split | HEIL | HRCU-A-CB-O | D5CLRAH48AAK |  | Mini-Splits(Non-Ducted) | D5FLCAH48XAK |  | 48000 | 19.1 | 9.9 | 50000 | 40500 | 81% | 2.11 | 0 | 9.5 |  |  |  |  | R-454B | 4 | Residential & Commercial | VSMSHP | Non-Ducted CEE Tier 2
215324390 | Mini/Multi Split | HEIL | HRCU-A-CB-O | D5CLRAH48AAK |  | Mini-Splits(Non-Ducted) | D5FCFAH48XAK |  | 48000 | 19.9 | 10.2 | 50000 | 38500 | 77% | 1.95 | 0 | 9.5 |  |  |  |  | R-454B | 4 | Residential & Commercial | VSMSHP | Non-Ducted CEE Tier 2
215324394 | Mini/Multi Split | KEEPRITE | HRCU-A-CB-O | D5CSHAH06AAK |  | Mini-Splits(Non-Ducted) | D5FSHAH06XAK |  | 6000 | 25.7 | 14.8 | 7000 | 7700 | 110% | 2.39 | 0 | 18 |  |  |  |  | R-454B | 0.5 | Residential & Commercial | VSMSHP | Non-Ducted CEE Tier 2
215324395 | Mini/Multi Split | KEEPRITE | HRCU-A-CB-O | D5CSHAH06AAK |  | Mini-Splits(Non-Ducted) | D5FSOAH06XAK |  | 6500 | 22 | 12 | 7400 | 8100 | 109.5% | 2.4 | 0 | 15.2 |  |  |  |  | R-454B | 0.54167 | Residential & Commercial | VSMSHP | Non-Ducted CEE Tier 2
215324397 | Mini/Multi Split | KEEPRITE | HRCU-A-CB-O | D5CSHAH09AAK |  | Mini-Splits(Non-Ducted) | D5FSHAH09XAK |  | 9000 | 27.5 | 12.5 | 12000 | 11500 | 95.83% | 1.8 | 0 | 15.5 |  |  |  |  | R-454B | 0.75 | Residential & Commercial | VSMSHP | Non-Ducted CEE Tier 2
215324398 | Mini/Multi Split | KEEPRITE | HRCU-A-CB-O | D5CSHAH09AAK |  | Mini-Splits(Non-Ducted) | D5FSOAH12XAK |  | 9000 | 24 | 12.2 | 10900 | 10600 | 97.25% | 1.83 | 0 | 14.7 |  |  |  |  | R-454B | 0.75 | Residential & Commercial | VSMSHP | Non-Ducted CEE Tier 2
215324399 | Mini/Multi Split | KEEPRITE | HRCU-A-CB-O | D5CSHAH09AAK |  | Mini-Splits(Non-Ducted) | D5FSCAH12XAK |  | 9000 | 22.7 | 12.2 | 10000 | 11000 | 110% | 1.84 | 0 | 14 |  |  |  |  | R-454B | 0.75 | Residential & Commercial | VSMSHP | Non-Ducted CEE Tier 2
215324400 | Mini/Multi Split | KEEPRITE | HRCU-A-CB-O | D5CSHAH09AAK |  | Mini-Splits(Non-Ducted) | D5FSFAH09XAK |  | 9000 | 27.3 | 10.9 | 9000 | 11300 | 125.6% | 1.84 | 0 | 15.2 |  |  |  |  | R-454B | 0.75 | Residential & Commercial | VSMSHP | Non-Ducted CEE Tier 2
215324403 | Mini/Multi Split | KEEPRITE | HRCU-A-CB-O | D5CSHAH12AAK |  | Mini-Splits(Non-Ducted) | D5FSHAH12XAK |  | 12000 | 25.5 | 10.5 | 12000 | 11500 | 95.83% | 1.8 | 0 | 13.5 |  |  |  |  | R-454B | 1 | Residential & Commercial | VSMSHP | Non-Ducted CEE Tier 2
215324404 | Mini/Multi Split | KEEPRITE | HRCU-A-CB-O | D5CSHAH12AAK |  | Mini-Splits(Non-Ducted) | D5FSOAH12XAK |  | 12000 | 23 | 10.2 | 12500 | 11500 | 92% | 2 | 0 | 13 |  |  |  |  | R-454B | 1 | Residential & Commercial | VSMSHP | Non-Ducted CEE Tier 2
215324405 | Mini/Multi Split | KEEPRITE | HRCU-A-CB-O | D5CSHAH12AAK |  | Mini-Splits(Non-Ducted) | D5FSCAH12XAK |  | 12000 | 22.3 | 11.6 | 12000 | 11500 | 95.83% | 2 | 0 | 12.7 |  |  |  |  | R-454B | 1 | Residential & Commercial | VSMSHP | Non-Ducted CEE Tier 2
215324434 | Mini/Multi Split | KEEPRITE | HRCU-A-CB-O | D5CSRAH18AAK |  | Mini-Splits(Non-Ducted) | D5FSHAH18XAK |  | 18000 | 23.5 | 10.8 | 18000 | 12800 | 71.11% | 2.1 | 0 | 12.8 |  |  |  |  | R-454B | 1.5 | Residential & Commercial | VSMSHP | Non-Ducted CEE Tier 2
215324435 | Mini/Multi Split | KEEPRITE | HRCU-A-CB-O | D5CSRAH18AAK |  | Mini-Splits(Non-Ducted) | D5FSOAH18XAK |  | 18000 | 22.3 | 12.2 | 18000 | 13100 | 72.78% | 2.24 | 0 | 12.5 |  |  |  |  | R-454B | 1.5 | Residential & Commercial | VSMSHP | Non-Ducted CEE Tier 2
215324436 | Mini/Multi Split | KEEPRITE | HRCU-A-CB-O | D5CSRAH18AAK |  | Mini-Splits(Non-Ducted) | D5FSCAH18XAK |  | 16800 | 20.8 | 11.4 | 18000 | 12800 | 71.11% | 2.2 | 0 | 12.5 |  |  |  |  | R-454B | 1.4 | Residential & Commercial | VSMSHP | Non-Ducted CEE Tier 2
215324437 | Mini/Multi Split | KEEPRITE | HRCU-A-CB-O | D5CSRAH18AAK |  | Mini-Splits(Non-Ducted) | D5FSFAH16XAK |  | 16000 | 23.9 | 13.5 | 17000 | 13100 | 77.06% | 2.16 | 0 | 12.5 |  |  |  |  | R-454B | 1.3333 | Residential & Commercial | VSMSHP | Non-Ducted CEE Tier 2
215324467 | Mini/Multi Split | KENMORE | HRCU-A-CB-O | D5CSHAH06AAK |  | Mini-Splits(Non-Ducted) | D5FSHAH06XAK |  | 6000 | 25.7 | 14.8 | 7000 | 7700 | 110% | 2.39 | 0 | 18 |  |  |  |  | R-454B | 0.5 | Residential & Commercial | VSMSHP | Non-Ducted CEE Tier 2
215324468 | Mini/Multi Split | KENMORE | HRCU-A-CB-O | D5CSHAH06AAK |  | Mini-Splits(Non-Ducted) | D5FSOAH06XAK |  | 6500 | 22 | 12 | 7400 | 8100 | 109.5% | 2.4 | 0 | 15.2 |  |  |  |  | R-454B | 0.54167 | Residential & Commercial | VSMSHP | Non-Ducted CEE Tier 2
215324498 | Mini/Multi Split | KENMORE | HRCU-A-CB-O | D5CSRAH09AAK |  | Mini-Splits(Non-Ducted) | D5FSFAH09XAK |  | 9000 | 26 | 13.9 | 9000 | 8600 | 95.56% | 2.27 | 0 | 16.3 |  |  |  |  | R-454B | 0.75 | Residential & Commercial | VSMSHP | Non-Ducted CEE Tier 2
215324501 | Mini/Multi Split | KENMORE | HRCU-A-CB-O | D5CSRAH12AAK |  | Mini-Splits(Non-Ducted) | D5FSHAH12XAK |  | 12000 | 25.5 | 10.7 | 12000 | 8400 | 70% | 2.3 | 0 | 13.1 |  |  |  |  | R-454B | 1 | Residential & Commercial | VSMSHP | Non-Ducted CEE Tier 2
215324530 | Mini/Multi Split | KENMORE | HRCU-A-CB-O | D5CLHAH58AAK |  | Mini-Splits(Non-Ducted) | D5FCFAH58XAK |  | 54000 | 18.1 | 10.7 | 60000 | 54000 | 90% | 1.91 | 0 | 9 |  |  |  |  | R-454B | 4.5 | Residential & Commercial | VSMSHP | Non-Ducted CEE Tier 2
215324532 | Mini/Multi Split | KENMORE | HRCU-A-CB-O | D5CLRAH36AAK |  | Mini-Splits(Non-Ducted) | D5FLCAH36XAK |  | 36000 | 20 | 10.4 | 38000 | 26600 | 70% | 2.2 | 0 | 9.7 |  |  |  |  | R-454B | 3 | Residential & Commercial | VSMSHP | Non-Ducted CEE Tier 2
215324562 | Mini/Multi Split | MIDEA | HRCU-A-CB-O | D5CSHAH24AAK |  | Mini-Splits(Non-Ducted) | D5FSHAH24XAK |  | 24000 | 21.2 | 13.5 | 29000 | 24200 | 83.45% | 2.34 | 0 | 13 |  |  |  |  | R-454B | 2 | Residential & Commercial | VSMSHP | Non-Ducted CEE Tier 2
215324563 | Mini/Multi Split | MIDEA | HRCU-A-CB-O | D5CSHAH24AAK |  | Mini-Splits(Non-Ducted) | D5FSCAH24XAK |  | 23400 | 20.8 | 11.6 | 25000 | 23800 | 95.2% | 2.23 | 0 | 12 |  |  |  |  | R-454B | 1.95 | Residential & Commercial | VSMSHP | Non-Ducted CEE Tier 2
215324564 | Mini/Multi Split | MIDEA | HRCU-A-CB-O | D5CSHAH24AAK |  | Mini-Splits(Non-Ducted) | D5FCFAH24XAK |  | 22000 | 20.5 | 12.1 | 26000 | 24200 | 93.08% | 2.16 | 0 | 12 |  |  |  |  | R-454B | 1.8333 | Residential & Commercial | VSMSHP | Non-Ducted CEE Tier 2
215324593 | Mini/Multi Split | MIDEA | HRCU-A-CB-O | D5CVRAH09AAK |  | Mini-Splits(Non-Ducted) | D5FVHAH09XAK |  | 9000 | 19 | 9.7 | 10000 | 7000 | 70% | 2.15 | 0 | 10.9 |  |  |  |  | R-454B | 0.75 | Residential & Commercial | VSMSHP | Non-Ducted CEE Tier 2
215324622 | Mini/Multi Split | TEMPSTAR | HRCU-A-CB-O | D5CSHAH12AAK |  | Mini-Splits(Non-Ducted) | D5FSHAH12XAK |  | 12000 | 25.5 | 10.5 | 12000 | 11500 | 95.83% | 1.8 | 0 | 13.5 |  |  |  |  | R-454B | 1 | Residential & Commercial | VSMSHP | Non-Ducted CEE Tier 2
215324623 | Mini/Multi Split | TEMPSTAR | HRCU-A-CB-O | D5CSHAH12AAK |  | Mini-Splits(Non-Ducted) | D5FSOAH12XAK |  | 12000 | 23 | 10.2 | 12500 | 11500 | 92% | 2 | 0 | 13 |  |  |  |  | R-454B | 1 | Residential & Commercial | VSMSHP | Non-Ducted CEE Tier 2
215324624 | Mini/Multi Split | TEMPSTAR | HRCU-A-CB-O | D5CSHAH12AAK |  | Mini-Splits(Non-Ducted) | D5FSCAH12XAK |  | 12000 | 22.3 | 11.6 | 12000 | 11500 | 95.83% | 2 | 0 | 12.7 |  |  |  |  | R-454B | 1 | Residential & Commercial | VSMSHP | Non-Ducted CEE Tier 2
215324625 | Mini/Multi Split | TEMPSTAR | HRCU-A-CB-O | D5CSHAH12AAK |  | Mini-Splits(Non-Ducted) | D5FSFAH12XAK |  | 12000 | 25 | 10.6 | 12000 | 11300 | 94.17% | 1.88 | 0 | 12.7 |  |  |  |  | R-454B | 1 | Residential & Commercial | VSMSHP | Non-Ducted CEE Tier 2
207688889 | Mini/Multi Split | TCL | HRCU-A-CB-O | TSC-09HA2/I3TI23 |  | Mini-Splits(Non-Ducted) | TSC-09HA2/I3TI23-I |  | 9000 | 23.5 | 9.2 | 9500 | 7300 | 76.84% | 1.8 | 13 | 13 |  |  |  |  | R-410A | 0.75 | Residential & Commercial | VSMSHP
207688890 | Mini/Multi Split | TCL | HRCU-A-CB-O | TSC-12HA2/I3TI23 |  | Mini-Splits(Non-Ducted) | TSC-12HA2/I3TI23-I |  | 12000 | 23 | 9.5 | 12000 | 9100 | 75.83% | 1.8 | 13 | 13 |  |  |  |  | R-410A | 1 | Residential & Commercial | VSMSHP | Non-Ducted CEE Tier 2
204825181 | Mini/Multi Split | LG | HRCU-A-CB-O | LAU240HYV3 |  | Mini-Splits(Non-Ducted) | LAN240HYV3 |  | 22000 | 23 | 10 | 26000 | 18200 | 70% | 1.8 | 13 | 13 |  |  |  |  | R-410A | 1.8333 | Residential & Commercial | VSMSHP | Non-Ducted CEE Tier 2
204825182 | Mini/Multi Split | LG | HRCU-A-CB-O | LSU243HLV3 |  | Mini-Splits(Non-Ducted) | LSN243HLV3 |  | 22000 | 22 | 9.5 | 26000 | 18200 | 70% | 1.75 | 13 | 13 |  |  |  |  | R-410A | 1.8333 | Residential & Commercial | VSMSHP | Non-Ducted CEE Tier 2
210857352 | Mini/Multi Split | DIYCOOL | HRCU-A-CB-O | ACIQ-18ZPL-HP230B |  | Mini-Splits(Non-Ducted) | ACIQ-18FM-HH-MC |  | 16000 | 20.2 | 8.9 | 17000 | 16700 | 98.24% | 1.76 | 11 | 11 |  |  |  |  | R-410A | 1.3333 | Residential & Commercial | VSMSHP
212409463 | Mini/Multi Split | GE Appliances | HRCU-A-CB-O | ASH112URDE** |  | Mini-Splits(Non-Ducted) | AB12SC2VHA |  | 12000 | 20.5 | 8.5 | 12400 | 8700 | 70.16% | 1.8 | 0 | 12.5 |  |  |  |  | R-410A | 1 | Residential & Commercial | VSMSHP
212361347 | Mini/Multi Split | LENNOX | HRCU-A-CB-O | LI012HO-190P432 |  | Mini-Splits(Non-Ducted) | LI012HI-190P432 |  | 12000 | 17.5 | 8.5 | 12000 | 8500 | 70.83% | 1.8 | 8.7 | 8.7 |  |  |  |  | R-410A | 1 | Residential & Commercial | VSMSHP
212361755 | Mini/Multi Split | KANIONco | HRCU-A-CB-O | KWSM-09IR410AHS20MVLODU |  | Mini-Splits(Non-Ducted) | KWSM-09IR410AHS20MVLIDU |  | 9000 | 21.5 | 9.1 | 10000 | 7000 | 70% | 2.16 | 12.5 | 12.5 |  |  |  |  | R-410A | 0.75 | Residential & Commercial | VSMSHP
212361762 | Mini/Multi Split | Breeze33 | HRCU-A-CB-O | BZ33-HYP33OUT2-G2-P |  | Mini-Splits(Non-Ducted) | BZ33-HYP33OUT2-G2-P |  | 33000 | 19.5 | 10 | 35000 | 34600 | 98.86% | 1.8 | 0 | 12 |  |  |  |  | R-410A | 2.75 | Residential & Commercial | VSMSHP | Non-Ducted CEE Tier 2
212365393 | Mini/Multi Split | TOSOT | HRCU-A-CB-O | TW09HXP2A1DO |  | Mini-Splits(Non-Ducted) | TM09HBTDI |  | 9100 | 19 | 9.5 | 10500 | 10000 | 95.24% | 1.85 | 0 | 13 |  |  |  |  | R-410A | 0.75833 | Residential & Commercial | VSMSHP | Non-Ducted CEE Tier 2
212365395 | Mini/Multi Split | TOSOT | HRCU-A-CB-O | TW12HXP2A1DO |  | Mini-Splits(Non-Ducted) | TM12HBKDI |  | 12000 | 24 | 8.5 | 12000 | 9200 | 76.67% | 1.9 | 0 | 12.5 |  |  |  |  | R-410A | 1 | Residential & Commercial | VSMSHP
212365396 | Mini/Multi Split | TOSOT | HRCU-A-CB-O | TW12HXP2A1DO |  | Mini-Splits(Non-Ducted) | TM12HBTDI |  | 12000 | 18.5 | 8.5 | 12000 | 10000 | 83.33% | 1.85 | 0 | 11.5 |  |  |  |  | R-410A | 1 | Residential & Commercial | VSMSHP
212365398 | Mini/Multi Split | TOSOT | HRCU-A-CB-O | TW18HXP2A1DO |  | Mini-Splits(Non-Ducted) | TM18HBKDI |  | 18000 | 19 | 8.5 | 18000 | 14500 | 80.56% | 1.93 | 0 | 10.05 |  |  |  |  | R-410A | 1.5 | Residential & Commercial | VSMSHP
212365402 | Mini/Multi Split | TOSOT | HRCU-A-CB-O | TW24HXP2A1DO |  | Mini-Splits(Non-Ducted) | TM24HBTDI |  | 22000 | 20 | 9 | 24000 | 19000 | 79.17% | 1.8 | 0 | 12 |  |  |  |  | R-410A | 1.8333 | Residential & Commercial | VSMSHP
212365403 | Mini/Multi Split | Custom Comfort | HRCU-A-CB-O | CCOXHASZ06HP |  | Mini-Splits(Non-Ducted) | CCOXHAWM06 |  | 6000 | 26.5 | 13.6 | 7000 | 7500 | 107.1% | 2.1 | 15.8 | 15.8 |  |  |  |  | R-410A | 0.5 | Residential & Commercial | VSMSHP | Non-Ducted CEE Tier 2
212365404 | Mini/Multi Split | Custom Comfort | HRCU-A-CB-O | CCOXHASZ09HP |  | Mini-Splits(Non-Ducted) | CCOXHAWM09 |  | 9000 | 28.1 | 11.5 | 12000 | 10600 | 88.33% | 2 | 16.2 | 16.2 |  |  |  |  | R-410A | 0.75 | Residential & Commercial | VSMSHP | Non-Ducted CEE Tier 2
212365405 | Mini/Multi Split | Custom Comfort | HRCU-A-CB-O | CCOXHASZ12HP |  | Mini-Splits(Non-Ducted) | CCOXHAWM12 |  | 12000 | 25.5 | 10.4 | 12000 | 12000 | 100% | 1.8 | 14 | 14 |  |  |  |  | R-410A | 1 | Residential & Commercial | VSMSHP | Non-Ducted CEE Tier 2
212365406 | Mini/Multi Split | Custom Comfort | HRCU-A-CB-O | CCOXHASZ17HP |  | Mini-Splits(Non-Ducted) | CCOXHAWM18 |  | 18000 | 21.5 | 11.3 | 18000 | 18000 | 100% | 1.8 | 12.5 | 12.5 |  |  |  |  | R-410A | 1.5 | Residential & Commercial | VSMSHP | Non-Ducted CEE Tier 2
212365407 | Mini/Multi Split | Custom Comfort | HRCU-A-CB-O | CCOXHASZ24HP |  | Mini-Splits(Non-Ducted) | CCOXHAWM24 |  | 24000 | 21.5 | 11.4 | 29000 | 25000 | 86.21% | 2.21 | 13 | 13 |  |  |  |  | R-410A | 2 | Residential & Commercial | VSMSHP | Non-Ducted CEE Tier 2
212365408 | Mini/Multi Split | Custom Comfort | HRCU-A-CB-O | CCOXHASZ33HP |  | Mini-Splits(Non-Ducted) | CCOXHAWM33 |  | 33000 | 19.5 | 10 | 35000 | 34600 | 98.86% | 1.8 | 0 | 12 |  |  |  |  | R-410A | 2.75 | Residential & Commercial | VSMSHP | Non-Ducted CEE Tier 2
212365409 | Mini/Multi Split | Custom Comfort | HRCU-A-CB-O | CCOXHASZ09HP |  | Mini-Splits(Non-Ducted) | CCOXHA4C09 |  | 9000 | 20.5 | 10.3 | 9800 | 10000 | 102% | 1.8 | 13 | 13 |  |  |  |  | R-410A | 0.75 | Residential & Commercial | VSMSHP | Non-Ducted CEE Tier 2
212365410 | Mini/Multi Split | Custom Comfort | HRCU-A-CB-O | CCOXHASZ12HP |  | Mini-Splits(Non-Ducted) | CCOXHA4C12 |  | 12000 | 22.3 | 10.2 | 12000 | 11300 | 94.17% | 1.89 | 12.7 | 12.7 |  |  |  |  | R-410A | 1 | Residential & Commercial | VSMSHP | Non-Ducted CEE Tier 2
212365411 | Mini/Multi Split | Custom Comfort | HRCU-A-CB-O | CCOXHASZ17HP |  | Mini-Splits(Non-Ducted) | CCOXHA4C18 |  | 16000 | 20 | 9.5 | 17000 | 16000 | 94.12% | 1.75 | 12.5 | 12.5 |  |  |  |  | R-410A | 1.3333 | Residential & Commercial | VSMSHP | Non-Ducted CEE Tier 2
212365412 | Mini/Multi Split | Custom Comfort | HRCU-A-CB-O | CCOXHASZ24HP |  | Mini-Splits(Non-Ducted) | CCOXHA4C24 |  | 24000 | 20.5 | 11.5 | 25000 | 25800 | 103.2% | 2 | 11 | 11 |  |  |  |  | R-410A | 2 | Residential & Commercial | VSMSHP | Non-Ducted CEE Tier 2
212365413 | Mini/Multi Split | Custom Comfort | HRCU-A-CB-O | CCOXHASZ36CHP |  | Mini-Splits(Non-Ducted) | CCOXHA4C36 |  | 36000 | 19.4 | 10.5 | 40000 | 40000 | 100% | 1.85 | 9.5 | 9.5 |  |  |  |  | R-410A | 3 | Residential & Commercial | VSMSHP | Non-Ducted CEE Tier 2
212365414 | Mini/Multi Split | Custom Comfort | HRCU-A-CB-O | CCOXHASZ48CHP |  | Mini-Splits(Non-Ducted) | CCOXHA4C48 |  | 48000 | 16.8 | 10.7 | 53000 | 48000 | 90.57% | 1.98 | 8.3 | 8.3 |  |  |  |  | R-410A | 4 | Residential & Commercial | VSMSHP
212365422 | Mini/Multi Split | Custom Comfort | HRCU-A-CB-O | CCOXHASZ12HP |  | Mini-Splits(Non-Ducted) | CCOXHAFM12 |  | 12000 | 24.2 | 10.7 | 12000 | 11900 | 99.17% | 1.99 | 13.3 | 13.3 |  |  |  |  | R-410A | 1 | Residential & Commercial | VSMSHP | Non-Ducted CEE Tier 2
212365423 | Mini/Multi Split | Custom Comfort | HRCU-A-CB-O | CCOXHASZ17HP |  | Mini-Splits(Non-Ducted) | CCOXHAFM18 |  | 16000 | 20.2 | 8.9 | 17000 | 16700 | 98.24% | 1.76 | 11 | 11 |  |  |  |  | R-410A | 1.3333 | Residential & Commercial | VSMSHP
212365424 | Mini/Multi Split | Custom Comfort | HRCU-A-CB-O | CCOXHASZ17HP |  | Mini-Splits(Non-Ducted) | CCOXHAFC18 |  | 17000 | 20.5 | 9.8 | 18000 | 16800 | 93.33% | 1.86 | 12.5 | 12.5 |  |  |  |  | R-410A | 1.4167 | Residential & Commercial | VSMSHP | Non-Ducted CEE Tier 2
212365425 | Mini/Multi Split | Custom Comfort | HRCU-A-CB-O | CCOXHASZ24HP |  | Mini-Splits(Non-Ducted) | CCOXHAFC24 |  | 24000 | 20.5 | 11 | 25000 | 25000 | 100% | 2.1 | 11.5 | 11.7 |  |  |  |  | R-410A | 2 | Residential & Commercial | VSMSHP | Non-Ducted CEE Tier 2
212365426 | Mini/Multi Split | Custom Comfort | HRCU-A-CB-O | CCOXHASZ36CHP |  | Mini-Splits(Non-Ducted) | CCOXHAFC36 |  | 36000 | 17.6 | 10 | 39000 | 36600 | 93.85% | 1.75 | 8.6 | 8.8 |  |  |  |  | R-410A | 3 | Residential & Commercial | VSMSHP
212365427 | Mini/Multi Split | Custom Comfort | HRCU-A-CB-O | CCOXHASZ48CHP |  | Mini-Splits(Non-Ducted) | CCOXHAFC48 |  | 48000 | 17 | 9.8 | 51000 | 49000 | 96.08% | 1.8 | 8.2 | 8.2 |  |  |  |  | R-410A | 4 | Residential & Commercial | VSMSHP
212365428 | Mini/Multi Split | Custom Comfort | HRCU-A-CB-O | CCOXHASZ60CHP |  | Mini-Splits(Non-Ducted) | CCOXHAFC60 |  | 55000 | 17.3 | 10.2 | 60000 | 56500 | 94.17% | 1.97 | 9 | 9 |  |  |  |  | R-410A | 4.5833 | Residential & Commercial | VSMSHP | Non-Ducted CEE Tier 2
212365429 | Mini/Multi Split | Custom Comfort | HRCU-A-CB-O | CCOXHASZ06HP |  | Mini-Splits(Non-Ducted) | CCOXHA1C06 |  | 6500 | 22 | 10.8 | 7100 | 8000 | 112.7% | 2 | 14.5 | 14.5 |  |  |  |  | R-410A | 0.54167 | Residential & Commercial | VSMSHP | Non-Ducted CEE Tier 2
212365430 | Mini/Multi Split | Custom Comfort | HRCU-A-CB-O | CCOXHASZ09HP |  | Mini-Splits(Non-Ducted) | CCOXHA1C09 |  | 9000 | 24 | 12.4 | 10900 | 10500 | 96.33% | 1.8 | 13 | 13 |  |  |  |  | R-410A | 0.75 | Residential & Commercial | VSMSHP | Non-Ducted CEE Tier 2
212365431 | Mini/Multi Split | Custom Comfort | HRCU-A-CB-O | CCOXHASZ12HP |  | Mini-Splits(Non-Ducted) | CCOXHA1C12 |  | 12000 | 23 | 10 | 12500 | 11000 | 88% | 1.8 | 13 | 13 |  |  |  |  | R-410A | 1 | Residential & Commercial | VSMSHP | Non-Ducted CEE Tier 2
212365432 | Mini/Multi Split | Custom Comfort | HRCU-A-CB-O | CCOXHASZ17HP |  | Mini-Splits(Non-Ducted) | CCOXHA1C18 |  | 16700 | 19.8 | 11.2 | 20000 | 16700 | 83.5% | 1.93 | 12.5 | 12.5 |  |  |  |  | R-410A | 1.3917 | Residential & Commercial | VSMSHP | Non-Ducted CEE Tier 2
212369705 | Mini/Multi Split | K&A | HRCU-A-CB-O | MAJESTIC-12HVT-US |  | Mini-Splits(Non-Ducted) | MAJESTIC-12HVT-US |  | 12000 | 19 | 8.5 | 12200 | 8600 | 70.49% | 1.8 | 0 | 10 |  |  |  |  | R-410A | 1 | Residential & Commercial | VSMSHP
212386851 | Mini/Multi Split | FUJIECO | HRCU-A-CB-O | FES-09H1T*(O) |  | Mini-Splits(Non-Ducted) | FES-09H1TK(I) |  | 9000 | 19 | 8.5 | 10000 | 7000 | 70% | 1.75 | 0 | 10 |  |  |  |  | R-410A | 0.75 | Residential & Commercial | VSMSHP
212386856 | Mini/Multi Split | FUJIECO | HRCU-A-CB-O | FES-09H1TQ(O) |  | Mini-Splits(Non-Ducted) | FES-09H1TQ(I) |  | 9000 | 19 | 8.5 | 10000 | 7000 | 70% | 1.75 | 0 | 10 |  |  |  |  | R-410A | 0.75 | Residential & Commercial | VSMSHP
212386866 | Mini/Multi Split | TURBRO | HRCU-A-CB-O | GL12K115-O |  | Mini-Splits(Non-Ducted) | GL12K115-I |  | 12000 | 22 | 9 | 12000 | 8700 | 72.5% | 1.8 | 12.5 | 12.5 |  |  |  |  | R-410A | 1 | Residential & Commercial | VSMSHP
212390859 | Mini/Multi Split | ApooDr | HRCU-A-CB-O | ATPRO23-12H1B |  | Mini-Splits(Non-Ducted) | ATPRO23-12H1A |  | 12000 | 22 | 9 | 12000 | 8700 | 72.5% | 1.8 | 12.5 | 12.5 |  |  |  |  | R-410A | 1 | Residential & Commercial | VSMSHP
212390860 | Mini/Multi Split | ApooDr | HRCU-A-CB-O | ATPRO23-09H220V1B |  | Mini-Splits(Non-Ducted) | ATPRO23-09H220V1A |  | 9000 | 23.5 | 9.2 | 9500 | 7300 | 76.84% | 1.8 | 13 | 13 |  |  |  |  | R-410A | 0.75 | Residential & Commercial | VSMSHP
212390861 | Mini/Multi Split | ApooDr | HRCU-A-CB-O | ATPRO23-12H220V1B |  | Mini-Splits(Non-Ducted) | ATPRO23-12H220V1A |  | 12000 | 23 | 9.5 | 12000 | 9100 | 75.83% | 1.8 | 13 | 13 |  |  |  |  | R-410A | 1 | Residential & Commercial | VSMSHP | Non-Ducted CEE Tier 2
212390864 | Mini/Multi Split | ApooDr | HRCU-A-CB-O | AES19-09H1B |  | Mini-Splits(Non-Ducted) | AES19-09H1A |  | 9000 | 19 | 8.5 | 10000 | 7000 | 70% | 1.75 | 0 | 10 |  |  |  |  | R-410A | 0.75 | Residential & Commercial | VSMSHP
212394364 | Mini/Multi Split | GREE | HRCU-A-CB-O | GWH09ATCXB-D3DNA1A/O |  | Mini-Splits(Non-Ducted) | GWH09AWCXB-D3DN***/I |  | 9100 | 19.5 | 8.8 | 10000 | 7400 | 74% | 1.81 | 0 | 11.3 |  |  |  |  | R-410A | 0.75833 | Residential & Commercial | VSMSHP
212396482 | Mini/Multi Split | KINGHOME | HRCU-A-CB-O | KW09HQ19SDO |  | Mini-Splits(Non-Ducted) | KW09HQ19SDI |  | 9100 | 19.5 | 8.8 | 10000 | 7400 | 74% | 1.81 | 0 | 11.3 |  |  |  |  | R-410A | 0.75833 | Residential & Commercial | VSMSHP
212409447 | Mini/Multi Split | HAIER | HRCU-A-CB-O | 1U09EH2HE** |  | Mini-Splits(Non-Ducted) | AW09EH2HE** |  | 9000 | 30 | 14 | 10000 | 10600 | 106% | 1.9 | 0 | 16 |  |  |  |  | R-410A | 0.75 | Residential & Commercial | VSMSHP | Non-Ducted CEE Tier 2
212409448 | Mini/Multi Split | HAIER | HRCU-A-CB-O | 1U12EH2HE** |  | Mini-Splits(Non-Ducted) | AW12EH2HE** |  | 12000 | 27.5 | 12.5 | 14500 | 14900 | 102.8% | 1.9 | 0 | 15 |  |  |  |  | R-410A | 1 | Residential & Commercial | VSMSHP | Non-Ducted CEE Tier 2
212409449 | Mini/Multi Split | HAIER | HRCU-A-CB-O | 1U18EH2HE** |  | Mini-Splits(Non-Ducted) | AW18EH2HE** |  | 17800 | 23 | 12 | 20000 | 18000 | 90% | 1.9 | 0 | 13 |  |  |  |  | R-410A | 1.4833 | Residential & Commercial | VSMSHP | Non-Ducted CEE Tier 2
212409454 | Mini/Multi Split | HAIER | HRCU-A-CB-O | 1U12EH2HE** |  | Mini-Splits(Non-Ducted) | AB12SC2VHA |  | 12000 | 20.5 | 8.5 | 12400 | 8700 | 70.16% | 1.8 | 0 | 12.5 |  |  |  |  | R-410A | 1 | Residential & Commercial | VSMSHP
212409456 | Mini/Multi Split | GE Appliances | HRCU-A-CB-O | ASH109URDE** |  | Mini-Splits(Non-Ducted) | ASYW09URDE** |  | 9000 | 30 | 14 | 10000 | 10600 | 106% | 1.9 | 0 | 16 |  |  |  |  | R-410A | 0.75 | Residential & Commercial | VSMSHP | Non-Ducted CEE Tier 2
212409457 | Mini/Multi Split | GE Appliances | HRCU-A-CB-O | ASH112URDE** |  | Mini-Splits(Non-Ducted) | ASYW12URDE** |  | 12000 | 27.5 | 12.5 | 14500 | 14900 | 102.8% | 1.9 | 0 | 15 |  |  |  |  | R-410A | 1 | Residential & Commercial | VSMSHP | Non-Ducted CEE Tier 2
212409458 | Mini/Multi Split | GE Appliances | HRCU-A-CB-O | ASH118URDE** |  | Mini-Splits(Non-Ducted) | ASYW18URDE** |  | 17800 | 23 | 12 | 20000 | 18000 | 90% | 1.9 | 0 | 13 |  |  |  |  | R-410A | 1.4833 | Residential & Commercial | VSMSHP | Non-Ducted CEE Tier 2
213363365 | Mini/Multi Split | AIRDACH | HRCU-A-CB-O | ACSH0924VM2-D |  | Mini-Splits(Non-Ducted) | AICH0900VM1-D |  | 9000 | 20 | 10 | 10000 | 7400 | 74% | 1.9 | 13 | 13 |  |  |  |  | R-410A | 0.75 | Residential & Commercial | VSMSHP | Non-Ducted CEE Tier 2
213160460 | Mini/Multi Split | KANIONco | HRCU-A-CB-O | KWSM-06IR410AHS26.5ODU |  | Mini-Splits(Non-Ducted) | KWSM-06IR410AHS26.5IDU |  | 6000 | 26.5 | 13.6 | 7000 | 7500 | 107.1% | 2.1 | 15.8 | 15.8 |  |  |  |  | R-410A | 0.5 | Residential & Commercial | VSMSHP | Non-Ducted CEE Tier 2
213160461 | Mini/Multi Split | KANIONco | HRCU-A-CB-O | KWSM-09IR410AHS28.1ODU |  | Mini-Splits(Non-Ducted) | KWSM-09IR410AHS28.1IDU |  | 9000 | 28.1 | 11.5 | 12000 | 10600 | 88.33% | 2 | 16.2 | 16.2 |  |  |  |  | R-410A | 0.75 | Residential & Commercial | VSMSHP | Non-Ducted CEE Tier 2
213160462 | Mini/Multi Split | KANIONco | HRCU-A-CB-O | KWSM-12IR410AHS25.5ODU |  | Mini-Splits(Non-Ducted) | KWSM-12IR410AHS25.5IDU |  | 12000 | 25.5 | 10.4 | 12000 | 12000 | 100% | 1.8 | 14 | 14 |  |  |  |  | R-410A | 1 | Residential & Commercial | VSMSHP | Non-Ducted CEE Tier 2
213160463 | Mini/Multi Split | KANIONco | HRCU-A-CB-O | KWSM-18IR410AHS21.5ODU |  | Mini-Splits(Non-Ducted) | KWSM-18IR410AHS21.5IDU |  | 18000 | 21.5 | 11.3 | 18000 | 18000 | 100% | 1.8 | 12.5 | 12.5 |  |  |  |  | R-410A | 1.5 | Residential & Commercial | VSMSHP | Non-Ducted CEE Tier 2
213160464 | Mini/Multi Split | KANIONco | HRCU-A-CB-O | KWSM-24IR410AHS21.5ODU |  | Mini-Splits(Non-Ducted) | KWSM-24IR410AHS21.5IDU |  | 24000 | 21.5 | 11.4 | 29000 | 25000 | 86.21% | 2.21 | 13 | 13 |  |  |  |  | R-410A | 2 | Residential & Commercial | VSMSHP | Non-Ducted CEE Tier 2
213160486 | Mini/Multi Split | Durastar | HRCU-A-CB-O | DRA1H33S1A |  | Mini-Splits(Non-Ducted) | DRAW33F1B |  | 33000 | 20 | 10 | 35000 | 34600 | 98.86% | 1.8 | 0 | 11.7 |  |  |  |  | R-410A | 2.75 | Residential & Commercial | VSMSHP | Non-Ducted CEE Tier 2
213194174 | Mini/Multi Split | GREE | HRCU-A-CB-O | GWH12QC-D3DNA1D/O |  | Mini-Splits(Non-Ducted) | GWH12AGC-D3DN***/I |  | 12000 | 21.5 | 8.5 | 13000 | 9100 | 70% | 1.8 | 0 | 12 |  |  |  |  | R-410A | 1 | Residential & Commercial | VSMSHP
213194987 | Mini/Multi Split | SHARP | HRCU-A-CB-O | AE-X12ZU1 |  | Mini-Splits(Non-Ducted) | AY-XP12ZU1 |  | 12000 | 22 | 11 | 14000 | 12000 | 85.71% | 2.1 | 0 | 12.5 |  |  |  |  | R-32 | 1 | Residential & Commercial | VSMSHP | Non-Ducted CEE Tier 2
212316221 | Mini/Multi Split | GREE | HRCU-A-CB-O | GWH12AUCXD-D3DNA1A/O |  | Mini-Splits(Non-Ducted) | GWH12AUCXD-D3DN***/I |  | 12000 | 24 | 9 | 12000 | 9000 | 75% | 1.85 | 0 | 12.5 |  |  |  |  | R-410A | 1 | Residential & Commercial | VSMSHP
212316954 | Mini/Multi Split | FUJIECO | HRCU-A-CB-O | FES-09H2TK-ES(O)* |  | Mini-Splits(Non-Ducted) | FES-09H2TK-ES(I) |  | 9000 | 23.5 | 9.2 | 9500 | 7300 | 76.84% | 1.8 | 13 | 13 |  |  |  |  | R-410A | 0.75 | Residential & Commercial | VSMSHP
212348360 | Mini/Multi Split | MAXI AIR | HRCU-A-CB-O | NE-T52-SUPAE12E |  | Mini-Splits(Non-Ducted) | NE-T52-SUPAE12I |  | 12000 | 25.5 | 10.4 | 12000 | 12000 | 100% | 1.8 | 14 | 14 |  |  |  |  | R-410A | 1 | Residential & Commercial | VSMSHP | Non-Ducted CEE Tier 2
212348362 | Mini/Multi Split | MAXI AIR | HRCU-A-CB-O | NE-T52-SUPAE18E |  | Mini-Splits(Non-Ducted) | NE-T52-SUPAE18I |  | 18000 | 21.5 | 11.3 | 18000 | 18000 | 100% | 1.8 | 12.5 | 12.5 |  |  |  |  | R-410A | 1.5 | Residential & Commercial | VSMSHP | Non-Ducted CEE Tier 2
212348364 | Mini/Multi Split | MAXI AIR | HRCU-A-CB-O | NE-T52-PLA18INT |  | Mini-Splits(Non-Ducted) | NE-T52-PLA18EXT |  | 18000 | 23.7 | 10.3 | 18000 | 12600 | 70% | 2.39 | 13.5 | 13.5 |  |  |  |  | R-410A | 1.5 | Residential & Commercial | VSMSHP | Non-Ducted CEE Tier 2
212349504 | Mini/Multi Split | ZERO | HRCU-A-CB-O | ZMSB-09HVT110-USHH |  | Mini-Splits(Non-Ducted) | ZMSB-09HVT110-USHH |  | 9000 | 23 | 9 | 9500 | 7000 | 73.68% | 1.8 | 12.5 | 12.5 |  |  |  |  | R-410A | 0.75 | Residential & Commercial | VSMSHP
212349505 | Mini/Multi Split | ZERO | HRCU-A-CB-O | ZMSB-12HVT110-USHH |  | Mini-Splits(Non-Ducted) | ZMSB-12HVT110-USHH |  | 12000 | 22 | 9 | 12000 | 8700 | 72.5% | 1.8 | 12.5 | 12.5 |  |  |  |  | R-410A | 1 | Residential & Commercial | VSMSHP
212349506 | Mini/Multi Split | ZERO | HRCU-A-CB-O | ZMSB-09HVT-USHH |  | Mini-Splits(Non-Ducted) | ZMSB-09HVT-USHH |  | 9000 | 23.5 | 9.2 | 9500 | 7300 | 76.84% | 1.8 | 13 | 13 |  |  |  |  | R-410A | 0.75 | Residential & Commercial | VSMSHP
212349507 | Mini/Multi Split | ZERO | HRCU-A-CB-O | ZMSB-12HVT-USHH |  | Mini-Splits(Non-Ducted) | ZMSB-12HVT-USHH |  | 12000 | 23 | 9.5 | 12000 | 9100 | 75.83% | 1.8 | 13 | 13 |  |  |  |  | R-410A | 1 | Residential & Commercial | VSMSHP | Non-Ducted CEE Tier 2
212360138 | Mini/Multi Split | KANIONco | HRCU-A-CB-O | KWSM-09IR410AHS21.5MVODU |  | Mini-Splits(Non-Ducted) | KWSM-09IR410AHS21.5MVIDU |  | 9000 | 21.7 | 9.4 | 10000 | 7000 | 70% | 2 | 12.6 | 12.6 |  |  |  |  | R-410A | 0.75 | Residential & Commercial | VSMSHP
212316184 | Mini/Multi Split | STEALTH | HRCU-A-CB-O | ACIQ-06ZPL-HP230B |  | Mini-Splits(Non-Ducted) | ACIQ-06W-HH-MC |  | 6000 | 26.5 | 13.6 | 7000 | 7500 | 107.1% | 2.1 | 15.8 | 15.8 |  |  |  |  | R-410A | 0.5 | Residential & Commercial | VSMSHP | Non-Ducted CEE Tier 2
212316185 | Mini/Multi Split | STEALTH | HRCU-A-CB-O | ACIQ-09ZPL-HP230B |  | Mini-Splits(Non-Ducted) | ACIQ-09W-HH-MC |  | 9000 | 28.1 | 11.5 | 12000 | 10600 | 88.33% | 2 | 16.2 | 16.2 |  |  |  |  | R-410A | 0.75 | Residential & Commercial | VSMSHP | Non-Ducted CEE Tier 2
212316186 | Mini/Multi Split | STEALTH | HRCU-A-CB-O | ACIQ-12ZPL-HP230B |  | Mini-Splits(Non-Ducted) | ACIQ-12W-HH-MC |  | 12000 | 25.5 | 10.4 | 12000 | 12000 | 100% | 1.8 | 14 | 14 |  |  |  |  | R-410A | 1 | Residential & Commercial | VSMSHP | Non-Ducted CEE Tier 2
212316187 | Mini/Multi Split | STEALTH | HRCU-A-CB-O | ACIQ-18ZPL-HP230B |  | Mini-Splits(Non-Ducted) | ACIQ-18W-HH-MC |  | 18000 | 21.5 | 11.3 | 18000 | 18000 | 100% | 1.8 | 12.5 | 12.5 |  |  |  |  | R-410A | 1.5 | Residential & Commercial | VSMSHP | Non-Ducted CEE Tier 2
212316188 | Mini/Multi Split | STEALTH | HRCU-A-CB-O | ACIQ-24ZPL-HP230B |  | Mini-Splits(Non-Ducted) | ACIQ-24W-HH-MC |  | 24000 | 21.5 | 11.4 | 29000 | 25000 | 86.21% | 2.21 | 13 | 13 |  |  |  |  | R-410A | 2 | Residential & Commercial | VSMSHP | Non-Ducted CEE Tier 2
212316189 | Mini/Multi Split | STEALTH | HRCU-A-CB-O | ACIQ-36ZPL-HP230B |  | Mini-Splits(Non-Ducted) | ACIQ-36CC-HH-MB |  | 36000 | 19.4 | 10.5 | 40000 | 40000 | 100% | 1.85 | 9.5 | 9.5 |  |  |  |  | R-410A | 3 | Residential & Commercial | VSMSHP | Non-Ducted CEE Tier 2
212316190 | Mini/Multi Split | STEALTH | HRCU-A-CB-O | ACIQ-48ZPL-HP230B |  | Mini-Splits(Non-Ducted) | ACIQ-48CC-HH-MB |  | 48000 | 16.8 | 10.7 | 53000 | 48000 | 90.57% | 1.98 | 8.3 | 8.3 |  |  |  |  | R-410A | 4 | Residential & Commercial | VSMSHP
212316194 | Mini/Multi Split | STEALTH | HRCU-A-CB-O | ACIQ-36ZPL-HP230B |  | Mini-Splits(Non-Ducted) | ACIQ-36FM-HH-MB |  | 36000 | 17.6 | 10 | 39000 | 36600 | 93.85% | 1.75 | 8.6 | 8.8 |  |  |  |  | R-410A | 3 | Residential & Commercial | VSMSHP
212316195 | Mini/Multi Split | STEALTH | HRCU-A-CB-O | ACIQ-48ZPL-HP230B |  | Mini-Splits(Non-Ducted) | ACIQ-48FM-HH-MB |  | 48000 | 17 | 9.8 | 51000 | 49000 | 96.08% | 1.8 | 8.2 | 8.2 |  |  |  |  | R-410A | 4 | Residential & Commercial | VSMSHP
212316196 | Mini/Multi Split | STEALTH | HRCU-A-CB-O | ACIQ-60ZPL-HP230B |  | Mini-Splits(Non-Ducted) | ACIQ-60FM-HH-MB |  | 55000 | 17.3 | 10.2 | 60000 | 56500 | 94.17% | 1.97 | 9 | 9 |  |  |  |  | R-410A | 4.5833 | Residential & Commercial | VSMSHP | Non-Ducted CEE Tier 2
212316197 | Mini/Multi Split | STEALTH | HRCU-A-CB-O | ACIQ-06ZPL-HP230B |  | Mini-Splits(Non-Ducted) | SCC-0609-HH-M |  | 6500 | 22 | 10.8 | 7100 | 8000 | 112.7% | 2 | 14.5 | 14.5 |  |  |  |  | R-410A | 0.54167 | Residential & Commercial | VSMSHP | Non-Ducted CEE Tier 2
212316198 | Mini/Multi Split | STEALTH | HRCU-A-CB-O | ACIQ-09ZPL-HP230B |  | Mini-Splits(Non-Ducted) | SCC-0609-HH-M |  | 9000 | 24 | 12.4 | 10900 | 10500 | 96.33% | 1.8 | 13 | 13 |  |  |  |  | R-410A | 0.75 | Residential & Commercial | VSMSHP | Non-Ducted CEE Tier 2
212316199 | Mini/Multi Split | STEALTH | HRCU-A-CB-O | ACIQ-12ZPL-HP230B |  | Mini-Splits(Non-Ducted) | SCC-1218-HH-M |  | 12000 | 23 | 10 | 12500 | 11000 | 88% | 1.8 | 13 | 13 |  |  |  |  | R-410A | 1 | Residential & Commercial | VSMSHP | Non-Ducted CEE Tier 2
212316200 | Mini/Multi Split | STEALTH | HRCU-A-CB-O | ACIQ-18ZPL-HP230B |  | Mini-Splits(Non-Ducted) | SCC-1218-HH-M |  | 16700 | 19.8 | 11.2 | 20000 | 16700 | 83.5% | 1.93 | 12.5 | 12.5 |  |  |  |  | R-410A | 1.3917 | Residential & Commercial | VSMSHP | Non-Ducted CEE Tier 2
212316201 | Mini/Multi Split | STEALTH | HRCU-A-CB-O | ACIQ-12ZPL-HP230B |  | Mini-Splits(Non-Ducted) | ACIQ-12FM-HH-MC |  | 12000 | 24.2 | 10.7 | 12000 | 11900 | 99.17% | 1.99 | 13.3 | 13.3 |  |  |  |  | R-410A | 1 | Residential & Commercial | VSMSHP | Non-Ducted CEE Tier 2
212316202 | Mini/Multi Split | STEALTH | HRCU-A-CB-O | ACIQ-18ZPL-HP230B |  | Mini-Splits(Non-Ducted) | ACIQ-18FM-HH-MC |  | 16000 | 20.2 | 8.9 | 17000 | 16700 | 98.24% | 1.76 | 11 | 11 |  |  |  |  | R-410A | 1.3333 | Residential & Commercial | VSMSHP
212316157 | Mini/Multi Split | STEALTH | HRCU-A-CB-O | ACIQ-09ZPL-HP230B |  | Mini-Splits(Non-Ducted) | ACIQ-09W-HH-MB |  | 9000 | 28.1 | 11.5 | 12000 | 10600 | 88.33% | 2 | 16.2 | 16.2 |  |  |  |  | R-410A | 0.75 | Residential & Commercial | VSMSHP | Non-Ducted CEE Tier 2
212316158 | Mini/Multi Split | STEALTH | HRCU-A-CB-O | ACIQ-12ZPL-HP230B |  | Mini-Splits(Non-Ducted) | ACIQ-12W-HH-MB |  | 12000 | 25.5 | 10.4 | 12000 | 12000 | 100% | 1.8 | 14 | 14 |  |  |  |  | R-410A | 1 | Residential & Commercial | VSMSHP | Non-Ducted CEE Tier 2
212316159 | Mini/Multi Split | STEALTH | HRCU-A-CB-O | ACIQ-18ZPL-HP230B |  | Mini-Splits(Non-Ducted) | ACIQ-18W-HH-MB |  | 18000 | 21.5 | 11.3 | 18000 | 18000 | 100% | 1.8 | 12.5 | 12.5 |  |  |  |  | R-410A | 1.5 | Residential & Commercial | VSMSHP | Non-Ducted CEE Tier 2
212316160 | Mini/Multi Split | STEALTH | HRCU-A-CB-O | ACIQ-24ZPL-HP230B |  | Mini-Splits(Non-Ducted) | ACIQ-24W-HH-MB |  | 24000 | 21.5 | 11.4 | 29000 | 25000 | 86.21% | 2.21 | 13 | 13 |  |  |  |  | R-410A | 2 | Residential & Commercial | VSMSHP | Non-Ducted CEE Tier 2
212316161 | Mini/Multi Split | STEALTH | HRCU-A-CB-O | ACIQ-09ZPL-HP230B |  | Mini-Splits(Non-Ducted) | ACIQ-09CC-HH-MB |  | 9000 | 20.5 | 10.3 | 9800 | 10000 | 102% | 1.8 | 13 | 13 |  |  |  |  | R-410A | 0.75 | Residential & Commercial | VSMSHP | Non-Ducted CEE Tier 2
212316162 | Mini/Multi Split | STEALTH | HRCU-A-CB-O | ACIQ-12ZPL-HP230B |  | Mini-Splits(Non-Ducted) | ACIQ-12CC-HH-MB |  | 12000 | 22.3 | 10.2 | 12000 | 11300 | 94.17% | 1.89 | 12.7 | 12.7 |  |  |  |  | R-410A | 1 | Residential & Commercial | VSMSHP | Non-Ducted CEE Tier 2
212316163 | Mini/Multi Split | STEALTH | HRCU-A-CB-O | ACIQ-18ZPL-HP230B |  | Mini-Splits(Non-Ducted) | ACIQ-18CC-HH-MB |  | 16000 | 20 | 9.5 | 17000 | 16000 | 94.12% | 1.75 | 12.5 | 12.5 |  |  |  |  | R-410A | 1.3333 | Residential & Commercial | VSMSHP | Non-Ducted CEE Tier 2
212316168 | Mini/Multi Split | STEALTH | HRCU-A-CB-O | ACIQ-12ZPL-HP230B |  | Mini-Splits(Non-Ducted) | ACIQ-12FM-HH-MB |  | 12000 | 23.6 | 10 | 12000 | 12000 | 100% | 1.89 | 13 | 13 |  |  |  |  | R-410A | 1 | Residential & Commercial | VSMSHP | Non-Ducted CEE Tier 2
212316169 | Mini/Multi Split | STEALTH | HRCU-A-CB-O | ACIQ-18ZPL-HP230B |  | Mini-Splits(Non-Ducted) | ACIQ-18FM-HH-MB |  | 17000 | 20.5 | 9.8 | 18000 | 16800 | 93.33% | 1.86 | 12.5 | 12.5 |  |  |  |  | R-410A | 1.4167 | Residential & Commercial | VSMSHP | Non-Ducted CEE Tier 2
212316170 | Mini/Multi Split | STEALTH | HRCU-A-CB-O | ACIQ-24ZPL-HP230B |  | Mini-Splits(Non-Ducted) | ACIQ-24FM-HH-MB |  | 24000 | 20.5 | 11 | 25000 | 25000 | 100% | 2.1 | 11.5 | 11.7 |  |  |  |  | R-410A | 2 | Residential & Commercial | VSMSHP | Non-Ducted CEE Tier 2
212316098 | Mini/Multi Split | PolarWave | HRCU-A-CB-O | ACIQ-06ZPL-HP230B |  | Mini-Splits(Non-Ducted) | ACIQ-06W-HH-MC |  | 6000 | 26.5 | 13.6 | 7000 | 7500 | 107.1% | 2.1 | 15.8 | 15.8 |  |  |  |  | R-410A | 0.5 | Residential & Commercial | VSMSHP | Non-Ducted CEE Tier 2
212316099 | Mini/Multi Split | PolarWave | HRCU-A-CB-O | ACIQ-09ZPL-HP230B |  | Mini-Splits(Non-Ducted) | ACIQ-09W-HH-MC |  | 9000 | 28.1 | 11.5 | 12000 | 10600 | 88.33% | 2 | 16.2 | 16.2 |  |  |  |  | R-410A | 0.75 | Residential & Commercial | VSMSHP | Non-Ducted CEE Tier 2
212316100 | Mini/Multi Split | PolarWave | HRCU-A-CB-O | ACIQ-12ZPL-HP230B |  | Mini-Splits(Non-Ducted) | ACIQ-12W-HH-MC |  | 12000 | 25.5 | 10.4 | 12000 | 12000 | 100% | 1.8 | 14 | 14 |  |  |  |  | R-410A | 1 | Residential & Commercial | VSMSHP | Non-Ducted CEE Tier 2
212316101 | Mini/Multi Split | PolarWave | HRCU-A-CB-O | ACIQ-18ZPL-HP230B |  | Mini-Splits(Non-Ducted) | ACIQ-18W-HH-MC |  | 18000 | 21.5 | 11.3 | 18000 | 18000 | 100% | 1.8 | 12.5 | 12.5 |  |  |  |  | R-410A | 1.5 | Residential & Commercial | VSMSHP | Non-Ducted CEE Tier 2
212316102 | Mini/Multi Split | PolarWave | HRCU-A-CB-O | ACIQ-24ZPL-HP230B |  | Mini-Splits(Non-Ducted) | ACIQ-24W-HH-MC |  | 24000 | 21.5 | 11.4 | 29000 | 25000 | 86.21% | 2.21 | 13 | 13 |  |  |  |  | R-410A | 2 | Residential & Commercial | VSMSHP | Non-Ducted CEE Tier 2
212316103 | Mini/Multi Split | PolarWave | HRCU-A-CB-O | ACIQ-36ZPL-HP230B |  | Mini-Splits(Non-Ducted) | ACIQ-36CC-HH-MB |  | 36000 | 19.4 | 10.5 | 40000 | 40000 | 100% | 1.85 | 9.5 | 9.5 |  |  |  |  | R-410A | 3 | Residential & Commercial | VSMSHP | Non-Ducted CEE Tier 2
212316104 | Mini/Multi Split | PolarWave | HRCU-A-CB-O | ACIQ-48ZPL-HP230B |  | Mini-Splits(Non-Ducted) | ACIQ-48CC-HH-MB |  | 48000 | 16.8 | 10.7 | 53000 | 48000 | 90.57% | 1.98 | 8.3 | 8.3 |  |  |  |  | R-410A | 4 | Residential & Commercial | VSMSHP
212316108 | Mini/Multi Split | PolarWave | HRCU-A-CB-O | ACIQ-36ZPL-HP230B |  | Mini-Splits(Non-Ducted) | ACIQ-36FM-HH-MB |  | 36000 | 17.6 | 10 | 39000 | 36600 | 93.85% | 1.75 | 8.6 | 8.8 |  |  |  |  | R-410A | 3 | Residential & Commercial | VSMSHP
212316109 | Mini/Multi Split | PolarWave | HRCU-A-CB-O | ACIQ-48ZPL-HP230B |  | Mini-Splits(Non-Ducted) | ACIQ-48FM-HH-MB |  | 48000 | 17 | 9.8 | 51000 | 49000 | 96.08% | 1.8 | 8.2 | 8.2 |  |  |  |  | R-410A | 4 | Residential & Commercial | VSMSHP
212316110 | Mini/Multi Split | PolarWave | HRCU-A-CB-O | ACIQ-60ZPL-HP230B |  | Mini-Splits(Non-Ducted) | ACIQ-60FM-HH-MB |  | 55000 | 17.3 | 10.2 | 60000 | 56500 | 94.17% | 1.97 | 9 | 9 |  |  |  |  | R-410A | 4.5833 | Residential & Commercial | VSMSHP | Non-Ducted CEE Tier 2
212316111 | Mini/Multi Split | PolarWave | HRCU-A-CB-O | ACIQ-06ZPL-HP230B |  | Mini-Splits(Non-Ducted) | SCC-0609-HH-M |  | 6500 | 22 | 10.8 | 7100 | 8000 | 112.7% | 2 | 14.5 | 14.5 |  |  |  |  | R-410A | 0.54167 | Residential & Commercial | VSMSHP | Non-Ducted CEE Tier 2
212316112 | Mini/Multi Split | PolarWave | HRCU-A-CB-O | ACIQ-09ZPL-HP230B |  | Mini-Splits(Non-Ducted) | SCC-0609-HH-M |  | 9000 | 24 | 12.4 | 10900 | 10500 | 96.33% | 1.8 | 13 | 13 |  |  |  |  | R-410A | 0.75 | Residential & Commercial | VSMSHP | Non-Ducted CEE Tier 2
212316113 | Mini/Multi Split | PolarWave | HRCU-A-CB-O | ACIQ-12ZPL-HP230B |  | Mini-Splits(Non-Ducted) | SCC-1218-HH-M |  | 12000 | 23 | 10 | 12500 | 11000 | 88% | 1.8 | 13 | 13 |  |  |  |  | R-410A | 1 | Residential & Commercial | VSMSHP | Non-Ducted CEE Tier 2
212316114 | Mini/Multi Split | PolarWave | HRCU-A-CB-O | ACIQ-18ZPL-HP230B |  | Mini-Splits(Non-Ducted) | SCC-1218-HH-M |  | 16700 | 19.8 | 11.2 | 20000 | 16700 | 83.5% | 1.93 | 12.5 | 12.5 |  |  |  |  | R-410A | 1.3917 | Residential & Commercial | VSMSHP | Non-Ducted CEE Tier 2
212316115 | Mini/Multi Split | PolarWave | HRCU-A-CB-O | ACIQ-12ZPL-HP230B |  | Mini-Splits(Non-Ducted) | ACIQ-12FM-HH-MC |  | 12000 | 24.2 | 10.7 | 12000 | 11900 | 99.17% | 1.99 | 13.3 | 13.3 |  |  |  |  | R-410A | 1 | Residential & Commercial | VSMSHP | Non-Ducted CEE Tier 2
212316116 | Mini/Multi Split | PolarWave | HRCU-A-CB-O | ACIQ-18ZPL-HP230B |  | Mini-Splits(Non-Ducted) | ACIQ-18FM-HH-MC |  | 16000 | 20.2 | 8.9 | 17000 | 16700 | 98.24% | 1.76 | 11 | 11 |  |  |  |  | R-410A | 1.3333 | Residential & Commercial | VSMSHP
212316071 | Mini/Multi Split | PolarWave | HRCU-A-CB-O | ACIQ-09ZPL-HP230B |  | Mini-Splits(Non-Ducted) | ACIQ-09W-HH-MB |  | 9000 | 28.1 | 11.5 | 12000 | 10600 | 88.33% | 2 | 16.2 | 16.2 |  |  |  |  | R-410A | 0.75 | Residential & Commercial | VSMSHP | Non-Ducted CEE Tier 2
212316072 | Mini/Multi Split | PolarWave | HRCU-A-CB-O | ACIQ-12ZPL-HP230B |  | Mini-Splits(Non-Ducted) | ACIQ-12W-HH-MB |  | 12000 | 25.5 | 10.4 | 12000 | 12000 | 100% | 1.8 | 14 | 14 |  |  |  |  | R-410A | 1 | Residential & Commercial | VSMSHP | Non-Ducted CEE Tier 2
212316073 | Mini/Multi Split | PolarWave | HRCU-A-CB-O | ACIQ-18ZPL-HP230B |  | Mini-Splits(Non-Ducted) | ACIQ-18W-HH-MB |  | 18000 | 21.5 | 11.3 | 18000 | 18000 | 100% | 1.8 | 12.5 | 12.5 |  |  |  |  | R-410A | 1.5 | Residential & Commercial | VSMSHP | Non-Ducted CEE Tier 2
212316074 | Mini/Multi Split | PolarWave | HRCU-A-CB-O | ACIQ-24ZPL-HP230B |  | Mini-Splits(Non-Ducted) | ACIQ-24W-HH-MB |  | 24000 | 21.5 | 11.4 | 29000 | 25000 | 86.21% | 2.21 | 13 | 13 |  |  |  |  | R-410A | 2 | Residential & Commercial | VSMSHP | Non-Ducted CEE Tier 2
212316075 | Mini/Multi Split | PolarWave | HRCU-A-CB-O | ACIQ-09ZPL-HP230B |  | Mini-Splits(Non-Ducted) | ACIQ-09CC-HH-MB |  | 9000 | 20.5 | 10.3 | 9800 | 10000 | 102% | 1.8 | 13 | 13 |  |  |  |  | R-410A | 0.75 | Residential & Commercial | VSMSHP | Non-Ducted CEE Tier 2
212316076 | Mini/Multi Split | PolarWave | HRCU-A-CB-O | ACIQ-12ZPL-HP230B |  | Mini-Splits(Non-Ducted) | ACIQ-12CC-HH-MB |  | 12000 | 22.3 | 10.2 | 12000 | 11300 | 94.17% | 1.89 | 12.7 | 12.7 |  |  |  |  | R-410A | 1 | Residential & Commercial | VSMSHP | Non-Ducted CEE Tier 2
212316077 | Mini/Multi Split | PolarWave | HRCU-A-CB-O | ACIQ-18ZPL-HP230B |  | Mini-Splits(Non-Ducted) | ACIQ-18CC-HH-MB |  | 16000 | 20 | 9.5 | 17000 | 16000 | 94.12% | 1.75 | 12.5 | 12.5 |  |  |  |  | R-410A | 1.3333 | Residential & Commercial | VSMSHP | Non-Ducted CEE Tier 2
212316082 | Mini/Multi Split | PolarWave | HRCU-A-CB-O | ACIQ-12ZPL-HP230B |  | Mini-Splits(Non-Ducted) | ACIQ-12FM-HH-MB |  | 12000 | 23.6 | 10 | 12000 | 12000 | 100% | 1.89 | 13 | 13 |  |  |  |  | R-410A | 1 | Residential & Commercial | VSMSHP | Non-Ducted CEE Tier 2
212316083 | Mini/Multi Split | PolarWave | HRCU-A-CB-O | ACIQ-18ZPL-HP230B |  | Mini-Splits(Non-Ducted) | ACIQ-18FM-HH-MB |  | 17000 | 20.5 | 9.8 | 18000 | 16800 | 93.33% | 1.86 | 12.5 | 12.5 |  |  |  |  | R-410A | 1.4167 | Residential & Commercial | VSMSHP | Non-Ducted CEE Tier 2
212316084 | Mini/Multi Split | PolarWave | HRCU-A-CB-O | ACIQ-24ZPL-HP230B |  | Mini-Splits(Non-Ducted) | ACIQ-24FM-HH-MB |  | 24000 | 20.5 | 11 | 25000 | 25000 | 100% | 2.1 | 11.5 | 11.7 |  |  |  |  | R-410A | 2 | Residential & Commercial | VSMSHP | Non-Ducted CEE Tier 2
212119357 | Mini/Multi Split | CLASSIC | HRCU-A-CB-O | GRHARC09AS2 |  | Mini-Splits(Non-Ducted) | GWHARC09S2 |  | 9100 | 20.5 | 8.8 | 10500 | 8000 | 76.19% | 1.87 | 12.5 | 12.5 |  |  |  |  | R-410A | 0.75833 | Residential & Commercial | VSMSHP
212292416 | Mini/Multi Split | TRANE | HRCU-A-CB-O | 4TXK2509A10N0** |  | Mini-Splits(Non-Ducted) | 4MXX8509B10N0** |  | 9100 | 19.5 | 9.8 | 11000 | 9000 | 81.82% | 1.8 | 13.3 | 13.3 |  |  |  |  | R-410A | 0.75833 | Residential & Commercial | VSMSHP | Non-Ducted CEE Tier 2
212292417 | Mini/Multi Split | AMERICAN STANDARD | HRCU-A-CB-O | 4TXK2509A10N0** |  | Mini-Splits(Non-Ducted) | 4MXX8509B10N0** |  | 9100 | 19.5 | 9.8 | 11000 | 9000 | 81.82% | 1.8 | 13.3 | 13.3 |  |  |  |  | R-410A | 0.75833 | Residential & Commercial | VSMSHP | Non-Ducted CEE Tier 2
212292428 | Mini/Multi Split | LENNOX | HRCU-A-CB-O | LI012HO-190V432 |  | Mini-Splits(Non-Ducted) | LI012HI-190V432 |  | 12000 | 17.5 | 8.5 | 12000 | 8500 | 70.83% | 1.75 | 8.7 | 8.7 |  |  |  |  | R-410A | 1 | Residential & Commercial | VSMSHP
212292430 | Mini/Multi Split | LENNOX | HRCU-A-CB-O | LI036HO-190P432 |  | Mini-Splits(Non-Ducted) | LI036HI-190P432 |  | 33600 | 20 | 8.5 | 34600 | 24400 | 70.52% | 1.85 | 10.5 | 10.5 |  |  |  |  | R-410A | 2.8 | Residential & Commercial | VSMSHP
212316044 | Mini/Multi Split | KLIMAIRE | HRCU-A-CB-O | KSIH024-H220-O-2 |  | Mini-Splits(Non-Ducted) | KTIS24-H2 |  | 24000 | 20.5 | 11.5 | 25000 | 25800 | 103.2% | 2 | 11 | 11 |  |  |  |  | R-410A | 2 | Residential & Commercial | VSMSHP | Non-Ducted CEE Tier 2
212316045 | Mini/Multi Split | KLIMAIRE | HRCU-A-CB-O | KSIE024-H220-O-2 |  | Mini-Splits(Non-Ducted) | KTIS24-H2 |  | 24000 | 21.5 | 9.7 | 25000 | 18500 | 74% | 2.2 | 12.5 | 12.5 |  |  |  |  | R-410A | 2 | Residential & Commercial | VSMSHP | Non-Ducted CEE Tier 2
211911404 | Mini/Multi Split | Journey Comfort | HRCU-A-CB-O | RGV230ODU09 |  | Mini-Splits(Non-Ducted) | RGV230HWU09 |  | 9000 | 18.5 | 8.8 | 10000 | 7100 | 71% | 2.1 | 8.8 | 10.5 |  |  |  |  | R-410A | 0.75 | Residential & Commercial | VSMSHP
211911408 | Mini/Multi Split | BLUERIDGE | HRCU-A-CB-O | BMY33HH20C |  | Mini-Splits(Non-Ducted) | BMY33HH20WM |  | 33000 | 19.5 | 10 | 35000 | 34600 | 98.86% | 1.8 | 0 | 12 |  |  |  |  | R-410A | 2.75 | Residential & Commercial | VSMSHP | Non-Ducted CEE Tier 2
211793571 | Mini/Multi Split | KADEN | HRCU-A-CB-O | KO-PSX09HP-2AAMA |  | Mini-Splits(Non-Ducted) | KI-PSX09CT-2AAMA |  | 9000 | 20 | 10 | 10000 | 7400 | 74% | 1.9 | 13 | 13 |  |  |  |  | R-410A | 0.75 | Residential & Commercial | VSMSHP | Non-Ducted CEE Tier 2
211793572 | Mini/Multi Split | KADEN | HRCU-A-CB-O | KO-PSX09HP-2AAMA |  | Mini-Splits(Non-Ducted) | KI-PSX09CW-2AAMA |  | 9000 | 22.5 | 11.5 | 11000 | 7700 | 70% | 2.34 | 13 | 13 |  |  |  |  | R-410A | 0.75 | Residential & Commercial | VSMSHP | Non-Ducted CEE Tier 2
211793577 | Mini/Multi Split | KADEN | HRCU-A-CB-O | KO-PSX24HP-2AAMA |  | Mini-Splits(Non-Ducted) | KI-PSX24CT-2AAMA |  | 24000 | 21.5 | 9.7 | 25000 | 18500 | 74% | 2.2 | 12.5 | 12.5 |  |  |  |  | R-410A | 2 | Residential & Commercial | VSMSHP | Non-Ducted CEE Tier 2
211871342 | Mini/Multi Split | MIDEA | HRCU-A-CB-O | MASAG09-21HS1GB* |  | Mini-Splits(Non-Ducted) | MASAG09-21HS1GA |  | 9000 | 21.5 | 9.1 | 10000 | 7000 | 70% | 2.16 | 12.5 | 12.5 |  |  |  |  | R-410A | 0.75 | Residential & Commercial | VSMSHP
211871345 | Mini/Multi Split | MIDEA | HRCU-A-CB-O | MASAG09-21HS2GB* |  | Mini-Splits(Non-Ducted) | MASAG09-21HS2GA |  | 9000 | 21.7 | 9.4 | 10000 | 7000 | 70% | 2 | 12.6 | 12.6 |  |  |  |  | R-410A | 0.75 | Residential & Commercial | VSMSHP
211756578 | Mini/Multi Split | LPS Legacy | HRCU-A-CB-O | DLCVRAH09AAK |  | Mini-Splits(Non-Ducted) | DLFVHAH09XAK |  | 9000 | 18.5 | 8.8 | 10000 | 7100 | 71% | 2.1 | 8.8 | 10.5 |  |  |  |  | R-410A | 0.75 | Residential & Commercial | VSMSHP
211756580 | Mini/Multi Split | LPS Legacy | HRCU-A-CB-O | DLCSRBH24AAK |  | Mini-Splits(Non-Ducted) | DLFSFAH24XAK |  | 24000 | 20.5 | 11 | 25000 | 25000 | 100% | 2.1 | 11.5 | 11.7 |  |  |  |  | R-410A | 2 | Residential & Commercial | VSMSHP | Non-Ducted CEE Tier 2
211756581 | Mini/Multi Split | LPS Legacy | HRCU-A-CB-O | DLCPRBH18AAK |  | Mini-Splits(Non-Ducted) | DLFPHBH18XAK |  | 18000 | 26.3 | 15.5 | 20000 | 24000 | 120% | 2.89 | 14.5 | 15.3 |  |  |  |  | R-410A | 1.5 | Residential & Commercial | VSMSHP | Non-Ducted CEE Tier 2
211756583 | Mini/Multi Split | LPS Legacy | HRCU-A-CB-O | DLCSRBH12AAK |  | Mini-Splits(Non-Ducted) | DLFSHCH12XAK |  | 12000 | 25.5 | 10.4 | 12000 | 12000 | 100% | 1.8 | 14 | 14 |  |  |  |  | R-410A | 1 | Residential & Commercial | VSMSHP | Non-Ducted CEE Tier 2
211756584 | Mini/Multi Split | LPS Legacy | HRCU-A-CB-O | DLCSRBH24AAK |  | Mini-Splits(Non-Ducted) | DLFSHCH24XAK |  | 24000 | 21.5 | 11.4 | 29000 | 25000 | 86.21% | 2.21 | 13 | 13 |  |  |  |  | R-410A | 2 | Residential & Commercial | VSMSHP | Non-Ducted CEE Tier 2
211756585 | Mini/Multi Split | LPS Legacy | HRCU-A-CB-O | DLCERBH09AAJ |  | Mini-Splits(Non-Ducted) | DLFEHBH09XAJ |  | 9000 | 21.5 | 9.1 | 10000 | 7000 | 70% | 2.16 | 12.5 | 12.5 |  |  |  |  | R-410A | 0.75 | Residential & Commercial | VSMSHP
211756591 | Mini/Multi Split | LPS Legacy | HRCU-A-CB-O | DLCSRBH12AAK |  | Mini-Splits(Non-Ducted) | DLFSFBH12XAK |  | 12000 | 24.2 | 10.7 | 12000 | 11900 | 99.17% | 1.99 | 13.3 | 13.3 |  |  |  |  | R-410A | 1 | Residential & Commercial | VSMSHP | Non-Ducted CEE Tier 2
211756592 | Mini/Multi Split | LPS Legacy | HRCU-A-CB-O | DLCSRBH09AAK |  | Mini-Splits(Non-Ducted) | DLFSOAH09XAK |  | 9000 | 24 | 12.4 | 10900 | 10500 | 96.33% | 1.8 | 13 | 13 |  |  |  |  | R-410A | 0.75 | Residential & Commercial | VSMSHP | Non-Ducted CEE Tier 2
211756593 | Mini/Multi Split | LPS Legacy | HRCU-A-CB-O | DLCSRBH06AAK |  | Mini-Splits(Non-Ducted) | DLFSOAH09XAK |  | 6500 | 22 | 10.8 | 7100 | 8000 | 112.7% | 2 | 14.5 | 14.5 |  |  |  |  | R-410A | 0.54167 | Residential & Commercial | VSMSHP | Non-Ducted CEE Tier 2
211756594 | Mini/Multi Split | LPS Legacy | HRCU-A-CB-O | DLCSRBH18AAK |  | Mini-Splits(Non-Ducted) | DLFSOAH18XAK |  | 16700 | 19.8 | 11.2 | 20000 | 16700 | 83.5% | 1.93 | 12.5 | 12.5 |  |  |  |  | R-410A | 1.3917 | Residential & Commercial | VSMSHP | Non-Ducted CEE Tier 2
211756595 | Mini/Multi Split | LPS Legacy | HRCU-A-CB-O | DLCSRBH12AAK |  | Mini-Splits(Non-Ducted) | DLFSOAH18XAK |  | 12000 | 23 | 10 | 12500 | 11000 | 88% | 1.8 | 13 | 13 |  |  |  |  | R-410A | 1 | Residential & Commercial | VSMSHP | Non-Ducted CEE Tier 2
211756596 | Mini/Multi Split | LPS Legacy | HRCU-A-CB-O | DLCSRBH09AAK |  | Mini-Splits(Non-Ducted) | DLFCCAH09XAK |  | 9000 | 24 | 12.4 | 10900 | 10500 | 96.33% | 1.8 | 13 | 13 |  |  |  |  | R-410A | 0.75 | Residential & Commercial | VSMSHP | Non-Ducted CEE Tier 2
211756597 | Mini/Multi Split | LPS Legacy | HRCU-A-CB-O | DLCSRBH18AAK |  | Mini-Splits(Non-Ducted) | DLFCCAH18XAK |  | 16700 | 19.8 | 11.2 | 20000 | 16700 | 83.5% | 1.93 | 12.5 | 12.5 |  |  |  |  | R-410A | 1.3917 | Residential & Commercial | VSMSHP | Non-Ducted CEE Tier 2
211756598 | Mini/Multi Split | LPS Legacy | HRCU-A-CB-O | DLCSRBH06AAK |  | Mini-Splits(Non-Ducted) | DLFCCAH06XAK |  | 6500 | 22 | 10.8 | 7100 | 8000 | 112.7% | 2 | 14.5 | 14.5 |  |  |  |  | R-410A | 0.54167 | Residential & Commercial | VSMSHP | Non-Ducted CEE Tier 2
211756599 | Mini/Multi Split | LPS Legacy | HRCU-A-CB-O | DLCSRBH12AAK |  | Mini-Splits(Non-Ducted) | DLFCCAH12XAK |  | 12000 | 23 | 10 | 12500 | 11000 | 88% | 1.8 | 13 | 13 |  |  |  |  | R-410A | 1 | Residential & Commercial | VSMSHP | Non-Ducted CEE Tier 2
211756600 | Mini/Multi Split | LPS Legacy | HRCU-A-CB-O | DLCSRBH06AAK |  | Mini-Splits(Non-Ducted) | DLFSHCH06XAK |  | 6000 | 26.5 | 13.6 | 7000 | 7500 | 107.1% | 2.1 | 15.8 | 15.8 |  |  |  |  | R-410A | 0.5 | Residential & Commercial | VSMSHP | Non-Ducted CEE Tier 2
211756601 | Mini/Multi Split | LPS Legacy | HRCU-A-CB-O | DLCERBH09AAK |  | Mini-Splits(Non-Ducted) | DLFEHBH09XAK |  | 9000 | 21.7 | 9.4 | 10000 | 7000 | 70% | 2 | 12.6 | 12.6 |  |  |  |  | R-410A | 0.75 | Residential & Commercial | VSMSHP
211756602 | Mini/Multi Split | LPS Legacy | HRCU-A-CB-O | DLCSRBH09AAK |  | Mini-Splits(Non-Ducted) | DLFSHCH09XAK |  | 9000 | 28.1 | 11.5 | 12000 | 10600 | 88.33% | 2 | 16.2 | 16.2 |  |  |  |  | R-410A | 0.75 | Residential & Commercial | VSMSHP | Non-Ducted CEE Tier 2
211756603 | Mini/Multi Split | LPS Legacy | HRCU-A-CB-O | DLCSRBH18AAK |  | Mini-Splits(Non-Ducted) | DLFSHCH18XAK |  | 18000 | 21.5 | 11.3 | 18000 | 18000 | 100% | 1.8 | 12.5 | 12.5 |  |  |  |  | R-410A | 1.5 | Residential & Commercial | VSMSHP | Non-Ducted CEE Tier 2
211765303 | Mini/Multi Split | Deye | HRCU-A-CB-O | DWB3-ACDC-24K |  | Mini-Splits(Non-Ducted) | DGA2-ACDC-24K |  | 22600 | 21 | 9.6 | 25000 | 17500 | 70% | 1.8 | 0 | 11.3 |  |  |  |  | R-410A | 1.8833 | Residential & Commercial | VSMSHP | Non-Ducted CEE Tier 2
211781743 | Mini/Multi Split | RHEEM | HRCU-A-CB-O | RO1HHZ18AJ8S |  | Mini-Splits(Non-Ducted) | RIGHHZ18AJ8S |  | 18000 | 23.5 | 11.2 | 21600 | 16800 | 77.78% | 2.24 | 0 | 13 |  |  |  |  | R-410A | 1.5 | Residential & Commercial | VSMSHP | Non-Ducted CEE Tier 2
211781744 | Mini/Multi Split | RHEEM | HRCU-A-CB-O | RO1HHZ24AJ8S |  | Mini-Splits(Non-Ducted) | RIGHHZ24AJ8S |  | 24000 | 23 | 11 | 27000 | 23600 | 87.41% | 2.12 | 0 | 12.6 |  |  |  |  | R-410A | 2 | Residential & Commercial | VSMSHP | Non-Ducted CEE Tier 2
211781745 | Mini/Multi Split | RHEEM | HRCU-A-CB-O | RO1HHZ30AJ8S |  | Mini-Splits(Non-Ducted) | RIGHHZ30AJ8S |  | 30000 | 21.5 | 10.6 | 32000 | 28000 | 87.5% | 2.12 | 0 | 11.7 |  |  |  |  | R-410A | 2.5 | Residential & Commercial | VSMSHP | Non-Ducted CEE Tier 2
211781746 | Mini/Multi Split | RHEEM | HRCU-A-CB-O | RO1HHZ36AJ8S |  | Mini-Splits(Non-Ducted) | RIGHHZ36AJ8S |  | 36000 | 20.5 | 10.2 | 38000 | 31000 | 81.58% | 2.12 | 0 | 10 |  |  |  |  | R-410A | 3 | Residential & Commercial | VSMSHP | Non-Ducted CEE Tier 2
211781747 | Mini/Multi Split | RHEEM | HRCU-A-CB-O | RO1HHZ18AJ8S |  | Mini-Splits(Non-Ducted) | RISHHZ18AJ8S |  | 18000 | 22.5 | 10.6 | 21600 | 16800 | 77.78% | 2.22 | 0 | 12.5 |  |  |  |  | R-410A | 1.5 | Residential & Commercial | VSMSHP | Non-Ducted CEE Tier 2
211781748 | Mini/Multi Split | RHEEM | HRCU-A-CB-O | RO1HHZ24AJ8S |  | Mini-Splits(Non-Ducted) | RISHHZ24AJ8S |  | 24000 | 21.5 | 10.5 | 27000 | 23600 | 87.41% | 2.08 | 0 | 12.3 |  |  |  |  | R-410A | 2 | Residential & Commercial | VSMSHP | Non-Ducted CEE Tier 2
211781749 | Mini/Multi Split | RHEEM | HRCU-A-CB-O | RO1HHZ30AJ8S |  | Mini-Splits(Non-Ducted) | RISHHZ30AJ8S |  | 30000 | 20 | 10.5 | 32000 | 28000 | 87.5% | 2.08 | 0 | 10.8 |  |  |  |  | R-410A | 2.5 | Residential & Commercial | VSMSHP | Non-Ducted CEE Tier 2
211781750 | Mini/Multi Split | RHEEM | HRCU-A-CB-O | RO1HHZ36AJ8S |  | Mini-Splits(Non-Ducted) | RISHHZ36AJ8S |  | 36000 | 19.5 | 10 | 38000 | 31000 | 81.58% | 2.1 | 0 | 9.6 |  |  |  |  | R-410A | 3 | Residential & Commercial | VSMSHP | Non-Ducted CEE Tier 2
211781760 | Mini/Multi Split | RUUD | HRCU-A-CB-O | RO1HHZ18AJ8S |  | Mini-Splits(Non-Ducted) | RIGHHZ18AJ8S |  | 18000 | 23.5 | 11.2 | 21600 | 16800 | 77.78% | 2.24 | 0 | 13 |  |  |  |  | R-410A | 1.5 | Residential & Commercial | VSMSHP | Non-Ducted CEE Tier 2
211781761 | Mini/Multi Split | RUUD | HRCU-A-CB-O | RO1HHZ24AJ8S |  | Mini-Splits(Non-Ducted) | RIGHHZ24AJ8S |  | 24000 | 23 | 11 | 27000 | 23600 | 87.41% | 2.12 | 0 | 12.6 |  |  |  |  | R-410A | 2 | Residential & Commercial | VSMSHP | Non-Ducted CEE Tier 2
211781762 | Mini/Multi Split | RUUD | HRCU-A-CB-O | RO1HHZ30AJ8S |  | Mini-Splits(Non-Ducted) | RIGHHZ30AJ8S |  | 30000 | 21.5 | 10.6 | 32000 | 28000 | 87.5% | 2.12 | 0 | 11.7 |  |  |  |  | R-410A | 2.5 | Residential & Commercial | VSMSHP | Non-Ducted CEE Tier 2
211781763 | Mini/Multi Split | RUUD | HRCU-A-CB-O | RO1HHZ36AJ8S |  | Mini-Splits(Non-Ducted) | RIGHHZ36AJ8S |  | 36000 | 20.5 | 10.2 | 38000 | 31000 | 81.58% | 2.12 | 0 | 10 |  |  |  |  | R-410A | 3 | Residential & Commercial | VSMSHP | Non-Ducted CEE Tier 2
211781764 | Mini/Multi Split | RUUD | HRCU-A-CB-O | RO1HHZ18AJ8S |  | Mini-Splits(Non-Ducted) | RISHHZ18AJ8S |  | 18000 | 22.5 | 10.6 | 21600 | 16800 | 77.78% | 2.22 | 0 | 12.5 |  |  |  |  | R-410A | 1.5 | Residential & Commercial | VSMSHP | Non-Ducted CEE Tier 2
211781765 | Mini/Multi Split | RUUD | HRCU-A-CB-O | RO1HHZ24AJ8S |  | Mini-Splits(Non-Ducted) | RISHHZ24AJ8S |  | 24000 | 21.5 | 10.5 | 27000 | 23600 | 87.41% | 2.08 | 0 | 12.3 |  |  |  |  | R-410A | 2 | Residential & Commercial | VSMSHP | Non-Ducted CEE Tier 2
211781766 | Mini/Multi Split | RUUD | HRCU-A-CB-O | RO1HHZ30AJ8S |  | Mini-Splits(Non-Ducted) | RISHHZ30AJ8S |  | 30000 | 20 | 10.5 | 32000 | 28000 | 87.5% | 2.08 | 0 | 10.8 |  |  |  |  | R-410A | 2.5 | Residential & Commercial | VSMSHP | Non-Ducted CEE Tier 2
211781767 | Mini/Multi Split | RUUD | HRCU-A-CB-O | RO1HHZ36AJ8S |  | Mini-Splits(Non-Ducted) | RISHHZ36AJ8S |  | 36000 | 19.5 | 10 | 38000 | 31000 | 81.58% | 2.1 | 0 | 9.6 |  |  |  |  | R-410A | 3 | Residential & Commercial | VSMSHP | Non-Ducted CEE Tier 2
211793556 | Mini/Multi Split | KADEN | HRCU-A-CB-O | KO-PSX09HP-2AAMA |  | Mini-Splits(Non-Ducted) | KI-PSX09WM-2AAMA |  | 9000 | 25.5 | 12.3 | 10000 | 7500 | 75% | 2.17 | 15 | 15 |  |  |  |  | R-410A | 0.75 | Residential & Commercial | VSMSHP | Non-Ducted CEE Tier 2
211756537 | Mini/Multi Split | LPS Legacy | HRCU-A-CB-O | DLCPRAH12AAK |  | Mini-Splits(Non-Ducted) | DLFPHAH12XAK |  | 12000 | 24 | 9.5 | 12000 | 12000 | 100% | 1.75 | 13.5 | 13.5 |  |  |  |  | R-410A | 1 | Residential & Commercial | VSMSHP | Non-Ducted CEE Tier 2
211756552 | Mini/Multi Split | LPS Legacy | HRCU-A-CB-O | DLCPRAH18AAK |  | Mini-Splits(Non-Ducted) | DLFPHAH18XAK |  | 18000 | 26.2 | 12 | 18000 | 16400 | 91.11% | 1.95 | 14.5 | 14.5 |  |  |  |  | R-410A | 1.5 | Residential & Commercial | VSMSHP | Non-Ducted CEE Tier 2
211756553 | Mini/Multi Split | LPS Legacy | HRCU-A-CB-O | DLCPRAH24AAK |  | Mini-Splits(Non-Ducted) | DLFPHAH24XAK |  | 22000 | 23.5 | 10.5 | 24000 | 23400 | 97.5% | 1.94 | 13.65 | 13.7 |  |  |  |  | R-410A | 1.8333 | Residential & Commercial | VSMSHP | Non-Ducted CEE Tier 2
211756558 | Mini/Multi Split | LPS Legacy | HRCU-A-CB-O | DLCSRBH06AAK |  | Mini-Splits(Non-Ducted) | DLFSHBH06XAK |  | 6000 | 23.5 | 12 | 7000 | 7100 | 101.4% | 1.84 | 15 | 15 |  |  |  |  | R-410A | 0.5 | Residential & Commercial | VSMSHP | Non-Ducted CEE Tier 2
211756559 | Mini/Multi Split | LPS Legacy | HRCU-A-CB-O | DLCLRCH48AAK |  | Mini-Splits(Non-Ducted) | DLFLFAH48XAK |  | 48000 | 18.9 | 10 | 50000 | 35000 | 70% | 1.85 | 9.3 | 9.3 |  |  |  |  | R-410A | 4 | Residential & Commercial | VSMSHP | Non-Ducted CEE Tier 2
211756560 | Mini/Multi Split | LPS Legacy | HRCU-A-CB-O | DLCSRBH24AAK |  | Mini-Splits(Non-Ducted) | DLFSCBH24XAK |  | 24000 | 20.5 | 11.5 | 25000 | 25800 | 103.2% | 2 | 11 | 11 |  |  |  |  | R-410A | 2 | Residential & Commercial | VSMSHP | Non-Ducted CEE Tier 2
211756561 | Mini/Multi Split | LPS Legacy | HRCU-A-CB-O | DLCPRBH09AAK |  | Mini-Splits(Non-Ducted) | DLFPHBH09XAK |  | 9000 | 27 | 17.5 | 12000 | 13700 | 114.2% | 1.85 | 16 | 16 |  |  |  |  | R-410A | 0.75 | Residential & Commercial | VSMSHP | Non-Ducted CEE Tier 2
211756562 | Mini/Multi Split | LPS Legacy | HRCU-A-CB-O | DLCPRBH12AAK |  | Mini-Splits(Non-Ducted) | DLFPHBH12XAK |  | 12000 | 25.3 | 11.7 | 12000 | 13700 | 114.2% | 1.85 | 13.8 | 14 |  |  |  |  | R-410A | 1 | Residential & Commercial | VSMSHP | Non-Ducted CEE Tier 2
211756563 | Mini/Multi Split | LPS Legacy | HRCU-A-CB-O | DLCSRBH09AAK |  | Mini-Splits(Non-Ducted) | DLFSHBH09XAK |  | 9000 | 26.4 | 11.6 | 12000 | 11000 | 91.67% | 1.85 | 15.8 | 15.8 |  |  |  |  | R-410A | 0.75 | Residential & Commercial | VSMSHP | Non-Ducted CEE Tier 2
211756564 | Mini/Multi Split | LPS Legacy | HRCU-A-CB-O | DLCSRBH12AAK |  | Mini-Splits(Non-Ducted) | DLFSHBH12XAK |  | 12000 | 23.1 | 10.5 | 12000 | 11000 | 91.67% | 1.88 | 13 | 13 |  |  |  |  | R-410A | 1 | Residential & Commercial | VSMSHP | Non-Ducted CEE Tier 2
211756565 | Mini/Multi Split | LPS Legacy | HRCU-A-CB-O | DLCSRBH18AAK |  | Mini-Splits(Non-Ducted) | DLFSHBH18XAK |  | 18000 | 22 | 10.6 | 18000 | 17200 | 95.56% | 1.89 | 13 | 13 |  |  |  |  | R-410A | 1.5 | Residential & Commercial | VSMSHP | Non-Ducted CEE Tier 2
211756566 | Mini/Multi Split | LPS Legacy | HRCU-A-CB-O | DLCSRBH24AAK |  | Mini-Splits(Non-Ducted) | DLFSHBH24XAK |  | 23000 | 22.3 | 10.3 | 26000 | 23000 | 88.46% | 1.8 | 12.5 | 12.5 |  |  |  |  | R-410A | 1.9167 | Residential & Commercial | VSMSHP | Non-Ducted CEE Tier 2
211756567 | Mini/Multi Split | LPS Legacy | HRCU-A-CB-O | DLCSRBH09AAK |  | Mini-Splits(Non-Ducted) | DLFSCAH09XAK |  | 9000 | 20.5 | 10.3 | 9800 | 10000 | 102% | 1.8 | 13 | 13 |  |  |  |  | R-410A | 0.75 | Residential & Commercial | VSMSHP | Non-Ducted CEE Tier 2
211756569 | Mini/Multi Split | LPS Legacy | HRCU-A-CB-O | DLCSRBH12AAK |  | Mini-Splits(Non-Ducted) | DLFSCAH12XAK |  | 12000 | 22.3 | 10.2 | 12000 | 11300 | 94.17% | 1.89 | 12.7 | 12.7 |  |  |  |  | R-410A | 1 | Residential & Commercial | VSMSHP | Non-Ducted CEE Tier 2
211756571 | Mini/Multi Split | LPS Legacy | HRCU-A-CB-O | DLCSRBH12AAK |  | Mini-Splits(Non-Ducted) | DLFSFAH12XAK |  | 12000 | 23.6 | 10 | 12000 | 12000 | 100% | 1.89 | 13 | 13 |  |  |  |  | R-410A | 1 | Residential & Commercial | VSMSHP | Non-Ducted CEE Tier 2
211756572 | Mini/Multi Split | LPS Legacy | HRCU-A-CB-O | DLCSRBH18AAK |  | Mini-Splits(Non-Ducted) | DLFSCAH18XAK |  | 16000 | 20 | 9.5 | 17000 | 16000 | 94.12% | 1.75 | 12.5 | 12.5 |  |  |  |  | R-410A | 1.3333 | Residential & Commercial | VSMSHP | Non-Ducted CEE Tier 2
211756574 | Mini/Multi Split | LPS Legacy | HRCU-A-CB-O | DLCSRBH18AAK |  | Mini-Splits(Non-Ducted) | DLFSFAH18XAK |  | 17000 | 20.5 | 9.8 | 18000 | 16800 | 93.33% | 1.86 | 12.5 | 12.5 |  |  |  |  | R-410A | 1.4167 | Residential & Commercial | VSMSHP | Non-Ducted CEE Tier 2
211727032 | Mini/Multi Split | AMERICAN STANDARD | HRCU-A-CB-O | 4TXK2512A10N0** |  | Mini-Splits(Non-Ducted) | 4MXX8512B10N0** |  | 12000 | 18.5 | 8.5 | 12000 | 10000 | 83.33% | 1.85 | 12.5 | 11.5 |  |  |  |  | R-410A | 1 | Residential & Commercial | VSMSHP
211727037 | Mini/Multi Split | AMERICAN STANDARD | HRCU-A-CB-O | 4TXK2524A10N0** |  | Mini-Splits(Non-Ducted) | 4MXX8524B10N0** |  | 22000 | 20 | 9 | 24000 | 19000 | 79.17% | 1.8 | 12 | 12 |  |  |  |  | R-410A | 1.8333 | Residential & Commercial | VSMSHP
211727039 | Mini/Multi Split | TRANE | HRCU-A-CB-O | 4TXK2512A10N0** |  | Mini-Splits(Non-Ducted) | 4MXX8512B10N0** |  | 12000 | 18.5 | 8.5 | 12000 | 10000 | 83.33% | 1.85 | 12.5 | 11.5 |  |  |  |  | R-410A | 1 | Residential & Commercial | VSMSHP
211727044 | Mini/Multi Split | TRANE | HRCU-A-CB-O | 4TXK2524A10N0** |  | Mini-Splits(Non-Ducted) | 4MXX8524B10N0** |  | 22000 | 20 | 9 | 24000 | 19000 | 79.17% | 1.8 | 12 | 12 |  |  |  |  | R-410A | 1.8333 | Residential & Commercial | VSMSHP
211755703 | Mini/Multi Split | GREE | HRCU-A-CB-O | 3VIR09HP115V1BO |  | Mini-Splits(Non-Ducted) | 3VIR09HP115V1BH |  | 9100 | 27 | 10 | 10000 | 9900 | 99% | 1.87 | 0 | 14.55 |  |  |  |  | R-410A | 0.75833 | Residential & Commercial | VSMSHP | Non-Ducted CEE Tier 2
211755704 | Mini/Multi Split | GREE | HRCU-A-CB-O | 3VIR12HP115V1BO |  | Mini-Splits(Non-Ducted) | 3VIR12HP115V1BH |  | 12000 | 24 | 9 | 12000 | 8800 | 73.33% | 1.85 | 0 | 12 |  |  |  |  | R-410A | 1 | Residential & Commercial | VSMSHP
211755705 | Mini/Multi Split | GREE | HRCU-A-CB-O | 3VIR09HP230V1BO |  | Mini-Splits(Non-Ducted) | 3VIR09HP230V1BH |  | 9100 | 25.5 | 10.2 | 10500 | 9100 | 86.67% | 1.86 | 0 | 14.7 |  |  |  |  | R-410A | 0.75833 | Residential & Commercial | VSMSHP | Non-Ducted CEE Tier 2
211755706 | Mini/Multi Split | GREE | HRCU-A-CB-O | 3VIR12HP230V1BO |  | Mini-Splits(Non-Ducted) | 3VIR12HP230V1BH |  | 12000 | 24 | 9 | 12000 | 9000 | 75% | 1.85 | 0 | 12.5 |  |  |  |  | R-410A | 1 | Residential & Commercial | VSMSHP
211755707 | Mini/Multi Split | GREE | HRCU-A-CB-O | 3VIR18HP230V1BO |  | Mini-Splits(Non-Ducted) | 3VIR18HP230V1BH |  | 18000 | 23.5 | 9 | 18000 | 13500 | 75% | 1.9 | 0 | 13 |  |  |  |  | R-410A | 1.5 | Residential & Commercial | VSMSHP
211755708 | Mini/Multi Split | GREE | HRCU-A-CB-O | 3VIR24HP230V1BO |  | Mini-Splits(Non-Ducted) | 3VIR24HP230V1BH |  | 22000 | 24.5 | 9.5 | 24000 | 20000 | 83.33% | 1.8 | 0 | 13.1 |  |  |  |  | R-410A | 1.8333 | Residential & Commercial | VSMSHP | Non-Ducted CEE Tier 2
211694638 | Mini/Multi Split | ApooDr | HRCU-A-CB-O | AES19-12H1A |  | Mini-Splits(Non-Ducted) | AES19-12H1B |  | 12000 | 19 | 8.5 | 12200 | 8600 | 70.49% | 1.8 | 0 | 10 |  |  |  |  | R-410A | 1 | Residential & Commercial | VSMSHP
211694651 | Mini/Multi Split | AIR-CON | HRCU-A-CB-O | ALPCI4H1E12 |  | Mini-Splits(Non-Ducted) | ALPEM4H1E12 |  | 12000 | 22 | 9 | 12000 | 8700 | 72.5% | 1.8 | 12.5 | 12.5 |  |  |  |  | R-410A | 1 | Residential & Commercial | VSMSHP
211694652 | Mini/Multi Split | AIR-CON | HRCU-A-CB-O | ALPCI4H4E12 |  | Mini-Splits(Non-Ducted) | ALPEM4H4E12 |  | 12000 | 23 | 9.5 | 12000 | 9100 | 75.83% | 1.8 | 13 | 13 |  |  |  |  | R-410A | 1 | Residential & Commercial | VSMSHP | Non-Ducted CEE Tier 2
211729927 | Mini/Multi Split | CLASSIC | HRCU-A-CB-O | GRHARC24AS2 |  | Mini-Splits(Non-Ducted) | GWHARC24S2 |  | 22000 | 22 | 9 | 24000 | 20000 | 83.33% | 1.8 | 12.2 | 12.2 |  |  |  |  | R-410A | 1.8333 | Residential & Commercial | VSMSHP
211729928 | Mini/Multi Split | TGM | HRCU-A-CB-O | GRHART24AS2 |  | Mini-Splits(Non-Ducted) | GWHART24S2 |  | 22000 | 22 | 9 | 24000 | 20000 | 83.33% | 1.8 | 12.2 | 12.2 |  |  |  |  | R-410A | 1.8333 | Residential & Commercial | VSMSHP
211744600 | Mini/Multi Split | HAIER | HRCU-A-CB-O | 1U24LP2HD** |  | Mini-Splits(Non-Ducted) | USYL24UCDD** |  | 24000 | 19 | 8.6 | 26000 | 19000 | 73.08% | 1.8 | 0 | 11 |  |  |  |  | R-410A | 2 | Residential & Commercial | VSMSHP
211744601 | Mini/Multi Split | HAIER | HRCU-A-CB-O | 1U24LP2HD** |  | Mini-Splits(Non-Ducted) | AW24TL2HF** |  | 24000 | 21 | 10 | 26000 | 22000 | 84.62% | 1.8 | 0 | 11 |  |  |  |  | R-410A | 2 | Residential & Commercial | VSMSHP | Non-Ducted CEE Tier 2
211744602 | Mini/Multi Split | HAIER | HRCU-A-CB-O | 1U3036LP2HD** |  | Mini-Splits(Non-Ducted) | USYL30UCDD** |  | 30000 | 18 | 9.2 | 31000 | 26800 | 86.45% | 1.8 | 0 | 10.6 |  |  |  |  | R-410A | 2.5 | Residential & Commercial | VSMSHP
211744603 | Mini/Multi Split | HAIER | HRCU-A-CB-O | 1U3036LP2HD** |  | Mini-Splits(Non-Ducted) | AW30TL2HF** |  | 30000 | 19 | 9 | 32000 | 25800 | 80.62% | 1.8 | 0 | 8.8 |  |  |  |  | R-410A | 2.5 | Residential & Commercial | VSMSHP
211744604 | Mini/Multi Split | HAIER | HRCU-A-CB-O | 1U3036LP2HD** |  | Mini-Splits(Non-Ducted) | USYL36UCDD** |  | 36000 | 18 | 9 | 37000 | 26600 | 71.89% | 1.8 | 0 | 9.5 |  |  |  |  | R-410A | 3 | Residential & Commercial | VSMSHP
211744605 | Mini/Multi Split | HAIER | HRCU-A-CB-O | 1U4248LP2HD** |  | Mini-Splits(Non-Ducted) | USYL42UCDD** |  | 42000 | 18 | 8.5 | 44000 | 32800 | 74.55% | 1.75 | 0 | 8.7 |  |  |  |  | R-410A | 3.5 | Residential & Commercial | VSMSHP
211744606 | Mini/Multi Split | HAIER | HRCU-A-CB-O | 1U3036LP2HD** |  | Mini-Splits(Non-Ducted) | AW36TL2HF** |  | 32400 | 18 | 9 | 37000 | 26200 | 70.81% | 1.8 | 0 | 8.2 |  |  |  |  | R-410A | 2.7 | Residential & Commercial | VSMSHP
211744608 | Mini/Multi Split | GE Appliances | HRCU-A-CB-O | ASH124UCDD** |  | Mini-Splits(Non-Ducted) | USYL24UCDD** |  | 24000 | 19 | 8.6 | 26000 | 19000 | 73.08% | 1.8 | 0 | 11 |  |  |  |  | R-410A | 2 | Residential & Commercial | VSMSHP
211744609 | Mini/Multi Split | GE Appliances | HRCU-A-CB-O | ASH124UCDD** |  | Mini-Splits(Non-Ducted) | ASYW24TRDF** |  | 24000 | 21 | 10 | 26000 | 22000 | 84.62% | 1.8 | 0 | 11 |  |  |  |  | R-410A | 2 | Residential & Commercial | VSMSHP | Non-Ducted CEE Tier 2
211744610 | Mini/Multi Split | GE Appliances | HRCU-A-CB-O | ASH3036UCDD** |  | Mini-Splits(Non-Ducted) | USYL30UCDD** |  | 30000 | 18 | 9.2 | 31000 | 26800 | 86.45% | 1.8 | 0 | 10.6 |  |  |  |  | R-410A | 2.5 | Residential & Commercial | VSMSHP
211744611 | Mini/Multi Split | GE Appliances | HRCU-A-CB-O | ASH3036UCDD** |  | Mini-Splits(Non-Ducted) | ASYW30TRDF** |  | 30000 | 19 | 9 | 32000 | 25800 | 80.62% | 1.8 | 0 | 8.8 |  |  |  |  | R-410A | 2.5 | Residential & Commercial | VSMSHP
211744612 | Mini/Multi Split | GE Appliances | HRCU-A-CB-O | ASH3036UCDD** |  | Mini-Splits(Non-Ducted) | USYL36UCDD** |  | 36000 | 18 | 9 | 37000 | 26600 | 71.89% | 1.8 | 0 | 9.5 |  |  |  |  | R-410A | 3 | Residential & Commercial | VSMSHP
211744613 | Mini/Multi Split | GE Appliances | HRCU-A-CB-O | ASH3036UCDD** |  | Mini-Splits(Non-Ducted) | ASYW36TRDF** |  | 32400 | 18 | 9 | 37000 | 26200 | 70.81% | 1.8 | 0 | 8.2 |  |  |  |  | R-410A | 2.7 | Residential & Commercial | VSMSHP
211744614 | Mini/Multi Split | GE Appliances | HRCU-A-CB-O | ASH4248UCDD** |  | Mini-Splits(Non-Ducted) | USYL42UCDD** |  | 42000 | 18 | 8.5 | 44000 | 32800 | 74.55% | 1.75 | 0 | 8.7 |  |  |  |  | R-410A | 3.5 | Residential & Commercial | VSMSHP
211744616 | Mini/Multi Split | NG Trade | HRCU-A-CB-O | OBMH090A |  | Mini-Splits(Non-Ducted) | IBMH090A |  | 9000 | 21.5 | 9.1 | 10000 | 7000 | 70% | 2.16 | 12.5 | 12.5 |  |  |  |  | R-410A | 0.75 | Residential & Commercial | VSMSHP
211749837 | Mini/Multi Split | KINGHOME | HRCU-A-CB-O | KAM09HO |  | Mini-Splits(Non-Ducted) | KM09HT1DI |  | 9100 | 19.5 | 9.8 | 11000 | 9000 | 81.82% | 1.8 | 0 | 13.3 |  |  |  |  | R-410A | 0.75833 | Residential & Commercial | VSMSHP | Non-Ducted CEE Tier 2
211749839 | Mini/Multi Split | KINGHOME | HRCU-A-CB-O | KAM12HO |  | Mini-Splits(Non-Ducted) | KM12HK1DI |  | 12000 | 24 | 8.5 | 12000 | 9200 | 76.67% | 1.9 | 0 | 12.5 |  |  |  |  | R-410A | 1 | Residential & Commercial | VSMSHP
211749840 | Mini/Multi Split | KINGHOME | HRCU-A-CB-O | KAM12HO |  | Mini-Splits(Non-Ducted) | KM12HT1DI |  | 12000 | 18.5 | 8.5 | 12000 | 10000 | 83.33% | 1.85 | 0 | 11.5 |  |  |  |  | R-410A | 1 | Residential & Commercial | VSMSHP
211749846 | Mini/Multi Split | KINGHOME | HRCU-A-CB-O | KAM24HO |  | Mini-Splits(Non-Ducted) | KM24HT1DI |  | 22000 | 20 | 9 | 24000 | 19000 | 79.17% | 1.8 | 0 | 12 |  |  |  |  | R-410A | 1.8333 | Residential & Commercial | VSMSHP
211749865 | Mini/Multi Split | ACD | HRCU-A-CB-O | UHD09KCH38SB-O |  | Mini-Splits(Non-Ducted) | UHD09KCH38SC-I |  | 9000 | 27 | 11 | 9000 | 13000 | 144.4% | 1.91 | 16.5 | 16.6 |  |  |  |  | R-410A | 0.75 | Residential & Commercial | VSMSHP | Non-Ducted CEE Tier 2
211749866 | Mini/Multi Split | ACD | HRCU-A-CB-O | UHD12KCH31S-O |  | Mini-Splits(Non-Ducted) | UHD12KCH31SB-I |  | 12000 | 24 | 8.5 | 12200 | 12000 | 98.36% | 1.91 | 15.3 | 14 |  |  |  |  | R-410A | 1 | Residential & Commercial | VSMSHP
211749867 | Mini/Multi Split | ACD | HRCU-A-CB-O | UHD18KCH25S-O |  | Mini-Splits(Non-Ducted) | UHD18KCH25SB-I |  | 18000 | 22 | 10 | 18000 | 20000 | 111.1% | 1.8 | 13.5 | 13.5 |  |  |  |  | R-410A | 1.5 | Residential & Commercial | VSMSHP | Non-Ducted CEE Tier 2
211749868 | Mini/Multi Split | ACD | HRCU-A-CB-O | UHD24KCH22S-O |  | Mini-Splits(Non-Ducted) | UHD24KCH22SB-I |  | 22000 | 21.5 | 9.5 | 24000 | 24000 | 100% | 1.9 | 13 | 13 |  |  |  |  | R-410A | 1.8333 | Residential & Commercial | VSMSHP | Non-Ducted CEE Tier 2
211749869 | Mini/Multi Split | MDV | HRCU-A-CB-O | MOD30-33HFN1-MSR0W |  | Mini-Splits(Non-Ducted) | MSAGF-33HRFN1-MSR0W |  | 33000 | 20 | 10 | 35000 | 34600 | 98.86% | 1.8 | 0 | 11.7 |  |  |  |  | R-410A | 2.75 | Residential & Commercial | VSMSHP | Non-Ducted CEE Tier 2
211749870 | Mini/Multi Split | MDV | HRCU-A-CB-O | MOD30-33HFN1-MSR0W |  | Mini-Splits(Non-Ducted) | MSEPD-33HRFN1-MSR0W |  | 33000 | 19.5 | 10 | 35000 | 34600 | 98.86% | 1.8 | 0 | 12 |  |  |  |  | R-410A | 2.75 | Residential & Commercial | VSMSHP | Non-Ducted CEE Tier 2
211749871 | Mini/Multi Split | SENVILLE | HRCU-A-CB-O | SENA-33HF-OQ |  | Mini-Splits(Non-Ducted) | SENA-33HF-IQ |  | 33000 | 19.5 | 10 | 35000 | 34600 | 98.86% | 1.8 | 0 | 12 |  |  |  |  | R-410A | 2.75 | Residential & Commercial | VSMSHP | Non-Ducted CEE Tier 2
211749882 | Mini/Multi Split | CTMorley | HRCU-A-CB-O | MOU-A33H-2 |  | Mini-Splits(Non-Ducted) | MIU-A33HW-2 |  | 33000 | 20 | 10 | 35000 | 34600 | 98.86% | 1.8 | 0 | 11.7 |  |  |  |  | R-410A | 2.75 | Residential & Commercial | VSMSHP | Non-Ducted CEE Tier 2
213088009 | Mini/Multi Split | MOOVAIR | HRCU-A-CB-O | DMB09HOS42230E8 |  | Mini-Splits(Non-Ducted) | DMB09HIW42230E8 |  | 9000 | 29 | 22 | 12000 | 13500 | 112.5% | 1.86 | 15.5 | 16.5 |  |  |  |  | R-410A | 0.75 | Residential & Commercial | VSMSHP | Non-Ducted CEE Tier 2
213148996 | Mini/Multi Split | Clima Smart | HRCU-A-CB-O | MCH12-CS-S23-230V-O |  | Mini-Splits(Non-Ducted) | MCH12-CS-S23-230V-I |  | 12000 | 23 | 9.5 | 12000 | 9100 | 75.83% | 1.8 | 13 | 13 |  |  |  |  | R-410A | 1 | Residential & Commercial | VSMSHP | Non-Ducted CEE Tier 2
213088032 | Mini/Multi Split | J-KU | HRCU-A-CB-O | JKS24HP230V1XC |  | Mini-Splits(Non-Ducted) | JKS24HP230V1XE |  | 23000 | 20.5 | 8.6 | 23000 | 18000 | 78.26% | 1.75 | 12.5 | 12.2 |  |  |  |  | R-410A | 1.9167 | Residential & Commercial | VSMSHP
211709317 | Mini/Multi Split | HAIER | HRCU-A-CB-O | 1U09AP2HD** |  | Mini-Splits(Non-Ducted) | AW09AP2HD** |  | 9000 | 23.5 | 9.6 | 10000 | 8500 | 85% | 1.8 | 0 | 14.5 |  |  |  |  | R-410A | 0.75 | Residential & Commercial | VSMSHP | Non-Ducted CEE Tier 2
211709318 | Mini/Multi Split | HAIER | HRCU-A-CB-O | 1U12AP2HD** |  | Mini-Splits(Non-Ducted) | AW12AP2HD** |  | 12000 | 23 | 10.5 | 13000 | 10400 | 80% | 1.8 | 0 | 12.5 |  |  |  |  | R-410A | 1 | Residential & Commercial | VSMSHP | Non-Ducted CEE Tier 2
211709319 | Mini/Multi Split | HAIER | HRCU-A-CB-O | 1U15AP2HD** |  | Mini-Splits(Non-Ducted) | AW15AP2HD** |  | 15000 | 21.5 | 9.6 | 16000 | 14200 | 88.75% | 1.8 | 0 | 12.5 |  |  |  |  | R-410A | 1.25 | Residential & Commercial | VSMSHP | Non-Ducted CEE Tier 2
211709320 | Mini/Multi Split | HAIER | HRCU-A-CB-O | 1U18AP2HD** |  | Mini-Splits(Non-Ducted) | AW18AP2HD** |  | 17000 | 21 | 9.6 | 21000 | 15400 | 73.33% | 1.8 | 0 | 12.5 |  |  |  |  | R-410A | 1.4167 | Residential & Commercial | VSMSHP | Non-Ducted CEE Tier 2
211709321 | Mini/Multi Split | HAIER | HRCU-A-CB-O | 1U24AP2HD** |  | Mini-Splits(Non-Ducted) | AW24AP2HD** |  | 22000 | 20 | 9.6 | 27600 | 20000 | 72.46% | 1.8 | 0 | 12.5 |  |  |  |  | R-410A | 1.8333 | Residential & Commercial | VSMSHP | Non-Ducted CEE Tier 2
211709322 | Mini/Multi Split | GE Appliances | HRCU-A-CB-O | ASH109PRDB** |  | Mini-Splits(Non-Ducted) | ASYW09PRDB** |  | 9000 | 23.5 | 9.6 | 10000 | 8500 | 85% | 1.8 | 0 | 14.5 |  |  |  |  | R-410A | 0.75 | Residential & Commercial | VSMSHP | Non-Ducted CEE Tier 2
211709323 | Mini/Multi Split | GE Appliances | HRCU-A-CB-O | ASH112PRDB** |  | Mini-Splits(Non-Ducted) | ASYW12PRDB** |  | 12000 | 23 | 10.5 | 13000 | 10400 | 80% | 1.8 | 0 | 12.5 |  |  |  |  | R-410A | 1 | Residential & Commercial | VSMSHP | Non-Ducted CEE Tier 2
211709324 | Mini/Multi Split | GE Appliances | HRCU-A-CB-O | ASH115PRDB** |  | Mini-Splits(Non-Ducted) | ASYW15PRDB** |  | 15000 | 21.5 | 9.6 | 16000 | 14200 | 88.75% | 1.8 | 0 | 12.5 |  |  |  |  | R-410A | 1.25 | Residential & Commercial | VSMSHP | Non-Ducted CEE Tier 2
211709325 | Mini/Multi Split | GE Appliances | HRCU-A-CB-O | ASH118PRDB** |  | Mini-Splits(Non-Ducted) | ASYW18PRDB** |  | 17000 | 21 | 9.6 | 21000 | 15400 | 73.33% | 1.8 | 0 | 12.5 |  |  |  |  | R-410A | 1.4167 | Residential & Commercial | VSMSHP | Non-Ducted CEE Tier 2
211709326 | Mini/Multi Split | GE Appliances | HRCU-A-CB-O | ASH124PRDB** |  | Mini-Splits(Non-Ducted) | ASYW24PRDB** |  | 22000 | 20 | 9.6 | 27600 | 20000 | 72.46% | 1.8 | 0 | 12.5 |  |  |  |  | R-410A | 1.8333 | Residential & Commercial | VSMSHP | Non-Ducted CEE Tier 2
211709352 | Mini/Multi Split | Pioneer | HRCU-A-CB-O | YN009ALFI19RPE |  | Mini-Splits(Non-Ducted) | WT009ALFI19HLE |  | 9000 | 19 | 8.5 | 10000 | 7000 | 70% | 1.75 | 0 | 10 |  |  |  |  | R-410A | 0.75 | Residential & Commercial | VSMSHP
211709353 | Mini/Multi Split | Pioneer | HRCU-A-CB-O | YN012ALFI19RPE |  | Mini-Splits(Non-Ducted) | WT012ALFI19HLE |  | 12000 | 19 | 8.5 | 12200 | 8600 | 70.49% | 1.8 | 0 | 10 |  |  |  |  | R-410A | 1 | Residential & Commercial | VSMSHP
211709354 | Mini/Multi Split | Pioneer | HRCU-A-CB-O | YN009GLFI19RPE |  | Mini-Splits(Non-Ducted) | WT009GLFI19HLE |  | 9000 | 19 | 8.5 | 10000 | 7000 | 70% | 1.8 | 0 | 10 |  |  |  |  | R-410A | 0.75 | Residential & Commercial | VSMSHP
211709659 | Mini/Multi Split | ACD | HRCU-A-CB-O | PUD30KCH20S-O |  | Mini-Splits(Non-Ducted) | PUD30KCH20S-I |  | 30000 | 20 | 8.5 | 30000 | 23200 | 77.33% | 1.81 | 11.25 | 11.25 |  |  |  |  | R-410A | 2.5 | Residential & Commercial | VSMSHP
211709660 | Mini/Multi Split | ACD | HRCU-A-CB-O | PUD36KCH20S-O |  | Mini-Splits(Non-Ducted) | PUD36KCH20S-I |  | 33600 | 20 | 8.5 | 34600 | 24400 | 70.52% | 1.85 | 10.5 | 10.5 |  |  |  |  | R-410A | 2.8 | Residential & Commercial | VSMSHP
211709677 | Mini/Multi Split | NOVAIR | HRCU-A-CB-O | LEA09SZ25SK-O |  | Mini-Splits(Non-Ducted) | 2LEA09UUSK-I |  | 9000 | 25.5 | 12.3 | 10000 | 7500 | 75% | 2.17 | 15 | 15 |  |  |  |  | R-410A | 0.75 | Residential & Commercial | VSMSHP | Non-Ducted CEE Tier 2
211709681 | Mini/Multi Split | NOVAIR | HRCU-A-CB-O | LEA09SZ25SK-O |  | Mini-Splits(Non-Ducted) | 2LEA06UUSK-I |  | 6000 | 26.5 | 13.6 | 7000 | 7500 | 107.1% | 2.1 | 15.8 | 15.8 |  |  |  |  | R-410A | 0.5 | Residential & Commercial | VSMSHP | Non-Ducted CEE Tier 2
211709682 | Mini/Multi Split | NOVAIR | HRCU-A-CB-O | LEA09SZ35SK-O |  | Mini-Splits(Non-Ducted) | 2LEA09UUSK-I |  | 9000 | 28.1 | 11.5 | 12000 | 10600 | 88.33% | 2 | 16.2 | 16.2 |  |  |  |  | R-410A | 0.75 | Residential & Commercial | VSMSHP | Non-Ducted CEE Tier 2
211709683 | Mini/Multi Split | NOVAIR | HRCU-A-CB-O | LEA12SZ35SK-O |  | Mini-Splits(Non-Ducted) | 2LEA12UUSK-I |  | 12000 | 25.5 | 10.4 | 12000 | 12000 | 100% | 1.8 | 14 | 14 |  |  |  |  | R-410A | 1 | Residential & Commercial | VSMSHP | Non-Ducted CEE Tier 2
211709684 | Mini/Multi Split | NOVAIR | HRCU-A-CB-O | LEA18SZ35SK-O |  | Mini-Splits(Non-Ducted) | 2LEA18UUSK-I |  | 18000 | 21.5 | 11.3 | 18000 | 18000 | 100% | 1.8 | 12.5 | 12.5 |  |  |  |  | R-410A | 1.5 | Residential & Commercial | VSMSHP | Non-Ducted CEE Tier 2
211709685 | Mini/Multi Split | NOVAIR | HRCU-A-CB-O | LEA24SZ35SK-O |  | Mini-Splits(Non-Ducted) | 2LEA24UUSK-I |  | 24000 | 21.5 | 11.4 | 29000 | 25000 | 86.21% | 2.21 | 13 | 13 |  |  |  |  | R-410A | 2 | Residential & Commercial | VSMSHP | Non-Ducted CEE Tier 2
211717253 | Mini/Multi Split | HISENSE | HRCU-A-CB-O | AS-12UW3SXA**00 |  | Mini-Splits(Non-Ducted) | AS-12UW3SXA**00 |  | 12000 | 23.5 | 9.8 | 12000 | 8400 | 70% | 1.75 | 15.4 | 15.4 |  |  |  |  | R-410A | 1 | Residential & Commercial | VSMSHP | Non-Ducted CEE Tier 2
211717254 | Mini/Multi Split | HISENSE | HRCU-A-CB-O | AS-12UW3SXA** |  | Mini-Splits(Non-Ducted) | AS-12UW3SXA**00 |  | 12000 | 23.5 | 9.8 | 12000 | 8400 | 70% | 1.75 | 15.4 | 15.4 |  |  |  |  | R-410A | 1 | Residential & Commercial | VSMSHP | Non-Ducted CEE Tier 2
211717255 | Mini/Multi Split | HISENSE | HRCU-A-CB-O | AST-18UW3SBB**00 |  | Mini-Splits(Non-Ducted) | AST-18UW3SBB**00 |  | 18000 | 22.5 | 9.2 | 17000 | 11900 | 70% | 1.8 | 13 | 13 |  |  |  |  | R-410A | 1.5 | Residential & Commercial | VSMSHP
211717256 | Mini/Multi Split | HISENSE | HRCU-A-CB-O | AST-12UW3SXE**01 |  | Mini-Splits(Non-Ducted) | AST-12UW3SXE**01 |  | 12000 | 21 | 9.5 | 12000 | 8400 | 70% | 1.75 | 13 | 13 |  |  |  |  | R-410A | 1 | Residential & Commercial | VSMSHP | Non-Ducted CEE Tier 2
211726525 | Mini/Multi Split | Star Air Kontrol | HRCU-A-CB-O | SAK-24-CC(OD)/220VOLT |  | Mini-Splits(Non-Ducted) | SAK-24-20CC/220(IN) |  | 24000 | 21.5 | 9.7 | 25000 | 18500 | 74% | 2.2 | 12.5 | 12.5 |  |  |  |  | R-410A | 2 | Residential & Commercial | VSMSHP | Non-Ducted CEE Tier 2
211726651 | Mini/Multi Split | GREE | HRCU-A-CB-O | 3VIR09HP230V1BO |  | Mini-Splits(Non-Ducted) | FLR09HP230V1BF |  | 9100 | 19 | 9.5 | 10500 | 10000 | 95.24% | 1.85 | 0 | 13 |  |  |  |  | R-410A | 0.75833 | Residential & Commercial | VSMSHP | Non-Ducted CEE Tier 2
211726653 | Mini/Multi Split | GREE | HRCU-A-CB-O | 3VIR12HP230V1BO |  | Mini-Splits(Non-Ducted) | CAS12HP230V1BC |  | 12000 | 24 | 8.5 | 12000 | 9200 | 76.67% | 1.9 | 0 | 12.5 |  |  |  |  | R-410A | 1 | Residential & Commercial | VSMSHP
211726654 | Mini/Multi Split | GREE | HRCU-A-CB-O | 3VIR12HP230V1BO |  | Mini-Splits(Non-Ducted) | FLR12HP230V1BF |  | 12000 | 18.5 | 8.5 | 12000 | 10000 | 83.33% | 1.85 | 0 | 11.5 |  |  |  |  | R-410A | 1 | Residential & Commercial | VSMSHP
211726656 | Mini/Multi Split | GREE | HRCU-A-CB-O | 3VIR18HP230V1BO |  | Mini-Splits(Non-Ducted) | CAS18HP230V1BC |  | 18000 | 19 | 8.5 | 18000 | 14500 | 80.56% | 1.93 | 0 | 10.05 |  |  |  |  | R-410A | 1.5 | Residential & Commercial | VSMSHP
211726660 | Mini/Multi Split | GREE | HRCU-A-CB-O | 3VIR24HP230V1BO |  | Mini-Splits(Non-Ducted) | FLR24HP230V1BF |  | 22000 | 20 | 9 | 24000 | 19000 | 79.17% | 1.8 | 0 | 12 |  |  |  |  | R-410A | 1.8333 | Residential & Commercial | VSMSHP
211644031 | Mini/Multi Split | Alsetria | HRCU-A-CB-O | MOX230-09HFN1-MW5W |  | Mini-Splits(Non-Ducted) | CCA3U-09HRFN1-M(C) |  | 9000 | 20 | 10 | 10000 | 7400 | 74% | 1.9 | 13 | 13 |  |  |  |  | R-410A | 0.75 | Residential & Commercial | VSMSHP | Non-Ducted CEE Tier 2
211644034 | Mini/Multi Split | Alsetria | HRCU-A-CB-O | MOD33-24HFN1-MT0W |  | Mini-Splits(Non-Ducted) | MCD1-24HRFN1-MT0W(GA) |  | 24000 | 21.5 | 9.7 | 25000 | 18500 | 74% | 2.2 | 12.5 | 12.5 |  |  |  |  | R-410A | 2 | Residential & Commercial | VSMSHP | Non-Ducted CEE Tier 2
211644043 | Mini/Multi Split | Alsetria | HRCU-A-CB-O | MOX330-09HFN1-MY5W |  | Mini-Splits(Non-Ducted) | CCA3U-09HRFN1-M(C) |  | 9000 | 20.5 | 10.3 | 9800 | 10000 | 102% | 1.8 | 13 | 13 |  |  |  |  | R-410A | 0.75 | Residential & Commercial | VSMSHP | Non-Ducted CEE Tier 2
211644044 | Mini/Multi Split | Alsetria | HRCU-A-CB-O | MOX330-12HFN1-MW5W |  | Mini-Splits(Non-Ducted) | CCA3U-12HRFN1-M(C) |  | 12000 | 22.3 | 10.2 | 12000 | 11300 | 94.17% | 1.89 | 12.7 | 12.7 |  |  |  |  | R-410A | 1 | Residential & Commercial | VSMSHP | Non-Ducted CEE Tier 2
211644045 | Mini/Multi Split | Alsetria | HRCU-A-CB-O | MOX430-17HFN1-MT0W |  | Mini-Splits(Non-Ducted) | CCA3U-18HRFN1-M(C) |  | 16000 | 20 | 9.5 | 17000 | 16000 | 94.12% | 1.75 | 12.5 | 12.5 |  |  |  |  | R-410A | 1.3333 | Residential & Commercial | VSMSHP | Non-Ducted CEE Tier 2
211644046 | Mini/Multi Split | Alsetria | HRCU-A-CB-O | MOD30-24HFN1-MU0W |  | Mini-Splits(Non-Ducted) | MCD1-24HRFN1-MT0W(GA) |  | 24000 | 20.5 | 11.5 | 25000 | 25800 | 103.2% | 2 | 11 | 11 |  |  |  |  | R-410A | 2 | Residential & Commercial | VSMSHP | Non-Ducted CEE Tier 2
211644047 | Mini/Multi Split | Alsetria | HRCU-A-CB-O | MOE30U-36HFN1-M(GA) |  | Mini-Splits(Non-Ducted) | MCD1-36HRFN1-M(GA) |  | 36000 | 19.4 | 10.5 | 40000 | 40000 | 100% | 1.85 | 9.5 | 9.5 |  |  |  |  | R-410A | 3 | Residential & Commercial | VSMSHP | Non-Ducted CEE Tier 2
211644048 | Mini/Multi Split | Alsetria | HRCU-A-CB-O | MOE30U-48HFN1-M-[X](GA) |  | Mini-Splits(Non-Ducted) | MCD1-48HRFN1-M(GA) |  | 48000 | 16.8 | 10.7 | 53000 | 48000 | 90.57% | 1.98 | 8.3 | 8.3 |  |  |  |  | R-410A | 4 | Residential & Commercial | VSMSHP
211644056 | Mini/Multi Split | ECO-AIR | HRCU-A-CB-O | MOX230-09HFN1-MW5W |  | Mini-Splits(Non-Ducted) | CCA3U-09HRFN1-M(C) |  | 9000 | 20 | 10 | 10000 | 7400 | 74% | 1.9 | 13 | 13 |  |  |  |  | R-410A | 0.75 | Residential & Commercial | VSMSHP | Non-Ducted CEE Tier 2
211644059 | Mini/Multi Split | ECO-AIR | HRCU-A-CB-O | MOD33-24HFN1-MT0W |  | Mini-Splits(Non-Ducted) | MCD1-24HRFN1-MT0W(GA) |  | 24000 | 21.5 | 9.7 | 25000 | 18500 | 74% | 2.2 | 12.5 | 12.5 |  |  |  |  | R-410A | 2 | Residential & Commercial | VSMSHP | Non-Ducted CEE Tier 2
211644068 | Mini/Multi Split | ECO-AIR | HRCU-A-CB-O | MOX330-09HFN1-MY5W |  | Mini-Splits(Non-Ducted) | CCA3U-09HRFN1-M(C) |  | 9000 | 20.5 | 10.3 | 9800 | 10000 | 102% | 1.8 | 13 | 13 |  |  |  |  | R-410A | 0.75 | Residential & Commercial | VSMSHP | Non-Ducted CEE Tier 2
211644069 | Mini/Multi Split | ECO-AIR | HRCU-A-CB-O | MOX330-12HFN1-MW5W |  | Mini-Splits(Non-Ducted) | CCA3U-12HRFN1-M(C) |  | 12000 | 22.3 | 10.2 | 12000 | 11300 | 94.17% | 1.89 | 12.7 | 12.7 |  |  |  |  | R-410A | 1 | Residential & Commercial | VSMSHP | Non-Ducted CEE Tier 2
211644070 | Mini/Multi Split | ECO-AIR | HRCU-A-CB-O | MOX430-17HFN1-MT0W |  | Mini-Splits(Non-Ducted) | CCA3U-18HRFN1-M(C) |  | 16000 | 20 | 9.5 | 17000 | 16000 | 94.12% | 1.75 | 12.5 | 12.5 |  |  |  |  | R-410A | 1.3333 | Residential & Commercial | VSMSHP | Non-Ducted CEE Tier 2
211644071 | Mini/Multi Split | ECO-AIR | HRCU-A-CB-O | MOD30-24HFN1-MU0W |  | Mini-Splits(Non-Ducted) | MCD1-24HRFN1-MT0W(GA) |  | 24000 | 20.5 | 11.5 | 25000 | 25800 | 103.2% | 2 | 11 | 11 |  |  |  |  | R-410A | 2 | Residential & Commercial | VSMSHP | Non-Ducted CEE Tier 2
211644072 | Mini/Multi Split | ECO-AIR | HRCU-A-CB-O | MOE30U-36HFN1-M(GA) |  | Mini-Splits(Non-Ducted) | MCD1-36HRFN1-M(GA) |  | 36000 | 19.4 | 10.5 | 40000 | 40000 | 100% | 1.85 | 9.5 | 9.5 |  |  |  |  | R-410A | 3 | Residential & Commercial | VSMSHP | Non-Ducted CEE Tier 2
211644073 | Mini/Multi Split | ECO-AIR | HRCU-A-CB-O | MOE30U-48HFN1-M-[X](GA) |  | Mini-Splits(Non-Ducted) | MCD1-48HRFN1-M(GA) |  | 48000 | 16.8 | 10.7 | 53000 | 48000 | 90.57% | 1.98 | 8.3 | 8.3 |  |  |  |  | R-410A | 4 | Residential & Commercial | VSMSHP
211644090 | Mini/Multi Split | ECO-AIR | HRCU-A-CB-O | MOX230-12HFN1-MV5W |  | Mini-Splits(Non-Ducted) | MFA2U-12HRFN1-MW5W |  | 12000 | 25 | 11 | 12000 | 8400 | 70% | 2.38 | 13 | 13 |  |  |  |  | R-410A | 1 | Residential & Commercial | VSMSHP | Non-Ducted CEE Tier 2
211644091 | Mini/Multi Split | ECO-AIR | HRCU-A-CB-O | MOX430-18HFN1-MU0W |  | Mini-Splits(Non-Ducted) | MFA2U-16HRFN1-MV0W |  | 16000 | 22.4 | 10.4 | 17000 | 12700 | 74.71% | 2.32 | 12.5 | 12.5 |  |  |  |  | R-410A | 1.3333 | Residential & Commercial | VSMSHP | Non-Ducted CEE Tier 2
211644092 | Mini/Multi Split | ECO-AIR | HRCU-A-CB-O | MOX230-09HFN1-MW5W |  | Mini-Splits(Non-Ducted) | MCBU-06HRFN1-MV0W |  | 6500 | 22 | 10.8 | 7100 | 8000 | 112.7% | 2 | 14.5 | 14.5 |  |  |  |  | R-410A | 0.54167 | Residential & Commercial | VSMSHP | Non-Ducted CEE Tier 2
211644093 | Mini/Multi Split | ECO-AIR | HRCU-A-CB-O | MOX330-09HFN1-MY5W |  | Mini-Splits(Non-Ducted) | MCBU-09HRFN1-MW0W |  | 9000 | 24 | 12.4 | 10900 | 10500 | 96.33% | 1.8 | 13 | 13 |  |  |  |  | R-410A | 0.75 | Residential & Commercial | VSMSHP | Non-Ducted CEE Tier 2
211644094 | Mini/Multi Split | ECO-AIR | HRCU-A-CB-O | MOX330-12HFN1-MW5W |  | Mini-Splits(Non-Ducted) | MCBU-12HRFN1-MV0W |  | 12000 | 23 | 10 | 12500 | 11000 | 88% | 1.8 | 13 | 13 |  |  |  |  | R-410A | 1 | Residential & Commercial | VSMSHP | Non-Ducted CEE Tier 2
211644095 | Mini/Multi Split | ECO-AIR | HRCU-A-CB-O | MOX430-17HFN1-MT0W |  | Mini-Splits(Non-Ducted) | MCBU-18HRFN1-MU2W |  | 16700 | 19.8 | 11.2 | 20000 | 16700 | 83.5% | 1.93 | 12.5 | 12.5 |  |  |  |  | R-410A | 1.3917 | Residential & Commercial | VSMSHP | Non-Ducted CEE Tier 2
211644096 | Mini/Multi Split | Alsetria | HRCU-A-CB-O | MOX230-12HFN1-MV5W |  | Mini-Splits(Non-Ducted) | MFA2U-12HRFN1-MW5W |  | 12000 | 25 | 11 | 12000 | 8400 | 70% | 2.38 | 13 | 13 |  |  |  |  | R-410A | 1 | Residential & Commercial | VSMSHP | Non-Ducted CEE Tier 2
211644097 | Mini/Multi Split | Alsetria | HRCU-A-CB-O | MOX430-18HFN1-MU0W |  | Mini-Splits(Non-Ducted) | MFA2U-16HRFN1-MV0W |  | 16000 | 22.4 | 10.4 | 17000 | 12700 | 74.71% | 2.32 | 12.5 | 12.5 |  |  |  |  | R-410A | 1.3333 | Residential & Commercial | VSMSHP | Non-Ducted CEE Tier 2
211644098 | Mini/Multi Split | Alsetria | HRCU-A-CB-O | MOX230-09HFN1-MW5W |  | Mini-Splits(Non-Ducted) | MCBU-06HRFN1-MV0W |  | 6500 | 22 | 10.8 | 7100 | 8000 | 112.7% | 2 | 14.5 | 14.5 |  |  |  |  | R-410A | 0.54167 | Residential & Commercial | VSMSHP | Non-Ducted CEE Tier 2
211644099 | Mini/Multi Split | Alsetria | HRCU-A-CB-O | MOX330-09HFN1-MY5W |  | Mini-Splits(Non-Ducted) | MCBU-09HRFN1-MW0W |  | 9000 | 24 | 12.4 | 10900 | 10500 | 96.33% | 1.8 | 13 | 13 |  |  |  |  | R-410A | 0.75 | Residential & Commercial | VSMSHP | Non-Ducted CEE Tier 2
211644100 | Mini/Multi Split | Alsetria | HRCU-A-CB-O | MOX330-12HFN1-MW5W |  | Mini-Splits(Non-Ducted) | MCBU-12HRFN1-MV0W |  | 12000 | 23 | 10 | 12500 | 11000 | 88% | 1.8 | 13 | 13 |  |  |  |  | R-410A | 1 | Residential & Commercial | VSMSHP | Non-Ducted CEE Tier 2
211644101 | Mini/Multi Split | Alsetria | HRCU-A-CB-O | MOX430-17HFN1-MT0W |  | Mini-Splits(Non-Ducted) | MCBU-18HRFN1-MU2W |  | 16700 | 19.8 | 11.2 | 20000 | 16700 | 83.5% | 1.93 | 12.5 | 12.5 |  |  |  |  | R-410A | 1.3917 | Residential & Commercial | VSMSHP | Non-Ducted CEE Tier 2
213255576 | Mini/Multi Split | EG4 | HRCU-A-CB-O | DWB3-ACDC-24K |  | Mini-Splits(Non-Ducted) | DGA2-ACDC-24K |  | 22600 | 21 | 9.6 | 25000 | 17500 | 70% | 1.8 | 0 | 11.3 |  |  |  |  | R-410A | 1.8833 | Residential & Commercial | VSMSHP | Non-Ducted CEE Tier 2
213257470 | Mini/Multi Split | UA United Appliances | HRCU-A-CB-O | UAWH30-DD3D1/O |  | Mini-Splits(Non-Ducted) | UAWH30-DD3D1/I |  | 30000 | 20 | 8.5 | 30000 | 23200 | 77.33% | 1.81 | 11.25 | 11.25 |  |  |  |  | R-410A | 2.5 | Residential & Commercial | VSMSHP
213257471 | Mini/Multi Split | UA United Appliances | HRCU-A-CB-O | UAWH36-DD3D1/O |  | Mini-Splits(Non-Ducted) | UAWH36-DD3D1/I |  | 33600 | 20 | 8.5 | 34600 | 24400 | 70.52% | 1.85 | 10.5 | 10.5 |  |  |  |  | R-410A | 2.8 | Residential & Commercial | VSMSHP
206263449 | Mini/Multi Split | FUJITSU | HRCU-A-CB-O | AOUH09LMAH1 |  | Mini-Splits(Non-Ducted) | ASUH09LMAS |  | 9000 | 26.5 | 12.3 | 12000 | 9400 | 78.33% | 2 | 15.4 | 15.4 |  |  |  |  | R-410A | 0.75 | Residential & Commercial | VSMSHP | Non-Ducted CEE Tier 2
206579745 | Mini/Multi Split | FUJITSU | HRCU-A-CB-O | AOUH18LUAS1 |  | Mini-Splits(Non-Ducted) | ACUH18LUAS1 |  | 17100 | 21.5 | 11.2 | 21600 | 17100 | 79.17% | 2.2 | 12.5 | 12.5 |  |  |  |  | R-410A | 1.425 | Residential & Commercial | VSMSHP | Non-Ducted CEE Tier 2
213088010 | Mini/Multi Split | MOOVAIR | HRCU-A-CB-O | DMB12HOS42230E8 |  | Mini-Splits(Non-Ducted) | DMB12HIW42230E8 |  | 12000 | 27.5 | 14.5 | 12000 | 13500 | 112.5% | 1.86 | 14 | 14.3 |  |  |  |  | R-410A | 1 | Residential & Commercial | VSMSHP | Non-Ducted CEE Tier 2
213088012 | Mini/Multi Split | PIONEER | HRCU-A-CB-O | YN024GMFI22RPE |  | Mini-Splits(Non-Ducted) | CB024GMFILCFHE |  | 24000 | 21.5 | 9.7 | 25000 | 18500 | 74% | 2.2 | 12.5 | 12.5 |  |  |  |  | R-410A | 2 | Residential & Commercial | VSMSHP | Non-Ducted CEE Tier 2
213088021 | Mini/Multi Split | DIAL | HRCU-A-CB-O | SZHW09WW115AHE |  | Mini-Splits(Non-Ducted) | SZHW09NN115AHE |  | 9000 | 18.5 | 9 | 9000 | 6300 | 70% | 1.8 | 12.8 | 12.8 |  |  |  |  | R-410A | 0.75 | Residential & Commercial | VSMSHP
213088022 | Mini/Multi Split | DIAL | HRCU-A-CB-O | SZHW09WW230BBJ |  | Mini-Splits(Non-Ducted) | SZHW09NN230BBJ |  | 9000 | 22 | 9 | 9000 | 6300 | 70% | 1.8 | 13.7 | 13.7 |  |  |  |  | R-410A | 0.75 | Residential & Commercial | VSMSHP
213088023 | Mini/Multi Split | DIAL | HRCU-A-CB-O | SZHW12WW230BAJ |  | Mini-Splits(Non-Ducted) | SZHW12NW230BAJ |  | 12000 | 21 | 9.5 | 12000 | 8400 | 70% | 1.75 | 13 | 13 |  |  |  |  | R-410A | 1 | Residential & Commercial | VSMSHP | Non-Ducted CEE Tier 2
213088024 | Mini/Multi Split | DIAL | HRCU-A-CB-O | 9000Z-22.5S-230-O |  | Mini-Splits(Non-Ducted) | 9000Z-22.5S-230-I |  | 9000 | 22 | 9 | 9000 | 6300 | 70% | 1.8 | 13.7 | 13.7 |  |  |  |  | R-410A | 0.75 | Residential & Commercial | VSMSHP
213088025 | Mini/Multi Split | DIAL | HRCU-A-CB-O | 12000Z-22S-230-O |  | Mini-Splits(Non-Ducted) | 12000Z-22S-230-I |  | 12000 | 21 | 9.5 | 12000 | 8400 | 70% | 1.75 | 13 | 13 |  |  |  |  | R-410A | 1 | Residential & Commercial | VSMSHP | Non-Ducted CEE Tier 2
213088026 | Mini/Multi Split | DIAL | HRCU-A-CB-O | 18000Z-23S-230-O |  | Mini-Splits(Non-Ducted) | 18000Z-23S-230-I |  | 18000 | 22.5 | 8.6 | 17000 | 11900 | 70% | 1.8 | 13 | 13 |  |  |  |  | R-410A | 1.5 | Residential & Commercial | VSMSHP
213088027 | Mini/Multi Split | DIAL | HRCU-A-CB-O | 24000Z-21S-230-O |  | Mini-Splits(Non-Ducted) | 24000Z-21S-230-I |  | 23000 | 20.5 | 8.6 | 23000 | 18000 | 78.26% | 1.75 | 12.5 | 12.2 |  |  |  |  | R-410A | 1.9167 | Residential & Commercial | VSMSHP
213088028 | Mini/Multi Split | DIAL | HRCU-A-CB-O | 9000-19.5S-115-O |  | Mini-Splits(Non-Ducted) | 9000-19.5S-115-I |  | 9000 | 18.5 | 9 | 9000 | 6300 | 70% | 1.8 | 12.8 | 12.8 |  |  |  |  | R-410A | 0.75 | Residential & Commercial | VSMSHP
213088031 | Mini/Multi Split | DIAL | HRCU-A-CB-O | 12000-22S-115-O |  | Mini-Splits(Non-Ducted) | 12000-22S-115-I |  | 12000 | 21.7 | 9.5 | 12000 | 8400 | 70% | 1.75 | 12.5 | 12.5 |  |  |  |  | R-410A | 1 | Residential & Commercial | VSMSHP | Non-Ducted CEE Tier 2
213081434 | Mini/Multi Split | COVAC | HRCU-A-CB-O | MOX230-09HFN1-BS5W |  | Mini-Splits(Non-Ducted) | MSAG11A-09HRFN1-BS5W |  | 9000 | 21.5 | 9.1 | 10000 | 7000 | 70% | 2.16 | 12.5 | 12.5 |  |  |  |  | R-410A | 0.75 | Residential & Commercial | VSMSHP
206597208 | Mini/Multi Split | FUJITSU | HRCU-A-CB-O | AOUG09LZAS1 |  | Mini-Splits(Non-Ducted) | ASUG09LZBS |  | 9000 | 33.1 | 13.4 | 12000 | 15400 | 128.3% | 2.14 | 18 | 18 |  |  |  |  | R-410A | 0.75 | Residential & Commercial | VSMSHP | Non-Ducted CEE Tier 2
206597209 | Mini/Multi Split | FUJITSU | HRCU-A-CB-O | AOUG09LZAH1 |  | Mini-Splits(Non-Ducted) | ASUG09LZBS |  | 9000 | 33.1 | 13.3 | 12000 | 15400 | 128.3% | 2 | 18 | 18 |  |  |  |  | R-410A | 0.75 | Residential & Commercial | VSMSHP | Non-Ducted CEE Tier 2
211306446 | Mini/Multi Split | FUJIECO | HRCU-A-CB-O | FES-09H2TK(O) |  | Mini-Splits(Non-Ducted) | FES-09H2TK(I) |  | 9000 | 19 | 8.5 | 10000 | 7000 | 70% | 1.8 | 0 | 10 |  |  |  |  | R-410A | 0.75 | Residential & Commercial | VSMSHP
211306447 | Mini/Multi Split | FUJIECO | HRCU-A-CB-O | FES-12H2TK(O) |  | Mini-Splits(Non-Ducted) | FES-12H2TK(I) |  | 12000 | 19 | 8.5 | 12200 | 8600 | 70.49% | 1.8 | 0 | 10 |  |  |  |  | R-410A | 1 | Residential & Commercial | VSMSHP
211306452 | Mini/Multi Split | FUJIECO | HRCU-A-CB-O | FES-12H2TK-ES(O) |  | Mini-Splits(Non-Ducted) | FES-12H2TK-ES(I) |  | 12000 | 23 | 9.5 | 12000 | 9100 | 75.83% | 1.8 | 13 | 13 |  |  |  |  | R-410A | 1 | Residential & Commercial | VSMSHP | Non-Ducted CEE Tier 2
211626454 | Mini/Multi Split | Mitsubishi Electric | HRCU-A-CB-O | MUZ-FW06NAHZ*** |  | Mini-Splits(Non-Ducted) | MSZ-FW06NA*** |  | 6000 | 35 | 13 | 9000 | 12700 | 141.1% | 2.37 | 0 | 21.45 |  |  |  |  | R-410A | 0.5 | Residential & Commercial | VSMSHP | Non-Ducted CEE Tier 2
211626455 | Mini/Multi Split | Mitsubishi Electric | HRCU-A-CB-O | MUZ-FW09NAHZ*** |  | Mini-Splits(Non-Ducted) | MSZ-FW09NA*** |  | 9000 | 33 | 13 | 12000 | 16200 | 135% | 2.26 | 0 | 18.35 |  |  |  |  | R-410A | 0.75 | Residential & Commercial | VSMSHP | Non-Ducted CEE Tier 2
211626456 | Mini/Multi Split | Mitsubishi Electric | HRCU-A-CB-O | MUZ-FW12NAHZ*** |  | Mini-Splits(Non-Ducted) | MSZ-FW12NA*** |  | 12000 | 29.5 | 12.58 | 13200 | 11500 | 87.12% | 2.59 | 0 | 15.3 |  |  |  |  | R-410A | 1 | Residential & Commercial | VSMSHP | Non-Ducted CEE Tier 2
211635162 | Mini/Multi Split | DAIKIN | HRCU-A-CB-O | RZQ18TBVJU* |  | Mini-Splits(Non-Ducted) | FCQ18AAVJU |  | 18000 | 18.5 | 9.2 | 20000 | 20000 | 100% | 2.44 | 0 | 13 |  |  |  |  | R-410A | 1.5 | Residential & Commercial | VSMSHP
211635163 | Mini/Multi Split | DAIKIN | HRCU-A-CB-O | RZQ24TBVJU* |  | Mini-Splits(Non-Ducted) | FCQ24AAVJU |  | 24000 | 18.6 | 9.1 | 27000 | 21400 | 79.26% | 2.25 | 0 | 12 |  |  |  |  | R-410A | 2 | Residential & Commercial | VSMSHP
211635164 | Mini/Multi Split | DAIKIN | HRCU-A-CB-O | RZQ30TBVJU* |  | Mini-Splits(Non-Ducted) | FCQ30AAVJU |  | 30000 | 21 | 10.1 | 34000 | 38000 | 111.8% | 1.9 | 0 | 13 |  |  |  |  | R-410A | 2.5 | Residential & Commercial | VSMSHP | Non-Ducted CEE Tier 2
211635165 | Mini/Multi Split | DAIKIN | HRCU-A-CB-O | RZQ36TBVJU* |  | Mini-Splits(Non-Ducted) | FCQ36AAVJU |  | 36000 | 20 | 10 | 40000 | 40000 | 100% | 2.3 | 0 | 12.1 |  |  |  |  | R-410A | 3 | Residential & Commercial | VSMSHP | Non-Ducted CEE Tier 2
211635166 | Mini/Multi Split | DAIKIN | HRCU-A-CB-O | RZQ42TBVJU* |  | Mini-Splits(Non-Ducted) | FCQ42AAVJU |  | 42000 | 18.9 | 10.2 | 47000 | 40500 | 86.17% | 2.1 | 0 | 10.3 |  |  |  |  | R-410A | 3.5 | Residential & Commercial | VSMSHP | Non-Ducted CEE Tier 2
211635167 | Mini/Multi Split | DAIKIN | HRCU-A-CB-O | RZQ48TBVJU* |  | Mini-Splits(Non-Ducted) | FCQ48AAVJU |  | 48000 | 18 | 10.3 | 54000 | 41000 | 75.93% | 2.1 | 0 | 8.2 |  |  |  |  | R-410A | 4 | Residential & Commercial | VSMSHP
211635186 | Mini/Multi Split | AireForce | HRCU-A-CB-O | GXH09(2.6)LSK4DH2 |  | Mini-Splits(Non-Ducted) | GHH09(2.6)LUK4DH2 |  | 9100 | 25.5 | 10.2 | 10500 | 9100 | 86.67% | 1.86 | 14.7 | 14.7 |  |  |  |  | R-410A | 0.75833 | Residential & Commercial | VSMSHP | Non-Ducted CEE Tier 2
211635187 | Mini/Multi Split | AireForce | HRCU-A-CB-O | GXH12(3.5)LSK4DH2 |  | Mini-Splits(Non-Ducted) | GHH12(3.5)LUK4DH2 |  | 12000 | 24 | 9 | 12000 | 9000 | 75% | 1.85 | 12.5 | 12.5 |  |  |  |  | R-410A | 1 | Residential & Commercial | VSMSHP
211635188 | Mini/Multi Split | AireForce | HRCU-A-CB-O | GXH18(5.3)LSK4DH2 |  | Mini-Splits(Non-Ducted) | GHH18(5.3)LUK4DH2 |  | 18000 | 23 | 8.5 | 18000 | 13000 | 72.22% | 1.85 | 12.5 | 12.5 |  |  |  |  | R-410A | 1.5 | Residential & Commercial | VSMSHP
211635190 | Mini/Multi Split | AireForce | HRCU-A-CB-O | GXH30(8.8)LSK4DH2 |  | Mini-Splits(Non-Ducted) | GHH30(8.8)LUK4DH2 |  | 30000 | 20 | 8.5 | 30000 | 23200 | 77.33% | 1.81 | 11.25 | 11.25 |  |  |  |  | R-410A | 2.5 | Residential & Commercial | VSMSHP
211635191 | Mini/Multi Split | AireForce | HRCU-A-CB-O | GXH36(10.6)LSK4DH2 |  | Mini-Splits(Non-Ducted) | GHH36(10.6)LUK4DH2 |  | 33600 | 20 | 8.5 | 34600 | 24400 | 70.52% | 1.85 | 10.5 | 10.5 |  |  |  |  | R-410A | 2.8 | Residential & Commercial | VSMSHP
211497194 | Mini/Multi Split | GREE | HRCU-A-CB-O | PUL36HP230V1AO |  | Mini-Splits(Non-Ducted) | PUL36HP230V1AH |  | 33600 | 20 | 8.5 | 34600 | 24400 | 70.52% | 1.85 | 10.5 | 10.5 |  |  |  |  | R-410A | 2.8 | Residential & Commercial | VSMSHP
211497196 | Mini/Multi Split | GREE | HRCU-A-CB-O | GWH18AGDXF-D3DNA1A/O |  | Mini-Splits(Non-Ducted) | GKH(18)BB-D3DN***/I |  | 18000 | 19 | 8.5 | 18000 | 14500 | 80.56% | 1.93 | 0 | 10.05 |  |  |  |  | R-410A | 1.5 | Residential & Commercial | VSMSHP
211497199 | Mini/Multi Split | GREE | HRCU-A-CB-O | GWH18QDXF-D3DNB2A/O |  | Mini-Splits(Non-Ducted) | GKH(18)BB-D3DN***/I |  | 18000 | 19 | 8.5 | 18000 | 14500 | 80.56% | 1.93 | 0 | 10.05 |  |  |  |  | R-410A | 1.5 | Residential & Commercial | VSMSHP
211504107 | Mini/Multi Split | Star Air Kontrol | HRCU-A-CB-O | SAK-18-24MS/220 |  | Mini-Splits(Non-Ducted) | SAK-18-24MS/220 |  | 18000 | 23.7 | 10.3 | 18000 | 12600 | 70% | 2.39 | 13.5 | 13.5 |  |  |  |  | R-410A | 1.5 | Residential & Commercial | VSMSHP | Non-Ducted CEE Tier 2
211580578 | Mini/Multi Split | 1HVAC | HRCU-A-CB-O | SC-30ZGLD-HP230B |  | Mini-Splits(Non-Ducted) | SC-30WGLD-HP230B |  | 30000 | 20 | 8.5 | 30000 | 23200 | 77.33% | 1.81 | 11.25 | 11.25 |  |  |  |  | R-410A | 2.5 | Residential & Commercial | VSMSHP
211580579 | Mini/Multi Split | ACIQ | HRCU-A-CB-O | SC-30ZGLD-HP230B |  | Mini-Splits(Non-Ducted) | SC-30WGLD-HP230B |  | 30000 | 20 | 8.5 | 30000 | 23200 | 77.33% | 1.81 | 11.25 | 11.25 |  |  |  |  | R-410A | 2.5 | Residential & Commercial | VSMSHP
211580580 | Mini/Multi Split | DIYCOOL | HRCU-A-CB-O | SC-30ZGLD-HP230B |  | Mini-Splits(Non-Ducted) | SC-30WGLD-HP230B |  | 30000 | 20 | 8.5 | 30000 | 23200 | 77.33% | 1.81 | 11.25 | 11.25 |  |  |  |  | R-410A | 2.5 | Residential & Commercial | VSMSHP
211580581 | Mini/Multi Split | Stealth Comfort | HRCU-A-CB-O | SC-30ZGLD-HP230B |  | Mini-Splits(Non-Ducted) | SC-30WGLD-HP230B |  | 30000 | 20 | 8.5 | 30000 | 23200 | 77.33% | 1.81 | 11.25 | 11.25 |  |  |  |  | R-410A | 2.5 | Residential & Commercial | VSMSHP
211580582 | Mini/Multi Split | 1HVAC | HRCU-A-CB-O | SC-36ZGLD-HP230B |  | Mini-Splits(Non-Ducted) | SC-36WGLD-HP230B |  | 33600 | 20 | 8.5 | 34600 | 24400 | 70.52% | 1.85 | 10.5 | 10.5 |  |  |  |  | R-410A | 2.8 | Residential & Commercial | VSMSHP
211580583 | Mini/Multi Split | ACIQ | HRCU-A-CB-O | SC-36ZGLD-HP230B |  | Mini-Splits(Non-Ducted) | SC-36WGLD-HP230B |  | 33600 | 20 | 8.5 | 34600 | 24400 | 70.52% | 1.85 | 10.5 | 10.5 |  |  |  |  | R-410A | 2.8 | Residential & Commercial | VSMSHP
211580584 | Mini/Multi Split | DIYCOOL | HRCU-A-CB-O | SC-36ZGLD-HP230B |  | Mini-Splits(Non-Ducted) | SC-36WGLD-HP230B |  | 33600 | 20 | 8.5 | 34600 | 24400 | 70.52% | 1.85 | 10.5 | 10.5 |  |  |  |  | R-410A | 2.8 | Residential & Commercial | VSMSHP
211580585 | Mini/Multi Split | Stealth Comfort | HRCU-A-CB-O | SC-36ZGLD-HP230B |  | Mini-Splits(Non-Ducted) | SC-36WGLD-HP230B |  | 33600 | 20 | 8.5 | 34600 | 24400 | 70.52% | 1.85 | 10.5 | 10.5 |  |  |  |  | R-410A | 2.8 | Residential & Commercial | VSMSHP
211583437 | Mini/Multi Split | AIR-CON | HRCU-A-CB-O | ABHCI4H4S09 |  | Mini-Splits(Non-Ducted) | ABHEM4H4S09 |  | 9000 | 25.5 | 10.5 | 10000 | 7000 | 70% | 2.05 | 14.5 | 14.5 |  |  |  |  | R-410A | 0.75 | Residential & Commercial | VSMSHP | Non-Ducted CEE Tier 2
211583438 | Mini/Multi Split | AIR-CON | HRCU-A-CB-O | ABHCI4H4S12 |  | Mini-Splits(Non-Ducted) | ABHEM4H4S12 |  | 12000 | 23.5 | 9.5 | 12000 | 8400 | 70% | 2.05 | 12.5 | 12.7 |  |  |  |  | R-410A | 1 | Residential & Commercial | VSMSHP | Non-Ducted CEE Tier 2
211583711 | Mini/Multi Split | PIONEER | HRCU-A-CB-O | YN009GHFI25RPH |  | Mini-Splits(Non-Ducted) | WF009GHFI25HLH |  | 9000 | 25.5 | 10.5 | 10000 | 7000 | 70% | 2.05 | 14.5 | 14.5 |  |  |  |  | R-410A | 0.75 | Residential & Commercial | VSMSHP | Non-Ducted CEE Tier 2
211583712 | Mini/Multi Split | PIONEER | HRCU-A-CB-O | YN012GHFI25RPH |  | Mini-Splits(Non-Ducted) | WF012GHFI25HLH |  | 12000 | 23.5 | 9.5 | 12000 | 8400 | 70% | 2.05 | 12.5 | 12.7 |  |  |  |  | R-410A | 1 | Residential & Commercial | VSMSHP | Non-Ducted CEE Tier 2
211583736 | Mini/Multi Split | PIONEER | HRCU-A-CB-O | YN018GHFI25RPH |  | Mini-Splits(Non-Ducted) | WF018GHFI25HLH |  | 18000 | 20.5 | 9.5 | 19000 | 13300 | 70% | 1.8 | 13 | 13.2 |  |  |  |  | R-410A | 1.5 | Residential & Commercial | VSMSHP | Non-Ducted CEE Tier 2
211583737 | Mini/Multi Split | PIONEER | HRCU-A-CB-O | YN024GHFI25RPH |  | Mini-Splits(Non-Ducted) | WF024GHFI25HLH |  | 24000 | 21 | 10 | 26000 | 18200 | 70% | 1.75 | 12.5 | 12.5 |  |  |  |  | R-410A | 2 | Residential & Commercial | VSMSHP | Non-Ducted CEE Tier 2
211583738 | Mini/Multi Split | Multi MFG | HRCU-A-CB-O | 9HHC0-HP-A |  | Mini-Splits(Non-Ducted) | 9HHW0-HP-A |  | 9000 | 25.5 | 10.5 | 10000 | 7000 | 70% | 2.05 | 14.5 | 14.5 |  |  |  |  | R-410A | 0.75 | Residential & Commercial | VSMSHP | Non-Ducted CEE Tier 2
211583739 | Mini/Multi Split | J-KU | HRCU-A-CB-O | JKS09HP230V1XC |  | Mini-Splits(Non-Ducted) | JKS09HP230V1XE |  | 9000 | 27.5 | 10.5 | 10000 | 7000 | 70% | 2.1 | 16.1 | 15.5 |  |  |  |  | R-410A | 0.75 | Residential & Commercial | VSMSHP | Non-Ducted CEE Tier 2
211583740 | Mini/Multi Split | J-KU | HRCU-A-CB-O | JKS12HP230V1XC |  | Mini-Splits(Non-Ducted) | JKS12HP230V1XE |  | 12000 | 23.5 | 9.8 | 12000 | 8400 | 70% | 1.75 | 15.4 | 15.4 |  |  |  |  | R-410A | 1 | Residential & Commercial | VSMSHP | Non-Ducted CEE Tier 2
211594220 | Mini/Multi Split | GOODMAN | HRCU-A-CB-O | RXNG12AXVJU |  | Mini-Splits(Non-Ducted) | FTXNG12AXVJU |  | 11000 | 18 | 9 | 11300 | 11600 | 102.7% | 1.8 | 0 | 8.5 |  |  |  |  | R-410A | 0.91667 | Residential & Commercial | VSMSHP
211619266 | Mini/Multi Split | ACD | HRCU-A-CB-O | PUD18KCH23S-O |  | Mini-Splits(Non-Ducted) | PUD18KCH23S-I |  | 18000 | 23 | 8.5 | 18000 | 13000 | 72.22% | 1.85 | 12.5 | 12.5 |  |  |  |  | R-410A | 1.5 | Residential & Commercial | VSMSHP
211624981 | Mini/Multi Split | ForestAir | HRCU-A-CB-O | FGH-12ES/E25-O |  | Mini-Splits(Non-Ducted) | FGH-12ES/E25-I |  | 12000 | 25 | 9 | 12000 | 9200 | 76.67% | 1.93 | 13 | 12.5 |  |  |  |  | R-410A | 1 | Residential & Commercial | VSMSHP
211624982 | Mini/Multi Split | ForestAir | HRCU-A-CB-O | FGH-18ES/E25-O |  | Mini-Splits(Non-Ducted) | FGH-18ES/E25-I |  | 18000 | 23 | 8.5 | 18200 | 14500 | 79.67% | 1.79 | 13 | 13 |  |  |  |  | R-410A | 1.5 | Residential & Commercial | VSMSHP
211624983 | Mini/Multi Split | ForestAir | HRCU-A-CB-O | FGH-09ES/E25-O |  | Mini-Splits(Non-Ducted) | FGH-09ES/E25-I |  | 9100 | 25 | 9.5 | 11000 | 9000 | 81.82% | 1.8 | 14.7 | 14.7 |  |  |  |  | R-410A | 0.75833 | Residential & Commercial | VSMSHP | Non-Ducted CEE Tier 2
211624984 | Mini/Multi Split | ForestAir | HRCU-A-CB-O | FGH-24ES/E25-O |  | Mini-Splits(Non-Ducted) | FGH-24ES/E25-I |  | 22000 | 24 | 9.5 | 24000 | 20000 | 83.33% | 1.8 | 13 | 13 |  |  |  |  | R-410A | 1.8333 | Residential & Commercial | VSMSHP | Non-Ducted CEE Tier 2
213244556 | Mini/Multi Split | TUTTO KOOL | HRCU-A-CB-O | TK1912E5CD-O |  | Mini-Splits(Non-Ducted) | TK1912E5CD-I |  | 12000 | 19 | 8.5 | 12200 | 8600 | 70.49% | 1.8 | 0 | 10 |  |  |  |  | R-410A | 1 | Residential & Commercial | VSMSHP
213244561 | Mini/Multi Split | Klimaire | HRCU-A-CB-O | KOIQ12H2-4 |  | Mini-Splits(Non-Ducted) | KIWQ12H2-4T |  | 12000 | 19 | 8.5 | 12200 | 8600 | 70.49% | 1.8 | 0 | 10 |  |  |  |  | R-410A | 1 | Residential & Commercial | VSMSHP
213244566 | Mini/Multi Split | Klimaire | HRCU-A-CB-O | KOIU09H2-1 |  | Mini-Splits(Non-Ducted) | KIWU09H2-1A |  | 9000 | 23.5 | 9.2 | 9500 | 7300 | 76.84% | 1.8 | 13 | 13 |  |  |  |  | R-410A | 0.75 | Residential & Commercial | VSMSHP
213244567 | Mini/Multi Split | Klimaire | HRCU-A-CB-O | KOIU12H1-1 |  | Mini-Splits(Non-Ducted) | KIWU12H1-1A |  | 12000 | 22 | 9 | 12000 | 8700 | 72.5% | 1.8 | 12.5 | 12.5 |  |  |  |  | R-410A | 1 | Residential & Commercial | VSMSHP
213244568 | Mini/Multi Split | Klimaire | HRCU-A-CB-O | KOIU12H2-1 |  | Mini-Splits(Non-Ducted) | KIWU12H2-1A |  | 12000 | 23 | 9.5 | 12000 | 9100 | 75.83% | 1.8 | 13 | 13 |  |  |  |  | R-410A | 1 | Residential & Commercial | VSMSHP | Non-Ducted CEE Tier 2
213246052 | Mini/Multi Split | SHARP | HRCU-A-CB-O | AE-X18ZHU1 |  | Mini-Splits(Non-Ducted) | AY-XP18ZHU1 |  | 18000 | 25 | 11.5 | 21600 | 19500 | 90.28% | 2.2 | 0 | 13 |  |  |  |  | R-32 | 1.5 | Residential & Commercial | VSMSHP | Non-Ducted CEE Tier 2
213246053 | Mini/Multi Split | SHARP | HRCU-A-CB-O | AE-X18ZU1 |  | Mini-Splits(Non-Ducted) | AY-XP18ZU1 |  | 18000 | 24 | 11 | 21600 | 18000 | 83.33% | 2.2 | 0 | 13 |  |  |  |  | R-32 | 1.5 | Residential & Commercial | VSMSHP | Non-Ducted CEE Tier 2
213246054 | Mini/Multi Split | SHARP | HRCU-A-CB-O | AE-X24ZU1 |  | Mini-Splits(Non-Ducted) | AY-XP24ZU1 |  | 22000 | 22 | 11 | 24000 | 19000 | 79.17% | 2.2 | 0 | 10 |  |  |  |  | R-32 | 1.8333 | Residential & Commercial | VSMSHP | Non-Ducted CEE Tier 2
211330193 | Mini/Multi Split | AIR MAX | HRCU-A-CB-O | AWGXC09-H2 |  | Mini-Splits(Non-Ducted) | AWGXE09-H2 |  | 9100 | 20.5 | 8.8 | 10500 | 8000 | 76.19% | 1.87 | 12.5 | 12.5 |  |  |  |  | R-410A | 0.75833 | Residential & Commercial | VSMSHP
211330197 | Mini/Multi Split | GREE | HRCU-A-CB-O | GWH24QEXF-D3DND4D/O |  | Mini-Splits(Non-Ducted) | GWH24ACEXF-D3DN***/I |  | 22000 | 22 | 9 | 24000 | 20000 | 83.33% | 1.8 | 12.2 | 12.2 |  |  |  |  | R-410A | 1.8333 | Residential & Commercial | VSMSHP
211330202 | Mini/Multi Split | COMFORMATIC | HRCU-A-CB-O | AWGXC24-H2 |  | Mini-Splits(Non-Ducted) | AWGXE24-H2 |  | 22000 | 22 | 9 | 24000 | 20000 | 83.33% | 1.8 | 12.2 | 12.2 |  |  |  |  | R-410A | 1.8333 | Residential & Commercial | VSMSHP
211330204 | Mini/Multi Split | AIR MAX | HRCU-A-CB-O | AWGXC24-H2 |  | Mini-Splits(Non-Ducted) | AWGXE24-H2 |  | 22000 | 22 | 9 | 24000 | 20000 | 83.33% | 1.8 | 12.2 | 12.2 |  |  |  |  | R-410A | 1.8333 | Residential & Commercial | VSMSHP
211330205 | Mini/Multi Split | AIR MAX | HRCU-A-CB-O | AWGYC36-H2 |  | Mini-Splits(Non-Ducted) | AWGYE36-H2 |  | 33600 | 20 | 8.5 | 34600 | 24400 | 70.52% | 1.85 | 10.5 | 10.5 |  |  |  |  | R-410A | 2.8 | Residential & Commercial | VSMSHP
211330206 | Mini/Multi Split | AIR MAX | HRCU-A-CB-O | AWGYC12-H2 |  | Mini-Splits(Non-Ducted) | AWGYE12-H2 |  | 12000 | 24 | 8.5 | 12200 | 12000 | 98.36% | 1.91 | 15.3 | 14 |  |  |  |  | R-410A | 1 | Residential & Commercial | VSMSHP
211330208 | Mini/Multi Split | LENNOX | HRCU-A-CB-O | LI018HO-250P432 |  | Mini-Splits(Non-Ducted) | LI018HI-250P432 |  | 18000 | 23 | 8.5 | 18000 | 13000 | 72.22% | 1.85 | 12.5 | 12.5 |  |  |  |  | R-410A | 1.5 | Residential & Commercial | VSMSHP
211455296 | Mini/Multi Split | HISENSE | HRCU-A-CB-O | AST-12UW3SXEDC01 |  | Mini-Splits(Non-Ducted) | AST-12UW3SXEDC01 |  | 12000 | 21 | 9.5 | 12000 | 8400 | 70% | 1.75 | 13 | 13 |  |  |  |  | R-410A | 1 | Residential & Commercial | VSMSHP | Non-Ducted CEE Tier 2
211497017 | Mini/Multi Split | Durastar | HRCU-A-CB-O | DRA1H12S1A |  | Mini-Splits(Non-Ducted) | DRAS12F1B |  | 12000 | 23.6 | 10 | 12000 | 12000 | 100% | 1.89 | 13 | 13 |  |  |  |  | R-410A | 1 | Residential & Commercial | VSMSHP | Non-Ducted CEE Tier 2
211497042 | Mini/Multi Split | Trane / Mitsubishi Electric | HRCU-A-CB-O | TRUZH0421KA10NA |  | Mini-Splits(Non-Ducted) | TPCA0A0421KA*** |  | 42000 | 15.5 | 9 | 54000 | 48000 | 88.89% | 1.75 | 10.3 | 10 |  |  |  |  | R-410A | 3.5 | Residential & Commercial | VSMSHP
211497052 | Mini/Multi Split | Trane / Mitsubishi Electric | HRCU-A-CB-O | TRUZH0241HA10NA |  | Mini-Splits(Non-Ducted) | TPKA0A0241KA*** |  | 24000 | 19.5 | 9.5 | 28000 | 26000 | 92.86% | 1.9 | 12.65 | 12.6 |  |  |  |  | R-410A | 2 | Residential & Commercial | VSMSHP | Non-Ducted CEE Tier 2
211497053 | Mini/Multi Split | Trane / Mitsubishi Electric | HRCU-A-CB-O | TRUZH0241HA10NA |  | Mini-Splits(Non-Ducted) | TPCA0A0241KA*** |  | 23000 | 18.7 | 9.5 | 28000 | 26000 | 92.86% | 1.8 | 12.5 | 12.5 |  |  |  |  | R-410A | 1.9167 | Residential & Commercial | VSMSHP | Non-Ducted CEE Tier 2
211497074 | Mini/Multi Split | Trane / Mitsubishi Electric | HRCU-A-CB-O | TRUZH0241HA10NA |  | Mini-Splits(Non-Ducted) | TPLA0A0241EA*** |  | 24000 | 21.6 | 10 | 28000 | 26000 | 92.86% | 1.9 | 14.05 | 14 |  |  |  |  | R-410A | 2 | Residential & Commercial | VSMSHP | Non-Ducted CEE Tier 2
211497078 | Mini/Multi Split | Trane / Mitsubishi Electric | HRCU-A-CB-O | TRUZH0301KA00NA |  | Mini-Splits(Non-Ducted) | TPKA0A0301KA*** |  | 30000 | 18.5 | 8.5 | 34000 | 32000 | 94.12% | 1.8 | 12.8 | 12.8 |  |  |  |  | R-410A | 2.5 | Residential & Commercial | VSMSHP
211497140 | Mini/Multi Split | AIRTEMP | HRCU-A-CB-O | GXH18(5.3)LSK4DH2 |  | Mini-Splits(Non-Ducted) | GHH18(5.3)LUK4DH2 |  | 18000 | 23 | 8.5 | 18000 | 13000 | 72.22% | 1.85 | 12.5 | 12.5 |  |  |  |  | R-410A | 1.5 | Residential & Commercial | VSMSHP
211497141 | Mini/Multi Split | GIBSON | HRCU-A-CB-O | GXH18(5.3)LSK4DH2 |  | Mini-Splits(Non-Ducted) | GHH18(5.3)LUK4DH2 |  | 18000 | 23 | 8.5 | 18000 | 13000 | 72.22% | 1.85 | 12.5 | 12.5 |  |  |  |  | R-410A | 1.5 | Residential & Commercial | VSMSHP
211497143 | Mini/Multi Split | TOSOT | HRCU-A-CB-O | TW09HXCA1DO |  | Mini-Splits(Non-Ducted) | TW09HXCA1DI |  | 9100 | 19.5 | 8.8 | 10000 | 7400 | 74% | 1.81 | 11.3 | 11.3 |  |  |  |  | R-410A | 0.75833 | Residential & Commercial | VSMSHP
211497144 | Mini/Multi Split | TOSOT | HRCU-A-CB-O | TW12HXCA1DO |  | Mini-Splits(Non-Ducted) | TW12HXCA1DI |  | 12000 | 17.5 | 8.5 | 12000 | 8500 | 70.83% | 1.8 | 8.7 | 8.7 |  |  |  |  | R-410A | 1 | Residential & Commercial | VSMSHP
211290024 | Mini/Multi Split | CTMorley | HRCU-A-CB-O | MOU-A12H-2 |  | Mini-Splits(Non-Ducted) | MIU-B12F-2 |  | 12000 | 24.2 | 10.7 | 12000 | 11900 | 99.17% | 1.99 | 13.3 | 13.3 |  |  |  |  | R-410A | 1 | Residential & Commercial | VSMSHP | Non-Ducted CEE Tier 2
211290025 | Mini/Multi Split | CTMorley | HRCU-A-CB-O | MOU-A18H-2 |  | Mini-Splits(Non-Ducted) | MIU-B16F-2 |  | 16000 | 20.2 | 8.9 | 17000 | 16700 | 98.24% | 1.76 | 11 | 11 |  |  |  |  | R-410A | 1.3333 | Residential & Commercial | VSMSHP
211302338 | Mini/Multi Split | HISENSE | HRCU-A-CB-O | AUW-09U3SS |  | Mini-Splits(Non-Ducted) | AST-09UW3SVEDL01 |  | 9000 | 20 | 9.3 | 9200 | 7800 | 84.78% | 2.26 | 0 | 14 |  |  |  |  | R-410A | 0.75 | Residential & Commercial | VSMSHP
211302339 | Mini/Multi Split | HISENSE | HRCU-A-CB-O | AUW-12U3SS |  | Mini-Splits(Non-Ducted) | AST-12UW3SXEDL01 |  | 12000 | 21.5 | 9 | 12000 | 8500 | 70.83% | 1.88 | 0 | 13.1 |  |  |  |  | R-410A | 1 | Residential & Commercial | VSMSHP
211302340 | Mini/Multi Split | HISENSE | HRCU-A-CB-O | AUW-18U3SF |  | Mini-Splits(Non-Ducted) | AST-18UW3SBBDL00 |  | 18000 | 22 | 9.6 | 19000 | 13300 | 70% | 2.3 | 0 | 13.1 |  |  |  |  | R-410A | 1.5 | Residential & Commercial | VSMSHP | Non-Ducted CEE Tier 2
211302341 | Mini/Multi Split | HISENSE | HRCU-A-CB-O | AUW-24U3SA |  | Mini-Splits(Non-Ducted) | AST-24UW3SDBDL01 |  | 23400 | 20.5 | 9.3 | 25800 | 18500 | 71.71% | 1.92 | 0 | 12.45 |  |  |  |  | R-410A | 1.95 | Residential & Commercial | VSMSHP
211306384 | Mini/Multi Split | Mitsutomo | HRCU-A-CB-O | RO-SZ09-AB-J |  | Mini-Splits(Non-Ducted) | RW-SZ09-AB-J |  | 9000 | 21.5 | 9.1 | 10000 | 7000 | 70% | 2.16 | 12.5 | 12.5 |  |  |  |  | R-410A | 0.75 | Residential & Commercial | VSMSHP
211306386 | Mini/Multi Split | Mitsutomo | HRCU-A-CB-O | RO-SZ09-AB-Q |  | Mini-Splits(Non-Ducted) | RW-SZ09-AB-Q |  | 9000 | 21.7 | 9.4 | 10000 | 7000 | 70% | 2 | 12.6 | 12.6 |  |  |  |  | R-410A | 0.75 | Residential & Commercial | VSMSHP
211306392 | Mini/Multi Split | Mitsutomo | HRCU-A-CB-O | HO-SZ06-AB-Q |  | Mini-Splits(Non-Ducted) | HW-SZ06-AB-Q |  | 6000 | 23.5 | 12 | 7000 | 7100 | 101.4% | 1.84 | 15 | 15 |  |  |  |  | R-410A | 0.5 | Residential & Commercial | VSMSHP | Non-Ducted CEE Tier 2
211306393 | Mini/Multi Split | Mitsutomo | HRCU-A-CB-O | HO-SZ09-AB-Q |  | Mini-Splits(Non-Ducted) | HW-SZ09-AB-Q |  | 9000 | 26.4 | 11.6 | 12000 | 11000 | 91.67% | 1.85 | 15.8 | 15.8 |  |  |  |  | R-410A | 0.75 | Residential & Commercial | VSMSHP | Non-Ducted CEE Tier 2
211306394 | Mini/Multi Split | Mitsutomo | HRCU-A-CB-O | HO-SZ12-AB-Q |  | Mini-Splits(Non-Ducted) | HW-SZ12-AB-Q |  | 12000 | 23.1 | 10.5 | 12000 | 11000 | 91.67% | 1.88 | 13 | 13 |  |  |  |  | R-410A | 1 | Residential & Commercial | VSMSHP | Non-Ducted CEE Tier 2
211306395 | Mini/Multi Split | Mitsutomo | HRCU-A-CB-O | HO-SZ18-AB-Q |  | Mini-Splits(Non-Ducted) | HW-SZ18-AB-Q |  | 18000 | 22 | 10.6 | 18000 | 17200 | 95.56% | 1.89 | 13 | 13 |  |  |  |  | R-410A | 1.5 | Residential & Commercial | VSMSHP | Non-Ducted CEE Tier 2
211306396 | Mini/Multi Split | Mitsutomo | HRCU-A-CB-O | HO-SZ24-AB-Q |  | Mini-Splits(Non-Ducted) | HW-SZ24-AB-Q |  | 23000 | 22.3 | 10.3 | 26000 | 23000 | 88.46% | 1.8 | 12.5 | 12.5 |  |  |  |  | R-410A | 1.9167 | Residential & Commercial | VSMSHP | Non-Ducted CEE Tier 2
211306397 | Mini/Multi Split | Mitsutomo | HRCU-A-CB-O | HO-SZ06-AB-Q |  | Mini-Splits(Non-Ducted) | HJ-UZ06-AB-Q |  | 6500 | 22 | 10.8 | 7100 | 8000 | 112.7% | 2 | 14.5 | 14.5 |  |  |  |  | R-410A | 0.54167 | Residential & Commercial | VSMSHP | Non-Ducted CEE Tier 2
211306398 | Mini/Multi Split | Mitsutomo | HRCU-A-CB-O | HO-SZ09-AB-Q |  | Mini-Splits(Non-Ducted) | HJ-UZ09-AB-Q |  | 9000 | 24 | 12.4 | 10900 | 10500 | 96.33% | 1.8 | 13 | 13 |  |  |  |  | R-410A | 0.75 | Residential & Commercial | VSMSHP | Non-Ducted CEE Tier 2
211306399 | Mini/Multi Split | Mitsutomo | HRCU-A-CB-O | HO-SZ12-AB-Q |  | Mini-Splits(Non-Ducted) | HJ-UZ12-AB-Q |  | 12000 | 23 | 10 | 12500 | 11000 | 88% | 1.8 | 13 | 13 |  |  |  |  | R-410A | 1 | Residential & Commercial | VSMSHP | Non-Ducted CEE Tier 2
211306400 | Mini/Multi Split | Mitsutomo | HRCU-A-CB-O | HO-SZ18-AB-Q |  | Mini-Splits(Non-Ducted) | HJ-UZ18-AB-Q |  | 16700 | 19.8 | 11.2 | 20000 | 16700 | 83.5% | 1.93 | 12.5 | 12.5 |  |  |  |  | R-410A | 1.3917 | Residential & Commercial | VSMSHP | Non-Ducted CEE Tier 2
211174330 | Mini/Multi Split | BOREAL | HRCU-A-CB-O | 3BRS09HPL1OA |  | Mini-Splits(Non-Ducted) | 3BRS09HPL1IA |  | 9100 | 19.5 | 8.6 | 10000 | 7500 | 75% | 1.77 | 11.3 | 11.3 |  |  |  |  | R-410A | 0.75833 | Residential & Commercial | VSMSHP
211174331 | Mini/Multi Split | BOREAL | HRCU-A-CB-O | 3BRS09HPJ1OA |  | Mini-Splits(Non-Ducted) | 3BRS09HPJ1IA |  | 9100 | 19.5 | 8.8 | 10000 | 7400 | 74% | 1.81 | 11.3 | 11.3 |  |  |  |  | R-410A | 0.75833 | Residential & Commercial | VSMSHP
211174332 | Mini/Multi Split | BOREAL | HRCU-A-CB-O | 3BRS12HPL1OA |  | Mini-Splits(Non-Ducted) | 3BRS12HPL1IA |  | 12000 | 17.5 | 8.5 | 12000 | 8500 | 70.83% | 1.75 | 8.7 | 8.7 |  |  |  |  | R-410A | 1 | Residential & Commercial | VSMSHP
211174333 | Mini/Multi Split | BOREAL | HRCU-A-CB-O | 3BRS12HPJ1OA |  | Mini-Splits(Non-Ducted) | 3BRS12HPJ1IA |  | 12000 | 17.5 | 8.5 | 12000 | 8500 | 70.83% | 1.8 | 8.7 | 8.7 |  |  |  |  | R-410A | 1 | Residential & Commercial | VSMSHP
211174336 | Mini/Multi Split | BOREAL | HRCU-A-CB-O | 3BRS30HPJ1OA |  | Mini-Splits(Non-Ducted) | 3BRS30HPJ1IA |  | 30000 | 20 | 8.5 | 30000 | 23200 | 77.33% | 1.81 | 11.25 | 11.25 |  |  |  |  | R-410A | 2.5 | Residential & Commercial | VSMSHP
211174337 | Mini/Multi Split | BOREAL | HRCU-A-CB-O | 3BRS36HPJ1OA |  | Mini-Splits(Non-Ducted) | 3BRS36HPJ1IA |  | 33600 | 20 | 8.5 | 34600 | 24400 | 70.52% | 1.85 | 10.5 | 10.5 |  |  |  |  | R-410A | 2.8 | Residential & Commercial | VSMSHP
211174338 | Mini/Multi Split | RHEEM | HRCU-A-CB-O | RGWI-CW09H1AT-01 |  | Mini-Splits(Non-Ducted) | RGWI-EW09H1AT-01 |  | 9100 | 19.5 | 8.6 | 10000 | 7500 | 75% | 1.77 | 11.3 | 11.3 |  |  |  |  | R-410A | 0.75833 | Residential & Commercial | VSMSHP
211174339 | Mini/Multi Split | RHEEM | HRCU-A-CB-O | RGWI-CW09H2AT-01 |  | Mini-Splits(Non-Ducted) | RGWI-EW09H2AT-01 |  | 9100 | 19.5 | 8.8 | 10000 | 7400 | 74% | 1.81 | 11.3 | 11.3 |  |  |  |  | R-410A | 0.75833 | Residential & Commercial | VSMSHP
211174340 | Mini/Multi Split | RHEEM | HRCU-A-CB-O | RGWI-CW12H1AT-01 |  | Mini-Splits(Non-Ducted) | RGWI-EW12H1AT-01 |  | 12000 | 17.5 | 8.5 | 12000 | 8500 | 70.83% | 1.75 | 8.7 | 8.7 |  |  |  |  | R-410A | 1 | Residential & Commercial | VSMSHP
211174341 | Mini/Multi Split | RHEEM | HRCU-A-CB-O | RGWI-CW12H2AT-01 |  | Mini-Splits(Non-Ducted) | RGWI-EW12H2AT-01 |  | 12000 | 17.5 | 8.5 | 12000 | 8500 | 70.83% | 1.8 | 8.7 | 8.7 |  |  |  |  | R-410A | 1 | Residential & Commercial | VSMSHP
211174344 | Mini/Multi Split | RHEEM | HRCU-A-CB-O | RGWI-CW30H2AT-01 |  | Mini-Splits(Non-Ducted) | RGWI-EW30H2AT-01 |  | 30000 | 20 | 8.5 | 30000 | 23200 | 77.33% | 1.81 | 11.25 | 11.25 |  |  |  |  | R-410A | 2.5 | Residential & Commercial | VSMSHP
211174345 | Mini/Multi Split | RHEEM | HRCU-A-CB-O | RGWI-CW36H2AT-01 |  | Mini-Splits(Non-Ducted) | RGWI-EW36H2AT-01 |  | 33600 | 20 | 8.5 | 34600 | 24400 | 70.52% | 1.85 | 10.5 | 10.5 |  |  |  |  | R-410A | 2.8 | Residential & Commercial | VSMSHP
211253535 | Mini/Multi Split | PERFECTAIRE | HRCU-A-CB-O | 3PAMSHH06-SZO |  | Mini-Splits(Non-Ducted) | 3PAMSHH06-UVW |  | 6000 | 23.5 | 12 | 7000 | 7100 | 101.4% | 1.84 | 15 | 15 |  |  |  |  | R-410A | 0.5 | Residential & Commercial | VSMSHP | Non-Ducted CEE Tier 2
211257104 | Mini/Multi Split | Clima Smart | HRCU-A-CB-O | MCH12-CS-S23-O |  | Mini-Splits(Non-Ducted) | MCH12-CS-S23-I |  | 12000 | 22 | 9 | 12000 | 8700 | 72.5% | 1.8 | 12.5 | 12.5 |  |  |  |  | R-410A | 1 | Residential & Commercial | VSMSHP
211257122 | Mini/Multi Split | Breeze33 | HRCU-A-CB-O | BZ33-HYP09OUT2-G2-P |  | Mini-Splits(Non-Ducted) | BZ33-OWCASS09-G2-P |  | 9000 | 24 | 12.4 | 10900 | 10500 | 96.33% | 1.8 | 13 | 13 |  |  |  |  | R-410A | 0.75 | Residential & Commercial | VSMSHP | Non-Ducted CEE Tier 2
211259269 | Mini/Multi Split | Mitsubishi Electric | HRCU-A-CB-O | PUZ-HA24NHA1 |  | Mini-Splits(Non-Ducted) | PKA-A24KA* |  | 24000 | 19.5 | 9.5 | 28000 | 26000 | 92.86% | 1.9 | 12.65 | 12.6 |  |  |  |  | R-410A | 2 | Residential & Commercial | VSMSHP | Non-Ducted CEE Tier 2
211273235 | Mini/Multi Split | Breeze33 | HRCU-A-CB-O | BZ33-HYP12OUT2-G2-P |  | Mini-Splits(Non-Ducted) | BZ33-OWCASS12-G2-P |  | 12000 | 23 | 10 | 12500 | 11000 | 88% | 1.8 | 13 | 13 |  |  |  |  | R-410A | 1 | Residential & Commercial | VSMSHP | Non-Ducted CEE Tier 2
211273236 | Mini/Multi Split | Breeze33 | HRCU-A-CB-O | BZ33-HYP18OUT2-G2-P |  | Mini-Splits(Non-Ducted) | BZ33-OWCASS18-G2-P |  | 16700 | 19.8 | 11.2 | 20000 | 16700 | 83.5% | 1.93 | 12.5 | 12.5 |  |  |  |  | R-410A | 1.3917 | Residential & Commercial | VSMSHP | Non-Ducted CEE Tier 2
211273264 | Mini/Multi Split | Mitsubishi Electric | HRCU-A-CB-O | PUZ-HA24NHA1 |  | Mini-Splits(Non-Ducted) | PLA-A24EA* |  | 24000 | 21.6 | 10 | 28000 | 26000 | 92.86% | 1.9 | 14 | 14 |  |  |  |  | R-410A | 2 | Residential & Commercial | VSMSHP | Non-Ducted CEE Tier 2
211273265 | Mini/Multi Split | Mitsubishi Electric | HRCU-A-CB-O | PUZ-HA30NKA |  | Mini-Splits(Non-Ducted) | PLA-A30EA* |  | 30000 | 20.2 | 8.8 | 34000 | 32000 | 94.12% | 2 | 14.1 | 14.1 |  |  |  |  | R-410A | 2.5 | Residential & Commercial | VSMSHP
211277582 | Mini/Multi Split | Breeze33 | HRCU-A-CB-O | HSZ9H424ZMO |  | Mini-Splits(Non-Ducted) | SCA9H424ZMI |  | 9000 | 24 | 12.4 | 10900 | 10500 | 96.33% | 1.8 | 13 | 13 |  |  |  |  | R-410A | 0.75 | Residential & Commercial | VSMSHP | Non-Ducted CEE Tier 2
211277584 | Mini/Multi Split | Breeze33 | HRCU-A-CB-O | HSZ12H424ZMO |  | Mini-Splits(Non-Ducted) | CA12H424ZMI |  | 12000 | 22.3 | 10.2 | 12000 | 11300 | 94.17% | 1.89 | 12.7 | 12.7 |  |  |  |  | R-410A | 1 | Residential & Commercial | VSMSHP | Non-Ducted CEE Tier 2
211277585 | Mini/Multi Split | Breeze33 | HRCU-A-CB-O | HSZ12H424ZMO |  | Mini-Splits(Non-Ducted) | SCA12H424ZMI |  | 12000 | 23 | 10 | 12500 | 11000 | 88% | 1.8 | 13 | 13 |  |  |  |  | R-410A | 1 | Residential & Commercial | VSMSHP | Non-Ducted CEE Tier 2
211277587 | Mini/Multi Split | Breeze33 | HRCU-A-CB-O | HSZ12H424ZMO |  | Mini-Splits(Non-Ducted) | C12H424ZMI |  | 12000 | 24.2 | 10.7 | 12000 | 11900 | 99.17% | 1.99 | 13.3 | 13.3 |  |  |  |  | R-410A | 1 | Residential & Commercial | VSMSHP | Non-Ducted CEE Tier 2
211277588 | Mini/Multi Split | Breeze33 | HRCU-A-CB-O | HSZ18H424ZMO |  | Mini-Splits(Non-Ducted) | CA18H424ZMI |  | 16000 | 20 | 9.5 | 17000 | 16000 | 94.12% | 1.75 | 12.5 | 12.5 |  |  |  |  | R-410A | 1.3333 | Residential & Commercial | VSMSHP | Non-Ducted CEE Tier 2
211277589 | Mini/Multi Split | Breeze33 | HRCU-A-CB-O | HSZ18H424ZMO |  | Mini-Splits(Non-Ducted) | SCA18H424ZMI |  | 16700 | 19.8 | 11.2 | 20000 | 16700 | 83.5% | 1.93 | 12.5 | 12.5 |  |  |  |  | R-410A | 1.3917 | Residential & Commercial | VSMSHP | Non-Ducted CEE Tier 2
211277591 | Mini/Multi Split | Breeze33 | HRCU-A-CB-O | HSZ18H424ZMO |  | Mini-Splits(Non-Ducted) | C18H424ZMI |  | 16000 | 20.2 | 8.9 | 17000 | 16700 | 98.24% | 1.76 | 11 | 11 |  |  |  |  | R-410A | 1.3333 | Residential & Commercial | VSMSHP
211277592 | Mini/Multi Split | Breeze33 | HRCU-A-CB-O | HSZ18H424ZMO |  | Mini-Splits(Non-Ducted) | FC18H424ZMI |  | 17000 | 20.5 | 9.8 | 18000 | 16800 | 93.33% | 1.86 | 12.5 | 12.5 |  |  |  |  | R-410A | 1.4167 | Residential & Commercial | VSMSHP | Non-Ducted CEE Tier 2
211277593 | Mini/Multi Split | Breeze33 | HRCU-A-CB-O | HSZ24H424ZMO |  | Mini-Splits(Non-Ducted) | CA24H424ZMI |  | 24000 | 20.5 | 11.5 | 25000 | 25800 | 103.2% | 2 | 11 | 11 |  |  |  |  | R-410A | 2 | Residential & Commercial | VSMSHP | Non-Ducted CEE Tier 2
211277595 | Mini/Multi Split | Breeze33 | HRCU-A-CB-O | HSZ24H424ZMO |  | Mini-Splits(Non-Ducted) | FC24H424ZMI |  | 24000 | 20.5 | 11 | 25000 | 25000 | 100% | 2.1 | 11.5 | 11.7 |  |  |  |  | R-410A | 2 | Residential & Commercial | VSMSHP | Non-Ducted CEE Tier 2
211289249 | Mini/Multi Split | Mitsubishi Electric | HRCU-A-CB-O | SUZ-KA12NAHZ |  | Mini-Splits(Non-Ducted) | SLZ-KF12NA* |  | 12000 | 20.8 | 9 | 13800 | 13800 | 100% | 1.83 | 12.7 | 12.7 |  |  |  |  | R-410A | 1 | Residential & Commercial | VSMSHP
211289825 | Mini/Multi Split | MDV | HRCU-A-CB-O | MOX230-09HFN1-BS5W-L |  | Mini-Splits(Non-Ducted) | MSAG11A-09HRFN1-BS5W |  | 9000 | 21.5 | 9.1 | 10000 | 7000 | 70% | 2.16 | 0 | 12.5 |  |  |  |  | R-410A | 0.75 | Residential & Commercial | VSMSHP
211289827 | Mini/Multi Split | MDV | HRCU-A-CB-O | MOX230-09HFN1-MT0W-L |  | Mini-Splits(Non-Ducted) | MSAG11A-09HRFN1-MT0W |  | 9000 | 21.5 | 9.4 | 10000 | 7000 | 70% | 2 | 0 | 12.6 |  |  |  |  | R-410A | 0.75 | Residential & Commercial | VSMSHP
211177521 | Mini/Multi Split | TOSOT | HRCU-A-CB-O | TW12HXP2A1DO |  | Mini-Splits(Non-Ducted) | TW12HXP2A1DI |  | 12000 | 24 | 9 | 12000 | 9000 | 75% | 1.85 | 12.5 | 12.5 |  |  |  |  | R-410A | 1 | Residential & Commercial | VSMSHP
211177522 | Mini/Multi Split | TOSOT | HRCU-A-CB-O | TW18HXP2A1DO |  | Mini-Splits(Non-Ducted) | TW18HXP2A1DI |  | 18000 | 23.5 | 9 | 18000 | 13500 | 75% | 1.9 | 13 | 13 |  |  |  |  | R-410A | 1.5 | Residential & Commercial | VSMSHP
211177524 | Mini/Multi Split | TOSOT | HRCU-A-CB-O | TW30HXQ2B2DO |  | Mini-Splits(Non-Ducted) | TW30HXQ2B2DI |  | 30000 | 20 | 8.5 | 30000 | 23200 | 77.33% | 1.81 | 11.25 | 11.25 |  |  |  |  | R-410A | 2.5 | Residential & Commercial | VSMSHP
211177525 | Mini/Multi Split | TOSOT | HRCU-A-CB-O | TW36HXQ2B2DO |  | Mini-Splits(Non-Ducted) | TW36HXQ2B2DI |  | 33600 | 20 | 8.5 | 34600 | 24400 | 70.52% | 1.85 | 10.5 | 10.5 |  |  |  |  | R-410A | 2.8 | Residential & Commercial | VSMSHP
211177526 | Mini/Multi Split | KINGHOME | HRCU-A-CB-O | KW18HP25SDO |  | Mini-Splits(Non-Ducted) | KW18HP25SDI |  | 18000 | 23.5 | 9 | 18000 | 13500 | 75% | 1.9 | 13 | 13 |  |  |  |  | R-410A | 1.5 | Residential & Commercial | VSMSHP
211177527 | Mini/Multi Split | KINGHOME | HRCU-A-CB-O | KW36HQ20SDO |  | Mini-Splits(Non-Ducted) | KW36HQ20SDI |  | 33600 | 20 | 8.5 | 34600 | 24400 | 70.52% | 1.85 | 10.5 | 10.5 |  |  |  |  | R-410A | 2.8 | Residential & Commercial | VSMSHP
211177530 | Mini/Multi Split | AC PRO.COM | HRCU-A-CB-O | AWH18QDXF-D3DNB2A/O |  | Mini-Splits(Non-Ducted) | AWH18QDXF-D3DNB8A/I |  | 18000 | 23 | 8.5 | 18000 | 13000 | 72.22% | 1.85 | 12.5 | 12.5 |  |  |  |  | R-410A | 1.5 | Residential & Commercial | VSMSHP
211177536 | Mini/Multi Split | TOSOT | HRCU-A-CB-O | TW09HXCA5AO |  | Mini-Splits(Non-Ducted) | TW09HXCA5AI |  | 9100 | 19.5 | 8.6 | 10000 | 7500 | 75% | 1.77 | 11.3 | 11.3 |  |  |  |  | R-410A | 0.75833 | Residential & Commercial | VSMSHP
211177537 | Mini/Multi Split | TOSOT | HRCU-A-CB-O | TW12HXCA5AO |  | Mini-Splits(Non-Ducted) | TW12HXCA5AI |  | 12000 | 17.5 | 8.5 | 12000 | 8500 | 70.83% | 1.75 | 8.7 | 8.7 |  |  |  |  | R-410A | 1 | Residential & Commercial | VSMSHP
211234500 | Mini/Multi Split | LG | HRCU-A-CB-O | LUU090HV |  | Mini-Splits(Non-Ducted) | LCN098HV4 |  | 9000 | 20.2 | 10.55 | 11000 | 10100 | 91.82% | 2.11 | 0 | 13.65 |  |  |  |  | R-410A | 0.75 | Residential & Commercial | VSMSHP | Non-Ducted CEE Tier 2
211234501 | Mini/Multi Split | LG | HRCU-A-CB-O | LUU090HV |  | Mini-Splits(Non-Ducted) | LQN090HV4 |  | 9000 | 21 | 10.4 | 10100 | 10200 | 101% | 1.94 | 0 | 12.6 |  |  |  |  | R-410A | 0.75 | Residential & Commercial | VSMSHP | Non-Ducted CEE Tier 2
211234502 | Mini/Multi Split | LG | HRCU-A-CB-O | LUU120HV |  | Mini-Splits(Non-Ducted) | LCN128HV4 |  | 11100 | 19.4 | 10.35 | 14000 | 10700 | 76.43% | 2.13 | 0 | 12.6 |  |  |  |  | R-410A | 0.925 | Residential & Commercial | VSMSHP | Non-Ducted CEE Tier 2
211234503 | Mini/Multi Split | LG | HRCU-A-CB-O | LUU120HV |  | Mini-Splits(Non-Ducted) | LQN120HV4 |  | 10200 | 20.8 | 10.2 | 13000 | 10800 | 83.08% | 2.09 | 0 | 12.6 |  |  |  |  | R-410A | 0.85 | Residential & Commercial | VSMSHP | Non-Ducted CEE Tier 2
211234504 | Mini/Multi Split | LG | HRCU-A-CB-O | LUU180HV |  | Mini-Splits(Non-Ducted) | LCN188HV4 |  | 18000 | 20.5 | 9.7 | 18500 | 16200 | 87.57% | 1.85 | 0 | 12.5 |  |  |  |  | R-410A | 1.5 | Residential & Commercial | VSMSHP | Non-Ducted CEE Tier 2
211234508 | Mini/Multi Split | LG | HRCU-A-CB-O | LUU360HV |  | Mini-Splits(Non-Ducted) | LCN369HV |  | 36000 | 21 | 10 | 40000 | 35000 | 87.5% | 2.1 | 0 | 12.5 |  |  |  |  | R-410A | 3 | Residential & Commercial | VSMSHP | Non-Ducted CEE Tier 2
211234513 | Mini/Multi Split | LG | HRCU-A-CB-O | LUU240HV |  | Mini-Splits(Non-Ducted) | LCN249HV |  | 23000 | 20 | 10.2 | 27000 | 21200 | 78.52% | 2.07 | 0 | 11.7 |  |  |  |  | R-410A | 1.9167 | Residential & Commercial | VSMSHP | Non-Ducted CEE Tier 2
211234514 | Mini/Multi Split | LG | HRCU-A-CB-O | LUU420HV |  | Mini-Splits(Non-Ducted) | LCN429HV |  | 42000 | 19.3 | 10.05 | 47000 | 39000 | 82.98% | 1.96 | 0 | 10.45 |  |  |  |  | R-410A | 3.5 | Residential & Commercial | VSMSHP | Non-Ducted CEE Tier 2
211246027 | Mini/Multi Split | Cooper&Hunter | HRCU-A-CB-O | CH-NHPR60LCU-230VO |  | Mini-Splits(Non-Ducted) | CH-60LCFC/I |  | 55000 | 17.3 | 10.2 | 60000 | 56500 | 94.17% | 1.97 | 9 | 9 |  |  |  |  | R-410A | 4.5833 | Residential & Commercial | VSMSHP | Non-Ducted CEE Tier 2
211253522 | Mini/Multi Split | CanAir | HRCU-A-CB-O | C25SCH09H21 |  | Mini-Splits(Non-Ducted) | C28SEH09H21 |  | 9000 | 25.5 | 12.3 | 10000 | 7500 | 75% | 2.17 | 15 | 15 |  |  |  |  | R-410A | 0.75 | Residential & Commercial | VSMSHP | Non-Ducted CEE Tier 2
211151018 | Mini/Multi Split | KINGHOME | HRCU-A-CB-O | KW18HQ25SDO |  | Mini-Splits(Non-Ducted) | KW18HQ25SDI |  | 18000 | 23 | 8.5 | 18000 | 13400 | 74.44% | 1.85 | 12.5 | 12.5 |  |  |  |  | R-410A | 1.5 | Residential & Commercial | VSMSHP
211158683 | Mini/Multi Split | DAIZUKI | HRCU-A-CB-O | DXTH09C416A-20 |  | Mini-Splits(Non-Ducted) | DXTH09E416A-20 |  | 9000 | 19 | 8.5 | 10000 | 7000 | 70% | 1.75 | 0 | 10 |  |  |  |  | R-410A | 0.75 | Residential & Commercial | VSMSHP
211158684 | Mini/Multi Split | DAIZUKI | HRCU-A-CB-O | DXTH09C426A-20 |  | Mini-Splits(Non-Ducted) | DXTH09E426A-20 |  | 9000 | 19 | 8.5 | 10000 | 7000 | 70% | 1.8 | 0 | 10 |  |  |  |  | R-410A | 0.75 | Residential & Commercial | VSMSHP
211158685 | Mini/Multi Split | DAIZUKI | HRCU-A-CB-O | DXTH12C416A-20 |  | Mini-Splits(Non-Ducted) | DXTH12E416A-20 |  | 12000 | 19 | 8.5 | 12200 | 8600 | 70.49% | 1.8 | 0 | 10 |  |  |  |  | R-410A | 1 | Residential & Commercial | VSMSHP
211158686 | Mini/Multi Split | DAIZUKI | HRCU-A-CB-O | DXTH12C426A-20 |  | Mini-Splits(Non-Ducted) | DXTH12E426A-20 |  | 12000 | 19 | 8.5 | 12200 | 8600 | 70.49% | 1.8 | 0 | 10 |  |  |  |  | R-410A | 1 | Residential & Commercial | VSMSHP
211158690 | Mini/Multi Split | DAIZUKI | HRCU-A-CB-O | DXTH09C416A-23 |  | Mini-Splits(Non-Ducted) | DXTH09E416A-23 |  | 9000 | 23 | 9 | 9500 | 7000 | 73.68% | 1.8 | 12.5 | 12.5 |  |  |  |  | R-410A | 0.75 | Residential & Commercial | VSMSHP
211158691 | Mini/Multi Split | DAIZUKI | HRCU-A-CB-O | DXTH09C426A-23 |  | Mini-Splits(Non-Ducted) | DXTH09E426A-23 |  | 9000 | 23.5 | 9.2 | 9500 | 7300 | 76.84% | 1.8 | 13 | 13 |  |  |  |  | R-410A | 0.75 | Residential & Commercial | VSMSHP
211158692 | Mini/Multi Split | DAIZUKI | HRCU-A-CB-O | DXTH12C416A-23 |  | Mini-Splits(Non-Ducted) | DXTH12E416A-23 |  | 12000 | 22 | 9 | 12000 | 8700 | 72.5% | 1.8 | 12.5 | 12.5 |  |  |  |  | R-410A | 1 | Residential & Commercial | VSMSHP
211158693 | Mini/Multi Split | DAIZUKI | HRCU-A-CB-O | DXTH12C426A-23 |  | Mini-Splits(Non-Ducted) | DXTH12E426A-23 |  | 12000 | 23 | 9.5 | 12000 | 9100 | 75.83% | 1.8 | 13 | 13 |  |  |  |  | R-410A | 1 | Residential & Commercial | VSMSHP | Non-Ducted CEE Tier 2
211164219 | Mini/Multi Split | KINGHOME | HRCU-A-CB-O | KW30HQ20SDO |  | Mini-Splits(Non-Ducted) | KW30HQ20SDI |  | 30000 | 20 | 8.5 | 30000 | 23200 | 77.33% | 1.81 | 11.25 | 11.25 |  |  |  |  | R-410A | 2.5 | Residential & Commercial | VSMSHP
211164220 | Mini/Multi Split | TOSOT | HRCU-A-CB-O | TW09HXCA5DO |  | Mini-Splits(Non-Ducted) | TW09HXCA5DI |  | 9100 | 19.5 | 8.8 | 10000 | 7400 | 74% | 1.81 | 11.3 | 11.3 |  |  |  |  | R-410A | 0.75833 | Residential & Commercial | VSMSHP
211164221 | Mini/Multi Split | TOSOT | HRCU-A-CB-O | TW12HXCA5DO |  | Mini-Splits(Non-Ducted) | TW12HXCA5DI |  | 12000 | 17.5 | 8.5 | 12000 | 8500 | 70.83% | 1.8 | 8.7 | 8.7 |  |  |  |  | R-410A | 1 | Residential & Commercial | VSMSHP
207769097 | Mini/Multi Split | HAIER | HRCU-A-CB-O | 1U24TL2HF** |  | Mini-Splits(Non-Ducted) | AW24TL2HF** |  | 23000 | 20 | 9.5 | 26000 | 21800 | 83.85% | 1.75 | 11 | 11 |  |  |  |  | R-410A | 1.9167 | Residential & Commercial | VSMSHP | Non-Ducted CEE Tier 2
207769098 | Mini/Multi Split | HAIER | HRCU-A-CB-O | 1U3036TL2HF** |  | Mini-Splits(Non-Ducted) | AW30TL2HF** |  | 30000 | 18 | 9 | 30600 | 21800 | 71.24% | 1.75 | 9.5 | 9.5 |  |  |  |  | R-410A | 2.5 | Residential & Commercial | VSMSHP
211931448 | Mini/Multi Split | TOSOT | HRCU-A-CB-O | GWH09QCXB-D3DND4B/O |  | Mini-Splits(Non-Ducted) | GWH09AFCXB-D3DN***/I |  | 9100 | 20.5 | 8.8 | 10500 | 8000 | 76.19% | 1.87 | 0 | 12.5 |  |  |  |  | R-410A | 0.75833 | Residential & Commercial | VSMSHP
211078831 | Mini/Multi Split | FUJITSU | HRCU-A-CB-O | AOUH24LUAS1 |  | Mini-Splits(Non-Ducted) | AUUH24LUAS |  | 24000 | 23 | 11 | 27000 | 23600 | 87.41% | 2.12 | 0 | 12.6 |  |  |  |  | R-410A | 2 | Residential & Commercial | VSMSHP | Non-Ducted CEE Tier 2
211078832 | Mini/Multi Split | FUJITSU | HRCU-A-CB-O | AOUH30LUAS1 |  | Mini-Splits(Non-Ducted) | AUUH30LUAS |  | 30000 | 21.5 | 10.6 | 32000 | 28000 | 87.5% | 2.12 | 0 | 11.7 |  |  |  |  | R-410A | 2.5 | Residential & Commercial | VSMSHP | Non-Ducted CEE Tier 2
211078833 | Mini/Multi Split | FUJITSU | HRCU-A-CB-O | AOUH36LUAS1 |  | Mini-Splits(Non-Ducted) | AUUH36LUAS |  | 36000 | 20.5 | 10.2 | 38000 | 31000 | 81.58% | 2.12 | 0 | 10 |  |  |  |  | R-410A | 3 | Residential & Commercial | VSMSHP | Non-Ducted CEE Tier 2
211078836 | Mini/Multi Split | FUJITSU | HRCU-A-CB-O | AOUH24LUAS1 |  | Mini-Splits(Non-Ducted) | ABUH24LUAS |  | 24000 | 21.5 | 10.5 | 27000 | 23600 | 87.41% | 2.08 | 0 | 12.3 |  |  |  |  | R-410A | 2 | Residential & Commercial | VSMSHP | Non-Ducted CEE Tier 2
211078839 | Mini/Multi Split | FUJITSU | HRCU-A-CB-O | AOUH30LUAS1 |  | Mini-Splits(Non-Ducted) | ABUH30LUAS |  | 30000 | 20 | 10.5 | 32000 | 28000 | 87.5% | 2.08 | 0 | 10.8 |  |  |  |  | R-410A | 2.5 | Residential & Commercial | VSMSHP | Non-Ducted CEE Tier 2
211078841 | Mini/Multi Split | FUJITSU | HRCU-A-CB-O | AOUH36LUAS1 |  | Mini-Splits(Non-Ducted) | ABUH36LUAS |  | 36000 | 19.5 | 10 | 38000 | 31000 | 81.58% | 2.1 | 0 | 9.6 |  |  |  |  | R-410A | 3 | Residential & Commercial | VSMSHP | Non-Ducted CEE Tier 2
211078843 | Mini/Multi Split | FUJITSU | HRCU-A-CB-O | AOUH18LUAS1 |  | Mini-Splits(Non-Ducted) | ABUH18LUAS |  | 18000 | 22.5 | 10.6 | 21600 | 16800 | 77.78% | 2.22 | 0 | 12.5 |  |  |  |  | R-410A | 1.5 | Residential & Commercial | VSMSHP | Non-Ducted CEE Tier 2
211078844 | Mini/Multi Split | FUJITSU | HRCU-A-CB-O | AOUH18LUAS1 |  | Mini-Splits(Non-Ducted) | AUUH18LUAS |  | 18000 | 23.5 | 11.2 | 21600 | 16800 | 77.78% | 2.24 | 0 | 13 |  |  |  |  | R-410A | 1.5 | Residential & Commercial | VSMSHP | Non-Ducted CEE Tier 2
211078861 | Mini/Multi Split | GREE | HRCU-A-CB-O | GWH18QDXF-D3DNB2A/O |  | Mini-Splits(Non-Ducted) | GWH18QDXF-D3DN***/I |  | 18000 | 23 | 8.5 | 18000 | 13000 | 72.22% | 1.85 | 12.5 | 12.5 |  |  |  |  | R-410A | 1.5 | Residential & Commercial | VSMSHP
211078862 | Mini/Multi Split | GREE | HRCU-A-CB-O | GWH18QDXF-D3DNB2A/O |  | Mini-Splits(Non-Ducted) | GWH18AFDXF-D3DN***/I |  | 18000 | 23 | 8.5 | 18000 | 13000 | 72.22% | 1.85 | 12.5 | 12.5 |  |  |  |  | R-410A | 1.5 | Residential & Commercial | VSMSHP
211078863 | Mini/Multi Split | GREE | HRCU-A-CB-O | GWH18QDXF-D3DNB2A/O |  | Mini-Splits(Non-Ducted) | GWH18ACDXF-D3DN***/I |  | 18000 | 23 | 8.5 | 18000 | 13000 | 72.22% | 1.85 | 12.5 | 12.5 |  |  |  |  | R-410A | 1.5 | Residential & Commercial | VSMSHP
211096902 | Mini/Multi Split | Mirage | HRCU-A-CB-O | OVKH090B |  | Mini-Splits(Non-Ducted) | IVKH090B |  | 9000 | 19 | 8.5 | 10000 | 7000 | 70% | 1.75 | 0 | 10 |  |  |  |  | R-410A | 0.75 | Residential & Commercial | VSMSHP
213361516 | Mini/Multi Split | Trane / Mitsubishi Electric | HRCU-A-CB-O | NTXSPB09B112A* |  | Mini-Splits(Non-Ducted) | NTXWPH09B112A* |  | 9000 | 29.8 | 10 | 9600 | 11300 | 117.7% | 2.4 | 0 | 16.05 |  |  |  |  | R-410A | 0.75 | Residential & Commercial | VSMSHP | Non-Ducted CEE Tier 2
213361517 | Mini/Multi Split | Trane / Mitsubishi Electric | HRCU-A-CB-O | NTXSPB09B112A* |  | Mini-Splits(Non-Ducted) | NAXWPH09B112A* |  | 9000 | 29.8 | 10 | 9600 | 11300 | 117.7% | 2.4 | 0 | 16.05 |  |  |  |  | R-410A | 0.75 | Residential & Commercial | VSMSHP | Non-Ducted CEE Tier 2
213361518 | Mini/Multi Split | Trane / Mitsubishi Electric | HRCU-A-CB-O | NTXSPB12B112A* |  | Mini-Splits(Non-Ducted) | NTXWPH12B112A* |  | 12000 | 26.3 | 10.4 | 12300 | 14700 | 119.5% | 2.3 | 0 | 13.8 |  |  |  |  | R-410A | 1 | Residential & Commercial | VSMSHP | Non-Ducted CEE Tier 2
213361519 | Mini/Multi Split | Trane / Mitsubishi Electric | HRCU-A-CB-O | NTXSPB12B112A* |  | Mini-Splits(Non-Ducted) | NAXWPH12B112A* |  | 12000 | 26.3 | 10.4 | 12300 | 14700 | 119.5% | 2.3 | 0 | 13.8 |  |  |  |  | R-410A | 1 | Residential & Commercial | VSMSHP | Non-Ducted CEE Tier 2
213361520 | Mini/Multi Split | Trane / Mitsubishi Electric | HRCU-A-CB-O | NTXSPB15B112A* |  | Mini-Splits(Non-Ducted) | NTXWPH15B112A* |  | 14000 | 22.3 | 9.9 | 16000 | 19400 | 121.2% | 2 | 0 | 14 |  |  |  |  | R-410A | 1.1667 | Residential & Commercial | VSMSHP | Non-Ducted CEE Tier 2
213361521 | Mini/Multi Split | Trane / Mitsubishi Electric | HRCU-A-CB-O | NTXSPB15B112A* |  | Mini-Splits(Non-Ducted) | NAXWPH15B112A* |  | 14000 | 22.3 | 9.9 | 16000 | 19400 | 121.2% | 2 | 0 | 14 |  |  |  |  | R-410A | 1.1667 | Residential & Commercial | VSMSHP | Non-Ducted CEE Tier 2
213361522 | Mini/Multi Split | Trane / Mitsubishi Electric | HRCU-A-CB-O | NTXSPB18B112A* |  | Mini-Splits(Non-Ducted) | NTXWPH18B112A* |  | 17200 | 21 | 10.3 | 19000 | 22400 | 117.9% | 2 | 0 | 12.5 |  |  |  |  | R-410A | 1.4333 | Residential & Commercial | VSMSHP | Non-Ducted CEE Tier 2
213361523 | Mini/Multi Split | Trane / Mitsubishi Electric | HRCU-A-CB-O | NTXSPB18B112A* |  | Mini-Splits(Non-Ducted) | NAXWPH18B112A* |  | 17200 | 21 | 10.3 | 19000 | 22400 | 117.9% | 2 | 0 | 12.5 |  |  |  |  | R-410A | 1.4333 | Residential & Commercial | VSMSHP | Non-Ducted CEE Tier 2
213361983 | Mini/Multi Split | DIAL | HRCU-A-CB-O | SZHW23WW230BJE |  | Mini-Splits(Non-Ducted) | SZHW23NN230BJE |  | 23000 | 20.5 | 8.6 | 23000 | 18000 | 78.26% | 1.75 | 12.5 | 12.2 |  |  |  |  | R-410A | 1.9167 | Residential & Commercial | VSMSHP
213361984 | Mini/Multi Split | DIAL | HRCU-A-CB-O | SZHW12WW115BAG |  | Mini-Splits(Non-Ducted) | SZHW12NN115BAG |  | 12000 | 21.7 | 9.5 | 12000 | 8400 | 70% | 1.75 | 12.5 | 12.5 |  |  |  |  | R-410A | 1 | Residential & Commercial | VSMSHP | Non-Ducted CEE Tier 2
213214849 | Mini/Multi Split | DAY & NIGHT | HRCU-A-CB-O | DLCPRBH12AAK |  | Mini-Splits(Non-Ducted) | DLFPHAH12XAK |  | 12000 | 24 | 10.5 | 12000 | 12000 | 100% | 1.8 | 0 | 12.5 |  |  |  |  | R-410A | 1 | Residential & Commercial | VSMSHP | Non-Ducted CEE Tier 2
213214850 | Mini/Multi Split | DAY & NIGHT | HRCU-A-CB-O | DLCPRBH18AAK |  | Mini-Splits(Non-Ducted) | DLFPHAH18XAK |  | 18000 | 23.5 | 13.5 | 20000 | 21000 | 105% | 1.8 | 0 | 13.5 |  |  |  |  | R-410A | 1.5 | Residential & Commercial | VSMSHP | Non-Ducted CEE Tier 2
213214851 | Mini/Multi Split | HEIL | HRCU-A-CB-O | DLCPRBH09AAK |  | Mini-Splits(Non-Ducted) | DLFPHAH09XAK |  | 9000 | 25.5 | 15 | 12000 | 12000 | 100% | 1.8 | 0 | 14.4 |  |  |  |  | R-410A | 0.75 | Residential & Commercial | VSMSHP | Non-Ducted CEE Tier 2
213214852 | Mini/Multi Split | HEIL | HRCU-A-CB-O | DLCPRBH12AAK |  | Mini-Splits(Non-Ducted) | DLFPHAH12XAK |  | 12000 | 24 | 10.5 | 12000 | 12000 | 100% | 1.8 | 0 | 12.5 |  |  |  |  | R-410A | 1 | Residential & Commercial | VSMSHP | Non-Ducted CEE Tier 2
213214853 | Mini/Multi Split | HEIL | HRCU-A-CB-O | DLCPRBH18AAK |  | Mini-Splits(Non-Ducted) | DLFPHAH18XAK |  | 18000 | 23.5 | 13.5 | 20000 | 21000 | 105% | 1.8 | 0 | 13.5 |  |  |  |  | R-410A | 1.5 | Residential & Commercial | VSMSHP | Non-Ducted CEE Tier 2
213214854 | Mini/Multi Split | KEEPRITE | HRCU-A-CB-O | DLCPRBH09AAK |  | Mini-Splits(Non-Ducted) | DLFPHAH09XAK |  | 9000 | 25.5 | 15 | 12000 | 12000 | 100% | 1.8 | 0 | 14.4 |  |  |  |  | R-410A | 0.75 | Residential & Commercial | VSMSHP | Non-Ducted CEE Tier 2
213214855 | Mini/Multi Split | KEEPRITE | HRCU-A-CB-O | DLCPRBH12AAK |  | Mini-Splits(Non-Ducted) | DLFPHAH12XAK |  | 12000 | 24 | 10.5 | 12000 | 12000 | 100% | 1.8 | 0 | 12.5 |  |  |  |  | R-410A | 1 | Residential & Commercial | VSMSHP | Non-Ducted CEE Tier 2
213214856 | Mini/Multi Split | KEEPRITE | HRCU-A-CB-O | DLCPRBH18AAK |  | Mini-Splits(Non-Ducted) | DLFPHAH18XAK |  | 18000 | 23.5 | 13.5 | 20000 | 21000 | 105% | 1.8 | 0 | 13.5 |  |  |  |  | R-410A | 1.5 | Residential & Commercial | VSMSHP | Non-Ducted CEE Tier 2
213214857 | Mini/Multi Split | KENMORE | HRCU-A-CB-O | DLCPRBH09AAK |  | Mini-Splits(Non-Ducted) | DLFPHAH09XAK |  | 9000 | 25.5 | 15 | 12000 | 12000 | 100% | 1.8 | 0 | 14.4 |  |  |  |  | R-410A | 0.75 | Residential & Commercial | VSMSHP | Non-Ducted CEE Tier 2
213214858 | Mini/Multi Split | KENMORE | HRCU-A-CB-O | DLCPRBH12AAK |  | Mini-Splits(Non-Ducted) | DLFPHAH12XAK |  | 12000 | 24 | 10.5 | 12000 | 12000 | 100% | 1.8 | 0 | 12.5 |  |  |  |  | R-410A | 1 | Residential & Commercial | VSMSHP | Non-Ducted CEE Tier 2
213214859 | Mini/Multi Split | KENMORE | HRCU-A-CB-O | DLCPRBH18AAK |  | Mini-Splits(Non-Ducted) | DLFPHAH18XAK |  | 18000 | 23.5 | 13.5 | 20000 | 21000 | 105% | 1.8 | 0 | 13.5 |  |  |  |  | R-410A | 1.5 | Residential & Commercial | VSMSHP | Non-Ducted CEE Tier 2
213214860 | Mini/Multi Split | MIDEA | HRCU-A-CB-O | DLCPRBH09AAK |  | Mini-Splits(Non-Ducted) | DLFPHAH09XAK |  | 9000 | 25.5 | 15 | 12000 | 12000 | 100% | 1.8 | 0 | 14.4 |  |  |  |  | R-410A | 0.75 | Residential & Commercial | VSMSHP | Non-Ducted CEE Tier 2
213214861 | Mini/Multi Split | MIDEA | HRCU-A-CB-O | DLCPRBH12AAK |  | Mini-Splits(Non-Ducted) | DLFPHAH12XAK |  | 12000 | 24 | 10.5 | 12000 | 12000 | 100% | 1.8 | 0 | 12.5 |  |  |  |  | R-410A | 1 | Residential & Commercial | VSMSHP | Non-Ducted CEE Tier 2
213214862 | Mini/Multi Split | MIDEA | HRCU-A-CB-O | DLCPRBH18AAK |  | Mini-Splits(Non-Ducted) | DLFPHAH18XAK |  | 18000 | 23.5 | 13.5 | 20000 | 21000 | 105% | 1.8 | 0 | 13.5 |  |  |  |  | R-410A | 1.5 | Residential & Commercial | VSMSHP | Non-Ducted CEE Tier 2
213214863 | Mini/Multi Split | TEMPSTAR | HRCU-A-CB-O | DLCPRBH09AAK |  | Mini-Splits(Non-Ducted) | DLFPHAH09XAK |  | 9000 | 25.5 | 15 | 12000 | 12000 | 100% | 1.8 | 0 | 14.4 |  |  |  |  | R-410A | 0.75 | Residential & Commercial | VSMSHP | Non-Ducted CEE Tier 2
213214864 | Mini/Multi Split | TEMPSTAR | HRCU-A-CB-O | DLCPRBH12AAK |  | Mini-Splits(Non-Ducted) | DLFPHAH12XAK |  | 12000 | 24 | 10.5 | 12000 | 12000 | 100% | 1.8 | 0 | 12.5 |  |  |  |  | R-410A | 1 | Residential & Commercial | VSMSHP | Non-Ducted CEE Tier 2
213214865 | Mini/Multi Split | TEMPSTAR | HRCU-A-CB-O | DLCPRBH18AAK |  | Mini-Splits(Non-Ducted) | DLFPHAH18XAK |  | 18000 | 23.5 | 13.5 | 20000 | 21000 | 105% | 1.8 | 0 | 13.5 |  |  |  |  | R-410A | 1.5 | Residential & Commercial | VSMSHP | Non-Ducted CEE Tier 2
213214866 | Mini/Multi Split | SMART COMFORT | HRCU-A-CB-O | DLCPRBH09AAK |  | Mini-Splits(Non-Ducted) | DLFPHAH09XAK |  | 9000 | 25.5 | 15 | 12000 | 12000 | 100% | 1.8 | 0 | 14.4 |  |  |  |  | R-410A | 0.75 | Residential & Commercial | VSMSHP | Non-Ducted CEE Tier 2
213214867 | Mini/Multi Split | SMART COMFORT | HRCU-A-CB-O | DLCPRBH12AAK |  | Mini-Splits(Non-Ducted) | DLFPHAH12XAK |  | 12000 | 24 | 10.5 | 12000 | 12000 | 100% | 1.8 | 0 | 12.5 |  |  |  |  | R-410A | 1 | Residential & Commercial | VSMSHP | Non-Ducted CEE Tier 2
213214868 | Mini/Multi Split | SMART COMFORT | HRCU-A-CB-O | DLCPRBH18AAK |  | Mini-Splits(Non-Ducted) | DLFPHAH18XAK |  | 18000 | 23.5 | 13.5 | 20000 | 21000 | 105% | 1.8 | 0 | 13.5 |  |  |  |  | R-410A | 1.5 | Residential & Commercial | VSMSHP | Non-Ducted CEE Tier 2
213214869 | Mini/Multi Split | AIRQUEST | HRCU-A-CB-O | DLCPRBH09AAK |  | Mini-Splits(Non-Ducted) | DLFPHAH09XAK |  | 9000 | 25.5 | 15 | 12000 | 12000 | 100% | 1.8 | 0 | 14.4 |  |  |  |  | R-410A | 0.75 | Residential & Commercial | VSMSHP | Non-Ducted CEE Tier 2
213214870 | Mini/Multi Split | AIRQUEST | HRCU-A-CB-O | DLCPRBH12AAK |  | Mini-Splits(Non-Ducted) | DLFPHAH12XAK |  | 12000 | 24 | 10.5 | 12000 | 12000 | 100% | 1.8 | 0 | 12.5 |  |  |  |  | R-410A | 1 | Residential & Commercial | VSMSHP | Non-Ducted CEE Tier 2
213214871 | Mini/Multi Split | AIRQUEST | HRCU-A-CB-O | DLCPRBH18AAK |  | Mini-Splits(Non-Ducted) | DLFPHAH18XAK |  | 18000 | 23.5 | 13.5 | 20000 | 21000 | 105% | 1.8 | 0 | 13.5 |  |  |  |  | R-410A | 1.5 | Residential & Commercial | VSMSHP | Non-Ducted CEE Tier 2
213214872 | Mini/Multi Split | LPS Legacy | HRCU-A-CB-O | DLCPRBH09AAK |  | Mini-Splits(Non-Ducted) | DLFPHAH09XAK |  | 9000 | 25.5 | 15 | 12000 | 12000 | 100% | 1.8 | 0 | 14.4 |  |  |  |  | R-410A | 0.75 | Residential & Commercial | VSMSHP | Non-Ducted CEE Tier 2
213214873 | Mini/Multi Split | LPS Legacy | HRCU-A-CB-O | DLCPRBH12AAK |  | Mini-Splits(Non-Ducted) | DLFPHAH12XAK |  | 12000 | 24 | 10.5 | 12000 | 12000 | 100% | 1.8 | 0 | 12.5 |  |  |  |  | R-410A | 1 | Residential & Commercial | VSMSHP | Non-Ducted CEE Tier 2
213214874 | Mini/Multi Split | LPS Legacy | HRCU-A-CB-O | DLCPRBH18AAK |  | Mini-Splits(Non-Ducted) | DLFPHAH18XAK |  | 18000 | 23.5 | 13.5 | 20000 | 21000 | 105% | 1.8 | 0 | 13.5 |  |  |  |  | R-410A | 1.5 | Residential & Commercial | VSMSHP | Non-Ducted CEE Tier 2
213215916 | Mini/Multi Split | QUEBEC VAIR | HRCU-A-CB-O | NE-T52-QVAIR18E |  | Mini-Splits(Non-Ducted) | NE-T52-QVAIR18I |  | 18000 | 23.7 | 10.3 | 18000 | 12600 | 70% | 2.39 | 13.5 | 13.5 |  |  |  |  | R-410A | 1.5 | Residential & Commercial | VSMSHP | Non-Ducted CEE Tier 2
213238803 | Mini/Multi Split | SHARP | HRCU-A-CB-O | AE-X12ZHU1 |  | Mini-Splits(Non-Ducted) | AY-XP12ZHU1 |  | 12000 | 25 | 11 | 16000 | 16000 | 100% | 2.1 | 0 | 16 |  |  |  |  | R-32 | 1 | Residential & Commercial | VSMSHP | Non-Ducted CEE Tier 2
213239134 | Mini/Multi Split | SHARP | HRCU-A-CB-O | AE-X15ZU1 |  | Mini-Splits(Non-Ducted) | AY-XP15ZU1 |  | 15000 | 24 | 11 | 18000 | 15300 | 85% | 2.1 | 0 | 13.4 |  |  |  |  | R-32 | 1.25 | Residential & Commercial | VSMSHP | Non-Ducted CEE Tier 2
213244555 | Mini/Multi Split | TUTTO KOOL | HRCU-A-CB-O | TK1912E5CA-O |  | Mini-Splits(Non-Ducted) | TK1912E5CA-I |  | 12000 | 19 | 8.5 | 12200 | 8600 | 70.49% | 1.8 | 0 | 10 |  |  |  |  | R-410A | 1 | Residential & Commercial | VSMSHP
211034429 | Mini/Multi Split | LENNOX | HRCU-A-CB-O | MPC012S4S-1P |  | Mini-Splits(Non-Ducted) | MFMA012S4-*P |  | 12000 | 22.7 | 10.2 | 12000 | 8400 | 70% | 2.26 | 13 | 13 |  |  |  |  | R-410A | 1 | Residential & Commercial | VSMSHP | Non-Ducted CEE Tier 2
211034431 | Mini/Multi Split | LENNOX | HRCU-A-CB-O | MPC024S4S-1P |  | Mini-Splits(Non-Ducted) | MCFA024S4-*P |  | 24000 | 21.2 | 10.2 | 24000 | 18200 | 75.83% | 2.2 | 12.5 | 12.5 |  |  |  |  | R-410A | 2 | Residential & Commercial | VSMSHP | Non-Ducted CEE Tier 2
211034433 | Mini/Multi Split | LENNOX | HRCU-A-CB-O | MPC048S4S-1P |  | Mini-Splits(Non-Ducted) | MCFA048S4-*P |  | 48000 | 18.9 | 9.7 | 50000 | 35000 | 70% | 1.85 | 9.3 | 9.1 |  |  |  |  | R-410A | 4 | Residential & Commercial | VSMSHP | Non-Ducted CEE Tier 2
211034434 | Mini/Multi Split | LENNOX | HRCU-A-CB-O | MPC009S4S-1P |  | Mini-Splits(Non-Ducted) | M22A009S4-*P |  | 8900 | 20 | 10 | 10000 | 7400 | 74% | 1.9 | 13 | 13 |  |  |  |  | R-410A | 0.74167 | Residential & Commercial | VSMSHP | Non-Ducted CEE Tier 2
211034437 | Mini/Multi Split | LENNOX | HRCU-A-CB-O | MPC024S4S-1P |  | Mini-Splits(Non-Ducted) | M33C024S4-*P |  | 23600 | 21.5 | 9.6 | 26000 | 18500 | 71.15% | 2.2 | 12.5 | 12.3 |  |  |  |  | R-410A | 1.9667 | Residential & Commercial | VSMSHP | Non-Ducted CEE Tier 2
211034440 | Mini/Multi Split | LENNOX | HRCU-A-CB-O | MLB009S4S-1P |  | Mini-Splits(Non-Ducted) | MWMC009S4-*P |  | 9000 | 28.1 | 11.5 | 12000 | 10600 | 88.33% | 2 | 16.2 | 16.2 |  |  |  |  | R-410A | 0.75 | Residential & Commercial | VSMSHP | Non-Ducted CEE Tier 2
211034441 | Mini/Multi Split | LENNOX | HRCU-A-CB-O | MLB012S4S-1P |  | Mini-Splits(Non-Ducted) | MWMC012S4-*P |  | 12000 | 25.5 | 10.4 | 12000 | 12000 | 100% | 1.8 | 13.5 | 13.5 |  |  |  |  | R-410A | 1 | Residential & Commercial | VSMSHP | Non-Ducted CEE Tier 2
211034442 | Mini/Multi Split | LENNOX | HRCU-A-CB-O | MLB018S4S-1P |  | Mini-Splits(Non-Ducted) | MWMC018S4-*P |  | 18000 | 21.5 | 11.2 | 18000 | 18000 | 100% | 1.8 | 12.5 | 12.5 |  |  |  |  | R-410A | 1.5 | Residential & Commercial | VSMSHP | Non-Ducted CEE Tier 2
211034443 | Mini/Multi Split | LENNOX | HRCU-A-CB-O | MLB024S4S-1P |  | Mini-Splits(Non-Ducted) | MWMC024S4-*P |  | 24000 | 21.5 | 11.4 | 29000 | 25000 | 86.21% | 2.21 | 13 | 13 |  |  |  |  | R-410A | 2 | Residential & Commercial | VSMSHP | Non-Ducted CEE Tier 2
211034450 | Mini/Multi Split | LENNOX | HRCU-A-CB-O | MLB012S4S-1P |  | Mini-Splits(Non-Ducted) | MFMA012S4-*P |  | 12000 | 23.6 | 10 | 12000 | 12000 | 100% | 1.89 | 13 | 13 |  |  |  |  | R-410A | 1 | Residential & Commercial | VSMSHP | Non-Ducted CEE Tier 2
211034451 | Mini/Multi Split | LENNOX | HRCU-A-CB-O | MLB018S4S-1P |  | Mini-Splits(Non-Ducted) | MCFB018S4-*P |  | 17000 | 20.5 | 9.8 | 18000 | 16800 | 93.33% | 1.86 | 12.5 | 12.5 |  |  |  |  | R-410A | 1.4167 | Residential & Commercial | VSMSHP | Non-Ducted CEE Tier 2
211034452 | Mini/Multi Split | LENNOX | HRCU-A-CB-O | MLB024S4S-1P |  | Mini-Splits(Non-Ducted) | MCFA024S4-*P |  | 24000 | 20.5 | 11 | 25000 | 25000 | 100% | 2.1 | 11.5 | 11.7 |  |  |  |  | R-410A | 2 | Residential & Commercial | VSMSHP | Non-Ducted CEE Tier 2
211034453 | Mini/Multi Split | LENNOX | HRCU-A-CB-O | MLB036S4S-2P |  | Mini-Splits(Non-Ducted) | MCFA036S4-*P |  | 36000 | 17.6 | 10 | 39000 | 36600 | 93.85% | 1.75 | 8.6 | 8.8 |  |  |  |  | R-410A | 3 | Residential & Commercial | VSMSHP
211034454 | Mini/Multi Split | LENNOX | HRCU-A-CB-O | MLB048S4S-2P |  | Mini-Splits(Non-Ducted) | MCFA048S4-*P |  | 48000 | 17 | 9.8 | 51000 | 49000 | 96.08% | 1.8 | 8.2 | 8.2 |  |  |  |  | R-410A | 4 | Residential & Commercial | VSMSHP
211034455 | Mini/Multi Split | LENNOX | HRCU-A-CB-O | MLB009S4S-1P |  | Mini-Splits(Non-Ducted) | M22A009S4-*P |  | 9000 | 20.5 | 10.2 | 9800 | 10000 | 102% | 1.8 | 13 | 13 |  |  |  |  | R-410A | 0.75 | Residential & Commercial | VSMSHP | Non-Ducted CEE Tier 2
211034456 | Mini/Multi Split | LENNOX | HRCU-A-CB-O | MLB012S4S-1P |  | Mini-Splits(Non-Ducted) | M22A012S4-*P |  | 12000 | 22.3 | 10.2 | 12000 | 11300 | 94.17% | 1.89 | 12.7 | 12.7 |  |  |  |  | R-410A | 1 | Residential & Commercial | VSMSHP | Non-Ducted CEE Tier 2
211034457 | Mini/Multi Split | LENNOX | HRCU-A-CB-O | MLB018S4S-1P |  | Mini-Splits(Non-Ducted) | M22A018S4-*P |  | 15700 | 20 | 9.5 | 17000 | 16000 | 94.12% | 1.75 | 12.5 | 12.5 |  |  |  |  | R-410A | 1.3083 | Residential & Commercial | VSMSHP | Non-Ducted CEE Tier 2
211034458 | Mini/Multi Split | LENNOX | HRCU-A-CB-O | MLB024S4S-1P |  | Mini-Splits(Non-Ducted) | M33C024S4-*P |  | 24000 | 20.5 | 11.5 | 25000 | 25800 | 103.2% | 2 | 11 | 11 |  |  |  |  | R-410A | 2 | Residential & Commercial | VSMSHP | Non-Ducted CEE Tier 2
211034459 | Mini/Multi Split | LENNOX | HRCU-A-CB-O | MLB036S4S-2P |  | Mini-Splits(Non-Ducted) | M33C036S4-*P |  | 36000 | 19.4 | 10.5 | 40000 | 40000 | 100% | 1.85 | 9.5 | 9.5 |  |  |  |  | R-410A | 3 | Residential & Commercial | VSMSHP | Non-Ducted CEE Tier 2
211034460 | Mini/Multi Split | LENNOX | HRCU-A-CB-O | MLB048S4S-2P |  | Mini-Splits(Non-Ducted) | M33C048S4-*P |  | 48000 | 16.8 | 10.7 | 53000 | 48000 | 90.57% | 1.98 | 8.3 | 8.3 |  |  |  |  | R-410A | 4 | Residential & Commercial | VSMSHP
211034461 | Mini/Multi Split | LENNOX | HRCU-A-CB-O | MHB009S4S-1L |  | Mini-Splits(Non-Ducted) | MWHB009S4-*L |  | 9000 | 21.5 | 9.1 | 10000 | 7000 | 70% | 2.16 | 12.5 | 12.5 |  |  |  |  | R-410A | 0.75 | Residential & Commercial | VSMSHP
211034463 | Mini/Multi Split | LENNOX | HRCU-A-CB-O | MHB009S4S-1P |  | Mini-Splits(Non-Ducted) | MWHB009S4-*P |  | 9000 | 21.7 | 9.4 | 10000 | 7000 | 70% | 2 | 12.6 | 12.6 |  |  |  |  | R-410A | 0.75 | Residential & Commercial | VSMSHP
211034468 | Mini/Multi Split | AirEase | HRCU-A-CB-O | 4DHPS209S-1P |  | Mini-Splits(Non-Ducted) | DWM209S4-*P |  | 9000 | 25.5 | 11.9 | 10000 | 7500 | 75% | 2.17 | 15 | 15 |  |  |  |  | R-410A | 0.75 | Residential & Commercial | VSMSHP | Non-Ducted CEE Tier 2
211034481 | Mini/Multi Split | AirEase | HRCU-A-CB-O | 4DHPS209S-1P |  | Mini-Splits(Non-Ducted) | D22C109S4-*P |  | 8900 | 20 | 10 | 10000 | 7400 | 74% | 1.9 | 13 | 13 |  |  |  |  | R-410A | 0.74167 | Residential & Commercial | VSMSHP | Non-Ducted CEE Tier 2
211034484 | Mini/Multi Split | AirEase | HRCU-A-CB-O | 4DHP2S24S-1P |  | Mini-Splits(Non-Ducted) | D33C224S4-*P |  | 23600 | 21.5 | 9.6 | 26000 | 18500 | 71.15% | 2.2 | 12.5 | 12.3 |  |  |  |  | R-410A | 1.9667 | Residential & Commercial | VSMSHP | Non-Ducted CEE Tier 2
211034487 | Mini/Multi Split | AirEase | HRCU-A-CB-O | 4DHV2S09S-1L |  | Mini-Splits(Non-Ducted) | DWH209S4-*L |  | 9000 | 21.5 | 9.1 | 10000 | 7000 | 70% | 2.16 | 12.5 | 12.5 |  |  |  |  | R-410A | 0.75 | Residential & Commercial | VSMSHP
211034489 | Mini/Multi Split | AirEase | HRCU-A-CB-O | 4DHV2S09S-1P |  | Mini-Splits(Non-Ducted) | DWH209S4-*P |  | 9000 | 21.7 | 9.4 | 10000 | 7000 | 70% | 2 | 12.6 | 12.6 |  |  |  |  | R-410A | 0.75 | Residential & Commercial | VSMSHP
211034494 | Mini/Multi Split | Allied | HRCU-A-CB-O | 4DHPS209S-1P |  | Mini-Splits(Non-Ducted) | DWM209S4-*P |  | 9000 | 25.5 | 11.9 | 10000 | 7500 | 75% | 2.17 | 15 | 15 |  |  |  |  | R-410A | 0.75 | Residential & Commercial | VSMSHP | Non-Ducted CEE Tier 2
211034507 | Mini/Multi Split | Allied | HRCU-A-CB-O | 4DHPS209S-1P |  | Mini-Splits(Non-Ducted) | D22C109S4-*P |  | 8900 | 20 | 10 | 10000 | 7400 | 74% | 1.9 | 13 | 13 |  |  |  |  | R-410A | 0.74167 | Residential & Commercial | VSMSHP | Non-Ducted CEE Tier 2
211034510 | Mini/Multi Split | Allied | HRCU-A-CB-O | 4DHP2S24S-1P |  | Mini-Splits(Non-Ducted) | D33C224S4-*P |  | 23600 | 21.5 | 9.6 | 26000 | 18500 | 71.15% | 2.2 | 12.5 | 12.3 |  |  |  |  | R-410A | 1.9667 | Residential & Commercial | VSMSHP | Non-Ducted CEE Tier 2
211034513 | Mini/Multi Split | Allied | HRCU-A-CB-O | 4DHV2S09S-1L |  | Mini-Splits(Non-Ducted) | DWH209S4-*L |  | 9000 | 21.5 | 9.1 | 10000 | 7000 | 70% | 2.16 | 12.5 | 12.5 |  |  |  |  | R-410A | 0.75 | Residential & Commercial | VSMSHP
211034515 | Mini/Multi Split | Allied | HRCU-A-CB-O | 4DHV2S09S-1P |  | Mini-Splits(Non-Ducted) | DWH209S4-*P |  | 9000 | 21.7 | 9.4 | 10000 | 7000 | 70% | 2 | 12.6 | 12.6 |  |  |  |  | R-410A | 0.75 | Residential & Commercial | VSMSHP
211034520 | Mini/Multi Split | Armstrong Air | HRCU-A-CB-O | 4DHPS209S-1P |  | Mini-Splits(Non-Ducted) | DWM209S4-*P |  | 9000 | 25.5 | 11.9 | 10000 | 7500 | 75% | 2.17 | 15 | 15 |  |  |  |  | R-410A | 0.75 | Residential & Commercial | VSMSHP | Non-Ducted CEE Tier 2
211034533 | Mini/Multi Split | Armstrong Air | HRCU-A-CB-O | 4DHPS209S-1P |  | Mini-Splits(Non-Ducted) | D22C109S4-*P |  | 8900 | 20 | 10 | 10000 | 7400 | 74% | 1.9 | 13 | 13 |  |  |  |  | R-410A | 0.74167 | Residential & Commercial | VSMSHP | Non-Ducted CEE Tier 2
211034536 | Mini/Multi Split | Armstrong Air | HRCU-A-CB-O | 4DHP2S24S-1P |  | Mini-Splits(Non-Ducted) | D33C224S4-*P |  | 23600 | 21.5 | 9.6 | 26000 | 18500 | 71.15% | 2.2 | 12.5 | 12.3 |  |  |  |  | R-410A | 1.9667 | Residential & Commercial | VSMSHP | Non-Ducted CEE Tier 2
211034539 | Mini/Multi Split | Armstrong Air | HRCU-A-CB-O | 4DHV2S09S-1L |  | Mini-Splits(Non-Ducted) | DWH209S4-*L |  | 9000 | 21.5 | 9.1 | 10000 | 7000 | 70% | 2.16 | 12.5 | 12.5 |  |  |  |  | R-410A | 0.75 | Residential & Commercial | VSMSHP
211034541 | Mini/Multi Split | Armstrong Air | HRCU-A-CB-O | 4DHV2S09S-1P |  | Mini-Splits(Non-Ducted) | DWH209S4-*P |  | 9000 | 21.7 | 9.4 | 10000 | 7000 | 70% | 2 | 12.6 | 12.6 |  |  |  |  | R-410A | 0.75 | Residential & Commercial | VSMSHP
211034546 | Mini/Multi Split | CONCORD | HRCU-A-CB-O | 4DHPS209S-1P |  | Mini-Splits(Non-Ducted) | DWM209S4-*P |  | 9000 | 25.5 | 11.9 | 10000 | 7500 | 75% | 2.17 | 15 | 15 |  |  |  |  | R-410A | 0.75 | Residential & Commercial | VSMSHP | Non-Ducted CEE Tier 2
211034559 | Mini/Multi Split | CONCORD | HRCU-A-CB-O | 4DHPS209S-1P |  | Mini-Splits(Non-Ducted) | D22C109S4-*P |  | 8900 | 20 | 10 | 10000 | 7400 | 74% | 1.9 | 13 | 13 |  |  |  |  | R-410A | 0.74167 | Residential & Commercial | VSMSHP | Non-Ducted CEE Tier 2
211034562 | Mini/Multi Split | CONCORD | HRCU-A-CB-O | 4DHP2S24S-1P |  | Mini-Splits(Non-Ducted) | D33C224S4-*P |  | 23600 | 21.5 | 9.6 | 26000 | 18500 | 71.15% | 2.2 | 12.5 | 12.3 |  |  |  |  | R-410A | 1.9667 | Residential & Commercial | VSMSHP | Non-Ducted CEE Tier 2
211034565 | Mini/Multi Split | CONCORD | HRCU-A-CB-O | 4DHV2S09S-1L |  | Mini-Splits(Non-Ducted) | DWH209S4-*L |  | 9000 | 21.5 | 9.1 | 10000 | 7000 | 70% | 2.16 | 12.5 | 12.5 |  |  |  |  | R-410A | 0.75 | Residential & Commercial | VSMSHP
211034567 | Mini/Multi Split | CONCORD | HRCU-A-CB-O | 4DHV2S09S-1P |  | Mini-Splits(Non-Ducted) | DWH209S4-*P |  | 9000 | 21.7 | 9.4 | 10000 | 7000 | 70% | 2 | 12.6 | 12.6 |  |  |  |  | R-410A | 0.75 | Residential & Commercial | VSMSHP
211034572 | Mini/Multi Split | DUCANE | HRCU-A-CB-O | 4DHPS209S-1P |  | Mini-Splits(Non-Ducted) | DWM209S4-*P |  | 9000 | 25.5 | 11.9 | 10000 | 7500 | 75% | 2.17 | 15 | 15 |  |  |  |  | R-410A | 0.75 | Residential & Commercial | VSMSHP | Non-Ducted CEE Tier 2
211034585 | Mini/Multi Split | DUCANE | HRCU-A-CB-O | 4DHPS209S-1P |  | Mini-Splits(Non-Ducted) | D22C109S4-*P |  | 8900 | 20 | 10 | 10000 | 7400 | 74% | 1.9 | 13 | 13 |  |  |  |  | R-410A | 0.74167 | Residential & Commercial | VSMSHP | Non-Ducted CEE Tier 2
211034588 | Mini/Multi Split | DUCANE | HRCU-A-CB-O | 4DHP2S24S-1P |  | Mini-Splits(Non-Ducted) | D33C224S4-*P |  | 23600 | 21.5 | 9.6 | 26000 | 18500 | 71.15% | 2.2 | 12.5 | 12.3 |  |  |  |  | R-410A | 1.9667 | Residential & Commercial | VSMSHP | Non-Ducted CEE Tier 2
211034591 | Mini/Multi Split | DUCANE | HRCU-A-CB-O | 4DHV2S09S-1L |  | Mini-Splits(Non-Ducted) | DWH209S4-*L |  | 9000 | 21.5 | 9.1 | 10000 | 7000 | 70% | 2.16 | 12.5 | 12.5 |  |  |  |  | R-410A | 0.75 | Residential & Commercial | VSMSHP
211034593 | Mini/Multi Split | DUCANE | HRCU-A-CB-O | 4DHV2S09S-1P |  | Mini-Splits(Non-Ducted) | DWH209S4-*P |  | 9000 | 21.7 | 9.4 | 10000 | 7000 | 70% | 2 | 12.6 | 12.6 |  |  |  |  | R-410A | 0.75 | Residential & Commercial | VSMSHP
211040676 | Mini/Multi Split | AC PRO.COM | HRCU-A-CB-O | AWH09ATCXB-A3DNA1A/O |  | Mini-Splits(Non-Ducted) | AWH09ATCXB-A3DNA4A/I |  | 9100 | 19.5 | 8.6 | 10000 | 7500 | 75% | 1.77 | 11.3 | 11.3 |  |  |  |  | R-410A | 0.75833 | Residential & Commercial | VSMSHP
211040677 | Mini/Multi Split | AC PRO.COM | HRCU-A-CB-O | AWH12ATCXB-A3DNA1C/O |  | Mini-Splits(Non-Ducted) | AWH12ATCXB-A3DNA4C/I |  | 12000 | 17.5 | 8.5 | 12000 | 8500 | 70.83% | 1.75 | 8.7 | 8.7 |  |  |  |  | R-410A | 1 | Residential & Commercial | VSMSHP
211040678 | Mini/Multi Split | AC PRO.COM | HRCU-A-CB-O | AWH09ATCXB-D3DNA1A/O |  | Mini-Splits(Non-Ducted) | AWH09ATCXB-D3DNA4A/I |  | 9100 | 19.5 | 8.8 | 10000 | 7400 | 74% | 1.81 | 11.3 | 11.3 |  |  |  |  | R-410A | 0.75833 | Residential & Commercial | VSMSHP
211040679 | Mini/Multi Split | AC PRO.COM | HRCU-A-CB-O | AWH12ATCXB-D3DNA1C/O |  | Mini-Splits(Non-Ducted) | AWH12ATCXB-D3DNA4C/I |  | 12000 | 17.5 | 8.5 | 12000 | 8500 | 70.83% | 1.8 | 8.7 | 8.7 |  |  |  |  | R-410A | 1 | Residential & Commercial | VSMSHP
211042059 | Mini/Multi Split | DELLA | HRCU-A-CB-O | 048-TL-9K2V-19S-OUT |  | Mini-Splits(Non-Ducted) | 048-TL-9K2V-19S-IN |  | 9000 | 19 | 8.5 | 10000 | 7000 | 70% | 1.8 | 0 | 10 |  |  |  |  | R-410A | 0.75 | Residential & Commercial | VSMSHP
210857428 | Mini/Multi Split | ARCOAIRE | HRCU-A-CB-O | DLCSRBH12AAK |  | Mini-Splits(Non-Ducted) | DLFSOAH18XAK |  | 12000 | 23 | 10 | 12500 | 11000 | 88% | 1.8 | 13 | 13 |  |  |  |  | R-410A | 1 | Residential & Commercial | VSMSHP | Non-Ducted CEE Tier 2
210857429 | Mini/Multi Split | COMFORTMAKER | HRCU-A-CB-O | DLCSRBH09AAK |  | Mini-Splits(Non-Ducted) | DLFSOAH09XAK |  | 9000 | 24 | 12.4 | 10900 | 10500 | 96.33% | 1.8 | 13 | 13 |  |  |  |  | R-410A | 0.75 | Residential & Commercial | VSMSHP | Non-Ducted CEE Tier 2
210857430 | Mini/Multi Split | COMFORTMAKER | HRCU-A-CB-O | DLCSRBH06AAK |  | Mini-Splits(Non-Ducted) | DLFSOAH09XAK |  | 6500 | 22 | 10.8 | 7100 | 8000 | 112.7% | 2 | 14.5 | 14.5 |  |  |  |  | R-410A | 0.54167 | Residential & Commercial | VSMSHP | Non-Ducted CEE Tier 2
210857431 | Mini/Multi Split | COMFORTMAKER | HRCU-A-CB-O | DLCSRBH18AAK |  | Mini-Splits(Non-Ducted) | DLFSOAH18XAK |  | 16700 | 19.8 | 11.2 | 20000 | 16700 | 83.5% | 1.93 | 12.5 | 12.5 |  |  |  |  | R-410A | 1.3917 | Residential & Commercial | VSMSHP | Non-Ducted CEE Tier 2
210857432 | Mini/Multi Split | COMFORTMAKER | HRCU-A-CB-O | DLCSRBH12AAK |  | Mini-Splits(Non-Ducted) | DLFSOAH18XAK |  | 12000 | 23 | 10 | 12500 | 11000 | 88% | 1.8 | 13 | 13 |  |  |  |  | R-410A | 1 | Residential & Commercial | VSMSHP | Non-Ducted CEE Tier 2
210857433 | Mini/Multi Split | DAY & NIGHT | HRCU-A-CB-O | DLCSRBH09AAK |  | Mini-Splits(Non-Ducted) | DLFSOAH09XAK |  | 9000 | 24 | 12.4 | 10900 | 10500 | 96.33% | 1.8 | 13 | 13 |  |  |  |  | R-410A | 0.75 | Residential & Commercial | VSMSHP | Non-Ducted CEE Tier 2
210857434 | Mini/Multi Split | DAY & NIGHT | HRCU-A-CB-O | DLCSRBH06AAK |  | Mini-Splits(Non-Ducted) | DLFSOAH09XAK |  | 6500 | 22 | 10.8 | 7100 | 8000 | 112.7% | 2 | 14.5 | 14.5 |  |  |  |  | R-410A | 0.54167 | Residential & Commercial | VSMSHP | Non-Ducted CEE Tier 2
210857435 | Mini/Multi Split | DAY & NIGHT | HRCU-A-CB-O | DLCSRBH18AAK |  | Mini-Splits(Non-Ducted) | DLFSOAH18XAK |  | 16700 | 19.8 | 11.2 | 20000 | 16700 | 83.5% | 1.93 | 12.5 | 12.5 |  |  |  |  | R-410A | 1.3917 | Residential & Commercial | VSMSHP | Non-Ducted CEE Tier 2
210857436 | Mini/Multi Split | DAY & NIGHT | HRCU-A-CB-O | DLCSRBH12AAK |  | Mini-Splits(Non-Ducted) | DLFSOAH18XAK |  | 12000 | 23 | 10 | 12500 | 11000 | 88% | 1.8 | 13 | 13 |  |  |  |  | R-410A | 1 | Residential & Commercial | VSMSHP | Non-Ducted CEE Tier 2
210857437 | Mini/Multi Split | HEIL | HRCU-A-CB-O | DLCSRBH09AAK |  | Mini-Splits(Non-Ducted) | DLFSOAH09XAK |  | 9000 | 24 | 12.4 | 10900 | 10500 | 96.33% | 1.8 | 13 | 13 |  |  |  |  | R-410A | 0.75 | Residential & Commercial | VSMSHP | Non-Ducted CEE Tier 2
210857438 | Mini/Multi Split | HEIL | HRCU-A-CB-O | DLCSRBH06AAK |  | Mini-Splits(Non-Ducted) | DLFSOAH09XAK |  | 6500 | 22 | 10.8 | 7100 | 8000 | 112.7% | 2 | 14.5 | 14.5 |  |  |  |  | R-410A | 0.54167 | Residential & Commercial | VSMSHP | Non-Ducted CEE Tier 2
210857439 | Mini/Multi Split | HEIL | HRCU-A-CB-O | DLCSRBH18AAK |  | Mini-Splits(Non-Ducted) | DLFSOAH18XAK |  | 16700 | 19.8 | 11.2 | 20000 | 16700 | 83.5% | 1.93 | 12.5 | 12.5 |  |  |  |  | R-410A | 1.3917 | Residential & Commercial | VSMSHP | Non-Ducted CEE Tier 2
210857440 | Mini/Multi Split | HEIL | HRCU-A-CB-O | DLCSRBH12AAK |  | Mini-Splits(Non-Ducted) | DLFSOAH18XAK |  | 12000 | 23 | 10 | 12500 | 11000 | 88% | 1.8 | 13 | 13 |  |  |  |  | R-410A | 1 | Residential & Commercial | VSMSHP | Non-Ducted CEE Tier 2
210857441 | Mini/Multi Split | KEEPRITE | HRCU-A-CB-O | DLCSRBH09AAK |  | Mini-Splits(Non-Ducted) | DLFSOAH09XAK |  | 9000 | 24 | 12.4 | 10900 | 10500 | 96.33% | 1.8 | 13 | 13 |  |  |  |  | R-410A | 0.75 | Residential & Commercial | VSMSHP | Non-Ducted CEE Tier 2
210857442 | Mini/Multi Split | KEEPRITE | HRCU-A-CB-O | DLCSRBH06AAK |  | Mini-Splits(Non-Ducted) | DLFSOAH09XAK |  | 6500 | 22 | 10.8 | 7100 | 8000 | 112.7% | 2 | 14.5 | 14.5 |  |  |  |  | R-410A | 0.54167 | Residential & Commercial | VSMSHP | Non-Ducted CEE Tier 2
210857443 | Mini/Multi Split | KEEPRITE | HRCU-A-CB-O | DLCSRBH18AAK |  | Mini-Splits(Non-Ducted) | DLFSOAH18XAK |  | 16700 | 19.8 | 11.2 | 20000 | 16700 | 83.5% | 1.93 | 12.5 | 12.5 |  |  |  |  | R-410A | 1.3917 | Residential & Commercial | VSMSHP | Non-Ducted CEE Tier 2
210857444 | Mini/Multi Split | KEEPRITE | HRCU-A-CB-O | DLCSRBH12AAK |  | Mini-Splits(Non-Ducted) | DLFSOAH18XAK |  | 12000 | 23 | 10 | 12500 | 11000 | 88% | 1.8 | 13 | 13 |  |  |  |  | R-410A | 1 | Residential & Commercial | VSMSHP | Non-Ducted CEE Tier 2
210857445 | Mini/Multi Split | KENMORE | HRCU-A-CB-O | DLCSRBH09AAK |  | Mini-Splits(Non-Ducted) | DLFSOAH09XAK |  | 9000 | 24 | 12.4 | 10900 | 10500 | 96.33% | 1.8 | 13 | 13 |  |  |  |  | R-410A | 0.75 | Residential & Commercial | VSMSHP | Non-Ducted CEE Tier 2
210857446 | Mini/Multi Split | KENMORE | HRCU-A-CB-O | DLCSRBH06AAK |  | Mini-Splits(Non-Ducted) | DLFSOAH09XAK |  | 6500 | 22 | 10.8 | 7100 | 8000 | 112.7% | 2 | 14.5 | 14.5 |  |  |  |  | R-410A | 0.54167 | Residential & Commercial | VSMSHP | Non-Ducted CEE Tier 2
210857447 | Mini/Multi Split | KENMORE | HRCU-A-CB-O | DLCSRBH18AAK |  | Mini-Splits(Non-Ducted) | DLFSOAH18XAK |  | 16700 | 19.8 | 11.2 | 20000 | 16700 | 83.5% | 1.93 | 12.5 | 12.5 |  |  |  |  | R-410A | 1.3917 | Residential & Commercial | VSMSHP | Non-Ducted CEE Tier 2
210857448 | Mini/Multi Split | KENMORE | HRCU-A-CB-O | DLCSRBH12AAK |  | Mini-Splits(Non-Ducted) | DLFSOAH18XAK |  | 12000 | 23 | 10 | 12500 | 11000 | 88% | 1.8 | 13 | 13 |  |  |  |  | R-410A | 1 | Residential & Commercial | VSMSHP | Non-Ducted CEE Tier 2
210857449 | Mini/Multi Split | MIDEA | HRCU-A-CB-O | DLCSRBH09AAK |  | Mini-Splits(Non-Ducted) | DLFSOAH09XAK |  | 9000 | 24 | 12.4 | 10900 | 10500 | 96.33% | 1.8 | 13 | 13 |  |  |  |  | R-410A | 0.75 | Residential & Commercial | VSMSHP | Non-Ducted CEE Tier 2
210857450 | Mini/Multi Split | MIDEA | HRCU-A-CB-O | DLCSRBH06AAK |  | Mini-Splits(Non-Ducted) | DLFSOAH09XAK |  | 6500 | 22 | 10.8 | 7100 | 8000 | 112.7% | 2 | 14.5 | 14.5 |  |  |  |  | R-410A | 0.54167 | Residential & Commercial | VSMSHP | Non-Ducted CEE Tier 2
210857451 | Mini/Multi Split | MIDEA | HRCU-A-CB-O | DLCSRBH18AAK |  | Mini-Splits(Non-Ducted) | DLFSOAH18XAK |  | 16700 | 19.8 | 11.2 | 20000 | 16700 | 83.5% | 1.93 | 12.5 | 12.5 |  |  |  |  | R-410A | 1.3917 | Residential & Commercial | VSMSHP | Non-Ducted CEE Tier 2
210857452 | Mini/Multi Split | MIDEA | HRCU-A-CB-O | DLCSRBH12AAK |  | Mini-Splits(Non-Ducted) | DLFSOAH18XAK |  | 12000 | 23 | 10 | 12500 | 11000 | 88% | 1.8 | 13 | 13 |  |  |  |  | R-410A | 1 | Residential & Commercial | VSMSHP | Non-Ducted CEE Tier 2
210857453 | Mini/Multi Split | TEMPSTAR | HRCU-A-CB-O | DLCSRBH09AAK |  | Mini-Splits(Non-Ducted) | DLFSOAH09XAK |  | 9000 | 24 | 12.4 | 10900 | 10500 | 96.33% | 1.8 | 13 | 13 |  |  |  |  | R-410A | 0.75 | Residential & Commercial | VSMSHP | Non-Ducted CEE Tier 2
210857454 | Mini/Multi Split | TEMPSTAR | HRCU-A-CB-O | DLCSRBH06AAK |  | Mini-Splits(Non-Ducted) | DLFSOAH09XAK |  | 6500 | 22 | 10.8 | 7100 | 8000 | 112.7% | 2 | 14.5 | 14.5 |  |  |  |  | R-410A | 0.54167 | Residential & Commercial | VSMSHP | Non-Ducted CEE Tier 2
210857455 | Mini/Multi Split | TEMPSTAR | HRCU-A-CB-O | DLCSRBH18AAK |  | Mini-Splits(Non-Ducted) | DLFSOAH18XAK |  | 16700 | 19.8 | 11.2 | 20000 | 16700 | 83.5% | 1.93 | 12.5 | 12.5 |  |  |  |  | R-410A | 1.3917 | Residential & Commercial | VSMSHP | Non-Ducted CEE Tier 2
210857456 | Mini/Multi Split | TEMPSTAR | HRCU-A-CB-O | DLCSRBH12AAK |  | Mini-Splits(Non-Ducted) | DLFSOAH18XAK |  | 12000 | 23 | 10 | 12500 | 11000 | 88% | 1.8 | 13 | 13 |  |  |  |  | R-410A | 1 | Residential & Commercial | VSMSHP | Non-Ducted CEE Tier 2
210857457 | Mini/Multi Split | SMART COMFORT | HRCU-A-CB-O | DLCSRBH09AAK |  | Mini-Splits(Non-Ducted) | DLFSOAH09XAK |  | 9000 | 24 | 12.4 | 10900 | 10500 | 96.33% | 1.8 | 13 | 13 |  |  |  |  | R-410A | 0.75 | Residential & Commercial | VSMSHP | Non-Ducted CEE Tier 2
210857458 | Mini/Multi Split | SMART COMFORT | HRCU-A-CB-O | DLCSRBH06AAK |  | Mini-Splits(Non-Ducted) | DLFSOAH09XAK |  | 6500 | 22 | 10.8 | 7100 | 8000 | 112.7% | 2 | 14.5 | 14.5 |  |  |  |  | R-410A | 0.54167 | Residential & Commercial | VSMSHP | Non-Ducted CEE Tier 2
210857459 | Mini/Multi Split | SMART COMFORT | HRCU-A-CB-O | DLCSRBH18AAK |  | Mini-Splits(Non-Ducted) | DLFSOAH18XAK |  | 16700 | 19.8 | 11.2 | 20000 | 16700 | 83.5% | 1.93 | 12.5 | 12.5 |  |  |  |  | R-410A | 1.3917 | Residential & Commercial | VSMSHP | Non-Ducted CEE Tier 2
210857460 | Mini/Multi Split | SMART COMFORT | HRCU-A-CB-O | DLCSRBH12AAK |  | Mini-Splits(Non-Ducted) | DLFSOAH18XAK |  | 12000 | 23 | 10 | 12500 | 11000 | 88% | 1.8 | 13 | 13 |  |  |  |  | R-410A | 1 | Residential & Commercial | VSMSHP | Non-Ducted CEE Tier 2
210857461 | Mini/Multi Split | AIRQUEST | HRCU-A-CB-O | DLCSRBH09AAK |  | Mini-Splits(Non-Ducted) | DLFSOAH09XAK |  | 9000 | 24 | 12.4 | 10900 | 10500 | 96.33% | 1.8 | 13 | 13 |  |  |  |  | R-410A | 0.75 | Residential & Commercial | VSMSHP | Non-Ducted CEE Tier 2
210857462 | Mini/Multi Split | AIRQUEST | HRCU-A-CB-O | DLCSRBH06AAK |  | Mini-Splits(Non-Ducted) | DLFSOAH09XAK |  | 6500 | 22 | 10.8 | 7100 | 8000 | 112.7% | 2 | 14.5 | 14.5 |  |  |  |  | R-410A | 0.54167 | Residential & Commercial | VSMSHP | Non-Ducted CEE Tier 2
210857463 | Mini/Multi Split | AIRQUEST | HRCU-A-CB-O | DLCSRBH18AAK |  | Mini-Splits(Non-Ducted) | DLFSOAH18XAK |  | 16700 | 19.8 | 11.2 | 20000 | 16700 | 83.5% | 1.93 | 12.5 | 12.5 |  |  |  |  | R-410A | 1.3917 | Residential & Commercial | VSMSHP | Non-Ducted CEE Tier 2
210857464 | Mini/Multi Split | AIRQUEST | HRCU-A-CB-O | DLCSRBH12AAK |  | Mini-Splits(Non-Ducted) | DLFSOAH18XAK |  | 12000 | 23 | 10 | 12500 | 11000 | 88% | 1.8 | 13 | 13 |  |  |  |  | R-410A | 1 | Residential & Commercial | VSMSHP | Non-Ducted CEE Tier 2
210857465 | Mini/Multi Split | CARRIER | HRCU-A-CB-O | 38MARBQ06AA3 |  | Mini-Splits(Non-Ducted) | 40MCCAQ09XA3 |  | 6500 | 22 | 10.8 | 7100 | 8000 | 112.7% | 2 | 14.5 | 14.5 |  |  |  |  | R-410A | 0.54167 | Residential & Commercial | VSMSHP | Non-Ducted CEE Tier 2
210857466 | Mini/Multi Split | CARRIER | HRCU-A-CB-O | 38MARBQ12AA3 |  | Mini-Splits(Non-Ducted) | 40MCCAQ18XA3 |  | 12000 | 23 | 10 | 12500 | 11000 | 88% | 1.8 | 13 | 13 |  |  |  |  | R-410A | 1 | Residential & Commercial | VSMSHP | Non-Ducted CEE Tier 2
210857467 | Mini/Multi Split | BRYANT | HRCU-A-CB-O | 38MARBQ06AA3 |  | Mini-Splits(Non-Ducted) | 40MCCAQ09XA3 |  | 6500 | 22 | 10.8 | 7100 | 8000 | 112.7% | 2 | 14.5 | 14.5 |  |  |  |  | R-410A | 0.54167 | Residential & Commercial | VSMSHP | Non-Ducted CEE Tier 2
210857468 | Mini/Multi Split | BRYANT | HRCU-A-CB-O | 38MARBQ12AA3 |  | Mini-Splits(Non-Ducted) | 40MCCAQ18XA3 |  | 12000 | 23 | 10 | 12500 | 11000 | 88% | 1.8 | 13 | 13 |  |  |  |  | R-410A | 1 | Residential & Commercial | VSMSHP | Non-Ducted CEE Tier 2
210857469 | Mini/Multi Split | PAYNE | HRCU-A-CB-O | 38MARBQ06AA3 |  | Mini-Splits(Non-Ducted) | 40MCCAQ09XA3 |  | 6500 | 22 | 10.8 | 7100 | 8000 | 112.7% | 2 | 14.5 | 14.5 |  |  |  |  | R-410A | 0.54167 | Residential & Commercial | VSMSHP | Non-Ducted CEE Tier 2
210857470 | Mini/Multi Split | PAYNE | HRCU-A-CB-O | 38MARBQ12AA3 |  | Mini-Splits(Non-Ducted) | 40MCCAQ18XA3 |  | 12000 | 23 | 10 | 12500 | 11000 | 88% | 1.8 | 13 | 13 |  |  |  |  | R-410A | 1 | Residential & Commercial | VSMSHP | Non-Ducted CEE Tier 2
210857471 | Mini/Multi Split | Weathermaker | HRCU-A-CB-O | 38MARBQ06AA3 |  | Mini-Splits(Non-Ducted) | 40MCCAQ09XA3 |  | 6500 | 22 | 10.8 | 7100 | 8000 | 112.7% | 2 | 14.5 | 14.5 |  |  |  |  | R-410A | 0.54167 | Residential & Commercial | VSMSHP | Non-Ducted CEE Tier 2
210857472 | Mini/Multi Split | Weathermaker | HRCU-A-CB-O | 38MARBQ12AA3 |  | Mini-Splits(Non-Ducted) | 40MCCAQ18XA3 |  | 12000 | 23 | 10 | 12500 | 11000 | 88% | 1.8 | 13 | 13 |  |  |  |  | R-410A | 1 | Residential & Commercial | VSMSHP | Non-Ducted CEE Tier 2
210857473 | Mini/Multi Split | MIDEA | HRCU-A-CB-O | 38MARBQ06AA3 |  | Mini-Splits(Non-Ducted) | 40MCCAQ09XA3 |  | 6500 | 22 | 10.8 | 7100 | 8000 | 112.7% | 2 | 14.5 | 14.5 |  |  |  |  | R-410A | 0.54167 | Residential & Commercial | VSMSHP | Non-Ducted CEE Tier 2
210857474 | Mini/Multi Split | MIDEA | HRCU-A-CB-O | 38MARBQ12AA3 |  | Mini-Splits(Non-Ducted) | 40MCCAQ18XA3 |  | 12000 | 23 | 10 | 12500 | 11000 | 88% | 1.8 | 13 | 13 |  |  |  |  | R-410A | 1 | Residential & Commercial | VSMSHP | Non-Ducted CEE Tier 2
210857475 | Mini/Multi Split | SLIMAIR | HRCU-A-CB-O | SHC09VE2AG |  | Mini-Splits(Non-Ducted) | SHLZ09VC2AG |  | 9000 | 20 | 10 | 10000 | 7400 | 74% | 1.9 | 13 | 13 |  |  |  |  | R-410A | 0.75 | Residential & Commercial | VSMSHP | Non-Ducted CEE Tier 2
210857478 | Mini/Multi Split | SLIMAIR | HRCU-A-CB-O | SHC24VE2AG |  | Mini-Splits(Non-Ducted) | SHLZ24VC2AG |  | 24000 | 21.5 | 9.7 | 25000 | 18500 | 74% | 2.2 | 12.5 | 12.5 |  |  |  |  | R-410A | 2 | Residential & Commercial | VSMSHP | Non-Ducted CEE Tier 2
210921188 | Mini/Multi Split | TOSOT | HRCU-A-CB-O | TWH18AG25A2DO |  | Mini-Splits(Non-Ducted) | TWH18AG25A2DI |  | 18000 | 23.5 | 9 | 18000 | 13500 | 75% | 1.9 | 13 | 13 |  |  |  |  | R-410A | 1.5 | Residential & Commercial | VSMSHP
211001948 | Mini/Multi Split | AC PRO.COM | HRCU-A-CB-O | AOX230-09HFN1-MW5W |  | Mini-Splits(Non-Ducted) | ACBU-09HRFN1-MW0W |  | 9000 | 22.5 | 11.5 | 11000 | 7700 | 70% | 2.34 | 13 | 13 |  |  |  |  | R-410A | 0.75 | Residential & Commercial | VSMSHP | Non-Ducted CEE Tier 2
210857416 | Mini/Multi Split | Cooper&Hunter | HRCU-A-CB-O | CH-ES09-230VO |  | Mini-Splits(Non-Ducted) | CH-06MCT1W-230VI |  | 6500 | 22 | 10.8 | 7100 | 8000 | 112.7% | 2 | 14.5 | 14.5 |  |  |  |  | R-410A | 0.54167 | Residential & Commercial | VSMSHP | Non-Ducted CEE Tier 2
210857417 | Mini/Multi Split | Cooper&Hunter | HRCU-A-CB-O | CH-ES09-230VO |  | Mini-Splits(Non-Ducted) | CH-09MCT1W-230VI |  | 9000 | 22.5 | 11.5 | 11000 | 7700 | 70% | 2.34 | 13 | 13 |  |  |  |  | R-410A | 0.75 | Residential & Commercial | VSMSHP | Non-Ducted CEE Tier 2
210857420 | Mini/Multi Split | Cooper&Hunter | HRCU-A-CB-O | CH-HPR06F9-230VO |  | Mini-Splits(Non-Ducted) | CH-06MCT1W-230VI |  | 6500 | 22 | 10.8 | 7100 | 8000 | 112.7% | 2 | 14.5 | 14.5 |  |  |  |  | R-410A | 0.54167 | Residential & Commercial | VSMSHP | Non-Ducted CEE Tier 2
210857421 | Mini/Multi Split | Cooper&Hunter | HRCU-A-CB-O | CH-HPR09-230VO |  | Mini-Splits(Non-Ducted) | CH-09MCT1W-230VI |  | 9000 | 24 | 12.4 | 10900 | 10500 | 96.33% | 1.8 | 13 | 13 |  |  |  |  | R-410A | 0.75 | Residential & Commercial | VSMSHP | Non-Ducted CEE Tier 2
210857422 | Mini/Multi Split | Cooper&Hunter | HRCU-A-CB-O | CH-HPR12-230VO |  | Mini-Splits(Non-Ducted) | CH-12MCT1W-230VI |  | 12000 | 23 | 10 | 12500 | 11000 | 88% | 1.8 | 13 | 13 |  |  |  |  | R-410A | 1 | Residential & Commercial | VSMSHP | Non-Ducted CEE Tier 2
210857423 | Mini/Multi Split | Cooper&Hunter | HRCU-A-CB-O | CH-HPR18-230VO |  | Mini-Splits(Non-Ducted) | CH-18MCT1W-230VI |  | 16700 | 19.8 | 11.2 | 20000 | 16700 | 83.5% | 1.93 | 12.5 | 12.5 |  |  |  |  | R-410A | 1.3917 | Residential & Commercial | VSMSHP | Non-Ducted CEE Tier 2
210857425 | Mini/Multi Split | ARCOAIRE | HRCU-A-CB-O | DLCSRBH09AAK |  | Mini-Splits(Non-Ducted) | DLFSOAH09XAK |  | 9000 | 24 | 12.4 | 10900 | 10500 | 96.33% | 1.8 | 13 | 13 |  |  |  |  | R-410A | 0.75 | Residential & Commercial | VSMSHP | Non-Ducted CEE Tier 2
210857426 | Mini/Multi Split | ARCOAIRE | HRCU-A-CB-O | DLCSRBH06AAK |  | Mini-Splits(Non-Ducted) | DLFSOAH09XAK |  | 6500 | 22 | 10.8 | 7100 | 8000 | 112.7% | 2 | 14.5 | 14.5 |  |  |  |  | R-410A | 0.54167 | Residential & Commercial | VSMSHP | Non-Ducted CEE Tier 2
210857427 | Mini/Multi Split | ARCOAIRE | HRCU-A-CB-O | DLCSRBH18AAK |  | Mini-Splits(Non-Ducted) | DLFSOAH18XAK |  | 16700 | 19.8 | 11.2 | 20000 | 16700 | 83.5% | 1.93 | 12.5 | 12.5 |  |  |  |  | R-410A | 1.3917 | Residential & Commercial | VSMSHP | Non-Ducted CEE Tier 2
210857289 | Mini/Multi Split | MDV | HRCU-A-CB-O | MOX330-09HFN1-MY5W |  | Mini-Splits(Non-Ducted) | MCBU-09HRFN1-MU0-CA |  | 9000 | 24 | 12.4 | 10900 | 10500 | 96.33% | 1.8 | 13 | 13 |  |  |  |  | R-410A | 0.75 | Residential & Commercial | VSMSHP | Non-Ducted CEE Tier 2
210857290 | Mini/Multi Split | MDV | HRCU-A-CB-O | MOX330-12HFN1-MW5W |  | Mini-Splits(Non-Ducted) | MCBU-18HRFN1-MW-CA |  | 12000 | 23 | 10 | 12500 | 11000 | 88% | 1.8 | 13 | 13 |  |  |  |  | R-410A | 1 | Residential & Commercial | VSMSHP | Non-Ducted CEE Tier 2
210857291 | Mini/Multi Split | MDV | HRCU-A-CB-O | MOX230-09HFN1-MW5W |  | Mini-Splits(Non-Ducted) | MCBU-09HRFN1-MU0-CA |  | 6500 | 22 | 10.8 | 7100 | 8000 | 112.7% | 2 | 14.5 | 14.5 |  |  |  |  | R-410A | 0.54167 | Residential & Commercial | VSMSHP | Non-Ducted CEE Tier 2
210857292 | Mini/Multi Split | MDV | HRCU-A-CB-O | MOX430-17HFN1-MT0W |  | Mini-Splits(Non-Ducted) | MCBU-18HRFN1-MW-CA |  | 16700 | 19.8 | 11.2 | 20000 | 16700 | 83.5% | 1.93 | 12.5 | 12.5 |  |  |  |  | R-410A | 1.3917 | Residential & Commercial | VSMSHP | Non-Ducted CEE Tier 2
210857294 | Mini/Multi Split | 1HVAC | HRCU-A-CB-O | ACIQ-06ZPL-HP230B |  | Mini-Splits(Non-Ducted) | ACIQ-06W-HH-MC |  | 6000 | 26.5 | 13.6 | 7000 | 7500 | 107.1% | 2.1 | 15.8 | 15.8 |  |  |  |  | R-410A | 0.5 | Residential & Commercial | VSMSHP | Non-Ducted CEE Tier 2
210857295 | Mini/Multi Split | 1HVAC | HRCU-A-CB-O | ACIQ-09ZPL-HP230B |  | Mini-Splits(Non-Ducted) | ACIQ-09W-HH-MC |  | 9000 | 28.1 | 11.5 | 12000 | 10600 | 88.33% | 2 | 16.2 | 16.2 |  |  |  |  | R-410A | 0.75 | Residential & Commercial | VSMSHP | Non-Ducted CEE Tier 2
210857296 | Mini/Multi Split | 1HVAC | HRCU-A-CB-O | ACIQ-12ZPL-HP230B |  | Mini-Splits(Non-Ducted) | ACIQ-12W-HH-MC |  | 12000 | 25.5 | 10.4 | 12000 | 12000 | 100% | 1.8 | 14 | 14 |  |  |  |  | R-410A | 1 | Residential & Commercial | VSMSHP | Non-Ducted CEE Tier 2
210857297 | Mini/Multi Split | 1HVAC | HRCU-A-CB-O | ACIQ-18ZPL-HP230B |  | Mini-Splits(Non-Ducted) | ACIQ-18W-HH-MC |  | 18000 | 21.5 | 11.3 | 18000 | 18000 | 100% | 1.8 | 12.5 | 12.5 |  |  |  |  | R-410A | 1.5 | Residential & Commercial | VSMSHP | Non-Ducted CEE Tier 2
210857298 | Mini/Multi Split | 1HVAC | HRCU-A-CB-O | ACIQ-24ZPL-HP230B |  | Mini-Splits(Non-Ducted) | ACIQ-24W-HH-MC |  | 24000 | 21.5 | 11.4 | 29000 | 25000 | 86.21% | 2.21 | 13 | 13 |  |  |  |  | R-410A | 2 | Residential & Commercial | VSMSHP | Non-Ducted CEE Tier 2
210857299 | Mini/Multi Split | 1HVAC | HRCU-A-CB-O | ACIQ-36ZPL-HP230B |  | Mini-Splits(Non-Ducted) | ACIQ-36CC-HH-MB |  | 36000 | 19.4 | 10.5 | 40000 | 40000 | 100% | 1.85 | 9.5 | 9.5 |  |  |  |  | R-410A | 3 | Residential & Commercial | VSMSHP | Non-Ducted CEE Tier 2
210857300 | Mini/Multi Split | 1HVAC | HRCU-A-CB-O | ACIQ-48ZPL-HP230B |  | Mini-Splits(Non-Ducted) | ACIQ-48CC-HH-MB |  | 48000 | 16.8 | 10.7 | 53000 | 48000 | 90.57% | 1.98 | 8.3 | 8.3 |  |  |  |  | R-410A | 4 | Residential & Commercial | VSMSHP
210857304 | Mini/Multi Split | 1HVAC | HRCU-A-CB-O | ACIQ-36ZPL-HP230B |  | Mini-Splits(Non-Ducted) | ACIQ-36FM-HH-MB |  | 36000 | 17.6 | 10 | 39000 | 36600 | 93.85% | 1.75 | 8.6 | 8.8 |  |  |  |  | R-410A | 3 | Residential & Commercial | VSMSHP
210857305 | Mini/Multi Split | 1HVAC | HRCU-A-CB-O | ACIQ-48ZPL-HP230B |  | Mini-Splits(Non-Ducted) | ACIQ-48FM-HH-MB |  | 48000 | 17 | 9.8 | 51000 | 49000 | 96.08% | 1.8 | 8.2 | 8.2 |  |  |  |  | R-410A | 4 | Residential & Commercial | VSMSHP
210857306 | Mini/Multi Split | 1HVAC | HRCU-A-CB-O | ACIQ-60ZPL-HP230B |  | Mini-Splits(Non-Ducted) | ACIQ-60FM-HH-MB |  | 55000 | 17.3 | 10.2 | 60000 | 56500 | 94.17% | 1.97 | 9 | 9 |  |  |  |  | R-410A | 4.5833 | Residential & Commercial | VSMSHP | Non-Ducted CEE Tier 2
210857307 | Mini/Multi Split | 1HVAC | HRCU-A-CB-O | ACIQ-06ZPL-HP230B |  | Mini-Splits(Non-Ducted) | SCC-0609-HH-M |  | 6500 | 22 | 10.8 | 7100 | 8000 | 112.7% | 2 | 14.5 | 14.5 |  |  |  |  | R-410A | 0.54167 | Residential & Commercial | VSMSHP | Non-Ducted CEE Tier 2
210857308 | Mini/Multi Split | 1HVAC | HRCU-A-CB-O | ACIQ-09ZPL-HP230B |  | Mini-Splits(Non-Ducted) | SCC-0609-HH-M |  | 9000 | 24 | 12.4 | 10900 | 10500 | 96.33% | 1.8 | 13 | 13 |  |  |  |  | R-410A | 0.75 | Residential & Commercial | VSMSHP | Non-Ducted CEE Tier 2
210857309 | Mini/Multi Split | 1HVAC | HRCU-A-CB-O | ACIQ-12ZPL-HP230B |  | Mini-Splits(Non-Ducted) | SCC-1218-HH-M |  | 12000 | 23 | 10 | 12500 | 11000 | 88% | 1.8 | 13 | 13 |  |  |  |  | R-410A | 1 | Residential & Commercial | VSMSHP | Non-Ducted CEE Tier 2
210857310 | Mini/Multi Split | 1HVAC | HRCU-A-CB-O | ACIQ-18ZPL-HP230B |  | Mini-Splits(Non-Ducted) | SCC-1218-HH-M |  | 16700 | 19.8 | 11.2 | 20000 | 16700 | 83.5% | 1.93 | 12.5 | 12.5 |  |  |  |  | R-410A | 1.3917 | Residential & Commercial | VSMSHP | Non-Ducted CEE Tier 2
210857311 | Mini/Multi Split | 1HVAC | HRCU-A-CB-O | ACIQ-12ZPL-HP230B |  | Mini-Splits(Non-Ducted) | ACIQ-12FM-HH-MC |  | 12000 | 24.2 | 10.7 | 12000 | 11900 | 99.17% | 1.99 | 13.3 | 13.3 |  |  |  |  | R-410A | 1 | Residential & Commercial | VSMSHP | Non-Ducted CEE Tier 2
210857312 | Mini/Multi Split | 1HVAC | HRCU-A-CB-O | ACIQ-18ZPL-HP230B |  | Mini-Splits(Non-Ducted) | ACIQ-18FM-HH-MC |  | 16000 | 20.2 | 8.9 | 17000 | 16700 | 98.24% | 1.76 | 11 | 11 |  |  |  |  | R-410A | 1.3333 | Residential & Commercial | VSMSHP
210857314 | Mini/Multi Split | ACIQ | HRCU-A-CB-O | ACIQ-06ZPL-HP230B |  | Mini-Splits(Non-Ducted) | ACIQ-06W-HH-MC |  | 6000 | 26.5 | 13.6 | 7000 | 7500 | 107.1% | 2.1 | 15.8 | 15.8 |  |  |  |  | R-410A | 0.5 | Residential & Commercial | VSMSHP | Non-Ducted CEE Tier 2
210857315 | Mini/Multi Split | ACIQ | HRCU-A-CB-O | ACIQ-09ZPL-HP230B |  | Mini-Splits(Non-Ducted) | ACIQ-09W-HH-MC |  | 9000 | 28.1 | 11.5 | 12000 | 10600 | 88.33% | 2 | 16.2 | 16.2 |  |  |  |  | R-410A | 0.75 | Residential & Commercial | VSMSHP | Non-Ducted CEE Tier 2
210857316 | Mini/Multi Split | ACIQ | HRCU-A-CB-O | ACIQ-12ZPL-HP230B |  | Mini-Splits(Non-Ducted) | ACIQ-12W-HH-MC |  | 12000 | 25.5 | 10.4 | 12000 | 12000 | 100% | 1.8 | 14 | 14 |  |  |  |  | R-410A | 1 | Residential & Commercial | VSMSHP | Non-Ducted CEE Tier 2
210857317 | Mini/Multi Split | ACIQ | HRCU-A-CB-O | ACIQ-18ZPL-HP230B |  | Mini-Splits(Non-Ducted) | ACIQ-18W-HH-MC |  | 18000 | 21.5 | 11.3 | 18000 | 18000 | 100% | 1.8 | 12.5 | 12.5 |  |  |  |  | R-410A | 1.5 | Residential & Commercial | VSMSHP | Non-Ducted CEE Tier 2
210857318 | Mini/Multi Split | ACIQ | HRCU-A-CB-O | ACIQ-24ZPL-HP230B |  | Mini-Splits(Non-Ducted) | ACIQ-24W-HH-MC |  | 24000 | 21.5 | 11.4 | 29000 | 25000 | 86.21% | 2.21 | 13 | 13 |  |  |  |  | R-410A | 2 | Residential & Commercial | VSMSHP | Non-Ducted CEE Tier 2
210857319 | Mini/Multi Split | ACIQ | HRCU-A-CB-O | ACIQ-36ZPL-HP230B |  | Mini-Splits(Non-Ducted) | ACIQ-36CC-HH-MB |  | 36000 | 19.4 | 10.5 | 40000 | 40000 | 100% | 1.85 | 9.5 | 9.5 |  |  |  |  | R-410A | 3 | Residential & Commercial | VSMSHP | Non-Ducted CEE Tier 2
210857320 | Mini/Multi Split | ACIQ | HRCU-A-CB-O | ACIQ-48ZPL-HP230B |  | Mini-Splits(Non-Ducted) | ACIQ-48CC-HH-MB |  | 48000 | 16.8 | 10.7 | 53000 | 48000 | 90.57% | 1.98 | 8.3 | 8.3 |  |  |  |  | R-410A | 4 | Residential & Commercial | VSMSHP
210857324 | Mini/Multi Split | ACIQ | HRCU-A-CB-O | ACIQ-36ZPL-HP230B |  | Mini-Splits(Non-Ducted) | ACIQ-36FM-HH-MB |  | 36000 | 17.6 | 10 | 39000 | 36600 | 93.85% | 1.75 | 8.6 | 8.8 |  |  |  |  | R-410A | 3 | Residential & Commercial | VSMSHP
210857325 | Mini/Multi Split | ACIQ | HRCU-A-CB-O | ACIQ-48ZPL-HP230B |  | Mini-Splits(Non-Ducted) | ACIQ-48FM-HH-MB |  | 48000 | 17 | 9.8 | 51000 | 49000 | 96.08% | 1.8 | 8.2 | 8.2 |  |  |  |  | R-410A | 4 | Residential & Commercial | VSMSHP
210857326 | Mini/Multi Split | ACIQ | HRCU-A-CB-O | ACIQ-60ZPL-HP230B |  | Mini-Splits(Non-Ducted) | ACIQ-60FM-HH-MB |  | 55000 | 17.3 | 10.2 | 60000 | 56500 | 94.17% | 1.97 | 9 | 9 |  |  |  |  | R-410A | 4.5833 | Residential & Commercial | VSMSHP | Non-Ducted CEE Tier 2
210857327 | Mini/Multi Split | ACIQ | HRCU-A-CB-O | ACIQ-06ZPL-HP230B |  | Mini-Splits(Non-Ducted) | SCC-0609-HH-M |  | 6500 | 22 | 10.8 | 7100 | 8000 | 112.7% | 2 | 14.5 | 14.5 |  |  |  |  | R-410A | 0.54167 | Residential & Commercial | VSMSHP | Non-Ducted CEE Tier 2
210857328 | Mini/Multi Split | ACIQ | HRCU-A-CB-O | ACIQ-09ZPL-HP230B |  | Mini-Splits(Non-Ducted) | SCC-0609-HH-M |  | 9000 | 24 | 12.4 | 10900 | 10500 | 96.33% | 1.8 | 13 | 13 |  |  |  |  | R-410A | 0.75 | Residential & Commercial | VSMSHP | Non-Ducted CEE Tier 2
210857329 | Mini/Multi Split | ACIQ | HRCU-A-CB-O | ACIQ-12ZPL-HP230B |  | Mini-Splits(Non-Ducted) | SCC-1218-HH-M |  | 12000 | 23 | 10 | 12500 | 11000 | 88% | 1.8 | 13 | 13 |  |  |  |  | R-410A | 1 | Residential & Commercial | VSMSHP | Non-Ducted CEE Tier 2
210857330 | Mini/Multi Split | ACIQ | HRCU-A-CB-O | ACIQ-18ZPL-HP230B |  | Mini-Splits(Non-Ducted) | SCC-1218-HH-M |  | 16700 | 19.8 | 11.2 | 20000 | 16700 | 83.5% | 1.93 | 12.5 | 12.5 |  |  |  |  | R-410A | 1.3917 | Residential & Commercial | VSMSHP | Non-Ducted CEE Tier 2
210857331 | Mini/Multi Split | ACIQ | HRCU-A-CB-O | ACIQ-12ZPL-HP230B |  | Mini-Splits(Non-Ducted) | ACIQ-12FM-HH-MC |  | 12000 | 24.2 | 10.7 | 12000 | 11900 | 99.17% | 1.99 | 13.3 | 13.3 |  |  |  |  | R-410A | 1 | Residential & Commercial | VSMSHP | Non-Ducted CEE Tier 2
210857332 | Mini/Multi Split | ACIQ | HRCU-A-CB-O | ACIQ-18ZPL-HP230B |  | Mini-Splits(Non-Ducted) | ACIQ-18FM-HH-MC |  | 16000 | 20.2 | 8.9 | 17000 | 16700 | 98.24% | 1.76 | 11 | 11 |  |  |  |  | R-410A | 1.3333 | Residential & Commercial | VSMSHP
210857334 | Mini/Multi Split | DIYCOOL | HRCU-A-CB-O | ACIQ-06ZPL-HP230B |  | Mini-Splits(Non-Ducted) | ACIQ-06W-HH-MC |  | 6000 | 26.5 | 13.6 | 7000 | 7500 | 107.1% | 2.1 | 15.8 | 15.8 |  |  |  |  | R-410A | 0.5 | Residential & Commercial | VSMSHP | Non-Ducted CEE Tier 2
210857335 | Mini/Multi Split | DIYCOOL | HRCU-A-CB-O | ACIQ-09ZPL-HP230B |  | Mini-Splits(Non-Ducted) | ACIQ-09W-HH-MC |  | 9000 | 28.1 | 11.5 | 12000 | 10600 | 88.33% | 2 | 16.2 | 16.2 |  |  |  |  | R-410A | 0.75 | Residential & Commercial | VSMSHP | Non-Ducted CEE Tier 2
210857336 | Mini/Multi Split | DIYCOOL | HRCU-A-CB-O | ACIQ-12ZPL-HP230B |  | Mini-Splits(Non-Ducted) | ACIQ-12W-HH-MC |  | 12000 | 25.5 | 10.4 | 12000 | 12000 | 100% | 1.8 | 14 | 14 |  |  |  |  | R-410A | 1 | Residential & Commercial | VSMSHP | Non-Ducted CEE Tier 2
210857337 | Mini/Multi Split | DIYCOOL | HRCU-A-CB-O | ACIQ-18ZPL-HP230B |  | Mini-Splits(Non-Ducted) | ACIQ-18W-HH-MC |  | 18000 | 21.5 | 11.3 | 18000 | 18000 | 100% | 1.8 | 12.5 | 12.5 |  |  |  |  | R-410A | 1.5 | Residential & Commercial | VSMSHP | Non-Ducted CEE Tier 2
210857338 | Mini/Multi Split | DIYCOOL | HRCU-A-CB-O | ACIQ-24ZPL-HP230B |  | Mini-Splits(Non-Ducted) | ACIQ-24W-HH-MC |  | 24000 | 21.5 | 11.4 | 29000 | 25000 | 86.21% | 2.21 | 13 | 13 |  |  |  |  | R-410A | 2 | Residential & Commercial | VSMSHP | Non-Ducted CEE Tier 2
210857339 | Mini/Multi Split | DIYCOOL | HRCU-A-CB-O | ACIQ-36ZPL-HP230B |  | Mini-Splits(Non-Ducted) | ACIQ-36CC-HH-MB |  | 36000 | 19.4 | 10.5 | 40000 | 40000 | 100% | 1.85 | 9.5 | 9.5 |  |  |  |  | R-410A | 3 | Residential & Commercial | VSMSHP | Non-Ducted CEE Tier 2
210857340 | Mini/Multi Split | DIYCOOL | HRCU-A-CB-O | ACIQ-48ZPL-HP230B |  | Mini-Splits(Non-Ducted) | ACIQ-48CC-HH-MB |  | 48000 | 16.8 | 10.7 | 53000 | 48000 | 90.57% | 1.98 | 8.3 | 8.3 |  |  |  |  | R-410A | 4 | Residential & Commercial | VSMSHP
210857344 | Mini/Multi Split | DIYCOOL | HRCU-A-CB-O | ACIQ-36ZPL-HP230B |  | Mini-Splits(Non-Ducted) | ACIQ-36FM-HH-MB |  | 36000 | 17.6 | 10 | 39000 | 36600 | 93.85% | 1.75 | 8.6 | 8.8 |  |  |  |  | R-410A | 3 | Residential & Commercial | VSMSHP
210857345 | Mini/Multi Split | DIYCOOL | HRCU-A-CB-O | ACIQ-48ZPL-HP230B |  | Mini-Splits(Non-Ducted) | ACIQ-48FM-HH-MB |  | 48000 | 17 | 9.8 | 51000 | 49000 | 96.08% | 1.8 | 8.2 | 8.2 |  |  |  |  | R-410A | 4 | Residential & Commercial | VSMSHP
210857346 | Mini/Multi Split | DIYCOOL | HRCU-A-CB-O | ACIQ-60ZPL-HP230B |  | Mini-Splits(Non-Ducted) | ACIQ-60FM-HH-MB |  | 55000 | 17.3 | 10.2 | 60000 | 56500 | 94.17% | 1.97 | 9 | 9 |  |  |  |  | R-410A | 4.5833 | Residential & Commercial | VSMSHP | Non-Ducted CEE Tier 2
210857347 | Mini/Multi Split | DIYCOOL | HRCU-A-CB-O | ACIQ-06ZPL-HP230B |  | Mini-Splits(Non-Ducted) | SCC-0609-HH-M |  | 6500 | 22 | 10.8 | 7100 | 8000 | 112.7% | 2 | 14.5 | 14.5 |  |  |  |  | R-410A | 0.54167 | Residential & Commercial | VSMSHP | Non-Ducted CEE Tier 2
210857348 | Mini/Multi Split | DIYCOOL | HRCU-A-CB-O | ACIQ-09ZPL-HP230B |  | Mini-Splits(Non-Ducted) | SCC-0609-HH-M |  | 9000 | 24 | 12.4 | 10900 | 10500 | 96.33% | 1.8 | 13 | 13 |  |  |  |  | R-410A | 0.75 | Residential & Commercial | VSMSHP | Non-Ducted CEE Tier 2
210857349 | Mini/Multi Split | DIYCOOL | HRCU-A-CB-O | ACIQ-12ZPL-HP230B |  | Mini-Splits(Non-Ducted) | SCC-1218-HH-M |  | 12000 | 23 | 10 | 12500 | 11000 | 88% | 1.8 | 13 | 13 |  |  |  |  | R-410A | 1 | Residential & Commercial | VSMSHP | Non-Ducted CEE Tier 2
210857350 | Mini/Multi Split | DIYCOOL | HRCU-A-CB-O | ACIQ-18ZPL-HP230B |  | Mini-Splits(Non-Ducted) | SCC-1218-HH-M |  | 16700 | 19.8 | 11.2 | 20000 | 16700 | 83.5% | 1.93 | 12.5 | 12.5 |  |  |  |  | R-410A | 1.3917 | Residential & Commercial | VSMSHP | Non-Ducted CEE Tier 2
210857351 | Mini/Multi Split | DIYCOOL | HRCU-A-CB-O | ACIQ-12ZPL-HP230B |  | Mini-Splits(Non-Ducted) | ACIQ-12FM-HH-MC |  | 12000 | 24.2 | 10.7 | 12000 | 11900 | 99.17% | 1.99 | 13.3 | 13.3 |  |  |  |  | R-410A | 1 | Residential & Commercial | VSMSHP | Non-Ducted CEE Tier 2
212940808 | Mini/Multi Split | CENTURY | HRCU-A-CB-O | A-SVH09SB-1 |  | Mini-Splits(Non-Ducted) | B-SVH09SB-1 |  | 9000 | 18.5 | 8.8 | 10000 | 7100 | 71% | 2.1 | 8.8 | 10.5 |  |  |  |  | R-410A | 0.75 | Residential & Commercial | VSMSHP
212940813 | Mini/Multi Split | CENTURY | HRCU-A-CB-O | A-VMH06SV-1 |  | Mini-Splits(Non-Ducted) | B-VMH06SV-1 |  | 6000 | 26.5 | 13.6 | 7000 | 7500 | 107.1% | 2.1 | 15.8 | 15.8 |  |  |  |  | R-410A | 0.5 | Residential & Commercial | VSMSHP | Non-Ducted CEE Tier 2
212940814 | Mini/Multi Split | CENTURY | HRCU-A-CB-O | A-VMH09SV-1 |  | Mini-Splits(Non-Ducted) | B-VMH09SV-1 |  | 9000 | 28.1 | 11.5 | 12000 | 10600 | 88.33% | 2 | 16.2 | 16.2 |  |  |  |  | R-410A | 0.75 | Residential & Commercial | VSMSHP | Non-Ducted CEE Tier 2
212940815 | Mini/Multi Split | CENTURY | HRCU-A-CB-O | A-VMH12SV-1 |  | Mini-Splits(Non-Ducted) | B-VMH12SV-1 |  | 12000 | 25.5 | 10.4 | 12000 | 12000 | 100% | 1.8 | 14 | 14 |  |  |  |  | R-410A | 1 | Residential & Commercial | VSMSHP | Non-Ducted CEE Tier 2
212940816 | Mini/Multi Split | CENTURY | HRCU-A-CB-O | A-VMH18SV-1 |  | Mini-Splits(Non-Ducted) | B-VMH18SV-1 |  | 18000 | 21.5 | 11.3 | 18000 | 18000 | 100% | 1.8 | 12.5 | 12.5 |  |  |  |  | R-410A | 1.5 | Residential & Commercial | VSMSHP | Non-Ducted CEE Tier 2
212940817 | Mini/Multi Split | CENTURY | HRCU-A-CB-O | A-VMH24SV-1 |  | Mini-Splits(Non-Ducted) | B-VMH24SV-1 |  | 24000 | 21.5 | 11.4 | 29000 | 25000 | 86.21% | 2.21 | 13 | 13 |  |  |  |  | R-410A | 2 | Residential & Commercial | VSMSHP | Non-Ducted CEE Tier 2
212941744 | Mini/Multi Split | Nutech | HRCU-A-CB-O | NU9WKU1 |  | Mini-Splits(Non-Ducted) | NU9WKU1 |  | 9000 | 21.5 | 9.1 | 10000 | 7000 | 70% | 2.16 | 12.5 | 12.5 |  |  |  |  | R-410A | 0.75 | Residential & Commercial | VSMSHP
213265571 | Mini/Multi Split | Cooper&Hunter | HRCU-A-CB-O | CH-NHPR48LCU-230VO |  | Mini-Splits(Non-Ducted) | CH-48LCCT-W |  | 48000 | 16.8 | 10.7 | 53000 | 48000 | 90.57% | 1.98 | 8.3 | 8.3 |  |  |  |  | R-410A | 4 | Residential & Commercial | VSMSHP
210857259 | Mini/Multi Split | Cooper&Hunter | HRCU-A-CB-O | CH-HPR12-230VO |  | Mini-Splits(Non-Ducted) | CH-12DKT230VI |  | 12000 | 23.6 | 9.5 | 12000 | 10000 | 83.33% | 1.8 | 13.5 | 13.5 |  |  |  |  | R-410A | 1 | Residential & Commercial | VSMSHP | Non-Ducted CEE Tier 2
210857260 | Mini/Multi Split | Cooper&Hunter | HRCU-A-CB-O | CH-HPR18-230VO |  | Mini-Splits(Non-Ducted) | CH-18DKT230VI |  | 17000 | 19.4 | 10 | 18000 | 16400 | 91.11% | 1.9 | 12.5 | 12.5 |  |  |  |  | R-410A | 1.4167 | Residential & Commercial | VSMSHP | Non-Ducted CEE Tier 2
210857261 | Mini/Multi Split | Cooper&Hunter | HRCU-A-CB-O | CH-HPR24-230VO |  | Mini-Splits(Non-Ducted) | CH-24DKT230VI |  | 21600 | 18.9 | 10.4 | 23400 | 23400 | 100% | 1.89 | 13 | 11.7 |  |  |  |  | R-410A | 1.8 | Residential & Commercial | VSMSHP | Non-Ducted CEE Tier 2
210857265 | Mini/Multi Split | DIAMONDAIR | HRCU-A-CB-O | D2009SHO2 |  | Mini-Splits(Non-Ducted) | DF2009HMSI2 |  | 9000 | 26.4 | 11.6 | 12000 | 11000 | 91.67% | 1.85 | 15.8 | 15.8 |  |  |  |  | R-410A | 0.75 | Residential & Commercial | VSMSHP | Non-Ducted CEE Tier 2
210857266 | Mini/Multi Split | DIAMONDAIR | HRCU-A-CB-O | D2012SHO2 |  | Mini-Splits(Non-Ducted) | DF2012HMSI2 |  | 12000 | 23.1 | 10.5 | 12000 | 11000 | 91.67% | 1.88 | 13 | 13 |  |  |  |  | R-410A | 1 | Residential & Commercial | VSMSHP | Non-Ducted CEE Tier 2
210857267 | Mini/Multi Split | DIAMONDAIR | HRCU-A-CB-O | D2018SHO2 |  | Mini-Splits(Non-Ducted) | DF2018HMSI2 |  | 18000 | 22 | 10.6 | 18000 | 17200 | 95.56% | 1.89 | 13 | 13 |  |  |  |  | R-410A | 1.5 | Residential & Commercial | VSMSHP | Non-Ducted CEE Tier 2
210857268 | Mini/Multi Split | DIAMONDAIR | HRCU-A-CB-O | D2024SHO2 |  | Mini-Splits(Non-Ducted) | DF2024HMSI2 |  | 23000 | 22.3 | 10.3 | 26000 | 23000 | 88.46% | 1.8 | 12.5 | 12.5 |  |  |  |  | R-410A | 1.9167 | Residential & Commercial | VSMSHP | Non-Ducted CEE Tier 2
210857269 | Mini/Multi Split | DIAMONDAIR | HRCU-A-CB-O | D2009SHO2 |  | Mini-Splits(Non-Ducted) | DF2009CI |  | 9000 | 20.5 | 10.3 | 9800 | 10000 | 102% | 1.8 | 13 | 13 |  |  |  |  | R-410A | 0.75 | Residential & Commercial | VSMSHP | Non-Ducted CEE Tier 2
210857270 | Mini/Multi Split | DIAMONDAIR | HRCU-A-CB-O | D2012SHO2 |  | Mini-Splits(Non-Ducted) | DF2012CI |  | 12000 | 22.3 | 10.2 | 12000 | 11300 | 94.17% | 1.89 | 12.7 | 12.7 |  |  |  |  | R-410A | 1 | Residential & Commercial | VSMSHP | Non-Ducted CEE Tier 2
210857271 | Mini/Multi Split | DIAMONDAIR | HRCU-A-CB-O | D2018SHO2 |  | Mini-Splits(Non-Ducted) | DF2018CI |  | 16000 | 20 | 9.5 | 17000 | 16000 | 94.12% | 1.75 | 12.5 | 12.5 |  |  |  |  | R-410A | 1.3333 | Residential & Commercial | VSMSHP | Non-Ducted CEE Tier 2
210857272 | Mini/Multi Split | DIAMONDAIR | HRCU-A-CB-O | D2024SHO2 |  | Mini-Splits(Non-Ducted) | DF2024CI2 |  | 24000 | 20.5 | 11.5 | 25000 | 25800 | 103.2% | 2 | 11 | 11 |  |  |  |  | R-410A | 2 | Residential & Commercial | VSMSHP | Non-Ducted CEE Tier 2
210857274 | Mini/Multi Split | DIAMONDAIR | HRCU-A-CB-O | D2012SHO2 |  | Mini-Splits(Non-Ducted) | DF2012HMSI |  | 12000 | 23.6 | 9.5 | 12000 | 10000 | 83.33% | 1.8 | 13.5 | 13.5 |  |  |  |  | R-410A | 1 | Residential & Commercial | VSMSHP | Non-Ducted CEE Tier 2
210857275 | Mini/Multi Split | DIAMONDAIR | HRCU-A-CB-O | D2018SHO2 |  | Mini-Splits(Non-Ducted) | DF2018HMSI |  | 17000 | 19.4 | 10 | 18000 | 16400 | 91.11% | 1.9 | 12.5 | 12.5 |  |  |  |  | R-410A | 1.4167 | Residential & Commercial | VSMSHP | Non-Ducted CEE Tier 2
210857276 | Mini/Multi Split | DIAMONDAIR | HRCU-A-CB-O | D2024SHO2 |  | Mini-Splits(Non-Ducted) | DF2024HMSI |  | 21600 | 18.9 | 10.4 | 23400 | 23400 | 100% | 1.89 | 13 | 11.7 |  |  |  |  | R-410A | 1.8 | Residential & Commercial | VSMSHP | Non-Ducted CEE Tier 2
210839352 | Mini/Multi Split | RHEEM | HRCU-A-CB-O | RP1724HJVXA |  | Mini-Splits(Non-Ducted) | RICH24AXCJ |  | 24000 | 20.8 | 10.1 | 27000 | 23200 | 85.93% | 2.04 | 12.8 | 12.8 |  |  |  |  | R-410A | 2 | Residential & Commercial | VSMSHP | Non-Ducted CEE Tier 2
212920567 | Mini/Multi Split | GREE | HRCU-A-CB-O | GWH12AWCXD-D6DNA1A/O |  | Mini-Splits(Non-Ducted) | GWH12AWCXD-D6DN***/I |  | 12000 | 22 | 8.5 | 12000 | 9100 | 75.83% | 1.8 | 0 | 11.3 |  |  |  |  | R-32 | 1 | Residential & Commercial | VSMSHP
210838006 | Mini/Multi Split | AC PRO.COM | HRCU-A-CB-O | AWH09AGCXD-A3DNA1A/O |  | Mini-Splits(Non-Ducted) | AWH09QCXD-A3DNB8A/I |  | 9100 | 27 | 10 | 10000 | 9900 | 99% | 1.87 | 14.55 | 14.55 |  |  |  |  | R-410A | 0.75833 | Residential & Commercial | VSMSHP | Non-Ducted CEE Tier 2
210838007 | Mini/Multi Split | AC PRO.COM | HRCU-A-CB-O | AWH09AGCXD-D3DNA1A/O |  | Mini-Splits(Non-Ducted) | AWH09QCXD-D3DNB8A/I |  | 9100 | 25.5 | 10.2 | 10500 | 9100 | 86.67% | 1.86 | 14.7 | 14.7 |  |  |  |  | R-410A | 0.75833 | Residential & Commercial | VSMSHP | Non-Ducted CEE Tier 2
210838008 | Mini/Multi Split | AC PRO.COM | HRCU-A-CB-O | AWH12AGCXD-A3DNA1A/O |  | Mini-Splits(Non-Ducted) | AWH12QCXD-A3DNB8A/I |  | 12000 | 24 | 9 | 12000 | 8800 | 73.33% | 1.85 | 12.5 | 12 |  |  |  |  | R-410A | 1 | Residential & Commercial | VSMSHP
210838009 | Mini/Multi Split | AC PRO.COM | HRCU-A-CB-O | AWH12AGCXD-D3DNA1A/O |  | Mini-Splits(Non-Ducted) | AWH12QCXD-D3DNB8A/I |  | 12000 | 24 | 9 | 12000 | 9000 | 75% | 1.85 | 12.5 | 12.5 |  |  |  |  | R-410A | 1 | Residential & Commercial | VSMSHP
210838011 | Mini/Multi Split | AC PRO.COM | HRCU-A-CB-O | AWH30QFXH-D3DNB2A/O |  | Mini-Splits(Non-Ducted) | AWH30QFXH-D3DNB4A/I |  | 30000 | 20 | 8.5 | 30000 | 23200 | 77.33% | 1.81 | 11.25 | 11.25 |  |  |  |  | R-410A | 2.5 | Residential & Commercial | VSMSHP
210838012 | Mini/Multi Split | AC PRO.COM | HRCU-A-CB-O | AWH36QFXH-D3DNB2B/O |  | Mini-Splits(Non-Ducted) | AWH36QFXH-D3DNB4B/I |  | 33600 | 20 | 8.5 | 34600 | 24400 | 70.52% | 1.85 | 10.5 | 10.5 |  |  |  |  | R-410A | 2.8 | Residential & Commercial | VSMSHP
210824705 | Mini/Multi Split | RHEEM | HRCU-A-CB-O | RO1HHZ09AJ8S |  | Mini-Splits(Non-Ducted) | RICHHZ09AJ8S |  | 9000 | 23.5 | 11.8 | 12000 | 10100 | 84.17% | 2.22 | 13.6 | 13.6 |  |  |  |  | R-410A | 0.75 | Residential & Commercial | VSMSHP | Non-Ducted CEE Tier 2
210824709 | Mini/Multi Split | RUUD | HRCU-A-CB-O | RO1HHZ09AJ8S |  | Mini-Splits(Non-Ducted) | RICHHZ09AJ8S |  | 9000 | 23.5 | 11.8 | 12000 | 10100 | 84.17% | 2.22 | 13.6 | 13.6 |  |  |  |  | R-410A | 0.75 | Residential & Commercial | VSMSHP | Non-Ducted CEE Tier 2
210824712 | Mini/Multi Split | RHEEM | HRCU-A-CB-O | RO1HHZ12AJ8S |  | Mini-Splits(Non-Ducted) | RICHHZ12AJ8S |  | 12000 | 23 | 11.3 | 16000 | 15500 | 96.88% | 2.02 | 12.8 | 12.8 |  |  |  |  | R-410A | 1 | Residential & Commercial | VSMSHP | Non-Ducted CEE Tier 2
210824714 | Mini/Multi Split | RUUD | HRCU-A-CB-O | RO1HHZ12AJ8S |  | Mini-Splits(Non-Ducted) | RICHHZ12AJ8S |  | 12000 | 23 | 11.3 | 16000 | 15500 | 96.88% | 2.02 | 12.8 | 12.8 |  |  |  |  | R-410A | 1 | Residential & Commercial | VSMSHP | Non-Ducted CEE Tier 2
210824718 | Mini/Multi Split | RHEEM | HRCU-A-CB-O | RO1HHZ18AJ8S |  | Mini-Splits(Non-Ducted) | RICHHZ18AJ8S |  | 17100 | 21.5 | 11.2 | 21600 | 17100 | 79.17% | 2.2 | 12.5 | 12.5 |  |  |  |  | R-410A | 1.425 | Residential & Commercial | VSMSHP | Non-Ducted CEE Tier 2
210824720 | Mini/Multi Split | RUUD | HRCU-A-CB-O | RO1HHZ18AJ8S |  | Mini-Splits(Non-Ducted) | RICHHZ18AJ8S |  | 17100 | 21.5 | 11.2 | 21600 | 17100 | 79.17% | 2.2 | 12.5 | 12.5 |  |  |  |  | R-410A | 1.425 | Residential & Commercial | VSMSHP | Non-Ducted CEE Tier 2
210799656 | Mini/Multi Split | Cooper&Hunter | HRCU-A-CB-O | CH-HPR12-230VO |  | Mini-Splits(Non-Ducted) | CH-D12MSPHWM-230VI |  | 12000 | 23.6 | 9.5 | 12000 | 10000 | 83.33% | 1.8 | 13.5 | 13.5 |  |  |  |  | R-410A | 1 | Residential & Commercial | VSMSHP | Non-Ducted CEE Tier 2
210799657 | Mini/Multi Split | Cooper&Hunter | HRCU-A-CB-O | CH-HPR18-230VO |  | Mini-Splits(Non-Ducted) | CH-D18MSPHWM-230VI |  | 17000 | 19.4 | 10 | 18000 | 16400 | 91.11% | 1.9 | 12.5 | 12.5 |  |  |  |  | R-410A | 1.4167 | Residential & Commercial | VSMSHP | Non-Ducted CEE Tier 2
210799658 | Mini/Multi Split | Cooper&Hunter | HRCU-A-CB-O | CH-HPR24-230VO |  | Mini-Splits(Non-Ducted) | CH-D24MSPHWM-230VI |  | 21600 | 18.9 | 10.4 | 23400 | 23400 | 100% | 1.89 | 13 | 11.7 |  |  |  |  | R-410A | 1.8 | Residential & Commercial | VSMSHP | Non-Ducted CEE Tier 2
210799670 | Mini/Multi Split | Cooper&Hunter | HRCU-A-CB-O | CH-ES09-230VO |  | Mini-Splits(Non-Ducted) | CH-09MASTWM-230VI |  | 9000 | 25.5 | 12.3 | 10000 | 7500 | 75% | 2.17 | 15 | 15 |  |  |  |  | R-410A | 0.75 | Residential & Commercial | VSMSHP | Non-Ducted CEE Tier 2
210799674 | Mini/Multi Split | Cooper&Hunter | HRCU-A-CB-O | CH-ES12-230VO |  | Mini-Splits(Non-Ducted) | CH-12MMC-230VI |  | 12000 | 25 | 11 | 12000 | 8400 | 70% | 2.38 | 13 | 13 |  |  |  |  | R-410A | 1 | Residential & Commercial | VSMSHP | Non-Ducted CEE Tier 2
210799675 | Mini/Multi Split | Cooper&Hunter | HRCU-A-CB-O | CH-HPR12-230VO |  | Mini-Splits(Non-Ducted) | CH-12MMC-230VI |  | 12000 | 24.2 | 10.7 | 12000 | 11900 | 99.17% | 1.99 | 13.3 | 13.3 |  |  |  |  | R-410A | 1 | Residential & Commercial | VSMSHP | Non-Ducted CEE Tier 2
210799676 | Mini/Multi Split | Cooper&Hunter | HRCU-A-CB-O | CH-ES18-230VO |  | Mini-Splits(Non-Ducted) | CH-16MMC-230VI |  | 16000 | 22.4 | 10.4 | 17000 | 12700 | 74.71% | 2.32 | 12.5 | 12.5 |  |  |  |  | R-410A | 1.3333 | Residential & Commercial | VSMSHP | Non-Ducted CEE Tier 2
210799677 | Mini/Multi Split | Cooper&Hunter | HRCU-A-CB-O | CH-HPR18-230VO |  | Mini-Splits(Non-Ducted) | CH-16MMC-230VI |  | 16000 | 20.2 | 8.9 | 17000 | 16700 | 98.24% | 1.76 | 11 | 11 |  |  |  |  | R-410A | 1.3333 | Residential & Commercial | VSMSHP
210799680 | Mini/Multi Split | Cooper&Hunter | HRCU-A-CB-O | OS-EL09ALP230VO |  | Mini-Splits(Non-Ducted) | OS -EL09ALP230VI |  | 9000 | 18.5 | 8.8 | 10000 | 7100 | 71% | 2.1 | 8.8 | 10.5 |  |  |  |  | R-410A | 0.75 | Residential & Commercial | VSMSHP
210799686 | Mini/Multi Split | Cooper&Hunter | HRCU-A-CB-O | CH-HPR06F9-230VO |  | Mini-Splits(Non-Ducted) | CH-B06MOLVWM-230VI |  | 6000 | 23.5 | 12 | 7000 | 7100 | 101.4% | 1.84 | 15 | 15 |  |  |  |  | R-410A | 0.5 | Residential & Commercial | VSMSHP | Non-Ducted CEE Tier 2
210799687 | Mini/Multi Split | Cooper&Hunter | HRCU-A-CB-O | CH-ES09-230VO |  | Mini-Splits(Non-Ducted) | CH-B09MOLVWM-230VI |  | 9000 | 24 | 11.6 | 10000 | 7500 | 75% | 2.25 | 14.7 | 14.7 |  |  |  |  | R-410A | 0.75 | Residential & Commercial | VSMSHP | Non-Ducted CEE Tier 2
210799688 | Mini/Multi Split | Cooper&Hunter | HRCU-A-CB-O | CH-ES12-230VO |  | Mini-Splits(Non-Ducted) | CH-B12MOLVWM-230VI |  | 12000 | 23.1 | 10.8 | 12000 | 8400 | 70% | 2.41 | 13 | 13 |  |  |  |  | R-410A | 1 | Residential & Commercial | VSMSHP | Non-Ducted CEE Tier 2
210799689 | Mini/Multi Split | Cooper&Hunter | HRCU-A-CB-O | CH-ES18-230VO |  | Mini-Splits(Non-Ducted) | CH-B18MOLVWM-230VI |  | 18000 | 24 | 10.5 | 18000 | 12800 | 71.11% | 2.44 | 13.5 | 13.5 |  |  |  |  | R-410A | 1.5 | Residential & Commercial | VSMSHP | Non-Ducted CEE Tier 2
210799691 | Mini/Multi Split | Cooper&Hunter | HRCU-A-CB-O | CH-HPR09-230VO |  | Mini-Splits(Non-Ducted) | CH-B09MOLVWM-230VI |  | 9000 | 26.4 | 11.6 | 12000 | 11000 | 91.67% | 1.85 | 15.8 | 15.8 |  |  |  |  | R-410A | 0.75 | Residential & Commercial | VSMSHP | Non-Ducted CEE Tier 2
210799692 | Mini/Multi Split | Cooper&Hunter | HRCU-A-CB-O | CH-HPR12-230VO |  | Mini-Splits(Non-Ducted) | CH-B12MOLVWM-230VI |  | 12000 | 23.1 | 10.5 | 12000 | 11000 | 91.67% | 1.88 | 13 | 13 |  |  |  |  | R-410A | 1 | Residential & Commercial | VSMSHP | Non-Ducted CEE Tier 2
210799693 | Mini/Multi Split | Cooper&Hunter | HRCU-A-CB-O | CH-HPR18-230VO |  | Mini-Splits(Non-Ducted) | CH-B18MOLVWM-230VI |  | 18000 | 22 | 10.6 | 18000 | 17200 | 95.56% | 1.89 | 13 | 13 |  |  |  |  | R-410A | 1.5 | Residential & Commercial | VSMSHP | Non-Ducted CEE Tier 2
210799694 | Mini/Multi Split | Cooper&Hunter | HRCU-A-CB-O | CH-HPR24-230VO |  | Mini-Splits(Non-Ducted) | CH-B24MOLVWM-230VI |  | 23000 | 22.3 | 10.3 | 26000 | 23000 | 88.46% | 1.8 | 12.5 | 12.5 |  |  |  |  | R-410A | 1.9167 | Residential & Commercial | VSMSHP | Non-Ducted CEE Tier 2
210799695 | Mini/Multi Split | Cooper&Hunter | HRCU-A-CB-O | CH-ES06-115VO |  | Mini-Splits(Non-Ducted) | CH-06OLVWM-115VI |  | 6000 | 23 | 9.8 | 7000 | 6700 | 95.71% | 2.06 | 13.8 | 13.8 |  |  |  |  | R-410A | 0.5 | Residential & Commercial | VSMSHP | Non-Ducted CEE Tier 2
210799696 | Mini/Multi Split | Cooper&Hunter | HRCU-A-CB-O | CH-06OLVWM-115VO |  | Mini-Splits(Non-Ducted) | CH-06OLVWM-115VI |  | 6000 | 23 | 9.8 | 7000 | 6700 | 95.71% | 2.06 | 13.8 | 13.8 |  |  |  |  | R-410A | 0.5 | Residential & Commercial | VSMSHP | Non-Ducted CEE Tier 2
210799697 | Mini/Multi Split | Cooper&Hunter | HRCU-A-CB-O | CH-NY06MIA-115VO |  | Mini-Splits(Non-Ducted) | CH-NY06MIA-115VI |  | 6000 | 21.5 | 9 | 7000 | 6000 | 85.71% | 1.89 | 12.5 | 12.5 |  |  |  |  | R-410A | 0.5 | Residential & Commercial | VSMSHP
210799547 | Mini/Multi Split | Cooper&Hunter | HRCU-A-CB-O | CH-HPR06F9-230VO |  | Mini-Splits(Non-Ducted) | CH-06MASTWM-230VI |  | 6000 | 26.5 | 13.6 | 7000 | 7500 | 107.1% | 2.1 | 15.8 | 15.8 |  |  |  |  | R-410A | 0.5 | Residential & Commercial | VSMSHP | Non-Ducted CEE Tier 2
210799548 | Mini/Multi Split | Cooper&Hunter | HRCU-A-CB-O | CH-HPR09-230VO |  | Mini-Splits(Non-Ducted) | CH-09MASTWM-230VI |  | 9000 | 28.1 | 11.5 | 12000 | 10600 | 88.33% | 2 | 16.2 | 16.2 |  |  |  |  | R-410A | 0.75 | Residential & Commercial | VSMSHP | Non-Ducted CEE Tier 2
210799549 | Mini/Multi Split | Cooper&Hunter | HRCU-A-CB-O | CH-HPR12-230VO |  | Mini-Splits(Non-Ducted) | CH-12MASTWM-230VI |  | 12000 | 25.5 | 10.4 | 12000 | 12000 | 100% | 1.8 | 14 | 14 |  |  |  |  | R-410A | 1 | Residential & Commercial | VSMSHP | Non-Ducted CEE Tier 2
210799550 | Mini/Multi Split | Cooper&Hunter | HRCU-A-CB-O | CH-HPR18-230VO |  | Mini-Splits(Non-Ducted) | CH-18MASTWM-230VI |  | 18000 | 21.5 | 11.3 | 18000 | 18000 | 100% | 1.8 | 12.5 | 12.5 |  |  |  |  | R-410A | 1.5 | Residential & Commercial | VSMSHP | Non-Ducted CEE Tier 2
210799551 | Mini/Multi Split | Cooper&Hunter | HRCU-A-CB-O | CH-HPR24-230VO |  | Mini-Splits(Non-Ducted) | CH-24MASTWM-230VI |  | 24000 | 21.5 | 11.4 | 29000 | 25000 | 86.21% | 2.21 | 13 | 13 |  |  |  |  | R-410A | 2 | Residential & Commercial | VSMSHP | Non-Ducted CEE Tier 2
210799554 | Mini/Multi Split | Cooper&Hunter | HRCU-A-CB-O | CH-NY09MIA-115VO |  | Mini-Splits(Non-Ducted) | CH-09OLV-115VI |  | 9000 | 21.5 | 9.1 | 10000 | 7000 | 70% | 2.16 | 12.5 | 12.5 |  |  |  |  | R-410A | 0.75 | Residential & Commercial | VSMSHP
210799559 | Mini/Multi Split | Cooper&Hunter | HRCU-A-CB-O | CH-ES09-230VO |  | Mini-Splits(Non-Ducted) | CH-09MOLVWM-230VI |  | 9000 | 24 | 11.6 | 10000 | 7500 | 75% | 2.25 | 14.7 | 14.7 |  |  |  |  | R-410A | 0.75 | Residential & Commercial | VSMSHP | Non-Ducted CEE Tier 2
210799560 | Mini/Multi Split | Cooper&Hunter | HRCU-A-CB-O | CH-ES12-230VO |  | Mini-Splits(Non-Ducted) | CH-12MOLVWM-230VI |  | 12000 | 23.1 | 10.8 | 12000 | 8400 | 70% | 2.41 | 13 | 13 |  |  |  |  | R-410A | 1 | Residential & Commercial | VSMSHP | Non-Ducted CEE Tier 2
210799561 | Mini/Multi Split | Cooper&Hunter | HRCU-A-CB-O | CH-ES18-230VO |  | Mini-Splits(Non-Ducted) | CH-18MOLVWM-230VI |  | 18000 | 24 | 10.5 | 18000 | 12800 | 71.11% | 2.44 | 13.5 | 13.5 |  |  |  |  | R-410A | 1.5 | Residential & Commercial | VSMSHP | Non-Ducted CEE Tier 2
210799565 | Mini/Multi Split | Cooper&Hunter | HRCU-A-CB-O | CH-HPR06F9-230VO |  | Mini-Splits(Non-Ducted) | CH-06MOLVWM-230VI |  | 6000 | 23.5 | 12 | 7000 | 7100 | 101.4% | 1.84 | 15 | 15 |  |  |  |  | R-410A | 0.5 | Residential & Commercial | VSMSHP | Non-Ducted CEE Tier 2
210799566 | Mini/Multi Split | Cooper&Hunter | HRCU-A-CB-O | CH-HPR09-230VO |  | Mini-Splits(Non-Ducted) | CH-09MOLVWM-230VI |  | 9000 | 26.4 | 11.6 | 12000 | 11000 | 91.67% | 1.85 | 15.8 | 15.8 |  |  |  |  | R-410A | 0.75 | Residential & Commercial | VSMSHP | Non-Ducted CEE Tier 2
210799567 | Mini/Multi Split | Cooper&Hunter | HRCU-A-CB-O | CH-HPR12-230VO |  | Mini-Splits(Non-Ducted) | CH-12MOLVWM-230VI |  | 12000 | 23.1 | 10.5 | 12000 | 11000 | 91.67% | 1.88 | 13 | 13 |  |  |  |  | R-410A | 1 | Residential & Commercial | VSMSHP | Non-Ducted CEE Tier 2
210799568 | Mini/Multi Split | Cooper&Hunter | HRCU-A-CB-O | CH-HPR18-230VO |  | Mini-Splits(Non-Ducted) | CH-18MOLVWM-230VI |  | 18000 | 22 | 10.6 | 18000 | 17200 | 95.56% | 1.89 | 13 | 13 |  |  |  |  | R-410A | 1.5 | Residential & Commercial | VSMSHP | Non-Ducted CEE Tier 2
210799569 | Mini/Multi Split | Cooper&Hunter | HRCU-A-CB-O | CH-HPR24-230VO |  | Mini-Splits(Non-Ducted) | CH-24MOLVWM-230VI |  | 23000 | 22.3 | 10.3 | 26000 | 23000 | 88.46% | 1.8 | 12.5 | 12.5 |  |  |  |  | R-410A | 1.9167 | Residential & Commercial | VSMSHP | Non-Ducted CEE Tier 2
210799579 | Mini/Multi Split | Cooper&Hunter | HRCU-A-CB-O | CH-NY09MIA-230VO |  | Mini-Splits(Non-Ducted) | CH-09MOLV-230VI |  | 9000 | 21.7 | 9.4 | 10000 | 7000 | 70% | 2 | 12.6 | 12.6 |  |  |  |  | R-410A | 0.75 | Residential & Commercial | VSMSHP
210799580 | Mini/Multi Split | Cooper&Hunter | HRCU-A-CB-O | CH-ES09-230VO |  | Mini-Splits(Non-Ducted) | CH-09MSPHCT-230VI |  | 9000 | 20 | 10 | 10000 | 7400 | 74% | 1.9 | 13 | 13 |  |  |  |  | R-410A | 0.75 | Residential & Commercial | VSMSHP | Non-Ducted CEE Tier 2
210799584 | Mini/Multi Split | Cooper&Hunter | HRCU-A-CB-O | CH-ES12-230VO |  | Mini-Splits(Non-Ducted) | CH-12MSPHMC-230VI |  | 12000 | 22.7 | 10.2 | 12000 | 8400 | 70% | 2.26 | 13 | 13 |  |  |  |  | R-410A | 1 | Residential & Commercial | VSMSHP | Non-Ducted CEE Tier 2
210799588 | Mini/Multi Split | Cooper&Hunter | HRCU-A-CB-O | CH-ES24-230VO |  | Mini-Splits(Non-Ducted) | CH-N24MSPHCT-230VI |  | 24000 | 21.5 | 9.7 | 25000 | 18500 | 74% | 2.2 | 12.5 | 12.5 |  |  |  |  | R-410A | 2 | Residential & Commercial | VSMSHP | Non-Ducted CEE Tier 2
210799590 | Mini/Multi Split | Cooper&Hunter | HRCU-A-CB-O | CH-ES24-230VO |  | Mini-Splits(Non-Ducted) | CH-24MSPHFC-230VI |  | 24000 | 21.2 | 10.3 | 24000 | 18200 | 75.83% | 2.2 | 12.5 | 12.5 |  |  |  |  | R-410A | 2 | Residential & Commercial | VSMSHP | Non-Ducted CEE Tier 2
210799591 | Mini/Multi Split | Cooper&Hunter | HRCU-A-CB-O | CH-HPR09-230VO |  | Mini-Splits(Non-Ducted) | CH-09MSPHCT-230VI |  | 9000 | 20.5 | 10.3 | 9800 | 10000 | 102% | 1.8 | 13 | 13 |  |  |  |  | R-410A | 0.75 | Residential & Commercial | VSMSHP | Non-Ducted CEE Tier 2
210799593 | Mini/Multi Split | Cooper&Hunter | HRCU-A-CB-O | CH-HPR12-230VO |  | Mini-Splits(Non-Ducted) | CH-12MSPHCT-230VI |  | 12000 | 22.3 | 10.2 | 12000 | 11300 | 94.17% | 1.89 | 12.7 | 12.7 |  |  |  |  | R-410A | 1 | Residential & Commercial | VSMSHP | Non-Ducted CEE Tier 2
210799595 | Mini/Multi Split | Cooper&Hunter | HRCU-A-CB-O | CH-HPR12-230VO |  | Mini-Splits(Non-Ducted) | CH-12MSPHMC-230VI |  | 12000 | 23.6 | 10 | 12000 | 12000 | 100% | 1.89 | 13 | 13 |  |  |  |  | R-410A | 1 | Residential & Commercial | VSMSHP | Non-Ducted CEE Tier 2
210799596 | Mini/Multi Split | Cooper&Hunter | HRCU-A-CB-O | CH-HPR18-230VO |  | Mini-Splits(Non-Ducted) | CH-18MSPHCT-230VI |  | 16000 | 20 | 9.5 | 17000 | 16000 | 94.12% | 1.75 | 12.5 | 12.5 |  |  |  |  | R-410A | 1.3333 | Residential & Commercial | VSMSHP | Non-Ducted CEE Tier 2
210799598 | Mini/Multi Split | Cooper&Hunter | HRCU-A-CB-O | CH-HPR18-230VO |  | Mini-Splits(Non-Ducted) | CH-18MSPHFC-230VI |  | 17000 | 20.5 | 9.8 | 18000 | 16800 | 93.33% | 1.86 | 12.5 | 12.5 |  |  |  |  | R-410A | 1.4167 | Residential & Commercial | VSMSHP | Non-Ducted CEE Tier 2
210799599 | Mini/Multi Split | Cooper&Hunter | HRCU-A-CB-O | CH-HPR24-230VO |  | Mini-Splits(Non-Ducted) | CH-N24MSPHCT-230VI |  | 24000 | 20.5 | 11.5 | 25000 | 25800 | 103.2% | 2 | 11 | 11 |  |  |  |  | R-410A | 2 | Residential & Commercial | VSMSHP | Non-Ducted CEE Tier 2
210799601 | Mini/Multi Split | Cooper&Hunter | HRCU-A-CB-O | CH-HPR24-230VO |  | Mini-Splits(Non-Ducted) | CH-24MSPHFC-230VI |  | 24000 | 20.5 | 11 | 25000 | 25000 | 100% | 2.1 | 11.5 | 11.7 |  |  |  |  | R-410A | 2 | Residential & Commercial | VSMSHP | Non-Ducted CEE Tier 2
210799607 | Mini/Multi Split | Cooper&Hunter | HRCU-A-CB-O | CH-N48LCU-230VO |  | Mini-Splits(Non-Ducted) | CH-48LCFC/I |  | 48000 | 18.9 | 10 | 50000 | 35000 | 70% | 1.85 | 9.3 | 9.3 |  |  |  |  | R-410A | 4 | Residential & Commercial | VSMSHP | Non-Ducted CEE Tier 2
210799610 | Mini/Multi Split | Cooper&Hunter | HRCU-A-CB-O | CH-NHPR36LCU-230VO |  | Mini-Splits(Non-Ducted) | CH-N36LCCT-230VI |  | 36000 | 19.4 | 10.5 | 40000 | 40000 | 100% | 1.85 | 9.5 | 9.5 |  |  |  |  | R-410A | 3 | Residential & Commercial | VSMSHP | Non-Ducted CEE Tier 2
210799612 | Mini/Multi Split | Cooper&Hunter | HRCU-A-CB-O | CH-NHPR36LCU-230VO |  | Mini-Splits(Non-Ducted) | CH-36LCFC/I |  | 36000 | 17.6 | 10 | 39000 | 36600 | 93.85% | 1.75 | 8.6 | 8.8 |  |  |  |  | R-410A | 3 | Residential & Commercial | VSMSHP
210799613 | Mini/Multi Split | Cooper&Hunter | HRCU-A-CB-O | CH-NHPR48LCU-230VO |  | Mini-Splits(Non-Ducted) | CH-N48LCCT-230VI |  | 48000 | 16.8 | 10.7 | 53000 | 48000 | 90.57% | 1.98 | 8.3 | 8.3 |  |  |  |  | R-410A | 4 | Residential & Commercial | VSMSHP
210799615 | Mini/Multi Split | Cooper&Hunter | HRCU-A-CB-O | CH-NHPR48LCU-230VO |  | Mini-Splits(Non-Ducted) | CH-48LCFC/I |  | 48000 | 17 | 9.8 | 51000 | 49000 | 96.08% | 1.8 | 8.2 | 8.2 |  |  |  |  | R-410A | 4 | Residential & Commercial | VSMSHP
210799483 | Mini/Multi Split | Cooper&Hunter | HRCU-A-CB-O | CH-12SPH-230VO |  | Mini-Splits(Non-Ducted) | CH-12DKT230VI |  | 12000 | 22.3 | 8.8 | 12000 | 8400 | 70% | 1.78 | 13.7 | 13.7 |  |  |  |  | R-410A | 1 | Residential & Commercial | VSMSHP
210799512 | Mini/Multi Split | Cooper&Hunter | HRCU-A-CB-O | CH-09SPH-230VO |  | Mini-Splits(Non-Ducted) | CH-D09MSPHWM-230VI |  | 9000 | 21.8 | 9.3 | 9800 | 7300 | 74.49% | 1.83 | 14.9 | 14.9 |  |  |  |  | R-410A | 0.75 | Residential & Commercial | VSMSHP
210799513 | Mini/Multi Split | Cooper&Hunter | HRCU-A-CB-O | CH-12SPH-230VO |  | Mini-Splits(Non-Ducted) | CH-D12MSPHWM-230VI |  | 12000 | 22.3 | 8.8 | 12000 | 8400 | 70% | 1.78 | 13.7 | 13.7 |  |  |  |  | R-410A | 1 | Residential & Commercial | VSMSHP
210665603 | Mini/Multi Split | LENNOX | HRCU-A-CB-O | MPC009S4S-1P |  | Mini-Splits(Non-Ducted) | MWMC009S4* |  | 9000 | 25.5 | 11.9 | 10000 | 7500 | 75% | 2.17 | 15 | 15 |  |  |  |  | R-410A | 0.75 | Residential & Commercial | VSMSHP | Non-Ducted CEE Tier 2
210665616 | Mini/Multi Split | LENNOX | HRCU-A-CB-O | MPC012S4S-1P |  | Mini-Splits(Non-Ducted) | MFMA012S4* |  | 12000 | 22.7 | 10.2 | 12000 | 8400 | 70% | 2.26 | 13 | 13 |  |  |  |  | R-410A | 1 | Residential & Commercial | VSMSHP | Non-Ducted CEE Tier 2
210665618 | Mini/Multi Split | LENNOX | HRCU-A-CB-O | MPC024S4S-1P |  | Mini-Splits(Non-Ducted) | MCFA024S4* |  | 24000 | 21.2 | 10.2 | 24000 | 18200 | 75.83% | 2.2 | 12.5 | 12.5 |  |  |  |  | R-410A | 2 | Residential & Commercial | VSMSHP | Non-Ducted CEE Tier 2
210665620 | Mini/Multi Split | LENNOX | HRCU-A-CB-O | MPC048S4S-1P |  | Mini-Splits(Non-Ducted) | MCFA048S4* |  | 48000 | 18.9 | 9.7 | 50000 | 35000 | 70% | 1.85 | 9.3 | 9.1 |  |  |  |  | R-410A | 4 | Residential & Commercial | VSMSHP | Non-Ducted CEE Tier 2
210665621 | Mini/Multi Split | LENNOX | HRCU-A-CB-O | MPC009S4S-1P |  | Mini-Splits(Non-Ducted) | M22A009S4* |  | 8900 | 20 | 10 | 10000 | 7400 | 74% | 1.9 | 13 | 13 |  |  |  |  | R-410A | 0.74167 | Residential & Commercial | VSMSHP | Non-Ducted CEE Tier 2
210665624 | Mini/Multi Split | LENNOX | HRCU-A-CB-O | MPC024S4S-1P |  | Mini-Splits(Non-Ducted) | M33C024S4* |  | 23600 | 21.5 | 9.6 | 26000 | 18500 | 71.15% | 2.2 | 12.5 | 12.3 |  |  |  |  | R-410A | 1.9667 | Residential & Commercial | VSMSHP | Non-Ducted CEE Tier 2
210665627 | Mini/Multi Split | LENNOX | HRCU-A-CB-O | MLB009S4S-1P |  | Mini-Splits(Non-Ducted) | MWMC009S4* |  | 9000 | 28.1 | 11.5 | 12000 | 10600 | 88.33% | 2 | 16.2 | 16.2 |  |  |  |  | R-410A | 0.75 | Residential & Commercial | VSMSHP | Non-Ducted CEE Tier 2
210665628 | Mini/Multi Split | LENNOX | HRCU-A-CB-O | MLB012S4S-1P |  | Mini-Splits(Non-Ducted) | MWMC012S4* |  | 12000 | 25.5 | 10.4 | 12000 | 12000 | 100% | 1.8 | 13.5 | 13.5 |  |  |  |  | R-410A | 1 | Residential & Commercial | VSMSHP | Non-Ducted CEE Tier 2
210665629 | Mini/Multi Split | LENNOX | HRCU-A-CB-O | MLB018S4S-1P |  | Mini-Splits(Non-Ducted) | MWMC018S4* |  | 18000 | 21.5 | 11.2 | 18000 | 18000 | 100% | 1.8 | 12.5 | 12.5 |  |  |  |  | R-410A | 1.5 | Residential & Commercial | VSMSHP | Non-Ducted CEE Tier 2
210665630 | Mini/Multi Split | LENNOX | HRCU-A-CB-O | MLB024S4S-1P |  | Mini-Splits(Non-Ducted) | MWMC024S4* |  | 24000 | 21.5 | 11.4 | 29000 | 25000 | 86.21% | 2.21 | 13 | 13 |  |  |  |  | R-410A | 2 | Residential & Commercial | VSMSHP | Non-Ducted CEE Tier 2
210665637 | Mini/Multi Split | LENNOX | HRCU-A-CB-O | MLB012S4S-1P |  | Mini-Splits(Non-Ducted) | MFMA012S4* |  | 12000 | 23.6 | 10 | 12000 | 12000 | 100% | 1.89 | 13 | 13 |  |  |  |  | R-410A | 1 | Residential & Commercial | VSMSHP | Non-Ducted CEE Tier 2
210665638 | Mini/Multi Split | LENNOX | HRCU-A-CB-O | MLB018S4S-1P |  | Mini-Splits(Non-Ducted) | MCFB018S4* |  | 17000 | 20.5 | 9.8 | 18000 | 16800 | 93.33% | 1.86 | 12.5 | 12.5 |  |  |  |  | R-410A | 1.4167 | Residential & Commercial | VSMSHP | Non-Ducted CEE Tier 2
210665639 | Mini/Multi Split | LENNOX | HRCU-A-CB-O | MLB024S4S-1P |  | Mini-Splits(Non-Ducted) | MCFA024S4* |  | 24000 | 20.5 | 11 | 25000 | 25000 | 100% | 2.1 | 11.5 | 11.7 |  |  |  |  | R-410A | 2 | Residential & Commercial | VSMSHP | Non-Ducted CEE Tier 2
210665640 | Mini/Multi Split | LENNOX | HRCU-A-CB-O | MLB036S4S-2P |  | Mini-Splits(Non-Ducted) | MCFA036S4* |  | 36000 | 17.6 | 10 | 39000 | 36600 | 93.85% | 1.75 | 8.6 | 8.8 |  |  |  |  | R-410A | 3 | Residential & Commercial | VSMSHP
210665641 | Mini/Multi Split | LENNOX | HRCU-A-CB-O | MLB048S4S-2P |  | Mini-Splits(Non-Ducted) | MCFA048S4* |  | 48000 | 17 | 9.8 | 51000 | 49000 | 96.08% | 1.8 | 8.2 | 8.2 |  |  |  |  | R-410A | 4 | Residential & Commercial | VSMSHP
210665642 | Mini/Multi Split | LENNOX | HRCU-A-CB-O | MLB009S4S-1P |  | Mini-Splits(Non-Ducted) | M22A009S4* |  | 9000 | 20.5 | 10.2 | 9800 | 10000 | 102% | 1.8 | 13 | 13 |  |  |  |  | R-410A | 0.75 | Residential & Commercial | VSMSHP | Non-Ducted CEE Tier 2
210665643 | Mini/Multi Split | LENNOX | HRCU-A-CB-O | MLB012S4S-1P |  | Mini-Splits(Non-Ducted) | M22A012S4* |  | 12000 | 22.3 | 10.2 | 12000 | 11300 | 94.17% | 1.89 | 12.7 | 12.7 |  |  |  |  | R-410A | 1 | Residential & Commercial | VSMSHP | Non-Ducted CEE Tier 2
210665644 | Mini/Multi Split | LENNOX | HRCU-A-CB-O | MLB018S4S-1P |  | Mini-Splits(Non-Ducted) | M22A018S4* |  | 15700 | 20 | 9.5 | 17000 | 16000 | 94.12% | 1.75 | 12.5 | 12.5 |  |  |  |  | R-410A | 1.3083 | Residential & Commercial | VSMSHP | Non-Ducted CEE Tier 2
210665645 | Mini/Multi Split | LENNOX | HRCU-A-CB-O | MLB024S4S-1P |  | Mini-Splits(Non-Ducted) | M33C024S4* |  | 24000 | 20.5 | 11.5 | 25000 | 25800 | 103.2% | 2 | 11 | 11 |  |  |  |  | R-410A | 2 | Residential & Commercial | VSMSHP | Non-Ducted CEE Tier 2
210665646 | Mini/Multi Split | LENNOX | HRCU-A-CB-O | MLB036S4S-2P |  | Mini-Splits(Non-Ducted) | M33C036S4* |  | 36000 | 19.4 | 10.5 | 40000 | 40000 | 100% | 1.85 | 9.5 | 9.5 |  |  |  |  | R-410A | 3 | Residential & Commercial | VSMSHP | Non-Ducted CEE Tier 2
210665647 | Mini/Multi Split | LENNOX | HRCU-A-CB-O | MLB048S4S-2P |  | Mini-Splits(Non-Ducted) | M33C048S4* |  | 48000 | 16.8 | 10.7 | 53000 | 48000 | 90.57% | 1.98 | 8.3 | 8.3 |  |  |  |  | R-410A | 4 | Residential & Commercial | VSMSHP
210665648 | Mini/Multi Split | LENNOX | HRCU-A-CB-O | MHB009S4S-1L |  | Mini-Splits(Non-Ducted) | MWHB009S4* |  | 9000 | 21.5 | 9.1 | 10000 | 7000 | 70% | 2.16 | 12.5 | 12.5 |  |  |  |  | R-410A | 0.75 | Residential & Commercial | VSMSHP
210665650 | Mini/Multi Split | LENNOX | HRCU-A-CB-O | MHB009S4S-1P |  | Mini-Splits(Non-Ducted) | MWHB009S4* |  | 9000 | 21.7 | 9.4 | 10000 | 7000 | 70% | 2 | 12.6 | 12.6 |  |  |  |  | R-410A | 0.75 | Residential & Commercial | VSMSHP
210665987 | Mini/Multi Split | C&H | HRCU-A-CB-O | CH-HPR06F9-230VO |  | Mini-Splits(Non-Ducted) | CH-B06MOLVWM-230VI |  | 6000 | 23.5 | 12 | 7000 | 7100 | 101.4% | 1.84 | 15 | 15 |  |  |  |  | R-410A | 0.5 | Residential & Commercial | VSMSHP | Non-Ducted CEE Tier 2
210665988 | Mini/Multi Split | C&H | HRCU-A-CB-O | CH-ES09-230VO |  | Mini-Splits(Non-Ducted) | CH-B09MOLVWM-230VI |  | 9000 | 24 | 11.6 | 10000 | 7500 | 75% | 2.25 | 14.7 | 14.7 |  |  |  |  | R-410A | 0.75 | Residential & Commercial | VSMSHP | Non-Ducted CEE Tier 2
210665989 | Mini/Multi Split | C&H | HRCU-A-CB-O | CH-ES12-230VO |  | Mini-Splits(Non-Ducted) | CH-B12MOLVWM-230VI |  | 12000 | 23.1 | 10.8 | 12000 | 8400 | 70% | 2.41 | 13 | 13 |  |  |  |  | R-410A | 1 | Residential & Commercial | VSMSHP | Non-Ducted CEE Tier 2
210665990 | Mini/Multi Split | C&H | HRCU-A-CB-O | CH-ES18-230VO |  | Mini-Splits(Non-Ducted) | CH-B18MOLVWM-230VI |  | 18000 | 24 | 10.5 | 18000 | 12800 | 71.11% | 2.44 | 13.5 | 13.5 |  |  |  |  | R-410A | 1.5 | Residential & Commercial | VSMSHP | Non-Ducted CEE Tier 2
210665992 | Mini/Multi Split | C&H | HRCU-A-CB-O | CH-HPR09-230VO |  | Mini-Splits(Non-Ducted) | CH-B09MOLVWM-230VI |  | 9000 | 26.4 | 11.6 | 12000 | 11000 | 91.67% | 1.85 | 15.8 | 15.8 |  |  |  |  | R-410A | 0.75 | Residential & Commercial | VSMSHP | Non-Ducted CEE Tier 2
210665993 | Mini/Multi Split | C&H | HRCU-A-CB-O | CH-HPR12-230VO |  | Mini-Splits(Non-Ducted) | CH-B12MOLVWM-230VI |  | 12000 | 23.1 | 10.5 | 12000 | 11000 | 91.67% | 1.88 | 13 | 13 |  |  |  |  | R-410A | 1 | Residential & Commercial | VSMSHP | Non-Ducted CEE Tier 2
210665994 | Mini/Multi Split | C&H | HRCU-A-CB-O | CH-HPR18-230VO |  | Mini-Splits(Non-Ducted) | CH-B18MOLVWM-230VI |  | 18000 | 22 | 10.6 | 18000 | 17200 | 95.56% | 1.89 | 13 | 13 |  |  |  |  | R-410A | 1.5 | Residential & Commercial | VSMSHP | Non-Ducted CEE Tier 2
210665995 | Mini/Multi Split | C&H | HRCU-A-CB-O | CH-HPR24-230VO |  | Mini-Splits(Non-Ducted) | CH-B24MOLVWM-230VI |  | 23000 | 22.3 | 10.3 | 26000 | 23000 | 88.46% | 1.8 | 12.5 | 12.5 |  |  |  |  | R-410A | 1.9167 | Residential & Commercial | VSMSHP | Non-Ducted CEE Tier 2
210665996 | Mini/Multi Split | C&H | HRCU-A-CB-O | CH-ES06-115VO |  | Mini-Splits(Non-Ducted) | CH-06OLVWM-115VI |  | 6000 | 23 | 9.8 | 7000 | 6700 | 95.71% | 2.06 | 13.8 | 13.8 |  |  |  |  | R-410A | 0.5 | Residential & Commercial | VSMSHP | Non-Ducted CEE Tier 2
210665999 | Mini/Multi Split | GREE | HRCU-A-CB-O | 3VIR18HP230V1BO |  | Mini-Splits(Non-Ducted) | 3VIR18HP230V1AH |  | 18000 | 23.5 | 9 | 18000 | 13500 | 75% | 1.9 | 13 | 13 |  |  |  |  | R-410A | 1.5 | Residential & Commercial | VSMSHP
210720783 | Mini/Multi Split | Classic America | HRCU-A-CB-O | MSCT-09HAC1-O |  | Mini-Splits(Non-Ducted) | MSCT-09HAC1-I |  | 9000 | 23 | 9 | 9500 | 7000 | 73.68% | 1.8 | 12.5 | 12.5 |  |  |  |  | R-410A | 0.75 | Residential & Commercial | VSMSHP
210721453 | Mini/Multi Split | AUFIT | HRCU-A-CB-O | ASW-H24F4D2/ *R3DI-C6 |  | Mini-Splits(Non-Ducted) | ASW-H24F4D2/ *R3DI-C6 |  | 22000 | 21 | 10 | 23000 | 19100 | 83.04% | 2.27 | 13 | 13 |  |  |  |  | R-32 | 1.8333 | Residential & Commercial | VSMSHP | Non-Ducted CEE Tier 2
210655373 | Mini/Multi Split | Relief Sciences | HRCU-A-CB-O | LANG09OD25-1 |  | Mini-Splits(Non-Ducted) | LANG09ID-25 |  | 9000 | 24 | 11.6 | 10000 | 7500 | 75% | 2.25 | 14.7 | 14.7 |  |  |  |  | R-410A | 0.75 | Residential & Commercial | VSMSHP | Non-Ducted CEE Tier 2
210655374 | Mini/Multi Split | Relief Sciences | HRCU-A-CB-O | LANG12OD25-1 |  | Mini-Splits(Non-Ducted) | LANG12ID-25 |  | 12000 | 23.1 | 10.8 | 12000 | 8400 | 70% | 2.41 | 13 | 13 |  |  |  |  | R-410A | 1 | Residential & Commercial | VSMSHP | Non-Ducted CEE Tier 2
210644060 | Mini/Multi Split | OLMO | HRCU-A-CB-O | OS-EL09ALP230VO |  | Mini-Splits(Non-Ducted) | OS -EL09ALP230VI |  | 9000 | 18.5 | 8.8 | 10000 | 7100 | 71% | 2.1 | 8.8 | 10.5 |  |  |  |  | R-410A | 0.75 | Residential & Commercial | VSMSHP
210727610 | Mini/Multi Split | GREE | HRCU-A-CB-O | GWH09QCXB-D3DND4B/O |  | Mini-Splits(Non-Ducted) | GWH09AFCXB-D3DN***/I |  | 9100 | 20.5 | 8.8 | 10500 | 8000 | 76.19% | 1.87 | 12.5 | 12.5 |  |  |  |  | R-410A | 0.75833 | Residential & Commercial | VSMSHP
210727611 | Mini/Multi Split | GREE | HRCU-A-CB-O | GWH24QEXF-D3DND4D/O |  | Mini-Splits(Non-Ducted) | GWH24AFEXF-D3DN***/I |  | 22000 | 22 | 9 | 24000 | 20000 | 83.33% | 1.8 | 12.2 | 12.2 |  |  |  |  | R-410A | 1.8333 | Residential & Commercial | VSMSHP
210727612 | Mini/Multi Split | ZERO | HRCU-A-CB-O | ZMSB-09HVT-US |  | Mini-Splits(Non-Ducted) | ZMSB-09HVT-US |  | 9000 | 19 | 8.5 | 10000 | 7000 | 70% | 1.8 | 0 | 10 |  |  |  |  | R-410A | 0.75 | Residential & Commercial | VSMSHP
210727613 | Mini/Multi Split | ZERO | HRCU-A-CB-O | ZMSB-12HVT-US |  | Mini-Splits(Non-Ducted) | ZMSB-12HVT-US |  | 12000 | 19 | 8.5 | 12200 | 8600 | 70.49% | 1.8 | 0 | 10 |  |  |  |  | R-410A | 1 | Residential & Commercial | VSMSHP
210727617 | Mini/Multi Split | ZERO | HRCU-A-CB-O | ZMSB-09HVT110-US |  | Mini-Splits(Non-Ducted) | ZMSB-09HVT110-US |  | 9000 | 19 | 8.5 | 10000 | 7000 | 70% | 1.75 | 0 | 10 |  |  |  |  | R-410A | 0.75 | Residential & Commercial | VSMSHP
210727618 | Mini/Multi Split | ZERO | HRCU-A-CB-O | ZMSB-12HVT110-US |  | Mini-Splits(Non-Ducted) | ZMSB-12HVT110-US |  | 12000 | 19 | 8.5 | 12200 | 8600 | 70.49% | 1.8 | 0 | 10 |  |  |  |  | R-410A | 1 | Residential & Commercial | VSMSHP
210727623 | Mini/Multi Split | LENNOX | HRCU-A-CB-O | LI009HO-210P432-1 |  | Mini-Splits(Non-Ducted) | LI009HI-210P432-1 |  | 9100 | 20.5 | 8.8 | 10500 | 8000 | 76.19% | 1.87 | 12.5 | 12.5 |  |  |  |  | R-410A | 0.75833 | Residential & Commercial | VSMSHP
210727626 | Mini/Multi Split | LENNOX | HRCU-A-CB-O | LI024HO-210P432-1 |  | Mini-Splits(Non-Ducted) | LI024HI-210P432-1 |  | 22000 | 22 | 9 | 24000 | 20000 | 83.33% | 1.8 | 12.2 | 12.2 |  |  |  |  | R-410A | 1.8333 | Residential & Commercial | VSMSHP
210799470 | Mini/Multi Split | Cooper&Hunter | HRCU-A-CB-O | CH-09SPH-230VO |  | Mini-Splits(Non-Ducted) | CH-09DKT230VI |  | 9000 | 21.8 | 9.3 | 9800 | 7300 | 74.49% | 1.83 | 14.9 | 14.9 |  |  |  |  | R-410A | 0.75 | Residential & Commercial | VSMSHP
210610093 | Mini/Multi Split | TCL | HRCU-A-CB-O | TSH09HAI2NAJ0X22 |  | Mini-Splits(Non-Ducted) | TSH09IAI2NAJ0X22 |  | 9000 | 19 | 8.5 | 10000 | 7000 | 70% | 1.8 | 0 | 10 |  |  |  |  | R-410A | 0.75 | Residential & Commercial | VSMSHP
210610094 | Mini/Multi Split | TCL | HRCU-A-CB-O | TSH12HAI2NAJ0X22 |  | Mini-Splits(Non-Ducted) | TSH12IAI2NAJ0X22 |  | 12000 | 19 | 8.5 | 12200 | 8600 | 70.49% | 1.8 | 0 | 10 |  |  |  |  | R-410A | 1 | Residential & Commercial | VSMSHP
210610098 | Mini/Multi Split | TCL | HRCU-A-CB-O | TSH09HAI1NAJ0X22 |  | Mini-Splits(Non-Ducted) | TSH09IAI1NAJ0X22 |  | 9000 | 19 | 8.5 | 10000 | 7000 | 70% | 1.75 | 0 | 10 |  |  |  |  | R-410A | 0.75 | Residential & Commercial | VSMSHP
210610099 | Mini/Multi Split | TCL | HRCU-A-CB-O | TSH12HAI1NAJ0X22 |  | Mini-Splits(Non-Ducted) | TSH12IAI1NAJ0X22 |  | 12000 | 19 | 8.5 | 12200 | 8600 | 70.49% | 1.8 | 0 | 10 |  |  |  |  | R-410A | 1 | Residential & Commercial | VSMSHP
210610103 | Mini/Multi Split | AURUS | HRCU-A-CB-O | ARU-H12A1/INVL-US2 |  | Mini-Splits(Non-Ducted) | ARU-H12A1/INVL-US2 |  | 12000 | 19 | 8.5 | 12200 | 8600 | 70.49% | 1.8 | 0 | 10 |  |  |  |  | R-410A | 1 | Residential & Commercial | VSMSHP
210644031 | Mini/Multi Split | MDV | HRCU-A-CB-O | MOX230-09HFN1-MW5W-L |  | Mini-Splits(Non-Ducted) | MSEPB-09HRFN1-MY5W(GA) |  | 9000 | 25.5 | 11.9 | 10000 | 7500 | 75% | 2.17 | 15 | 15 |  |  |  |  | R-410A | 0.75 | Residential & Commercial | VSMSHP | Non-Ducted CEE Tier 2
210644036 | Mini/Multi Split | MDV | HRCU-A-CB-O | MOX230-09HFN1-MW5W-L |  | Mini-Splits(Non-Ducted) | MCA3U-09HRFN1-M(C) |  | 8900 | 20 | 10 | 10000 | 7400 | 74% | 1.9 | 13 | 13 |  |  |  |  | R-410A | 0.74167 | Residential & Commercial | VSMSHP | Non-Ducted CEE Tier 2
210644038 | Mini/Multi Split | MDV | HRCU-A-CB-O | MOD30-24HFN1-MU0W-L |  | Mini-Splits(Non-Ducted) | MSEPD-24HRFN1-MU0W |  | 24000 | 21.5 | 11.4 | 29000 | 25000 | 86.21% | 2.21 | 13 | 13 |  |  |  |  | R-410A | 2 | Residential & Commercial | VSMSHP | Non-Ducted CEE Tier 2
210644042 | Mini/Multi Split | MDV | HRCU-A-CB-O | MOD30-24HFN1-MU0W-L |  | Mini-Splits(Non-Ducted) | MUEU-24HRFN1-M(C) |  | 24000 | 20.5 | 11 | 25000 | 25000 | 100% | 2.1 | 11.5 | 11.7 |  |  |  |  | R-410A | 2 | Residential & Commercial | VSMSHP | Non-Ducted CEE Tier 2
210644043 | Mini/Multi Split | MDV | HRCU-A-CB-O | MOE30U-36HFN1-M(GA)-L |  | Mini-Splits(Non-Ducted) | MUE-36HRFN1-M(C) |  | 36000 | 17.6 | 10 | 39000 | 36600 | 93.85% | 1.75 | 8.6 | 8.8 |  |  |  |  | R-410A | 3 | Residential & Commercial | VSMSHP
210644044 | Mini/Multi Split | MDV | HRCU-A-CB-O | MOE30U-48HFN1-M-[X](GA)-L |  | Mini-Splits(Non-Ducted) | MUE-48HRFN1-M(C) |  | 48000 | 17 | 9.8 | 51000 | 49000 | 96.08% | 1.8 | 8.2 | 8.2 |  |  |  |  | R-410A | 4 | Residential & Commercial | VSMSHP
210644045 | Mini/Multi Split | MDV | HRCU-A-CB-O | MOD30-24HFN1-MU0W-L |  | Mini-Splits(Non-Ducted) | MCD1-24HRFN1-MT0W(GA) |  | 24000 | 20.5 | 11.5 | 25000 | 25800 | 103.2% | 2 | 11 | 11 |  |  |  |  | R-410A | 2 | Residential & Commercial | VSMSHP | Non-Ducted CEE Tier 2
210644046 | Mini/Multi Split | MDV | HRCU-A-CB-O | MOE30U-36HFN1-M(GA)-L |  | Mini-Splits(Non-Ducted) | MCD1-36HRFN1-M(GA) |  | 36000 | 19.4 | 10.5 | 40000 | 40000 | 100% | 1.85 | 9.5 | 9.5 |  |  |  |  | R-410A | 3 | Residential & Commercial | VSMSHP | Non-Ducted CEE Tier 2
210644047 | Mini/Multi Split | MDV | HRCU-A-CB-O | MOE30U-48HFN1-M-[X](GA)-L |  | Mini-Splits(Non-Ducted) | MCD1-48HRFN1-M(GA) |  | 48000 | 16.8 | 10.7 | 53000 | 48000 | 90.57% | 1.98 | 8.3 | 8.3 |  |  |  |  | R-410A | 4 | Residential & Commercial | VSMSHP
210586146 | Mini/Multi Split | ECO AC | HRCU-A-CB-O | EHH-O09BB |  | Mini-Splits(Non-Ducted) | EHH-C09BA |  | 9000 | 20 | 10 | 10000 | 7400 | 74% | 1.9 | 13 | 13 |  |  |  |  | R-410A | 0.75 | Residential & Commercial | VSMSHP | Non-Ducted CEE Tier 2
210605759 | Mini/Multi Split | GREE | HRCU-A-CB-O | GWH18AGDXF-D3DNA1A/O |  | Mini-Splits(Non-Ducted) | GWH18AGDXF-D3DN***/I |  | 18000 | 23.5 | 9 | 18000 | 13500 | 75% | 1.9 | 13 | 13 |  |  |  |  | R-410A | 1.5 | Residential & Commercial | VSMSHP
210605765 | Mini/Multi Split | CLASSIC | HRCU-A-CB-O | GRHARC36AS3 |  | Mini-Splits(Non-Ducted) | GWHARC36S3 |  | 33600 | 20 | 8.5 | 34600 | 24400 | 70.52% | 1.85 | 10.5 | 10.5 |  |  |  |  | R-410A | 2.8 | Residential & Commercial | VSMSHP
210605768 | Mini/Multi Split | TGM | HRCU-A-CB-O | GRHART36AS3 |  | Mini-Splits(Non-Ducted) | GWHART36S3 |  | 33600 | 20 | 8.5 | 34600 | 24400 | 70.52% | 1.85 | 10.5 | 10.5 |  |  |  |  | R-410A | 2.8 | Residential & Commercial | VSMSHP
210605795 | Mini/Multi Split | Conforto | HRCU-A-CB-O | ADSZ109DA |  | Mini-Splits(Non-Ducted) | ADWAL09DA |  | 9000 | 18.5 | 8.8 | 10000 | 7100 | 71% | 2.1 | 8.8 | 10.5 |  |  |  |  | R-410A | 0.75 | Residential & Commercial | VSMSHP
210605801 | Mini/Multi Split | Conforto | HRCU-A-CB-O | MHSZ106DA |  | Mini-Splits(Non-Ducted) | MHWAL06DA |  | 6000 | 26.5 | 13.6 | 7000 | 7500 | 107.1% | 2.1 | 15.8 | 15.8 |  |  |  |  | R-410A | 0.5 | Residential & Commercial | VSMSHP | Non-Ducted CEE Tier 2
210605802 | Mini/Multi Split | Conforto | HRCU-A-CB-O | MHSZ109DA |  | Mini-Splits(Non-Ducted) | MHWAL09DA |  | 9000 | 28.1 | 11.5 | 12000 | 10600 | 88.33% | 2 | 16.2 | 16.2 |  |  |  |  | R-410A | 0.75 | Residential & Commercial | VSMSHP | Non-Ducted CEE Tier 2
210605803 | Mini/Multi Split | Conforto | HRCU-A-CB-O | MHSZ112DA |  | Mini-Splits(Non-Ducted) | MHWAL12DA |  | 12000 | 25.5 | 10.4 | 12000 | 12000 | 100% | 1.8 | 14 | 14 |  |  |  |  | R-410A | 1 | Residential & Commercial | VSMSHP | Non-Ducted CEE Tier 2
210605804 | Mini/Multi Split | Conforto | HRCU-A-CB-O | MHSZ118DA |  | Mini-Splits(Non-Ducted) | MHWAL18DA |  | 18000 | 21.5 | 11.3 | 18000 | 18000 | 100% | 1.8 | 12.5 | 12.5 |  |  |  |  | R-410A | 1.5 | Residential & Commercial | VSMSHP | Non-Ducted CEE Tier 2
210605805 | Mini/Multi Split | Conforto | HRCU-A-CB-O | MHSZ124DA |  | Mini-Splits(Non-Ducted) | MHWAL24DA |  | 24000 | 21.5 | 11.4 | 29000 | 25000 | 86.21% | 2.21 | 13 | 13 |  |  |  |  | R-410A | 2 | Residential & Commercial | VSMSHP | Non-Ducted CEE Tier 2
210605806 | Mini/Multi Split | Conforto | HRCU-A-CB-O | MHSZ109DA |  | Mini-Splits(Non-Ducted) | MHCAS09DA |  | 9000 | 20.5 | 10.3 | 9800 | 10000 | 102% | 1.8 | 13 | 13 |  |  |  |  | R-410A | 0.75 | Residential & Commercial | VSMSHP | Non-Ducted CEE Tier 2
210605807 | Mini/Multi Split | Conforto | HRCU-A-CB-O | MHSZ112DA |  | Mini-Splits(Non-Ducted) | MHCAS12DA |  | 12000 | 22.3 | 10.2 | 12000 | 11300 | 94.17% | 1.89 | 12.7 | 12.7 |  |  |  |  | R-410A | 1 | Residential & Commercial | VSMSHP | Non-Ducted CEE Tier 2
210605808 | Mini/Multi Split | Conforto | HRCU-A-CB-O | MHSZ118DA |  | Mini-Splits(Non-Ducted) | MHCAS18DA |  | 16000 | 20 | 9.5 | 17000 | 16000 | 94.12% | 1.75 | 12.5 | 12.5 |  |  |  |  | R-410A | 1.3333 | Residential & Commercial | VSMSHP | Non-Ducted CEE Tier 2
210605809 | Mini/Multi Split | Conforto | HRCU-A-CB-O | MHSZ124DA |  | Mini-Splits(Non-Ducted) | MHCAS24DA |  | 24000 | 20.5 | 11.5 | 25000 | 25800 | 103.2% | 2 | 11 | 11 |  |  |  |  | R-410A | 2 | Residential & Commercial | VSMSHP | Non-Ducted CEE Tier 2
210568237 | Mini/Multi Split | COMFORT-AIRE | HRCU-A-CB-O | A-VMH18SV-1 |  | Mini-Splits(Non-Ducted) | B-VMH18UU-1 |  | 17000 | 20.5 | 9.8 | 18000 | 16800 | 93.33% | 1.86 | 12.5 | 12.5 |  |  |  |  | R-410A | 1.4167 | Residential & Commercial | VSMSHP | Non-Ducted CEE Tier 2
210568238 | Mini/Multi Split | COMFORT-AIRE | HRCU-A-CB-O | A-VMH18SV-1 |  | Mini-Splits(Non-Ducted) | B-VMH18CU-1 |  | 16000 | 20 | 9.5 | 17000 | 16000 | 94.12% | 1.75 | 12.5 | 12.5 |  |  |  |  | R-410A | 1.3333 | Residential & Commercial | VSMSHP | Non-Ducted CEE Tier 2
210568240 | Mini/Multi Split | COMFORT-AIRE | HRCU-A-CB-O | A-VMH12SV-1 |  | Mini-Splits(Non-Ducted) | B-VMH12CU-1 |  | 12000 | 22.3 | 10.2 | 12000 | 11300 | 94.17% | 1.89 | 12.7 | 12.7 |  |  |  |  | R-410A | 1 | Residential & Commercial | VSMSHP | Non-Ducted CEE Tier 2
210568241 | Mini/Multi Split | COMFORT-AIRE | HRCU-A-CB-O | A-VMH09SV-1 |  | Mini-Splits(Non-Ducted) | B-VMH09CU-1 |  | 9000 | 20.5 | 10.3 | 9800 | 10000 | 102% | 1.8 | 13 | 13 |  |  |  |  | R-410A | 0.75 | Residential & Commercial | VSMSHP | Non-Ducted CEE Tier 2
210568242 | Mini/Multi Split | COMFORT-AIRE | HRCU-A-CB-O | A-VMH12SV-1 |  | Mini-Splits(Non-Ducted) | B-VMH12FU-1 |  | 12000 | 23.6 | 10 | 12000 | 12000 | 100% | 1.89 | 13 | 13 |  |  |  |  | R-410A | 1 | Residential & Commercial | VSMSHP | Non-Ducted CEE Tier 2
210568244 | Mini/Multi Split | COMFORT-AIRE | HRCU-A-CB-O | A-VMH24SV-1 |  | Mini-Splits(Non-Ducted) | B-VMH24UU-1 |  | 24000 | 20.5 | 11 | 25000 | 25000 | 100% | 2.1 | 11.5 | 11.7 |  |  |  |  | R-410A | 2 | Residential & Commercial | VSMSHP | Non-Ducted CEE Tier 2
210568248 | Mini/Multi Split | KERR | HRCU-A-CB-O | A-KMH24SV-1 |  | Mini-Splits(Non-Ducted) | B-KMH24CV-1 |  | 24000 | 20.5 | 11.5 | 25000 | 25800 | 103.2% | 2 | 11 | 11 |  |  |  |  | R-410A | 2 | Residential & Commercial | VSMSHP | Non-Ducted CEE Tier 2
210568249 | Mini/Multi Split | KERR | HRCU-A-CB-O | A-KMH09SV-1 |  | Mini-Splits(Non-Ducted) | B-KMH09CU-1 |  | 9000 | 20.5 | 10.3 | 9800 | 10000 | 102% | 1.8 | 13 | 13 |  |  |  |  | R-410A | 0.75 | Residential & Commercial | VSMSHP | Non-Ducted CEE Tier 2
210568250 | Mini/Multi Split | KERR | HRCU-A-CB-O | A-KMH18SV-1 |  | Mini-Splits(Non-Ducted) | B-KMH18UU-1 |  | 17000 | 20.5 | 9.8 | 18000 | 16800 | 93.33% | 1.86 | 12.5 | 12.5 |  |  |  |  | R-410A | 1.4167 | Residential & Commercial | VSMSHP | Non-Ducted CEE Tier 2
210568251 | Mini/Multi Split | KERR | HRCU-A-CB-O | A-KMH12SV-1 |  | Mini-Splits(Non-Ducted) | B-KMH12FU-1 |  | 12000 | 23.6 | 10 | 12000 | 12000 | 100% | 1.89 | 13 | 13 |  |  |  |  | R-410A | 1 | Residential & Commercial | VSMSHP | Non-Ducted CEE Tier 2
210568252 | Mini/Multi Split | KERR | HRCU-A-CB-O | A-KMH24SV-1 |  | Mini-Splits(Non-Ducted) | B-KMH24UU-1 |  | 24000 | 20.5 | 11 | 25000 | 25000 | 100% | 2.1 | 11.5 | 11.7 |  |  |  |  | R-410A | 2 | Residential & Commercial | VSMSHP | Non-Ducted CEE Tier 2
210568254 | Mini/Multi Split | KERR | HRCU-A-CB-O | A-KMH18SV-1 |  | Mini-Splits(Non-Ducted) | B-KMH18CU-1 |  | 16000 | 20 | 9.5 | 17000 | 16000 | 94.12% | 1.75 | 12.5 | 12.5 |  |  |  |  | R-410A | 1.3333 | Residential & Commercial | VSMSHP | Non-Ducted CEE Tier 2
210568256 | Mini/Multi Split | KERR | HRCU-A-CB-O | A-KMH12SV-1 |  | Mini-Splits(Non-Ducted) | B-KMH12CU-1 |  | 12000 | 22.3 | 10.2 | 12000 | 11300 | 94.17% | 1.89 | 12.7 | 12.7 |  |  |  |  | R-410A | 1 | Residential & Commercial | VSMSHP | Non-Ducted CEE Tier 2
210568095 | Mini/Multi Split | Clearity | HRCU-A-CB-O | MOX330-12HFN1-MW5W |  | Mini-Splits(Non-Ducted) | MSEPB-12HRFN1-MW5W(GA) |  | 12000 | 25.5 | 10.4 | 12000 | 12000 | 100% | 1.8 | 14 | 14 |  |  |  |  | R-410A | 1 | Residential & Commercial | VSMSHP | Non-Ducted CEE Tier 2
210568097 | Mini/Multi Split | Durastar | HRCU-A-CB-O | DRA1U09S1B |  | Mini-Splits(Non-Ducted) | DRAW06F1B |  | 6000 | 23.5 | 12 | 7000 | 7100 | 101.4% | 1.84 | 15 | 15 |  |  |  |  | R-410A | 0.5 | Residential & Commercial | VSMSHP | Non-Ducted CEE Tier 2
210568098 | Mini/Multi Split | Durastar | HRCU-A-CB-O | DRA1H09S1A |  | Mini-Splits(Non-Ducted) | DRAW09F1B |  | 9000 | 26.4 | 11.6 | 12000 | 11000 | 91.67% | 1.85 | 15.8 | 15.8 |  |  |  |  | R-410A | 0.75 | Residential & Commercial | VSMSHP | Non-Ducted CEE Tier 2
210568099 | Mini/Multi Split | Durastar | HRCU-A-CB-O | DRA1H12S1A |  | Mini-Splits(Non-Ducted) | DRAW12F1B |  | 12000 | 23.1 | 10.5 | 12000 | 11000 | 91.67% | 1.88 | 13 | 13 |  |  |  |  | R-410A | 1 | Residential & Commercial | VSMSHP | Non-Ducted CEE Tier 2
210568100 | Mini/Multi Split | Durastar | HRCU-A-CB-O | DRA1H18S1A |  | Mini-Splits(Non-Ducted) | DRAW18F1B |  | 18000 | 22 | 10.6 | 18000 | 17200 | 95.56% | 1.89 | 13 | 13 |  |  |  |  | R-410A | 1.5 | Residential & Commercial | VSMSHP | Non-Ducted CEE Tier 2
210568101 | Mini/Multi Split | Durastar | HRCU-A-CB-O | DRA1H24S1A |  | Mini-Splits(Non-Ducted) | DRAW24F1B |  | 23000 | 22.3 | 10.3 | 26000 | 23000 | 88.46% | 1.8 | 12.5 | 12.5 |  |  |  |  | R-410A | 1.9167 | Residential & Commercial | VSMSHP | Non-Ducted CEE Tier 2
210568102 | Mini/Multi Split | Durastar | HRCU-A-CB-O | DRA1U09S1B |  | Mini-Splits(Non-Ducted) | DRAL06F1A |  | 6500 | 22 | 10.8 | 7100 | 8000 | 112.7% | 2 | 14.5 | 14.5 |  |  |  |  | R-410A | 0.54167 | Residential & Commercial | VSMSHP | Non-Ducted CEE Tier 2
210568103 | Mini/Multi Split | Durastar | HRCU-A-CB-O | DRA1H09S1A |  | Mini-Splits(Non-Ducted) | DRAL09F1A |  | 9000 | 24 | 12.4 | 10900 | 10500 | 96.33% | 1.8 | 13 | 13 |  |  |  |  | R-410A | 0.75 | Residential & Commercial | VSMSHP | Non-Ducted CEE Tier 2
210568104 | Mini/Multi Split | Durastar | HRCU-A-CB-O | DRA1H12S1A |  | Mini-Splits(Non-Ducted) | DRAL12F1A |  | 12000 | 23 | 10 | 12500 | 11000 | 88% | 1.8 | 13 | 13 |  |  |  |  | R-410A | 1 | Residential & Commercial | VSMSHP | Non-Ducted CEE Tier 2
210568105 | Mini/Multi Split | Durastar | HRCU-A-CB-O | DRA1H18S1A |  | Mini-Splits(Non-Ducted) | DRAL18F1A |  | 16700 | 19.8 | 11.2 | 20000 | 16700 | 83.5% | 1.93 | 12.5 | 12.5 |  |  |  |  | R-410A | 1.3917 | Residential & Commercial | VSMSHP | Non-Ducted CEE Tier 2
210568106 | Mini/Multi Split | Durastar | HRCU-A-CB-O | DRA1U09S1B |  | Mini-Splits(Non-Ducted) | DRAL09F1A |  | 9000 | 22.5 | 11.5 | 11000 | 7700 | 70% | 2.34 | 13 | 13 |  |  |  |  | R-410A | 0.75 | Residential & Commercial | VSMSHP | Non-Ducted CEE Tier 2
210568109 | Mini/Multi Split | Durastar | HRCU-A-CB-O | DRA1H12S1A |  | Mini-Splits(Non-Ducted) | DRAS12F1C |  | 12000 | 24.2 | 10.7 | 12000 | 11900 | 99.17% | 1.99 | 13.3 | 13.3 |  |  |  |  | R-410A | 1 | Residential & Commercial | VSMSHP | Non-Ducted CEE Tier 2
210568110 | Mini/Multi Split | Durastar | HRCU-A-CB-O | DRA1U12S1B |  | Mini-Splits(Non-Ducted) | DRAS12F1C |  | 12000 | 25 | 11 | 12000 | 8400 | 70% | 2.38 | 13 | 13 |  |  |  |  | R-410A | 1 | Residential & Commercial | VSMSHP | Non-Ducted CEE Tier 2
210568111 | Mini/Multi Split | Durastar | HRCU-A-CB-O | DRA1H09S1A |  | Mini-Splits(Non-Ducted) | DRAC09F1A |  | 9000 | 20.5 | 10.3 | 9800 | 10000 | 102% | 1.8 | 13 | 13 |  |  |  |  | R-410A | 0.75 | Residential & Commercial | VSMSHP | Non-Ducted CEE Tier 2
210568112 | Mini/Multi Split | Durastar | HRCU-A-CB-O | DRA1H12S1A |  | Mini-Splits(Non-Ducted) | DRAC12F1A |  | 12000 | 22.3 | 10.2 | 12000 | 11300 | 94.17% | 1.89 | 12.7 | 12.7 |  |  |  |  | R-410A | 1 | Residential & Commercial | VSMSHP | Non-Ducted CEE Tier 2
210568113 | Mini/Multi Split | Durastar | HRCU-A-CB-O | DRA1H18S1A |  | Mini-Splits(Non-Ducted) | DRAC18F1A |  | 16000 | 20 | 9.5 | 17000 | 16000 | 94.12% | 1.75 | 12.5 | 12.5 |  |  |  |  | R-410A | 1.3333 | Residential & Commercial | VSMSHP | Non-Ducted CEE Tier 2
210568114 | Mini/Multi Split | Durastar | HRCU-A-CB-O | DRA1H24S1A |  | Mini-Splits(Non-Ducted) | DRAC24F1B |  | 24000 | 20.5 | 11.5 | 25000 | 25800 | 103.2% | 2 | 11 | 11 |  |  |  |  | R-410A | 2 | Residential & Commercial | VSMSHP | Non-Ducted CEE Tier 2
210568119 | Mini/Multi Split | Durastar | HRCU-A-CB-O | DRA1H18S1A |  | Mini-Splits(Non-Ducted) | DRAF18F1A |  | 17000 | 20.5 | 9.8 | 18000 | 16800 | 93.33% | 1.86 | 12.5 | 12.5 |  |  |  |  | R-410A | 1.4167 | Residential & Commercial | VSMSHP | Non-Ducted CEE Tier 2
210568120 | Mini/Multi Split | Durastar | HRCU-A-CB-O | DRA1H24S1A |  | Mini-Splits(Non-Ducted) | DRAF24F1A |  | 24000 | 20.5 | 11 | 25000 | 25000 | 100% | 2.1 | 11.5 | 11.7 |  |  |  |  | R-410A | 2 | Residential & Commercial | VSMSHP | Non-Ducted CEE Tier 2
214142519 | Mini/Multi Split | FRIEDRICH | HRCU-A-CB-O | FPHSR18A3B |  | Mini-Splits(Non-Ducted) | FAHFW18A3A |  | 18000 | 21 | 10 | 18000 | 18000 | 100% | 1.9 | 0 | 12.95 |  |  |  |  | R-454B | 1.5 | Residential & Commercial | VSMSHP | Non-Ducted CEE Tier 2
214215187 | Mini/Multi Split | GREE | HRCU-A-CB-O | GWH09ATCXB-A6DNA1C/O |  | Mini-Splits(Non-Ducted) | GWH09ATCXB-A6DN***/I |  | 9100 | 20.5 | 8.8 | 10000 | 7600 | 76% | 1.86 | 0 | 11.9 |  |  |  |  | R-32 | 0.75833 | Residential & Commercial | VSMSHP
214215188 | Mini/Multi Split | HISENSE | HRCU-A-CB-O | AST-09UW3TXE00 |  | Mini-Splits(Non-Ducted) | AST-09UW3TXE**00 |  | 9000 | 25 | 11 | 9000 | 9000 | 100% | 2.1 | 0 | 13.65 |  |  |  |  | R-454B | 0.75 | Residential & Commercial | VSMSHP | Non-Ducted CEE Tier 2
214229583 | Mini/Multi Split | ACD | HRCU-A-CB-O | PUD18KCH23S-O* |  | Mini-Splits(Non-Ducted) | PUD18KCH23S-I* |  | 18000 | 23 | 9 | 18000 | 13000 | 72.22% | 1.85 | 0 | 12.5 |  |  |  |  | R-410A | 1.5 | Residential & Commercial | VSMSHP
212394360 | Mini/Multi Split | GREE | HRCU-A-CB-O | GWH12ATCXB-D3DNA1C/O |  | Mini-Splits(Non-Ducted) | GWH12AWCXB-D3DN***/I |  | 12000 | 17.5 | 8.5 | 12000 | 8500 | 70.83% | 1.8 | 0 | 8.7 |  |  |  |  | R-410A | 1 | Residential & Commercial | VSMSHP
210534161 | Mini/Multi Split | AIRTEMP | HRCU-A-CB-O | GXH09(2.6)LSK4DH2 |  | Mini-Splits(Non-Ducted) | GHH09(2.6)LUK4DH2 |  | 9100 | 25.5 | 10.2 | 10500 | 9100 | 86.67% | 1.86 | 14.7 | 14.7 |  |  |  |  | R-410A | 0.75833 | Residential & Commercial | VSMSHP | Non-Ducted CEE Tier 2
210534162 | Mini/Multi Split | AIRTEMP | HRCU-A-CB-O | GXH12(3.5)LSK4DH2 |  | Mini-Splits(Non-Ducted) | GHH12(3.5)LUK4DH2 |  | 12000 | 24 | 9 | 12000 | 9000 | 75% | 1.85 | 12.5 | 12.5 |  |  |  |  | R-410A | 1 | Residential & Commercial | VSMSHP
210534164 | Mini/Multi Split | AIRTEMP | HRCU-A-CB-O | GXH30(8.8)LSK4DH2 |  | Mini-Splits(Non-Ducted) | GHH30(8.8)LUK4DH2 |  | 30000 | 20 | 8.5 | 30000 | 23200 | 77.33% | 1.81 | 11.25 | 11.25 |  |  |  |  | R-410A | 2.5 | Residential & Commercial | VSMSHP
210534165 | Mini/Multi Split | AIRTEMP | HRCU-A-CB-O | GXH36(10.6)LSK4DH2 |  | Mini-Splits(Non-Ducted) | GHH36(10.6)LUK4DH2 |  | 33600 | 20 | 8.5 | 34600 | 24400 | 70.52% | 1.85 | 10.5 | 10.5 |  |  |  |  | R-410A | 2.8 | Residential & Commercial | VSMSHP
210534170 | Mini/Multi Split | GIBSON | HRCU-A-CB-O | GXH09(2.6)LSK4DH2 |  | Mini-Splits(Non-Ducted) | GHH09(2.6)LUK4DH2 |  | 9100 | 25.5 | 10.2 | 10500 | 9100 | 86.67% | 1.86 | 14.7 | 14.7 |  |  |  |  | R-410A | 0.75833 | Residential & Commercial | VSMSHP | Non-Ducted CEE Tier 2
210534171 | Mini/Multi Split | GIBSON | HRCU-A-CB-O | GXH12(3.5)LSK4DH2 |  | Mini-Splits(Non-Ducted) | GHH12(3.5)LUK4DH2 |  | 12000 | 24 | 9 | 12000 | 9000 | 75% | 1.85 | 12.5 | 12.5 |  |  |  |  | R-410A | 1 | Residential & Commercial | VSMSHP
210534173 | Mini/Multi Split | GIBSON | HRCU-A-CB-O | GXH30(8.8)LSK4DH2 |  | Mini-Splits(Non-Ducted) | GHH30(8.8)LUK4DH2 |  | 30000 | 20 | 8.5 | 30000 | 23200 | 77.33% | 1.81 | 11.25 | 11.25 |  |  |  |  | R-410A | 2.5 | Residential & Commercial | VSMSHP
210534174 | Mini/Multi Split | GIBSON | HRCU-A-CB-O | GXH36(10.6)LSK4DH2 |  | Mini-Splits(Non-Ducted) | GHH36(10.6)LUK4DH2 |  | 33600 | 20 | 8.5 | 34600 | 24400 | 70.52% | 1.85 | 10.5 | 10.5 |  |  |  |  | R-410A | 2.8 | Residential & Commercial | VSMSHP
210534142 | Mini/Multi Split | ACD | HRCU-A-CB-O | PUD09KCH25S-O |  | Mini-Splits(Non-Ducted) | PUD09KCH25S-I |  | 9100 | 25.5 | 10.2 | 10500 | 9100 | 86.67% | 1.86 | 14.7 | 14.7 |  |  |  |  | R-410A | 0.75833 | Residential & Commercial | VSMSHP | Non-Ducted CEE Tier 2
210534143 | Mini/Multi Split | ACD | HRCU-A-CB-O | PUD12KCH24S-O |  | Mini-Splits(Non-Ducted) | PUD12KCH24S-I |  | 12000 | 24 | 9 | 12000 | 9000 | 75% | 1.85 | 12.5 | 12.5 |  |  |  |  | R-410A | 1 | Residential & Commercial | VSMSHP
210485377 | Mini/Multi Split | TOSOT | HRCU-A-CB-O | TWH09ATCXB-D3DNA3AO |  | Mini-Splits(Non-Ducted) | TWH09ATCXB-D3DNA3AI |  | 9100 | 19.5 | 8.8 | 10000 | 7400 | 74% | 1.81 | 11.3 | 11.3 |  |  |  |  | R-410A | 0.75833 | Residential & Commercial | VSMSHP
210485378 | Mini/Multi Split | TOSOT | HRCU-A-CB-O | TWH09ATCXB-A3DNA3AO |  | Mini-Splits(Non-Ducted) | TWH09ATCXB-A3DNA3AI |  | 9100 | 19.5 | 8.6 | 10000 | 7500 | 75% | 1.77 | 11.3 | 11.3 |  |  |  |  | R-410A | 0.75833 | Residential & Commercial | VSMSHP
210485379 | Mini/Multi Split | TOSOT | HRCU-A-CB-O | TWH12ATCXB-D3DNA3CO |  | Mini-Splits(Non-Ducted) | TWH12ATCXB-D3DNA3CI |  | 12000 | 17.5 | 8.5 | 12000 | 8500 | 70.83% | 1.8 | 8.7 | 8.7 |  |  |  |  | R-410A | 1 | Residential & Commercial | VSMSHP
210485380 | Mini/Multi Split | TOSOT | HRCU-A-CB-O | TWH12ATCXB-A3DNA3CO |  | Mini-Splits(Non-Ducted) | TWH12ATCXB-A3DNA3CI |  | 12000 | 17.5 | 8.5 | 12000 | 8500 | 70.83% | 1.75 | 8.7 | 8.7 |  |  |  |  | R-410A | 1 | Residential & Commercial | VSMSHP
210485383 | Mini/Multi Split | TOSOT | HRCU-A-CB-O | TWH09AG25A2AO |  | Mini-Splits(Non-Ducted) | TWH09AG25A2AI |  | 9100 | 27 | 10 | 10000 | 9900 | 99% | 1.87 | 14.55 | 14.55 |  |  |  |  | R-410A | 0.75833 | Residential & Commercial | VSMSHP | Non-Ducted CEE Tier 2
210485384 | Mini/Multi Split | TOSOT | HRCU-A-CB-O | TWH09AG25A2DO |  | Mini-Splits(Non-Ducted) | TWH09AG25A2DI |  | 9100 | 25.5 | 10.2 | 10500 | 9100 | 86.67% | 1.86 | 14.7 | 14.7 |  |  |  |  | R-410A | 0.75833 | Residential & Commercial | VSMSHP | Non-Ducted CEE Tier 2
210485385 | Mini/Multi Split | TOSOT | HRCU-A-CB-O | TWH12AG25A2AO |  | Mini-Splits(Non-Ducted) | TWH12AG25A2AI |  | 12000 | 24 | 9 | 12000 | 8800 | 73.33% | 1.85 | 12.5 | 12 |  |  |  |  | R-410A | 1 | Residential & Commercial | VSMSHP
210485386 | Mini/Multi Split | TOSOT | HRCU-A-CB-O | TWH12AG25A2DO |  | Mini-Splits(Non-Ducted) | TWH12AG25A2DI |  | 12000 | 24 | 9 | 12000 | 9000 | 75% | 1.85 | 12.5 | 12.5 |  |  |  |  | R-410A | 1 | Residential & Commercial | VSMSHP
210485388 | Mini/Multi Split | TOSOT | HRCU-A-CB-O | TWH30QF25B4DO |  | Mini-Splits(Non-Ducted) | TWH30QF25B4DI |  | 30000 | 20 | 8.5 | 30000 | 23200 | 77.33% | 1.81 | 11.25 | 11.25 |  |  |  |  | R-410A | 2.5 | Residential & Commercial | VSMSHP
210485389 | Mini/Multi Split | TOSOT | HRCU-A-CB-O | TWH36QF25B4DO |  | Mini-Splits(Non-Ducted) | TWH36QF25B4DI |  | 33600 | 20 | 8.5 | 34600 | 24400 | 70.52% | 1.85 | 10.5 | 10.5 |  |  |  |  | R-410A | 2.8 | Residential & Commercial | VSMSHP
210474690 | Mini/Multi Split | ECOX | HRCU-A-CB-O | EDIM009H21B |  | Mini-Splits(Non-Ducted) | EDIM009H21B |  | 9000 | 21.7 | 9.4 | 10000 | 7000 | 70% | 2 | 12.6 | 12.6 |  |  |  |  | R-410A | 0.75 | Residential & Commercial | VSMSHP
210474692 | Mini/Multi Split | ECOX | HRCU-A-CB-O | EDIM009H21A |  | Mini-Splits(Non-Ducted) | EDIM009H21A |  | 9000 | 21.5 | 9.1 | 10000 | 7000 | 70% | 2.16 | 12.5 | 12.5 |  |  |  |  | R-410A | 0.75 | Residential & Commercial | VSMSHP
210404149 | Mini/Multi Split | SEA BREEZE+ | HRCU-A-CB-O | SZ9H424ZMO |  | Mini-Splits(Non-Ducted) | SCA9H424ZMI |  | 9000 | 22.5 | 11.5 | 11000 | 7700 | 70% | 2.34 | 13 | 13 |  |  |  |  | R-410A | 0.75 | Residential & Commercial | VSMSHP | Non-Ducted CEE Tier 2
210368076 | Mini/Multi Split | RHEEM | HRCU-A-CB-O | RO1HFZ09AJ2S |  | Mini-Splits(Non-Ducted) | RIFHFZ09AJ2S |  | 9000 | 26 | 11.8 | 12000 | 13400 | 111.7% | 1.9 | 16 | 16 |  |  |  |  | R-410A | 0.75 | Residential & Commercial | VSMSHP | Non-Ducted CEE Tier 2
210368077 | Mini/Multi Split | RUUD | HRCU-A-CB-O | RO1HFZ09AJ2S |  | Mini-Splits(Non-Ducted) | RIFHFZ09AJ2S |  | 9000 | 26 | 11.8 | 12000 | 13400 | 111.7% | 1.9 | 16 | 16 |  |  |  |  | R-410A | 0.75 | Residential & Commercial | VSMSHP | Non-Ducted CEE Tier 2
210368078 | Mini/Multi Split | RHEEM | HRCU-A-CB-O | RO1HFZ12AJ2S |  | Mini-Splits(Non-Ducted) | RIFHFZ12AJ2S |  | 12000 | 22.7 | 11.2 | 16000 | 13400 | 83.75% | 1.9 | 13.1 | 13.1 |  |  |  |  | R-410A | 1 | Residential & Commercial | VSMSHP | Non-Ducted CEE Tier 2
210368079 | Mini/Multi Split | RUUD | HRCU-A-CB-O | RO1HFZ12AJ2S |  | Mini-Splits(Non-Ducted) | RIFHFZ12AJ2S |  | 12000 | 22.7 | 11.2 | 16000 | 13400 | 83.75% | 1.9 | 13.1 | 13.1 |  |  |  |  | R-410A | 1 | Residential & Commercial | VSMSHP | Non-Ducted CEE Tier 2
210368080 | Mini/Multi Split | RHEEM | HRCU-A-CB-O | RO1HFZ15AJ2S |  | Mini-Splits(Non-Ducted) | RIFHFZ15AJ2S |  | 14200 | 20.3 | 10.7 | 18000 | 18100 | 100.6% | 1.84 | 12.5 | 12.5 |  |  |  |  | R-410A | 1.1833 | Residential & Commercial | VSMSHP | Non-Ducted CEE Tier 2
210368081 | Mini/Multi Split | RUUD | HRCU-A-CB-O | RO1HFZ15AJ2S |  | Mini-Splits(Non-Ducted) | RIFHFZ15AJ2S |  | 14200 | 20.3 | 10.7 | 18000 | 18100 | 100.6% | 1.84 | 12.5 | 12.5 |  |  |  |  | R-410A | 1.1833 | Residential & Commercial | VSMSHP | Non-Ducted CEE Tier 2
210368082 | Mini/Multi Split | RHEEM | HRCU-A-CB-O | RO1HFZ09AJ2H |  | Mini-Splits(Non-Ducted) | RIFHFZ09AJ2S |  | 9000 | 26 | 11.6 | 12000 | 13400 | 111.7% | 1.9 | 16 | 16 |  |  |  |  | R-410A | 0.75 | Residential & Commercial | VSMSHP | Non-Ducted CEE Tier 2
210368083 | Mini/Multi Split | RUUD | HRCU-A-CB-O | RO1HFZ09AJ2H |  | Mini-Splits(Non-Ducted) | RIFHFZ09AJ2S |  | 9000 | 26 | 11.6 | 12000 | 13400 | 111.7% | 1.9 | 16 | 16 |  |  |  |  | R-410A | 0.75 | Residential & Commercial | VSMSHP | Non-Ducted CEE Tier 2
210368084 | Mini/Multi Split | RHEEM | HRCU-A-CB-O | RO1HFZ12AJ2H |  | Mini-Splits(Non-Ducted) | RIFHFZ12AJ2S |  | 12000 | 22.7 | 11 | 16000 | 13400 | 83.75% | 1.9 | 13.1 | 13.1 |  |  |  |  | R-410A | 1 | Residential & Commercial | VSMSHP | Non-Ducted CEE Tier 2
210368085 | Mini/Multi Split | RUUD | HRCU-A-CB-O | RO1HFZ12AJ2H |  | Mini-Splits(Non-Ducted) | RIFHFZ12AJ2S |  | 12000 | 22.7 | 11 | 16000 | 13400 | 83.75% | 1.9 | 13.1 | 13.1 |  |  |  |  | R-410A | 1 | Residential & Commercial | VSMSHP | Non-Ducted CEE Tier 2
210368086 | Mini/Multi Split | RHEEM | HRCU-A-CB-O | RO1HFZ15AJ2H |  | Mini-Splits(Non-Ducted) | RIFHFZ15AJ2S |  | 14200 | 20.3 | 10.5 | 18000 | 18100 | 100.6% | 1.84 | 12.5 | 12.5 |  |  |  |  | R-410A | 1.1833 | Residential & Commercial | VSMSHP | Non-Ducted CEE Tier 2
210368087 | Mini/Multi Split | RUUD | HRCU-A-CB-O | RO1HFZ15AJ2H |  | Mini-Splits(Non-Ducted) | RIFHFZ15AJ2S |  | 14200 | 20.3 | 10.5 | 18000 | 18100 | 100.6% | 1.84 | 12.5 | 12.5 |  |  |  |  | R-410A | 1.1833 | Residential & Commercial | VSMSHP | Non-Ducted CEE Tier 2
210368088 | Mini/Multi Split | RHEEM | HRCU-A-CB-O | RO1HFZ18AJ2H |  | Mini-Splits(Non-Ducted) | RIWHFZ18AJ2S |  | 18000 | 20 | 10 | 21600 | 19000 | 87.96% | 2.18 | 13.3 | 13.3 |  |  |  |  | R-410A | 1.5 | Residential & Commercial | VSMSHP | Non-Ducted CEE Tier 2
210368089 | Mini/Multi Split | RUUD | HRCU-A-CB-O | RO1HFZ18AJ2H |  | Mini-Splits(Non-Ducted) | UIWHFZ18AJ2S |  | 18000 | 20 | 10 | 21600 | 19000 | 87.96% | 2.18 | 13.3 | 13.3 |  |  |  |  | R-410A | 1.5 | Residential & Commercial | VSMSHP | Non-Ducted CEE Tier 2
210368090 | Mini/Multi Split | RHEEM | HRCU-A-CB-O | RO1HFZ24AJ2H |  | Mini-Splits(Non-Ducted) | RIWHFZ24AJ2S |  | 22000 | 19.5 | 10.5 | 25200 | 23200 | 92.06% | 2.04 | 12.5 | 12.5 |  |  |  |  | R-410A | 1.8333 | Residential & Commercial | VSMSHP | Non-Ducted CEE Tier 2
210368091 | Mini/Multi Split | RUUD | HRCU-A-CB-O | RO1HFZ24AJ2H |  | Mini-Splits(Non-Ducted) | UIWHFZ24AJ2S |  | 22000 | 19.5 | 10.5 | 25200 | 23200 | 92.06% | 2.04 | 12.5 | 12.5 |  |  |  |  | R-410A | 1.8333 | Residential & Commercial | VSMSHP | Non-Ducted CEE Tier 2
210368092 | Mini/Multi Split | RHEEM | HRCU-A-CB-O | RO1HFZ30AJ2H |  | Mini-Splits(Non-Ducted) | RIWHFZ30AJ2S |  | 30000 | 18.7 | 10 | 32000 | 30400 | 95% | 2.02 | 12.5 | 12.5 |  |  |  |  | R-410A | 2.5 | Residential & Commercial | VSMSHP | Non-Ducted CEE Tier 2
210368093 | Mini/Multi Split | RUUD | HRCU-A-CB-O | RO1HFZ30AJ2H |  | Mini-Splits(Non-Ducted) | UIWHFZ30AJ2S |  | 30000 | 18.7 | 10 | 32000 | 30400 | 95% | 2.02 | 12.5 | 12.5 |  |  |  |  | R-410A | 2.5 | Residential & Commercial | VSMSHP | Non-Ducted CEE Tier 2
210368094 | Mini/Multi Split | RHEEM | HRCU-A-CB-O | RO1HHZ09AJ2H |  | Mini-Splits(Non-Ducted) | RIWHHZ09AJ2S |  | 9000 | 26.5 | 12.3 | 12000 | 9400 | 78.33% | 2 | 15.4 | 15.4 |  |  |  |  | R-410A | 0.75 | Residential & Commercial | VSMSHP | Non-Ducted CEE Tier 2
210368095 | Mini/Multi Split | RUUD | HRCU-A-CB-O | RO1HHZ09AJ2H |  | Mini-Splits(Non-Ducted) | UIWHHZ09AJ2S |  | 9000 | 26.5 | 12.3 | 12000 | 9400 | 78.33% | 2 | 15.4 | 15.4 |  |  |  |  | R-410A | 0.75 | Residential & Commercial | VSMSHP | Non-Ducted CEE Tier 2
210368098 | Mini/Multi Split | RHEEM | HRCU-A-CB-O | RO1HGZ09AJ1S |  | Mini-Splits(Non-Ducted) | RIWHGZ09AJ1S |  | 9000 | 33.1 | 13.4 | 12000 | 15400 | 128.3% | 2.14 | 18 | 18 |  |  |  |  | R-410A | 0.75 | Residential & Commercial | VSMSHP | Non-Ducted CEE Tier 2
210368099 | Mini/Multi Split | RUUD | HRCU-A-CB-O | RO1HGZ09AJ1S |  | Mini-Splits(Non-Ducted) | UIWHGZ09AJ1S |  | 9000 | 33.1 | 13.4 | 12000 | 15400 | 128.3% | 2.14 | 18 | 18 |  |  |  |  | R-410A | 0.75 | Residential & Commercial | VSMSHP | Non-Ducted CEE Tier 2
210368100 | Mini/Multi Split | RHEEM | HRCU-A-CB-O | RO1HGZ09AJ1H |  | Mini-Splits(Non-Ducted) | RIWHGZ09AJ1S |  | 9000 | 33.1 | 13.3 | 12000 | 15400 | 128.3% | 2 | 18 | 18 |  |  |  |  | R-410A | 0.75 | Residential & Commercial | VSMSHP | Non-Ducted CEE Tier 2
210368101 | Mini/Multi Split | RUUD | HRCU-A-CB-O | RO1HGZ09AJ1H |  | Mini-Splits(Non-Ducted) | UIWHGZ09AJ1S |  | 9000 | 33.1 | 13.3 | 12000 | 15400 | 128.3% | 2 | 18 | 18 |  |  |  |  | R-410A | 0.75 | Residential & Commercial | VSMSHP | Non-Ducted CEE Tier 2
210368102 | Mini/Multi Split | RHEEM | HRCU-A-CB-O | RO1HGZ12AJ1S |  | Mini-Splits(Non-Ducted) | RIWHGZ12AJ1S |  | 12000 | 29.4 | 12.9 | 16000 | 16600 | 103.8% | 2.32 | 15.2 | 15.2 |  |  |  |  | R-410A | 1 | Residential & Commercial | VSMSHP | Non-Ducted CEE Tier 2
210368103 | Mini/Multi Split | RUUD | HRCU-A-CB-O | RO1HGZ12AJ1S |  | Mini-Splits(Non-Ducted) | UIWHGZ12AJ1S |  | 12000 | 29.4 | 12.9 | 16000 | 16600 | 103.8% | 2.32 | 15.2 | 15.2 |  |  |  |  | R-410A | 1 | Residential & Commercial | VSMSHP | Non-Ducted CEE Tier 2
210368104 | Mini/Multi Split | RHEEM | HRCU-A-CB-O | RO1HGZ12AJ1H |  | Mini-Splits(Non-Ducted) | RIWHGZ12AJ1S |  | 12000 | 29.4 | 12.7 | 16000 | 16600 | 103.8% | 2.16 | 15.2 | 15.2 |  |  |  |  | R-410A | 1 | Residential & Commercial | VSMSHP | Non-Ducted CEE Tier 2
210368105 | Mini/Multi Split | RUUD | HRCU-A-CB-O | RO1HGZ12AJ1H |  | Mini-Splits(Non-Ducted) | UIWHGZ12AJ1S |  | 12000 | 29.4 | 12.7 | 16000 | 16600 | 103.8% | 2.16 | 15.2 | 15.2 |  |  |  |  | R-410A | 1 | Residential & Commercial | VSMSHP | Non-Ducted CEE Tier 2
210368106 | Mini/Multi Split | RHEEM | HRCU-A-CB-O | RO1HGZ15AJ1S |  | Mini-Splits(Non-Ducted) | RIWHGZ15AJ1S |  | 14500 | 25.3 | 12.8 | 18000 | 17500 | 97.22% | 2.52 | 13.9 | 13.9 |  |  |  |  | R-410A | 1.2083 | Residential & Commercial | VSMSHP | Non-Ducted CEE Tier 2
210368107 | Mini/Multi Split | RUUD | HRCU-A-CB-O | RO1HGZ15AJ1S |  | Mini-Splits(Non-Ducted) | UIWHGZ15AJ1S |  | 14500 | 25.3 | 12.8 | 18000 | 17500 | 97.22% | 2.52 | 13.9 | 13.9 |  |  |  |  | R-410A | 1.2083 | Residential & Commercial | VSMSHP | Non-Ducted CEE Tier 2
210368108 | Mini/Multi Split | RHEEM | HRCU-A-CB-O | RO1HGZ15AJ1H |  | Mini-Splits(Non-Ducted) | RIWHGZ15AJ1S |  | 14500 | 25.3 | 12.7 | 18000 | 17500 | 97.22% | 2.34 | 13.9 | 13.9 |  |  |  |  | R-410A | 1.2083 | Residential & Commercial | VSMSHP | Non-Ducted CEE Tier 2
210368109 | Mini/Multi Split | RUUD | HRCU-A-CB-O | RO1HGZ15AJ1H |  | Mini-Splits(Non-Ducted) | UIWHGZ15AJ1S |  | 14500 | 25.3 | 12.7 | 18000 | 17500 | 97.22% | 2.34 | 13.9 | 13.9 |  |  |  |  | R-410A | 1.2083 | Residential & Commercial | VSMSHP | Non-Ducted CEE Tier 2
210368110 | Mini/Multi Split | RHEEM | HRCU-A-CB-O | RO1HHZ12AJ3S |  | Mini-Splits(Non-Ducted) | RIWHHZ12AJ3S |  | 12000 | 20 | 10.5 | 14000 | 10200 | 72.86% | 2.3 | 11 | 11 |  |  |  |  | R-410A | 1 | Residential & Commercial | VSMSHP | Non-Ducted CEE Tier 2
210368111 | Mini/Multi Split | RUUD | HRCU-A-CB-O | RO1HHZ12AJ3S |  | Mini-Splits(Non-Ducted) | UIWHHZ12AJ3S |  | 12000 | 20 | 10.5 | 14000 | 10200 | 72.86% | 2.3 | 11 | 11 |  |  |  |  | R-410A | 1 | Residential & Commercial | VSMSHP | Non-Ducted CEE Tier 2
210368114 | Mini/Multi Split | RHEEM | HRCU-A-CB-O | RO1HHZ18AJ2S |  | Mini-Splits(Non-Ducted) | RIWHHZ18AJ2S |  | 18000 | 21.1 | 11.5 | 21600 | 21600 | 100% | 2 | 13 | 13 |  |  |  |  | R-410A | 1.5 | Residential & Commercial | VSMSHP | Non-Ducted CEE Tier 2
210368115 | Mini/Multi Split | RUUD | HRCU-A-CB-O | RO1HHZ18AJ2S |  | Mini-Splits(Non-Ducted) | UIWHHZ18AJ2S |  | 18000 | 21.1 | 11.5 | 21600 | 21600 | 100% | 2 | 13 | 13 |  |  |  |  | R-410A | 1.5 | Residential & Commercial | VSMSHP | Non-Ducted CEE Tier 2
210368116 | Mini/Multi Split | RHEEM | HRCU-A-CB-O | RO1HHZ24AJ2S |  | Mini-Splits(Non-Ducted) | RIWHHZ24AJ2S |  | 22000 | 22.5 | 11.4 | 25200 | 25000 | 99.21% | 2.04 | 12.5 | 12.5 |  |  |  |  | R-410A | 1.8333 | Residential & Commercial | VSMSHP | Non-Ducted CEE Tier 2
210368117 | Mini/Multi Split | RUUD | HRCU-A-CB-O | RO1HHZ24AJ2S |  | Mini-Splits(Non-Ducted) | UIWHHZ24AJ2S |  | 22000 | 22.5 | 11.4 | 25200 | 25000 | 99.21% | 2.04 | 12.5 | 12.5 |  |  |  |  | R-410A | 1.8333 | Residential & Commercial | VSMSHP | Non-Ducted CEE Tier 2
210368118 | Mini/Multi Split | RHEEM | HRCU-A-CB-O | RO1HHZ18AJ3S |  | Mini-Splits(Non-Ducted) | RIWHHZ18AJ3S |  | 18000 | 20 | 10.5 | 18000 | 18100 | 100.6% | 2.14 | 12 | 12 |  |  |  |  | R-410A | 1.5 | Residential & Commercial | VSMSHP | Non-Ducted CEE Tier 2
210368119 | Mini/Multi Split | RUUD | HRCU-A-CB-O | RO1HHZ18AJ3S |  | Mini-Splits(Non-Ducted) | UIWHHZ18AJ3S |  | 18000 | 20 | 10.5 | 18000 | 18100 | 100.6% | 2.14 | 12 | 12 |  |  |  |  | R-410A | 1.5 | Residential & Commercial | VSMSHP | Non-Ducted CEE Tier 2
210368120 | Mini/Multi Split | RHEEM | HRCU-A-CB-O | RO1HHZ24AJ3S |  | Mini-Splits(Non-Ducted) | RIWHHZ24AJ3S |  | 24000 | 19 | 9.8 | 24000 | 19500 | 81.25% | 2 | 9.2 | 9.2 |  |  |  |  | R-410A | 2 | Residential & Commercial | VSMSHP | Non-Ducted CEE Tier 2
210368121 | Mini/Multi Split | RUUD | HRCU-A-CB-O | RO1HHZ24AJ3S |  | Mini-Splits(Non-Ducted) | UIWHHZ24AJ3S |  | 24000 | 19 | 9.8 | 24000 | 19500 | 81.25% | 2 | 9.2 | 9.2 |  |  |  |  | R-410A | 2 | Residential & Commercial | VSMSHP | Non-Ducted CEE Tier 2
210368122 | Mini/Multi Split | RHEEM | HRCU-A-CB-O | RO1HHZ30AJ3S |  | Mini-Splits(Non-Ducted) | RIWHHZ30AJ3S |  | 30000 | 18 | 9.8 | 30000 | 24000 | 80% | 1.8 | 9.8 | 9.8 |  |  |  |  | R-454C | 2.5 | Residential & Commercial | VSMSHP | Non-Ducted CEE Tier 2
210368123 | Mini/Multi Split | RUUD | HRCU-A-CB-O | RO1HHZ30AJ3S |  | Mini-Splits(Non-Ducted) | UIWHHZ30AJ3S |  | 30000 | 18 | 9.8 | 30000 | 24000 | 80% | 1.8 | 9.8 | 9.8 |  |  |  |  | R-454C | 2.5 | Residential & Commercial | VSMSHP | Non-Ducted CEE Tier 2
210368124 | Mini/Multi Split | RHEEM | HRCU-A-CB-O | RO1HHZ36AJ3S |  | Mini-Splits(Non-Ducted) | RIWHHZ36AJ3S |  | 33000 | 18 | 9.6 | 34000 | 25200 | 74.12% | 1.8 | 8.1 | 8.1 |  |  |  |  | R-410A | 2.75 | Residential & Commercial | VSMSHP
210368125 | Mini/Multi Split | RUUD | HRCU-A-CB-O | RO1HHZ36AJ3S |  | Mini-Splits(Non-Ducted) | UIWHHZ36AJ3S |  | 33000 | 18 | 9.6 | 34000 | 25200 | 74.12% | 1.8 | 8.1 | 8.1 |  |  |  |  | R-410A | 2.75 | Residential & Commercial | VSMSHP
210368126 | Mini/Multi Split | RHEEM | HRCU-A-CB-O | RO1HHZ09AJ2S |  | Mini-Splits(Non-Ducted) | RIWHHZ09AJ2S |  | 9000 | 26.5 | 12.6 | 12000 | 10100 | 84.17% | 2.36 | 14.3 | 14.3 |  |  |  |  | R-410A | 0.75 | Residential & Commercial | VSMSHP | Non-Ducted CEE Tier 2
210368127 | Mini/Multi Split | RUUD | HRCU-A-CB-O | RO1HHZ09AJ2S |  | Mini-Splits(Non-Ducted) | UIWHHZ09AJ2S |  | 9000 | 26.5 | 12.6 | 12000 | 10100 | 84.17% | 2.36 | 14.3 | 14.3 |  |  |  |  | R-410A | 0.75 | Residential & Commercial | VSMSHP | Non-Ducted CEE Tier 2
210368128 | Mini/Multi Split | RHEEM | HRCU-A-CB-O | RO1HHZ12AJ2S |  | Mini-Splits(Non-Ducted) | RIWHHZ12AJ2S |  | 12000 | 23 | 11.1 | 14500 | 10300 | 71.03% | 2.36 | 12.5 | 12.5 |  |  |  |  | R-410A | 1 | Residential & Commercial | VSMSHP | Non-Ducted CEE Tier 2
210368129 | Mini/Multi Split | RUUD | HRCU-A-CB-O | RO1HHZ12AJ2S |  | Mini-Splits(Non-Ducted) | UIWHHZ12AJ2S |  | 12000 | 23 | 11.1 | 14500 | 10300 | 71.03% | 2.36 | 12.5 | 12.5 |  |  |  |  | R-410A | 1 | Residential & Commercial | VSMSHP | Non-Ducted CEE Tier 2
210372990 | Mini/Multi Split | SENVILLE | HRCU-A-CB-O | SENA/12HF/OQ |  | Mini-Splits(Non-Ducted) | SENA-12HF-IFU |  | 12000 | 24.2 | 10.7 | 12000 | 11900 | 99.17% | 1.99 | 13.3 | 13.3 |  |  |  |  | R-410A | 1 | Residential & Commercial | VSMSHP | Non-Ducted CEE Tier 2
210404022 | Mini/Multi Split | BOREAL | HRCU-A-CB-O | BRS30HPJ1OB |  | Mini-Splits(Non-Ducted) | BRS30HPJ1IB |  | 30000 | 20 | 8.5 | 30000 | 23200 | 77.33% | 1.81 | 11.25 | 11.25 |  |  |  |  | R-410A | 2.5 | Residential & Commercial | VSMSHP
210404023 | Mini/Multi Split | BOREAL | HRCU-A-CB-O | BRS36HPJ1OB |  | Mini-Splits(Non-Ducted) | BRS36HPJ1IB |  | 33600 | 20 | 8.5 | 34600 | 24400 | 70.52% | 1.85 | 10.5 | 10.5 |  |  |  |  | R-410A | 2.8 | Residential & Commercial | VSMSHP
210436264 | Mini/Multi Split | SAMSUNG | HRCU-A-CB-O | AR12CSDACWKX |  | Mini-Splits(Non-Ducted) | AR12CSDABWKN |  | 12000 | 23 | 10.5 | 12000 | 10900 | 90.83% | 2.2 | 13.5 | 13.5 |  |  |  |  | R-410A | 1 | Residential & Commercial | VSMSHP | Non-Ducted CEE Tier 2
210436265 | Mini/Multi Split | SAMSUNG | HRCU-A-CB-O | AR15CSDACWKX |  | Mini-Splits(Non-Ducted) | AR15CSDABWKN |  | 15000 | 21.5 | 10.8 | 15000 | 16300 | 108.7% | 2 | 14 | 14 |  |  |  |  | R-410A | 1.25 | Residential & Commercial | VSMSHP | Non-Ducted CEE Tier 2
210436266 | Mini/Multi Split | SAMSUNG | HRCU-A-CB-O | AR18CSDACWKX |  | Mini-Splits(Non-Ducted) | AR18CSDABWKN |  | 18000 | 21 | 8.5 | 20000 | 19000 | 95% | 1.9 | 13 | 13 |  |  |  |  | R-410A | 1.5 | Residential & Commercial | VSMSHP
210436268 | Mini/Multi Split | SAMSUNG | HRCU-A-CB-O | AR24CSDACWKX |  | Mini-Splits(Non-Ducted) | AR24CSDABWKN |  | 21000 | 20 | 9.2 | 25000 | 24400 | 97.6% | 2 | 12.5 | 12.5 |  |  |  |  | R-410A | 1.75 | Residential & Commercial | VSMSHP
210445757 | Mini/Multi Split | SAMSUNG | HRCU-A-CB-O | AR09CSDABWKX |  | Mini-Splits(Non-Ducted) | AR09CSDABWKN |  | 9000 | 24.5 | 10.5 | 11000 | 8600 | 78.18% | 2.3 | 15.5 | 15.5 |  |  |  |  | R-410A | 0.75 | Residential & Commercial | VSMSHP | Non-Ducted CEE Tier 2
210445758 | Mini/Multi Split | SAMSUNG | HRCU-A-CB-O | AR09CSDACWKX |  | Mini-Splits(Non-Ducted) | AR09CSDABWKN |  | 9000 | 24.5 | 10.5 | 11000 | 8600 | 78.18% | 2.3 | 15.5 | 15.5 |  |  |  |  | R-410A | 0.75 | Residential & Commercial | VSMSHP | Non-Ducted CEE Tier 2
210445759 | Mini/Multi Split | SAMSUNG | HRCU-A-CB-O | AR12CSDABWKX |  | Mini-Splits(Non-Ducted) | AR12CSDABWKN |  | 12000 | 23 | 10.5 | 12000 | 10900 | 90.83% | 2.2 | 13.5 | 13.5 |  |  |  |  | R-410A | 1 | Residential & Commercial | VSMSHP | Non-Ducted CEE Tier 2
210445761 | Mini/Multi Split | SAMSUNG | HRCU-A-CB-O | AR15CSDABWKX |  | Mini-Splits(Non-Ducted) | AR15CSDABWKN |  | 15000 | 21.5 | 10.8 | 15000 | 16300 | 108.7% | 2 | 14 | 14 |  |  |  |  | R-410A | 1.25 | Residential & Commercial | VSMSHP | Non-Ducted CEE Tier 2
210445762 | Mini/Multi Split | SAMSUNG | HRCU-A-CB-O | AR18CSDABWKX |  | Mini-Splits(Non-Ducted) | AR18CSDABWKN |  | 18000 | 21 | 8.5 | 20000 | 19000 | 95% | 1.9 | 13 | 13 |  |  |  |  | R-410A | 1.5 | Residential & Commercial | VSMSHP
210445766 | Mini/Multi Split | SAMSUNG | HRCU-A-CB-O | AR24CSDABWKX |  | Mini-Splits(Non-Ducted) | AR24CSDABWKN |  | 21000 | 20 | 9.2 | 25000 | 24400 | 97.6% | 2 | 12.5 | 12.5 |  |  |  |  | R-410A | 1.75 | Residential & Commercial | VSMSHP
210446100 | Mini/Multi Split | Mitsubishi Electric | HRCU-A-CB-O | PUZ-HA24NHA1*** |  | Mini-Splits(Non-Ducted) | PLA-A24EA* |  | 24000 | 21.6 | 10 | 28000 | 26000 | 92.86% | 1.9 | 0 | 14 |  |  |  |  | R-410A | 2 | Residential & Commercial | VSMSHP | Non-Ducted CEE Tier 2
210410111 | Mini/Multi Split | PERFECTAIRE | HRCU-A-CB-O | 3PAMSHH12-SZO |  | Mini-Splits(Non-Ducted) | 3PAMSCONH12-2 |  | 12000 | 24.2 | 10.7 | 12000 | 11900 | 99.17% | 1.99 | 13.3 | 13.3 |  |  |  |  | R-410A | 1 | Residential & Commercial | VSMSHP | Non-Ducted CEE Tier 2
210410112 | Mini/Multi Split | KARDA | HRCU-A-CB-O | 3KARDA12SZO |  | Mini-Splits(Non-Ducted) | 3KARDA12CON-2 |  | 12000 | 24.2 | 10.7 | 12000 | 11900 | 99.17% | 1.99 | 13.3 | 13.3 |  |  |  |  | R-410A | 1 | Residential & Commercial | VSMSHP | Non-Ducted CEE Tier 2
210410115 | Mini/Multi Split | SEA BREEZE+ | HRCU-A-CB-O | SZ12H424ZMO |  | Mini-Splits(Non-Ducted) | C12H424ZMI |  | 12000 | 25 | 11 | 12000 | 8400 | 70% | 2.38 | 13 | 13 |  |  |  |  | R-410A | 1 | Residential & Commercial | VSMSHP | Non-Ducted CEE Tier 2
210410116 | Mini/Multi Split | SEA BREEZE+ | HRCU-A-CB-O | SZ18H424ZMO |  | Mini-Splits(Non-Ducted) | C18H424ZMI |  | 16000 | 22.4 | 10.4 | 17000 | 12700 | 74.71% | 2.32 | 12.5 | 12.5 |  |  |  |  | R-410A | 1.3333 | Residential & Commercial | VSMSHP | Non-Ducted CEE Tier 2
210410121 | Mini/Multi Split | ACD | HRCU-A-CB-O | CHD09KCH19S-O |  | Mini-Splits(Non-Ducted) | CHD09KCH19S-I |  | 9100 | 19.5 | 8.8 | 10000 | 7400 | 74% | 1.81 | 11.3 | 11.3 |  |  |  |  | R-410A | 0.75833 | Residential & Commercial | VSMSHP
210410122 | Mini/Multi Split | ACD | HRCU-A-CB-O | CHD12KCH17S-O |  | Mini-Splits(Non-Ducted) | CHD12KCH17S-I |  | 12000 | 17.5 | 8.5 | 12000 | 8500 | 70.83% | 1.8 | 8.7 | 8.7 |  |  |  |  | R-410A | 1 | Residential & Commercial | VSMSHP
210434542 | Mini/Multi Split | MDV | HRCU-A-CB-O | MOX230-09HFN1-BS5W |  | Mini-Splits(Non-Ducted) | MSABA-09HRFN1-BT5W-6K |  | 6000 | 21.5 | 9 | 7000 | 6000 | 85.71% | 1.89 | 12.5 | 12.5 |  |  |  |  | R-410A | 0.5 | Residential & Commercial | VSMSHP
210434543 | Mini/Multi Split | MDV | HRCU-A-CB-O | MOX230-12HFN1-BW0W-9K |  | Mini-Splits(Non-Ducted) | MSAG11B-12HRFN1-BU5W-6K |  | 6000 | 23 | 9.8 | 7000 | 6700 | 95.71% | 2.06 | 13.8 | 13.8 |  |  |  |  | R-410A | 0.5 | Residential & Commercial | VSMSHP | Non-Ducted CEE Tier 2
210434544 | Mini/Multi Split | C&H | HRCU-A-CB-O | CH-06OLVWM-115VO |  | Mini-Splits(Non-Ducted) | CH-06OLVWM-115VI |  | 6000 | 23 | 9.8 | 7000 | 6700 | 95.71% | 2.06 | 13.8 | 13.8 |  |  |  |  | R-410A | 0.5 | Residential & Commercial | VSMSHP | Non-Ducted CEE Tier 2
210434545 | Mini/Multi Split | C&H | HRCU-A-CB-O | CH-NY06MIA-115VO |  | Mini-Splits(Non-Ducted) | CH-NY06MIA-115VI |  | 6000 | 21.5 | 9 | 7000 | 6000 | 85.71% | 1.89 | 12.5 | 12.5 |  |  |  |  | R-410A | 0.5 | Residential & Commercial | VSMSHP
210295924 | Mini/Multi Split | GREE | HRCU-A-CB-O | GWH12AGCXD-D3DNA1A/O |  | Mini-Splits(Non-Ducted) | GWH12ACCXD-D3DN***/I |  | 12000 | 24 | 9 | 12000 | 9000 | 75% | 1.85 | 12.5 | 12.5 |  |  |  |  | R-410A | 1 | Residential & Commercial | VSMSHP
210295925 | Mini/Multi Split | GREE | HRCU-A-CB-O | GWH12AGCXD-A3DNA1A/O |  | Mini-Splits(Non-Ducted) | GWH12ACCXD-A3DN***/I |  | 12000 | 24 | 9 | 12000 | 8800 | 73.33% | 1.85 | 12.5 | 12 |  |  |  |  | R-410A | 1 | Residential & Commercial | VSMSHP
210321394 | Mini/Multi Split | GREE | HRCU-A-CB-O | GWH09QCXB-D3DND4B/O |  | Mini-Splits(Non-Ducted) | GWH09ACCXB-D3DN***/I |  | 9100 | 20.5 | 8.8 | 10500 | 8000 | 76.19% | 1.87 | 12.5 | 12.5 |  |  |  |  | R-410A | 0.75833 | Residential & Commercial | VSMSHP
210278958 | Mini/Multi Split | Clearity | HRCU-A-CB-O | MOD30-24HFN1-MU0W |  | Mini-Splits(Non-Ducted) | MSEPD-24HRFN1-MU0W |  | 24000 | 21.5 | 11.4 | 29000 | 25000 | 86.21% | 2.21 | 13 | 13 |  |  |  |  | R-410A | 2 | Residential & Commercial | VSMSHP | Non-Ducted CEE Tier 2
210278961 | Mini/Multi Split | GREE | HRCU-A-CB-O | 4LIV12HP230V1AO |  | Mini-Splits(Non-Ducted) | 4LIV12HP230V1AH |  | 12000 | 17.5 | 8.5 | 12000 | 8500 | 70.83% | 1.8 | 8.7 | 8.7 |  |  |  |  | R-410A | 1 | Residential & Commercial | VSMSHP
210278962 | Mini/Multi Split | GREE | HRCU-A-CB-O | 4LIV12HP115V1AO |  | Mini-Splits(Non-Ducted) | 4LIV12HP115V1AH |  | 12000 | 17.5 | 8.5 | 12000 | 8500 | 70.83% | 1.75 | 8.7 | 8.7 |  |  |  |  | R-410A | 1 | Residential & Commercial | VSMSHP
210278963 | Mini/Multi Split | GREE | HRCU-A-CB-O | 4LIV09HP230V1AO |  | Mini-Splits(Non-Ducted) | 4LIV09HP230V1AH |  | 9100 | 19.5 | 8.8 | 10000 | 7400 | 74% | 1.81 | 11.3 | 11.3 |  |  |  |  | R-410A | 0.75833 | Residential & Commercial | VSMSHP
210278964 | Mini/Multi Split | GREE | HRCU-A-CB-O | 4LIV09HP115V1AO |  | Mini-Splits(Non-Ducted) | 4LIV09HP115V1AH |  | 9100 | 19.5 | 8.6 | 10000 | 7500 | 75% | 1.77 | 11.3 | 11.3 |  |  |  |  | R-410A | 0.75833 | Residential & Commercial | VSMSHP
210278965 | Mini/Multi Split | GREE | HRCU-A-CB-O | 4LIV36HP230V1AO |  | Mini-Splits(Non-Ducted) | 4LIV36HP230V1AH |  | 33600 | 20 | 8.5 | 34600 | 24400 | 70.52% | 1.85 | 10.5 | 10.5 |  |  |  |  | R-410A | 2.8 | Residential & Commercial | VSMSHP
210278966 | Mini/Multi Split | GREE | HRCU-A-CB-O | 3VIR09HP115V1BO |  | Mini-Splits(Non-Ducted) | 3VIR09HP115V1AH |  | 9100 | 27 | 10 | 10000 | 9900 | 99% | 1.87 | 14.55 | 14.55 |  |  |  |  | R-410A | 0.75833 | Residential & Commercial | VSMSHP | Non-Ducted CEE Tier 2
210278967 | Mini/Multi Split | GREE | HRCU-A-CB-O | 3VIR09HP230V1BO |  | Mini-Splits(Non-Ducted) | 3VIR09HP230V1AH |  | 9100 | 25.5 | 10.2 | 10500 | 9100 | 86.67% | 1.86 | 14.7 | 14.7 |  |  |  |  | R-410A | 0.75833 | Residential & Commercial | VSMSHP | Non-Ducted CEE Tier 2
210278969 | Mini/Multi Split | GREE | HRCU-A-CB-O | 4LIV30HP230V1AO |  | Mini-Splits(Non-Ducted) | 4LIV30HP230V1AH |  | 30000 | 20 | 8.5 | 30000 | 23200 | 77.33% | 1.81 | 11.25 | 11.25 |  |  |  |  | R-410A | 2.5 | Residential & Commercial | VSMSHP
210278970 | Mini/Multi Split | GREE | HRCU-A-CB-O | 3VIR12HP230V1BO |  | Mini-Splits(Non-Ducted) | 3VIR12HP230V1AH |  | 12000 | 24 | 9 | 12000 | 9000 | 75% | 1.85 | 12.5 | 12.5 |  |  |  |  | R-410A | 1 | Residential & Commercial | VSMSHP
210278971 | Mini/Multi Split | GREE | HRCU-A-CB-O | 3VIR12HP115V1BO |  | Mini-Splits(Non-Ducted) | 3VIR12HP115V1AH |  | 12000 | 24 | 9 | 12000 | 8800 | 73.33% | 1.85 | 12.5 | 12 |  |  |  |  | R-410A | 1 | Residential & Commercial | VSMSHP
212891961 | Mini/Multi Split | KINGHOME | HRCU-A-CB-O | KW12HQ19SAO |  | Mini-Splits(Non-Ducted) | KW12HQ19SAI |  | 12000 | 17.5 | 8.5 | 12000 | 8500 | 70.83% | 1.75 | 0 | 8.7 |  |  |  |  | R-410A | 1 | Residential & Commercial | VSMSHP
209937038 | Mini/Multi Split | LG | HRCU-A-CB-O | LAU090HSV5 |  | Mini-Splits(Non-Ducted) | LSN090HSV5 |  | 9000 | 23.2 | 10.2 | 10900 | 7700 | 70.64% | 1.8 | 0 | 14.5 |  |  |  |  | R-410A | 0.75 | Residential & Commercial | VSMSHP | Non-Ducted CEE Tier 2
209937047 | Mini/Multi Split | C&H | HRCU-A-CB-O | CH-ES09-230VO |  | Mini-Splits(Non-Ducted) | CH-09MASTWM-230VI |  | 9000 | 25.5 | 12.3 | 10000 | 7500 | 75% | 2.17 | 15 | 15 |  |  |  |  | R-410A | 0.75 | Residential & Commercial | VSMSHP | Non-Ducted CEE Tier 2
209937051 | Mini/Multi Split | C&H | HRCU-A-CB-O | CH-ES12-230VO |  | Mini-Splits(Non-Ducted) | CH-12MMC-230VI |  | 12000 | 25 | 11 | 12000 | 8400 | 70% | 2.38 | 13 | 13 |  |  |  |  | R-410A | 1 | Residential & Commercial | VSMSHP | Non-Ducted CEE Tier 2
209937052 | Mini/Multi Split | C&H | HRCU-A-CB-O | CH-HPR12-230VO |  | Mini-Splits(Non-Ducted) | CH-12MMC-230VI |  | 12000 | 24.2 | 10.7 | 12000 | 11900 | 99.17% | 1.99 | 13.3 | 13.3 |  |  |  |  | R-410A | 1 | Residential & Commercial | VSMSHP | Non-Ducted CEE Tier 2
209937053 | Mini/Multi Split | C&H | HRCU-A-CB-O | CH-ES18-230VO |  | Mini-Splits(Non-Ducted) | CH-16MMC-230VI |  | 16000 | 22.4 | 10.4 | 17000 | 12700 | 74.71% | 2.32 | 12.5 | 12.5 |  |  |  |  | R-410A | 1.3333 | Residential & Commercial | VSMSHP | Non-Ducted CEE Tier 2
209937054 | Mini/Multi Split | C&H | HRCU-A-CB-O | CH-HPR18-230VO |  | Mini-Splits(Non-Ducted) | CH-16MMC-230VI |  | 16000 | 20.2 | 8.9 | 17000 | 16700 | 98.24% | 1.76 | 11 | 11 |  |  |  |  | R-410A | 1.3333 | Residential & Commercial | VSMSHP
209948186 | Mini/Multi Split | CARRIER | HRCU-A-CB-O | 38MARBQ12AA3 |  | Mini-Splits(Non-Ducted) | 40MBFAQ12XA3 |  | 12000 | 24.2 | 10.7 | 12000 | 11900 | 99.17% | 1.99 | 13.3 | 13.3 |  |  |  |  | R-410A | 1 | Residential & Commercial | VSMSHP | Non-Ducted CEE Tier 2
209948187 | Mini/Multi Split | BRYANT | HRCU-A-CB-O | 38MARBQ12AA3 |  | Mini-Splits(Non-Ducted) | 40MBFAQ12XA3 |  | 12000 | 24.2 | 10.7 | 12000 | 11900 | 99.17% | 1.99 | 13.3 | 13.3 |  |  |  |  | R-410A | 1 | Residential & Commercial | VSMSHP | Non-Ducted CEE Tier 2
209948188 | Mini/Multi Split | PAYNE | HRCU-A-CB-O | 38MARBQ12AA3 |  | Mini-Splits(Non-Ducted) | 40MBFAQ12XA3 |  | 12000 | 24.2 | 10.7 | 12000 | 11900 | 99.17% | 1.99 | 13.3 | 13.3 |  |  |  |  | R-410A | 1 | Residential & Commercial | VSMSHP | Non-Ducted CEE Tier 2
209948189 | Mini/Multi Split | Weathermaker | HRCU-A-CB-O | 38MARBQ12AA3 |  | Mini-Splits(Non-Ducted) | 40MBFAQ12XA3 |  | 12000 | 24.2 | 10.7 | 12000 | 11900 | 99.17% | 1.99 | 13.3 | 13.3 |  |  |  |  | R-410A | 1 | Residential & Commercial | VSMSHP | Non-Ducted CEE Tier 2
209948190 | Mini/Multi Split | MIDEA | HRCU-A-CB-O | 38MARBQ12AA3 |  | Mini-Splits(Non-Ducted) | 40MBFAQ12XA3 |  | 12000 | 24.2 | 10.7 | 12000 | 11900 | 99.17% | 1.99 | 13.3 | 13.3 |  |  |  |  | R-410A | 1 | Residential & Commercial | VSMSHP | Non-Ducted CEE Tier 2
209948191 | Mini/Multi Split | ARCOAIRE | HRCU-A-CB-O | DLCSRBH12AAK |  | Mini-Splits(Non-Ducted) | DLFSFBH12XAK |  | 12000 | 24.2 | 10.7 | 12000 | 11900 | 99.17% | 1.99 | 13.3 | 13.3 |  |  |  |  | R-410A | 1 | Residential & Commercial | VSMSHP | Non-Ducted CEE Tier 2
209948192 | Mini/Multi Split | COMFORTMAKER | HRCU-A-CB-O | DLCSRBH12AAK |  | Mini-Splits(Non-Ducted) | DLFSFBH12XAK |  | 12000 | 24.2 | 10.7 | 12000 | 11900 | 99.17% | 1.99 | 13.3 | 13.3 |  |  |  |  | R-410A | 1 | Residential & Commercial | VSMSHP | Non-Ducted CEE Tier 2
209948193 | Mini/Multi Split | DAY & NIGHT | HRCU-A-CB-O | DLCSRBH12AAK |  | Mini-Splits(Non-Ducted) | DLFSFBH12XAK |  | 12000 | 24.2 | 10.7 | 12000 | 11900 | 99.17% | 1.99 | 13.3 | 13.3 |  |  |  |  | R-410A | 1 | Residential & Commercial | VSMSHP | Non-Ducted CEE Tier 2
209948194 | Mini/Multi Split | HEIL | HRCU-A-CB-O | DLCSRBH12AAK |  | Mini-Splits(Non-Ducted) | DLFSFBH12XAK |  | 12000 | 24.2 | 10.7 | 12000 | 11900 | 99.17% | 1.99 | 13.3 | 13.3 |  |  |  |  | R-410A | 1 | Residential & Commercial | VSMSHP | Non-Ducted CEE Tier 2
209948195 | Mini/Multi Split | KEEPRITE | HRCU-A-CB-O | DLCSRBH12AAK |  | Mini-Splits(Non-Ducted) | DLFSFBH12XAK |  | 12000 | 24.2 | 10.7 | 12000 | 11900 | 99.17% | 1.99 | 13.3 | 13.3 |  |  |  |  | R-410A | 1 | Residential & Commercial | VSMSHP | Non-Ducted CEE Tier 2
209948196 | Mini/Multi Split | KENMORE | HRCU-A-CB-O | DLCSRBH12AAK |  | Mini-Splits(Non-Ducted) | DLFSFBH12XAK |  | 12000 | 24.2 | 10.7 | 12000 | 11900 | 99.17% | 1.99 | 13.3 | 13.3 |  |  |  |  | R-410A | 1 | Residential & Commercial | VSMSHP | Non-Ducted CEE Tier 2
209948197 | Mini/Multi Split | MIDEA | HRCU-A-CB-O | DLCSRBH12AAK |  | Mini-Splits(Non-Ducted) | DLFSFBH12XAK |  | 12000 | 24.2 | 10.7 | 12000 | 11900 | 99.17% | 1.99 | 13.3 | 13.3 |  |  |  |  | R-410A | 1 | Residential & Commercial | VSMSHP | Non-Ducted CEE Tier 2
209948198 | Mini/Multi Split | TEMPSTAR | HRCU-A-CB-O | DLCSRBH12AAK |  | Mini-Splits(Non-Ducted) | DLFSFBH12XAK |  | 12000 | 24.2 | 10.7 | 12000 | 11900 | 99.17% | 1.99 | 13.3 | 13.3 |  |  |  |  | R-410A | 1 | Residential & Commercial | VSMSHP | Non-Ducted CEE Tier 2
209948199 | Mini/Multi Split | SMART COMFORT | HRCU-A-CB-O | DLCSRBH12AAK |  | Mini-Splits(Non-Ducted) | DLFSFBH12XAK |  | 12000 | 24.2 | 10.7 | 12000 | 11900 | 99.17% | 1.99 | 13.3 | 13.3 |  |  |  |  | R-410A | 1 | Residential & Commercial | VSMSHP | Non-Ducted CEE Tier 2
209948200 | Mini/Multi Split | AIRQUEST | HRCU-A-CB-O | DLCSRBH12AAK |  | Mini-Splits(Non-Ducted) | DLFSFBH12XAK |  | 12000 | 24.2 | 10.7 | 12000 | 11900 | 99.17% | 1.99 | 13.3 | 13.3 |  |  |  |  | R-410A | 1 | Residential & Commercial | VSMSHP | Non-Ducted CEE Tier 2
209948205 | Mini/Multi Split | AIRDACH | HRCU-A-CB-O | ACSH0924VM2-D |  | Mini-Splits(Non-Ducted) | AIWH0900VM2-D |  | 9000 | 24 | 11.4 | 10000 | 7800 | 78% | 2.18 | 14 | 14 |  |  |  |  | R-410A | 0.75 | Residential & Commercial | VSMSHP | Non-Ducted CEE Tier 2
209948207 | Mini/Multi Split | AIRDACH | HRCU-A-CB-O | ACSH1823VM2-D |  | Mini-Splits(Non-Ducted) | AIWH1800VM2-D |  | 18000 | 23.7 | 10.3 | 18000 | 12600 | 70% | 2.39 | 13.5 | 13.5 |  |  |  |  | R-410A | 1.5 | Residential & Commercial | VSMSHP | Non-Ducted CEE Tier 2
212674037 | Mini/Multi Split | Genie Aire | HRCU-A-CB-O | GA-09HP115V/O |  | Mini-Splits(Non-Ducted) | GA-09HP115V/I |  | 9000 | 21.5 | 9.1 | 10000 | 7000 | 70% | 2.16 | 12.5 | 12.5 |  |  |  |  | R-410A | 0.75 | Residential & Commercial | VSMSHP
212891960 | Mini/Multi Split | KINGHOME | HRCU-A-CB-O | KW09HQ19SAO |  | Mini-Splits(Non-Ducted) | KW09HQ19SAI |  | 9100 | 19.5 | 8.6 | 10000 | 7400 | 74% | 1.81 | 0 | 11.3 |  |  |  |  | R-410A | 0.75833 | Residential & Commercial | VSMSHP
210135400 | Mini/Multi Split | MDV | HRCU-A-CB-O | MOE30U-55HFN1-M-[X](GA) |  | Mini-Splits(Non-Ducted) | MUE-60HRFN1-MW |  | 55000 | 17.3 | 10.2 | 60000 | 56500 | 94.17% | 1.97 | 9 | 9 |  |  |  |  | R-410A | 4.5833 | Residential & Commercial | VSMSHP | Non-Ducted CEE Tier 2
210191032 | Mini/Multi Split | BLUERIDGE | HRCU-A-CB-O | BMY60HHUC |  | Mini-Splits(Non-Ducted) | BM60MFCC |  | 55000 | 17.3 | 10.2 | 60000 | 56500 | 94.17% | 1.97 | 9 | 9 |  |  |  |  | R-410A | 4.5833 | Residential & Commercial | VSMSHP | Non-Ducted CEE Tier 2
210191034 | Mini/Multi Split | CTMorley | HRCU-A-CB-O | MOU-A55LH-2 |  | Mini-Splits(Non-Ducted) | MIU-A60LF-2 |  | 55000 | 17.3 | 10.2 | 60000 | 56500 | 94.17% | 1.97 | 9 | 9 |  |  |  |  | R-410A | 4.5833 | Residential & Commercial | VSMSHP | Non-Ducted CEE Tier 2
210191037 | Mini/Multi Split | FUJITSU | HRCU-A-CB-O | AOUH12LMBH1 |  | Mini-Splits(Non-Ducted) | ASUH12LMAS |  | 12000 | 23 | 11 | 14000 | 10300 | 73.57% | 2.18 | 0 | 12.5 |  |  |  |  | R-410A | 1 | Residential & Commercial | VSMSHP | Non-Ducted CEE Tier 2
210191038 | Mini/Multi Split | FUJITSU | HRCU-A-CB-O | AOUH12LMBS1 |  | Mini-Splits(Non-Ducted) | ASUH12LMAS |  | 12000 | 23 | 11.1 | 14000 | 10300 | 73.57% | 2.36 | 0 | 12.5 |  |  |  |  | R-410A | 1 | Residential & Commercial | VSMSHP | Non-Ducted CEE Tier 2
210082199 | Mini/Multi Split | HAIER | HMSV-A-CB | 3U24EH2HD** |  | Ducted Indoor Units | 0 |  | 21400 | 17 | 9.5 | 26000 | 21000 | 80.77% | 1.85 | 11 | 11 |  |  |  |  | R-410A | 1.7833 | Residential & Commercial | VSMSHP | Ducted CEE Tier 1
210151026 | Mini/Multi Split | HAIER | HMSV-A-CB | 2U20EH2HD** |  | Ducted Indoor Units | 0 |  | 17200 | 16 | 9.8 | 22000 | 18000 | 81.82% | 1.85 | 11 | 11 |  |  |  |  | R-410A | 1.4333 | Residential & Commercial | VSMSHP | Ducted CEE Tier 1
210151027 | Mini/Multi Split | HAIER | HMSV-A-CB | 4U36EH2HD** |  | Ducted Indoor Units | 0 |  | 33000 | 15.7 | 8.7 | 34000 | 24200 | 71.18% | 2 | 8.8 | 8.8 |  |  |  |  | R-410A | 2.75 | Residential & Commercial | VSMSHP
210154190 | Mini/Multi Split | GE Appliances | HMSV-A-CB | ASH220NCDD** |  | Ducted Indoor Units | 0 |  | 17200 | 16 | 9.8 | 22000 | 18000 | 81.82% | 1.85 | 11 | 11 |  |  |  |  | R-410A | 1.4333 | Residential & Commercial | VSMSHP | Ducted CEE Tier 1
210154194 | Mini/Multi Split | GE Appliances | HMSV-A-CB | ASH324NCDD** |  | Ducted Indoor Units | 0 |  | 21400 | 17 | 9.5 | 26000 | 21000 | 80.77% | 1.85 | 11 | 11 |  |  |  |  | R-410A | 1.7833 | Residential & Commercial | VSMSHP | Ducted CEE Tier 1
210154197 | Mini/Multi Split | GE Appliances | HMSV-A-CB | ASH436NCDD** |  | Ducted Indoor Units | 0 |  | 33000 | 15.7 | 8.7 | 34000 | 24200 | 71.18% | 2 | 8.8 | 8.8 |  |  |  |  | R-410A | 2.75 | Residential & Commercial | VSMSHP
210288129 | Mini/Multi Split | CTMorley | HMSV-A-CB | MOU-2A18G-2 |  | Ducted Indoor Units | 0 |  | 18000 | 19 | 9.8 | 19000 | 13300 | 70% | 2 | 12 | 12 |  |  |  |  | R-410A | 1.5 | Residential & Commercial | VSMSHP | Ducted CEE Tier 1
210288141 | Mini/Multi Split | CTMorley | HMSV-A-CB | MOU-2A18H-2 |  | Ducted Indoor Units | 0 |  | 19000 | 19 | 9.3 | 20000 | 19000 | 95% | 1.85 | 11.5 | 12 |  |  |  |  | R-410A | 1.5833 | Residential & Commercial | VSMSHP | Ducted CEE Tier 1
210288144 | Mini/Multi Split | CTMorley | HMSV-A-CB | MOU-3A27H-2 |  | Ducted Indoor Units | 0 |  | 28000 | 20 | 9.5 | 28000 | 25000 | 89.29% | 1.8 | 11.5 | 11.7 |  |  |  |  | R-410A | 2.3333 | Residential & Commercial | VSMSHP | Ducted CEE Tier 1
210288150 | Mini/Multi Split | CTMorley | HMSV-A-CB | MOU-5A48H-2 |  | Ducted Indoor Units | 0 |  | 47000 | 20.9 | 9 | 49000 | 42500 | 86.73% | 2 | 11.4 | 11.7 |  |  |  |  | R-410A | 3.9167 | Residential & Commercial | VSMSHP | Ducted CEE Tier 1
210474672 | Mini/Multi Split | AIRDACH | HMSV-A-CB | AMSH1800VM1-D |  | Ducted Indoor Units | 0 |  | 18000 | 19 | 9.8 | 19000 | 13300 | 70% | 2 | 12 | 12 |  |  |  |  | R-410A | 1.5 | Residential & Commercial | VSMSHP | Ducted CEE Tier 1
210529236 | Mini/Multi Split | LG | HMSV-A-CB | LMU543HV |  | Ducted Indoor Units | 0 |  | 50500 | 18.5 | 9.3 | 58000 | 45000 | 77.59% | 1.97 | 0 | 12.5 |  |  |  |  | R-410A | 4.2083 | Residential & Commercial | VSMSHP | Ducted CEE Tier 1
210540182 | Mini/Multi Split | Mitsubishi Electric | HMSV-A-CB | MXZ-SM36NAM2 |  | Ducted Indoor Units | 0 |  | 36000 | 18.5 | 10 | 41000 | 29000 | 70.73% | 2 | 12.6 | 12 |  |  |  |  | R-410A | 3 | Residential & Commercial | VSMSHP | Ducted CEE Tier 1
210568221 | Mini/Multi Split | Durastar | HMSV-A-CB | DRA5H48M1A |  | Ducted Indoor Units | 0 |  | 47000 | 20.9 | 9 | 49000 | 42500 | 86.73% | 2 | 11.4 | 11.7 |  |  |  |  | R-410A | 3.9167 | Residential & Commercial | VSMSHP | Ducted CEE Tier 1
210568212 | Mini/Multi Split | Durastar | HMSV-A-CB | DRA2H18M1A |  | Ducted Indoor Units | 0 |  | 19000 | 19 | 9.3 | 20000 | 19000 | 95% | 1.85 | 11.5 | 12 |  |  |  |  | R-410A | 1.5833 | Residential & Commercial | VSMSHP | Ducted CEE Tier 1
210568215 | Mini/Multi Split | Durastar | HMSV-A-CB | DRA3H28M1A |  | Ducted Indoor Units | 0 |  | 28000 | 20 | 9.5 | 28000 | 25000 | 89.29% | 1.8 | 11.5 | 11.7 |  |  |  |  | R-410A | 2.3333 | Residential & Commercial | VSMSHP | Ducted CEE Tier 1
210568224 | Mini/Multi Split | Durastar | HMSV-A-CB | DRA5H55M1A |  | Ducted Indoor Units | 0 |  | 55000 | 18.8 | 9.3 | 55000 | 46000 | 83.64% | 1.9 | 10.5 | 10.5 |  |  |  |  | R-410A | 4.5833 | Residential & Commercial | VSMSHP | Ducted CEE Tier 1
210605820 | Mini/Multi Split | Conforto | HMSV-A-CB | MHMZ548DA |  | Ducted Indoor Units | 0 |  | 47000 | 20.9 | 9 | 49000 | 42500 | 86.73% | 2 | 11.4 | 11.7 |  |  |  |  | R-410A | 3.9167 | Residential & Commercial | VSMSHP | Ducted CEE Tier 1
210586152 | Mini/Multi Split | ECO AC | HMSV-A-CB | EMH-2O18BBH |  | Ducted Indoor Units | 0 |  | 19000 | 19 | 9.3 | 20000 | 19000 | 95% | 1.85 | 11.5 | 12 |  |  |  |  | R-410A | 1.5833 | Residential & Commercial | VSMSHP | Ducted CEE Tier 1
210586155 | Mini/Multi Split | ECO AC | HMSV-A-CB | EMH-3O27BBH |  | Ducted Indoor Units | 0 |  | 28000 | 20 | 9.5 | 28000 | 25000 | 89.29% | 1.8 | 11.5 | 11.7 |  |  |  |  | R-410A | 2.3333 | Residential & Commercial | VSMSHP | Ducted CEE Tier 1
210605811 | Mini/Multi Split | Conforto | HMSV-A-CB | MHMZ218DA |  | Ducted Indoor Units | 0 |  | 19000 | 19 | 9.3 | 20000 | 19000 | 95% | 1.85 | 11.5 | 12 |  |  |  |  | R-410A | 1.5833 | Residential & Commercial | VSMSHP | Ducted CEE Tier 1
210605814 | Mini/Multi Split | Conforto | HMSV-A-CB | MHMZ327DA |  | Ducted Indoor Units | 0 |  | 28000 | 20 | 9.5 | 28000 | 25000 | 89.29% | 1.8 | 11.5 | 11.7 |  |  |  |  | R-410A | 2.3333 | Residential & Commercial | VSMSHP | Ducted CEE Tier 1
210644051 | Mini/Multi Split | MDV | HMSV-A-CB | M2OA-18HFN1-M-L |  | Ducted Indoor Units | 0 |  | 18000 | 19 | 9.8 | 19000 | 13300 | 70% | 2 | 12 | 12 |  |  |  |  | R-410A | 1.5 | Residential & Commercial | VSMSHP | Ducted CEE Tier 1
210644054 | Mini/Multi Split | MDV | HMSV-A-CB | M2OI-18HFN1-M-L |  | Ducted Indoor Units | 0 |  | 19000 | 19 | 9.3 | 20000 | 19000 | 95% | 1.85 | 11.5 | 12 |  |  |  |  | R-410A | 1.5833 | Residential & Commercial | VSMSHP | Ducted CEE Tier 1
210655376 | Mini/Multi Split | Relief Sciences | HMSV-A-CB | LANG24OD25-2 |  | Ducted Indoor Units | 0 |  | 18000 | 19 | 9.8 | 19000 | 13300 | 70% | 2 | 12 | 12 |  |  |  |  | R-410A | 1.5 | Residential & Commercial | VSMSHP | Ducted CEE Tier 1
210725102 | Mini/Multi Split | DAIKIN | HMSV-A-CB | 4MXL36WVJU* |  | Ducted Indoor Units | 0 |  | 34400 | 15.9 | 8.1 | 34600 | 33800 | 97.69% | 1.75 | 0 | 9.3 |  |  |  |  | R-410A | 2.8667 | Residential & Commercial | VSMSHP
210799617 | Mini/Multi Split | Cooper&Hunter | HMSV-A-CB | CH-18MES-230VO |  | Ducted Indoor Units | 0 |  | 18000 | 19 | 9.8 | 19000 | 13300 | 70% | 2 | 12 | 12 |  |  |  |  | R-410A | 1.5 | Residential & Commercial | VSMSHP | Ducted CEE Tier 1
210799629 | Mini/Multi Split | Cooper&Hunter | HMSV-A-CB | CH-HPR19M-230VO |  | Ducted Indoor Units | 0 |  | 19000 | 19 | 9.3 | 20000 | 19000 | 95% | 1.85 | 11.5 | 12 |  |  |  |  | R-410A | 1.5833 | Residential & Commercial | VSMSHP | Ducted CEE Tier 1
210799632 | Mini/Multi Split | Cooper&Hunter | HMSV-A-CB | CH-HPR28M-230VO |  | Ducted Indoor Units | 0 |  | 28000 | 20 | 9.5 | 28000 | 25000 | 89.29% | 1.8 | 11.5 | 11.7 |  |  |  |  | R-410A | 2.3333 | Residential & Commercial | VSMSHP | Ducted CEE Tier 1
210799637 | Mini/Multi Split | Cooper&Hunter | HMSV-A-CB | CH-HPR48M-230VO |  | Ducted Indoor Units | 0 |  | 47000 | 20.9 | 9 | 49000 | 42500 | 86.73% | 2 | 11.4 | 11.7 |  |  |  |  | R-410A | 3.9167 | Residential & Commercial | VSMSHP | Ducted CEE Tier 1
212920649 | Mini/Multi Split | Bladex | HMSV-A-CB | B20I-18SPHP1 |  | Ducted Indoor Units | 0 |  | 19000 | 19 | 9.3 | 20000 | 19000 | 95% | 1.85 | 11.5 | 12 |  |  |  |  | R-410A | 1.5833 | Residential & Commercial | VSMSHP | Ducted CEE Tier 1
212920652 | Mini/Multi Split | Bladex | HMSV-A-CB | B30K-27SPHP1 |  | Ducted Indoor Units | 0 |  | 27000 | 19 | 10 | 27000 | 27000 | 100% | 1.8 | 0 | 11.8 |  |  |  |  | R-410A | 2.25 | Residential & Commercial | VSMSHP | Ducted CEE Tier 1
212920657 | Mini/Multi Split | Bladex | HMSV-A-CB | B50G-48SPHP1 |  | Ducted Indoor Units | 0 |  | 47000 | 20.9 | 9 | 49000 | 42500 | 86.73% | 2 | 11.4 | 11.7 |  |  |  |  | R-410A | 3.9167 | Residential & Commercial | VSMSHP | Ducted CEE Tier 1
212920680 | Mini/Multi Split | NOVAIR | HMSV-A-CB | LEA20MZ-2P-35SK-O* |  | Ducted Indoor Units | 0 |  | 19000 | 19 | 9.3 | 20000 | 19000 | 95% | 1.85 | 11.5 | 12 |  |  |  |  | R-410A | 1.5833 | Residential & Commercial | VSMSHP | Ducted CEE Tier 1
210857278 | Mini/Multi Split | DIAMONDAIR | HMSV-A-CB | DF18M2Z2 |  | Ducted Indoor Units | 0 |  | 18000 | 19 | 9.8 | 19000 | 13300 | 70% | 2 | 12 | 12 |  |  |  |  | R-410A | 1.5 | Residential & Commercial | VSMSHP | Ducted CEE Tier 1
212940820 | Mini/Multi Split | CENTURY | HMSV-A-CB | A-VMH18DV-1 |  | Ducted Indoor Units | 0 |  | 19000 | 19 | 9.3 | 20000 | 19000 | 95% | 1.85 | 11.5 | 12 |  |  |  |  | R-410A | 1.5833 | Residential & Commercial | VSMSHP | Ducted CEE Tier 1
212940824 | Mini/Multi Split | CENTURY | HMSV-A-CB | A-VMH28TV-1 |  | Ducted Indoor Units | 0 |  | 28000 | 20 | 9.5 | 28000 | 25000 | 89.29% | 1.8 | 11.5 | 11.7 |  |  |  |  | R-410A | 2.3333 | Residential & Commercial | VSMSHP | Ducted CEE Tier 1
210857363 | Mini/Multi Split | 1HVAC | HMSV-A-CB | ACIQ-55Z-HH-M5B |  | Ducted Indoor Units | 0 |  | 55000 | 18.8 | 9.3 | 55000 | 46000 | 83.64% | 1.9 | 10.5 | 10.5 |  |  |  |  | R-410A | 4.5833 | Residential & Commercial | VSMSHP | Ducted CEE Tier 1
210857366 | Mini/Multi Split | 1HVAC | HMSV-A-CB | ES-18Z-M2B |  | Ducted Indoor Units | 0 |  | 18000 | 19 | 9.8 | 19000 | 13300 | 70% | 2 | 12 | 12 |  |  |  |  | R-410A | 1.5 | Residential & Commercial | VSMSHP | Ducted CEE Tier 1
210857381 | Mini/Multi Split | ACIQ | HMSV-A-CB | ACIQ-55Z-HH-M5B |  | Ducted Indoor Units | 0 |  | 55000 | 18.8 | 9.3 | 55000 | 46000 | 83.64% | 1.9 | 10.5 | 10.5 |  |  |  |  | R-410A | 4.5833 | Residential & Commercial | VSMSHP | Ducted CEE Tier 1
210857384 | Mini/Multi Split | ACIQ | HMSV-A-CB | ES-18Z-M2B |  | Ducted Indoor Units | 0 |  | 18000 | 19 | 9.8 | 19000 | 13300 | 70% | 2 | 12 | 12 |  |  |  |  | R-410A | 1.5 | Residential & Commercial | VSMSHP | Ducted CEE Tier 1
210857399 | Mini/Multi Split | DIYCOOL | HMSV-A-CB | ACIQ-55Z-HH-M5B |  | Ducted Indoor Units | 0 |  | 55000 | 18.8 | 9.3 | 55000 | 46000 | 83.64% | 1.9 | 10.5 | 10.5 |  |  |  |  | R-410A | 4.5833 | Residential & Commercial | VSMSHP | Ducted CEE Tier 1
210857402 | Mini/Multi Split | DIYCOOL | HMSV-A-CB | ES-18Z-M2B |  | Ducted Indoor Units | 0 |  | 18000 | 19 | 9.8 | 19000 | 13300 | 70% | 2 | 12 | 12 |  |  |  |  | R-410A | 1.5 | Residential & Commercial | VSMSHP | Ducted CEE Tier 1
212941756 | Mini/Multi Split | Nutech | HMSV-A-CB | N2OA-18HFN1-M |  | Ducted Indoor Units | 0 |  | 18000 | 19 | 9.8 | 19000 | 13300 | 70% | 2 | 12 | 12 |  |  |  |  | R-410A | 1.5 | Residential & Commercial | VSMSHP | Ducted CEE Tier 1
211016450 | Mini/Multi Split | Mitsubishi Electric | HMSV-A-CB | MXZ-SM36NAMHZ2 |  | Ducted Indoor Units | 0 |  | 36000 | 18.5 | 11 | 42000 | 38500 | 91.67% | 1.86 | 12.6 | 12 |  |  |  |  | R-410A | 3 | Residential & Commercial | VSMSHP | Ducted CEE Tier 1
211016453 | Mini/Multi Split | Mitsubishi Electric | HMSV-A-CB | MXZ-SM42NAMHZ2 |  | Ducted Indoor Units | 0 |  | 42000 | 18 | 10 | 48000 | 44000 | 91.67% | 1.86 | 11 | 10.6 |  |  |  |  | R-410A | 3.5 | Residential & Commercial | VSMSHP | Ducted CEE Tier 1
211016456 | Mini/Multi Split | Mitsubishi Electric | HMSV-A-CB | MXZ-SM48NAM2 |  | Ducted Indoor Units | 0 |  | 48000 | 16 | 8.9 | 50000 | 35400 | 70.8% | 1.96 | 11.3 | 10.5 |  |  |  |  | R-410A | 4 | Residential & Commercial | VSMSHP | Ducted CEE Tier 1
211016459 | Mini/Multi Split | Mitsubishi Electric | HMSV-A-CB | MXZ-SM48NAMHZ2 |  | Ducted Indoor Units | 0 |  | 48000 | 16 | 9.5 | 54000 | 47000 | 87.04% | 1.8 | 11.3 | 10.5 |  |  |  |  | R-410A | 4 | Residential & Commercial | VSMSHP | Ducted CEE Tier 1
211016462 | Mini/Multi Split | Mitsubishi Electric | HMSV-A-CB | MXZ-SM60NAM2 |  | Ducted Indoor Units | 0 |  | 60000 | 17 | 9 | 66000 | 46500 | 70.45% | 1.8 | 11.1 | 10.6 |  |  |  |  | R-410A | 5 | Residential & Commercial | VSMSHP | Ducted CEE Tier 1
211016465 | Mini/Multi Split | Trane / Mitsubishi Electric | HMSV-A-CB | NTXMSM36A142B* |  | Ducted Indoor Units | 0 |  | 36000 | 18.5 | 10 | 41000 | 29000 | 70.73% | 2 | 12.6 | 12 |  |  |  |  | R-410A | 3 | Residential & Commercial | VSMSHP | Ducted CEE Tier 1
211016468 | Mini/Multi Split | Trane / Mitsubishi Electric | HMSV-A-CB | NTXMSH36A142B* |  | Ducted Indoor Units | 0 |  | 36000 | 18.5 | 11 | 42000 | 38500 | 91.67% | 1.86 | 12.6 | 12 |  |  |  |  | R-410A | 3 | Residential & Commercial | VSMSHP | Ducted CEE Tier 1
211016471 | Mini/Multi Split | Trane / Mitsubishi Electric | HMSV-A-CB | NTXMSH42A152B* |  | Ducted Indoor Units | 0 |  | 42000 | 18 | 10 | 48000 | 44000 | 91.67% | 1.86 | 11 | 10.6 |  |  |  |  | R-410A | 3.5 | Residential & Commercial | VSMSHP | Ducted CEE Tier 1
211016473 | Mini/Multi Split | Trane / Mitsubishi Electric | HMSV-A-CB | NTXMSM48A182B* |  | Ducted Indoor Units | 0 |  | 48000 | 16 | 8.9 | 50000 | 35400 | 70.8% | 1.96 | 11.3 | 10.5 |  |  |  |  | R-410A | 4 | Residential & Commercial | VSMSHP | Ducted CEE Tier 1
211016475 | Mini/Multi Split | Trane / Mitsubishi Electric | HMSV-A-CB | NTXMSH48A182B* |  | Ducted Indoor Units | 0 |  | 48000 | 16 | 9.5 | 54000 | 47000 | 87.04% | 1.8 | 11.3 | 10.5 |  |  |  |  | R-410A | 4 | Residential & Commercial | VSMSHP | Ducted CEE Tier 1
211016478 | Mini/Multi Split | Trane / Mitsubishi Electric | HMSV-A-CB | NTXMSM60A182B* |  | Ducted Indoor Units | 0 |  | 60000 | 17 | 9 | 66000 | 46500 | 70.45% | 1.8 | 11.1 | 10.6 |  |  |  |  | R-410A | 5 | Residential & Commercial | VSMSHP | Ducted CEE Tier 1
211044465 | Mini/Multi Split | RHEEM | HMSV-A-CB | RO3HFZ24AJ1H |  | Ducted Indoor Units | 0 |  | 22000 | 17.8 | 9.2 | 25000 | 25600 | 102.4% | 2.06 | 12.1 | 12.1 |  |  |  |  | R-410A | 1.8333 | Residential & Commercial | VSMSHP | Ducted CEE Tier 1
211044466 | Mini/Multi Split | RUUD | HMSV-A-CB | RO3HFZ24AJ1H |  | Ducted Indoor Units | 0 |  | 22000 | 17.8 | 9.2 | 25000 | 25600 | 102.4% | 2.06 | 12.1 | 12.1 |  |  |  |  | R-410A | 1.8333 | Residential & Commercial | VSMSHP | Ducted CEE Tier 1
211044469 | Mini/Multi Split | RHEEM | HMSV-A-CB | RO4HFZ36AJ1H |  | Ducted Indoor Units | 0 |  | 35200 | 18 | 8.7 | 36400 | 36400 | 100% | 2.02 | 12 | 12 |  |  |  |  | R-410A | 2.9333 | Residential & Commercial | VSMSHP | Ducted CEE Tier 1
211044470 | Mini/Multi Split | RUUD | HMSV-A-CB | RO4HFZ36AJ1H |  | Ducted Indoor Units | 0 |  | 35200 | 18 | 8.7 | 36400 | 36400 | 100% | 2.02 | 12 | 12 |  |  |  |  | R-410A | 2.9333 | Residential & Commercial | VSMSHP | Ducted CEE Tier 1
211044461 | Mini/Multi Split | RHEEM | HMSV-A-CB | RO2HFZ18AJ1H |  | Ducted Indoor Units | 0 |  | 18000 | 19 | 9 | 22000 | 22000 | 100% | 1.84 | 12.4 | 12.4 |  |  |  |  | R-410A | 1.5 | Residential & Commercial | VSMSHP | Ducted CEE Tier 1
211044462 | Mini/Multi Split | RUUD | HMSV-A-CB | RO2HFZ18AJ1H |  | Ducted Indoor Units | 0 |  | 18000 | 19 | 9 | 22000 | 22000 | 100% | 1.84 | 12.4 | 12.4 |  |  |  |  | R-410A | 1.5 | Residential & Commercial | VSMSHP | Ducted CEE Tier 1
211253533 | Mini/Multi Split | PERFECTAIRE | HMSV-A-CB | 3PAMS55-HH-MZO5 |  | Ducted Indoor Units | 0 |  | 55000 | 18.8 | 9.3 | 55000 | 46000 | 83.64% | 1.9 | 10.5 | 10.5 |  |  |  |  | R-410A | 4.5833 | Residential & Commercial | VSMSHP | Ducted CEE Tier 1
211289832 | Mini/Multi Split | MDV | HMSV-A-CB | M3OI-28HFN1-M-L |  | Ducted Indoor Units | 0 |  | 28000 | 20 | 9.5 | 28000 | 25000 | 89.29% | 1.8 | 0 | 11.7 |  |  |  |  | R-410A | 2.3333 | Residential & Commercial | VSMSHP | Ducted CEE Tier 1
211306402 | Mini/Multi Split | Mitsutomo | HMSV-A-CB | HO-MD18-AB-Q |  | Ducted Indoor Units | 0 |  | 19000 | 19 | 9.3 | 20000 | 19000 | 95% | 1.85 | 11.5 | 12 |  |  |  |  | R-410A | 1.5833 | Residential & Commercial | VSMSHP | Ducted CEE Tier 1
211306405 | Mini/Multi Split | Mitsutomo | HMSV-A-CB | HO-MT28-AB-Q |  | Ducted Indoor Units | 0 |  | 28000 | 20 | 9.5 | 28000 | 25000 | 89.29% | 1.8 | 11.5 | 11.7 |  |  |  |  | R-410A | 2.3333 | Residential & Commercial | VSMSHP | Ducted CEE Tier 1
211306411 | Mini/Multi Split | Mitsutomo | HMSV-A-CB | HO-MP48-AB-Q |  | Ducted Indoor Units | 0 |  | 47000 | 20.9 | 9 | 49000 | 42500 | 86.73% | 2 | 11.4 | 11.7 |  |  |  |  | R-410A | 3.9167 | Residential & Commercial | VSMSHP | Ducted CEE Tier 1
211306414 | Mini/Multi Split | Mitsutomo | HMSV-A-CB | HO-MP55-AB-Q |  | Ducted Indoor Units | 0 |  | 55000 | 18.8 | 9.3 | 55000 | 46000 | 83.64% | 1.9 | 10.5 | 10.5 |  |  |  |  | R-410A | 4.5833 | Residential & Commercial | VSMSHP | Ducted CEE Tier 1
213248829 | Mini/Multi Split | Mitsubishi Electric | HMSV-A-CB | MXZ-SM36NAMHZ*** |  | Ducted Indoor Units | 0 |  | 36000 | 15.6 | 9.9 | 42000 | 42000 | 100% | 1.8 | 0 | 11.3 |  |  |  |  | R-410A | 3 | Residential & Commercial | VSMSHP | Ducted CEE Tier 1
213248832 | Mini/Multi Split | Mitsubishi Electric | HMSV-A-CB | MXZ-SM42NAMHZ*** |  | Ducted Indoor Units | 0 |  | 42000 | 16.2 | 9.1 | 48000 | 48000 | 100% | 1.76 | 0 | 10.6 |  |  |  |  | R-410A | 3.5 | Residential & Commercial | VSMSHP | Ducted CEE Tier 1
213082088 | Mini/Multi Split | DIAL | HMSV-A-CB | MZME18WW2P230BAJ |  | Ducted Indoor Units | 0 |  | 18000 | 19 | 9.4 | 20200 | 18000 | 89.11% | 1.84 | 11.5 | 11.5 |  |  |  |  | R-410A | 1.5 | Residential & Commercial | VSMSHP | Ducted CEE Tier 1
213248843 | Mini/Multi Split | Mitsubishi Electric | HMSV-A-CB | MXZ-SM60NAM*** |  | Ducted Indoor Units | 0 |  | 60000 | 15.5 | 8.6 | 66000 | 57000 | 86.36% | 1.8 | 0 | 10.4 |  |  |  |  | R-410A | 5 | Residential & Commercial | VSMSHP | Ducted CEE Tier 1
213248938 | Mini/Multi Split | Mitsubishi Electric | HMSV-A-CB | MXZ-SM36NAM2*** |  | Ducted Indoor Units | 0 |  | 36000 | 15.6 | 8.6 | 41000 | 29000 | 70.73% | 2 | 0 | 11.3 |  |  |  |  | R-410A | 3 | Residential & Commercial | VSMSHP | Ducted CEE Tier 1
213248939 | Mini/Multi Split | Mitsubishi Electric | HMSV-A-CB | MXZ-SM36NAMHZ2*** |  | Ducted Indoor Units | 0 |  | 36000 | 15.6 | 9.9 | 42000 | 38500 | 91.67% | 1.8 | 0 | 11.3 |  |  |  |  | R-410A | 3 | Residential & Commercial | VSMSHP | Ducted CEE Tier 1
213248940 | Mini/Multi Split | Mitsubishi Electric | HMSV-A-CB | MXZ-SM42NAMHZ2*** |  | Ducted Indoor Units | 0 |  | 42000 | 16.2 | 9.1 | 48000 | 44000 | 91.67% | 1.76 | 0 | 10.6 |  |  |  |  | R-410A | 3.5 | Residential & Commercial | VSMSHP | Ducted CEE Tier 1
213248941 | Mini/Multi Split | Mitsubishi Electric | HMSV-A-CB | MXZ-SM60NAM2*** |  | Ducted Indoor Units | 0 |  | 60000 | 15.5 | 8.6 | 66000 | 46500 | 70.45% | 1.8 | 0 | 10.4 |  |  |  |  | R-410A | 5 | Residential & Commercial | VSMSHP | Ducted CEE Tier 1
213248945 | Mini/Multi Split | Trane / Mitsubishi Electric | HMSV-A-CB | NTXMSH36A142A** |  | Ducted Indoor Units | 0 |  | 36000 | 15.6 | 9.9 | 42000 | 42000 | 100% | 1.8 | 0 | 11.3 |  |  |  |  | R-410A | 3 | Residential & Commercial | VSMSHP | Ducted CEE Tier 1
213248948 | Mini/Multi Split | Trane / Mitsubishi Electric | HMSV-A-CB | NTXMSH42A152A** |  | Ducted Indoor Units | 0 |  | 42000 | 16.2 | 9.1 | 48000 | 48000 | 100% | 1.76 | 0 | 10.6 |  |  |  |  | R-410A | 3.5 | Residential & Commercial | VSMSHP | Ducted CEE Tier 1
213248959 | Mini/Multi Split | Trane / Mitsubishi Electric | HMSV-A-CB | NTXMSM60A182A** |  | Ducted Indoor Units | 0 |  | 60000 | 15.5 | 8.6 | 66000 | 57000 | 86.36% | 1.8 | 0 | 10.4 |  |  |  |  | R-410A | 5 | Residential & Commercial | VSMSHP | Ducted CEE Tier 1
213248968 | Mini/Multi Split | Mitsubishi Electric | HMSV-A-CB | PUMY-HP36NKMU1*** |  | Ducted Indoor Units | 0 |  | 36000 | 15.6 | 9.9 | 42000 | 42000 | 100% | 1.8 | 0 | 11.3 |  |  |  |  | R-410A | 3 | Residential & Commercial | VSMSHP | Ducted CEE Tier 1
213248969 | Mini/Multi Split | Mitsubishi Electric | HMSV-A-CB | PUMY-HP36NKMU2*** |  | Ducted Indoor Units | 0 |  | 36000 | 15.6 | 9.9 | 42000 | 38500 | 91.67% | 1.8 | 0 | 11.3 |  |  |  |  | R-410A | 3 | Residential & Commercial | VSMSHP | Ducted CEE Tier 1
213248970 | Mini/Multi Split | Mitsubishi Electric | HMSV-A-CB | PUMY-HP42NKMU2*** |  | Ducted Indoor Units | 0 |  | 42000 | 16.2 | 9.1 | 48000 | 44000 | 91.67% | 1.76 | 0 | 10.6 |  |  |  |  | R-410A | 3.5 | Residential & Commercial | VSMSHP | Ducted CEE Tier 1
213248974 | Mini/Multi Split | Mitsubishi Electric | HMSV-A-CB | PUMY-P36NKMU4*** |  | Ducted Indoor Units | 0 |  | 36000 | 15.6 | 8.6 | 41000 | 29000 | 70.73% | 2 | 0 | 11.3 |  |  |  |  | R-410A | 3 | Residential & Commercial | VSMSHP | Ducted CEE Tier 1
213248977 | Mini/Multi Split | Mitsubishi Electric | HMSV-A-CB | PUMY-P60NKMU3*** |  | Ducted Indoor Units | 0 |  | 60000 | 15.5 | 8.6 | 66000 | 57000 | 86.36% | 1.8 | 0 | 10.4 |  |  |  |  | R-410A | 5 | Residential & Commercial | VSMSHP | Ducted CEE Tier 1
213248978 | Mini/Multi Split | Mitsubishi Electric | HMSV-A-CB | PUMY-P60NKMU4*** |  | Ducted Indoor Units | 0 |  | 60000 | 15.5 | 8.6 | 66000 | 46500 | 70.45% | 1.8 | 0 | 10.4 |  |  |  |  | R-410A | 5 | Residential & Commercial | VSMSHP | Ducted CEE Tier 1
213248979 | Mini/Multi Split | Trane / Mitsubishi Electric | HMSV-A-CB | NTXMSM36A142B** |  | Ducted Indoor Units | 0 |  | 36000 | 15.6 | 8.6 | 41000 | 29000 | 70.73% | 2 | 0 | 11.3 |  |  |  |  | R-410A | 3 | Residential & Commercial | VSMSHP | Ducted CEE Tier 1
213248980 | Mini/Multi Split | Trane / Mitsubishi Electric | HMSV-A-CB | NTXMSH36A142B** |  | Ducted Indoor Units | 0 |  | 36000 | 15.6 | 9.9 | 42000 | 38500 | 91.67% | 1.8 | 0 | 11.3 |  |  |  |  | R-410A | 3 | Residential & Commercial | VSMSHP | Ducted CEE Tier 1
213257497 | Mini/Multi Split | MDV | HMSV-A-CB | M2OA-18HFN1-M** |  | Ducted Indoor Units | 0 |  | 18000 | 19 | 9.8 | 19000 | 13300 | 70% | 2 | 0 | 12 |  |  |  |  | R-410A | 1.5 | Residential & Commercial | VSMSHP | Ducted CEE Tier 1
213088007 | Mini/Multi Split | ECO AC | HMSV-A-CB | EMH-5O48BBH |  | Ducted Indoor Units | 0 |  | 47000 | 20.9 | 9 | 49000 | 42500 | 86.73% | 2 | 11.4 | 11.7 |  |  |  |  | R-410A | 3.9167 | Residential & Commercial | VSMSHP | Ducted CEE Tier 1
211698444 | Mini/Multi Split | GREE | HMSV-A-CB | GMV-V60WL/C-T(U) |  | Ducted Indoor Units | 0 |  | 60000 | 17 | 8.3 | 60000 | 42000 | 70% | 1.9 | 0 | 9 |  |  |  |  | R-410A | 5 | Residential & Commercial | VSMSHP
211698445 | Mini/Multi Split | GREE | HMSV-A-CB | GMV-V48WL/C-T(U) |  | Ducted Indoor Units | 0 |  | 48000 | 17.1 | 8.55 | 48000 | 33600 | 70% | 2 | 0 | 10.5 |  |  |  |  | R-410A | 4 | Residential & Commercial | VSMSHP | Ducted CEE Tier 1
211698446 | Mini/Multi Split | GREE | HMSV-A-CB | GMV-V36WL/C-T(U) |  | Ducted Indoor Units | 0 |  | 36000 | 18.5 | 8.7 | 36000 | 25200 | 70% | 2.2 | 0 | 11.5 |  |  |  |  | R-410A | 3 | Residential & Commercial | VSMSHP | Ducted CEE Tier 1
211726666 | Mini/Multi Split | Star Air Kontrol | HMSV-A-CB | SAK-18-21MUZ/220(OUT)* |  | Ducted Indoor Units | 0 |  | 18000 | 19 | 9.8 | 19000 | 13300 | 70% | 2 | 12 | 12 |  |  |  |  | R-410A | 1.5 | Residential & Commercial | VSMSHP | Ducted CEE Tier 1
211756557 | Mini/Multi Split | LPS Legacy | HMSV-A-CB | DLCMRBH18BAK |  | Ducted Indoor Units | 0 |  | 18000 | 19 | 9.8 | 19000 | 13300 | 70% | 2 | 12 | 12 |  |  |  |  | R-410A | 1.5 | Residential & Commercial | VSMSHP | Ducted CEE Tier 1
211756576 | Mini/Multi Split | LPS Legacy | HMSV-A-CB | DLCMHBH48EAK |  | Ducted Indoor Units | 0 |  | 47000 | 20.9 | 9 | 49000 | 42500 | 86.73% | 2 | 11.4 | 11.7 |  |  |  |  | R-410A | 3.9167 | Residential & Commercial | VSMSHP | Ducted CEE Tier 1
211756555 | Mini/Multi Split | LPS Legacy | HMSV-A-CB | DLCMHBH24CAK |  | Ducted Indoor Units | 0 |  | 24000 | 21.3 | 9.7 | 24000 | 18000 | 75% | 1.9 | 12.5 | 12.5 |  |  |  |  | R-410A | 2 | Residential & Commercial | VSMSHP | Ducted CEE Tier 1
211793561 | Mini/Multi Split | KADEN | HMSV-A-CB | KO-PS218HP-2AAMA |  | Ducted Indoor Units | 0 |  | 18000 | 19 | 9.8 | 19000 | 13300 | 70% | 2 | 12 | 12 |  |  |  |  | R-410A | 1.5 | Residential & Commercial | VSMSHP | Ducted CEE Tier 1
211911389 | Mini/Multi Split | DUOHOME | HMSV-A-CB | D2OA-18HFN1-M |  | Ducted Indoor Units | 0 |  | 18000 | 19 | 9.8 | 19000 | 13300 | 70% | 2 | 12 | 12 |  |  |  |  | R-410A | 1.5 | Residential & Commercial | VSMSHP | Ducted CEE Tier 1
211991187 | Mini/Multi Split | PREMIUM LEVELLA | HMSV-A-CB | PIAWMZ188800B |  | Ducted Indoor Units | 0 |  | 18000 | 19 | 9.8 | 19000 | 13300 | 70% | 2 | 12 | 12 |  |  |  |  | R-410A | 1.5 | Residential & Commercial | VSMSHP | Ducted CEE Tier 1
211994918 | Mini/Multi Split | Daizuki | HMSV-A-CB | DXFM-1823-2Z |  | Ducted Indoor Units | 0 |  | 18000 | 19 | 9.8 | 19000 | 13300 | 70% | 2 | 12 | 12 |  |  |  |  | R-410A | 1.5 | Residential & Commercial | VSMSHP | Ducted CEE Tier 1
212316086 | Mini/Multi Split | PolarWave | HMSV-A-CB | ACIQ-18Z-HH-M2B |  | Ducted Indoor Units | 0 |  | 19000 | 19 | 9.3 | 20000 | 19000 | 95% | 1.85 | 11.5 | 12 |  |  |  |  | R-410A | 1.5833 | Residential & Commercial | VSMSHP | Ducted CEE Tier 1
212316095 | Mini/Multi Split | PolarWave | HMSV-A-CB | ACIQ-48Z-HH-M5B |  | Ducted Indoor Units | 0 |  | 47000 | 20.9 | 9 | 49000 | 42500 | 86.73% | 2 | 11.4 | 11.7 |  |  |  |  | R-410A | 3.9167 | Residential & Commercial | VSMSHP | Ducted CEE Tier 1
212316089 | Mini/Multi Split | PolarWave | HMSV-A-CB | ACIQ-27Z-HH-M3B |  | Ducted Indoor Units | 0 |  | 28000 | 20 | 9.5 | 28000 | 25000 | 89.29% | 1.8 | 11.5 | 11.7 |  |  |  |  | R-410A | 2.3333 | Residential & Commercial | VSMSHP | Ducted CEE Tier 1
212316121 | Mini/Multi Split | PolarWave | HMSV-A-CB | ES-18Z-M2B |  | Ducted Indoor Units | 0 |  | 18000 | 19 | 9.8 | 19000 | 13300 | 70% | 2 | 12 | 12 |  |  |  |  | R-410A | 1.5 | Residential & Commercial | VSMSHP | Ducted CEE Tier 1
212316172 | Mini/Multi Split | STEALTH | HMSV-A-CB | ACIQ-18Z-HH-M2B |  | Ducted Indoor Units | 0 |  | 19000 | 19 | 9.3 | 20000 | 19000 | 95% | 1.85 | 11.5 | 12 |  |  |  |  | R-410A | 1.5833 | Residential & Commercial | VSMSHP | Ducted CEE Tier 1
212316181 | Mini/Multi Split | STEALTH | HMSV-A-CB | ACIQ-48Z-HH-M5B |  | Ducted Indoor Units | 0 |  | 47000 | 20.9 | 9 | 49000 | 42500 | 86.73% | 2 | 11.4 | 11.7 |  |  |  |  | R-410A | 3.9167 | Residential & Commercial | VSMSHP | Ducted CEE Tier 1
212316175 | Mini/Multi Split | STEALTH | HMSV-A-CB | ACIQ-27Z-HH-M3B |  | Ducted Indoor Units | 0 |  | 28000 | 20 | 9.5 | 28000 | 25000 | 89.29% | 1.8 | 11.5 | 11.7 |  |  |  |  | R-410A | 2.3333 | Residential & Commercial | VSMSHP | Ducted CEE Tier 1
212316204 | Mini/Multi Split | STEALTH | HMSV-A-CB | ACIQ-55Z-HH-M5B |  | Ducted Indoor Units | 0 |  | 55000 | 18.8 | 9.3 | 55000 | 46000 | 83.64% | 1.9 | 10.5 | 10.5 |  |  |  |  | R-410A | 4.5833 | Residential & Commercial | VSMSHP | Ducted CEE Tier 1
212316207 | Mini/Multi Split | STEALTH | HMSV-A-CB | ES-18Z-M2B |  | Ducted Indoor Units | 0 |  | 18000 | 19 | 9.8 | 19000 | 13300 | 70% | 2 | 12 | 12 |  |  |  |  | R-410A | 1.5 | Residential & Commercial | VSMSHP | Ducted CEE Tier 1
212360145 | Mini/Multi Split | KANIONco | HMSV-A-CB | KWSMO-18R410AIHH |  | Ducted Indoor Units | 0 |  | 18000 | 19 | 9.8 | 19000 | 13300 | 70% | 2 | 12 | 12 |  |  |  |  | R-410A | 1.5 | Residential & Commercial | VSMSHP | Ducted CEE Tier 1
212360179 | Mini/Multi Split | BLUERIDGE | HMSV-A-CB | BMM27HH2C |  | Ducted Indoor Units | 0 |  | 27000 | 19 | 10 | 27000 | 27000 | 100% | 1.8 | 0 | 11.8 |  |  |  |  | R-410A | 2.25 | Residential & Commercial | VSMSHP | Ducted CEE Tier 1
212365443 | Mini/Multi Split | Custom Comfort | HMSV-A-CB | CCOXHAMZ555HP |  | Ducted Indoor Units | 0 |  | 55000 | 18.8 | 9.3 | 55000 | 46000 | 83.64% | 1.9 | 10.5 | 10.5 |  |  |  |  | R-410A | 4.5833 | Residential & Commercial | VSMSHP | Ducted CEE Tier 1
212360174 | Mini/Multi Split | MDV | HMSV-A-CB | M3OK-27HFN1-M |  | Ducted Indoor Units | 0 |  | 27000 | 19 | 10 | 27000 | 27000 | 100% | 1.8 | 0 | 11.8 |  |  |  |  | R-410A | 2.25 | Residential & Commercial | VSMSHP | Ducted CEE Tier 1
212360175 | Mini/Multi Split | MDV | HMSV-A-CB | M3OK-27HFN1-M* |  | Ducted Indoor Units | 0 |  | 27000 | 19 | 10 | 27000 | 27000 | 100% | 1.8 | 0 | 11.8 |  |  |  |  | R-410A | 2.25 | Residential & Commercial | VSMSHP | Ducted CEE Tier 1
212365434 | Mini/Multi Split | Custom Comfort | HMSV-A-CB | CCOXHAMZ218HP |  | Ducted Indoor Units | 0 |  | 19000 | 19 | 9.3 | 20000 | 19000 | 95% | 1.85 | 11.5 | 12 |  |  |  |  | R-410A | 1.5833 | Residential & Commercial | VSMSHP | Ducted CEE Tier 1
213479399 | Mini/Multi Split | TEMP SHIFT | HMSV-A-CB | TSM5OG48HFN1M[X] |  | Ducted Indoor Units | 0 |  | 47000 | 20.9 | 9 | 49000 | 42500 | 86.73% | 2 | 11.4 | 11.7 |  |  |  |  | R-410A | 3.9167 | Residential & Commercial | VSMSHP | Ducted CEE Tier 1
213307863 | Mini/Multi Split | NG Trade | HMSV-A-CB | MOBMH180C |  | Ducted Indoor Units | 0 |  | 18000 | 19 | 9.8 | 19000 | 13300 | 70% | 2 | 12 | 12 |  |  |  |  | R-410A | 1.5 | Residential & Commercial | VSMSHP | Ducted CEE Tier 1
213307894 | Mini/Multi Split | Bladex | HMSV-A-CB | B40XS-36SPHP1 |  | Ducted Indoor Units | 0 |  | 36000 | 19.4 | 10 | 36000 | 36000 | 100% | 1.9 | 0 | 12 |  |  |  |  | R-410A | 3 | Residential & Commercial | VSMSHP | Ducted CEE Tier 1
215746006 | Mini/Multi Split | Custom Comfort | HMSV-A-CB | CCOXHBMZ318HP |  | Ducted Indoor Units | 0 |  | 19000 | 20 | 10 | 20000 | 18000 | 90% | 2 | 0 | 13 |  |  |  |  | R-454B | 1.5833 | Residential & Commercial | VSMSHP | Ducted CEE Tier 1
213307916 | Mini/Multi Split | ECO-AIR | HMSV-A-CB | M4OX630-36HFN1-M1X |  | Ducted Indoor Units | 0 |  | 36000 | 19.4 | 10 | 36000 | 36000 | 100% | 1.9 | 0 | 12 |  |  |  |  | R-410A | 3 | Residential & Commercial | VSMSHP | Ducted CEE Tier 1
213307897 | Mini/Multi Split | Wells | HMSV-A-CB | WMCA-36HFMO |  | Ducted Indoor Units | 0 |  | 36000 | 19.4 | 10 | 36000 | 36000 | 100% | 1.9 | 0 | 12 |  |  |  |  | R-410A | 3 | Residential & Commercial | VSMSHP | Ducted CEE Tier 1
213363377 | Mini/Multi Split | BLUERIDGE | HMSV-A-CB | BMM36HH2C |  | Ducted Indoor Units | 0 |  | 36000 | 19.4 | 10 | 36000 | 36000 | 100% | 1.9 | 0 | 12 |  |  |  |  | R-410A | 3 | Residential & Commercial | VSMSHP | Ducted CEE Tier 1
215735321 | Mini/Multi Split | SENVILLE | HMSV-A-CB | SENA-48HF-MOA |  | Ducted Indoor Units | 0 |  | 47000 | 20.4 | 11 | 48000 | 48000 | 100% | 2 | 0 | 11.7 |  |  |  |  | R-454B | 3.9167 | Residential & Commercial | VSMSHP | Ducted CEE Tier 1
215735324 | Mini/Multi Split | SENVILLE | HMSV-A-CB | SENA-55HF-MOA |  | Ducted Indoor Units | 0 |  | 53000 | 20 | 10.7 | 55000 | 48000 | 87.27% | 2.1 | 0 | 11.7 |  |  |  |  | R-454B | 4.4167 | Residential & Commercial | VSMSHP | Ducted CEE Tier 1
215735341 | Mini/Multi Split | HISENSE | HMSV-A-CB | AMW5-42U3TQA |  | Ducted Indoor Units | 0 |  | 42000 | 18 | 8.8 | 45000 | 34000 | 75.56% | 1.83 | 0 | 11.35 |  |  |  |  | R-454B | 3.5 | Residential & Commercial | VSMSHP | Ducted CEE Tier 1
215735344 | Mini/Multi Split | HISENSE | HMSV-A-CB | AMW4-36U3TQA |  | Ducted Indoor Units | 0 |  | 36000 | 19 | 9 | 36000 | 32400 | 90% | 1.83 | 0 | 12.85 |  |  |  |  | R-454B | 3 | Residential & Commercial | VSMSHP | Ducted CEE Tier 1
213350253 | Mini/Multi Split | TOSHIBA CARRIER | HMSV-A-CB | MCY-MAP0367HS-UL* |  | Ducted Indoor Units | 0 |  | 36000 | 20.1 | 10.9 | 40000 | 28200 | 70.5% | 2.7 | 0 | 12.1 |  |  |  |  | R-410A | 3 | Residential & Commercial | VSMSHP | Ducted CEE Tier 1
213350254 | Mini/Multi Split | TOSHIBA CARRIER | HMSV-A-CB | MCY-MAP0487HS-UL* |  | Ducted Indoor Units | 0 |  | 48000 | 17.9 | 10 | 54000 | 39000 | 72.22% | 2.5 | 0 | 11.7 |  |  |  |  | R-410A | 4 | Residential & Commercial | VSMSHP | Ducted CEE Tier 1
213350263 | Mini/Multi Split | DIAL | HMSV-A-CB | MZME24WW3P230BBJ |  | Ducted Indoor Units | 0 |  | 24000 | 21 | 8.6 | 24600 | 24000 | 97.56% | 1.84 | 12.1 | 12.1 |  |  |  |  | R-410A | 2 | Residential & Commercial | VSMSHP | Ducted CEE Tier 1
213350264 | Mini/Multi Split | DIAL | HMSV-A-CB | MZME36WW4P230BAJ |  | Ducted Indoor Units | 0 |  | 32000 | 19.5 | 8.9 | 37600 | 36000 | 95.74% | 1.84 | 12 | 12 |  |  |  |  | R-410A | 2.6667 | Residential & Commercial | VSMSHP | Ducted CEE Tier 1
213353371 | Mini/Multi Split | SAMSUNG | HMSV-A-CB | AJ020CXS3CH |  | Ducted Indoor Units | 0 |  | 21000 | 20.5 | 9.5 | 22000 | 22000 | 100% | 1.83 | 0 | 13.45 |  |  |  |  | R-410A | 1.75 | Residential & Commercial | VSMSHP | Ducted CEE Tier 1
213353372 | Mini/Multi Split | SAMSUNG | HMSV-A-CB | AJ024CXS4CH |  | Ducted Indoor Units | 0 |  | 25000 | 20 | 9.5 | 25000 | 25000 | 100% | 1.82 | 0 | 13.5 |  |  |  |  | R-410A | 2.0833 | Residential & Commercial | VSMSHP | Ducted CEE Tier 1
213353373 | Mini/Multi Split | SAMSUNG | HMSV-A-CB | AJ030CXS4CH |  | Ducted Indoor Units | 0 |  | 28400 | 20 | 9.5 | 28600 | 28600 | 100% | 1.81 | 0 | 13 |  |  |  |  | R-410A | 2.3667 | Residential & Commercial | VSMSHP | Ducted CEE Tier 1
213479390 | Mini/Multi Split | TEMP SHIFT | HMSV-A-CB | TSM2OI18HFN1M |  | Ducted Indoor Units | 0 |  | 19000 | 19 | 9.3 | 20000 | 19000 | 95% | 1.85 | 11.5 | 12 |  |  |  |  | R-410A | 1.5833 | Residential & Commercial | VSMSHP | Ducted CEE Tier 1
213479411 | Mini/Multi Split | CanAir | HMSV-A-CB | C28MC218H22 |  | Ducted Indoor Units | 0 |  | 19000 | 19 | 9.3 | 20000 | 19000 | 95% | 1.85 | 11.5 | 12 |  |  |  |  | R-410A | 1.5833 | Residential & Commercial | VSMSHP | Ducted CEE Tier 1
213479393 | Mini/Multi Split | TEMP SHIFT | HMSV-A-CB | TSM3OK27HFN1M |  | Ducted Indoor Units | 0 |  | 27000 | 19 | 10 | 27000 | 27000 | 100% | 1.8 | 0 | 11.8 |  |  |  |  | R-410A | 2.25 | Residential & Commercial | VSMSHP | Ducted CEE Tier 1
213479396 | Mini/Multi Split | TEMP SHIFT | HMSV-A-CB | TSM4OX63036HFN1M1X |  | Ducted Indoor Units | 0 |  | 36000 | 19.4 | 10 | 36000 | 36000 | 100% | 1.9 | 0 | 12 |  |  |  |  | R-410A | 3 | Residential & Commercial | VSMSHP | Ducted CEE Tier 1
213479405 | Mini/Multi Split | CanAir | HMSV-A-CB | C28MC328H21 |  | Ducted Indoor Units | 0 |  | 28000 | 20 | 9.5 | 28000 | 25000 | 89.29% | 1.8 | 11.5 | 11.7 |  |  |  |  | R-410A | 2.3333 | Residential & Commercial | VSMSHP | Ducted CEE Tier 1
213732651 | Mini/Multi Split | SENVILLE | HMSV-A-CB | SENA-18HF-MOB |  | Ducted Indoor Units | 0 |  | 19000 | 19 | 9.3 | 20000 | 19000 | 95% | 1.85 | 11.5 | 12 |  |  |  |  | R-410A | 1.5833 | Residential & Commercial | VSMSHP | Ducted CEE Tier 1
213732669 | Mini/Multi Split | ZERO | HMSV-A-CB | Z5SOV-48HDM-US |  | Ducted Indoor Units | 0 |  | 47000 | 20.9 | 9 | 49000 | 42500 | 86.73% | 2 | 11.4 | 11.7 |  |  |  |  | R-410A | 3.9167 | Residential & Commercial | VSMSHP | Ducted CEE Tier 1
205967238 | Mini/Multi Split | LG | HMSR-A-CB | ARUM036GSS5 |  | Ducted Indoor Units | 0 |  | 36000 | 17 | 10.1 | 43500 | 48000 | 110.3% | 1.83 | 13 | 13 |  |  |  |  | R-410A | 3 | Residential & Commercial | VSMSHP | Ducted CEE Tier 1
213732654 | Mini/Multi Split | SENVILLE | HMSV-A-CB | SENA-28HF-MOB |  | Ducted Indoor Units | 0 |  | 28000 | 20 | 9.5 | 28000 | 25000 | 89.29% | 1.8 | 11.5 | 11.7 |  |  |  |  | R-410A | 2.3333 | Residential & Commercial | VSMSHP | Ducted CEE Tier 1
213732657 | Mini/Multi Split | SENVILLE | HMSV-A-CB | SENA-36HF-MOB |  | Ducted Indoor Units | 0 |  | 36000 | 19.4 | 10 | 36000 | 36000 | 100% | 1.9 | 0 | 12 |  |  |  |  | R-410A | 3 | Residential & Commercial | VSMSHP | Ducted CEE Tier 1
213927614 | Mini/Multi Split | QUEBEC VAIR | HMSV-A-CB | NE-T53-MULTI28E |  | Ducted Indoor Units | 0 |  | 28000 | 20 | 9.5 | 28000 | 25000 | 89.29% | 1.8 | 11.5 | 11.7 |  |  |  |  | R-410A | 2.3333 | Residential & Commercial | VSMSHP | Ducted CEE Tier 1
213927620 | Mini/Multi Split | MAXI AIR | HMSV-A-CB | NE-T53-MULTI28E |  | Ducted Indoor Units | 0 |  | 28000 | 20 | 9.5 | 28000 | 25000 | 89.29% | 1.8 | 11.5 | 11.7 |  |  |  |  | R-410A | 2.3333 | Residential & Commercial | VSMSHP | Ducted CEE Tier 1
207641256 | Mini/Multi Split | MDV | HMSV-A-CB | M2OI-18HFN1-M* |  | Ducted Indoor Units | 0 |  | 19000 | 19 | 9.3 | 20000 | 19000 | 95% | 1.85 | 11.5 | 12 |  |  |  |  | R-410A | 1.5833 | Residential & Commercial | VSMSHP | Ducted CEE Tier 1
214065609 | Mini/Multi Split | Bladex | HMSV-A-CB | B30I-28SPHP1 |  | Ducted Indoor Units | 0 |  | 28000 | 20 | 9.5 | 28000 | 25000 | 89.29% | 1.8 | 11.5 | 11.7 |  |  |  |  | R-410A | 2.3333 | Residential & Commercial | VSMSHP | Ducted CEE Tier 1
213479402 | Mini/Multi Split | TEMP SHIFT | HMSV-A-CB | TSM5OA55HFN1M[X] |  | Ducted Indoor Units | 0 |  | 55000 | 18.8 | 9.3 | 55000 | 46000 | 83.64% | 1.9 | 10.5 | 10.5 |  |  |  |  | R-410A | 4.5833 | Residential & Commercial | VSMSHP | Ducted CEE Tier 1
213769953 | Mini/Multi Split | AI AIR CONDITIONING | HMSV-A-CB | A2MO22-18N1-M1H |  | Ducted Indoor Units | 0 |  | 19000 | 19 | 9.3 | 20000 | 19000 | 95% | 1.85 | 11.5 | 12 |  |  |  |  | R-410A | 1.5833 | Residential & Commercial | VSMSHP | Ducted CEE Tier 1
213769956 | Mini/Multi Split | AI AIR CONDITIONING | HMSV-A-CB | A3MO22-27N1-M1H |  | Ducted Indoor Units | 0 |  | 27000 | 19 | 10 | 27000 | 27000 | 100% | 1.8 | 0 | 11.8 |  |  |  |  | R-410A | 2.25 | Residential & Commercial | VSMSHP | Ducted CEE Tier 1
213769959 | Mini/Multi Split | AI AIR CONDITIONING | HMSV-A-CB | A4MO22-36N1-M1H |  | Ducted Indoor Units | 0 |  | 36000 | 19.4 | 10 | 36000 | 36000 | 100% | 1.9 | 0 | 12 |  |  |  |  | R-410A | 3 | Residential & Commercial | VSMSHP | Ducted CEE Tier 1
213769962 | Mini/Multi Split | AI AIR CONDITIONING | HMSV-A-CB | A5MO22-48N1-M1H |  | Ducted Indoor Units | 0 |  | 47000 | 20.9 | 9 | 49000 | 42500 | 86.73% | 2 | 11.4 | 11.7 |  |  |  |  | R-410A | 3.9167 | Residential & Commercial | VSMSHP | Ducted CEE Tier 1
213785769 | Mini/Multi Split | Mitsutomo | HMSV-A-CB | HO-MQ36-AC-Q |  | Ducted Indoor Units | 0 |  | 36000 | 19.4 | 10 | 36000 | 36000 | 100% | 1.9 | 0 | 12 |  |  |  |  | R-410A | 3 | Residential & Commercial | VSMSHP | Ducted CEE Tier 1
213785766 | Mini/Multi Split | Mitsutomo | HMSV-A-CB | HO-MT28-AC-Q |  | Ducted Indoor Units | 0 |  | 27000 | 19 | 10 | 27000 | 27000 | 100% | 1.8 | 0 | 11.8 |  |  |  |  | R-410A | 2.25 | Residential & Commercial | VSMSHP | Ducted CEE Tier 1
212510995 | Mini/Multi Split | HAXXAIR | HMSV-A-CB | HVHM-42T2D |  | Ducted Indoor Units | 0 |  | 41000 | 18 | 8.8 | 45000 | 36000 | 80% | 1.84 | 10 | 10 |  |  |  |  | R-410A | 3.4167 | Residential & Commercial | VSMSHP | Ducted CEE Tier 1
212615017 | Mini/Multi Split | Relief Sciences | HMSV-A-CB | LANG27OD35-3 |  | Ducted Indoor Units | 0 |  | 28000 | 20 | 9.5 | 28000 | 25000 | 89.29% | 1.8 | 11.5 | 11.7 |  |  |  |  | R-410A | 2.3333 | Residential & Commercial | VSMSHP | Ducted CEE Tier 1
214232412 | Mini/Multi Split | Bladex | HMSV-A-CB | B20I-18SPHP1* |  | Ducted Indoor Units | 0 |  | 19000 | 19 | 9.3 | 20000 | 19000 | 95% | 1.85 | 11.5 | 12 |  |  |  |  | R-410A | 1.5833 | Residential & Commercial | VSMSHP | Ducted CEE Tier 1
214232415 | Mini/Multi Split | Bladex | HMSV-A-CB | B30K-27SPHP1* |  | Ducted Indoor Units | 0 |  | 27000 | 19 | 10 | 27000 | 27000 | 100% | 1.8 | 0 | 11.8 |  |  |  |  | R-410A | 2.25 | Residential & Commercial | VSMSHP | Ducted CEE Tier 1
214232418 | Mini/Multi Split | Bladex | HMSV-A-CB | B30I-28SPHP1* |  | Ducted Indoor Units | 0 |  | 28000 | 20 | 9.5 | 28000 | 25000 | 89.29% | 1.8 | 11.5 | 11.7 |  |  |  |  | R-410A | 2.3333 | Residential & Commercial | VSMSHP | Ducted CEE Tier 1
214232424 | Mini/Multi Split | Bladex | HMSV-A-CB | B40X-36SPHP1S* |  | Ducted Indoor Units | 0 |  | 36000 | 19.4 | 10 | 36000 | 36000 | 100% | 1.9 | 0 | 12 |  |  |  |  | R-410A | 3 | Residential & Commercial | VSMSHP | Ducted CEE Tier 1
214232442 | Mini/Multi Split | Multi MFG | HMSV-A-CB | 48MPC5-HH-A |  | Ducted Indoor Units | 0 |  | 47000 | 20.9 | 9 | 49000 | 42500 | 86.73% | 2 | 11.4 | 11.7 |  |  |  |  | R-410A | 3.9167 | Residential & Commercial | VSMSHP | Ducted CEE Tier 1
204344212 | Mini/Multi Split | Hisense | HMSV-A-CB | AVW-36H3FH |  | Ducted Indoor Units | 0 |  | 36000 | 16.5 | 10 | 42000 | 31000 | 73.81% | 2.1 | 12.6 | 12.6 |  |  |  |  | R-410A | 3 | Residential & Commercial | VSMSHP | Ducted CEE Tier 1
204344213 | Mini/Multi Split | Hisense | HMSV-A-CB | AVW-48H3FH |  | Ducted Indoor Units | 0 |  | 48000 | 16.5 | 8.55 | 54000 | 38000 | 70.37% | 2 | 10.2 | 10.2 |  |  |  |  | R-410A | 4 | Residential & Commercial | VSMSHP | Ducted CEE Tier 1
214232456 | Mini/Multi Split | COMFORT-AIRE | HMSV-A-CB | A-VMH55PV-1 |  | Ducted Indoor Units | 0 |  | 55000 | 18.8 | 9.3 | 55000 | 46000 | 83.64% | 1.9 | 10.5 | 10.5 |  |  |  |  | R-410A | 4.5833 | Residential & Commercial | VSMSHP | Ducted CEE Tier 1
214232427 | Mini/Multi Split | Bladex | HMSV-A-CB | B50G-48SPHP1* |  | Ducted Indoor Units | 0 |  | 47000 | 20.9 | 9 | 49000 | 42500 | 86.73% | 2 | 11.4 | 11.7 |  |  |  |  | R-410A | 3.9167 | Residential & Commercial | VSMSHP | Ducted CEE Tier 1
213732660 | Mini/Multi Split | SENVILLE | HMSV-A-CB | SENA-48HF-MOB |  | Ducted Indoor Units | 0 |  | 47000 | 20.9 | 9 | 49000 | 42500 | 86.73% | 2 | 11.4 | 11.7 |  |  |  |  | R-410A | 3.9167 | Residential & Commercial | VSMSHP | Ducted CEE Tier 1
214914949 | Mini/Multi Split | LG | HMSV-A-CB | ZRUM048GSS0 |  | Ducted Indoor Units | 0 |  | 48000 | 17 | 10 | 54000 | 54000 | 100% | 2 | 0 | 12.2 |  |  |  |  | R-32 | 4 | Residential & Commercial | VSMSHP | Ducted CEE Tier 1
214914952 | Mini/Multi Split | LG | HMSV-A-CB | ZRUM036GSS0 |  | Ducted Indoor Units | 0 |  | 36000 | 17 | 10.1 | 42000 | 42000 | 100% | 2.2 | 0 | 13.5 |  |  |  |  | R-32 | 3 | Residential & Commercial | VSMSHP | Ducted CEE Tier 1
214931593 | Mini/Multi Split | GREE | HMSV-A-CB | GWHD(24)ND6MO |  | Ducted Indoor Units | 0 |  | 24000 | 18 | 8.1 | 24000 | 21600 | 90% | 1.86 | 0 | 12 |  |  |  |  | R-32 | 2 | Residential & Commercial | VSMSHP | Ducted CEE Tier 1
214931594 | Mini/Multi Split | GREE | HMSV-A-CB | GWHD(30)ND6MO |  | Ducted Indoor Units | 0 |  | 28400 | 18 | 8.1 | 30000 | 26000 | 86.67% | 1.88 | 0 | 12 |  |  |  |  | R-32 | 2.3667 | Residential & Commercial | VSMSHP | Ducted CEE Tier 1
214931595 | Mini/Multi Split | GREE | HMSV-A-CB | GWHD(36)ND6MO |  | Ducted Indoor Units | 0 |  | 36000 | 18 | 8.1 | 36000 | 33000 | 91.67% | 1.9 | 0 | 11.7 |  |  |  |  | R-32 | 3 | Residential & Commercial | VSMSHP | Ducted CEE Tier 1
214931596 | Mini/Multi Split | GREE | HMSV-A-CB | GWHD(42)ND6MO |  | Ducted Indoor Units | 0 |  | 42000 | 18 | 8.1 | 42000 | 36000 | 85.71% | 1.9 | 0 | 12 |  |  |  |  | R-32 | 3.5 | Residential & Commercial | VSMSHP | Ducted CEE Tier 1
214914956 | Mini/Multi Split | LG | HMSV-A-CB | ZRUN024GSS0 |  | Ducted Indoor Units | 0 |  | 24000 | 18.15 | 10.2 | 27000 | 27000 | 100% | 2 | 0 | 14.8 |  |  |  |  | R-32 | 2 | Residential & Commercial | VSMSHP | Ducted CEE Tier 1
214931591 | Mini/Multi Split | GREE | HMSV-A-CB | GWHD(18)ND6MO |  | Ducted Indoor Units | 0 |  | 18000 | 18 | 8.1 | 18000 | 13600 | 75.56% | 1.86 | 0 | 11.7 |  |  |  |  | R-32 | 1.5 | Residential & Commercial | VSMSHP | Ducted CEE Tier 1
215213720 | Mini/Multi Split | NAPOLEON | HMSV-A-CB | NDHAMB-27-O |  | Ducted Indoor Units | 0 |  | 28000 | 19 | 9.5 | 28000 | 27000 | 96.43% | 2 | 0 | 12 |  |  |  |  | R-454B | 2.3333 | Residential & Commercial | VSMSHP | Ducted CEE Tier 1
214797722 | Mini/Multi Split | Multi MFG | HMSV-A-CB | 18MPC2-XX-A |  | Ducted Indoor Units | 0 |  | 18000 | 19 | 9.8 | 19000 | 13300 | 70% | 2 | 12 | 12 |  |  |  |  | R-410A | 1.5 | Residential & Commercial | VSMSHP | Ducted CEE Tier 1
214797737 | Mini/Multi Split | Multi MFG | HMSV-A-CB | 19MPC2-HH-A |  | Ducted Indoor Units | 0 |  | 19000 | 19 | 9.3 | 20000 | 19000 | 95% | 1.85 | 11.5 | 12 |  |  |  |  | R-410A | 1.5833 | Residential & Commercial | VSMSHP | Ducted CEE Tier 1
214311545 | Mini/Multi Split | AI AIR CONDITIONING | HMSV-A-CB | A2MO21-18N1-M1 |  | Ducted Indoor Units | 0 |  | 18000 | 19 | 9.8 | 19000 | 13300 | 70% | 2 | 12 | 12 |  |  |  |  | R-410A | 1.5 | Residential & Commercial | VSMSHP | Ducted CEE Tier 1
10271657 | Mini/Multi Split | LG | HMSR-A-CB | ARUB060GSS4 |  | Ducted Indoor Units | 0 |  | 60000 | 16.2 | 9.1 | 67000 | 50000 | 74.63% | 1.83 | 10 | 10 |  |  |  |  | R-410A | 5 | Residential & Commercial | VSMSHP | Ducted CEE Tier 1
215792852 | Mini/Multi Split | Rheem | HMSV-A-CB | FPHMR27A3D |  | Ducted Indoor Units | 0 |  | 27000 | 18 | 8.8 | 27000 | 26400 | 97.78% | 1.84 | 0 | 11.5 |  |  |  |  | R-454B | 2.25 | Residential & Commercial | VSMSHP | Ducted CEE Tier 1
215792854 | Mini/Multi Split | Rheem | HMSV-A-CB | FPHMR42A3D |  | Ducted Indoor Units | 0 |  | 42000 | 18 | 8.8 | 45000 | 34000 | 75.56% | 1.83 | 0 | 11.35 |  |  |  |  | R-454B | 3.5 | Residential & Commercial | VSMSHP | Ducted CEE Tier 1
215792857 | Mini/Multi Split | Rheem | HMSV-A-CB | FPHMR36A3D |  | Ducted Indoor Units | 0 |  | 36000 | 19 | 9 | 36000 | 32400 | 90% | 1.83 | 0 | 12.85 |  |  |  |  | R-454B | 3 | Residential & Commercial | VSMSHP | Ducted CEE Tier 1
215792861 | Mini/Multi Split | Ruud | HMSV-A-CB | FPHMR18A3D |  | Ducted Indoor Units | 0 |  | 18000 | 17.5 | 9.4 | 18000 | 17000 | 94.44% | 1.96 | 0 | 12 |  |  |  |  | R-454B | 1.5 | Residential & Commercial | VSMSHP | Ducted CEE Tier 1
215792869 | Mini/Multi Split | Ruud | HMSV-A-CB | FPHMR36A3D |  | Ducted Indoor Units | 0 |  | 36000 | 19 | 9 | 36000 | 32400 | 90% | 1.83 | 0 | 12.85 |  |  |  |  | R-454B | 3 | Residential & Commercial | VSMSHP | Ducted CEE Tier 1
215792864 | Mini/Multi Split | Ruud | HMSV-A-CB | FPHMR27A3D |  | Ducted Indoor Units | 0 |  | 27000 | 18 | 8.8 | 27000 | 26400 | 97.78% | 1.84 | 0 | 11.5 |  |  |  |  | R-454B | 2.25 | Residential & Commercial | VSMSHP | Ducted CEE Tier 1
215792866 | Mini/Multi Split | Ruud | HMSV-A-CB | FPHMR42A3D |  | Ducted Indoor Units | 0 |  | 42000 | 18 | 8.8 | 45000 | 34000 | 75.56% | 1.83 | 0 | 11.35 |  |  |  |  | R-454B | 3.5 | Residential & Commercial | VSMSHP | Ducted CEE Tier 1
214848474 | Mini/Multi Split | LG | HMSV-A-CB | KUMXA181A |  | Ducted Indoor Units | 0 |  | 17200 | 17 | 9 | 22000 | 19800 | 90% | 1.85 | 0 | 12 |  |  |  |  | R-32 | 1.4333 | Residential & Commercial | VSMSHP | Ducted CEE Tier 1
214377777 | Mini/Multi Split | Kepler | HMSV-A-CB | ODUM2OI-18HFN1-M |  | Ducted Indoor Units | 0 |  | 19000 | 19 | 9.3 | 20000 | 19000 | 95% | 1.85 | 11.5 | 12 |  |  |  |  | R-410A | 1.5833 | Residential & Commercial | VSMSHP | Ducted CEE Tier 1
214377780 | Mini/Multi Split | Kepler | HMSV-A-CB | ODUM3OK-27HFN1-M |  | Ducted Indoor Units | 0 |  | 27000 | 19 | 10 | 27000 | 27000 | 100% | 1.8 | 0 | 11.8 |  |  |  |  | R-410A | 2.25 | Residential & Commercial | VSMSHP | Ducted CEE Tier 1
214377786 | Mini/Multi Split | Kepler | HMSV-A-CB | ODUM4OX630-36HFN1-M1X |  | Ducted Indoor Units | 0 |  | 36000 | 19.4 | 10 | 36000 | 36000 | 100% | 1.9 | 0 | 12 |  |  |  |  | R-410A | 3 | Residential & Commercial | VSMSHP | Ducted CEE Tier 1
214377789 | Mini/Multi Split | Kepler | HMSV-A-CB | ODUM5OG-48HFN1-M-[X] |  | Ducted Indoor Units | 0 |  | 47000 | 20.9 | 9 | 49000 | 42500 | 86.73% | 2 | 11.4 | 11.7 |  |  |  |  | R-410A | 3.9167 | Residential & Commercial | VSMSHP | Ducted CEE Tier 1
214383440 | Mini/Multi Split | FRANKLIN | HMSV-A-CB | MST183F25MHAA |  | Ducted Indoor Units | 0 |  | 19000 | 19 | 9.3 | 20000 | 19000 | 95% | 1.85 | 11.5 | 12 |  |  |  |  | R-410A | 1.5833 | Residential & Commercial | VSMSHP | Ducted CEE Tier 1
214383443 | Mini/Multi Split | FRANKLIN | HMSV-A-CB | MST273F25MHAA |  | Ducted Indoor Units | 0 |  | 27000 | 19 | 10 | 27000 | 27000 | 100% | 1.8 | 0 | 11.8 |  |  |  |  | R-410A | 2.25 | Residential & Commercial | VSMSHP | Ducted CEE Tier 1
214383446 | Mini/Multi Split | FRANKLIN | HMSV-A-CB | MST363F25MHAA |  | Ducted Indoor Units | 0 |  | 36000 | 19.4 | 10 | 36000 | 36000 | 100% | 1.9 | 0 | 12 |  |  |  |  | R-410A | 3 | Residential & Commercial | VSMSHP | Ducted CEE Tier 1
214383449 | Mini/Multi Split | FRANKLIN | HMSV-A-CB | MST483F25MHAA |  | Ducted Indoor Units | 0 |  | 47000 | 20.9 | 9 | 49000 | 42500 | 86.73% | 2 | 11.4 | 11.7 |  |  |  |  | R-410A | 3.9167 | Residential & Commercial | VSMSHP | Ducted CEE Tier 1
214389537 | Mini/Multi Split | ICONIC AIR SOLUTION | HMSV-A-CB | ICMZ60EK |  | Ducted Indoor Units | 0 |  | 55000 | 18.8 | 9.3 | 55000 | 46000 | 83.64% | 1.9 | 10.5 | 10.5 |  |  |  |  | R-410A | 4.5833 | Residential & Commercial | VSMSHP | Ducted CEE Tier 1
214389501 | Mini/Multi Split | ICONIC AIR SOLUTION | HMSV-A-CB | ICMO18BK |  | Ducted Indoor Units | 0 |  | 18000 | 19 | 9.8 | 19000 | 13300 | 70% | 2 | 12 | 12 |  |  |  |  | R-410A | 1.5 | Residential & Commercial | VSMSHP | Ducted CEE Tier 1
214389522 | Mini/Multi Split | ICONIC AIR SOLUTION | HMSV-A-CB | ICMZ18BK |  | Ducted Indoor Units | 0 |  | 19000 | 19 | 9.3 | 20000 | 19000 | 95% | 1.85 | 11.5 | 12 |  |  |  |  | R-410A | 1.5833 | Residential & Commercial | VSMSHP | Ducted CEE Tier 1
214415109 | Mini/Multi Split | CENTURY | HMSV-A-CB | A-VMH36QV-1A |  | Ducted Indoor Units | 0 |  | 36000 | 19.4 | 10 | 36000 | 36000 | 100% | 1.9 | 0 | 12 |  |  |  |  | R-410A | 3 | Residential & Commercial | VSMSHP | Ducted CEE Tier 1
214442638 | Mini/Multi Split | CENTURY | HMSV-A-CB | A-VMH48PV-1 |  | Ducted Indoor Units | 0 |  | 47000 | 20.9 | 9 | 49000 | 42500 | 86.73% | 2 | 11.4 | 11.7 |  |  |  |  | R-410A | 3.9167 | Residential & Commercial | VSMSHP | Ducted CEE Tier 1
214389526 | Mini/Multi Split | ICONIC AIR SOLUTION | HMSV-A-CB | ICMZ24CK |  | Ducted Indoor Units | 0 |  | 24000 | 21.3 | 9.7 | 24000 | 18000 | 75% | 1.9 | 12.5 | 12.5 |  |  |  |  | R-410A | 2 | Residential & Commercial | VSMSHP | Ducted CEE Tier 1
214389528 | Mini/Multi Split | ICONIC AIR SOLUTION | HMSV-A-CB | ICMZ27CK |  | Ducted Indoor Units | 0 |  | 28000 | 20 | 9.5 | 28000 | 25000 | 89.29% | 1.8 | 11.5 | 11.7 |  |  |  |  | R-410A | 2.3333 | Residential & Commercial | VSMSHP | Ducted CEE Tier 1
214389534 | Mini/Multi Split | ICONIC AIR SOLUTION | HMSV-A-CB | ICMZ48EK |  | Ducted Indoor Units | 0 |  | 47000 | 20.9 | 9 | 49000 | 42500 | 86.73% | 2 | 11.4 | 11.7 |  |  |  |  | R-410A | 3.9167 | Residential & Commercial | VSMSHP | Ducted CEE Tier 1
214232459 | Mini/Multi Split | KERR | HMSV-A-CB | A-KMH55PV-1 |  | Ducted Indoor Units | 0 |  | 55000 | 18.8 | 9.3 | 55000 | 46000 | 83.64% | 1.9 | 10.5 | 10.5 |  |  |  |  | R-410A | 4.5833 | Residential & Commercial | VSMSHP | Ducted CEE Tier 1
212920660 | Mini/Multi Split | Bladex | HMSV-A-CB | B50A-55SPHP1 |  | Ducted Indoor Units | 0 |  | 55000 | 18.8 | 9.3 | 55000 | 46000 | 83.64% | 1.9 | 10.5 | 10.5 |  |  |  |  | R-410A | 4.5833 | Residential & Commercial | VSMSHP | Ducted CEE Tier 1
208136314 | Mini/Multi Split | ELIOS | HMSV-A-CB | DEA55HOM25230X3 |  | Ducted Indoor Units | 0 |  | 55000 | 18.8 | 9.3 | 55000 | 46000 | 83.64% | 1.9 | 10.5 | 10.5 |  |  |  |  | R-410A | 4.5833 | Residential & Commercial | VSMSHP | Ducted CEE Tier 1
210799645 | Mini/Multi Split | Cooper&Hunter | HMSV-A-CB | CH-HPR55M-230VO |  | Ducted Indoor Units | 0 |  | 55000 | 18.8 | 9.3 | 55000 | 46000 | 83.64% | 1.9 | 10.5 | 10.5 |  |  |  |  | R-410A | 4.5833 | Residential & Commercial | VSMSHP | Ducted CEE Tier 1
212316118 | Mini/Multi Split | PolarWave | HMSV-A-CB | ACIQ-55Z-HH-M5B |  | Ducted Indoor Units | 0 |  | 55000 | 18.8 | 9.3 | 55000 | 46000 | 83.64% | 1.9 | 10.5 | 10.5 |  |  |  |  | R-410A | 4.5833 | Residential & Commercial | VSMSHP | Ducted CEE Tier 1
214232430 | Mini/Multi Split | Bladex | HMSV-A-CB | B50A-55SPHP1* |  | Ducted Indoor Units | 0 |  | 55000 | 18.8 | 9.3 | 55000 | 46000 | 83.64% | 1.9 | 10.5 | 10.5 |  |  |  |  | R-410A | 4.5833 | Residential & Commercial | VSMSHP | Ducted CEE Tier 1
214848484 | Mini/Multi Split | LG | HMSV-A-CB | KUMXB241A |  | Ducted Indoor Units | 0 |  | 22000 | 18.5 | 9 | 23000 | 16800 | 73.04% | 2.1 | 0 | 12.5 |  |  |  |  | R-32 | 1.8333 | Residential & Commercial | VSMSHP | Ducted CEE Tier 1
214377792 | Mini/Multi Split | Kepler | HMSV-A-CB | ODUM5OA-55HFN1-M-[X] |  | Ducted Indoor Units | 0 |  | 55000 | 18.8 | 9.3 | 55000 | 46000 | 83.64% | 1.9 | 10.5 | 10.5 |  |  |  |  | R-410A | 4.5833 | Residential & Commercial | VSMSHP | Ducted CEE Tier 1
213769965 | Mini/Multi Split | AI AIR CONDITIONING | HMSV-A-CB | A5MO22-55N1-M1H |  | Ducted Indoor Units | 0 |  | 55000 | 18.8 | 9.3 | 55000 | 46000 | 83.64% | 1.9 | 10.5 | 10.5 |  |  |  |  | R-410A | 4.5833 | Residential & Commercial | VSMSHP | Ducted CEE Tier 1
214848476 | Mini/Multi Split | LG | HMSV-A-CB | KUMXA241A |  | Ducted Indoor Units | 0 |  | 22000 | 18.5 | 9.5 | 24000 | 21600 | 90% | 1.85 | 0 | 12.5 |  |  |  |  | R-32 | 1.8333 | Residential & Commercial | VSMSHP | Ducted CEE Tier 1
214848478 | Mini/Multi Split | LG | HMSV-A-CB | KUMXA301A |  | Ducted Indoor Units | 0 |  | 24600 | 18.5 | 9.5 | 30000 | 23000 | 76.67% | 1.85 | 0 | 11.7 |  |  |  |  | R-32 | 2.05 | Residential & Commercial | VSMSHP | Ducted CEE Tier 1
214848482 | Mini/Multi Split | LG | HMSV-A-CB | KUMXB181A |  | Ducted Indoor Units | 0 |  | 17200 | 18.5 | 9 | 20000 | 15600 | 78% | 2 | 0 | 12.5 |  |  |  |  | R-32 | 1.4333 | Residential & Commercial | VSMSHP | Ducted CEE Tier 1
214432061 | Mini/Multi Split | Multi MFG | HMSV-A-CB | 28MPC3-HH-A |  | Ducted Indoor Units | 0 |  | 28000 | 20 | 9.5 | 28000 | 25000 | 89.29% | 1.8 | 11.5 | 11.7 |  |  |  |  | R-410A | 2.3333 | Residential & Commercial | VSMSHP | Ducted CEE Tier 1
214432064 | Mini/Multi Split | Multi MFG | HMSV-A-CB | 55MPC5-HH-A |  | Ducted Indoor Units | 0 |  | 55000 | 18.8 | 9.3 | 55000 | 46000 | 83.64% | 1.9 | 10.5 | 10.5 |  |  |  |  | R-410A | 4.5833 | Residential & Commercial | VSMSHP | Ducted CEE Tier 1
214438126 | Mini/Multi Split | GOODMAN | HMSV-A-CB | MST183G22MHAA |  | Ducted Indoor Units | 0 |  | 19000 | 19 | 9.3 | 20000 | 19000 | 95% | 1.85 | 11.5 | 12 |  |  |  |  | R-410A | 1.5833 | Residential & Commercial | VSMSHP | Ducted CEE Tier 1
214438129 | Mini/Multi Split | GOODMAN | HMSV-A-CB | MST273G22MHAA |  | Ducted Indoor Units | 0 |  | 27000 | 19 | 10 | 27000 | 27000 | 100% | 1.8 | 0 | 11.8 |  |  |  |  | R-410A | 2.25 | Residential & Commercial | VSMSHP | Ducted CEE Tier 1
214438132 | Mini/Multi Split | GOODMAN | HMSV-A-CB | MST363G22MHAA |  | Ducted Indoor Units | 0 |  | 36000 | 19.4 | 10 | 36000 | 36000 | 100% | 1.9 | 0 | 12 |  |  |  |  | R-410A | 3 | Residential & Commercial | VSMSHP | Ducted CEE Tier 1
214861693 | Mini/Multi Split | MDV | HMSV-A-CB | M3OD31-18HFN10-M1XD |  | Ducted Indoor Units | 0 |  | 19000 | 20 | 10 | 20000 | 18000 | 90% | 2 | 0 | 13 |  |  |  |  | R-454B | 1.5833 | Residential & Commercial | VSMSHP | Ducted CEE Tier 1
214438135 | Mini/Multi Split | GOODMAN | HMSV-A-CB | MST483G22MHAA |  | Ducted Indoor Units | 0 |  | 47000 | 20.9 | 9 | 49000 | 42500 | 86.73% | 2 | 11.4 | 11.7 |  |  |  |  | R-410A | 3.9167 | Residential & Commercial | VSMSHP | Ducted CEE Tier 1
215213723 | Mini/Multi Split | CONTINENTAL | HMSV-A-CB | CDHAMB-27-O |  | Ducted Indoor Units | 0 |  | 28000 | 19 | 9.5 | 28000 | 27000 | 96.43% | 2 | 0 | 12 |  |  |  |  | R-454B | 2.3333 | Residential & Commercial | VSMSHP | Ducted CEE Tier 1
215213726 | Mini/Multi Split | NAPOLEON | HMSV-A-CB | NDHAMB-36-O |  | Ducted Indoor Units | 0 |  | 36000 | 19.4 | 10.4 | 36000 | 38000 | 105.6% | 2 | 0 | 12 |  |  |  |  | R-454B | 3 | Residential & Commercial | VSMSHP | Ducted CEE Tier 1
215213729 | Mini/Multi Split | CONTINENTAL | HMSV-A-CB | NDHAMB-36-O |  | Ducted Indoor Units | 0 |  | 36000 | 19.4 | 10.4 | 36000 | 38000 | 105.6% | 2 | 0 | 12 |  |  |  |  | R-454B | 3 | Residential & Commercial | VSMSHP | Ducted CEE Tier 1
215213788 | Mini/Multi Split | DIRECT AIR | HMSV-A-CB | DIRM4-18DA25-2Z |  | Ducted Indoor Units | 0 |  | 18000 | 20 | 10 | 19000 | 14600 | 76.84% | 2.3 | 0 | 12 |  |  |  |  | R-454B | 1.5 | Residential & Commercial | VSMSHP | Ducted CEE Tier 1
215213791 | Mini/Multi Split | DIRECT AIR | HMSV-A-CB | DIRM4-27DA25-3Z |  | Ducted Indoor Units | 0 |  | 28000 | 19 | 9.5 | 28000 | 27000 | 96.43% | 2 | 0 | 12 |  |  |  |  | R-454B | 2.3333 | Residential & Commercial | VSMSHP | Ducted CEE Tier 1
215213794 | Mini/Multi Split | DIRECT AIR | HMSV-A-CB | DIRM4-36DA25-4Z |  | Ducted Indoor Units | 0 |  | 35000 | 20 | 9.2 | 37000 | 26000 | 70.27% | 2 | 0 | 11.7 |  |  |  |  | R-454B | 2.9167 | Residential & Commercial | VSMSHP | Ducted CEE Tier 1
215213797 | Mini/Multi Split | DIRECT AIR | HMSV-A-CB | DIRM4-48DA25-5Z |  | Ducted Indoor Units | 0 |  | 45000 | 20.4 | 10.6 | 47000 | 38000 | 80.85% | 2.1 | 0 | 12 |  |  |  |  | R-454B | 3.75 | Residential & Commercial | VSMSHP | Ducted CEE Tier 1
215213800 | Mini/Multi Split | DIRECT AIR | HMSV-A-CB | DIRM4-18HXPRO28-2Z |  | Ducted Indoor Units | 0 |  | 19000 | 20 | 10 | 20000 | 18000 | 90% | 2 | 0 | 13 |  |  |  |  | R-454B | 1.5833 | Residential & Commercial | VSMSHP | Ducted CEE Tier 1
215213803 | Mini/Multi Split | DIRECT AIR | HMSV-A-CB | DIRM4-28HXPRO28-3Z |  | Ducted Indoor Units | 0 |  | 28000 | 19 | 9.5 | 28000 | 27000 | 96.43% | 2 | 0 | 12 |  |  |  |  | R-454B | 2.3333 | Residential & Commercial | VSMSHP | Ducted CEE Tier 1
215213806 | Mini/Multi Split | DIRECT AIR | HMSV-A-CB | DIRM4-36HXPRO28-4Z |  | Ducted Indoor Units | 0 |  | 36000 | 19.4 | 10.4 | 36000 | 38000 | 105.6% | 2 | 0 | 12 |  |  |  |  | R-454B | 3 | Residential & Commercial | VSMSHP | Ducted CEE Tier 1
215218918 | Mini/Multi Split | GREE | HMSV-A-CB | MUL18HP230V1R32AO |  | Ducted Indoor Units | 0 |  | 18000 | 18 | 8.1 | 18000 | 13600 | 75.56% | 1.86 | 0 | 11.7 |  |  |  |  | R-32 | 1.5 | Residential & Commercial | VSMSHP | Ducted CEE Tier 1
215218919 | Mini/Multi Split | GREE | HMSV-A-CB | MUL24HP230V1R32AO |  | Ducted Indoor Units | 0 |  | 24000 | 18 | 8.1 | 24000 | 21600 | 90% | 1.86 | 0 | 12 |  |  |  |  | R-32 | 2 | Residential & Commercial | VSMSHP | Ducted CEE Tier 1
215218920 | Mini/Multi Split | GREE | HMSV-A-CB | MUL30HP230V1R32AO |  | Ducted Indoor Units | 0 |  | 28400 | 18 | 8.1 | 30000 | 26000 | 86.67% | 1.88 | 0 | 12 |  |  |  |  | R-32 | 2.3667 | Residential & Commercial | VSMSHP | Ducted CEE Tier 1
215218921 | Mini/Multi Split | GREE | HMSV-A-CB | MUL36HP230V1R32AO |  | Ducted Indoor Units | 0 |  | 36000 | 18 | 8.1 | 36000 | 33000 | 91.67% | 1.9 | 0 | 11.7 |  |  |  |  | R-32 | 3 | Residential & Commercial | VSMSHP | Ducted CEE Tier 1
215218922 | Mini/Multi Split | GREE | HMSV-A-CB | MUL42HP230V1R32AO |  | Ducted Indoor Units | 0 |  | 42000 | 18 | 8.1 | 42000 | 36000 | 85.71% | 1.9 | 0 | 12 |  |  |  |  | R-32 | 3.5 | Residential & Commercial | VSMSHP | Ducted CEE Tier 1
215213809 | Mini/Multi Split | DIRECT AIR | HMSV-A-CB | DIRM4-48HXPRO28-5Z |  | Ducted Indoor Units | 0 |  | 47000 | 20.4 | 11 | 48000 | 48000 | 100% | 2 | 0 | 11.7 |  |  |  |  | R-454B | 3.9167 | Residential & Commercial | VSMSHP | Ducted CEE Tier 1
212365440 | Mini/Multi Split | Custom Comfort | HMSV-A-CB | CCOXHAMZ548HP |  | Ducted Indoor Units | 0 |  | 47000 | 20.9 | 9 | 49000 | 42500 | 86.73% | 2 | 11.4 | 11.7 |  |  |  |  | R-410A | 3.9167 | Residential & Commercial | VSMSHP | Ducted CEE Tier 1
215223317 | Mini/Multi Split | BOSCH | HMSV-A-CB | BMS500-AAM018-1CSXHD |  | Ducted Indoor Units | 0 |  | 19000 | 20 | 10 | 20000 | 18000 | 90% | 2 | 0 | 13 |  |  |  |  | R-454B | 1.5833 | Residential & Commercial | VSMSHP | Ducted CEE Tier 1
215223320 | Mini/Multi Split | BOSCH | HMSV-A-CB | BMS500-AAM027-1CSXHD |  | Ducted Indoor Units | 0 |  | 28000 | 19 | 9.5 | 28000 | 27000 | 96.43% | 2 | 0 | 12 |  |  |  |  | R-454B | 2.3333 | Residential & Commercial | VSMSHP | Ducted CEE Tier 1
215223323 | Mini/Multi Split | BOSCH | HMSV-A-CB | BMS500-AAM036-1CSXHD |  | Ducted Indoor Units | 0 |  | 36000 | 19.4 | 10.4 | 36000 | 38000 | 105.6% | 2 | 0 | 12 |  |  |  |  | R-454B | 3 | Residential & Commercial | VSMSHP | Ducted CEE Tier 1
215223326 | Mini/Multi Split | BOSCH | HMSV-A-CB | BMS500-AAM048-1CSXHD |  | Ducted Indoor Units | 0 |  | 47000 | 20.4 | 11 | 48000 | 48000 | 100% | 2 | 0 | 11.7 |  |  |  |  | R-454B | 3.9167 | Residential & Commercial | VSMSHP | Ducted CEE Tier 1
215223329 | Mini/Multi Split | BOSCH | HMSV-A-CB | BMS500-AAM018-1CSXRD |  | Ducted Indoor Units | 0 |  | 18000 | 20 | 10 | 19000 | 14600 | 76.84% | 2.3 | 0 | 12 |  |  |  |  | R-454B | 1.5 | Residential & Commercial | VSMSHP | Ducted CEE Tier 1
215223332 | Mini/Multi Split | BOSCH | HMSV-A-CB | BMS500-AAM027-1CSXRD |  | Ducted Indoor Units | 0 |  | 26600 | 21 | 9 | 26600 | 18800 | 70.68% | 2 | 0 | 12 |  |  |  |  | R-454B | 2.2167 | Residential & Commercial | VSMSHP | Ducted CEE Tier 1
215223335 | Mini/Multi Split | BOSCH | HMSV-A-CB | BMS500-AAM036-1CSXRD |  | Ducted Indoor Units | 0 |  | 35000 | 20 | 9.2 | 37000 | 26000 | 70.27% | 2 | 0 | 11.7 |  |  |  |  | R-454B | 2.9167 | Residential & Commercial | VSMSHP | Ducted CEE Tier 1
215223338 | Mini/Multi Split | BOSCH | HMSV-A-CB | BMS500-AAM048-1CSXRD |  | Ducted Indoor Units | 0 |  | 45000 | 20.4 | 10.6 | 47000 | 38000 | 80.85% | 2.1 | 0 | 12 |  |  |  |  | R-454B | 3.75 | Residential & Commercial | VSMSHP | Ducted CEE Tier 1
214723150 | Mini/Multi Split | ZERO | HMSV-A-CB | Z3SOV-18HDM-US |  | Ducted Indoor Units | 0 |  | 18000 | 19 | 9.8 | 19000 | 13300 | 70% | 2 | 12 | 12 |  |  |  |  | R-410A | 1.5 | Residential & Commercial | VSMSHP | Ducted CEE Tier 1
213248981 | Mini/Multi Split | Trane / Mitsubishi Electric | HMSV-A-CB | NTXMSH42A152B** |  | Ducted Indoor Units | 0 |  | 42000 | 16.2 | 9.1 | 48000 | 44000 | 91.67% | 1.76 | 0 | 10.6 |  |  |  |  | R-410A | 3.5 | Residential & Commercial | VSMSHP | Ducted CEE Tier 1
213248982 | Mini/Multi Split | Trane / Mitsubishi Electric | HMSV-A-CB | NTXMSM60A182B** |  | Ducted Indoor Units | 0 |  | 60000 | 15.5 | 8.6 | 66000 | 46500 | 70.45% | 1.8 | 0 | 10.4 |  |  |  |  | R-410A | 5 | Residential & Commercial | VSMSHP | Ducted CEE Tier 1
213286785 | Mini/Multi Split | Wells | HMSV-A-CB | WMCA-55HFMO |  | Ducted Indoor Units | 0 |  | 55000 | 18.8 | 9.3 | 55000 | 46000 | 83.64% | 1.9 | 10.5 | 10.5 |  |  |  |  | R-410A | 4.5833 | Residential & Commercial | VSMSHP | Ducted CEE Tier 1
215853968 | Mini/Multi Split | BLUERIDGE | HMSV-A-CB | BMMZ18C |  | Ducted Indoor Units | 0 |  | 18000 | 20 | 10 | 19000 | 14600 | 76.84% | 2.3 | 0 | 12 |  |  |  |  | R-454B | 1.5 | Residential & Commercial | VSMSHP | Ducted CEE Tier 1
215853971 | Mini/Multi Split | BLUERIDGE | HMSV-A-CB | BMMZ27C |  | Ducted Indoor Units | 0 |  | 26600 | 21 | 9 | 26600 | 18800 | 70.68% | 2 | 0 | 12 |  |  |  |  | R-454B | 2.2167 | Residential & Commercial | VSMSHP | Ducted CEE Tier 1
215853974 | Mini/Multi Split | BLUERIDGE | HMSV-A-CB | BMMZ36C |  | Ducted Indoor Units | 0 |  | 35000 | 20 | 9.2 | 37000 | 26000 | 70.27% | 2 | 0 | 11.7 |  |  |  |  | R-454B | 2.9167 | Residential & Commercial | VSMSHP | Ducted CEE Tier 1
215853977 | Mini/Multi Split | BLUERIDGE | HMSV-A-CB | BMMZ48C |  | Ducted Indoor Units | 0 |  | 45000 | 20.4 | 10.6 | 47000 | 38000 | 80.85% | 2.1 | 0 | 12 |  |  |  |  | R-454B | 3.75 | Residential & Commercial | VSMSHP | Ducted CEE Tier 1
215853980 | Mini/Multi Split | BLUERIDGE | HMSV-A-CB | BMMZ18HHC |  | Ducted Indoor Units | 0 |  | 19000 | 20 | 10 | 20000 | 18000 | 90% | 2 | 0 | 13 |  |  |  |  | R-454B | 1.5833 | Residential & Commercial | VSMSHP | Ducted CEE Tier 1
215853983 | Mini/Multi Split | BLUERIDGE | HMSV-A-CB | BMMZ27HHC |  | Ducted Indoor Units | 0 |  | 28000 | 19 | 9.5 | 28000 | 27000 | 96.43% | 2 | 0 | 12 |  |  |  |  | R-454B | 2.3333 | Residential & Commercial | VSMSHP | Ducted CEE Tier 1
215853986 | Mini/Multi Split | BLUERIDGE | HMSV-A-CB | BMMZ36HHC |  | Ducted Indoor Units | 0 |  | 36000 | 19.4 | 10.4 | 36000 | 38000 | 105.6% | 2 | 0 | 12 |  |  |  |  | R-454B | 3 | Residential & Commercial | VSMSHP | Ducted CEE Tier 1
215853989 | Mini/Multi Split | BLUERIDGE | HMSV-A-CB | BMMZ48HHC |  | Ducted Indoor Units | 0 |  | 47000 | 20.4 | 11 | 48000 | 48000 | 100% | 2 | 0 | 11.7 |  |  |  |  | R-454B | 3.9167 | Residential & Commercial | VSMSHP | Ducted CEE Tier 1
215853992 | Mini/Multi Split | BLUERIDGE | HMSV-A-CB | BMMZ55HHC |  | Ducted Indoor Units | 0 |  | 53000 | 20 | 10.7 | 55000 | 48000 | 87.27% | 2.1 | 0 | 11.7 |  |  |  |  | R-454B | 4.4167 | Residential & Commercial | VSMSHP | Ducted CEE Tier 1
215351182 | Mini/Multi Split | MDV | HMSV-A-CB | M4OD30-24HFN10-M1D |  | Ducted Indoor Units | 0 |  | 24000 | 21 | 9.5 | 25000 | 18000 | 72% | 2 | 0 | 12.5 |  |  |  |  | R-454B | 2 | Residential & Commercial | VSMSHP | Ducted CEE Tier 1
215351184 | Mini/Multi Split | MDV | HMSV-A-CB | M4OD31-24HFN10-M1XD |  | Ducted Indoor Units | 0 |  | 24000 | 20 | 9.5 | 25000 | 25000 | 100% | 1.9 | 0 | 13 |  |  |  |  | R-454B | 2 | Residential & Commercial | VSMSHP | Ducted CEE Tier 1
215351188 | Mini/Multi Split | MDV | HMSV-A-CB | M5OX631-30HFN10-M1XD |  | Ducted Indoor Units | 0 |  | 30000 | 19.5 | 10.5 | 31000 | 36000 | 116.1% | 1.95 | 0 | 12.5 |  |  |  |  | R-454B | 2.5 | Residential & Commercial | VSMSHP | Ducted CEE Tier 1
215351197 | Mini/Multi Split | TCL | HMSV-A-CB | TMH18HEI2NAO0U24 |  | Ducted Indoor Units | 0 |  | 17000 | 21 | 9.5 | 19000 | 16000 | 84.21% | 1.9 | 0 | 12 |  |  |  |  | R-454B | 1.4167 | Residential & Commercial | VSMSHP | Ducted CEE Tier 1
215351198 | Mini/Multi Split | TCL | HMSV-A-CB | TMH27HEI2NAO0U24 |  | Ducted Indoor Units | 0 |  | 27000 | 22 | 9 | 27000 | 19000 | 70.37% | 1.9 | 0 | 12 |  |  |  |  | R-454B | 2.25 | Residential & Commercial | VSMSHP | Ducted CEE Tier 1
215351199 | Mini/Multi Split | TCL | HMSV-A-CB | TMH36HEI2NAM5U24 |  | Ducted Indoor Units | 0 |  | 34000 | 20 | 8.5 | 36000 | 25200 | 70% | 1.9 | 0 | 11.7 |  |  |  |  | R-454B | 2.8333 | Residential & Commercial | VSMSHP | Ducted CEE Tier 1
215351200 | Mini/Multi Split | TCL | HMSV-A-CB | TMH42HEI2NAM0U24 |  | Ducted Indoor Units | 0 |  | 41000 | 20 | 8.5 | 42000 | 30400 | 72.38% | 1.9 | 0 | 11.7 |  |  |  |  | R-454B | 3.4167 | Residential & Commercial | VSMSHP | Ducted CEE Tier 1
215351186 | Mini/Multi Split | MDV | HMSV-A-CB | M5OD30-30HFN10-M1D |  | Ducted Indoor Units | 0 |  | 30000 | 21 | 9.5 | 31000 | 25000 | 80.65% | 2 | 0 | 12 |  |  |  |  | R-454B | 2.5 | Residential & Commercial | VSMSHP | Ducted CEE Tier 1
215357107 | Mini/Multi Split | BRYANT | HMSV-A-CB | 37MGHAQ18CA3 |  | Ducted Indoor Units | 0 |  | 19000 | 20 | 10 | 20000 | 18000 | 90% | 2 | 0 | 13 |  |  |  |  | R-454B | 1.5833 | Residential & Commercial | VSMSHP | Ducted CEE Tier 1
215357110 | Mini/Multi Split | BRYANT | HMSV-A-CB | 37MGHAQ24DA3 |  | Ducted Indoor Units | 0 |  | 24000 | 20 | 9.5 | 25000 | 25000 | 100% | 1.9 | 0 | 13 |  |  |  |  | R-454B | 2 | Residential & Commercial | VSMSHP | Ducted CEE Tier 1
215357116 | Mini/Multi Split | BRYANT | HMSV-A-CB | 37MGHAQ30EA3 |  | Ducted Indoor Units | 0 |  | 30000 | 19.5 | 10.5 | 31000 | 36000 | 116.1% | 1.95 | 0 | 12.5 |  |  |  |  | R-454B | 2.5 | Residential & Commercial | VSMSHP | Ducted CEE Tier 1
215357119 | Mini/Multi Split | BRYANT | HMSV-A-CB | 37MGHAQ36EA3 |  | Ducted Indoor Units | 0 |  | 36000 | 19.5 | 10.5 | 36000 | 38000 | 105.6% | 2 | 0 | 12 |  |  |  |  | R-454B | 3 | Residential & Commercial | VSMSHP | Ducted CEE Tier 1
215357143 | Mini/Multi Split | ARCOAIRE | HMSV-A-CB | D5CMHAH30EAK |  | Ducted Indoor Units | 0 |  | 30000 | 19.5 | 10.5 | 31000 | 36000 | 116.1% | 1.95 | 0 | 12.5 |  |  |  |  | R-454B | 2.5 | Residential & Commercial | VSMSHP | Ducted CEE Tier 1
215357149 | Mini/Multi Split | ARCOAIRE | HMSV-A-CB | D5CMHAH36EAK |  | Ducted Indoor Units | 0 |  | 36000 | 19.5 | 10.5 | 36000 | 38000 | 105.6% | 2 | 0 | 12 |  |  |  |  | R-454B | 3 | Residential & Commercial | VSMSHP | Ducted CEE Tier 1
215357153 | Mini/Multi Split | BRYANT | HMSV-A-CB | 37MGRAQ30EA3 |  | Ducted Indoor Units | 0 |  | 30000 | 21 | 9.5 | 31000 | 25000 | 80.65% | 2 | 0 | 12 |  |  |  |  | R-454B | 2.5 | Residential & Commercial | VSMSHP | Ducted CEE Tier 1
215357154 | Mini/Multi Split | ARCOAIRE | HMSV-A-CB | D5CMHAH48FAK |  | Ducted Indoor Units | 0 |  | 47000 | 20.5 | 11 | 48000 | 48000 | 100% | 2 | 0 | 11.7 |  |  |  |  | R-454B | 3.9167 | Residential & Commercial | VSMSHP | Ducted CEE Tier 1
215357159 | Mini/Multi Split | BRYANT | HMSV-A-CB | 37MGRAQ36EA3 |  | Ducted Indoor Units | 0 |  | 35000 | 20 | 9.2 | 37000 | 26000 | 70.27% | 2 | 0 | 11.7 |  |  |  |  | R-454B | 2.9167 | Residential & Commercial | VSMSHP | Ducted CEE Tier 1
215357160 | Mini/Multi Split | ARCOAIRE | HMSV-A-CB | D5CMHAH55FAK |  | Ducted Indoor Units | 0 |  | 53000 | 20.2 | 10.7 | 55000 | 48000 | 87.27% | 2.1 | 0 | 11.7 |  |  |  |  | R-454B | 4.4167 | Residential & Commercial | VSMSHP | Ducted CEE Tier 1
215357165 | Mini/Multi Split | ARCOAIRE | HMSV-A-CB | D5CMRAH18CAK |  | Ducted Indoor Units | 0 |  | 18000 | 20 | 10 | 19000 | 14600 | 76.84% | 2.3 | 0 | 12 |  |  |  |  | R-454B | 1.5 | Residential & Commercial | VSMSHP | Ducted CEE Tier 1
215357166 | Mini/Multi Split | BRYANT | HMSV-A-CB | 37MGRAQ48FA3 |  | Ducted Indoor Units | 0 |  | 45000 | 20.5 | 10.6 | 47000 | 38000 | 80.85% | 2.1 | 0 | 12 |  |  |  |  | R-454B | 3.75 | Residential & Commercial | VSMSHP | Ducted CEE Tier 1
215357171 | Mini/Multi Split | ARCOAIRE | HMSV-A-CB | D5CMRAH24DAK |  | Ducted Indoor Units | 0 |  | 24000 | 21 | 9.5 | 25000 | 18000 | 72% | 2 | 0 | 12.5 |  |  |  |  | R-454B | 2 | Residential & Commercial | VSMSHP | Ducted CEE Tier 1
215357179 | Mini/Multi Split | ARCOAIRE | HMSV-A-CB | D5CMRAH30EAK |  | Ducted Indoor Units | 0 |  | 30000 | 21 | 9.5 | 31000 | 25000 | 80.65% | 2 | 0 | 12 |  |  |  |  | R-454B | 2.5 | Residential & Commercial | VSMSHP | Ducted CEE Tier 1
215357182 | Mini/Multi Split | ARCOAIRE | HMSV-A-CB | D5CMRAH36EAK |  | Ducted Indoor Units | 0 |  | 35000 | 20 | 9.2 | 37000 | 26000 | 70.27% | 2 | 0 | 11.7 |  |  |  |  | R-454B | 2.9167 | Residential & Commercial | VSMSHP | Ducted CEE Tier 1
215357185 | Mini/Multi Split | ARCOAIRE | HMSV-A-CB | D5CMRAH48FAK |  | Ducted Indoor Units | 0 |  | 45000 | 20.5 | 10.6 | 47000 | 38000 | 80.85% | 2.1 | 0 | 12 |  |  |  |  | R-454B | 3.75 | Residential & Commercial | VSMSHP | Ducted CEE Tier 1
215357191 | Mini/Multi Split | COMFORTMAKER | HMSV-A-CB | D5CMHAH18CAK |  | Ducted Indoor Units | 0 |  | 19000 | 20 | 10 | 20000 | 18000 | 90% | 2 | 0 | 13 |  |  |  |  | R-454B | 1.5833 | Residential & Commercial | VSMSHP | Ducted CEE Tier 1
215357194 | Mini/Multi Split | COMFORTMAKER | HMSV-A-CB | D5CMHAH24DAK |  | Ducted Indoor Units | 0 |  | 24000 | 20 | 9.5 | 25000 | 25000 | 100% | 1.9 | 0 | 13 |  |  |  |  | R-454B | 2 | Residential & Commercial | VSMSHP | Ducted CEE Tier 1
215357200 | Mini/Multi Split | COMFORTMAKER | HMSV-A-CB | D5CMHAH30EAK |  | Ducted Indoor Units | 0 |  | 30000 | 19.5 | 10.5 | 31000 | 36000 | 116.1% | 1.95 | 0 | 12.5 |  |  |  |  | R-454B | 2.5 | Residential & Commercial | VSMSHP | Ducted CEE Tier 1
215357203 | Mini/Multi Split | COMFORTMAKER | HMSV-A-CB | D5CMHAH36EAK |  | Ducted Indoor Units | 0 |  | 36000 | 19.5 | 10.5 | 36000 | 38000 | 105.6% | 2 | 0 | 12 |  |  |  |  | R-454B | 3 | Residential & Commercial | VSMSHP | Ducted CEE Tier 1
215357206 | Mini/Multi Split | COMFORTMAKER | HMSV-A-CB | D5CMHAH48FAK |  | Ducted Indoor Units | 0 |  | 47000 | 20.5 | 11 | 48000 | 48000 | 100% | 2 | 0 | 11.7 |  |  |  |  | R-454B | 3.9167 | Residential & Commercial | VSMSHP | Ducted CEE Tier 1
215357209 | Mini/Multi Split | COMFORTMAKER | HMSV-A-CB | D5CMHAH55FAK |  | Ducted Indoor Units | 0 |  | 53000 | 20.2 | 10.7 | 55000 | 48000 | 87.27% | 2.1 | 0 | 11.7 |  |  |  |  | R-454B | 4.4167 | Residential & Commercial | VSMSHP | Ducted CEE Tier 1
215357212 | Mini/Multi Split | COMFORTMAKER | HMSV-A-CB | D5CMRAH18CAK |  | Ducted Indoor Units | 0 |  | 18000 | 20 | 10 | 19000 | 14600 | 76.84% | 2.3 | 0 | 12 |  |  |  |  | R-454B | 1.5 | Residential & Commercial | VSMSHP | Ducted CEE Tier 1
215357215 | Mini/Multi Split | COMFORTMAKER | HMSV-A-CB | D5CMRAH24DAK |  | Ducted Indoor Units | 0 |  | 24000 | 21 | 9.5 | 25000 | 18000 | 72% | 2 | 0 | 12.5 |  |  |  |  | R-454B | 2 | Residential & Commercial | VSMSHP | Ducted CEE Tier 1
215357221 | Mini/Multi Split | COMFORTMAKER | HMSV-A-CB | D5CMRAH30EAK |  | Ducted Indoor Units | 0 |  | 30000 | 21 | 9.5 | 31000 | 25000 | 80.65% | 2 | 0 | 12 |  |  |  |  | R-454B | 2.5 | Residential & Commercial | VSMSHP | Ducted CEE Tier 1
215357224 | Mini/Multi Split | COMFORTMAKER | HMSV-A-CB | D5CMRAH36EAK |  | Ducted Indoor Units | 0 |  | 35000 | 20 | 9.2 | 37000 | 26000 | 70.27% | 2 | 0 | 11.7 |  |  |  |  | R-454B | 2.9167 | Residential & Commercial | VSMSHP | Ducted CEE Tier 1
215357227 | Mini/Multi Split | COMFORTMAKER | HMSV-A-CB | D5CMRAH48FAK |  | Ducted Indoor Units | 0 |  | 45000 | 20.5 | 10.6 | 47000 | 38000 | 80.85% | 2.1 | 0 | 12 |  |  |  |  | R-454B | 3.75 | Residential & Commercial | VSMSHP | Ducted CEE Tier 1
215357233 | Mini/Multi Split | DAY & NIGHT | HMSV-A-CB | D5CMHAH18CAK |  | Ducted Indoor Units | 0 |  | 19000 | 20 | 10 | 20000 | 18000 | 90% | 2 | 0 | 13 |  |  |  |  | R-454B | 1.5833 | Residential & Commercial | VSMSHP | Ducted CEE Tier 1
215357236 | Mini/Multi Split | DAY & NIGHT | HMSV-A-CB | D5CMHAH24DAK |  | Ducted Indoor Units | 0 |  | 24000 | 20 | 9.5 | 25000 | 25000 | 100% | 1.9 | 0 | 13 |  |  |  |  | R-454B | 2 | Residential & Commercial | VSMSHP | Ducted CEE Tier 1
215357242 | Mini/Multi Split | DAY & NIGHT | HMSV-A-CB | D5CMHAH30EAK |  | Ducted Indoor Units | 0 |  | 30000 | 19.5 | 10.5 | 31000 | 36000 | 116.1% | 1.95 | 0 | 12.5 |  |  |  |  | R-454B | 2.5 | Residential & Commercial | VSMSHP | Ducted CEE Tier 1
215357245 | Mini/Multi Split | DAY & NIGHT | HMSV-A-CB | D5CMHAH36EAK |  | Ducted Indoor Units | 0 |  | 36000 | 19.5 | 10.5 | 36000 | 38000 | 105.6% | 2 | 0 | 12 |  |  |  |  | R-454B | 3 | Residential & Commercial | VSMSHP | Ducted CEE Tier 1
215357248 | Mini/Multi Split | DAY & NIGHT | HMSV-A-CB | D5CMHAH48FAK |  | Ducted Indoor Units | 0 |  | 47000 | 20.5 | 11 | 48000 | 48000 | 100% | 2 | 0 | 11.7 |  |  |  |  | R-454B | 3.9167 | Residential & Commercial | VSMSHP | Ducted CEE Tier 1
215357251 | Mini/Multi Split | DAY & NIGHT | HMSV-A-CB | D5CMHAH55FAK |  | Ducted Indoor Units | 0 |  | 53000 | 20.2 | 10.7 | 55000 | 48000 | 87.27% | 2.1 | 0 | 11.7 |  |  |  |  | R-454B | 4.4167 | Residential & Commercial | VSMSHP | Ducted CEE Tier 1
215357254 | Mini/Multi Split | DAY & NIGHT | HMSV-A-CB | D5CMRAH18CAK |  | Ducted Indoor Units | 0 |  | 18000 | 20 | 10 | 19000 | 14600 | 76.84% | 2.3 | 0 | 12 |  |  |  |  | R-454B | 1.5 | Residential & Commercial | VSMSHP | Ducted CEE Tier 1
215357257 | Mini/Multi Split | DAY & NIGHT | HMSV-A-CB | D5CMRAH24DAK |  | Ducted Indoor Units | 0 |  | 24000 | 21 | 9.5 | 25000 | 18000 | 72% | 2 | 0 | 12.5 |  |  |  |  | R-454B | 2 | Residential & Commercial | VSMSHP | Ducted CEE Tier 1
215357263 | Mini/Multi Split | DAY & NIGHT | HMSV-A-CB | D5CMRAH30EAK |  | Ducted Indoor Units | 0 |  | 30000 | 21 | 9.5 | 31000 | 25000 | 80.65% | 2 | 0 | 12 |  |  |  |  | R-454B | 2.5 | Residential & Commercial | VSMSHP | Ducted CEE Tier 1
215357266 | Mini/Multi Split | DAY & NIGHT | HMSV-A-CB | D5CMRAH36EAK |  | Ducted Indoor Units | 0 |  | 35000 | 20 | 9.2 | 37000 | 26000 | 70.27% | 2 | 0 | 11.7 |  |  |  |  | R-454B | 2.9167 | Residential & Commercial | VSMSHP | Ducted CEE Tier 1
215357269 | Mini/Multi Split | DAY & NIGHT | HMSV-A-CB | D5CMRAH48FAK |  | Ducted Indoor Units | 0 |  | 45000 | 20.5 | 10.6 | 47000 | 38000 | 80.85% | 2.1 | 0 | 12 |  |  |  |  | R-454B | 3.75 | Residential & Commercial | VSMSHP | Ducted CEE Tier 1
215357275 | Mini/Multi Split | HEIL | HMSV-A-CB | D5CMHAH18CAK |  | Ducted Indoor Units | 0 |  | 19000 | 20 | 10 | 20000 | 18000 | 90% | 2 | 0 | 13 |  |  |  |  | R-454B | 1.5833 | Residential & Commercial | VSMSHP | Ducted CEE Tier 1
215357278 | Mini/Multi Split | HEIL | HMSV-A-CB | D5CMHAH24DAK |  | Ducted Indoor Units | 0 |  | 24000 | 20 | 9.5 | 25000 | 25000 | 100% | 1.9 | 0 | 13 |  |  |  |  | R-454B | 2 | Residential & Commercial | VSMSHP | Ducted CEE Tier 1
215357284 | Mini/Multi Split | HEIL | HMSV-A-CB | D5CMHAH30EAK |  | Ducted Indoor Units | 0 |  | 30000 | 19.5 | 10.5 | 31000 | 36000 | 116.1% | 1.95 | 0 | 12.5 |  |  |  |  | R-454B | 2.5 | Residential & Commercial | VSMSHP | Ducted CEE Tier 1
215357287 | Mini/Multi Split | HEIL | HMSV-A-CB | D5CMHAH36EAK |  | Ducted Indoor Units | 0 |  | 36000 | 19.5 | 10.5 | 36000 | 38000 | 105.6% | 2 | 0 | 12 |  |  |  |  | R-454B | 3 | Residential & Commercial | VSMSHP | Ducted CEE Tier 1
215357290 | Mini/Multi Split | HEIL | HMSV-A-CB | D5CMHAH48FAK |  | Ducted Indoor Units | 0 |  | 47000 | 20.5 | 11 | 48000 | 48000 | 100% | 2 | 0 | 11.7 |  |  |  |  | R-454B | 3.9167 | Residential & Commercial | VSMSHP | Ducted CEE Tier 1
215357293 | Mini/Multi Split | HEIL | HMSV-A-CB | D5CMHAH55FAK |  | Ducted Indoor Units | 0 |  | 53000 | 20.2 | 10.7 | 55000 | 48000 | 87.27% | 2.1 | 0 | 11.7 |  |  |  |  | R-454B | 4.4167 | Residential & Commercial | VSMSHP | Ducted CEE Tier 1
215357296 | Mini/Multi Split | HEIL | HMSV-A-CB | D5CMRAH18CAK |  | Ducted Indoor Units | 0 |  | 18000 | 20 | 10 | 19000 | 14600 | 76.84% | 2.3 | 0 | 12 |  |  |  |  | R-454B | 1.5 | Residential & Commercial | VSMSHP | Ducted CEE Tier 1
215357299 | Mini/Multi Split | HEIL | HMSV-A-CB | D5CMRAH24DAK |  | Ducted Indoor Units | 0 |  | 24000 | 21 | 9.5 | 25000 | 18000 | 72% | 2 | 0 | 12.5 |  |  |  |  | R-454B | 2 | Residential & Commercial | VSMSHP | Ducted CEE Tier 1
215357305 | Mini/Multi Split | HEIL | HMSV-A-CB | D5CMRAH30EAK |  | Ducted Indoor Units | 0 |  | 30000 | 21 | 9.5 | 31000 | 25000 | 80.65% | 2 | 0 | 12 |  |  |  |  | R-454B | 2.5 | Residential & Commercial | VSMSHP | Ducted CEE Tier 1
215357308 | Mini/Multi Split | HEIL | HMSV-A-CB | D5CMRAH36EAK |  | Ducted Indoor Units | 0 |  | 35000 | 20 | 9.2 | 37000 | 26000 | 70.27% | 2 | 0 | 11.7 |  |  |  |  | R-454B | 2.9167 | Residential & Commercial | VSMSHP | Ducted CEE Tier 1
215357311 | Mini/Multi Split | HEIL | HMSV-A-CB | D5CMRAH48FAK |  | Ducted Indoor Units | 0 |  | 45000 | 20.5 | 10.6 | 47000 | 38000 | 80.85% | 2.1 | 0 | 12 |  |  |  |  | R-454B | 3.75 | Residential & Commercial | VSMSHP | Ducted CEE Tier 1
215357317 | Mini/Multi Split | KEEPRITE | HMSV-A-CB | D5CMHAH18CAK |  | Ducted Indoor Units | 0 |  | 19000 | 20 | 10 | 20000 | 18000 | 90% | 2 | 0 | 13 |  |  |  |  | R-454B | 1.5833 | Residential & Commercial | VSMSHP | Ducted CEE Tier 1
215357320 | Mini/Multi Split | KEEPRITE | HMSV-A-CB | D5CMHAH24DAK |  | Ducted Indoor Units | 0 |  | 24000 | 20 | 9.5 | 25000 | 25000 | 100% | 1.9 | 0 | 13 |  |  |  |  | R-454B | 2 | Residential & Commercial | VSMSHP | Ducted CEE Tier 1
215357326 | Mini/Multi Split | KEEPRITE | HMSV-A-CB | D5CMHAH30EAK |  | Ducted Indoor Units | 0 |  | 30000 | 19.5 | 10.5 | 31000 | 36000 | 116.1% | 1.95 | 0 | 12.5 |  |  |  |  | R-454B | 2.5 | Residential & Commercial | VSMSHP | Ducted CEE Tier 1
215357329 | Mini/Multi Split | KEEPRITE | HMSV-A-CB | D5CMHAH36EAK |  | Ducted Indoor Units | 0 |  | 36000 | 19.5 | 10.5 | 36000 | 38000 | 105.6% | 2 | 0 | 12 |  |  |  |  | R-454B | 3 | Residential & Commercial | VSMSHP | Ducted CEE Tier 1
215357332 | Mini/Multi Split | KEEPRITE | HMSV-A-CB | D5CMHAH48FAK |  | Ducted Indoor Units | 0 |  | 47000 | 20.5 | 11 | 48000 | 48000 | 100% | 2 | 0 | 11.7 |  |  |  |  | R-454B | 3.9167 | Residential & Commercial | VSMSHP | Ducted CEE Tier 1
215357335 | Mini/Multi Split | KEEPRITE | HMSV-A-CB | D5CMHAH55FAK |  | Ducted Indoor Units | 0 |  | 53000 | 20.2 | 10.7 | 55000 | 48000 | 87.27% | 2.1 | 0 | 11.7 |  |  |  |  | R-454B | 4.4167 | Residential & Commercial | VSMSHP | Ducted CEE Tier 1
215357338 | Mini/Multi Split | KEEPRITE | HMSV-A-CB | D5CMRAH18CAK |  | Ducted Indoor Units | 0 |  | 18000 | 20 | 10 | 19000 | 14600 | 76.84% | 2.3 | 0 | 12 |  |  |  |  | R-454B | 1.5 | Residential & Commercial | VSMSHP | Ducted CEE Tier 1
215357341 | Mini/Multi Split | KEEPRITE | HMSV-A-CB | D5CMRAH24DAK |  | Ducted Indoor Units | 0 |  | 24000 | 21 | 9.5 | 25000 | 18000 | 72% | 2 | 0 | 12.5 |  |  |  |  | R-454B | 2 | Residential & Commercial | VSMSHP | Ducted CEE Tier 1
215357347 | Mini/Multi Split | KEEPRITE | HMSV-A-CB | D5CMRAH30EAK |  | Ducted Indoor Units | 0 |  | 30000 | 21 | 9.5 | 31000 | 25000 | 80.65% | 2 | 0 | 12 |  |  |  |  | R-454B | 2.5 | Residential & Commercial | VSMSHP | Ducted CEE Tier 1
215357350 | Mini/Multi Split | KEEPRITE | HMSV-A-CB | D5CMRAH36EAK |  | Ducted Indoor Units | 0 |  | 35000 | 20 | 9.2 | 37000 | 26000 | 70.27% | 2 | 0 | 11.7 |  |  |  |  | R-454B | 2.9167 | Residential & Commercial | VSMSHP | Ducted CEE Tier 1
215357353 | Mini/Multi Split | KEEPRITE | HMSV-A-CB | D5CMRAH48FAK |  | Ducted Indoor Units | 0 |  | 45000 | 20.5 | 10.6 | 47000 | 38000 | 80.85% | 2.1 | 0 | 12 |  |  |  |  | R-454B | 3.75 | Residential & Commercial | VSMSHP | Ducted CEE Tier 1
215357359 | Mini/Multi Split | KENMORE | HMSV-A-CB | D5CMHAH18CAK |  | Ducted Indoor Units | 0 |  | 19000 | 20 | 10 | 20000 | 18000 | 90% | 2 | 0 | 13 |  |  |  |  | R-454B | 1.5833 | Residential & Commercial | VSMSHP | Ducted CEE Tier 1
215357362 | Mini/Multi Split | KENMORE | HMSV-A-CB | D5CMHAH24DAK |  | Ducted Indoor Units | 0 |  | 24000 | 20 | 9.5 | 25000 | 25000 | 100% | 1.9 | 0 | 13 |  |  |  |  | R-454B | 2 | Residential & Commercial | VSMSHP | Ducted CEE Tier 1
215357368 | Mini/Multi Split | KENMORE | HMSV-A-CB | D5CMHAH30EAK |  | Ducted Indoor Units | 0 |  | 30000 | 19.5 | 10.5 | 31000 | 36000 | 116.1% | 1.95 | 0 | 12.5 |  |  |  |  | R-454B | 2.5 | Residential & Commercial | VSMSHP | Ducted CEE Tier 1
215357371 | Mini/Multi Split | KENMORE | HMSV-A-CB | D5CMHAH36EAK |  | Ducted Indoor Units | 0 |  | 36000 | 19.5 | 10.5 | 36000 | 38000 | 105.6% | 2 | 0 | 12 |  |  |  |  | R-454B | 3 | Residential & Commercial | VSMSHP | Ducted CEE Tier 1
215357374 | Mini/Multi Split | KENMORE | HMSV-A-CB | D5CMHAH48FAK |  | Ducted Indoor Units | 0 |  | 47000 | 20.5 | 11 | 48000 | 48000 | 100% | 2 | 0 | 11.7 |  |  |  |  | R-454B | 3.9167 | Residential & Commercial | VSMSHP | Ducted CEE Tier 1
215357377 | Mini/Multi Split | KENMORE | HMSV-A-CB | D5CMHAH55FAK |  | Ducted Indoor Units | 0 |  | 53000 | 20.2 | 10.7 | 55000 | 48000 | 87.27% | 2.1 | 0 | 11.7 |  |  |  |  | R-454B | 4.4167 | Residential & Commercial | VSMSHP | Ducted CEE Tier 1
215357380 | Mini/Multi Split | KENMORE | HMSV-A-CB | D5CMRAH18CAK |  | Ducted Indoor Units | 0 |  | 18000 | 20 | 10 | 19000 | 14600 | 76.84% | 2.3 | 0 | 12 |  |  |  |  | R-454B | 1.5 | Residential & Commercial | VSMSHP | Ducted CEE Tier 1
215357383 | Mini/Multi Split | KENMORE | HMSV-A-CB | D5CMRAH24DAK |  | Ducted Indoor Units | 0 |  | 24000 | 21 | 9.5 | 25000 | 18000 | 72% | 2 | 0 | 12.5 |  |  |  |  | R-454B | 2 | Residential & Commercial | VSMSHP | Ducted CEE Tier 1
215357389 | Mini/Multi Split | KENMORE | HMSV-A-CB | D5CMRAH30EAK |  | Ducted Indoor Units | 0 |  | 30000 | 21 | 9.5 | 31000 | 25000 | 80.65% | 2 | 0 | 12 |  |  |  |  | R-454B | 2.5 | Residential & Commercial | VSMSHP | Ducted CEE Tier 1
215357392 | Mini/Multi Split | KENMORE | HMSV-A-CB | D5CMRAH36EAK |  | Ducted Indoor Units | 0 |  | 35000 | 20 | 9.2 | 37000 | 26000 | 70.27% | 2 | 0 | 11.7 |  |  |  |  | R-454B | 2.9167 | Residential & Commercial | VSMSHP | Ducted CEE Tier 1
215357395 | Mini/Multi Split | KENMORE | HMSV-A-CB | D5CMRAH48FAK |  | Ducted Indoor Units | 0 |  | 45000 | 20.5 | 10.6 | 47000 | 38000 | 80.85% | 2.1 | 0 | 12 |  |  |  |  | R-454B | 3.75 | Residential & Commercial | VSMSHP | Ducted CEE Tier 1
215357401 | Mini/Multi Split | MIDEA | HMSV-A-CB | D5CMHAH18CAK |  | Ducted Indoor Units | 0 |  | 19000 | 20 | 10 | 20000 | 18000 | 90% | 2 | 0 | 13 |  |  |  |  | R-454B | 1.5833 | Residential & Commercial | VSMSHP | Ducted CEE Tier 1
215357404 | Mini/Multi Split | MIDEA | HMSV-A-CB | D5CMHAH24DAK |  | Ducted Indoor Units | 0 |  | 24000 | 20 | 9.5 | 25000 | 25000 | 100% | 1.9 | 0 | 13 |  |  |  |  | R-454B | 2 | Residential & Commercial | VSMSHP | Ducted CEE Tier 1
215357410 | Mini/Multi Split | MIDEA | HMSV-A-CB | D5CMHAH30EAK |  | Ducted Indoor Units | 0 |  | 30000 | 19.5 | 10.5 | 31000 | 36000 | 116.1% | 1.95 | 0 | 12.5 |  |  |  |  | R-454B | 2.5 | Residential & Commercial | VSMSHP | Ducted CEE Tier 1
215357413 | Mini/Multi Split | MIDEA | HMSV-A-CB | D5CMHAH36EAK |  | Ducted Indoor Units | 0 |  | 36000 | 19.5 | 10.5 | 36000 | 38000 | 105.6% | 2 | 0 | 12 |  |  |  |  | R-454B | 3 | Residential & Commercial | VSMSHP | Ducted CEE Tier 1
215357416 | Mini/Multi Split | MIDEA | HMSV-A-CB | D5CMHAH48FAK |  | Ducted Indoor Units | 0 |  | 47000 | 20.5 | 11 | 48000 | 48000 | 100% | 2 | 0 | 11.7 |  |  |  |  | R-454B | 3.9167 | Residential & Commercial | VSMSHP | Ducted CEE Tier 1
215357419 | Mini/Multi Split | MIDEA | HMSV-A-CB | D5CMHAH55FAK |  | Ducted Indoor Units | 0 |  | 53000 | 20.2 | 10.7 | 55000 | 48000 | 87.27% | 2.1 | 0 | 11.7 |  |  |  |  | R-454B | 4.4167 | Residential & Commercial | VSMSHP | Ducted CEE Tier 1
215357422 | Mini/Multi Split | MIDEA | HMSV-A-CB | D5CMRAH18CAK |  | Ducted Indoor Units | 0 |  | 18000 | 20 | 10 | 19000 | 14600 | 76.84% | 2.3 | 0 | 12 |  |  |  |  | R-454B | 1.5 | Residential & Commercial | VSMSHP | Ducted CEE Tier 1
215357425 | Mini/Multi Split | MIDEA | HMSV-A-CB | D5CMRAH24DAK |  | Ducted Indoor Units | 0 |  | 24000 | 21 | 9.5 | 25000 | 18000 | 72% | 2 | 0 | 12.5 |  |  |  |  | R-454B | 2 | Residential & Commercial | VSMSHP | Ducted CEE Tier 1
215357431 | Mini/Multi Split | MIDEA | HMSV-A-CB | D5CMRAH30EAK |  | Ducted Indoor Units | 0 |  | 30000 | 21 | 9.5 | 31000 | 25000 | 80.65% | 2 | 0 | 12 |  |  |  |  | R-454B | 2.5 | Residential & Commercial | VSMSHP | Ducted CEE Tier 1
215357435 | Mini/Multi Split | CARRIER | HMSV-A-CB | 37MGHAQ18CA3 |  | Ducted Indoor Units | 0 |  | 19000 | 20 | 10 | 20000 | 18000 | 90% | 2 | 0 | 13 |  |  |  |  | R-454B | 1.5833 | Residential & Commercial | VSMSHP | Ducted CEE Tier 1
215357436 | Mini/Multi Split | MIDEA | HMSV-A-CB | D5CMRAH36EAK |  | Ducted Indoor Units | 0 |  | 35000 | 20 | 9.2 | 37000 | 26000 | 70.27% | 2 | 0 | 11.7 |  |  |  |  | R-454B | 2.9167 | Residential & Commercial | VSMSHP | Ducted CEE Tier 1
215357440 | Mini/Multi Split | CARRIER | HMSV-A-CB | 37MGHAQ24DA3 |  | Ducted Indoor Units | 0 |  | 24000 | 20 | 9.5 | 25000 | 25000 | 100% | 1.9 | 0 | 13 |  |  |  |  | R-454B | 2 | Residential & Commercial | VSMSHP | Ducted CEE Tier 1
215357445 | Mini/Multi Split | MIDEA | HMSV-A-CB | D5CMRAH48FAK |  | Ducted Indoor Units | 0 |  | 45000 | 20.5 | 10.6 | 47000 | 38000 | 80.85% | 2.1 | 0 | 12 |  |  |  |  | R-454B | 3.75 | Residential & Commercial | VSMSHP | Ducted CEE Tier 1
215357449 | Mini/Multi Split | CARRIER | HMSV-A-CB | 37MGHAQ30EA3 |  | Ducted Indoor Units | 0 |  | 30000 | 19.5 | 10.5 | 31000 | 36000 | 116.1% | 1.95 | 0 | 12.5 |  |  |  |  | R-454B | 2.5 | Residential & Commercial | VSMSHP | Ducted CEE Tier 1
215357454 | Mini/Multi Split | CARRIER | HMSV-A-CB | 37MGHAQ36EA3 |  | Ducted Indoor Units | 0 |  | 36000 | 19.5 | 10.5 | 36000 | 38000 | 105.6% | 2 | 0 | 12 |  |  |  |  | R-454B | 3 | Residential & Commercial | VSMSHP | Ducted CEE Tier 1
215357459 | Mini/Multi Split | TEMPSTAR | HMSV-A-CB | D5CMHAH18CAK |  | Ducted Indoor Units | 0 |  | 19000 | 20 | 10 | 20000 | 18000 | 90% | 2 | 0 | 13 |  |  |  |  | R-454B | 1.5833 | Residential & Commercial | VSMSHP | Ducted CEE Tier 1
215357460 | Mini/Multi Split | CARRIER | HMSV-A-CB | 37MGHAQ48FA3 |  | Ducted Indoor Units | 0 |  | 47000 | 20.5 | 11 | 48000 | 48000 | 100% | 2 | 0 | 11.7 |  |  |  |  | R-454B | 3.9167 | Residential & Commercial | VSMSHP | Ducted CEE Tier 1
215357465 | Mini/Multi Split | TEMPSTAR | HMSV-A-CB | D5CMHAH24DAK |  | Ducted Indoor Units | 0 |  | 24000 | 20 | 9.5 | 25000 | 25000 | 100% | 1.9 | 0 | 13 |  |  |  |  | R-454B | 2 | Residential & Commercial | VSMSHP | Ducted CEE Tier 1
215357466 | Mini/Multi Split | CARRIER | HMSV-A-CB | 37MGHAQ55FA3 |  | Ducted Indoor Units | 0 |  | 53000 | 20.2 | 10.7 | 55000 | 48000 | 87.27% | 2.1 | 0 | 11.7 |  |  |  |  | R-454B | 4.4167 | Residential & Commercial | VSMSHP | Ducted CEE Tier 1
215357473 | Mini/Multi Split | CARRIER | HMSV-A-CB | 37MGRAQ18CA3 |  | Ducted Indoor Units | 0 |  | 18000 | 20 | 10 | 19000 | 14600 | 76.84% | 2.3 | 0 | 12 |  |  |  |  | R-454B | 1.5 | Residential & Commercial | VSMSHP | Ducted CEE Tier 1
215357476 | Mini/Multi Split | TEMPSTAR | HMSV-A-CB | D5CMHAH30EAK |  | Ducted Indoor Units | 0 |  | 30000 | 19.5 | 10.5 | 31000 | 36000 | 116.1% | 1.95 | 0 | 12.5 |  |  |  |  | R-454B | 2.5 | Residential & Commercial | VSMSHP | Ducted CEE Tier 1
215357479 | Mini/Multi Split | CARRIER | HMSV-A-CB | 37MGRAQ24DA3 |  | Ducted Indoor Units | 0 |  | 24000 | 21 | 9.5 | 25000 | 18000 | 72% | 2 | 0 | 12.5 |  |  |  |  | R-454B | 2 | Residential & Commercial | VSMSHP | Ducted CEE Tier 1
215357482 | Mini/Multi Split | TEMPSTAR | HMSV-A-CB | D5CMHAH36EAK |  | Ducted Indoor Units | 0 |  | 36000 | 19.5 | 10.5 | 36000 | 38000 | 105.6% | 2 | 0 | 12 |  |  |  |  | R-454B | 3 | Residential & Commercial | VSMSHP | Ducted CEE Tier 1
215357487 | Mini/Multi Split | TEMPSTAR | HMSV-A-CB | D5CMHAH48FAK |  | Ducted Indoor Units | 0 |  | 47000 | 20.5 | 11 | 48000 | 48000 | 100% | 2 | 0 | 11.7 |  |  |  |  | R-454B | 3.9167 | Residential & Commercial | VSMSHP | Ducted CEE Tier 1
215357492 | Mini/Multi Split | CARRIER | HMSV-A-CB | 37MGRAQ30EA3 |  | Ducted Indoor Units | 0 |  | 30000 | 21 | 9.5 | 31000 | 25000 | 80.65% | 2 | 0 | 12 |  |  |  |  | R-454B | 2.5 | Residential & Commercial | VSMSHP | Ducted CEE Tier 1
215357493 | Mini/Multi Split | TEMPSTAR | HMSV-A-CB | D5CMHAH55FAK |  | Ducted Indoor Units | 0 |  | 53000 | 20.2 | 10.7 | 55000 | 48000 | 87.27% | 2.1 | 0 | 11.7 |  |  |  |  | R-454B | 4.4167 | Residential & Commercial | VSMSHP | Ducted CEE Tier 1
215357499 | Mini/Multi Split | TEMPSTAR | HMSV-A-CB | D5CMRAH18CAK |  | Ducted Indoor Units | 0 |  | 18000 | 20 | 10 | 19000 | 14600 | 76.84% | 2.3 | 0 | 12 |  |  |  |  | R-454B | 1.5 | Residential & Commercial | VSMSHP | Ducted CEE Tier 1
215357498 | Mini/Multi Split | CARRIER | HMSV-A-CB | 37MGRAQ36EA3 |  | Ducted Indoor Units | 0 |  | 35000 | 20 | 9.2 | 37000 | 26000 | 70.27% | 2 | 0 | 11.7 |  |  |  |  | R-454B | 2.9167 | Residential & Commercial | VSMSHP | Ducted CEE Tier 1
215357504 | Mini/Multi Split | TEMPSTAR | HMSV-A-CB | D5CMRAH24DAK |  | Ducted Indoor Units | 0 |  | 24000 | 21 | 9.5 | 25000 | 18000 | 72% | 2 | 0 | 12.5 |  |  |  |  | R-454B | 2 | Residential & Commercial | VSMSHP | Ducted CEE Tier 1
215357505 | Mini/Multi Split | CARRIER | HMSV-A-CB | 37MGRAQ48FA3 |  | Ducted Indoor Units | 0 |  | 45000 | 20.5 | 10.6 | 47000 | 38000 | 80.85% | 2.1 | 0 | 12 |  |  |  |  | R-454B | 3.75 | Residential & Commercial | VSMSHP | Ducted CEE Tier 1
215357515 | Mini/Multi Split | TEMPSTAR | HMSV-A-CB | D5CMRAH30EAK |  | Ducted Indoor Units | 0 |  | 30000 | 21 | 9.5 | 31000 | 25000 | 80.65% | 2 | 0 | 12 |  |  |  |  | R-454B | 2.5 | Residential & Commercial | VSMSHP | Ducted CEE Tier 1
215357518 | Mini/Multi Split | TEMPSTAR | HMSV-A-CB | D5CMRAH36EAK |  | Ducted Indoor Units | 0 |  | 35000 | 20 | 9.2 | 37000 | 26000 | 70.27% | 2 | 0 | 11.7 |  |  |  |  | R-454B | 2.9167 | Residential & Commercial | VSMSHP | Ducted CEE Tier 1
215357521 | Mini/Multi Split | TEMPSTAR | HMSV-A-CB | D5CMRAH48FAK |  | Ducted Indoor Units | 0 |  | 45000 | 20.5 | 10.6 | 47000 | 38000 | 80.85% | 2.1 | 0 | 12 |  |  |  |  | R-454B | 3.75 | Residential & Commercial | VSMSHP | Ducted CEE Tier 1
215357527 | Mini/Multi Split | SMART COMFORT | HMSV-A-CB | D5CMHAH18CAK |  | Ducted Indoor Units | 0 |  | 19000 | 20 | 10 | 20000 | 18000 | 90% | 2 | 0 | 13 |  |  |  |  | R-454B | 1.5833 | Residential & Commercial | VSMSHP | Ducted CEE Tier 1
215357530 | Mini/Multi Split | SMART COMFORT | HMSV-A-CB | D5CMHAH24DAK |  | Ducted Indoor Units | 0 |  | 24000 | 20 | 9.5 | 25000 | 25000 | 100% | 1.9 | 0 | 13 |  |  |  |  | R-454B | 2 | Residential & Commercial | VSMSHP | Ducted CEE Tier 1
215357536 | Mini/Multi Split | SMART COMFORT | HMSV-A-CB | D5CMHAH30EAK |  | Ducted Indoor Units | 0 |  | 30000 | 19.5 | 10.5 | 31000 | 36000 | 116.1% | 1.95 | 0 | 12.5 |  |  |  |  | R-454B | 2.5 | Residential & Commercial | VSMSHP | Ducted CEE Tier 1
215357539 | Mini/Multi Split | SMART COMFORT | HMSV-A-CB | D5CMHAH36EAK |  | Ducted Indoor Units | 0 |  | 36000 | 19.5 | 10.5 | 36000 | 38000 | 105.6% | 2 | 0 | 12 |  |  |  |  | R-454B | 3 | Residential & Commercial | VSMSHP | Ducted CEE Tier 1
215357542 | Mini/Multi Split | SMART COMFORT | HMSV-A-CB | D5CMHAH48FAK |  | Ducted Indoor Units | 0 |  | 47000 | 20.5 | 11 | 48000 | 48000 | 100% | 2 | 0 | 11.7 |  |  |  |  | R-454B | 3.9167 | Residential & Commercial | VSMSHP | Ducted CEE Tier 1
215357545 | Mini/Multi Split | SMART COMFORT | HMSV-A-CB | D5CMHAH55FAK |  | Ducted Indoor Units | 0 |  | 53000 | 20.2 | 10.7 | 55000 | 48000 | 87.27% | 2.1 | 0 | 11.7 |  |  |  |  | R-454B | 4.4167 | Residential & Commercial | VSMSHP | Ducted CEE Tier 1
215357548 | Mini/Multi Split | SMART COMFORT | HMSV-A-CB | D5CMRAH18CAK |  | Ducted Indoor Units | 0 |  | 18000 | 20 | 10 | 19000 | 14600 | 76.84% | 2.3 | 0 | 12 |  |  |  |  | R-454B | 1.5 | Residential & Commercial | VSMSHP | Ducted CEE Tier 1
215357551 | Mini/Multi Split | SMART COMFORT | HMSV-A-CB | D5CMRAH24DAK |  | Ducted Indoor Units | 0 |  | 24000 | 21 | 9.5 | 25000 | 18000 | 72% | 2 | 0 | 12.5 |  |  |  |  | R-454B | 2 | Residential & Commercial | VSMSHP | Ducted CEE Tier 1
215357557 | Mini/Multi Split | SMART COMFORT | HMSV-A-CB | D5CMRAH30EAK |  | Ducted Indoor Units | 0 |  | 30000 | 21 | 9.5 | 31000 | 25000 | 80.65% | 2 | 0 | 12 |  |  |  |  | R-454B | 2.5 | Residential & Commercial | VSMSHP | Ducted CEE Tier 1
215357560 | Mini/Multi Split | SMART COMFORT | HMSV-A-CB | D5CMRAH36EAK |  | Ducted Indoor Units | 0 |  | 35000 | 20 | 9.2 | 37000 | 26000 | 70.27% | 2 | 0 | 11.7 |  |  |  |  | R-454B | 2.9167 | Residential & Commercial | VSMSHP | Ducted CEE Tier 1
215357563 | Mini/Multi Split | SMART COMFORT | HMSV-A-CB | D5CMRAH48FAK |  | Ducted Indoor Units | 0 |  | 45000 | 20.5 | 10.6 | 47000 | 38000 | 80.85% | 2.1 | 0 | 12 |  |  |  |  | R-454B | 3.75 | Residential & Commercial | VSMSHP | Ducted CEE Tier 1
215357569 | Mini/Multi Split | AIRQUEST | HMSV-A-CB | D5CMHAH18CAK |  | Ducted Indoor Units | 0 |  | 19000 | 20 | 10 | 20000 | 18000 | 90% | 2 | 0 | 13 |  |  |  |  | R-454B | 1.5833 | Residential & Commercial | VSMSHP | Ducted CEE Tier 1
215357572 | Mini/Multi Split | AIRQUEST | HMSV-A-CB | D5CMHAH24DAK |  | Ducted Indoor Units | 0 |  | 24000 | 20 | 9.5 | 25000 | 25000 | 100% | 1.9 | 0 | 13 |  |  |  |  | R-454B | 2 | Residential & Commercial | VSMSHP | Ducted CEE Tier 1
215357578 | Mini/Multi Split | AIRQUEST | HMSV-A-CB | D5CMHAH30EAK |  | Ducted Indoor Units | 0 |  | 30000 | 19.5 | 10.5 | 31000 | 36000 | 116.1% | 1.95 | 0 | 12.5 |  |  |  |  | R-454B | 2.5 | Residential & Commercial | VSMSHP | Ducted CEE Tier 1
215357581 | Mini/Multi Split | AIRQUEST | HMSV-A-CB | D5CMHAH36EAK |  | Ducted Indoor Units | 0 |  | 36000 | 19.5 | 10.5 | 36000 | 38000 | 105.6% | 2 | 0 | 12 |  |  |  |  | R-454B | 3 | Residential & Commercial | VSMSHP | Ducted CEE Tier 1
215357584 | Mini/Multi Split | AIRQUEST | HMSV-A-CB | D5CMHAH48FAK |  | Ducted Indoor Units | 0 |  | 47000 | 20.5 | 11 | 48000 | 48000 | 100% | 2 | 0 | 11.7 |  |  |  |  | R-454B | 3.9167 | Residential & Commercial | VSMSHP | Ducted CEE Tier 1
215357587 | Mini/Multi Split | AIRQUEST | HMSV-A-CB | D5CMHAH55FAK |  | Ducted Indoor Units | 0 |  | 53000 | 20.2 | 10.7 | 55000 | 48000 | 87.27% | 2.1 | 0 | 11.7 |  |  |  |  | R-454B | 4.4167 | Residential & Commercial | VSMSHP | Ducted CEE Tier 1
215357590 | Mini/Multi Split | AIRQUEST | HMSV-A-CB | D5CMRAH18CAK |  | Ducted Indoor Units | 0 |  | 18000 | 20 | 10 | 19000 | 14600 | 76.84% | 2.3 | 0 | 12 |  |  |  |  | R-454B | 1.5 | Residential & Commercial | VSMSHP | Ducted CEE Tier 1
215357593 | Mini/Multi Split | AIRQUEST | HMSV-A-CB | D5CMRAH24DAK |  | Ducted Indoor Units | 0 |  | 24000 | 21 | 9.5 | 25000 | 18000 | 72% | 2 | 0 | 12.5 |  |  |  |  | R-454B | 2 | Residential & Commercial | VSMSHP | Ducted CEE Tier 1
215357599 | Mini/Multi Split | AIRQUEST | HMSV-A-CB | D5CMRAH30EAK |  | Ducted Indoor Units | 0 |  | 30000 | 21 | 9.5 | 31000 | 25000 | 80.65% | 2 | 0 | 12 |  |  |  |  | R-454B | 2.5 | Residential & Commercial | VSMSHP | Ducted CEE Tier 1
215357602 | Mini/Multi Split | AIRQUEST | HMSV-A-CB | D5CMRAH36EAK |  | Ducted Indoor Units | 0 |  | 35000 | 20 | 9.2 | 37000 | 26000 | 70.27% | 2 | 0 | 11.7 |  |  |  |  | R-454B | 2.9167 | Residential & Commercial | VSMSHP | Ducted CEE Tier 1
215357605 | Mini/Multi Split | AIRQUEST | HMSV-A-CB | D5CMRAH48FAK |  | Ducted Indoor Units | 0 |  | 45000 | 20.5 | 10.6 | 47000 | 38000 | 80.85% | 2.1 | 0 | 12 |  |  |  |  | R-454B | 3.75 | Residential & Commercial | VSMSHP | Ducted CEE Tier 1
215357611 | Mini/Multi Split | LPS Legacy | HMSV-A-CB | D5CMHAH18CAK |  | Ducted Indoor Units | 0 |  | 19000 | 20 | 10 | 20000 | 18000 | 90% | 2 | 0 | 13 |  |  |  |  | R-454B | 1.5833 | Residential & Commercial | VSMSHP | Ducted CEE Tier 1
215357614 | Mini/Multi Split | LPS Legacy | HMSV-A-CB | D5CMHAH24DAK |  | Ducted Indoor Units | 0 |  | 24000 | 20 | 9.5 | 25000 | 25000 | 100% | 1.9 | 0 | 13 |  |  |  |  | R-454B | 2 | Residential & Commercial | VSMSHP | Ducted CEE Tier 1
215357620 | Mini/Multi Split | LPS Legacy | HMSV-A-CB | D5CMHAH30EAK |  | Ducted Indoor Units | 0 |  | 30000 | 19.5 | 10.5 | 31000 | 36000 | 116.1% | 1.95 | 0 | 12.5 |  |  |  |  | R-454B | 2.5 | Residential & Commercial | VSMSHP | Ducted CEE Tier 1
215357623 | Mini/Multi Split | LPS Legacy | HMSV-A-CB | D5CMHAH36EAK |  | Ducted Indoor Units | 0 |  | 36000 | 19.5 | 10.5 | 36000 | 38000 | 105.6% | 2 | 0 | 12 |  |  |  |  | R-454B | 3 | Residential & Commercial | VSMSHP | Ducted CEE Tier 1
215357626 | Mini/Multi Split | LPS Legacy | HMSV-A-CB | D5CMHAH48FAK |  | Ducted Indoor Units | 0 |  | 47000 | 20.5 | 11 | 48000 | 48000 | 100% | 2 | 0 | 11.7 |  |  |  |  | R-454B | 3.9167 | Residential & Commercial | VSMSHP | Ducted CEE Tier 1
215357629 | Mini/Multi Split | LPS Legacy | HMSV-A-CB | D5CMHAH55FAK |  | Ducted Indoor Units | 0 |  | 53000 | 20.2 | 10.7 | 55000 | 48000 | 87.27% | 2.1 | 0 | 11.7 |  |  |  |  | R-454B | 4.4167 | Residential & Commercial | VSMSHP | Ducted CEE Tier 1
215357632 | Mini/Multi Split | LPS Legacy | HMSV-A-CB | D5CMRAH18CAK |  | Ducted Indoor Units | 0 |  | 18000 | 20 | 10 | 19000 | 14600 | 76.84% | 2.3 | 0 | 12 |  |  |  |  | R-454B | 1.5 | Residential & Commercial | VSMSHP | Ducted CEE Tier 1
215357635 | Mini/Multi Split | LPS Legacy | HMSV-A-CB | D5CMRAH24DAK |  | Ducted Indoor Units | 0 |  | 24000 | 21 | 9.5 | 25000 | 18000 | 72% | 2 | 0 | 12.5 |  |  |  |  | R-454B | 2 | Residential & Commercial | VSMSHP | Ducted CEE Tier 1
215357641 | Mini/Multi Split | LPS Legacy | HMSV-A-CB | D5CMRAH30EAK |  | Ducted Indoor Units | 0 |  | 30000 | 21 | 9.5 | 31000 | 25000 | 80.65% | 2 | 0 | 12 |  |  |  |  | R-454B | 2.5 | Residential & Commercial | VSMSHP | Ducted CEE Tier 1
215357644 | Mini/Multi Split | LPS Legacy | HMSV-A-CB | D5CMRAH36EAK |  | Ducted Indoor Units | 0 |  | 35000 | 20 | 9.2 | 37000 | 26000 | 70.27% | 2 | 0 | 11.7 |  |  |  |  | R-454B | 2.9167 | Residential & Commercial | VSMSHP | Ducted CEE Tier 1
215357647 | Mini/Multi Split | LPS Legacy | HMSV-A-CB | D5CMRAH48FAK |  | Ducted Indoor Units | 0 |  | 45000 | 20.5 | 10.6 | 47000 | 38000 | 80.85% | 2.1 | 0 | 12 |  |  |  |  | R-454B | 3.75 | Residential & Commercial | VSMSHP | Ducted CEE Tier 1
215357653 | Mini/Multi Split | Grandaire | HMSV-A-CB | D5CMHAH18CAK |  | Ducted Indoor Units | 0 |  | 19000 | 20 | 10 | 20000 | 18000 | 90% | 2 | 0 | 13 |  |  |  |  | R-454B | 1.5833 | Residential & Commercial | VSMSHP | Ducted CEE Tier 1
215357656 | Mini/Multi Split | Grandaire | HMSV-A-CB | D5CMHAH24DAK |  | Ducted Indoor Units | 0 |  | 24000 | 20 | 9.5 | 25000 | 25000 | 100% | 1.9 | 0 | 13 |  |  |  |  | R-454B | 2 | Residential & Commercial | VSMSHP | Ducted CEE Tier 1
215357662 | Mini/Multi Split | Grandaire | HMSV-A-CB | D5CMHAH30EAK |  | Ducted Indoor Units | 0 |  | 30000 | 19.5 | 10.5 | 31000 | 36000 | 116.1% | 1.95 | 0 | 12.5 |  |  |  |  | R-454B | 2.5 | Residential & Commercial | VSMSHP | Ducted CEE Tier 1
215357665 | Mini/Multi Split | Grandaire | HMSV-A-CB | D5CMHAH36EAK |  | Ducted Indoor Units | 0 |  | 36000 | 19.5 | 10.5 | 36000 | 38000 | 105.6% | 2 | 0 | 12 |  |  |  |  | R-454B | 3 | Residential & Commercial | VSMSHP | Ducted CEE Tier 1
215357668 | Mini/Multi Split | Grandaire | HMSV-A-CB | D5CMHAH48FAK |  | Ducted Indoor Units | 0 |  | 47000 | 20.5 | 11 | 48000 | 48000 | 100% | 2 | 0 | 11.7 |  |  |  |  | R-454B | 3.9167 | Residential & Commercial | VSMSHP | Ducted CEE Tier 1
215357671 | Mini/Multi Split | Grandaire | HMSV-A-CB | D5CMHAH55FAK |  | Ducted Indoor Units | 0 |  | 53000 | 20.2 | 10.7 | 55000 | 48000 | 87.27% | 2.1 | 0 | 11.7 |  |  |  |  | R-454B | 4.4167 | Residential & Commercial | VSMSHP | Ducted CEE Tier 1
215357674 | Mini/Multi Split | Grandaire | HMSV-A-CB | D5CMRAH18CAK |  | Ducted Indoor Units | 0 |  | 18000 | 20 | 10 | 19000 | 14600 | 76.84% | 2.3 | 0 | 12 |  |  |  |  | R-454B | 1.5 | Residential & Commercial | VSMSHP | Ducted CEE Tier 1
215357677 | Mini/Multi Split | Grandaire | HMSV-A-CB | D5CMRAH24DAK |  | Ducted Indoor Units | 0 |  | 24000 | 21 | 9.5 | 25000 | 18000 | 72% | 2 | 0 | 12.5 |  |  |  |  | R-454B | 2 | Residential & Commercial | VSMSHP | Ducted CEE Tier 1
215357683 | Mini/Multi Split | Grandaire | HMSV-A-CB | D5CMRAH30EAK |  | Ducted Indoor Units | 0 |  | 30000 | 21 | 9.5 | 31000 | 25000 | 80.65% | 2 | 0 | 12 |  |  |  |  | R-454B | 2.5 | Residential & Commercial | VSMSHP | Ducted CEE Tier 1
215357686 | Mini/Multi Split | Grandaire | HMSV-A-CB | D5CMRAH36EAK |  | Ducted Indoor Units | 0 |  | 35000 | 20 | 9.2 | 37000 | 26000 | 70.27% | 2 | 0 | 11.7 |  |  |  |  | R-454B | 2.9167 | Residential & Commercial | VSMSHP | Ducted CEE Tier 1
215357689 | Mini/Multi Split | Grandaire | HMSV-A-CB | D5CMRAH48FAK |  | Ducted Indoor Units | 0 |  | 45000 | 20.5 | 10.6 | 47000 | 38000 | 80.85% | 2.1 | 0 | 12 |  |  |  |  | R-454B | 3.75 | Residential & Commercial | VSMSHP | Ducted CEE Tier 1
215357695 | Mini/Multi Split | PAYNE | HMSV-A-CB | 37MGHAQ18CA3 |  | Ducted Indoor Units | 0 |  | 19000 | 20 | 10 | 20000 | 18000 | 90% | 2 | 0 | 13 |  |  |  |  | R-454B | 1.5833 | Residential & Commercial | VSMSHP | Ducted CEE Tier 1
215357698 | Mini/Multi Split | PAYNE | HMSV-A-CB | 37MGHAQ24DA3 |  | Ducted Indoor Units | 0 |  | 24000 | 20 | 9.5 | 25000 | 25000 | 100% | 1.9 | 0 | 13 |  |  |  |  | R-454B | 2 | Residential & Commercial | VSMSHP | Ducted CEE Tier 1
215357704 | Mini/Multi Split | PAYNE | HMSV-A-CB | 37MGHAQ30EA3 |  | Ducted Indoor Units | 0 |  | 30000 | 19.5 | 10.5 | 31000 | 36000 | 116.1% | 1.95 | 0 | 12.5 |  |  |  |  | R-454B | 2.5 | Residential & Commercial | VSMSHP | Ducted CEE Tier 1
215357707 | Mini/Multi Split | PAYNE | HMSV-A-CB | 37MGHAQ36EA3 |  | Ducted Indoor Units | 0 |  | 36000 | 19.5 | 10.5 | 36000 | 38000 | 105.6% | 2 | 0 | 12 |  |  |  |  | R-454B | 3 | Residential & Commercial | VSMSHP | Ducted CEE Tier 1
215357710 | Mini/Multi Split | PAYNE | HMSV-A-CB | 37MGHAQ48FA3 |  | Ducted Indoor Units | 0 |  | 47000 | 20.5 | 11 | 48000 | 48000 | 100% | 2 | 0 | 11.7 |  |  |  |  | R-454B | 3.9167 | Residential & Commercial | VSMSHP | Ducted CEE Tier 1
215357713 | Mini/Multi Split | PAYNE | HMSV-A-CB | 37MGHAQ55FA3 |  | Ducted Indoor Units | 0 |  | 53000 | 20.2 | 10.7 | 55000 | 48000 | 87.27% | 2.1 | 0 | 11.7 |  |  |  |  | R-454B | 4.4167 | Residential & Commercial | VSMSHP | Ducted CEE Tier 1
215357716 | Mini/Multi Split | PAYNE | HMSV-A-CB | 37MGRAQ18CA3 |  | Ducted Indoor Units | 0 |  | 18000 | 20 | 10 | 19000 | 14600 | 76.84% | 2.3 | 0 | 12 |  |  |  |  | R-454B | 1.5 | Residential & Commercial | VSMSHP | Ducted CEE Tier 1
215357719 | Mini/Multi Split | PAYNE | HMSV-A-CB | 37MGRAQ24DA3 |  | Ducted Indoor Units | 0 |  | 24000 | 21 | 9.5 | 25000 | 18000 | 72% | 2 | 0 | 12.5 |  |  |  |  | R-454B | 2 | Residential & Commercial | VSMSHP | Ducted CEE Tier 1
215357725 | Mini/Multi Split | PAYNE | HMSV-A-CB | 37MGRAQ30EA3 |  | Ducted Indoor Units | 0 |  | 30000 | 21 | 9.5 | 31000 | 25000 | 80.65% | 2 | 0 | 12 |  |  |  |  | R-454B | 2.5 | Residential & Commercial | VSMSHP | Ducted CEE Tier 1
215357728 | Mini/Multi Split | PAYNE | HMSV-A-CB | 37MGRAQ36EA3 |  | Ducted Indoor Units | 0 |  | 35000 | 20 | 9.2 | 37000 | 26000 | 70.27% | 2 | 0 | 11.7 |  |  |  |  | R-454B | 2.9167 | Residential & Commercial | VSMSHP | Ducted CEE Tier 1
215357731 | Mini/Multi Split | PAYNE | HMSV-A-CB | 37MGRAQ48FA3 |  | Ducted Indoor Units | 0 |  | 45000 | 20.5 | 10.6 | 47000 | 38000 | 80.85% | 2.1 | 0 | 12 |  |  |  |  | R-454B | 3.75 | Residential & Commercial | VSMSHP | Ducted CEE Tier 1
215357737 | Mini/Multi Split | Weathermaker | HMSV-A-CB | 37MGHAQ18CA3 |  | Ducted Indoor Units | 0 |  | 19000 | 20 | 10 | 20000 | 18000 | 90% | 2 | 0 | 13 |  |  |  |  | R-454B | 1.5833 | Residential & Commercial | VSMSHP | Ducted CEE Tier 1
215357740 | Mini/Multi Split | Weathermaker | HMSV-A-CB | 37MGHAQ24DA3 |  | Ducted Indoor Units | 0 |  | 24000 | 20 | 9.5 | 25000 | 25000 | 100% | 1.9 | 0 | 13 |  |  |  |  | R-454B | 2 | Residential & Commercial | VSMSHP | Ducted CEE Tier 1
215357746 | Mini/Multi Split | Weathermaker | HMSV-A-CB | 37MGHAQ30EA3 |  | Ducted Indoor Units | 0 |  | 30000 | 19.5 | 10.5 | 31000 | 36000 | 116.1% | 1.95 | 0 | 12.5 |  |  |  |  | R-454B | 2.5 | Residential & Commercial | VSMSHP | Ducted CEE Tier 1
215357749 | Mini/Multi Split | Weathermaker | HMSV-A-CB | 37MGHAQ36EA3 |  | Ducted Indoor Units | 0 |  | 36000 | 19.5 | 10.5 | 36000 | 38000 | 105.6% | 2 | 0 | 12 |  |  |  |  | R-454B | 3 | Residential & Commercial | VSMSHP | Ducted CEE Tier 1
215357752 | Mini/Multi Split | Weathermaker | HMSV-A-CB | 37MGHAQ48FA3 |  | Ducted Indoor Units | 0 |  | 47000 | 20.5 | 11 | 48000 | 48000 | 100% | 2 | 0 | 11.7 |  |  |  |  | R-454B | 3.9167 | Residential & Commercial | VSMSHP | Ducted CEE Tier 1
215357755 | Mini/Multi Split | Weathermaker | HMSV-A-CB | 37MGHAQ55FA3 |  | Ducted Indoor Units | 0 |  | 53000 | 20.2 | 10.7 | 55000 | 48000 | 87.27% | 2.1 | 0 | 11.7 |  |  |  |  | R-454B | 4.4167 | Residential & Commercial | VSMSHP | Ducted CEE Tier 1
215357758 | Mini/Multi Split | Weathermaker | HMSV-A-CB | 37MGRAQ18CA3 |  | Ducted Indoor Units | 0 |  | 18000 | 20 | 10 | 19000 | 14600 | 76.84% | 2.3 | 0 | 12 |  |  |  |  | R-454B | 1.5 | Residential & Commercial | VSMSHP | Ducted CEE Tier 1
215357761 | Mini/Multi Split | Weathermaker | HMSV-A-CB | 37MGRAQ24DA3 |  | Ducted Indoor Units | 0 |  | 24000 | 21 | 9.5 | 25000 | 18000 | 72% | 2 | 0 | 12.5 |  |  |  |  | R-454B | 2 | Residential & Commercial | VSMSHP | Ducted CEE Tier 1
215357767 | Mini/Multi Split | Weathermaker | HMSV-A-CB | 37MGRAQ30EA3 |  | Ducted Indoor Units | 0 |  | 30000 | 21 | 9.5 | 31000 | 25000 | 80.65% | 2 | 0 | 12 |  |  |  |  | R-454B | 2.5 | Residential & Commercial | VSMSHP | Ducted CEE Tier 1
215357770 | Mini/Multi Split | Weathermaker | HMSV-A-CB | 37MGRAQ36EA3 |  | Ducted Indoor Units | 0 |  | 35000 | 20 | 9.2 | 37000 | 26000 | 70.27% | 2 | 0 | 11.7 |  |  |  |  | R-454B | 2.9167 | Residential & Commercial | VSMSHP | Ducted CEE Tier 1
215357773 | Mini/Multi Split | Weathermaker | HMSV-A-CB | 37MGRAQ48FA3 |  | Ducted Indoor Units | 0 |  | 45000 | 20.5 | 10.6 | 47000 | 38000 | 80.85% | 2.1 | 0 | 12 |  |  |  |  | R-454B | 3.75 | Residential & Commercial | VSMSHP | Ducted CEE Tier 1
215357779 | Mini/Multi Split | MIDEA | HMSV-A-CB | 37MGHAQ18CA3 |  | Ducted Indoor Units | 0 |  | 19000 | 20 | 10 | 20000 | 18000 | 90% | 2 | 0 | 13 |  |  |  |  | R-454B | 1.5833 | Residential & Commercial | VSMSHP | Ducted CEE Tier 1
215357782 | Mini/Multi Split | MIDEA | HMSV-A-CB | 37MGHAQ24DA3 |  | Ducted Indoor Units | 0 |  | 24000 | 20 | 9.5 | 25000 | 25000 | 100% | 1.9 | 0 | 13 |  |  |  |  | R-454B | 2 | Residential & Commercial | VSMSHP | Ducted CEE Tier 1
215357788 | Mini/Multi Split | MIDEA | HMSV-A-CB | 37MGHAQ30EA3 |  | Ducted Indoor Units | 0 |  | 30000 | 19.5 | 10.5 | 31000 | 36000 | 116.1% | 1.95 | 0 | 12.5 |  |  |  |  | R-454B | 2.5 | Residential & Commercial | VSMSHP | Ducted CEE Tier 1
215357791 | Mini/Multi Split | MIDEA | HMSV-A-CB | 37MGHAQ36EA3 |  | Ducted Indoor Units | 0 |  | 36000 | 19.5 | 10.5 | 36000 | 38000 | 105.6% | 2 | 0 | 12 |  |  |  |  | R-454B | 3 | Residential & Commercial | VSMSHP | Ducted CEE Tier 1
215357794 | Mini/Multi Split | MIDEA | HMSV-A-CB | 37MGHAQ48FA3 |  | Ducted Indoor Units | 0 |  | 47000 | 20.5 | 11 | 48000 | 48000 | 100% | 2 | 0 | 11.7 |  |  |  |  | R-454B | 3.9167 | Residential & Commercial | VSMSHP | Ducted CEE Tier 1
215357797 | Mini/Multi Split | MIDEA | HMSV-A-CB | 37MGHAQ55FA3 |  | Ducted Indoor Units | 0 |  | 53000 | 20.2 | 10.7 | 55000 | 48000 | 87.27% | 2.1 | 0 | 11.7 |  |  |  |  | R-454B | 4.4167 | Residential & Commercial | VSMSHP | Ducted CEE Tier 1
215357800 | Mini/Multi Split | MIDEA | HMSV-A-CB | 37MGRAQ18CA3 |  | Ducted Indoor Units | 0 |  | 18000 | 20 | 10 | 19000 | 14600 | 76.84% | 2.3 | 0 | 12 |  |  |  |  | R-454B | 1.5 | Residential & Commercial | VSMSHP | Ducted CEE Tier 1
215357803 | Mini/Multi Split | MIDEA | HMSV-A-CB | 37MGRAQ24DA3 |  | Ducted Indoor Units | 0 |  | 24000 | 21 | 9.5 | 25000 | 18000 | 72% | 2 | 0 | 12.5 |  |  |  |  | R-454B | 2 | Residential & Commercial | VSMSHP | Ducted CEE Tier 1
215357809 | Mini/Multi Split | MIDEA | HMSV-A-CB | 37MGRAQ30EA3 |  | Ducted Indoor Units | 0 |  | 30000 | 21 | 9.5 | 31000 | 25000 | 80.65% | 2 | 0 | 12 |  |  |  |  | R-454B | 2.5 | Residential & Commercial | VSMSHP | Ducted CEE Tier 1
215357812 | Mini/Multi Split | MIDEA | HMSV-A-CB | 37MGRAQ36EA3 |  | Ducted Indoor Units | 0 |  | 35000 | 20 | 9.2 | 37000 | 26000 | 70.27% | 2 | 0 | 11.7 |  |  |  |  | R-454B | 2.9167 | Residential & Commercial | VSMSHP | Ducted CEE Tier 1
215357815 | Mini/Multi Split | MIDEA | HMSV-A-CB | 37MGRAQ48FA3 |  | Ducted Indoor Units | 0 |  | 45000 | 20.5 | 10.6 | 47000 | 38000 | 80.85% | 2.1 | 0 | 12 |  |  |  |  | R-454B | 3.75 | Residential & Commercial | VSMSHP | Ducted CEE Tier 1
215359237 | Mini/Multi Split | Durastar | HMSV-A-CB | DRA5U36M2A |  | Ducted Indoor Units | 0 |  | 35000 | 20 | 9.2 | 37000 | 26000 | 70.27% | 2 | 0 | 11.7 |  |  |  |  | R-454B | 2.9167 | Residential & Commercial | VSMSHP | Ducted CEE Tier 1
215359216 | Mini/Multi Split | Durastar | HMSV-A-CB | DRA3H18M2A |  | Ducted Indoor Units | 0 |  | 19000 | 20 | 10 | 20000 | 18000 | 90% | 2 | 0 | 13 |  |  |  |  | R-454B | 1.5833 | Residential & Commercial | VSMSHP | Ducted CEE Tier 1
215359219 | Mini/Multi Split | Durastar | HMSV-A-CB | DRA4H28M2A |  | Ducted Indoor Units | 0 |  | 28000 | 19 | 9.5 | 28000 | 27000 | 96.43% | 2 | 0 | 12 |  |  |  |  | R-454B | 2.3333 | Residential & Commercial | VSMSHP | Ducted CEE Tier 1
215359222 | Mini/Multi Split | Durastar | HMSV-A-CB | DRA5H36M2A |  | Ducted Indoor Units | 0 |  | 36000 | 19.4 | 10.4 | 36000 | 38000 | 105.6% | 2 | 0 | 12 |  |  |  |  | R-454B | 3 | Residential & Commercial | VSMSHP | Ducted CEE Tier 1
215359231 | Mini/Multi Split | Durastar | HMSV-A-CB | DRA3U18M2A |  | Ducted Indoor Units | 0 |  | 18000 | 20 | 10 | 19000 | 14600 | 76.84% | 2.3 | 0 | 12 |  |  |  |  | R-454B | 1.5 | Residential & Commercial | VSMSHP | Ducted CEE Tier 1
215359234 | Mini/Multi Split | Durastar | HMSV-A-CB | DRA4U28M2A |  | Ducted Indoor Units | 0 |  | 26600 | 21 | 9 | 26600 | 18800 | 70.68% | 2 | 0 | 12 |  |  |  |  | R-454B | 2.2167 | Residential & Commercial | VSMSHP | Ducted CEE Tier 1
215569812 | Mini/Multi Split | Viessmann | HMSV-A-CB | DLCMRBH18BAK |  | Ducted Indoor Units | 0 |  | 18000 | 19 | 9.8 | 19000 | 13300 | 70% | 2 | 12 | 12 |  |  |  |  | R-410A | 1.5 | Residential & Commercial | VSMSHP | Ducted CEE Tier 1
215569815 | Mini/Multi Split | Viessmann | HMSV-A-CB | DLCMHBH24CAK |  | Ducted Indoor Units | 0 |  | 24000 | 21.3 | 9.7 | 24000 | 18000 | 75% | 1.9 | 12.5 | 12.5 |  |  |  |  | R-410A | 2 | Residential & Commercial | VSMSHP | Ducted CEE Tier 1
215387135 | Mini/Multi Split | Mitsubishi Electric | HMSV-A-CB | MXZ-3D24NL* |  | Ducted Indoor Units | 0 |  | 23600 | 16 | 8.6 | 25400 | 19800 | 77.95% | 2 | 0 | 11.7 |  |  |  |  | R-454B | 1.9667 | Residential & Commercial | VSMSHP | Ducted CEE Tier 1
215387136 | Mini/Multi Split | Mitsubishi Electric | HMSV-A-CB | MXZ-4D30NL* |  | Ducted Indoor Units | 0 |  | 27400 | 16.1 | 8.8 | 27600 | 19800 | 71.74% | 2 | 0 | 9.6 |  |  |  |  | R-454B | 2.2833 | Residential & Commercial | VSMSHP
215569823 | Mini/Multi Split | Viessmann | HMSV-A-CB | DLCMHBH48EAK |  | Ducted Indoor Units | 0 |  | 47000 | 20.9 | 9 | 49000 | 42500 | 86.73% | 2 | 11.4 | 11.7 |  |  |  |  | R-410A | 3.9167 | Residential & Commercial | VSMSHP | Ducted CEE Tier 1
215399254 | Mini/Multi Split | TOSOT | HMSV-A-CB | TM24H32MO |  | Ducted Indoor Units | 0 |  | 24000 | 18 | 8.1 | 24000 | 21600 | 90% | 1.86 | 0 | 12 |  |  |  |  | R-32 | 2 | Residential & Commercial | VSMSHP | Ducted CEE Tier 1
215399255 | Mini/Multi Split | TOSOT | HMSV-A-CB | TM30H32MO |  | Ducted Indoor Units | 0 |  | 28400 | 18 | 8.1 | 30000 | 26000 | 86.67% | 1.88 | 0 | 12 |  |  |  |  | R-32 | 2.3667 | Residential & Commercial | VSMSHP | Ducted CEE Tier 1
215399256 | Mini/Multi Split | TOSOT | HMSV-A-CB | TM36H32MO |  | Ducted Indoor Units | 0 |  | 36000 | 18 | 8.1 | 36000 | 33000 | 91.67% | 1.9 | 0 | 11.7 |  |  |  |  | R-32 | 3 | Residential & Commercial | VSMSHP | Ducted CEE Tier 1
215399257 | Mini/Multi Split | TOSOT | HMSV-A-CB | TM42H32MO |  | Ducted Indoor Units | 0 |  | 42000 | 18 | 8.1 | 42000 | 36000 | 85.71% | 1.9 | 0 | 12 |  |  |  |  | R-32 | 3.5 | Residential & Commercial | VSMSHP | Ducted CEE Tier 1
215387267 | Mini/Multi Split | TCL | HMSV-A-CB | H18FMH22XPC |  | Ducted Indoor Units | 0 |  | 17000 | 21 | 9.5 | 19000 | 16000 | 84.21% | 1.9 | 0 | 12 |  |  |  |  | R-454B | 1.4167 | Residential & Commercial | VSMSHP | Ducted CEE Tier 1
215387268 | Mini/Multi Split | TCL | HMSV-A-CB | H27FMH22XPC |  | Ducted Indoor Units | 0 |  | 27000 | 22 | 9 | 27000 | 19000 | 70.37% | 1.9 | 0 | 12 |  |  |  |  | R-454B | 2.25 | Residential & Commercial | VSMSHP | Ducted CEE Tier 1
215387269 | Mini/Multi Split | TCL | HMSV-A-CB | H36FMH21XPC |  | Ducted Indoor Units | 0 |  | 34000 | 20 | 8.5 | 36000 | 25200 | 70% | 1.9 | 0 | 11.7 |  |  |  |  | R-454B | 2.8333 | Residential & Commercial | VSMSHP | Ducted CEE Tier 1
215387270 | Mini/Multi Split | TCL | HMSV-A-CB | H42FMH20XPC |  | Ducted Indoor Units | 0 |  | 41000 | 20 | 8.5 | 42000 | 30400 | 72.38% | 1.9 | 0 | 11.7 |  |  |  |  | R-454B | 3.4167 | Residential & Commercial | VSMSHP | Ducted CEE Tier 1
215399252 | Mini/Multi Split | TOSOT | HMSV-A-CB | TM18H32MO |  | Ducted Indoor Units | 0 |  | 18000 | 18 | 8.1 | 18000 | 13600 | 75.56% | 1.86 | 0 | 11.7 |  |  |  |  | R-32 | 1.5 | Residential & Commercial | VSMSHP | Ducted CEE Tier 1
215402340 | Mini/Multi Split | LG | HMSV-A-CB | KUMXB481A |  | Ducted Indoor Units | 0 |  | 48000 | 19 | 9.5 | 54000 | 37800 | 70% | 2.17 | 0 | 12.6 |  |  |  |  | R-32 | 4 | Residential & Commercial | VSMSHP | Ducted CEE Tier 1
215402342 | Mini/Multi Split | LG | HMSV-A-CB | KUMXB541A |  | Ducted Indoor Units | 0 |  | 50500 | 18.5 | 9.3 | 58000 | 41000 | 70.69% | 2.16 | 0 | 12.5 |  |  |  |  | R-32 | 4.2083 | Residential & Commercial | VSMSHP | Ducted CEE Tier 1
215402344 | Mini/Multi Split | LG | HMSV-A-CB | KUMXB601A |  | Ducted Indoor Units | 0 |  | 60000 | 18.5 | 9.5 | 64000 | 45000 | 70.31% | 1.97 | 0 | 11.7 |  |  |  |  | R-32 | 5 | Residential & Commercial | VSMSHP | Ducted CEE Tier 1
215402346 | Mini/Multi Split | LG | HMSV-A-CB | KUMXA361A |  | Ducted Indoor Units | 0 |  | 36000 | 19 | 10 | 45000 | 40500 | 90% | 1.88 | 0 | 13.5 |  |  |  |  | R-32 | 3 | Residential & Commercial | VSMSHP | Ducted CEE Tier 1
215402348 | Mini/Multi Split | LG | HMSV-A-CB | KUMXA421A |  | Ducted Indoor Units | 0 |  | 42000 | 19 | 10 | 48000 | 43000 | 89.58% | 1.92 | 0 | 13.1 |  |  |  |  | R-32 | 3.5 | Residential & Commercial | VSMSHP | Ducted CEE Tier 1
215408637 | Mini/Multi Split | LG | HMSV-A-CB | KUMXA481A |  | Ducted Indoor Units | 0 |  | 48000 | 18.5 | 10 | 52500 | 47000 | 89.52% | 2.11 | 0 | 12.6 |  |  |  |  | R-32 | 4 | Residential & Commercial | VSMSHP | Ducted CEE Tier 1
216369233 | Mini/Multi Split | Star Air Kontrol | HMSV-A-CB | SAK-18-DZ/220V |  | Ducted Indoor Units | 0 |  | 18000 | 20 | 10 | 19000 | 14600 | 76.84% | 2.3 | 0 | 12 |  |  |  |  | R-454B | 1.5 | Residential & Commercial | VSMSHP | Ducted CEE Tier 1
216369236 | Mini/Multi Split | Star Air Kontrol | HMSV-A-CB | SAK-27-TZ/220V |  | Ducted Indoor Units | 0 |  | 26600 | 21 | 9 | 26600 | 18800 | 70.68% | 2 | 0 | 12 |  |  |  |  | R-454B | 2.2167 | Residential & Commercial | VSMSHP | Ducted CEE Tier 1
216369239 | Mini/Multi Split | Star Air Kontrol | HMSV-A-CB | SAK-36-QZ/220V |  | Ducted Indoor Units | 0 |  | 35000 | 20 | 9.2 | 37000 | 26000 | 70.27% | 2 | 0 | 11.7 |  |  |  |  | R-454B | 2.9167 | Residential & Commercial | VSMSHP | Ducted CEE Tier 1
216369707 | Mini/Multi Split | CARRIER | HMSV-A-CB | 37VMB030HDS3-1 |  | Ducted Indoor Units | 0 |  | 30000 | 17.8 | 9.8 | 30000 | 30000 | 100% | 2 | 0 | 12 |  |  |  |  | R-454B | 2.5 | Residential & Commercial | VSMSHP | Ducted CEE Tier 1
216369708 | Mini/Multi Split | CARRIER | HMSV-A-CB | 37VMB036HDS3-1 |  | Ducted Indoor Units | 0 |  | 36000 | 17.8 | 9.6 | 40000 | 34000 | 85% | 2 | 0 | 12 |  |  |  |  | R-454B | 3 | Residential & Commercial | VSMSHP | Ducted CEE Tier 1
216369709 | Mini/Multi Split | CARRIER | HMSV-A-CB | 37VMB048HDS3-1 |  | Ducted Indoor Units | 0 |  | 47000 | 17.6 | 10 | 50000 | 35000 | 70% | 2 | 0 | 11.7 |  |  |  |  | R-454B | 3.9167 | Residential & Commercial | VSMSHP | Ducted CEE Tier 1
216369710 | Mini/Multi Split | CARRIER | HMSV-A-CB | 37VMB060HDS3-1 |  | Ducted Indoor Units | 0 |  | 60000 | 17 | 9.2 | 60000 | 42000 | 70% | 1.9 | 0 | 9 |  |  |  |  | R-454B | 5 | Residential & Commercial | VSMSHP
215424773 | Mini/Multi Split | BOREAL | HMSV-A-CB | MUL18HPJ132OA |  | Ducted Indoor Units | 0 |  | 18000 | 18 | 8.1 | 18000 | 13600 | 75.56% | 1.86 | 0 | 11.7 |  |  |  |  | R-32 | 1.5 | Residential & Commercial | VSMSHP | Ducted CEE Tier 1
215424774 | Mini/Multi Split | BOREAL | HMSV-A-CB | MUL24HPJ132OA |  | Ducted Indoor Units | 0 |  | 24000 | 18 | 8.1 | 24000 | 21600 | 90% | 1.86 | 0 | 12 |  |  |  |  | R-32 | 2 | Residential & Commercial | VSMSHP | Ducted CEE Tier 1
215424775 | Mini/Multi Split | BOREAL | HMSV-A-CB | MUL30HPJ132OA |  | Ducted Indoor Units | 0 |  | 28400 | 18 | 8.1 | 30000 | 26000 | 86.67% | 1.88 | 0 | 12 |  |  |  |  | R-32 | 2.3667 | Residential & Commercial | VSMSHP | Ducted CEE Tier 1
215424776 | Mini/Multi Split | BOREAL | HMSV-A-CB | MUL36HPJ132OA |  | Ducted Indoor Units | 0 |  | 36000 | 18 | 8.1 | 36000 | 33000 | 91.67% | 1.9 | 0 | 11.7 |  |  |  |  | R-32 | 3 | Residential & Commercial | VSMSHP | Ducted CEE Tier 1
215424777 | Mini/Multi Split | BOREAL | HMSV-A-CB | MUL42HPJ132OA |  | Ducted Indoor Units | 0 |  | 42000 | 18 | 8.1 | 42000 | 36000 | 85.71% | 1.9 | 0 | 12 |  |  |  |  | R-32 | 3.5 | Residential & Commercial | VSMSHP | Ducted CEE Tier 1
216369242 | Mini/Multi Split | Star Air Kontrol | HMSV-A-CB | SAK-48-QZ/220V |  | Ducted Indoor Units | 0 |  | 45000 | 20.4 | 10.6 | 47000 | 38000 | 80.85% | 2.1 | 0 | 12 |  |  |  |  | R-454B | 3.75 | Residential & Commercial | VSMSHP | Ducted CEE Tier 1
215427955 | Mini/Multi Split | TUTTOKOOL | HMSV-A-CB | TDV-V36WMN1TE |  | Ducted Indoor Units | 0 |  | 36000 | 17.7 | 9.2 | 40000 | 28000 | 70% | 1.8 | 0 | 11.7 |  |  |  |  | R-410A | 3 | Residential & Commercial | VSMSHP | Ducted CEE Tier 1
215427957 | Mini/Multi Split | TUTTOKOOL | HMSV-A-CB | TDV-V48WMN1T |  | Ducted Indoor Units | 0 |  | 48000 | 17.3 | 9 | 50000 | 35000 | 70% | 1.8 | 0 | 9.4 |  |  |  |  | R-410A | 4 | Residential & Commercial | VSMSHP
216369719 | Mini/Multi Split | LENNOX | HMSV-A-CB | VPC018H5M-3P |  | Ducted Indoor Units | 0 |  | 18200 | 17 | 9 | 20000 | 18000 | 90% | 1.85 | 0 | 11.7 |  |  |  |  | R-454B | 1.5167 | Residential & Commercial | VSMSHP | Ducted CEE Tier 1
216369720 | Mini/Multi Split | LENNOX | HMSV-A-CB | VPC024H5M-3P |  | Ducted Indoor Units | 0 |  | 22000 | 17 | 9 | 25000 | 20000 | 80% | 1.8 | 0 | 11.7 |  |  |  |  | R-454B | 1.8333 | Residential & Commercial | VSMSHP | Ducted CEE Tier 1
216369721 | Mini/Multi Split | LENNOX | HMSV-A-CB | VPC030H5M-3P |  | Ducted Indoor Units | 0 |  | 30000 | 17.8 | 9.8 | 30000 | 30000 | 100% | 2 | 0 | 12 |  |  |  |  | R-454B | 2.5 | Residential & Commercial | VSMSHP | Ducted CEE Tier 1
216369722 | Mini/Multi Split | LENNOX | HMSV-A-CB | VPC036H5M-3P |  | Ducted Indoor Units | 0 |  | 36000 | 17.8 | 9.6 | 40000 | 34000 | 85% | 2 | 0 | 12 |  |  |  |  | R-454B | 3 | Residential & Commercial | VSMSHP | Ducted CEE Tier 1
216369723 | Mini/Multi Split | LENNOX | HMSV-A-CB | VPC048H5M-3P |  | Ducted Indoor Units | 0 |  | 47000 | 17.6 | 10 | 50000 | 35000 | 70% | 2 | 0 | 11.7 |  |  |  |  | R-454B | 3.9167 | Residential & Commercial | VSMSHP | Ducted CEE Tier 1
216369724 | Mini/Multi Split | LENNOX | HMSV-A-CB | VPC060H5M-3P |  | Ducted Indoor Units | 0 |  | 60000 | 17 | 9.2 | 60000 | 42000 | 70% | 1.9 | 0 | 9 |  |  |  |  | R-454B | 5 | Residential & Commercial | VSMSHP
216372780 | Mini/Multi Split | FUJITSU | HMSV-A-CB | AOUK024SSAN7 |  | Ducted Indoor Units | 0 |  | 24000 | 16 | 9.2 | 28000 | 23000 | 82.14% | 2.06 | 0 | 12.6 |  |  |  |  | R-32 | 2 | Residential & Commercial | VSMSHP | Ducted CEE Tier 1
216372784 | Mini/Multi Split | FUJITSU | HMSV-A-CB | AOUK048SSAN7 |  | Ducted Indoor Units | 0 |  | 48000 | 15.4 | 9 | 54000 | 40500 | 75% | 2 | 0 | 10 |  |  |  |  | R-32 | 4 | Residential & Commercial | VSMSHP | Ducted CEE Tier 1
216372782 | Mini/Multi Split | FUJITSU | HMSV-A-CB | AOUK036SSAN7 |  | Ducted Indoor Units | 0 |  | 36000 | 16.1 | 9.4 | 42000 | 33800 | 80.48% | 1.94 | 0 | 11.3 |  |  |  |  | R-32 | 3 | Residential & Commercial | VSMSHP | Ducted CEE Tier 1
216014145 | Mini/Multi Split | SEA BREEZE+ | HMSV-A-CB | MZ18H525ZMO |  | Ducted Indoor Units | 0 |  | 18000 | 20 | 10 | 19000 | 14600 | 76.84% | 2.3 | 0 | 12 |  |  |  |  | R-454B | 1.5 | Residential & Commercial | VSMSHP | Ducted CEE Tier 1
216014148 | Mini/Multi Split | SEA BREEZE+ | HMSV-A-CB | MZ27H525ZMO |  | Ducted Indoor Units | 0 |  | 26600 | 21 | 9 | 26600 | 18800 | 70.68% | 2 | 0 | 12 |  |  |  |  | R-454B | 2.2167 | Residential & Commercial | VSMSHP | Ducted CEE Tier 1
216014151 | Mini/Multi Split | SEA BREEZE+ | HMSV-A-CB | MZ36H525ZMO |  | Ducted Indoor Units | 0 |  | 35000 | 20 | 9.2 | 37000 | 26000 | 70.27% | 2 | 0 | 11.7 |  |  |  |  | R-454B | 2.9167 | Residential & Commercial | VSMSHP | Ducted CEE Tier 1
216014154 | Mini/Multi Split | SEA BREEZE+ | HMSV-A-CB | MZ48H525ZMO |  | Ducted Indoor Units | 0 |  | 45000 | 20.4 | 10.6 | 47000 | 38000 | 80.85% | 2.1 | 0 | 12 |  |  |  |  | R-454B | 3.75 | Residential & Commercial | VSMSHP | Ducted CEE Tier 1
216014160 | Mini/Multi Split | SEA BREEZE+ | HMSV-A-CB | HMZ18H525ZMO |  | Ducted Indoor Units | 0 |  | 19000 | 20 | 10 | 20000 | 18000 | 90% | 2 | 0 | 13 |  |  |  |  | R-454B | 1.5833 | Residential & Commercial | VSMSHP | Ducted CEE Tier 1
216014163 | Mini/Multi Split | SEA BREEZE+ | HMSV-A-CB | HMZ27H525ZMO |  | Ducted Indoor Units | 0 |  | 28000 | 19 | 9.5 | 28000 | 27000 | 96.43% | 2 | 0 | 12 |  |  |  |  | R-454B | 2.3333 | Residential & Commercial | VSMSHP | Ducted CEE Tier 1
216014166 | Mini/Multi Split | SEA BREEZE+ | HMSV-A-CB | HMZ36H525ZMO |  | Ducted Indoor Units | 0 |  | 36000 | 19.4 | 10.4 | 36000 | 38000 | 105.6% | 2 | 0 | 12 |  |  |  |  | R-454B | 3 | Residential & Commercial | VSMSHP | Ducted CEE Tier 1
216014169 | Mini/Multi Split | SEA BREEZE+ | HMSV-A-CB | HMZ48H525ZMO |  | Ducted Indoor Units | 0 |  | 47000 | 20.4 | 11 | 48000 | 48000 | 100% | 2 | 0 | 11.7 |  |  |  |  | R-454B | 3.9167 | Residential & Commercial | VSMSHP | Ducted CEE Tier 1
216014172 | Mini/Multi Split | SEA BREEZE+ | HMSV-A-CB | HMZ55H525ZMO |  | Ducted Indoor Units | 0 |  | 53000 | 20 | 10.7 | 55000 | 48000 | 87.27% | 2.1 | 0 | 11.7 |  |  |  |  | R-454B | 4.4167 | Residential & Commercial | VSMSHP | Ducted CEE Tier 1
216016315 | Mini/Multi Split | SAMSUNG | HMSV-A-CB | AM060FCMDCG |  | Ducted Indoor Units | 0 |  | 60000 | 16.5 | 9.5 | 66000 | 47000 | 71.21% | 2.1 | 0 | 10 |  |  |  |  | R-32 | 5 | Residential & Commercial | VSMSHP | Ducted CEE Tier 1
216016316 | Mini/Multi Split | SAMSUNG | HMSV-A-CB | AM060FCMDCG1 |  | Ducted Indoor Units | 0 |  | 60000 | 19 | 10.5 | 66000 | 47000 | 71.21% | 2.3 | 0 | 11.7 |  |  |  |  | R-32 | 5 | Residential & Commercial | VSMSHP | Ducted CEE Tier 1
216014182 | Mini/Multi Split | SAMSUNG | HMSV-A-CB | AM036FCMDCG |  | Ducted Indoor Units | 0 |  | 38000 | 19 | 10 | 42000 | 31000 | 73.81% | 2.1 | 0 | 12 |  |  |  |  | R-32 | 3.1667 | Residential & Commercial | VSMSHP | Ducted CEE Tier 1
216014183 | Mini/Multi Split | SAMSUNG | HMSV-A-CB | AM048FCMDCG |  | Ducted Indoor Units | 0 |  | 48000 | 19 | 10 | 54000 | 38000 | 70.37% | 2.1 | 0 | 11.7 |  |  |  |  | R-32 | 4 | Residential & Commercial | VSMSHP | Ducted CEE Tier 1
215428284 | Mini/Multi Split | Hisense | HMSV-A-CB | AVW-24H3DH2H1 |  | Ducted Indoor Units | 0 |  | 24000 | 18.15 | 8.5 | 27000 | 20000 | 74.07% | 2.1 | 0 | 11.5 |  |  |  |  | R-32 | 2 | Residential & Commercial | VSMSHP | Ducted CEE Tier 1
215428285 | Mini/Multi Split | Hisense | HMSV-A-CB | AVW-36H3DH2H1 |  | Ducted Indoor Units | 0 |  | 36000 | 17 | 9 | 42000 | 29400 | 70% | 2.1 | 0 | 11.3 |  |  |  |  | R-32 | 3 | Residential & Commercial | VSMSHP | Ducted CEE Tier 1
215428286 | Mini/Multi Split | Hisense | HMSV-A-CB | AVW-48H3DH2H1 |  | Ducted Indoor Units | 0 |  | 48000 | 17 | 8.5 | 54000 | 37800 | 70% | 2.14 | 0 | 9.3 |  |  |  |  | R-32 | 4 | Residential & Commercial | VSMSHP
215444941 | Mini/Multi Split | EMI | HMSV-A-CB | EMXMZ218DA |  | Ducted Indoor Units | 0 |  | 19000 | 20 | 10 | 20000 | 18000 | 90% | 2 | 0 | 13 |  |  |  |  | R-454B | 1.5833 | Residential & Commercial | VSMSHP | Ducted CEE Tier 1
215444944 | Mini/Multi Split | EMI | HMSV-A-CB | EMXMZ327DA |  | Ducted Indoor Units | 0 |  | 28000 | 19 | 9.5 | 28000 | 27000 | 96.43% | 2 | 0 | 12 |  |  |  |  | R-454B | 2.3333 | Residential & Commercial | VSMSHP | Ducted CEE Tier 1
215444947 | Mini/Multi Split | EMI | HMSV-A-CB | EMXMZ436DA |  | Ducted Indoor Units | 0 |  | 36000 | 19.4 | 10.4 | 36000 | 38000 | 105.6% | 2 | 0 | 12 |  |  |  |  | R-454B | 3 | Residential & Commercial | VSMSHP | Ducted CEE Tier 1
215444950 | Mini/Multi Split | EMI | HMSV-A-CB | EMXMZ548DA |  | Ducted Indoor Units | 0 |  | 47000 | 20.4 | 11 | 48000 | 48000 | 100% | 2 | 0 | 11.7 |  |  |  |  | R-454B | 3.9167 | Residential & Commercial | VSMSHP | Ducted CEE Tier 1
215447694 | Mini/Multi Split | FUJITSU | HMSV-A-CB | AOUH24KWAH3 |  | Ducted Indoor Units | 0 |  | 22000 | 20.5 | 10.5 | 25000 | 25200 | 100.8% | 2.08 | 0 | 12.5 |  |  |  |  | R-32 | 1.8333 | Residential & Commercial | VSMSHP | Ducted CEE Tier 1
215449737 | Mini/Multi Split | CanAir | HMSV-A-CB | 4C28MC655H21 |  | Ducted Indoor Units | 0 |  | 53000 | 20 | 10.7 | 55000 | 48000 | 87.27% | 2.1 | 0 | 11.7 |  |  |  |  | R-454B | 4.4167 | Residential & Commercial | VSMSHP | Ducted CEE Tier 1
215449812 | Mini/Multi Split | Breeze33 | HMSV-A-CB | BZ33-HYP556Z2-454-G3-P |  | Ducted Indoor Units | 0 |  | 53000 | 20 | 10.7 | 55000 | 48000 | 87.27% | 2.1 | 0 | 11.7 |  |  |  |  | R-454B | 4.4167 | Residential & Commercial | VSMSHP | Ducted CEE Tier 1
215447686 | Mini/Multi Split | FUJITSU | HMSV-A-CB | AOUH18KWAS2 |  | Ducted Indoor Units | 0 |  | 18000 | 19 | 9.5 | 22000 | 17000 | 77.27% | 2.28 | 0 | 12.7 |  |  |  |  | R-32 | 1.5 | Residential & Commercial | VSMSHP | Ducted CEE Tier 1
215447688 | Mini/Multi Split | FUJITSU | HMSV-A-CB | AOUH24KWAS3 |  | Ducted Indoor Units | 0 |  | 22000 | 19.5 | 9.5 | 24000 | 19200 | 80% | 2.04 | 0 | 12 |  |  |  |  | R-32 | 1.8333 | Residential & Commercial | VSMSHP | Ducted CEE Tier 1
215447692 | Mini/Multi Split | FUJITSU | HMSV-A-CB | AOUH18KWAH2 |  | Ducted Indoor Units | 0 |  | 18000 | 19 | 10 | 22000 | 22000 | 100% | 2 | 0 | 13 |  |  |  |  | R-32 | 1.5 | Residential & Commercial | VSMSHP | Ducted CEE Tier 1
215449725 | Mini/Multi Split | CanAir | HMSV-A-CB | 4C28MC318H21 |  | Ducted Indoor Units | 0 |  | 19000 | 20 | 10 | 20000 | 18000 | 90% | 2 | 0 | 13 |  |  |  |  | R-454B | 1.5833 | Residential & Commercial | VSMSHP | Ducted CEE Tier 1
215449728 | Mini/Multi Split | CanAir | HMSV-A-CB | 4C28MC428H21 |  | Ducted Indoor Units | 0 |  | 28000 | 19 | 9.5 | 28000 | 27000 | 96.43% | 2 | 0 | 12 |  |  |  |  | R-454B | 2.3333 | Residential & Commercial | VSMSHP | Ducted CEE Tier 1
215449731 | Mini/Multi Split | CanAir | HMSV-A-CB | 4C28MC536H21 |  | Ducted Indoor Units | 0 |  | 36000 | 19.4 | 10.4 | 36000 | 38000 | 105.6% | 2 | 0 | 12 |  |  |  |  | R-454B | 3 | Residential & Commercial | VSMSHP | Ducted CEE Tier 1
215449734 | Mini/Multi Split | CanAir | HMSV-A-CB | 4C28MC648H21 |  | Ducted Indoor Units | 0 |  | 47000 | 20.4 | 11 | 48000 | 48000 | 100% | 2 | 0 | 11.7 |  |  |  |  | R-454B | 3.9167 | Residential & Commercial | VSMSHP | Ducted CEE Tier 1
215449788 | Mini/Multi Split | Breeze33 | HMSV-A-CB | BZ33-HP183Z2-454-G3-P |  | Ducted Indoor Units | 0 |  | 18000 | 20 | 10 | 19000 | 14600 | 76.84% | 2.3 | 0 | 12 |  |  |  |  | R-454B | 1.5 | Residential & Commercial | VSMSHP | Ducted CEE Tier 1
215449791 | Mini/Multi Split | Breeze33 | HMSV-A-CB | BZ33-HP274Z2-454-G3-P |  | Ducted Indoor Units | 0 |  | 26600 | 21 | 9 | 26600 | 18800 | 70.68% | 2 | 0 | 12 |  |  |  |  | R-454B | 2.2167 | Residential & Commercial | VSMSHP | Ducted CEE Tier 1
215449794 | Mini/Multi Split | Breeze33 | HMSV-A-CB | BZ33-HP365Z2-454-G3-P |  | Ducted Indoor Units | 0 |  | 35000 | 20 | 9.2 | 37000 | 26000 | 70.27% | 2 | 0 | 11.7 |  |  |  |  | R-454B | 2.9167 | Residential & Commercial | VSMSHP | Ducted CEE Tier 1
215449797 | Mini/Multi Split | Breeze33 | HMSV-A-CB | BZ33-HP486Z2-454-G3-P |  | Ducted Indoor Units | 0 |  | 45000 | 20.4 | 10.6 | 47000 | 38000 | 80.85% | 2.1 | 0 | 12 |  |  |  |  | R-454B | 3.75 | Residential & Commercial | VSMSHP | Ducted CEE Tier 1
215449800 | Mini/Multi Split | Breeze33 | HMSV-A-CB | BZ33-HYP183Z2-454-G3-P |  | Ducted Indoor Units | 0 |  | 19000 | 20 | 10 | 20000 | 18000 | 90% | 2 | 0 | 13 |  |  |  |  | R-454B | 1.5833 | Residential & Commercial | VSMSHP | Ducted CEE Tier 1
215449803 | Mini/Multi Split | Breeze33 | HMSV-A-CB | BZ33-HYP274Z2-454-G3-P |  | Ducted Indoor Units | 0 |  | 28000 | 19 | 9.5 | 28000 | 27000 | 96.43% | 2 | 0 | 12 |  |  |  |  | R-454B | 2.3333 | Residential & Commercial | VSMSHP | Ducted CEE Tier 1
215449806 | Mini/Multi Split | Breeze33 | HMSV-A-CB | BZ33-HYP365Z2-454-G3-P |  | Ducted Indoor Units | 0 |  | 36000 | 19.4 | 10.4 | 36000 | 38000 | 105.6% | 2 | 0 | 12 |  |  |  |  | R-454B | 3 | Residential & Commercial | VSMSHP | Ducted CEE Tier 1
215449809 | Mini/Multi Split | Breeze33 | HMSV-A-CB | BZ33-HYP486Z2-454-G3-P |  | Ducted Indoor Units | 0 |  | 47000 | 20.4 | 11 | 48000 | 48000 | 100% | 2 | 0 | 11.7 |  |  |  |  | R-454B | 3.9167 | Residential & Commercial | VSMSHP | Ducted CEE Tier 1
215471446 | Mini/Multi Split | MIDEA | HMSV-A-CB | MO4EX-H27B-2A |  | Ducted Indoor Units | 0 |  | 26600 | 21 | 9 | 26600 | 18800 | 70.68% | 2 | 0 | 12 |  |  |  |  | R-454B | 2.2167 | Residential & Commercial | VSMSHP | Ducted CEE Tier 1
215471449 | Mini/Multi Split | MIDEA | HMSV-A-CB | MO5EX-H36B-2A |  | Ducted Indoor Units | 0 |  | 35000 | 20 | 9.2 | 37000 | 26000 | 70.27% | 2 | 0 | 11.7 |  |  |  |  | R-454B | 2.9167 | Residential & Commercial | VSMSHP | Ducted CEE Tier 1
215471452 | Mini/Multi Split | MIDEA | HMSV-A-CB | MO6EX-H48B-2A |  | Ducted Indoor Units | 0 |  | 45000 | 20.4 | 10.6 | 47000 | 38000 | 80.85% | 2.1 | 0 | 12 |  |  |  |  | R-454B | 3.75 | Residential & Commercial | VSMSHP | Ducted CEE Tier 1
215471458 | Mini/Multi Split | MIDEA | HMSV-A-CB | MO3HX-H18B-2A |  | Ducted Indoor Units | 0 |  | 19000 | 20 | 10 | 20000 | 18000 | 90% | 2 | 0 | 13 |  |  |  |  | R-454B | 1.5833 | Residential & Commercial | VSMSHP | Ducted CEE Tier 1
215471473 | Mini/Multi Split | MIDEA | HMSV-A-CB | MO3EX-H18B-2A |  | Ducted Indoor Units | 0 |  | 18000 | 20 | 10 | 19000 | 14600 | 76.84% | 2.3 | 0 | 12 |  |  |  |  | R-454B | 1.5 | Residential & Commercial | VSMSHP | Ducted CEE Tier 1
215471461 | Mini/Multi Split | MIDEA | HMSV-A-CB | MO4HX-H27B-2A |  | Ducted Indoor Units | 0 |  | 28000 | 19 | 9.5 | 28000 | 27000 | 96.43% | 2 | 0 | 12 |  |  |  |  | R-454B | 2.3333 | Residential & Commercial | VSMSHP | Ducted CEE Tier 1
215471464 | Mini/Multi Split | MIDEA | HMSV-A-CB | MO5HX-H36B-2A |  | Ducted Indoor Units | 0 |  | 36000 | 19.4 | 10.4 | 36000 | 38000 | 105.6% | 2 | 0 | 12 |  |  |  |  | R-454B | 3 | Residential & Commercial | VSMSHP | Ducted CEE Tier 1
215471467 | Mini/Multi Split | MIDEA | HMSV-A-CB | MO6HX-H48B-2A |  | Ducted Indoor Units | 0 |  | 47000 | 20.4 | 11 | 48000 | 48000 | 100% | 2 | 0 | 11.7 |  |  |  |  | R-454B | 3.9167 | Residential & Commercial | VSMSHP | Ducted CEE Tier 1
215588620 | Mini/Multi Split | TEMP SHIFT | HMSV-A-CB | TSM3OI28HFN1M |  | Ducted Indoor Units | 0 |  | 28000 | 20 | 9.5 | 28000 | 25000 | 89.29% | 1.8 | 11.5 | 11.7 |  |  |  |  | R-410A | 2.3333 | Residential & Commercial | VSMSHP | Ducted CEE Tier 1
216372797 | Mini/Multi Split | SAMSUNG | HMSV-A-CB | AJ036DXJ4CG |  | Ducted Indoor Units | 0 |  | 32000 | 19 | 8.6 | 36000 | 26400 | 73.33% | 1.81 | 0 | 11.7 |  |  |  |  | R-32 | 2.6667 | Residential & Commercial | VSMSHP | Ducted CEE Tier 1
216372800 | Mini/Multi Split | SAMSUNG | HMSV-A-CB | AJ036DXS4CG |  | Ducted Indoor Units | 0 |  | 34000 | 18.5 | 8.5 | 34600 | 34600 | 100% | 1.81 | 0 | 11.7 |  |  |  |  | R-32 | 2.8333 | Residential & Commercial | VSMSHP | Ducted CEE Tier 1
216372801 | Mini/Multi Split | SAMSUNG | HMSV-A-CB | AJ030DXS4CG |  | Ducted Indoor Units | 0 |  | 28400 | 20 | 9.5 | 28600 | 28600 | 100% | 1.81 | 0 | 13 |  |  |  |  | R-32 | 2.3667 | Residential & Commercial | VSMSHP | Ducted CEE Tier 1
216372802 | Mini/Multi Split | SAMSUNG | HMSV-A-CB | AJ024DXS4CG |  | Ducted Indoor Units | 0 |  | 25000 | 20 | 9.5 | 25000 | 25000 | 100% | 1.82 | 0 | 13.5 |  |  |  |  | R-32 | 2.0833 | Residential & Commercial | VSMSHP | Ducted CEE Tier 1
216372803 | Mini/Multi Split | SAMSUNG | HMSV-A-CB | AJ020DXS3CG |  | Ducted Indoor Units | 0 |  | 21000 | 20.5 | 9.5 | 22000 | 22000 | 100% | 1.83 | 0 | 13.45 |  |  |  |  | R-32 | 1.75 | Residential & Commercial | VSMSHP | Ducted CEE Tier 1
215471470 | Mini/Multi Split | MIDEA | HMSV-A-CB | MO6HX-H60B-2A |  | Ducted Indoor Units | 0 |  | 53000 | 20 | 10.7 | 55000 | 48000 | 87.27% | 2.1 | 0 | 11.7 |  |  |  |  | R-454B | 4.4167 | Residential & Commercial | VSMSHP | Ducted CEE Tier 1
216441121 | Mini/Multi Split | APOWER | HMSV-A-CB | AP4M36HP230VMO |  | Ducted Indoor Units | 0 |  | 36000 | 18 | 8.1 | 36000 | 33000 | 91.67% | 1.9 | 0 | 11.7 |  |  |  |  | R-32 | 3 | Residential & Commercial | VSMSHP | Ducted CEE Tier 1
215708446 | Mini/Multi Split | KINGHOME | HMSV-A-CB | KM18X6O |  | Ducted Indoor Units | 0 |  | 18000 | 18 | 8.1 | 18000 | 13600 | 75.56% | 1.86 | 0 | 11.7 |  |  |  |  | R-32 | 1.5 | Residential & Commercial | VSMSHP | Ducted CEE Tier 1
215708447 | Mini/Multi Split | KINGHOME | HMSV-A-CB | KM24X6O |  | Ducted Indoor Units | 0 |  | 24000 | 18 | 8.1 | 24000 | 21600 | 90% | 1.86 | 0 | 12 |  |  |  |  | R-32 | 2 | Residential & Commercial | VSMSHP | Ducted CEE Tier 1
215708448 | Mini/Multi Split | KINGHOME | HMSV-A-CB | KM30X6O |  | Ducted Indoor Units | 0 |  | 28400 | 18 | 8.1 | 30000 | 26000 | 86.67% | 1.88 | 0 | 12 |  |  |  |  | R-32 | 2.3667 | Residential & Commercial | VSMSHP | Ducted CEE Tier 1
215708449 | Mini/Multi Split | KINGHOME | HMSV-A-CB | KM36X6O |  | Ducted Indoor Units | 0 |  | 36000 | 18 | 8.1 | 36000 | 33000 | 91.67% | 1.9 | 0 | 11.7 |  |  |  |  | R-32 | 3 | Residential & Commercial | VSMSHP | Ducted CEE Tier 1
215708450 | Mini/Multi Split | KINGHOME | HMSV-A-CB | KM42X6O |  | Ducted Indoor Units | 0 |  | 42000 | 18 | 8.1 | 42000 | 36000 | 85.71% | 1.9 | 0 | 12 |  |  |  |  | R-32 | 3.5 | Residential & Commercial | VSMSHP | Ducted CEE Tier 1
215712169 | Mini/Multi Split | Mitsubishi Electric | HMSV-A-CB | MXZ-SM60NL*** |  | Ducted Indoor Units | 0 |  | 60000 | 16.4 | 9.5 | 66000 | 46500 | 70.45% | 1.8 | 0 | 9.4 |  |  |  |  | R-454B | 5 | Residential & Commercial | VSMSHP
213307913 | Mini/Multi Split | Alsetria | HMSV-A-CB | M4OX630-36HFN1-M1X |  | Ducted Indoor Units | 0 |  | 36000 | 19.4 | 10 | 36000 | 36000 | 100% | 1.9 | 0 | 12 |  |  |  |  | R-410A | 3 | Residential & Commercial | VSMSHP | Ducted CEE Tier 1
215708460 | Mini/Multi Split | TOSOT | HMSV-A-CB | MZ-COSMO18/O |  | Ducted Indoor Units | 0 |  | 18000 | 18 | 8.1 | 18000 | 13600 | 75.56% | 1.86 | 0 | 11.7 |  |  |  |  | R-32 | 1.5 | Residential & Commercial | VSMSHP | Ducted CEE Tier 1
215708461 | Mini/Multi Split | TOSOT | HMSV-A-CB | MZ-COSMO24/O |  | Ducted Indoor Units | 0 |  | 24000 | 18 | 8.1 | 24000 | 21600 | 90% | 1.86 | 0 | 12 |  |  |  |  | R-32 | 2 | Residential & Commercial | VSMSHP | Ducted CEE Tier 1
215708462 | Mini/Multi Split | TOSOT | HMSV-A-CB | MZ-COSMO30/O |  | Ducted Indoor Units | 0 |  | 28400 | 18 | 8.1 | 30000 | 26000 | 86.67% | 1.88 | 0 | 12 |  |  |  |  | R-32 | 2.3667 | Residential & Commercial | VSMSHP | Ducted CEE Tier 1
215708463 | Mini/Multi Split | TOSOT | HMSV-A-CB | MZ-COSMO36/O |  | Ducted Indoor Units | 0 |  | 36000 | 18 | 8.1 | 36000 | 33000 | 91.67% | 1.9 | 0 | 11.7 |  |  |  |  | R-32 | 3 | Residential & Commercial | VSMSHP | Ducted CEE Tier 1
215712159 | Mini/Multi Split | Mitsubishi Electric | HMSV-A-CB | MXZ-SM36NL*** |  | Ducted Indoor Units | 0 |  | 36000 | 18.2 | 10 | 41000 | 29000 | 70.73% | 1.98 | 0 | 10 |  |  |  |  | R-454B | 3 | Residential & Commercial | VSMSHP | Ducted CEE Tier 1
215712161 | Mini/Multi Split | Mitsubishi Electric | HMSV-A-CB | MXZ-SM36NLHZ*** |  | Ducted Indoor Units | 0 |  | 36000 | 17.7 | 10.5 | 42000 | 42000 | 100% | 1.86 | 0 | 10.9 |  |  |  |  | R-454B | 3 | Residential & Commercial | VSMSHP | Ducted CEE Tier 1
215712163 | Mini/Multi Split | Mitsubishi Electric | HMSV-A-CB | MXZ-SM42NLHZ*** |  | Ducted Indoor Units | 0 |  | 42000 | 17.5 | 10 | 48000 | 48000 | 100% | 1.86 | 0 | 10.4 |  |  |  |  | R-454B | 3.5 | Residential & Commercial | VSMSHP | Ducted CEE Tier 1
215712165 | Mini/Multi Split | Mitsubishi Electric | HMSV-A-CB | MXZ-SM48NL*** |  | Ducted Indoor Units | 0 |  | 48000 | 17 | 9.5 | 50000 | 35400 | 70.8% | 1.96 | 0 | 8.4 |  |  |  |  | R-454B | 4 | Residential & Commercial | VSMSHP
215712167 | Mini/Multi Split | Mitsubishi Electric | HMSV-A-CB | MXZ-SM48NLHZ*** |  | Ducted Indoor Units | 0 |  | 48000 | 18 | 10 | 54000 | 54000 | 100% | 1.8 | 0 | 10 |  |  |  |  | R-454B | 4 | Residential & Commercial | VSMSHP | Ducted CEE Tier 1
209319648 | Mini/Multi Split | ECO AIR | HMSV-A-CB | M5OG-48HFN1-M-[X] |  | Ducted Indoor Units | 0 |  | 47000 | 20.9 | 9 | 49000 | 42500 | 86.73% | 2 | 11.4 | 11.7 |  |  |  |  | R-410A | 3.9167 | Residential & Commercial | VSMSHP | Ducted CEE Tier 1
215725490 | Mini/Multi Split | INNOVAIR | HMSV-A-CB | MOM18H2BM3A |  | Ducted Indoor Units | 0 |  | 18000 | 20 | 10 | 19000 | 14600 | 76.84% | 2.3 | 0 | 12 |  |  |  |  | R-454B | 1.5 | Residential & Commercial | VSMSHP | Ducted CEE Tier 1
215725493 | Mini/Multi Split | INNOVAIR | HMSV-A-CB | MOM27H2BM4A |  | Ducted Indoor Units | 0 |  | 26600 | 21 | 9 | 26600 | 18800 | 70.68% | 2 | 0 | 12 |  |  |  |  | R-454B | 2.2167 | Residential & Commercial | VSMSHP | Ducted CEE Tier 1
215725496 | Mini/Multi Split | INNOVAIR | HMSV-A-CB | MOM36H2BM5A |  | Ducted Indoor Units | 0 |  | 35000 | 20 | 9.2 | 37000 | 26000 | 70.27% | 2 | 0 | 11.7 |  |  |  |  | R-454B | 2.9167 | Residential & Commercial | VSMSHP | Ducted CEE Tier 1
215725499 | Mini/Multi Split | INNOVAIR | HMSV-A-CB | MOM48H2BM6A |  | Ducted Indoor Units | 0 |  | 45000 | 20.4 | 10.6 | 47000 | 38000 | 80.85% | 2.1 | 0 | 12 |  |  |  |  | R-454B | 3.75 | Residential & Commercial | VSMSHP | Ducted CEE Tier 1
215725505 | Mini/Multi Split | INNOVAIR | HMSV-A-CB | MOM27H2BM4B |  | Ducted Indoor Units | 0 |  | 26600 | 21 | 9 | 26600 | 18800 | 70.68% | 2 | 0 | 12 |  |  |  |  | R-454B | 2.2167 | Residential & Commercial | VSMSHP | Ducted CEE Tier 1
215725508 | Mini/Multi Split | INNOVAIR | HMSV-A-CB | MOM36H2BM5B |  | Ducted Indoor Units | 0 |  | 35000 | 20 | 9.2 | 37000 | 26000 | 70.27% | 2 | 0 | 11.7 |  |  |  |  | R-454B | 2.9167 | Residential & Commercial | VSMSHP | Ducted CEE Tier 1
215725511 | Mini/Multi Split | INNOVAIR | HMSV-A-CB | MOM48H2BM6B |  | Ducted Indoor Units | 0 |  | 45000 | 20.4 | 10.6 | 47000 | 38000 | 80.85% | 2.1 | 0 | 12 |  |  |  |  | R-454B | 3.75 | Residential & Commercial | VSMSHP | Ducted CEE Tier 1
215725517 | Mini/Multi Split | INNOVAIR | HMSV-A-CB | MOM18H2BH3A |  | Ducted Indoor Units | 0 |  | 19000 | 20 | 10 | 20000 | 18000 | 90% | 2 | 0 | 13 |  |  |  |  | R-454B | 1.5833 | Residential & Commercial | VSMSHP | Ducted CEE Tier 1
215725520 | Mini/Multi Split | INNOVAIR | HMSV-A-CB | MOM27H2BH4A |  | Ducted Indoor Units | 0 |  | 28000 | 19 | 9.5 | 28000 | 27000 | 96.43% | 2 | 0 | 12 |  |  |  |  | R-454B | 2.3333 | Residential & Commercial | VSMSHP | Ducted CEE Tier 1
215725523 | Mini/Multi Split | INNOVAIR | HMSV-A-CB | MOM36H2BH5A |  | Ducted Indoor Units | 0 |  | 36000 | 19.4 | 10.4 | 36000 | 38000 | 105.6% | 2 | 0 | 12 |  |  |  |  | R-454B | 3 | Residential & Commercial | VSMSHP | Ducted CEE Tier 1
215725526 | Mini/Multi Split | INNOVAIR | HMSV-A-CB | MOM48H2BH6A |  | Ducted Indoor Units | 0 |  | 47000 | 20.4 | 11 | 48000 | 48000 | 100% | 2 | 0 | 11.7 |  |  |  |  | R-454B | 3.9167 | Residential & Commercial | VSMSHP | Ducted CEE Tier 1
215725532 | Mini/Multi Split | INNOVAIR | HMSV-A-CB | MOM18H2BH3B |  | Ducted Indoor Units | 0 |  | 19000 | 20 | 10 | 20000 | 18000 | 90% | 2 | 0 | 13 |  |  |  |  | R-454B | 1.5833 | Residential & Commercial | VSMSHP | Ducted CEE Tier 1
215731791 | Mini/Multi Split | HISENSE | HMSV-A-CB | AMW2-18U3TJA |  | Ducted Indoor Units | 0 |  | 18000 | 17.5 | 9.4 | 18000 | 17000 | 94.44% | 1.96 | 0 | 12 |  |  |  |  | R-454B | 1.5 | Residential & Commercial | VSMSHP | Ducted CEE Tier 1
215735283 | Mini/Multi Split | FUJITSU | HMSV-A-CB | AOUH36KWAH4 |  | Ducted Indoor Units | 0 |  | 35200 | 19 | 9 | 36400 | 36400 | 100% | 1.9 | 0 | 12.5 |  |  |  |  | R-32 | 2.9333 | Residential & Commercial | VSMSHP | Ducted CEE Tier 1
215725535 | Mini/Multi Split | INNOVAIR | HMSV-A-CB | MOM27H2BH4B |  | Ducted Indoor Units | 0 |  | 28000 | 19 | 9.5 | 28000 | 27000 | 96.43% | 2 | 0 | 12 |  |  |  |  | R-454B | 2.3333 | Residential & Commercial | VSMSHP | Ducted CEE Tier 1
215725538 | Mini/Multi Split | INNOVAIR | HMSV-A-CB | MOM36H2BH5B |  | Ducted Indoor Units | 0 |  | 36000 | 19.4 | 10.4 | 36000 | 38000 | 105.6% | 2 | 0 | 12 |  |  |  |  | R-454B | 3 | Residential & Commercial | VSMSHP | Ducted CEE Tier 1
215725541 | Mini/Multi Split | INNOVAIR | HMSV-A-CB | MOM48H2BH6B |  | Ducted Indoor Units | 0 |  | 47000 | 20.4 | 11 | 48000 | 48000 | 100% | 2 | 0 | 11.7 |  |  |  |  | R-454B | 3.9167 | Residential & Commercial | VSMSHP | Ducted CEE Tier 1
215735281 | Mini/Multi Split | FUJITSU | HMSV-A-CB | AOUH45KWAS5 |  | Ducted Indoor Units | 0 |  | 43000 | 19 | 9 | 46000 | 35600 | 77.39% | 2.14 | 0 | 11.7 |  |  |  |  | R-32 | 3.5833 | Residential & Commercial | VSMSHP | Ducted CEE Tier 1
215735312 | Mini/Multi Split | SENVILLE | HMSV-A-CB | SENA-18HF-MOA |  | Ducted Indoor Units | 0 |  | 19000 | 20 | 10 | 20000 | 18000 | 90% | 2 | 0 | 13 |  |  |  |  | R-454B | 1.5833 | Residential & Commercial | VSMSHP | Ducted CEE Tier 1
215735315 | Mini/Multi Split | SENVILLE | HMSV-A-CB | SENA-28HF-MOA |  | Ducted Indoor Units | 0 |  | 28000 | 19 | 9.5 | 28000 | 27000 | 96.43% | 2 | 0 | 12 |  |  |  |  | R-454B | 2.3333 | Residential & Commercial | VSMSHP | Ducted CEE Tier 1
215735318 | Mini/Multi Split | SENVILLE | HMSV-A-CB | SENA-36HF-MOA |  | Ducted Indoor Units | 0 |  | 36000 | 19.4 | 10.4 | 36000 | 38000 | 105.6% | 2 | 0 | 12 |  |  |  |  | R-454B | 3 | Residential & Commercial | VSMSHP | Ducted CEE Tier 1
215735550 | Mini/Multi Split | HISENSE | HMSV-A-CB | AMW3-27U3TQA |  | Ducted Indoor Units | 0 |  | 27000 | 18 | 8.8 | 27000 | 26400 | 97.78% | 1.84 | 0 | 11.5 |  |  |  |  | R-454B | 2.25 | Residential & Commercial | VSMSHP | Ducted CEE Tier 1
216453533 | Mini/Multi Split | OUELLET | HMSV-A-CB | OFRM2X1-H18A-O |  | Ducted Indoor Units | 0 |  | 18000 | 18 | 8.1 | 18000 | 13600 | 75.56% | 1.86 | 0 | 11.7 |  |  |  |  | R-32 | 1.5 | Residential & Commercial | VSMSHP | Ducted CEE Tier 1
216453534 | Mini/Multi Split | OUELLET | HMSV-A-CB | OFRM3X1-H24A-O |  | Ducted Indoor Units | 0 |  | 24000 | 18 | 8.1 | 24000 | 21600 | 90% | 1.86 | 0 | 12 |  |  |  |  | R-32 | 2 | Residential & Commercial | VSMSHP | Ducted CEE Tier 1
216453535 | Mini/Multi Split | OUELLET | HMSV-A-CB | OFRM4X1-H30A-O |  | Ducted Indoor Units | 0 |  | 28400 | 18 | 8.1 | 30000 | 26000 | 86.67% | 1.88 | 0 | 12 |  |  |  |  | R-32 | 2.3667 | Residential & Commercial | VSMSHP | Ducted CEE Tier 1
216472833 | Mini/Multi Split | HISENSE | HMSV-A-CB | AMO2-18U3T25U |  | Ducted Indoor Units | 0 |  | 18000 | 17.5 | 9.4 | 18000 | 17000 | 94.44% | 1.96 | 0 | 12 |  |  |  |  | R-454B | 1.5 | Residential & Commercial | VSMSHP | Ducted CEE Tier 1
215746009 | Mini/Multi Split | Custom Comfort | HMSV-A-CB | CCOXHBMZ427HP |  | Ducted Indoor Units | 0 |  | 28000 | 19 | 9.5 | 28000 | 27000 | 96.43% | 2 | 0 | 12 |  |  |  |  | R-454B | 2.3333 | Residential & Commercial | VSMSHP | Ducted CEE Tier 1
215746012 | Mini/Multi Split | Custom Comfort | HMSV-A-CB | CCOXHBMZ536HP |  | Ducted Indoor Units | 0 |  | 36000 | 19.4 | 10.4 | 36000 | 38000 | 105.6% | 2 | 0 | 12 |  |  |  |  | R-454B | 3 | Residential & Commercial | VSMSHP | Ducted CEE Tier 1
215746015 | Mini/Multi Split | Custom Comfort | HMSV-A-CB | CCOXHBMZ648HP |  | Ducted Indoor Units | 0 |  | 47000 | 20.4 | 11 | 48000 | 48000 | 100% | 2 | 0 | 11.7 |  |  |  |  | R-454B | 3.9167 | Residential & Commercial | VSMSHP | Ducted CEE Tier 1
215746287 | Mini/Multi Split | AireForce | HMSV-A-CB | DXH24FMK3IH |  | Ducted Indoor Units | 0 |  | 24000 | 18 | 8.1 | 24000 | 21600 | 90% | 1.86 | 0 | 12 |  |  |  |  | R-32 | 2 | Residential & Commercial | VSMSHP | Ducted CEE Tier 1
215746288 | Mini/Multi Split | AireForce | HMSV-A-CB | DXH30FMK3IH |  | Ducted Indoor Units | 0 |  | 28400 | 18 | 8.1 | 30000 | 26000 | 86.67% | 1.88 | 0 | 12 |  |  |  |  | R-32 | 2.3667 | Residential & Commercial | VSMSHP | Ducted CEE Tier 1
215746289 | Mini/Multi Split | AireForce | HMSV-A-CB | DXH36FMK3IH |  | Ducted Indoor Units | 0 |  | 36000 | 18 | 8.1 | 36000 | 33000 | 91.67% | 1.9 | 0 | 11.7 |  |  |  |  | R-32 | 3 | Residential & Commercial | VSMSHP | Ducted CEE Tier 1
215746290 | Mini/Multi Split | AireForce | HMSV-A-CB | DXH42FMK3IH |  | Ducted Indoor Units | 0 |  | 42000 | 18 | 8.1 | 42000 | 36000 | 85.71% | 1.9 | 0 | 12 |  |  |  |  | R-32 | 3.5 | Residential & Commercial | VSMSHP | Ducted CEE Tier 1
215746018 | Mini/Multi Split | Custom Comfort | HMSV-A-CB | CCOXHBMZ655HP |  | Ducted Indoor Units | 0 |  | 53000 | 20 | 10.7 | 55000 | 48000 | 87.27% | 2.1 | 0 | 11.7 |  |  |  |  | R-454B | 4.4167 | Residential & Commercial | VSMSHP | Ducted CEE Tier 1
215746302 | Mini/Multi Split | AIRTEMP | HMSV-A-CB | DXH24FMK3IH |  | Ducted Indoor Units | 0 |  | 24000 | 18 | 8.1 | 24000 | 21600 | 90% | 1.86 | 0 | 12 |  |  |  |  | R-32 | 2 | Residential & Commercial | VSMSHP | Ducted CEE Tier 1
215746303 | Mini/Multi Split | AIRTEMP | HMSV-A-CB | DXH30FMK3IH |  | Ducted Indoor Units | 0 |  | 28400 | 18 | 8.1 | 30000 | 26000 | 86.67% | 1.88 | 0 | 12 |  |  |  |  | R-32 | 2.3667 | Residential & Commercial | VSMSHP | Ducted CEE Tier 1
215746304 | Mini/Multi Split | AIRTEMP | HMSV-A-CB | DXH36FMK3IH |  | Ducted Indoor Units | 0 |  | 36000 | 18 | 8.1 | 36000 | 33000 | 91.67% | 1.9 | 0 | 11.7 |  |  |  |  | R-32 | 3 | Residential & Commercial | VSMSHP | Ducted CEE Tier 1
215746305 | Mini/Multi Split | AIRTEMP | HMSV-A-CB | DXH42FMK3IH |  | Ducted Indoor Units | 0 |  | 42000 | 18 | 8.1 | 42000 | 36000 | 85.71% | 1.9 | 0 | 12 |  |  |  |  | R-32 | 3.5 | Residential & Commercial | VSMSHP | Ducted CEE Tier 1
215746285 | Mini/Multi Split | AireForce | HMSV-A-CB | DXH18FMK3IH |  | Ducted Indoor Units | 0 |  | 18000 | 18 | 8.1 | 18000 | 13600 | 75.56% | 1.86 | 0 | 11.7 |  |  |  |  | R-32 | 1.5 | Residential & Commercial | VSMSHP | Ducted CEE Tier 1
215746300 | Mini/Multi Split | AIRTEMP | HMSV-A-CB | DXH18FMK3IH |  | Ducted Indoor Units | 0 |  | 18000 | 18 | 8.1 | 18000 | 13600 | 75.56% | 1.86 | 0 | 11.7 |  |  |  |  | R-32 | 1.5 | Residential & Commercial | VSMSHP | Ducted CEE Tier 1
215746317 | Mini/Multi Split | GIBSON | HMSV-A-CB | DXH24FMK3IH |  | Ducted Indoor Units | 0 |  | 24000 | 18 | 8.1 | 24000 | 21600 | 90% | 1.86 | 0 | 12 |  |  |  |  | R-32 | 2 | Residential & Commercial | VSMSHP | Ducted CEE Tier 1
215746318 | Mini/Multi Split | GIBSON | HMSV-A-CB | DXH30FMK3IH |  | Ducted Indoor Units | 0 |  | 28400 | 18 | 8.1 | 30000 | 26000 | 86.67% | 1.88 | 0 | 12 |  |  |  |  | R-32 | 2.3667 | Residential & Commercial | VSMSHP | Ducted CEE Tier 1
215746319 | Mini/Multi Split | GIBSON | HMSV-A-CB | DXH36FMK3IH |  | Ducted Indoor Units | 0 |  | 36000 | 18 | 8.1 | 36000 | 33000 | 91.67% | 1.9 | 0 | 11.7 |  |  |  |  | R-32 | 3 | Residential & Commercial | VSMSHP | Ducted CEE Tier 1
215746320 | Mini/Multi Split | GIBSON | HMSV-A-CB | DXH42FMK3IH |  | Ducted Indoor Units | 0 |  | 42000 | 18 | 8.1 | 42000 | 36000 | 85.71% | 1.9 | 0 | 12 |  |  |  |  | R-32 | 3.5 | Residential & Commercial | VSMSHP | Ducted CEE Tier 1
215746315 | Mini/Multi Split | GIBSON | HMSV-A-CB | DXH18FMK3IH |  | Ducted Indoor Units | 0 |  | 18000 | 18 | 8.1 | 18000 | 13600 | 75.56% | 1.86 | 0 | 11.7 |  |  |  |  | R-32 | 1.5 | Residential & Commercial | VSMSHP | Ducted CEE Tier 1
215746330 | Mini/Multi Split | Intertherm | HMSV-A-CB | DXH18FMK3IH |  | Ducted Indoor Units | 0 |  | 18000 | 18 | 8.1 | 18000 | 13600 | 75.56% | 1.86 | 0 | 11.7 |  |  |  |  | R-32 | 1.5 | Residential & Commercial | VSMSHP | Ducted CEE Tier 1
215746332 | Mini/Multi Split | Intertherm | HMSV-A-CB | DXH24FMK3IH |  | Ducted Indoor Units | 0 |  | 24000 | 18 | 8.1 | 24000 | 21600 | 90% | 1.86 | 0 | 12 |  |  |  |  | R-32 | 2 | Residential & Commercial | VSMSHP | Ducted CEE Tier 1
215746333 | Mini/Multi Split | Intertherm | HMSV-A-CB | DXH30FMK3IH |  | Ducted Indoor Units | 0 |  | 28400 | 18 | 8.1 | 30000 | 26000 | 86.67% | 1.88 | 0 | 12 |  |  |  |  | R-32 | 2.3667 | Residential & Commercial | VSMSHP | Ducted CEE Tier 1
215746334 | Mini/Multi Split | Intertherm | HMSV-A-CB | DXH36FMK3IH |  | Ducted Indoor Units | 0 |  | 36000 | 18 | 8.1 | 36000 | 33000 | 91.67% | 1.9 | 0 | 11.7 |  |  |  |  | R-32 | 3 | Residential & Commercial | VSMSHP | Ducted CEE Tier 1
215746335 | Mini/Multi Split | Intertherm | HMSV-A-CB | DXH42FMK3IH |  | Ducted Indoor Units | 0 |  | 42000 | 18 | 8.1 | 42000 | 36000 | 85.71% | 1.9 | 0 | 12 |  |  |  |  | R-32 | 3.5 | Residential & Commercial | VSMSHP | Ducted CEE Tier 1
215747714 | Mini/Multi Split | GUARDIAN | HMSV-A-CB | UMC18CN23STG1 |  | Ducted Indoor Units | 0 |  | 18000 | 17.5 | 9.4 | 18000 | 17000 | 94.44% | 1.96 | 0 | 12 |  |  |  |  | R-454B | 1.5 | Residential & Commercial | VSMSHP | Ducted CEE Tier 1
215747716 | Mini/Multi Split | GUARDIAN | HMSV-A-CB | UMC24CN23STG1 |  | Ducted Indoor Units | 0 |  | 27000 | 18 | 8.8 | 27000 | 26400 | 97.78% | 1.84 | 0 | 11.5 |  |  |  |  | R-454B | 2.25 | Residential & Commercial | VSMSHP | Ducted CEE Tier 1
215747718 | Mini/Multi Split | GUARDIAN | HMSV-A-CB | UMC48CN23STG1 |  | Ducted Indoor Units | 0 |  | 42000 | 18 | 8.8 | 45000 | 34000 | 75.56% | 1.83 | 0 | 11.35 |  |  |  |  | R-454B | 3.5 | Residential & Commercial | VSMSHP | Ducted CEE Tier 1
215747721 | Mini/Multi Split | GUARDIAN | HMSV-A-CB | UMC36CN23STG1 |  | Ducted Indoor Units | 0 |  | 36000 | 19 | 9 | 36000 | 32400 | 90% | 1.83 | 0 | 12.85 |  |  |  |  | R-454B | 3 | Residential & Commercial | VSMSHP | Ducted CEE Tier 1
215747776 | Mini/Multi Split | Innovair | HMSV-A-CB | QOM18H2BM2A |  | Ducted Indoor Units | 0 |  | 18000 | 17.5 | 9.4 | 18000 | 17000 | 94.44% | 1.96 | 0 | 12 |  |  |  |  | R-454B | 1.5 | Residential & Commercial | VSMSHP | Ducted CEE Tier 1
215747779 | Mini/Multi Split | Innovair | HMSV-A-CB | QOM27H2BM3A |  | Ducted Indoor Units | 0 |  | 27000 | 18 | 8.8 | 27000 | 26400 | 97.78% | 1.84 | 0 | 11.5 |  |  |  |  | R-454B | 2.25 | Residential & Commercial | VSMSHP | Ducted CEE Tier 1
215747781 | Mini/Multi Split | Innovair | HMSV-A-CB | QOM42H2BM5A |  | Ducted Indoor Units | 0 |  | 42000 | 18 | 8.8 | 45000 | 34000 | 75.56% | 1.83 | 0 | 11.35 |  |  |  |  | R-454B | 3.5 | Residential & Commercial | VSMSHP | Ducted CEE Tier 1
215747784 | Mini/Multi Split | Innovair | HMSV-A-CB | QOM36H2BM4A |  | Ducted Indoor Units | 0 |  | 36000 | 19 | 9 | 36000 | 32400 | 90% | 1.83 | 0 | 12.85 |  |  |  |  | R-454B | 3 | Residential & Commercial | VSMSHP | Ducted CEE Tier 1
216472841 | Mini/Multi Split | HISENSE | HMSV-A-CB | AMO3-27U3T25U |  | Ducted Indoor Units | 0 |  | 27000 | 18 | 8.8 | 27000 | 26400 | 97.78% | 1.84 | 0 | 11.5 |  |  |  |  | R-454B | 2.25 | Residential & Commercial | VSMSHP | Ducted CEE Tier 1
215832413 | Mini/Multi Split | APOWER | HMSV-A-CB | AP2M18HP230VMO |  | Ducted Indoor Units | 0 |  | 18000 | 18 | 8.1 | 18000 | 13600 | 75.56% | 1.86 | 0 | 11.7 |  |  |  |  | R-32 | 1.5 | Residential & Commercial | VSMSHP | Ducted CEE Tier 1
216472837 | Mini/Multi Split | HISENSE | HMSV-A-CB | AMO4-36U3T25U |  | Ducted Indoor Units | 0 |  | 36000 | 19 | 9 | 36000 | 32400 | 90% | 1.83 | 0 | 12.85 |  |  |  |  | R-454B | 3 | Residential & Commercial | VSMSHP | Ducted CEE Tier 1
216472834 | Mini/Multi Split | HISENSE | HMSV-A-CB | AMO5-45U3T25U |  | Ducted Indoor Units | 0 |  | 42000 | 18 | 8.8 | 45000 | 34000 | 75.56% | 1.83 | 0 | 11.35 |  |  |  |  | R-454B | 3.5 | Residential & Commercial | VSMSHP | Ducted CEE Tier 1
215832436 | Mini/Multi Split | APOWER | HMSV-A-CB | AP3M24HP230VMO |  | Ducted Indoor Units | 0 |  | 24000 | 18 | 8.1 | 24000 | 21600 | 90% | 1.86 | 0 | 12 |  |  |  |  | R-32 | 2 | Residential & Commercial | VSMSHP | Ducted CEE Tier 1
215832439 | Mini/Multi Split | APOWER | HMSV-A-CB | AP4M30HP230VMO |  | Ducted Indoor Units | 0 |  | 28400 | 18 | 8.1 | 30000 | 26000 | 86.67% | 1.88 | 0 | 12 |  |  |  |  | R-32 | 2.3667 | Residential & Commercial | VSMSHP | Ducted CEE Tier 1
215832442 | Mini/Multi Split | APOWER | HMSV-A-CB | AP5M36HP230VMO |  | Ducted Indoor Units | 0 |  | 36000 | 18 | 8.1 | 36000 | 33000 | 91.67% | 1.9 | 0 | 11.7 |  |  |  |  | R-32 | 3 | Residential & Commercial | VSMSHP | Ducted CEE Tier 1
215835706 | Mini/Multi Split | INNOVAIR | HMSV-A-CB | MOM60H2BH6B |  | Ducted Indoor Units | 0 |  | 53000 | 20 | 10.7 | 55000 | 48000 | 87.27% | 2.1 | 0 | 11.7 |  |  |  |  | R-454B | 4.4167 | Residential & Commercial | VSMSHP | Ducted CEE Tier 1
215832445 | Mini/Multi Split | APOWER | HMSV-A-CB | AP5M42HP230VMO |  | Ducted Indoor Units | 0 |  | 42000 | 18 | 8.1 | 42000 | 36000 | 85.71% | 1.9 | 0 | 12 |  |  |  |  | R-32 | 3.5 | Residential & Commercial | VSMSHP | Ducted CEE Tier 1
215835703 | Mini/Multi Split | INNOVAIR | HMSV-A-CB | MOM60H2BH6A |  | Ducted Indoor Units | 0 |  | 53000 | 20 | 10.7 | 55000 | 48000 | 87.27% | 2.1 | 0 | 11.7 |  |  |  |  | R-454B | 4.4167 | Residential & Commercial | VSMSHP | Ducted CEE Tier 1
215864091 | Mini/Multi Split | Wells | HMSV-A-CB | WOM-18RH3/230 |  | Ducted Indoor Units | 0 |  | 18000 | 20 | 10 | 19000 | 14600 | 76.84% | 2.3 | 0 | 12 |  |  |  |  | R-454B | 1.5 | Residential & Commercial | VSMSHP | Ducted CEE Tier 1
215864094 | Mini/Multi Split | Wells | HMSV-A-CB | WOM-27RH4/230 |  | Ducted Indoor Units | 0 |  | 26600 | 21 | 9 | 26600 | 18800 | 70.68% | 2 | 0 | 12 |  |  |  |  | R-454B | 2.2167 | Residential & Commercial | VSMSHP | Ducted CEE Tier 1
215864097 | Mini/Multi Split | Wells | HMSV-A-CB | WOM-36RH5/230 |  | Ducted Indoor Units | 0 |  | 35000 | 20 | 9.2 | 37000 | 26000 | 70.27% | 2 | 0 | 11.7 |  |  |  |  | R-454B | 2.9167 | Residential & Commercial | VSMSHP | Ducted CEE Tier 1
215864100 | Mini/Multi Split | Wells | HMSV-A-CB | WOM-48RH6/230 |  | Ducted Indoor Units | 0 |  | 45000 | 20.4 | 10.6 | 47000 | 38000 | 80.85% | 2.1 | 0 | 12 |  |  |  |  | R-454B | 3.75 | Residential & Commercial | VSMSHP | Ducted CEE Tier 1
215864106 | Mini/Multi Split | Wells | HMSV-A-CB | WOM-18HH3/230 |  | Ducted Indoor Units | 0 |  | 19000 | 20 | 10 | 20000 | 18000 | 90% | 2 | 0 | 13 |  |  |  |  | R-454B | 1.5833 | Residential & Commercial | VSMSHP | Ducted CEE Tier 1
215864118 | Mini/Multi Split | Wells | HMSV-A-CB | WOM-60HH6/230 |  | Ducted Indoor Units | 0 |  | 53000 | 20 | 10.7 | 55000 | 48000 | 87.27% | 2.1 | 0 | 11.7 |  |  |  |  | R-454B | 4.4167 | Residential & Commercial | VSMSHP | Ducted CEE Tier 1
215864282 | Mini/Multi Split | Cooper&Hunter | HMSV-A-CB | CH-RVHP55M-230VO |  | Ducted Indoor Units | 0 |  | 53000 | 20 | 10.7 | 55000 | 48000 | 87.27% | 2.1 | 0 | 11.7 |  |  |  |  | R-454B | 4.4167 | Residential & Commercial | VSMSHP | Ducted CEE Tier 1
215864109 | Mini/Multi Split | Wells | HMSV-A-CB | WOM-27HH4/230 |  | Ducted Indoor Units | 0 |  | 28000 | 19 | 9.5 | 28000 | 27000 | 96.43% | 2 | 0 | 12 |  |  |  |  | R-454B | 2.3333 | Residential & Commercial | VSMSHP | Ducted CEE Tier 1
215864112 | Mini/Multi Split | Wells | HMSV-A-CB | WOM-36HH5/230 |  | Ducted Indoor Units | 0 |  | 36000 | 19.4 | 10.4 | 36000 | 38000 | 105.6% | 2 | 0 | 12 |  |  |  |  | R-454B | 3 | Residential & Commercial | VSMSHP | Ducted CEE Tier 1
215864115 | Mini/Multi Split | Wells | HMSV-A-CB | WOM-48HH6/230 |  | Ducted Indoor Units | 0 |  | 47000 | 20.4 | 11 | 48000 | 48000 | 100% | 2 | 0 | 11.7 |  |  |  |  | R-454B | 3.9167 | Residential & Commercial | VSMSHP | Ducted CEE Tier 1
215864255 | Mini/Multi Split | Cooper&Hunter | HMSV-A-CB | CH-R18MES-230VO |  | Ducted Indoor Units | 0 |  | 18000 | 20 | 10 | 19000 | 14600 | 76.84% | 2.3 | 0 | 12 |  |  |  |  | R-454B | 1.5 | Residential & Commercial | VSMSHP | Ducted CEE Tier 1
215864258 | Mini/Multi Split | Cooper&Hunter | HMSV-A-CB | CH-R28MES-230VO |  | Ducted Indoor Units | 0 |  | 26600 | 21 | 9 | 26600 | 18800 | 70.68% | 2 | 0 | 12 |  |  |  |  | R-454B | 2.2167 | Residential & Commercial | VSMSHP | Ducted CEE Tier 1
215864261 | Mini/Multi Split | Cooper&Hunter | HMSV-A-CB | CH-R36MES-230VO |  | Ducted Indoor Units | 0 |  | 35000 | 20 | 9.2 | 37000 | 26000 | 70.27% | 2 | 0 | 11.7 |  |  |  |  | R-454B | 2.9167 | Residential & Commercial | VSMSHP | Ducted CEE Tier 1
215864264 | Mini/Multi Split | Cooper&Hunter | HMSV-A-CB | CH-R48MES-230VO |  | Ducted Indoor Units | 0 |  | 45000 | 20.4 | 10.6 | 47000 | 38000 | 80.85% | 2.1 | 0 | 12 |  |  |  |  | R-454B | 3.75 | Residential & Commercial | VSMSHP | Ducted CEE Tier 1
215864270 | Mini/Multi Split | Cooper&Hunter | HMSV-A-CB | CH-RVHP19M-230VO |  | Ducted Indoor Units | 0 |  | 19000 | 20 | 10 | 20000 | 18000 | 90% | 2 | 0 | 13 |  |  |  |  | R-454B | 1.5833 | Residential & Commercial | VSMSHP | Ducted CEE Tier 1
215864273 | Mini/Multi Split | Cooper&Hunter | HMSV-A-CB | CH-RVHP28M-230VO |  | Ducted Indoor Units | 0 |  | 28000 | 19 | 9.5 | 28000 | 27000 | 96.43% | 2 | 0 | 12 |  |  |  |  | R-454B | 2.3333 | Residential & Commercial | VSMSHP | Ducted CEE Tier 1
215864276 | Mini/Multi Split | Cooper&Hunter | HMSV-A-CB | CH-RVHP36M-230VO |  | Ducted Indoor Units | 0 |  | 36000 | 19.4 | 10.4 | 36000 | 38000 | 105.6% | 2 | 0 | 12 |  |  |  |  | R-454B | 3 | Residential & Commercial | VSMSHP | Ducted CEE Tier 1
215864279 | Mini/Multi Split | Cooper&Hunter | HMSV-A-CB | CH-RVHP48M-230VO |  | Ducted Indoor Units | 0 |  | 47000 | 20.4 | 11 | 48000 | 48000 | 100% | 2 | 0 | 11.7 |  |  |  |  | R-454B | 3.9167 | Residential & Commercial | VSMSHP | Ducted CEE Tier 1
215864407 | Mini/Multi Split | MAINLINE | HMSV-A-CB | ML18HP230MUL-O |  | Ducted Indoor Units | 0 |  | 18000 | 20 | 10 | 19000 | 14600 | 76.84% | 2.3 | 0 | 12 |  |  |  |  | R-454B | 1.5 | Residential & Commercial | VSMSHP | Ducted CEE Tier 1
215864410 | Mini/Multi Split | MAINLINE | HMSV-A-CB | ML27HP230MUL-O |  | Ducted Indoor Units | 0 |  | 26600 | 21 | 9 | 26600 | 18800 | 70.68% | 2 | 0 | 12 |  |  |  |  | R-454B | 2.2167 | Residential & Commercial | VSMSHP | Ducted CEE Tier 1
215864413 | Mini/Multi Split | MAINLINE | HMSV-A-CB | ML36HP230MUL-O |  | Ducted Indoor Units | 0 |  | 35000 | 20 | 9.2 | 37000 | 26000 | 70.27% | 2 | 0 | 11.7 |  |  |  |  | R-454B | 2.9167 | Residential & Commercial | VSMSHP | Ducted CEE Tier 1
215864416 | Mini/Multi Split | MAINLINE | HMSV-A-CB | ML48HP230MUL-O |  | Ducted Indoor Units | 0 |  | 45000 | 20.4 | 10.6 | 47000 | 38000 | 80.85% | 2.1 | 0 | 12 |  |  |  |  | R-454B | 3.75 | Residential & Commercial | VSMSHP | Ducted CEE Tier 1
215864422 | Mini/Multi Split | MAINLINE | HMSV-A-CB | ML18HP230MULH-O |  | Ducted Indoor Units | 0 |  | 19000 | 20 | 10 | 20000 | 18000 | 90% | 2 | 0 | 13 |  |  |  |  | R-454B | 1.5833 | Residential & Commercial | VSMSHP | Ducted CEE Tier 1
215864425 | Mini/Multi Split | MAINLINE | HMSV-A-CB | ML27HP230MULH-O |  | Ducted Indoor Units | 0 |  | 28000 | 19 | 9.5 | 28000 | 27000 | 96.43% | 2 | 0 | 12 |  |  |  |  | R-454B | 2.3333 | Residential & Commercial | VSMSHP | Ducted CEE Tier 1
215864428 | Mini/Multi Split | MAINLINE | HMSV-A-CB | ML36HP230MULH-O |  | Ducted Indoor Units | 0 |  | 36000 | 19.4 | 10.4 | 36000 | 38000 | 105.6% | 2 | 0 | 12 |  |  |  |  | R-454B | 3 | Residential & Commercial | VSMSHP | Ducted CEE Tier 1
215864431 | Mini/Multi Split | MAINLINE | HMSV-A-CB | ML48HP230MULH-O |  | Ducted Indoor Units | 0 |  | 47000 | 20.4 | 11 | 48000 | 48000 | 100% | 2 | 0 | 11.7 |  |  |  |  | R-454B | 3.9167 | Residential & Commercial | VSMSHP | Ducted CEE Tier 1
215864434 | Mini/Multi Split | MAINLINE | HMSV-A-CB | ML55HP230MULH-O |  | Ducted Indoor Units | 0 |  | 53000 | 20 | 10.7 | 55000 | 48000 | 87.27% | 2.1 | 0 | 11.7 |  |  |  |  | R-454B | 4.4167 | Residential & Commercial | VSMSHP | Ducted CEE Tier 1
215866669 | Mini/Multi Split | KADEN | HMSV-A-CB | KOB-PS218HP-2AAMA |  | Ducted Indoor Units | 0 |  | 18000 | 20 | 10 | 19000 | 14600 | 76.84% | 2.3 | 0 | 12 |  |  |  |  | R-454B | 1.5 | Residential & Commercial | VSMSHP | Ducted CEE Tier 1
215866672 | Mini/Multi Split | KADEN | HMSV-A-CB | KOB-PS327HP-2AAMA |  | Ducted Indoor Units | 0 |  | 26600 | 21 | 9 | 26600 | 18800 | 70.68% | 2 | 0 | 12 |  |  |  |  | R-454B | 2.2167 | Residential & Commercial | VSMSHP | Ducted CEE Tier 1
215866675 | Mini/Multi Split | KADEN | HMSV-A-CB | KOB-PS436HP-2AAMA |  | Ducted Indoor Units | 0 |  | 35000 | 20 | 9.2 | 37000 | 26000 | 70.27% | 2 | 0 | 11.7 |  |  |  |  | R-454B | 2.9167 | Residential & Commercial | VSMSHP | Ducted CEE Tier 1
215866678 | Mini/Multi Split | KADEN | HMSV-A-CB | KOB-PS548HP-2AAMA |  | Ducted Indoor Units | 0 |  | 45000 | 20.4 | 10.6 | 47000 | 38000 | 80.85% | 2.1 | 0 | 12 |  |  |  |  | R-454B | 3.75 | Residential & Commercial | VSMSHP | Ducted CEE Tier 1
215866684 | Mini/Multi Split | KADEN | HMSV-A-CB | KOB-HH-PS218HP-2AAMA |  | Ducted Indoor Units | 0 |  | 19000 | 20 | 10 | 20000 | 18000 | 90% | 2 | 0 | 13 |  |  |  |  | R-454B | 1.5833 | Residential & Commercial | VSMSHP | Ducted CEE Tier 1
215866687 | Mini/Multi Split | KADEN | HMSV-A-CB | KOB-HH-PS327HP-2AAMA |  | Ducted Indoor Units | 0 |  | 28000 | 19 | 9.5 | 28000 | 27000 | 96.43% | 2 | 0 | 12 |  |  |  |  | R-454B | 2.3333 | Residential & Commercial | VSMSHP | Ducted CEE Tier 1
215866690 | Mini/Multi Split | KADEN | HMSV-A-CB | KOB-HH-PS436HP-2AAMA |  | Ducted Indoor Units | 0 |  | 36000 | 19.4 | 10.4 | 36000 | 38000 | 105.6% | 2 | 0 | 12 |  |  |  |  | R-454B | 3 | Residential & Commercial | VSMSHP | Ducted CEE Tier 1
215866693 | Mini/Multi Split | KADEN | HMSV-A-CB | KOB-HH-PS548HP-2AAMA |  | Ducted Indoor Units | 0 |  | 47000 | 20.4 | 11 | 48000 | 48000 | 100% | 2 | 0 | 11.7 |  |  |  |  | R-454B | 3.9167 | Residential & Commercial | VSMSHP | Ducted CEE Tier 1
215866696 | Mini/Multi Split | KADEN | HMSV-A-CB | KOB-HH-PS555HP-2AAMA |  | Ducted Indoor Units | 0 |  | 53000 | 20 | 10.7 | 55000 | 48000 | 87.27% | 2.1 | 0 | 11.7 |  |  |  |  | R-454B | 4.4167 | Residential & Commercial | VSMSHP | Ducted CEE Tier 1
215866828 | Mini/Multi Split | AI AIR CONDITIONING | HMSV-A-CB | A6MO23-55N2-M1H |  | Ducted Indoor Units | 0 |  | 53000 | 20 | 10.7 | 55000 | 48000 | 87.27% | 2.1 | 0 | 11.7 |  |  |  |  | R-454B | 4.4167 | Residential & Commercial | VSMSHP | Ducted CEE Tier 1
215866801 | Mini/Multi Split | AI AIR CONDITIONING | HMSV-A-CB | A3MO21-18N2-M1 |  | Ducted Indoor Units | 0 |  | 18000 | 20 | 10 | 19000 | 14600 | 76.84% | 2.3 | 0 | 12 |  |  |  |  | R-454B | 1.5 | Residential & Commercial | VSMSHP | Ducted CEE Tier 1
215866804 | Mini/Multi Split | AI AIR CONDITIONING | HMSV-A-CB | A4MO21-27N2-M1 |  | Ducted Indoor Units | 0 |  | 26600 | 21 | 9 | 26600 | 18800 | 70.68% | 2 | 0 | 12 |  |  |  |  | R-454B | 2.2167 | Residential & Commercial | VSMSHP | Ducted CEE Tier 1
215866807 | Mini/Multi Split | AI AIR CONDITIONING | HMSV-A-CB | A5MO21-36N2-M1 |  | Ducted Indoor Units | 0 |  | 35000 | 20 | 9.2 | 37000 | 26000 | 70.27% | 2 | 0 | 11.7 |  |  |  |  | R-454B | 2.9167 | Residential & Commercial | VSMSHP | Ducted CEE Tier 1
215866810 | Mini/Multi Split | AI AIR CONDITIONING | HMSV-A-CB | A6MO21-48N2-M1 |  | Ducted Indoor Units | 0 |  | 45000 | 20.4 | 10.6 | 47000 | 38000 | 80.85% | 2.1 | 0 | 12 |  |  |  |  | R-454B | 3.75 | Residential & Commercial | VSMSHP | Ducted CEE Tier 1
215866816 | Mini/Multi Split | AI AIR CONDITIONING | HMSV-A-CB | A3MO23-18N2-M1H |  | Ducted Indoor Units | 0 |  | 19000 | 20 | 10 | 20000 | 18000 | 90% | 2 | 0 | 13 |  |  |  |  | R-454B | 1.5833 | Residential & Commercial | VSMSHP | Ducted CEE Tier 1
215866819 | Mini/Multi Split | AI AIR CONDITIONING | HMSV-A-CB | A4MO23-27N2-M1H |  | Ducted Indoor Units | 0 |  | 28000 | 19 | 9.5 | 28000 | 27000 | 96.43% | 2 | 0 | 12 |  |  |  |  | R-454B | 2.3333 | Residential & Commercial | VSMSHP | Ducted CEE Tier 1
215866822 | Mini/Multi Split | AI AIR CONDITIONING | HMSV-A-CB | A5MO23-36N2-M1H |  | Ducted Indoor Units | 0 |  | 36000 | 19.4 | 10.4 | 36000 | 38000 | 105.6% | 2 | 0 | 12 |  |  |  |  | R-454B | 3 | Residential & Commercial | VSMSHP | Ducted CEE Tier 1
215866825 | Mini/Multi Split | AI AIR CONDITIONING | HMSV-A-CB | A6MO23-48N2-M1H |  | Ducted Indoor Units | 0 |  | 47000 | 20.4 | 11 | 48000 | 48000 | 100% | 2 | 0 | 11.7 |  |  |  |  | R-454B | 3.9167 | Residential & Commercial | VSMSHP | Ducted CEE Tier 1
215894272 | Mini/Multi Split | Nutech | HMSV-A-CB | N3OX430-18HFN10-M1-D |  | Ducted Indoor Units | 0 |  | 18000 | 20 | 10 | 19000 | 14600 | 76.84% | 2.3 | 0 | 12 |  |  |  |  | R-454B | 1.5 | Residential & Commercial | VSMSHP | Ducted CEE Tier 1
215894275 | Mini/Multi Split | Nutech | HMSV-A-CB | N4OD30-27HFN10-M1D-D |  | Ducted Indoor Units | 0 |  | 26600 | 21 | 9 | 26600 | 18800 | 70.68% | 2 | 0 | 12 |  |  |  |  | R-454B | 2.2167 | Residential & Commercial | VSMSHP | Ducted CEE Tier 1
215894278 | Mini/Multi Split | Nutech | HMSV-A-CB | N5OD30-36HFN10-M1D-D |  | Ducted Indoor Units | 0 |  | 35000 | 20 | 9.2 | 37000 | 26000 | 70.27% | 2 | 0 | 11.7 |  |  |  |  | R-454B | 2.9167 | Residential & Commercial | VSMSHP | Ducted CEE Tier 1
215894281 | Mini/Multi Split | Nutech | HMSV-A-CB | N6OE30-48HFN10-M1D-D |  | Ducted Indoor Units | 0 |  | 45000 | 20.4 | 10.6 | 47000 | 38000 | 80.85% | 2.1 | 0 | 12 |  |  |  |  | R-454B | 3.75 | Residential & Commercial | VSMSHP | Ducted CEE Tier 1
216021057 | Mini/Multi Split | MIDEA | HMSV-A-CB | MDV-V18WMN10T |  | Ducted Indoor Units | 0 |  | 18200 | 17 | 9 | 20000 | 18000 | 90% | 1.85 | 0 | 11.7 |  |  |  |  | R-454B | 1.5167 | Residential & Commercial | VSMSHP | Ducted CEE Tier 1
216021058 | Mini/Multi Split | MIDEA | HMSV-A-CB | MDV-V24WMN10T |  | Ducted Indoor Units | 0 |  | 22000 | 17 | 9 | 25000 | 20000 | 80% | 1.8 | 0 | 11.7 |  |  |  |  | R-454B | 1.8333 | Residential & Commercial | VSMSHP | Ducted CEE Tier 1
216021059 | Mini/Multi Split | MIDEA | HMSV-A-CB | MDV-V30WMN10T |  | Ducted Indoor Units | 0 |  | 30000 | 17.8 | 9.8 | 30000 | 30000 | 100% | 2 | 0 | 12 |  |  |  |  | R-454B | 2.5 | Residential & Commercial | VSMSHP | Ducted CEE Tier 1
216021060 | Mini/Multi Split | MIDEA | HMSV-A-CB | MDV-V36WMN10T |  | Ducted Indoor Units | 0 |  | 36000 | 17.8 | 9.6 | 40000 | 34000 | 85% | 2 | 0 | 12 |  |  |  |  | R-454B | 3 | Residential & Commercial | VSMSHP | Ducted CEE Tier 1
216021061 | Mini/Multi Split | MIDEA | HMSV-A-CB | MDV-V48WMN10T |  | Ducted Indoor Units | 0 |  | 47000 | 17.6 | 10 | 50000 | 35000 | 70% | 2 | 0 | 11.7 |  |  |  |  | R-454B | 3.9167 | Residential & Commercial | VSMSHP | Ducted CEE Tier 1
216021062 | Mini/Multi Split | MIDEA | HMSV-A-CB | MDV-V60WMN10T |  | Ducted Indoor Units | 0 |  | 60000 | 17 | 9.2 | 60000 | 42000 | 70% | 1.9 | 0 | 9 |  |  |  |  | R-454B | 5 | Residential & Commercial | VSMSHP
216021091 | Mini/Multi Split | MDV | HMSV-A-CB | M4OD30-27HFPN10-M1D |  | Ducted Indoor Units | 0 |  | 26000 | 20 | 9.5 | 27000 | 19200 | 71.11% | 2.1 | 0 | 12 |  |  |  |  | R-454B | 2.1667 | Residential & Commercial | VSMSHP | Ducted CEE Tier 1
216021097 | Mini/Multi Split | MDV | HMSV-A-CB | M6OE31-53HFPN10-M1XD |  | Ducted Indoor Units | 0 |  | 47000 | 20 | 10.5 | 55000 | 46000 | 83.64% | 2 | 0 | 12 |  |  |  |  | R-454B | 3.9167 | Residential & Commercial | VSMSHP | Ducted CEE Tier 1
216021093 | Mini/Multi Split | MDV | HMSV-A-CB | M5OD30-36HFPN10-M1D |  | Ducted Indoor Units | 0 |  | 33000 | 19 | 9.5 | 36000 | 25200 | 70% | 2 | 0 | 11.7 |  |  |  |  | R-454B | 2.75 | Residential & Commercial | VSMSHP | Ducted CEE Tier 1
216021095 | Mini/Multi Split | MDV | HMSV-A-CB | M6OE30-48HFPN10-M1D |  | Ducted Indoor Units | 0 |  | 43000 | 20 | 10.5 | 47000 | 37000 | 78.72% | 2 | 0 | 12 |  |  |  |  | R-454B | 3.5833 | Residential & Commercial | VSMSHP | Ducted CEE Tier 1
216027633 | Mini/Multi Split | Capella | HMSV-A-CB | CPM2B1-H18A-O |  | Ducted Indoor Units | 0 |  | 19000 | 20 | 10 | 20000 | 18000 | 90% | 2 | 0 | 13 |  |  |  |  | R-454B | 1.5833 | Residential & Commercial | VSMSHP | Ducted CEE Tier 1
216030570 | Mini/Multi Split | AUX | HRCU-A-CB | AHU24HPV1AO |  | Ducted Indoor Units | 0 |  | 23000 | 17 | 8.5 | 24000 | 18600 | 77.5% | 1.9 | 0 | 10.5 |  |  |  |  | R-32 | 1.9167 | Residential & Commercial | VSMSHP | Ducted CEE Tier 1
216030573 | Mini/Multi Split | AUX | HRCU-A-CB | AHU48HPV1AO |  | Ducted Indoor Units | 0 |  | 48000 | 16 | 9 | 48000 | 40500 | 84.38% | 2.1 | 0 | 9.5 |  |  |  |  | R-32 | 4 | Residential & Commercial | VSMSHP
216030574 | Mini/Multi Split | AUX | HRCU-A-CB | AHU60HPV1AO |  | Ducted Indoor Units | 0 |  | 55000 | 16 | 9 | 55000 | 41500 | 75.45% | 2 | 0 | 9.5 |  |  |  |  | R-32 | 4.5833 | Residential & Commercial | VSMSHP
216027636 | Mini/Multi Split | Capella | HMSV-A-CB | CPM3B1-H27A-O |  | Ducted Indoor Units | 0 |  | 28000 | 19 | 9.5 | 28000 | 27000 | 96.43% | 2 | 0 | 12 |  |  |  |  | R-454B | 2.3333 | Residential & Commercial | VSMSHP | Ducted CEE Tier 1
216027639 | Mini/Multi Split | Capella | HMSV-A-CB | CPM4B1-H36A-O |  | Ducted Indoor Units | 0 |  | 36000 | 19.4 | 10.4 | 36000 | 38000 | 105.6% | 2 | 0 | 12 |  |  |  |  | R-454B | 3 | Residential & Commercial | VSMSHP | Ducted CEE Tier 1
216027642 | Mini/Multi Split | Capella | HMSV-A-CB | CPM5B1-H48A-O |  | Ducted Indoor Units | 0 |  | 47000 | 20.4 | 11 | 48000 | 48000 | 100% | 2 | 0 | 11.7 |  |  |  |  | R-454B | 3.9167 | Residential & Commercial | VSMSHP | Ducted CEE Tier 1
216027645 | Mini/Multi Split | Capella | HMSV-A-CB | CPM5B1-H55A-O |  | Ducted Indoor Units | 0 |  | 53000 | 20 | 10.7 | 55000 | 48000 | 87.27% | 2.1 | 0 | 11.7 |  |  |  |  | R-454B | 4.4167 | Residential & Commercial | VSMSHP | Ducted CEE Tier 1
216027648 | Mini/Multi Split | Capella | HMSV-A-CB | CPM2B1V-H18A-O |  | Ducted Indoor Units | 0 |  | 19000 | 20 | 10 | 20000 | 18000 | 90% | 2 | 0 | 13 |  |  |  |  | R-454B | 1.5833 | Residential & Commercial | VSMSHP | Ducted CEE Tier 1
216027651 | Mini/Multi Split | Capella | HMSV-A-CB | CPM3B1V-H27A-O |  | Ducted Indoor Units | 0 |  | 28000 | 19 | 9.5 | 28000 | 27000 | 96.43% | 2 | 0 | 12 |  |  |  |  | R-454B | 2.3333 | Residential & Commercial | VSMSHP | Ducted CEE Tier 1
216027654 | Mini/Multi Split | Capella | HMSV-A-CB | CPM4B1V-H36A-O |  | Ducted Indoor Units | 0 |  | 36000 | 19.4 | 10.4 | 36000 | 38000 | 105.6% | 2 | 0 | 12 |  |  |  |  | R-454B | 3 | Residential & Commercial | VSMSHP | Ducted CEE Tier 1
216027657 | Mini/Multi Split | Capella | HMSV-A-CB | CPM5B1V-H48A-O |  | Ducted Indoor Units | 0 |  | 47000 | 20.4 | 11 | 48000 | 48000 | 100% | 2 | 0 | 11.7 |  |  |  |  | R-454B | 3.9167 | Residential & Commercial | VSMSHP | Ducted CEE Tier 1
216027660 | Mini/Multi Split | Capella | HMSV-A-CB | CPM5B1V-H55A-O |  | Ducted Indoor Units | 0 |  | 53000 | 20 | 10.7 | 55000 | 48000 | 87.27% | 2.1 | 0 | 11.7 |  |  |  |  | R-454B | 4.4167 | Residential & Commercial | VSMSHP | Ducted CEE Tier 1
216031060 | Mini/Multi Split | MOOVAIR | HMSV-A-CB | MXHSA2742AV1 |  | Ducted Indoor Units | 0 |  | 26600 | 21 | 9 | 26600 | 18800 | 70.68% | 2 | 0 | 12 |  |  |  |  | R-454B | 2.2167 | Residential & Commercial | VSMSHP | Ducted CEE Tier 1
216031078 | Mini/Multi Split | MOOVAIR | HMSV-A-CB | MXHZA4862AV1 |  | Ducted Indoor Units | 0 |  | 47000 | 20.4 | 11 | 48000 | 48000 | 100% | 2 | 0 | 11.7 |  |  |  |  | R-454B | 3.9167 | Residential & Commercial | VSMSHP | Ducted CEE Tier 1
216031063 | Mini/Multi Split | MOOVAIR | HMSV-A-CB | MXHSA3652AV1 |  | Ducted Indoor Units | 0 |  | 35000 | 20 | 9.2 | 37000 | 26000 | 70.27% | 2 | 0 | 11.7 |  |  |  |  | R-454B | 2.9167 | Residential & Commercial | VSMSHP | Ducted CEE Tier 1
216031066 | Mini/Multi Split | MOOVAIR | HMSV-A-CB | MXHSA4862AV1 |  | Ducted Indoor Units | 0 |  | 45000 | 20.4 | 10.6 | 47000 | 38000 | 80.85% | 2.1 | 0 | 12 |  |  |  |  | R-454B | 3.75 | Residential & Commercial | VSMSHP | Ducted CEE Tier 1
216031069 | Mini/Multi Split | MOOVAIR | HMSV-A-CB | MXHZA1832AV1 |  | Ducted Indoor Units | 0 |  | 19000 | 20 | 10 | 20000 | 18000 | 90% | 2 | 0 | 13 |  |  |  |  | R-454B | 1.5833 | Residential & Commercial | VSMSHP | Ducted CEE Tier 1
216031072 | Mini/Multi Split | MOOVAIR | HMSV-A-CB | MXHZA2742AV1 |  | Ducted Indoor Units | 0 |  | 28000 | 19 | 9.5 | 28000 | 27000 | 96.43% | 2 | 0 | 12 |  |  |  |  | R-454B | 2.3333 | Residential & Commercial | VSMSHP | Ducted CEE Tier 1
216031075 | Mini/Multi Split | MOOVAIR | HMSV-A-CB | MXHZA3652AV1 |  | Ducted Indoor Units | 0 |  | 36000 | 19.4 | 10.4 | 36000 | 38000 | 105.6% | 2 | 0 | 12 |  |  |  |  | R-454B | 3 | Residential & Commercial | VSMSHP | Ducted CEE Tier 1
216032296 | Mini/Multi Split | 1HVAC | HMSV-A-CB | ACIQ-18Z-HH-M3C |  | Ducted Indoor Units | 0 |  | 19000 | 20 | 10 | 20000 | 18000 | 90% | 2 | 0 | 13 |  |  |  |  | R-454B | 1.5833 | Residential & Commercial | VSMSHP | Ducted CEE Tier 1
216032299 | Mini/Multi Split | 1HVAC | HMSV-A-CB | ACIQ-27Z-HH-M4C |  | Ducted Indoor Units | 0 |  | 28000 | 19 | 9.5 | 28000 | 27000 | 96.43% | 2 | 0 | 12 |  |  |  |  | R-454B | 2.3333 | Residential & Commercial | VSMSHP | Ducted CEE Tier 1
216032302 | Mini/Multi Split | 1HVAC | HMSV-A-CB | ACIQ-36Z-HH-M5C |  | Ducted Indoor Units | 0 |  | 36000 | 19.4 | 10.4 | 36000 | 38000 | 105.6% | 2 | 0 | 12 |  |  |  |  | R-454B | 3 | Residential & Commercial | VSMSHP | Ducted CEE Tier 1
216032305 | Mini/Multi Split | 1HVAC | HMSV-A-CB | ACIQ-48Z-HH-M6C |  | Ducted Indoor Units | 0 |  | 47000 | 20.4 | 11 | 48000 | 48000 | 100% | 2 | 0 | 11.7 |  |  |  |  | R-454B | 3.9167 | Residential & Commercial | VSMSHP | Ducted CEE Tier 1
216032308 | Mini/Multi Split | 1HVAC | HMSV-A-CB | ACIQ-55Z-HH-M6C |  | Ducted Indoor Units | 0 |  | 53000 | 20 | 10.7 | 55000 | 48000 | 87.27% | 2.1 | 0 | 11.7 |  |  |  |  | R-454B | 4.4167 | Residential & Commercial | VSMSHP | Ducted CEE Tier 1
216032311 | Mini/Multi Split | 1HVAC | HMSV-A-CB | ES-18Z-M3C |  | Ducted Indoor Units | 0 |  | 18000 | 20 | 10 | 19000 | 14600 | 76.84% | 2.3 | 0 | 12 |  |  |  |  | R-454B | 1.5 | Residential & Commercial | VSMSHP | Ducted CEE Tier 1
216032314 | Mini/Multi Split | 1HVAC | HMSV-A-CB | ES-27Z-M4C |  | Ducted Indoor Units | 0 |  | 26600 | 21 | 9 | 26600 | 18800 | 70.68% | 2 | 0 | 12 |  |  |  |  | R-454B | 2.2167 | Residential & Commercial | VSMSHP | Ducted CEE Tier 1
216032317 | Mini/Multi Split | 1HVAC | HMSV-A-CB | ES-36Z-M5C |  | Ducted Indoor Units | 0 |  | 35000 | 20 | 9.2 | 37000 | 26000 | 70.27% | 2 | 0 | 11.7 |  |  |  |  | R-454B | 2.9167 | Residential & Commercial | VSMSHP | Ducted CEE Tier 1
216032320 | Mini/Multi Split | 1HVAC | HMSV-A-CB | ES-48Z-M6C |  | Ducted Indoor Units | 0 |  | 45000 | 20.4 | 10.6 | 47000 | 38000 | 80.85% | 2.1 | 0 | 12 |  |  |  |  | R-454B | 3.75 | Residential & Commercial | VSMSHP | Ducted CEE Tier 1
216032362 | Mini/Multi Split | ACIQ | HMSV-A-CB | ACIQ-18Z-HH-M3C |  | Ducted Indoor Units | 0 |  | 19000 | 20 | 10 | 20000 | 18000 | 90% | 2 | 0 | 13 |  |  |  |  | R-454B | 1.5833 | Residential & Commercial | VSMSHP | Ducted CEE Tier 1
216032365 | Mini/Multi Split | ACIQ | HMSV-A-CB | ACIQ-27Z-HH-M4C |  | Ducted Indoor Units | 0 |  | 28000 | 19 | 9.5 | 28000 | 27000 | 96.43% | 2 | 0 | 12 |  |  |  |  | R-454B | 2.3333 | Residential & Commercial | VSMSHP | Ducted CEE Tier 1
216032368 | Mini/Multi Split | ACIQ | HMSV-A-CB | ACIQ-36Z-HH-M5C |  | Ducted Indoor Units | 0 |  | 36000 | 19.4 | 10.4 | 36000 | 38000 | 105.6% | 2 | 0 | 12 |  |  |  |  | R-454B | 3 | Residential & Commercial | VSMSHP | Ducted CEE Tier 1
216032371 | Mini/Multi Split | ACIQ | HMSV-A-CB | ACIQ-48Z-HH-M6C |  | Ducted Indoor Units | 0 |  | 47000 | 20.4 | 11 | 48000 | 48000 | 100% | 2 | 0 | 11.7 |  |  |  |  | R-454B | 3.9167 | Residential & Commercial | VSMSHP | Ducted CEE Tier 1
216032374 | Mini/Multi Split | ACIQ | HMSV-A-CB | ACIQ-55Z-HH-M6C |  | Ducted Indoor Units | 0 |  | 53000 | 20 | 10.7 | 55000 | 48000 | 87.27% | 2.1 | 0 | 11.7 |  |  |  |  | R-454B | 4.4167 | Residential & Commercial | VSMSHP | Ducted CEE Tier 1
216032377 | Mini/Multi Split | ACIQ | HMSV-A-CB | ES-18Z-M3C |  | Ducted Indoor Units | 0 |  | 18000 | 20 | 10 | 19000 | 14600 | 76.84% | 2.3 | 0 | 12 |  |  |  |  | R-454B | 1.5 | Residential & Commercial | VSMSHP | Ducted CEE Tier 1
216032380 | Mini/Multi Split | ACIQ | HMSV-A-CB | ES-27Z-M4C |  | Ducted Indoor Units | 0 |  | 26600 | 21 | 9 | 26600 | 18800 | 70.68% | 2 | 0 | 12 |  |  |  |  | R-454B | 2.2167 | Residential & Commercial | VSMSHP | Ducted CEE Tier 1
216032437 | Mini/Multi Split | AUX | HMSV-A-CB | ASUM18HPMULO |  | Ducted Indoor Units | 0 |  | 18000 | 20.5 | 9.8 | 21000 | 19000 | 90.48% | 2 | 0 | 12.3 |  |  |  |  | R-32 | 1.5 | Residential & Commercial | VSMSHP | Ducted CEE Tier 1
216032438 | Mini/Multi Split | AUX | HMSV-A-CB | ASUM24HPMULO |  | Ducted Indoor Units | 0 |  | 24000 | 21 | 10 | 26000 | 19800 | 76.15% | 1.9 | 0 | 13 |  |  |  |  | R-32 | 2 | Residential & Commercial | VSMSHP | Ducted CEE Tier 1
216032439 | Mini/Multi Split | AUX | HMSV-A-CB | ASUM36HPMULO |  | Ducted Indoor Units | 0 |  | 36000 | 21.5 | 10 | 36000 | 34000 | 94.44% | 1.9 | 0 | 12.5 |  |  |  |  | R-32 | 3 | Residential & Commercial | VSMSHP | Ducted CEE Tier 1
216032440 | Mini/Multi Split | AUX | HMSV-A-CB | ASUM42HPMULO |  | Ducted Indoor Units | 0 |  | 42000 | 22 | 10 | 42000 | 35000 | 83.33% | 2.1 | 0 | 12.3 |  |  |  |  | R-32 | 3.5 | Residential & Commercial | VSMSHP | Ducted CEE Tier 1
216032391 | Mini/Multi Split | AUX | HRCU-A-CB | AHU18HPV1AO |  | Ducted Indoor Units | 0 |  | 18000 | 17 | 8.6 | 18000 | 14000 | 77.78% | 2 | 0 | 11.25 |  |  |  |  | R-32 | 1.5 | Residential & Commercial | VSMSHP | Ducted CEE Tier 1
216032392 | Mini/Multi Split | AUX | HRCU-A-CB | AHU18HPV1BO |  | Ducted Indoor Units | 0 |  | 18000 | 19.2 | 9 | 22000 | 20400 | 92.73% | 1.9 | 0 | 11.6 |  |  |  |  | R-32 | 1.5 | Residential & Commercial | VSMSHP | Ducted CEE Tier 1
216032393 | Mini/Multi Split | AUX | HRCU-A-CB | AHU24HPV1BO |  | Ducted Indoor Units | 0 |  | 24000 | 19 | 9.5 | 26000 | 23000 | 88.46% | 1.8 | 0 | 11 |  |  |  |  | R-32 | 2 | Residential & Commercial | VSMSHP | Ducted CEE Tier 1
216032394 | Mini/Multi Split | AUX | HRCU-A-CB | AHU30HPV1BO |  | Ducted Indoor Units | 0 |  | 30000 | 18 | 9 | 33000 | 32200 | 97.58% | 1.82 | 0 | 11.6 |  |  |  |  | R-32 | 2.5 | Residential & Commercial | VSMSHP | Ducted CEE Tier 1
216032395 | Mini/Multi Split | AUX | HRCU-A-CB | AHU36HPV1BO |  | Ducted Indoor Units | 0 |  | 36000 | 18.2 | 10 | 38000 | 38000 | 100% | 1.9 | 0 | 10 |  |  |  |  | R-32 | 3 | Residential & Commercial | VSMSHP | Ducted CEE Tier 1
216032396 | Mini/Multi Split | AUX | HRCU-A-CB | AHU48HPV1BO |  | Ducted Indoor Units | 0 |  | 48000 | 17 | 9.5 | 49000 | 48000 | 97.96% | 2 | 0 | 10 |  |  |  |  | R-32 | 4 | Residential & Commercial | VSMSHP | Ducted CEE Tier 1
216032397 | Mini/Multi Split | AUX | HRCU-A-CB | AHU60HPV1BO |  | Ducted Indoor Units | 0 |  | 55000 | 16.5 | 9.5 | 55000 | 48000 | 87.27% | 2 | 0 | 9.5 |  |  |  |  | R-32 | 4.5833 | Residential & Commercial | VSMSHP
216032398 | Mini/Multi Split | AUX | HMSV-A-CB | ASPR18HPMULO |  | Ducted Indoor Units | 0 |  | 17700 | 19.5 | 9.5 | 18000 | 14000 | 77.78% | 1.9 | 0 | 11.8 |  |  |  |  | R-32 | 1.475 | Residential & Commercial | VSMSHP | Ducted CEE Tier 1
216032399 | Mini/Multi Split | AUX | HMSV-A-CB | ASPR24HPMULO |  | Ducted Indoor Units | 0 |  | 24000 | 20.5 | 9.5 | 24000 | 18400 | 76.67% | 2 | 0 | 11.8 |  |  |  |  | R-32 | 2 | Residential & Commercial | VSMSHP | Ducted CEE Tier 1
216032400 | Mini/Multi Split | AUX | HMSV-A-CB | ASPR30HPMULO |  | Ducted Indoor Units | 0 |  | 30000 | 20 | 9.5 | 30000 | 23000 | 76.67% | 2.1 | 0 | 12 |  |  |  |  | R-32 | 2.5 | Residential & Commercial | VSMSHP | Ducted CEE Tier 1
216032401 | Mini/Multi Split | AUX | HMSV-A-CB | ASPR36HPMULO |  | Ducted Indoor Units | 0 |  | 36000 | 20 | 10 | 36000 | 25200 | 70% | 2.1 | 0 | 11.6 |  |  |  |  | R-32 | 3 | Residential & Commercial | VSMSHP | Ducted CEE Tier 1
216032402 | Mini/Multi Split | AUX | HMSV-A-CB | ASPR42HPMULO |  | Ducted Indoor Units | 0 |  | 37000 | 20 | 9.2 | 40000 | 28000 | 70% | 2 | 0 | 11.2 |  |  |  |  | R-32 | 3.0833 | Residential & Commercial | VSMSHP | Ducted CEE Tier 1
216032383 | Mini/Multi Split | ACIQ | HMSV-A-CB | ES-36Z-M5C |  | Ducted Indoor Units | 0 |  | 35000 | 20 | 9.2 | 37000 | 26000 | 70.27% | 2 | 0 | 11.7 |  |  |  |  | R-454B | 2.9167 | Residential & Commercial | VSMSHP | Ducted CEE Tier 1
216032386 | Mini/Multi Split | ACIQ | HMSV-A-CB | ES-48Z-M6C |  | Ducted Indoor Units | 0 |  | 45000 | 20.4 | 10.6 | 47000 | 38000 | 80.85% | 2.1 | 0 | 12 |  |  |  |  | R-454B | 3.75 | Residential & Commercial | VSMSHP | Ducted CEE Tier 1
216032590 | Mini/Multi Split | MRCOOL | HMSV-A-CB | DIY-MULTI4-27HP230D-O |  | Ducted Indoor Units | 0 |  | 26000 | 20 | 9.5 | 27000 | 19200 | 71.11% | 2.1 | 0 | 12 |  |  |  |  | R-454B | 2.1667 | Residential & Commercial | VSMSHP | Ducted CEE Tier 1
216032593 | Mini/Multi Split | MRCOOL | HMSV-A-CB | DIY-MULTI5-36HP230D-O |  | Ducted Indoor Units | 0 |  | 33000 | 19 | 9.5 | 36000 | 25200 | 70% | 2 | 0 | 11.7 |  |  |  |  | R-454B | 2.75 | Residential & Commercial | VSMSHP | Ducted CEE Tier 1
216054509 | Mini/Multi Split | LENNOX | HMSV-A-CB | VPD036S6M-5P |  | Ducted Indoor Units | 0 |  | 38000 | 19 | 10 | 42000 | 31000 | 73.81% | 2.1 | 0 | 12 |  |  |  |  | R-32 | 3.1667 | Residential & Commercial | VSMSHP | Ducted CEE Tier 1
216054510 | Mini/Multi Split | LENNOX | HMSV-A-CB | VPD048S6M-5P |  | Ducted Indoor Units | 0 |  | 48000 | 19 | 10 | 54000 | 38000 | 70.37% | 2.1 | 0 | 11.7 |  |  |  |  | R-32 | 4 | Residential & Commercial | VSMSHP | Ducted CEE Tier 1
216054511 | Mini/Multi Split | LENNOX | HMSV-A-CB | VPD060S6M-5P |  | Ducted Indoor Units | 0 |  | 60000 | 16.5 | 9.5 | 66000 | 47000 | 71.21% | 2.1 | 0 | 10 |  |  |  |  | R-32 | 5 | Residential & Commercial | VSMSHP | Ducted CEE Tier 1
216054512 | Mini/Multi Split | LENNOX | HMSV-A-CB | VPD060H6M-5P |  | Ducted Indoor Units | 0 |  | 60000 | 19 | 10.5 | 66000 | 47000 | 71.21% | 2.3 | 0 | 11.7 |  |  |  |  | R-32 | 5 | Residential & Commercial | VSMSHP | Ducted CEE Tier 1
216032599 | Mini/Multi Split | MRCOOL | HMSV-A-CB | DIY-MULTI6-55HP230D-O |  | Ducted Indoor Units | 0 |  | 47000 | 20 | 10.5 | 55000 | 46000 | 83.64% | 2 | 0 | 12 |  |  |  |  | R-454B | 3.9167 | Residential & Commercial | VSMSHP | Ducted CEE Tier 1
216032596 | Mini/Multi Split | MRCOOL | HMSV-A-CB | DIY-MULTI6-48HP230D-O |  | Ducted Indoor Units | 0 |  | 43000 | 20 | 10.5 | 47000 | 37000 | 78.72% | 2 | 0 | 12 |  |  |  |  | R-454B | 3.5833 | Residential & Commercial | VSMSHP | Ducted CEE Tier 1
216046640 | Mini/Multi Split | ELIOS | HMSV-A-CB | EXHSA2742AV1 |  | Ducted Indoor Units | 0 |  | 26600 | 21 | 9 | 26600 | 18800 | 70.68% | 2 | 0 | 12 |  |  |  |  | R-454B | 2.2167 | Residential & Commercial | VSMSHP | Ducted CEE Tier 1
216046646 | Mini/Multi Split | ELIOS | HMSV-A-CB | EXHSA4862AV1 |  | Ducted Indoor Units | 0 |  | 45000 | 20.4 | 10.6 | 47000 | 38000 | 80.85% | 2.1 | 0 | 12 |  |  |  |  | R-454B | 3.75 | Residential & Commercial | VSMSHP | Ducted CEE Tier 1
216051352 | Mini/Multi Split | Kepler | HMSV-A-CB | ODUM3OK-27HFN1-M* |  | Ducted Indoor Units | 0 |  | 28000 | 20 | 9.5 | 28000 | 25000 | 89.29% | 1.8 | 11.5 | 11.7 |  |  |  |  | R-410A | 2.3333 | Residential & Commercial | VSMSHP | Ducted CEE Tier 1
216046643 | Mini/Multi Split | ELIOS | HMSV-A-CB | EXHSA3652AV1 |  | Ducted Indoor Units | 0 |  | 35000 | 20 | 9.2 | 37000 | 26000 | 70.27% | 2 | 0 | 11.7 |  |  |  |  | R-454B | 2.9167 | Residential & Commercial | VSMSHP | Ducted CEE Tier 1
216097125 | Mini/Multi Split | COMFORT-AIRE | HMSV-A-CB | A-VHP183A-1 |  | Ducted Indoor Units | 0 |  | 19000 | 20 | 10 | 20000 | 18000 | 90% | 2 | 0 | 13 |  |  |  |  | R-454B | 1.5833 | Residential & Commercial | VSMSHP | Ducted CEE Tier 1
216097128 | Mini/Multi Split | COMFORT-AIRE | HMSV-A-CB | A-VHP284A-1 |  | Ducted Indoor Units | 0 |  | 28000 | 19 | 9.5 | 28000 | 27000 | 96.43% | 2 | 0 | 12 |  |  |  |  | R-454B | 2.3333 | Residential & Commercial | VSMSHP | Ducted CEE Tier 1
216097131 | Mini/Multi Split | COMFORT-AIRE | HMSV-A-CB | A-VHP365A-1 |  | Ducted Indoor Units | 0 |  | 36000 | 19.4 | 10.4 | 36000 | 38000 | 105.6% | 2 | 0 | 12 |  |  |  |  | R-454B | 3 | Residential & Commercial | VSMSHP | Ducted CEE Tier 1
216097134 | Mini/Multi Split | COMFORT-AIRE | HMSV-A-CB | A-VHP486A-1 |  | Ducted Indoor Units | 0 |  | 47000 | 20.4 | 11 | 48000 | 48000 | 100% | 2 | 0 | 11.7 |  |  |  |  | R-454B | 3.9167 | Residential & Commercial | VSMSHP | Ducted CEE Tier 1
216097137 | Mini/Multi Split | COMFORT-AIRE | HMSV-A-CB | A-VHP556A-1 |  | Ducted Indoor Units | 0 |  | 53000 | 20 | 10.7 | 55000 | 48000 | 87.27% | 2.1 | 0 | 11.7 |  |  |  |  | R-454B | 4.4167 | Residential & Commercial | VSMSHP | Ducted CEE Tier 1
216097140 | Mini/Multi Split | Kerr | HMSV-A-CB | A-KHP183A-1 |  | Ducted Indoor Units | 0 |  | 19000 | 20 | 10 | 20000 | 18000 | 90% | 2 | 0 | 13 |  |  |  |  | R-454B | 1.5833 | Residential & Commercial | VSMSHP | Ducted CEE Tier 1
216097143 | Mini/Multi Split | Kerr | HMSV-A-CB | A-KHP284A-1 |  | Ducted Indoor Units | 0 |  | 28000 | 19 | 9.5 | 28000 | 27000 | 96.43% | 2 | 0 | 12 |  |  |  |  | R-454B | 2.3333 | Residential & Commercial | VSMSHP | Ducted CEE Tier 1
216097146 | Mini/Multi Split | Kerr | HMSV-A-CB | A-KHP365A-1 |  | Ducted Indoor Units | 0 |  | 36000 | 19.4 | 10.4 | 36000 | 38000 | 105.6% | 2 | 0 | 12 |  |  |  |  | R-454B | 3 | Residential & Commercial | VSMSHP | Ducted CEE Tier 1
216097154 | Mini/Multi Split | Kerr | HMSV-A-CB | A-KHP556A-1 |  | Ducted Indoor Units | 0 |  | 53000 | 20 | 10.7 | 55000 | 48000 | 87.27% | 2.1 | 0 | 11.7 |  |  |  |  | R-454B | 4.4167 | Residential & Commercial | VSMSHP | Ducted CEE Tier 1
216097710 | Mini/Multi Split | Hitachi | HRCU-A-CB | RAM-G24N3HAA |  | Ducted Indoor Units | 0 |  | 24000 | 18 | 9.5 | 24000 | 18500 | 77.08% | 2.2 | 0 | 11.7 |  |  |  |  | R-32 | 2 | Residential & Commercial | VSMSHP | Ducted CEE Tier 1
216097150 | Mini/Multi Split | Kerr | HMSV-A-CB | A-KHP486A-1 |  | Ducted Indoor Units | 0 |  | 47000 | 20.4 | 11 | 48000 | 48000 | 100% | 2 | 0 | 11.7 |  |  |  |  | R-454B | 3.9167 | Residential & Commercial | VSMSHP | Ducted CEE Tier 1
215357122 | Mini/Multi Split | BRYANT | HMSV-A-CB | 37MGHAQ48FA3 |  | Ducted Indoor Units | 0 |  | 47000 | 20.5 | 11 | 48000 | 48000 | 100% | 2 | 0 | 11.7 |  |  |  |  | R-454B | 3.9167 | Residential & Commercial | VSMSHP | Ducted CEE Tier 1
214717101 | Mini/Multi Split | TOSOT | HMSV-A-CB | TVRF-V60WL/C |  | Ducted Indoor Units | 0 |  | 60000 | 17 | 8.3 | 60000 | 42000 | 70% | 1.9 | 0 | 9 |  |  |  |  | R-410A | 5 | Residential & Commercial | VSMSHP
214717095 | Mini/Multi Split | TOSOT | HMSV-A-CB | TVRF-V48WL/C |  | Ducted Indoor Units | 0 |  | 48000 | 17.1 | 8.55 | 48000 | 33600 | 70% | 2 | 0 | 10.5 |  |  |  |  | R-410A | 4 | Residential & Commercial | VSMSHP | Ducted CEE Tier 1
214717096 | Mini/Multi Split | TOSOT | HMSV-A-CB | TVRF-V36WL/C |  | Ducted Indoor Units | 0 |  | 36000 | 18.5 | 8.7 | 36000 | 25200 | 70% | 2.2 | 0 | 11.5 |  |  |  |  | R-410A | 3 | Residential & Commercial | VSMSHP | Ducted CEE Tier 1
215357126 | Mini/Multi Split | BRYANT | HMSV-A-CB | 37MGHAQ55FA3 |  | Ducted Indoor Units | 0 |  | 53000 | 20.2 | 10.7 | 55000 | 48000 | 87.27% | 2.1 | 0 | 11.7 |  |  |  |  | R-454B | 4.4167 | Residential & Commercial | VSMSHP | Ducted CEE Tier 1
215357127 | Mini/Multi Split | ARCOAIRE | HMSV-A-CB | D5CMHAH18CAK |  | Ducted Indoor Units | 0 |  | 19000 | 20 | 10 | 20000 | 18000 | 90% | 2 | 0 | 13 |  |  |  |  | R-454B | 1.5833 | Residential & Commercial | VSMSHP | Ducted CEE Tier 1
215357133 | Mini/Multi Split | BRYANT | HMSV-A-CB | 37MGRAQ18CA3 |  | Ducted Indoor Units | 0 |  | 18000 | 20 | 10 | 19000 | 14600 | 76.84% | 2.3 | 0 | 12 |  |  |  |  | R-454B | 1.5 | Residential & Commercial | VSMSHP | Ducted CEE Tier 1
215357132 | Mini/Multi Split | ARCOAIRE | HMSV-A-CB | D5CMHAH24DAK |  | Ducted Indoor Units | 0 |  | 24000 | 20 | 9.5 | 25000 | 25000 | 100% | 1.9 | 0 | 13 |  |  |  |  | R-454B | 2 | Residential & Commercial | VSMSHP | Ducted CEE Tier 1
215357140 | Mini/Multi Split | BRYANT | HMSV-A-CB | 37MGRAQ24DA3 |  | Ducted Indoor Units | 0 |  | 24000 | 21 | 9.5 | 25000 | 18000 | 72% | 2 | 0 | 12.5 |  |  |  |  | R-454B | 2 | Residential & Commercial | VSMSHP | Ducted CEE Tier 1
214861696 | Mini/Multi Split | MDV | HMSV-A-CB | M4OD31-27HFN10-M1XD |  | Ducted Indoor Units | 0 |  | 28000 | 19 | 9.5 | 28000 | 27000 | 96.43% | 2 | 0 | 12 |  |  |  |  | R-454B | 2.3333 | Residential & Commercial | VSMSHP | Ducted CEE Tier 1
214861699 | Mini/Multi Split | MDV | HMSV-A-CB | M5OX631-36HFN10-M1XD |  | Ducted Indoor Units | 0 |  | 36000 | 19.5 | 10.5 | 36000 | 38000 | 105.6% | 2 | 0 | 12 |  |  |  |  | R-454B | 3 | Residential & Commercial | VSMSHP | Ducted CEE Tier 1
214861702 | Mini/Multi Split | MDV | HMSV-A-CB | M6OE31-48HFN10-M1XD |  | Ducted Indoor Units | 0 |  | 47000 | 20.5 | 11 | 48000 | 48000 | 100% | 2 | 0 | 11.7 |  |  |  |  | R-454B | 3.9167 | Residential & Commercial | VSMSHP | Ducted CEE Tier 1
214861705 | Mini/Multi Split | MDV | HMSV-A-CB | M6OE31-53HFN10-M1XD |  | Ducted Indoor Units | 0 |  | 53000 | 20.2 | 10.7 | 55000 | 48000 | 87.27% | 2.1 | 0 | 11.7 |  |  |  |  | R-454B | 4.4167 | Residential & Commercial | VSMSHP | Ducted CEE Tier 1
214861708 | Mini/Multi Split | MDV | HMSV-A-CB | M3OX430-18HFN10-M1 |  | Ducted Indoor Units | 0 |  | 18000 | 20 | 10 | 19000 | 14600 | 76.84% | 2.3 | 0 | 12 |  |  |  |  | R-454B | 1.5 | Residential & Commercial | VSMSHP | Ducted CEE Tier 1
214861711 | Mini/Multi Split | MDV | HMSV-A-CB | M4OD30-27HFN10-M1D |  | Ducted Indoor Units | 0 |  | 26600 | 21 | 9.2 | 26600 | 18800 | 70.68% | 2 | 0 | 12 |  |  |  |  | R-454B | 2.2167 | Residential & Commercial | VSMSHP | Ducted CEE Tier 1
214861714 | Mini/Multi Split | MDV | HMSV-A-CB | M5OD30-36HFN10-M1D |  | Ducted Indoor Units | 0 |  | 35000 | 20 | 9.2 | 37000 | 26000 | 70.27% | 2 | 0 | 11.7 |  |  |  |  | R-454B | 2.9167 | Residential & Commercial | VSMSHP | Ducted CEE Tier 1
214861717 | Mini/Multi Split | MDV | HMSV-A-CB | M6OE30-48HFN10-M1D |  | Ducted Indoor Units | 0 |  | 45000 | 20.5 | 10.6 | 47000 | 38000 | 80.85% | 2.1 | 0 | 12 |  |  |  |  | R-454B | 3.75 | Residential & Commercial | VSMSHP | Ducted CEE Tier 1
214861720 | Mini/Multi Split | MDV | HMSV-A-CB | M3OD31-18HFN10-M1X |  | Ducted Indoor Units | 0 |  | 19000 | 20 | 10 | 20000 | 18000 | 90% | 2 | 0 | 13 |  |  |  |  | R-454B | 1.5833 | Residential & Commercial | VSMSHP | Ducted CEE Tier 1
214861723 | Mini/Multi Split | MDV | HMSV-A-CB | M4OD31-27HFN10-M1X |  | Ducted Indoor Units | 0 |  | 28000 | 19 | 9.5 | 28000 | 27000 | 96.43% | 2 | 0 | 12 |  |  |  |  | R-454B | 2.3333 | Residential & Commercial | VSMSHP | Ducted CEE Tier 1
214861727 | Mini/Multi Split | MDV | HMSV-A-CB | M6OE31-48HFN10-M1X |  | Ducted Indoor Units | 0 |  | 47000 | 20.5 | 11 | 48000 | 48000 | 100% | 2 | 0 | 11.7 |  |  |  |  | R-454B | 3.9167 | Residential & Commercial | VSMSHP | Ducted CEE Tier 1
214861730 | Mini/Multi Split | MDV | HMSV-A-CB | M6OE31-53HFN10-M1X |  | Ducted Indoor Units | 0 |  | 53000 | 20.2 | 10.7 | 55000 | 48000 | 87.27% | 2.1 | 0 | 11.7 |  |  |  |  | R-454B | 4.4167 | Residential & Commercial | VSMSHP | Ducted CEE Tier 1
214861735 | Mini/Multi Split | MDV | HMSV-A-CB | M4OD30-27HFN10-M1 |  | Ducted Indoor Units | 0 |  | 26600 | 21 | 9.2 | 26600 | 18800 | 70.68% | 2 | 0 | 12 |  |  |  |  | R-454B | 2.2167 | Residential & Commercial | VSMSHP | Ducted CEE Tier 1
214861738 | Mini/Multi Split | MDV | HMSV-A-CB | M5OD30-36HFN10-M1 |  | Ducted Indoor Units | 0 |  | 35000 | 20 | 9.2 | 37000 | 26000 | 70.27% | 2 | 0 | 11.7 |  |  |  |  | R-454B | 2.9167 | Residential & Commercial | VSMSHP | Ducted CEE Tier 1
214861741 | Mini/Multi Split | MDV | HMSV-A-CB | M6OE30-48HFN10-M1 |  | Ducted Indoor Units | 0 |  | 45000 | 20.5 | 10.6 | 47000 | 38000 | 80.85% | 2.1 | 0 | 12 |  |  |  |  | R-454B | 3.75 | Residential & Commercial | VSMSHP | Ducted CEE Tier 1
214861750 | Mini/Multi Split | MDV | HMSV-A-CB | M3OD31-18HFN10-M1XD* |  | Ducted Indoor Units | 0 |  | 19000 | 20 | 10 | 20000 | 18000 | 90% | 2 | 0 | 13 |  |  |  |  | R-454B | 1.5833 | Residential & Commercial | VSMSHP | Ducted CEE Tier 1
214861753 | Mini/Multi Split | MDV | HMSV-A-CB | M4OD31-27HFN10-M1XD* |  | Ducted Indoor Units | 0 |  | 28000 | 19 | 9.5 | 28000 | 27000 | 96.43% | 2 | 0 | 12 |  |  |  |  | R-454B | 2.3333 | Residential & Commercial | VSMSHP | Ducted CEE Tier 1
214861756 | Mini/Multi Split | MDV | HMSV-A-CB | M5OX631-36HFN10-M1XD* |  | Ducted Indoor Units | 0 |  | 36000 | 19.5 | 10.5 | 36000 | 38000 | 105.6% | 2 | 0 | 12 |  |  |  |  | R-454B | 3 | Residential & Commercial | VSMSHP | Ducted CEE Tier 1
214861759 | Mini/Multi Split | MDV | HMSV-A-CB | M6OE31-48HFN10-M1XD* |  | Ducted Indoor Units | 0 |  | 47000 | 20.5 | 11 | 48000 | 48000 | 100% | 2 | 0 | 11.7 |  |  |  |  | R-454B | 3.9167 | Residential & Commercial | VSMSHP | Ducted CEE Tier 1
214861762 | Mini/Multi Split | MDV | HMSV-A-CB | M6OE31-53HFN10-M1XD* |  | Ducted Indoor Units | 0 |  | 53000 | 20.2 | 10.7 | 55000 | 48000 | 87.27% | 2.1 | 0 | 11.7 |  |  |  |  | R-454B | 4.4167 | Residential & Commercial | VSMSHP | Ducted CEE Tier 1
214861765 | Mini/Multi Split | MDV | HMSV-A-CB | M3OX430-18HFN10-M1* |  | Ducted Indoor Units | 0 |  | 18000 | 20 | 10 | 19000 | 14600 | 76.84% | 2.3 | 0 | 12 |  |  |  |  | R-454B | 1.5 | Residential & Commercial | VSMSHP | Ducted CEE Tier 1
214861768 | Mini/Multi Split | MDV | HMSV-A-CB | M4OD30-27HFN10-M1D* |  | Ducted Indoor Units | 0 |  | 26600 | 21 | 9.2 | 26600 | 18800 | 70.68% | 2 | 0 | 12 |  |  |  |  | R-454B | 2.2167 | Residential & Commercial | VSMSHP | Ducted CEE Tier 1
214861771 | Mini/Multi Split | MDV | HMSV-A-CB | M5OD30-36HFN10-M1D* |  | Ducted Indoor Units | 0 |  | 35000 | 20 | 9.2 | 37000 | 26000 | 70.27% | 2 | 0 | 11.7 |  |  |  |  | R-454B | 2.9167 | Residential & Commercial | VSMSHP | Ducted CEE Tier 1
214861774 | Mini/Multi Split | MDV | HMSV-A-CB | M6OE30-48HFN10-M1D* |  | Ducted Indoor Units | 0 |  | 45000 | 20.5 | 10.6 | 47000 | 38000 | 80.85% | 2.1 | 0 | 12 |  |  |  |  | R-454B | 3.75 | Residential & Commercial | VSMSHP | Ducted CEE Tier 1
214861780 | Mini/Multi Split | MDV | HMSV-A-CB | M3OD31-18HFN10-M1X* |  | Ducted Indoor Units | 0 |  | 19000 | 20 | 10 | 20000 | 18000 | 90% | 2 | 0 | 13 |  |  |  |  | R-454B | 1.5833 | Residential & Commercial | VSMSHP | Ducted CEE Tier 1
214861783 | Mini/Multi Split | MDV | HMSV-A-CB | M4OD31-27HFN10-M1X* |  | Ducted Indoor Units | 0 |  | 28000 | 19 | 9.5 | 28000 | 27000 | 96.43% | 2 | 0 | 12 |  |  |  |  | R-454B | 2.3333 | Residential & Commercial | VSMSHP | Ducted CEE Tier 1
214861786 | Mini/Multi Split | MDV | HMSV-A-CB | M5OX631-36HFN10-M1X* |  | Ducted Indoor Units | 0 |  | 36000 | 19.5 | 10.5 | 36000 | 38000 | 105.6% | 2 | 0 | 12 |  |  |  |  | R-454B | 3 | Residential & Commercial | VSMSHP | Ducted CEE Tier 1
214861789 | Mini/Multi Split | MDV | HMSV-A-CB | M5OX631-36HFN10-M1X** |  | Ducted Indoor Units | 0 |  | 36000 | 19.5 | 10.5 | 36000 | 38000 | 105.6% | 2 | 0 | 12 |  |  |  |  | R-454B | 3 | Residential & Commercial | VSMSHP | Ducted CEE Tier 1
214861792 | Mini/Multi Split | MDV | HMSV-A-CB | M6OE31-48HFN10-M1X* |  | Ducted Indoor Units | 0 |  | 47000 | 20.5 | 11 | 48000 | 48000 | 100% | 2 | 0 | 11.7 |  |  |  |  | R-454B | 3.9167 | Residential & Commercial | VSMSHP | Ducted CEE Tier 1
214861795 | Mini/Multi Split | MDV | HMSV-A-CB | M6OE31-53HFN10-M1X* |  | Ducted Indoor Units | 0 |  | 53000 | 20.2 | 10.7 | 55000 | 48000 | 87.27% | 2.1 | 0 | 11.7 |  |  |  |  | R-454B | 4.4167 | Residential & Commercial | VSMSHP | Ducted CEE Tier 1
214861798 | Mini/Multi Split | MDV | HMSV-A-CB | M4OD30-27HFN10-M1* |  | Ducted Indoor Units | 0 |  | 26600 | 21 | 9.2 | 26600 | 18800 | 70.68% | 2 | 0 | 12 |  |  |  |  | R-454B | 2.2167 | Residential & Commercial | VSMSHP | Ducted CEE Tier 1
214861801 | Mini/Multi Split | MDV | HMSV-A-CB | M5OD30-36HFN10-M1* |  | Ducted Indoor Units | 0 |  | 35000 | 20 | 9.2 | 37000 | 26000 | 70.27% | 2 | 0 | 11.7 |  |  |  |  | R-454B | 2.9167 | Residential & Commercial | VSMSHP | Ducted CEE Tier 1
214861804 | Mini/Multi Split | MDV | HMSV-A-CB | M6OE30-48HFN10-M1* |  | Ducted Indoor Units | 0 |  | 45000 | 20.5 | 10.6 | 47000 | 38000 | 80.85% | 2.1 | 0 | 12 |  |  |  |  | R-454B | 3.75 | Residential & Commercial | VSMSHP | Ducted CEE Tier 1
214861810 | Mini/Multi Split | MDV | HMSV-A-CB | M3OD31-18HFN10-M1XD-D |  | Ducted Indoor Units | 0 |  | 19000 | 20 | 10 | 20000 | 18000 | 90% | 2 | 0 | 13 |  |  |  |  | R-454B | 1.5833 | Residential & Commercial | VSMSHP | Ducted CEE Tier 1
214861813 | Mini/Multi Split | MDV | HMSV-A-CB | M4OD31-27HFN10-M1XD-D |  | Ducted Indoor Units | 0 |  | 28000 | 19 | 9.5 | 28000 | 27000 | 96.43% | 2 | 0 | 12 |  |  |  |  | R-454B | 2.3333 | Residential & Commercial | VSMSHP | Ducted CEE Tier 1
214861816 | Mini/Multi Split | MDV | HMSV-A-CB | M5OX631-36HFN10-M1XD-D |  | Ducted Indoor Units | 0 |  | 36000 | 19.4 | 10.4 | 36000 | 38000 | 105.6% | 2 | 0 | 12 |  |  |  |  | R-454B | 3 | Residential & Commercial | VSMSHP | Ducted CEE Tier 1
214861819 | Mini/Multi Split | MDV | HMSV-A-CB | M6OE31-48HFN10-M1XD-D |  | Ducted Indoor Units | 0 |  | 47000 | 20.4 | 11 | 48000 | 48000 | 100% | 2 | 0 | 11.7 |  |  |  |  | R-454B | 3.9167 | Residential & Commercial | VSMSHP | Ducted CEE Tier 1
214861822 | Mini/Multi Split | MDV | HMSV-A-CB | M6OE31-53HFN10-M1XD-D |  | Ducted Indoor Units | 0 |  | 53000 | 20 | 10.7 | 55000 | 48000 | 87.27% | 2.1 | 0 | 11.7 |  |  |  |  | R-454B | 4.4167 | Residential & Commercial | VSMSHP | Ducted CEE Tier 1
214861825 | Mini/Multi Split | MDV | HMSV-A-CB | M3OD31-18HFN10-M1XD-D* |  | Ducted Indoor Units | 0 |  | 19000 | 20 | 10 | 20000 | 18000 | 90% | 2 | 0 | 13 |  |  |  |  | R-454B | 1.5833 | Residential & Commercial | VSMSHP | Ducted CEE Tier 1
214861831 | Mini/Multi Split | MDV | HMSV-A-CB | M5OX631-36HFN10-M1XD-D* |  | Ducted Indoor Units | 0 |  | 36000 | 19.4 | 10.4 | 36000 | 38000 | 105.6% | 2 | 0 | 12 |  |  |  |  | R-454B | 3 | Residential & Commercial | VSMSHP | Ducted CEE Tier 1
214861834 | Mini/Multi Split | MDV | HMSV-A-CB | M6OE31-48HFN10-M1XD-D* |  | Ducted Indoor Units | 0 |  | 47000 | 20.4 | 11 | 48000 | 48000 | 100% | 2 | 0 | 11.7 |  |  |  |  | R-454B | 3.9167 | Residential & Commercial | VSMSHP | Ducted CEE Tier 1
214861837 | Mini/Multi Split | MDV | HMSV-A-CB | M6OE31-53HFN10-M1XD-D* |  | Ducted Indoor Units | 0 |  | 53000 | 20 | 10.7 | 55000 | 48000 | 87.27% | 2.1 | 0 | 11.7 |  |  |  |  | R-454B | 4.4167 | Residential & Commercial | VSMSHP | Ducted CEE Tier 1
214861840 | Mini/Multi Split | MDV | HMSV-A-CB | M3OX430-18HFN10-M1-D |  | Ducted Indoor Units | 0 |  | 18000 | 20 | 10 | 19000 | 14600 | 76.84% | 2.3 | 0 | 12 |  |  |  |  | R-454B | 1.5 | Residential & Commercial | VSMSHP | Ducted CEE Tier 1
214861843 | Mini/Multi Split | MDV | HMSV-A-CB | M4OD30-27HFN10-M1D-D |  | Ducted Indoor Units | 0 |  | 26600 | 21 | 9 | 26600 | 18800 | 70.68% | 2 | 0 | 12 |  |  |  |  | R-454B | 2.2167 | Residential & Commercial | VSMSHP | Ducted CEE Tier 1
214861846 | Mini/Multi Split | MDV | HMSV-A-CB | M5OD30-36HFN10-M1D-D |  | Ducted Indoor Units | 0 |  | 35000 | 20 | 9.2 | 37000 | 26000 | 70.27% | 2 | 0 | 11.7 |  |  |  |  | R-454B | 2.9167 | Residential & Commercial | VSMSHP | Ducted CEE Tier 1
214861849 | Mini/Multi Split | MDV | HMSV-A-CB | M6OE30-48HFN10-M1D-D |  | Ducted Indoor Units | 0 |  | 45000 | 20.4 | 10.6 | 47000 | 38000 | 80.85% | 2.1 | 0 | 12 |  |  |  |  | R-454B | 3.75 | Residential & Commercial | VSMSHP | Ducted CEE Tier 1
214861855 | Mini/Multi Split | MDV | HMSV-A-CB | M3OX430-18HFN10-M1-D* |  | Ducted Indoor Units | 0 |  | 18000 | 20 | 10 | 19000 | 14600 | 76.84% | 2.3 | 0 | 12 |  |  |  |  | R-454B | 1.5 | Residential & Commercial | VSMSHP | Ducted CEE Tier 1
214861861 | Mini/Multi Split | MDV | HMSV-A-CB | M5OD30-36HFN10-M1D-D* |  | Ducted Indoor Units | 0 |  | 35000 | 20 | 9.2 | 37000 | 26000 | 70.27% | 2 | 0 | 11.7 |  |  |  |  | R-454B | 2.9167 | Residential & Commercial | VSMSHP | Ducted CEE Tier 1
214861864 | Mini/Multi Split | MDV | HMSV-A-CB | M6OE30-48HFN10-M1D-D* |  | Ducted Indoor Units | 0 |  | 45000 | 20.4 | 10.6 | 47000 | 38000 | 80.85% | 2.1 | 0 | 12 |  |  |  |  | R-454B | 3.75 | Residential & Commercial | VSMSHP | Ducted CEE Tier 1
214861870 | Mini/Multi Split | MDV | HMSV-A-CB | M3OD31-18HFN10-M1X-D |  | Ducted Indoor Units | 0 |  | 19000 | 20 | 10 | 20000 | 18000 | 90% | 2 | 0 | 13 |  |  |  |  | R-454B | 1.5833 | Residential & Commercial | VSMSHP | Ducted CEE Tier 1
214861873 | Mini/Multi Split | MDV | HMSV-A-CB | M4OD31-27HFN10-M1X-D |  | Ducted Indoor Units | 0 |  | 28000 | 19 | 9.5 | 28000 | 27000 | 96.43% | 2 | 0 | 12 |  |  |  |  | R-454B | 2.3333 | Residential & Commercial | VSMSHP | Ducted CEE Tier 1
214861876 | Mini/Multi Split | MDV | HMSV-A-CB | M5OX631-36HFN10-M1X-D |  | Ducted Indoor Units | 0 |  | 36000 | 19.4 | 10.4 | 36000 | 38000 | 105.6% | 2 | 0 | 12 |  |  |  |  | R-454B | 3 | Residential & Commercial | VSMSHP | Ducted CEE Tier 1
214861879 | Mini/Multi Split | MDV | HMSV-A-CB | M6OE31-48HFN10-M1X-D |  | Ducted Indoor Units | 0 |  | 47000 | 20.4 | 11 | 48000 | 48000 | 100% | 2 | 0 | 11.7 |  |  |  |  | R-454B | 3.9167 | Residential & Commercial | VSMSHP | Ducted CEE Tier 1
214861882 | Mini/Multi Split | MDV | HMSV-A-CB | M6OE31-53HFN10-M1X-D |  | Ducted Indoor Units | 0 |  | 53000 | 20 | 10.7 | 55000 | 48000 | 87.27% | 2.1 | 0 | 11.7 |  |  |  |  | R-454B | 4.4167 | Residential & Commercial | VSMSHP | Ducted CEE Tier 1
214861885 | Mini/Multi Split | MDV | HMSV-A-CB | M3OD31-18HFN10-M1X-D* |  | Ducted Indoor Units | 0 |  | 19000 | 20 | 10 | 20000 | 18000 | 90% | 2 | 0 | 13 |  |  |  |  | R-454B | 1.5833 | Residential & Commercial | VSMSHP | Ducted CEE Tier 1
214861891 | Mini/Multi Split | MDV | HMSV-A-CB | M5OX631-36HFN10-M1X-D* |  | Ducted Indoor Units | 0 |  | 36000 | 19.4 | 10.4 | 36000 | 38000 | 105.6% | 2 | 0 | 12 |  |  |  |  | R-454B | 3 | Residential & Commercial | VSMSHP | Ducted CEE Tier 1
214861894 | Mini/Multi Split | MDV | HMSV-A-CB | M6OE31-48HFN10-M1X-D* |  | Ducted Indoor Units | 0 |  | 47000 | 20.4 | 11 | 48000 | 48000 | 100% | 2 | 0 | 11.7 |  |  |  |  | R-454B | 3.9167 | Residential & Commercial | VSMSHP | Ducted CEE Tier 1
214861897 | Mini/Multi Split | MDV | HMSV-A-CB | M6OE31-53HFN10-M1X-D* |  | Ducted Indoor Units | 0 |  | 53000 | 20 | 10.7 | 55000 | 48000 | 87.27% | 2.1 | 0 | 11.7 |  |  |  |  | R-454B | 4.4167 | Residential & Commercial | VSMSHP | Ducted CEE Tier 1
214861900 | Mini/Multi Split | MDV | HMSV-A-CB | M4OD30-27HFN10-M1-D |  | Ducted Indoor Units | 0 |  | 26600 | 21 | 9 | 26600 | 18800 | 70.68% | 2 | 0 | 12 |  |  |  |  | R-454B | 2.2167 | Residential & Commercial | VSMSHP | Ducted CEE Tier 1
214861903 | Mini/Multi Split | MDV | HMSV-A-CB | M5OD30-36HFN10-M1-D |  | Ducted Indoor Units | 0 |  | 35000 | 20 | 9.2 | 37000 | 26000 | 70.27% | 2 | 0 | 11.7 |  |  |  |  | R-454B | 2.9167 | Residential & Commercial | VSMSHP | Ducted CEE Tier 1
214861906 | Mini/Multi Split | MDV | HMSV-A-CB | M6OE30-48HFN10-M1-D |  | Ducted Indoor Units | 0 |  | 45000 | 20.4 | 10.6 | 47000 | 38000 | 80.85% | 2.1 | 0 | 12 |  |  |  |  | R-454B | 3.75 | Residential & Commercial | VSMSHP | Ducted CEE Tier 1
214861912 | Mini/Multi Split | MDV | HMSV-A-CB | M4OD30-27HFN10-M1-D* |  | Ducted Indoor Units | 0 |  | 26600 | 21 | 9 | 26600 | 18800 | 70.68% | 2 | 0 | 12 |  |  |  |  | R-454B | 2.2167 | Residential & Commercial | VSMSHP | Ducted CEE Tier 1
214861828 | Mini/Multi Split | MDV | HMSV-A-CB | M4OD31-27HFN10-M1XD-D* |  | Ducted Indoor Units | 0 |  | 28000 | 19 | 9.5 | 28000 | 27000 | 96.43% | 2 | 0 | 12 |  |  |  |  | R-454B | 2.3333 | Residential & Commercial | VSMSHP | Ducted CEE Tier 1
214861915 | Mini/Multi Split | MDV | HMSV-A-CB | M5OD30-36HFN10-M1-D* |  | Ducted Indoor Units | 0 |  | 35000 | 20 | 9.2 | 37000 | 26000 | 70.27% | 2 | 0 | 11.7 |  |  |  |  | R-454B | 2.9167 | Residential & Commercial | VSMSHP | Ducted CEE Tier 1
214861918 | Mini/Multi Split | MDV | HMSV-A-CB | M6OE30-48HFN10-M1-D* |  | Ducted Indoor Units | 0 |  | 45000 | 20.4 | 10.6 | 47000 | 38000 | 80.85% | 2.1 | 0 | 12 |  |  |  |  | R-454B | 3.75 | Residential & Commercial | VSMSHP | Ducted CEE Tier 1
214914945 | Mini/Multi Split | LG | HMSV-A-CB | ZRUM060GSS0 |  | Ducted Indoor Units | 0 |  | 60000 | 16.2 | 9.1 | 67000 | 54000 | 80.6% | 2 | 0 | 11.7 |  |  |  |  | R-32 | 5 | Residential & Commercial | VSMSHP | Ducted CEE Tier 1
215792837 | Mini/Multi Split | Friedrich | HMSV-A-CB | FPHMR18A3D |  | Ducted Indoor Units | 0 |  | 18000 | 17.5 | 9.4 | 18000 | 17000 | 94.44% | 1.96 | 0 | 12 |  |  |  |  | R-454B | 1.5 | Residential & Commercial | VSMSHP | Ducted CEE Tier 1
215792840 | Mini/Multi Split | Friedrich | HMSV-A-CB | FPHMR27A3D |  | Ducted Indoor Units | 0 |  | 27000 | 18 | 8.8 | 27000 | 26400 | 97.78% | 1.84 | 0 | 11.5 |  |  |  |  | R-454B | 2.25 | Residential & Commercial | VSMSHP | Ducted CEE Tier 1
215792842 | Mini/Multi Split | Friedrich | HMSV-A-CB | FPHMR42A3D |  | Ducted Indoor Units | 0 |  | 42000 | 18 | 8.8 | 45000 | 34000 | 75.56% | 1.83 | 0 | 11.35 |  |  |  |  | R-454B | 3.5 | Residential & Commercial | VSMSHP | Ducted CEE Tier 1
215792845 | Mini/Multi Split | Friedrich | HMSV-A-CB | FPHMR36A3D |  | Ducted Indoor Units | 0 |  | 36000 | 19 | 9 | 36000 | 32400 | 90% | 1.83 | 0 | 12.85 |  |  |  |  | R-454B | 3 | Residential & Commercial | VSMSHP | Ducted CEE Tier 1
215792849 | Mini/Multi Split | Rheem | HMSV-A-CB | FPHMR18A3D |  | Ducted Indoor Units | 0 |  | 18000 | 17.5 | 9.4 | 18000 | 17000 | 94.44% | 1.96 | 0 | 12 |  |  |  |  | R-454B | 1.5 | Residential & Commercial | VSMSHP | Ducted CEE Tier 1
216566088 | Mini/Multi Split | Coleman | HMSV-A-CB | UMC18CN23STG1 |  | Ducted Indoor Units | 0 |  | 18000 | 17.5 | 9.4 | 18000 | 17000 | 94.44% | 1.96 | 0 | 12 |  |  |  |  | R-454B | 1.5 | Residential & Commercial | VSMSHP | Ducted CEE Tier 1
216566090 | Mini/Multi Split | Coleman | HMSV-A-CB | UMC24CN23STG1 |  | Ducted Indoor Units | 0 |  | 27000 | 18 | 8.8 | 27000 | 26400 | 97.78% | 1.84 | 0 | 11.5 |  |  |  |  | R-454B | 2.25 | Residential & Commercial | VSMSHP | Ducted CEE Tier 1
216566092 | Mini/Multi Split | Coleman | HMSV-A-CB | UMC48CN23STG1 |  | Ducted Indoor Units | 0 |  | 42000 | 18 | 8.8 | 45000 | 34000 | 75.56% | 1.83 | 0 | 11.35 |  |  |  |  | R-454B | 3.5 | Residential & Commercial | VSMSHP | Ducted CEE Tier 1
216566095 | Mini/Multi Split | Coleman | HMSV-A-CB | UMC36CN23STG1 |  | Ducted Indoor Units | 0 |  | 36000 | 19 | 9 | 36000 | 32400 | 90% | 1.83 | 0 | 12.85 |  |  |  |  | R-454B | 3 | Residential & Commercial | VSMSHP | Ducted CEE Tier 1
216566100 | Mini/Multi Split | LUXAIRE | HMSV-A-CB | UMC24CN23STG1 |  | Ducted Indoor Units | 0 |  | 27000 | 18 | 8.8 | 27000 | 26400 | 97.78% | 1.84 | 0 | 11.5 |  |  |  |  | R-454B | 2.25 | Residential & Commercial | VSMSHP | Ducted CEE Tier 1
216566102 | Mini/Multi Split | LUXAIRE | HMSV-A-CB | UMC48CN23STG1 |  | Ducted Indoor Units | 0 |  | 42000 | 18 | 8.8 | 45000 | 34000 | 75.56% | 1.83 | 0 | 11.35 |  |  |  |  | R-454B | 3.5 | Residential & Commercial | VSMSHP | Ducted CEE Tier 1
216566105 | Mini/Multi Split | LUXAIRE | HMSV-A-CB | UMC36CN23STG1 |  | Ducted Indoor Units | 0 |  | 36000 | 19 | 9 | 36000 | 32400 | 90% | 1.83 | 0 | 12.85 |  |  |  |  | R-454B | 3 | Residential & Commercial | VSMSHP | Ducted CEE Tier 1
214594898 | Mini/Multi Split | COMFORTSTAR | HMSV-A-CB | CVH-60-5SH |  | Ducted Indoor Units | 0 |  | 55000 | 18.8 | 9.3 | 55000 | 46000 | 83.64% | 1.9 | 10.5 | 10.5 |  |  |  |  | R-410A | 4.5833 | Residential & Commercial | VSMSHP | Ducted CEE Tier 1
214383396 | Mini/Multi Split | Simply The Best Minisplits | HMSV-A-CB | SBM-48HFN1-M-[X] |  | Ducted Indoor Units | 0 |  | 47000 | 20.9 | 9 | 49000 | 42500 | 86.73% | 2 | 11.4 | 11.7 |  |  |  |  | R-410A | 3.9167 | Residential & Commercial | VSMSHP | Ducted CEE Tier 1
214594924 | Mini/Multi Split | TKS | HMSV-A-CB | T2C-18MODU |  | Ducted Indoor Units | 0 |  | 18000 | 19 | 9.8 | 19000 | 13300 | 70% | 2 | 12 | 12 |  |  |  |  | R-410A | 1.5 | Residential & Commercial | VSMSHP | Ducted CEE Tier 1
216571396 | Mini/Multi Split | TOSOT | HMSV-A-CB | TM24D6MO |  | Ducted Indoor Units | 0 |  | 24000 | 18 | 8.1 | 24000 | 21600 | 90% | 1.86 | 0 | 12 |  |  |  |  | R-32 | 2 | Residential & Commercial | VSMSHP | Ducted CEE Tier 1
216571397 | Mini/Multi Split | TOSOT | HMSV-A-CB | TM30D6MO |  | Ducted Indoor Units | 0 |  | 28400 | 18 | 8.1 | 30000 | 26000 | 86.67% | 1.88 | 0 | 12 |  |  |  |  | R-32 | 2.3667 | Residential & Commercial | VSMSHP | Ducted CEE Tier 1
216571398 | Mini/Multi Split | TOSOT | HMSV-A-CB | TM36D6MO |  | Ducted Indoor Units | 0 |  | 36000 | 18 | 8.1 | 36000 | 33000 | 91.67% | 1.9 | 0 | 11.7 |  |  |  |  | R-32 | 3 | Residential & Commercial | VSMSHP | Ducted CEE Tier 1
216571399 | Mini/Multi Split | TOSOT | HMSV-A-CB | TM42D6MO |  | Ducted Indoor Units | 0 |  | 42000 | 18 | 8.1 | 42000 | 36000 | 85.71% | 1.9 | 0 | 12 |  |  |  |  | R-32 | 3.5 | Residential & Commercial | VSMSHP | Ducted CEE Tier 1
216573052 | Mini/Multi Split | GREE | HMSV-A-CB | GWHD(48)ND6MO |  | Ducted Indoor Units | 0 |  | 48000 | 18 | 8.1 | 48000 | 36000 | 75% | 1.9 | 0 | 11.7 |  |  |  |  | R-32 | 4 | Residential & Commercial | VSMSHP | Ducted CEE Tier 1
216571394 | Mini/Multi Split | TOSOT | HMSV-A-CB | TM18D6MO |  | Ducted Indoor Units | 0 |  | 18000 | 18 | 8.1 | 18000 | 13600 | 75.56% | 1.86 | 0 | 11.7 |  |  |  |  | R-32 | 1.5 | Residential & Commercial | VSMSHP | Ducted CEE Tier 1
213867404 | Mini/Multi Split | TRUST AIR CONDITIONERS | HMSV-A-CB | M5H60H/O4S4P |  | Ducted Indoor Units | 0 |  | 55000 | 18.8 | 9.3 | 55000 | 46000 | 83.64% | 1.9 | 10.5 | 10.5 |  |  |  |  | R-410A | 4.5833 | Residential & Commercial | VSMSHP | Ducted CEE Tier 1
207643000 | Mini/Multi Split | ARCOAIRE | HMSV-A-CB | DLCMHBH48EAK |  | Ducted Indoor Units | 0 |  | 47000 | 20.9 | 9 | 49000 | 42500 | 86.73% | 2 | 11.4 | 11.7 |  |  |  |  | R-410A | 3.9167 | Residential & Commercial | VSMSHP | Ducted CEE Tier 1
207643084 | Mini/Multi Split | KEEPRITE | HMSV-A-CB | DLCMHBH48EAK |  | Ducted Indoor Units | 0 |  | 47000 | 20.9 | 9 | 49000 | 42500 | 86.73% | 2 | 11.4 | 11.7 |  |  |  |  | R-410A | 3.9167 | Residential & Commercial | VSMSHP | Ducted CEE Tier 1
207643168 | Mini/Multi Split | SMART COMFORT | HMSV-A-CB | DLCMHBH48EAK |  | Ducted Indoor Units | 0 |  | 47000 | 20.9 | 9 | 49000 | 42500 | 86.73% | 2 | 11.4 | 11.7 |  |  |  |  | R-410A | 3.9167 | Residential & Commercial | VSMSHP | Ducted CEE Tier 1
213350251 | Mini/Multi Split | TOSHIBA CARRIER | HMSV-A-CB | MCY-MAP0607HS-UL* |  | Ducted Indoor Units | 0 |  | 60000 | 18.4 | 9.8 | 66000 | 46500 | 70.45% | 2.2 | 0 | 10.3 |  |  |  |  | R-410A | 5 | Residential & Commercial | VSMSHP | Ducted CEE Tier 1
214377757 | Mini/Multi Split | COMFORT-AIRE | HMSV-A-CB | A-VMH36QV-1A |  | Ducted Indoor Units | 0 |  | 36000 | 19.4 | 10 | 36000 | 36000 | 100% | 1.9 | 0 | 12 |  |  |  |  | R-410A | 3 | Residential & Commercial | VSMSHP | Ducted CEE Tier 1
216706240 | Mini/Multi Split | TCL | HRCU-A-CB | TSH24HEI2NAN0T24* |  | Ducted Indoor Units | 0 |  | 22000 | 19 | 9.5 | 25000 | 19200 | 76.8% | 2 | 0 | 11.7 |  |  |  |  | R-454B | 1.8333 | Residential & Commercial | VSMSHP | Ducted CEE Tier 1
216706241 | Mini/Multi Split | TCL | HRCU-A-CB | TSH18HEI2NAN0T24* |  | Ducted Indoor Units | 0 |  | 17000 | 21 | 8.1 | 18000 | 13200 | 73.33% | 1.8 | 0 | 11.7 |  |  |  |  | R-454B | 1.4167 | Residential & Commercial | VSMSHP | Ducted CEE Tier 1
216706242 | Mini/Multi Split | TCL | HRCU-A-CB | TSH12HEI2NAO0T24* |  | Ducted Indoor Units | 0 |  | 11000 | 18.5 | 8.5 | 12000 | 8800 | 73.33% | 1.8 | 0 | 11.7 |  |  |  |  | R-454B | 0.91667 | Residential & Commercial | VSMSHP | Ducted CEE Tier 1
216706243 | Mini/Multi Split | TCL | HRCU-A-CB | TSH09HEI2NAO0T24* |  | Ducted Indoor Units | 0 |  | 9500 | 20.5 | 9.5 | 9500 | 7500 | 78.95% | 1.85 | 0 | 12.5 |  |  |  |  | R-454B | 0.79167 | Residential & Commercial | VSMSHP | Ducted CEE Tier 1
216707869 | Mini/Multi Split | HAXXAIR | HMSV-A-CB | HVHMZ-27V2D |  | Ducted Indoor Units | 0 |  | 27000 | 18 | 8.8 | 27000 | 26400 | 97.78% | 1.84 | 0 | 11.5 |  |  |  |  | R-454B | 2.25 | Residential & Commercial | VSMSHP | Ducted CEE Tier 1
216707866 | Mini/Multi Split | HAXXAIR | HMSV-A-CB | HVHMZ-18V2D |  | Ducted Indoor Units | 0 |  | 18000 | 17.5 | 9.4 | 18000 | 17000 | 94.44% | 1.96 | 0 | 12 |  |  |  |  | R-454B | 1.5 | Residential & Commercial | VSMSHP | Ducted CEE Tier 1
8033585 | Mini/Multi Split | FUJITSU | HMSV-A-CB | AOU18RLXFZH |  | Ducted Indoor Units | 0 |  | 18000 | 19 | 9 | 22000 | 22000 | 100% | 1.84 | 12.4 | 12.4 |  |  |  |  | R-410A | 1.5 | Residential & Commercial | VSMSHP | Ducted CEE Tier 1
8033742 | Mini/Multi Split | FUJITSU | HMSV-A-CB | AOU24RLXFZH |  | Ducted Indoor Units | 0 |  | 22000 | 17.8 | 9.2 | 25000 | 25600 | 102.4% | 2.06 | 12.1 | 12.1 |  |  |  |  | R-410A | 1.8333 | Residential & Commercial | VSMSHP | Ducted CEE Tier 1
216707874 | Mini/Multi Split | HAXXAIR | HMSV-A-CB | HVHMZ-36V2D |  | Ducted Indoor Units | 0 |  | 36000 | 19 | 9 | 36000 | 32400 | 90% | 1.83 | 0 | 12.85 |  |  |  |  | R-454B | 3 | Residential & Commercial | VSMSHP | Ducted CEE Tier 1
8717932 | Mini/Multi Split | LG | HMSV-A-CB | ARUN038GSS4 |  | Ducted Indoor Units | 0 |  | 38000 | 20.1 | 10.6 | 51000 | 39000 | 76.47% | 2.16 | 11.5 | 11.5 |  |  |  |  | R-410A | 3.1667 | Residential & Commercial | VSMSHP | Ducted CEE Tier 1
216707871 | Mini/Multi Split | HAXXAIR | HMSV-A-CB | HVHMZ-42V2D |  | Ducted Indoor Units | 0 |  | 42000 | 18 | 8.8 | 45000 | 34000 | 75.56% | 1.83 | 0 | 11.35 |  |  |  |  | R-454B | 3.5 | Residential & Commercial | VSMSHP | Ducted CEE Tier 1
8717930 | Mini/Multi Split | LG | HMSV-A-CB | ARUN048GSS4 |  | Ducted Indoor Units | 0 |  | 48000 | 20 | 10.2 | 54500 | 39000 | 71.56% | 2.16 | 10.5 | 13.2 |  |  |  |  | R-410A | 4 | Residential & Commercial | VSMSHP | Ducted CEE Tier 1
8908616 | Mini/Multi Split | FUJITSU | HMSV-A-CB | AOU36RLXFZH |  | Ducted Indoor Units | 0 |  | 35200 | 18 | 8.7 | 36400 | 36400 | 100% | 2.02 | 12 | 12 |  |  |  |  | R-410A | 2.9333 | Residential & Commercial | VSMSHP | Ducted CEE Tier 1
212925475 | Mini/Multi Split | Mitsubishi Electric | HMSV-A-CB | MXZ-3C30NAHZ4-** |  | Ducted Indoor Units | 0 |  | 27400 | 16 | 8.5 | 27600 | 26800 | 97.1% | 1.75 | 0 | 10.3 |  |  |  |  | R-410A | 2.2833 | Residential & Commercial | VSMSHP | Ducted CEE Tier 1
212925481 | Mini/Multi Split | American Standard / Mitsubishi Electric | HMSV-A-CB | NTXMPH30A132C** |  | Ducted Indoor Units | 0 |  | 27400 | 16 | 8.5 | 27600 | 26800 | 97.1% | 1.75 | 0 | 10.3 |  |  |  |  | R-410A | 2.2833 | Residential & Commercial | VSMSHP | Ducted CEE Tier 1
212925485 | Mini/Multi Split | Trane / Mitsubishi Electric | HMSV-A-CB | NTXMPH30A132C** |  | Ducted Indoor Units | 0 |  | 27400 | 16 | 8.5 | 27600 | 26800 | 97.1% | 1.75 | 0 | 10.3 |  |  |  |  | R-410A | 2.2833 | Residential & Commercial | VSMSHP | Ducted CEE Tier 1
208132542 | Mini/Multi Split | MDV | HMSV-A-CB | M5OA-55HFN1-M-[X](2) |  | Ducted Indoor Units | 0 |  | 55000 | 18.8 | 9.3 | 55000 | 46000 | 83.64% | 1.9 | 10.5 | 10.5 |  |  |  |  | R-410A | 4.5833 | Residential & Commercial | VSMSHP | Ducted CEE Tier 1
216759986 | Mini/Multi Split | ECO-AIR | HMSV-A-CB | EDMO-18E |  | Ducted Indoor Units | 0 |  | 18000 | 20 | 10 | 19000 | 14600 | 76.84% | 2.3 | 0 | 12 |  |  |  |  | R-454B | 1.5 | Residential & Commercial | VSMSHP | Ducted CEE Tier 1
216759989 | Mini/Multi Split | ECO-AIR | HMSV-A-CB | EDMO-27E |  | Ducted Indoor Units | 0 |  | 26600 | 21 | 9 | 26600 | 18800 | 70.68% | 2 | 0 | 12 |  |  |  |  | R-454B | 2.2167 | Residential & Commercial | VSMSHP | Ducted CEE Tier 1
216759992 | Mini/Multi Split | ECO-AIR | HMSV-A-CB | EDMO-36E |  | Ducted Indoor Units | 0 |  | 35000 | 20 | 9.2 | 37000 | 26000 | 70.27% | 2 | 0 | 11.7 |  |  |  |  | R-454B | 2.9167 | Residential & Commercial | VSMSHP | Ducted CEE Tier 1
216759995 | Mini/Multi Split | ECO-AIR | HMSV-A-CB | EDMO-48E |  | Ducted Indoor Units | 0 |  | 45000 | 20.4 | 10.6 | 47000 | 38000 | 80.85% | 2.1 | 0 | 12 |  |  |  |  | R-454B | 3.75 | Residential & Commercial | VSMSHP | Ducted CEE Tier 1
216760001 | Mini/Multi Split | ECO-AIR | HMSV-A-CB | EDMO-18H |  | Ducted Indoor Units | 0 |  | 19000 | 20 | 10 | 20000 | 18000 | 90% | 2 | 0 | 13 |  |  |  |  | R-454B | 1.5833 | Residential & Commercial | VSMSHP | Ducted CEE Tier 1
216760004 | Mini/Multi Split | ECO-AIR | HMSV-A-CB | EDMO-27H |  | Ducted Indoor Units | 0 |  | 28000 | 19 | 9.5 | 28000 | 27000 | 96.43% | 2 | 0 | 12 |  |  |  |  | R-454B | 2.3333 | Residential & Commercial | VSMSHP | Ducted CEE Tier 1
216760007 | Mini/Multi Split | ECO-AIR | HMSV-A-CB | EDMO-36H |  | Ducted Indoor Units | 0 |  | 36000 | 19.4 | 10.4 | 36000 | 38000 | 105.6% | 2 | 0 | 12 |  |  |  |  | R-454B | 3 | Residential & Commercial | VSMSHP | Ducted CEE Tier 1
216760013 | Mini/Multi Split | ECO-AIR | HMSV-A-CB | EDMO-53H |  | Ducted Indoor Units | 0 |  | 53000 | 20 | 10.7 | 55000 | 48000 | 87.27% | 2.1 | 0 | 11.7 |  |  |  |  | R-454B | 4.4167 | Residential & Commercial | VSMSHP | Ducted CEE Tier 1
216760010 | Mini/Multi Split | ECO-AIR | HMSV-A-CB | EDMO-48H |  | Ducted Indoor Units | 0 |  | 47000 | 20.4 | 11 | 48000 | 48000 | 100% | 2 | 0 | 11.7 |  |  |  |  | R-454B | 3.9167 | Residential & Commercial | VSMSHP | Ducted CEE Tier 1
216719248 | Mini/Multi Split | Bluefin | HMSV-A-CB | BFMS27MZPL-02O |  | Ducted Indoor Units | 0 |  | 26600 | 21 | 9 | 26600 | 18800 | 70.68% | 2 | 0 | 12 |  |  |  |  | R-454B | 2.2167 | Residential & Commercial | VSMSHP | Ducted CEE Tier 1
216720910 | Mini/Multi Split | COMFORTSTAR | HMSV-A-CB | CVH3-18-3SH |  | Ducted Indoor Units | 0 |  | 19000 | 20 | 10 | 20000 | 18000 | 90% | 2 | 0 | 13 |  |  |  |  | R-454B | 1.5833 | Residential & Commercial | VSMSHP | Ducted CEE Tier 1
216720913 | Mini/Multi Split | COMFORTSTAR | HMSV-A-CB | CVH3-27-4SH |  | Ducted Indoor Units | 0 |  | 28000 | 19 | 9.5 | 28000 | 27000 | 96.43% | 2 | 0 | 12 |  |  |  |  | R-454B | 2.3333 | Residential & Commercial | VSMSHP | Ducted CEE Tier 1
216720916 | Mini/Multi Split | COMFORTSTAR | HMSV-A-CB | CVH3-36-5SH |  | Ducted Indoor Units | 0 |  | 36000 | 19.4 | 10.4 | 36000 | 38000 | 105.6% | 2 | 0 | 12 |  |  |  |  | R-454B | 3 | Residential & Commercial | VSMSHP | Ducted CEE Tier 1
216720919 | Mini/Multi Split | COMFORTSTAR | HMSV-A-CB | CVH3-48-6SH |  | Ducted Indoor Units | 0 |  | 47000 | 20.4 | 11 | 48000 | 48000 | 100% | 2 | 0 | 11.7 |  |  |  |  | R-454B | 3.9167 | Residential & Commercial | VSMSHP | Ducted CEE Tier 1
216720922 | Mini/Multi Split | COMFORTSTAR | HMSV-A-CB | CVH3-60-6SH |  | Ducted Indoor Units | 0 |  | 53000 | 20 | 10.7 | 55000 | 48000 | 87.27% | 2.1 | 0 | 11.7 |  |  |  |  | R-454B | 4.4167 | Residential & Commercial | VSMSHP | Ducted CEE Tier 1
216720925 | Mini/Multi Split | COMFORTSTAR | HMSV-A-CB | CMZ3-24-3Z |  | Ducted Indoor Units | 0 |  | 18000 | 20 | 10 | 19000 | 14600 | 76.84% | 2.3 | 0 | 12 |  |  |  |  | R-454B | 1.5 | Residential & Commercial | VSMSHP | Ducted CEE Tier 1
216720928 | Mini/Multi Split | COMFORTSTAR | HMSV-A-CB | CMZ3-30-4Z |  | Ducted Indoor Units | 0 |  | 26600 | 21 | 9 | 26600 | 18800 | 70.68% | 2 | 0 | 12 |  |  |  |  | R-454B | 2.2167 | Residential & Commercial | VSMSHP | Ducted CEE Tier 1
216720931 | Mini/Multi Split | COMFORTSTAR | HMSV-A-CB | CMZ3-48-5Z |  | Ducted Indoor Units | 0 |  | 35000 | 20 | 9.2 | 37000 | 26000 | 70.27% | 2 | 0 | 11.7 |  |  |  |  | R-454B | 2.9167 | Residential & Commercial | VSMSHP | Ducted CEE Tier 1
216720934 | Mini/Multi Split | COMFORTSTAR | HMSV-A-CB | CMZ3-55-6Z |  | Ducted Indoor Units | 0 |  | 45000 | 20.4 | 10.6 | 47000 | 38000 | 80.85% | 2.1 | 0 | 12 |  |  |  |  | R-454B | 3.75 | Residential & Commercial | VSMSHP | Ducted CEE Tier 1
216720986 | Mini/Multi Split | Coleman | HRCU-A-CB | UPC36CN23STG1 |  | Ducted Indoor Units | 0 |  | 36000 | 18 | 9.5 | 42000 | 36000 | 85.71% | 1.92 | 0 | 11.7 |  |  |  |  | R-454B | 3 | Residential & Commercial | VSMSHP | Ducted CEE Tier 1
216720987 | Mini/Multi Split | Coleman | HRCU-A-CB | UPC48CN23STG1 |  | Ducted Indoor Units | 0 |  | 48000 | 18 | 9.5 | 55000 | 48000 | 87.27% | 1.92 | 0 | 12 |  |  |  |  | R-454B | 4 | Residential & Commercial | VSMSHP | Ducted CEE Tier 1
216720988 | Mini/Multi Split | Coleman | HRCU-A-CB | UPC24CN23STG1 |  | Ducted Indoor Units | 0 |  | 18000 | 18 | 9.5 | 25000 | 19500 | 78% | 1.98 | 0 | 12 |  |  |  |  | R-454B | 1.5 | Residential & Commercial | VSMSHP | Ducted CEE Tier 1
216720989 | Mini/Multi Split | LUXAIRE | HRCU-A-CB | UPC36CN23STG1 |  | Ducted Indoor Units | 0 |  | 36000 | 18 | 9.5 | 42000 | 36000 | 85.71% | 1.92 | 0 | 11.7 |  |  |  |  | R-454B | 3 | Residential & Commercial | VSMSHP | Ducted CEE Tier 1
216720990 | Mini/Multi Split | LUXAIRE | HRCU-A-CB | UPC48CN23STG1 |  | Ducted Indoor Units | 0 |  | 48000 | 18 | 9.5 | 55000 | 48000 | 87.27% | 1.92 | 0 | 12 |  |  |  |  | R-454B | 4 | Residential & Commercial | VSMSHP | Ducted CEE Tier 1
216720991 | Mini/Multi Split | LUXAIRE | HRCU-A-CB | UPC24CN23STG1 |  | Ducted Indoor Units | 0 |  | 18000 | 18 | 9.5 | 25000 | 19500 | 78% | 1.98 | 0 | 12 |  |  |  |  | R-454B | 1.5 | Residential & Commercial | VSMSHP | Ducted CEE Tier 1
216723124 | Mini/Multi Split | ZERO | HMSV-A-CB | Z2SOV-18HDTB-US |  | Ducted Indoor Units | 0 |  | 17000 | 21 | 9.5 | 19000 | 16000 | 84.21% | 1.9 | 0 | 12 |  |  |  |  | R-454B | 1.4167 | Residential & Commercial | VSMSHP | Ducted CEE Tier 1
216723125 | Mini/Multi Split | ZERO | HMSV-A-CB | Z3SOV-27HDTB-US |  | Ducted Indoor Units | 0 |  | 27000 | 22 | 9 | 27000 | 19000 | 70.37% | 1.9 | 0 | 12 |  |  |  |  | R-454B | 2.25 | Residential & Commercial | VSMSHP | Ducted CEE Tier 1
216723126 | Mini/Multi Split | ZERO | HMSV-A-CB | Z4SOV-36HDTB-US |  | Ducted Indoor Units | 0 |  | 34000 | 20 | 8.5 | 36000 | 25200 | 70% | 1.9 | 0 | 11.7 |  |  |  |  | R-454B | 2.8333 | Residential & Commercial | VSMSHP | Ducted CEE Tier 1
216723127 | Mini/Multi Split | ZERO | HMSV-A-CB | Z5SOV-42HDTB-US |  | Ducted Indoor Units | 0 |  | 41000 | 20 | 8.5 | 42000 | 30400 | 72.38% | 1.9 | 0 | 11.7 |  |  |  |  | R-454B | 3.4167 | Residential & Commercial | VSMSHP | Ducted CEE Tier 1
216760124 | Mini/Multi Split | Multi MFG | HMSV-A-CB | 18MPC3-HE-B |  | Ducted Indoor Units | 0 |  | 18000 | 20 | 10 | 19000 | 14600 | 76.84% | 2.3 | 0 | 12 |  |  |  |  | R-454B | 1.5 | Residential & Commercial | VSMSHP | Ducted CEE Tier 1
216760127 | Mini/Multi Split | Multi MFG | HMSV-A-CB | 27MPC4-HE-B |  | Ducted Indoor Units | 0 |  | 26600 | 21 | 9 | 26600 | 18800 | 70.68% | 2 | 0 | 12 |  |  |  |  | R-454B | 2.2167 | Residential & Commercial | VSMSHP | Ducted CEE Tier 1
216760130 | Mini/Multi Split | Multi MFG | HMSV-A-CB | 36MPC5-HE-B |  | Ducted Indoor Units | 0 |  | 35000 | 20 | 9.2 | 37000 | 26000 | 70.27% | 2 | 0 | 11.7 |  |  |  |  | R-454B | 2.9167 | Residential & Commercial | VSMSHP | Ducted CEE Tier 1
216760133 | Mini/Multi Split | Multi MFG | HMSV-A-CB | 48MPC6-HE-B |  | Ducted Indoor Units | 0 |  | 45000 | 20.4 | 10.6 | 47000 | 38000 | 80.85% | 2.1 | 0 | 12 |  |  |  |  | R-454B | 3.75 | Residential & Commercial | VSMSHP | Ducted CEE Tier 1
216760139 | Mini/Multi Split | Multi MFG | HMSV-A-CB | 18MPC3-HH-B |  | Ducted Indoor Units | 0 |  | 19000 | 20 | 10 | 20000 | 18000 | 90% | 2 | 0 | 13 |  |  |  |  | R-454B | 1.5833 | Residential & Commercial | VSMSHP | Ducted CEE Tier 1
216760142 | Mini/Multi Split | Multi MFG | HMSV-A-CB | 27MPC4-HH-B |  | Ducted Indoor Units | 0 |  | 28000 | 19 | 9.5 | 28000 | 27000 | 96.43% | 2 | 0 | 12 |  |  |  |  | R-454B | 2.3333 | Residential & Commercial | VSMSHP | Ducted CEE Tier 1
216760145 | Mini/Multi Split | Multi MFG | HMSV-A-CB | 36MPC5-HH-B |  | Ducted Indoor Units | 0 |  | 36000 | 19.4 | 10.4 | 36000 | 38000 | 105.6% | 2 | 0 | 12 |  |  |  |  | R-454B | 3 | Residential & Commercial | VSMSHP | Ducted CEE Tier 1
216760148 | Mini/Multi Split | Multi MFG | HMSV-A-CB | 48MPC6-HH-B |  | Ducted Indoor Units | 0 |  | 47000 | 20.4 | 11 | 48000 | 48000 | 100% | 2 | 0 | 11.7 |  |  |  |  | R-454B | 3.9167 | Residential & Commercial | VSMSHP | Ducted CEE Tier 1
216760151 | Mini/Multi Split | Multi MFG | HMSV-A-CB | 55MPC6-HH-B |  | Ducted Indoor Units | 0 |  | 53000 | 20 | 10.7 | 55000 | 48000 | 87.27% | 2.1 | 0 | 11.7 |  |  |  |  | R-454B | 4.4167 | Residential & Commercial | VSMSHP | Ducted CEE Tier 1
216723143 | Mini/Multi Split | TOSOT | HMSV-A-CB | TMSCI7H4R24 |  | Ducted Indoor Units | 0 |  | 24000 | 18 | 8.1 | 24000 | 21600 | 90% | 1.86 | 0 | 12 |  |  |  |  | R-32 | 2 | Residential & Commercial | VSMSHP | Ducted CEE Tier 1
216723144 | Mini/Multi Split | TOSOT | HMSV-A-CB | TMSCI7H4R30 |  | Ducted Indoor Units | 0 |  | 28400 | 18 | 8.1 | 30000 | 26000 | 86.67% | 1.88 | 0 | 12 |  |  |  |  | R-32 | 2.3667 | Residential & Commercial | VSMSHP | Ducted CEE Tier 1
216723145 | Mini/Multi Split | TOSOT | HMSV-A-CB | TMSCI7H4R36 |  | Ducted Indoor Units | 0 |  | 36000 | 18 | 8.1 | 36000 | 33000 | 91.67% | 1.9 | 0 | 11.7 |  |  |  |  | R-32 | 3 | Residential & Commercial | VSMSHP | Ducted CEE Tier 1
216723146 | Mini/Multi Split | TOSOT | HMSV-A-CB | TMSCI7H4R42 |  | Ducted Indoor Units | 0 |  | 42000 | 18 | 8.1 | 42000 | 36000 | 85.71% | 1.9 | 0 | 12 |  |  |  |  | R-32 | 3.5 | Residential & Commercial | VSMSHP | Ducted CEE Tier 1
216723141 | Mini/Multi Split | TOSOT | HMSV-A-CB | TMSCI7H4R18 |  | Ducted Indoor Units | 0 |  | 18000 | 18 | 8.1 | 18000 | 13600 | 75.56% | 1.86 | 0 | 11.7 |  |  |  |  | R-32 | 1.5 | Residential & Commercial | VSMSHP | Ducted CEE Tier 1
216723152 | Mini/Multi Split | TOSOT | HMSV-A-CB | TMSCI7H4R48 |  | Ducted Indoor Units | 0 |  | 48000 | 18 | 8.1 | 48000 | 36000 | 75% | 1.9 | 0 | 11.7 |  |  |  |  | R-32 | 4 | Residential & Commercial | VSMSHP | Ducted CEE Tier 1
216760268 | Mini/Multi Split | LENNOX | HMSV-A-CB | MMPD036S6M-1P |  | Ducted Indoor Units | 0 |  | 32000 | 19 | 8.6 | 36000 | 26400 | 73.33% | 1.81 | 0 | 11.7 |  |  |  |  | R-32 | 2.6667 | Residential & Commercial | VSMSHP | Ducted CEE Tier 1
216760279 | Mini/Multi Split | LENNOX | HMSV-A-CB | MMLD036S6M-1P |  | Ducted Indoor Units | 0 |  | 34000 | 18.5 | 8.5 | 34600 | 34600 | 100% | 1.81 | 0 | 11.7 |  |  |  |  | R-32 | 2.8333 | Residential & Commercial | VSMSHP | Ducted CEE Tier 1
216760280 | Mini/Multi Split | LENNOX | HMSV-A-CB | MMLD030S6M-1P |  | Ducted Indoor Units | 0 |  | 28400 | 20 | 9.5 | 28600 | 28600 | 100% | 1.81 | 0 | 13 |  |  |  |  | R-32 | 2.3667 | Residential & Commercial | VSMSHP | Ducted CEE Tier 1
216760281 | Mini/Multi Split | LENNOX | HMSV-A-CB | MMLD024S6M-1P |  | Ducted Indoor Units | 0 |  | 25000 | 20 | 9.5 | 25000 | 25000 | 100% | 1.82 | 0 | 13.5 |  |  |  |  | R-32 | 2.0833 | Residential & Commercial | VSMSHP | Ducted CEE Tier 1
216760282 | Mini/Multi Split | LENNOX | HMSV-A-CB | MMLD020S6M-1P |  | Ducted Indoor Units | 0 |  | 21000 | 20.5 | 9.5 | 22000 | 22000 | 100% | 1.83 | 0 | 13.45 |  |  |  |  | R-32 | 1.75 | Residential & Commercial | VSMSHP | Ducted CEE Tier 1
216763013 | Mini/Multi Split | Manuflow | HRCU-A-CB | TSDUC12HR2VIR45I* |  | Ducted Indoor Units | 0 |  | 11000 | 18.5 | 8.5 | 12000 | 8800 | 73.33% | 1.8 | 0 | 11.7 |  |  |  |  | R-454B | 0.91667 | Residential & Commercial | VSMSHP | Ducted CEE Tier 1
216763014 | Mini/Multi Split | Manuflow | HRCU-A-CB | TSDUC18HR2VIR45I* |  | Ducted Indoor Units | 0 |  | 17000 | 21 | 8.1 | 18000 | 13200 | 73.33% | 1.8 | 0 | 11.7 |  |  |  |  | R-454B | 1.4167 | Residential & Commercial | VSMSHP | Ducted CEE Tier 1
216763015 | Mini/Multi Split | Manuflow | HRCU-A-CB | TSDUC24CD2VIR45I* |  | Ducted Indoor Units | 0 |  | 22000 | 19 | 9.5 | 25000 | 19200 | 76.8% | 2 | 0 | 11.7 |  |  |  |  | R-454B | 1.8333 | Residential & Commercial | VSMSHP | Ducted CEE Tier 1
216760290 | Mini/Multi Split | TOSHIBA CARRIER | HMSV-A-CB | MCY-MUB0368HS2P-UL |  | Ducted Indoor Units | 0 |  | 36000 | 20.3 | 10.7 | 40000 | 28000 | 70% | 2.3 | 0 | 13.45 |  |  |  |  | R-454B | 3 | Residential & Commercial | VSMSHP | Ducted CEE Tier 1
216763248 | Mini/Multi Split | TOSHIBA CARRIER | HMSV-A-CB | MCY-MUB0488HS2P-UL |  | Ducted Indoor Units | 0 |  | 48000 | 19.45 | 10.7 | 54000 | 38500 | 71.3% | 2.3 | 0 | 12.15 |  |  |  |  | R-454B | 4 | Residential & Commercial | VSMSHP | Ducted CEE Tier 1
216763249 | Mini/Multi Split | TOSHIBA CARRIER | HMSV-A-CB | MCY-MUB0608HS2P-UL |  | Ducted Indoor Units | 0 |  | 60000 | 19.05 | 10.1 | 66000 | 48000 | 72.73% | 2.24 | 0 | 10.55 |  |  |  |  | R-454B | 5 | Residential & Commercial | VSMSHP | Ducted CEE Tier 1
207642952 | Mini/Multi Split | Weathermaker | HMSV-A-CB | 38MGHBQ48EA3 |  | Ducted Indoor Units | 0 |  | 47000 | 20.9 | 9 | 49000 | 42500 | 86.73% | 2 | 11.4 | 11.7 |  |  |  |  | R-410A | 3.9167 | Residential & Commercial | VSMSHP | Ducted CEE Tier 1
207683484 | Mini/Multi Split | MIDEA | HMSV-A-CB | MMCMHAQ48EA3 |  | Ducted Indoor Units | 0 |  | 47000 | 20.9 | 9 | 49000 | 42500 | 86.73% | 2 | 11.4 | 11.7 |  |  |  |  | R-410A | 3.9167 | Residential & Commercial | VSMSHP | Ducted CEE Tier 1
207742382 | Mini/Multi Split | C&H | HMSV-A-CB | CH-HPR48M-230VO |  | Ducted Indoor Units | 0 |  | 47000 | 20.9 | 9 | 49000 | 42500 | 86.73% | 2 | 11.4 | 11.7 |  |  |  |  | R-410A | 3.9167 | Residential & Commercial | VSMSHP | Ducted CEE Tier 1
214442635 | Mini/Multi Split | CENTURY | HMSV-A-CB | A-VMH55PV-1 |  | Ducted Indoor Units | 0 |  | 55000 | 18.8 | 9.3 | 55000 | 46000 | 83.64% | 1.9 | 10.5 | 10.5 |  |  |  |  | R-410A | 4.5833 | Residential & Commercial | VSMSHP | Ducted CEE Tier 1
207742470 | Mini/Multi Split | ELIOS | HMSV-A-CB | DEA48HOM25230X3 |  | Ducted Indoor Units | 0 |  | 47000 | 20.9 | 9 | 49000 | 42500 | 86.73% | 2 | 11.4 | 11.7 |  |  |  |  | R-410A | 3.9167 | Residential & Commercial | VSMSHP | Ducted CEE Tier 1
216765725 | Mini/Multi Split | Generallux | HRCU-A-CB | TSHG12E2M23NAR45O |  | Ducted Indoor Units | 0 |  | 11000 | 18.5 | 8.5 | 12000 | 8800 | 73.33% | 1.8 | 0 | 11.7 |  |  |  |  | R-454B | 0.91667 | Residential & Commercial | VSMSHP | Ducted CEE Tier 1
216765726 | Mini/Multi Split | Generallux | HRCU-A-CB | TSHG18E2S22NAR45O |  | Ducted Indoor Units | 0 |  | 17000 | 21 | 8.1 | 18000 | 13200 | 73.33% | 1.8 | 0 | 11.7 |  |  |  |  | R-454B | 1.4167 | Residential & Commercial | VSMSHP | Ducted CEE Tier 1
216765727 | Mini/Multi Split | Generallux | HRCU-A-CB | TSHG24E2S20NAR45O |  | Ducted Indoor Units | 0 |  | 22000 | 19 | 9.5 | 25000 | 19200 | 76.8% | 2 | 0 | 11.7 |  |  |  |  | R-454B | 1.8333 | Residential & Commercial | VSMSHP | Ducted CEE Tier 1
214861888 | Mini/Multi Split | MDV | HMSV-A-CB | M4OD31-27HFN10-M1X-D* |  | Ducted Indoor Units | 0 |  | 28000 | 19 | 9.5 | 28000 | 27000 | 96.43% | 2 | 0 | 12 |  |  |  |  | R-454B | 2.3333 | Residential & Commercial | VSMSHP | Ducted CEE Tier 1
214861858 | Mini/Multi Split | MDV | HMSV-A-CB | M4OD30-27HFN10-M1D-D* |  | Ducted Indoor Units | 0 |  | 26600 | 21 | 9 | 26600 | 18800 | 70.68% | 2 | 0 | 12 |  |  |  |  | R-454B | 2.2167 | Residential & Commercial | VSMSHP | Ducted CEE Tier 1
216617671 | Mini/Multi Split | Stelpro | HMSV-A-CB | SMZ2B1-H18A-O |  | Ducted Indoor Units | 0 |  | 19000 | 20 | 10 | 20000 | 18000 | 90% | 2 | 0 | 13 |  |  |  |  | R-454B | 1.5833 | Residential & Commercial | VSMSHP | Ducted CEE Tier 1
216566098 | Mini/Multi Split | LUXAIRE | HMSV-A-CB | UMC18CN23STG1 |  | Ducted Indoor Units | 0 |  | 18000 | 17.5 | 9.4 | 18000 | 17000 | 94.44% | 1.96 | 0 | 12 |  |  |  |  | R-454B | 1.5 | Residential & Commercial | VSMSHP | Ducted CEE Tier 1
214056547 | Mini/Multi Split | AIR TECH | HMSV-A-CB | ATVO60NGUG2 |  | Ducted Indoor Units | 0 |  | 60000 | 17 | 8.3 | 60000 | 42000 | 70% | 1.9 | 0 | 9 |  |  |  |  | R-410A | 5 | Residential & Commercial | VSMSHP
216453536 | Mini/Multi Split | OUELLET | HMSV-A-CB | OFRM4X1-H36A-O |  | Ducted Indoor Units | 0 |  | 36000 | 18 | 8.1 | 36000 | 33000 | 91.67% | 1.9 | 0 | 11.7 |  |  |  |  | R-32 | 3 | Residential & Commercial | VSMSHP | Ducted CEE Tier 1
216453537 | Mini/Multi Split | OUELLET | HMSV-A-CB | OFRM5X1-H42A-O |  | Ducted Indoor Units | 0 |  | 42000 | 18 | 8.1 | 42000 | 36000 | 85.71% | 1.9 | 0 | 12 |  |  |  |  | R-32 | 3.5 | Residential & Commercial | VSMSHP | Ducted CEE Tier 1
214056549 | Mini/Multi Split | AIR TECH | HMSV-A-CB | ATVO48NGUG2 |  | Ducted Indoor Units | 0 |  | 48000 | 17.1 | 8.55 | 48000 | 33600 | 70% | 2 | 0 | 10.5 |  |  |  |  | R-410A | 4 | Residential & Commercial | VSMSHP | Ducted CEE Tier 1
208119919 | Mini/Multi Split | Cooper & Hunter | HMSV-A-CB | CHV6-48URBM |  | Ducted Indoor Units | 0 |  | 48000 | 16.5 | 8.55 | 54000 | 38000 | 70.37% | 2 | 10.2 | 10.2 |  |  |  |  | R-410A | 4 | Residential & Commercial | VSMSHP | Ducted CEE Tier 1
10052878 | Mini/Multi Split | TOSHIBA CARRIER | HMSV-A-CB | MCY-MAP0487HS-UL |  | Ducted Indoor Units | 0 |  | 48000 | 17.2 | 9.5 | 54000 | 37800 | 70% | 2.5 | 9.85 | 10.2 |  |  |  |  | R-410A | 4 | Residential & Commercial | VSMSHP | Ducted CEE Tier 1
10070563 | Mini/Multi Split | LG | HMSV-A-CB | ARUN024GSS4 |  | Ducted Indoor Units | 0 |  | 24000 | 18.15 | 10.2 | 31200 | 26200 | 83.97% | 2.16 | 12.2 | 12.2 |  |  |  |  | R-410A | 2 | Residential & Commercial | VSMSHP | Ducted CEE Tier 1
10147096 | Mini/Multi Split | SAMSUNG | HMSV-A-CB | AM060MXMDCH |  | Ducted Indoor Units | 0 |  | 60000 | 16.5 | 9.5 | 66000 | 47000 | 71.21% | 1.9 | 10.9 | 9.9 |  |  |  |  | R-410A | 5 | Residential & Commercial | VSMSHP
10221208 | Mini/Multi Split | PANASONIC | HMSV-A-CB | CU-2E18SBU-5 |  | Ducted Indoor Units | 0 |  | 16700 | 19 | 8.8 | 20200 | 17700 | 87.62% | 2 | 12.55 | 12.55 |  |  |  |  | R-410A | 1.3917 | Residential & Commercial | VSMSHP | Ducted CEE Tier 1
10221209 | Mini/Multi Split | PANASONIC | HMSV-A-CB | CU-3E19RBU-5 |  | Ducted Indoor Units | 0 |  | 19000 | 18.5 | 8.8 | 26000 | 18800 | 72.31% | 1.85 | 10.85 | 12.55 |  |  |  |  | R-410A | 1.5833 | Residential & Commercial | VSMSHP | Ducted CEE Tier 1
10445377 | Mini/Multi Split | LG | HMSV-A-CB | LMU300HHV |  | Ducted Indoor Units | 0 |  | 24600 | 17.5 | 9.2 | 27000 | 23000 | 85.19% | 1.85 | 10.5 | 11.7 |  |  |  |  | R-410A | 2.05 | Residential & Commercial | VSMSHP | Ducted CEE Tier 1
10445373 | Mini/Multi Split | LG | HMSV-A-CB | LMU180HHV |  | Ducted Indoor Units | 0 |  | 16500 | 17.5 | 8.6 | 22000 | 19800 | 90% | 1.83 | 12 | 12 |  |  |  |  | R-410A | 1.375 | Residential & Commercial | VSMSHP | Ducted CEE Tier 1
10445375 | Mini/Multi Split | LG | HMSV-A-CB | LMU240HHV |  | Ducted Indoor Units | 0 |  | 20000 | 17 | 9.2 | 24000 | 21600 | 90% | 1.83 | 11.5 | 11.7 |  |  |  |  | R-410A | 1.6667 | Residential & Commercial | VSMSHP | Ducted CEE Tier 1
10514711 | Mini/Multi Split | LG | HMSV-A-CB | ARUN060GSS4 |  | Ducted Indoor Units | 0 |  | 60000 | 16.2 | 9.1 | 67000 | 50000 | 74.63% | 1.83 | 10 | 10 |  |  |  |  | R-410A | 5 | Residential & Commercial | VSMSHP | Ducted CEE Tier 1
10595420 | Mini/Multi Split | RHEEM | HMSV-A-CB | ROMH18FXZHJ |  | Ducted Indoor Units | 0 |  | 18000 | 19 | 9 | 22000 | 22000 | 100% | 1.84 | 12.4 | 12.4 |  |  |  |  | R-410A | 1.5 | Residential & Commercial | VSMSHP | Ducted CEE Tier 1
10595421 | Mini/Multi Split | RUUD | HMSV-A-CB | UOMH18FXZHJ |  | Ducted Indoor Units | 0 |  | 18000 | 19 | 9 | 22000 | 22000 | 100% | 1.84 | 12.4 | 12.4 |  |  |  |  | R-410A | 1.5 | Residential & Commercial | VSMSHP | Ducted CEE Tier 1
10595426 | Mini/Multi Split | RHEEM | HMSV-A-CB | ROMH24FXZHJ |  | Ducted Indoor Units | 0 |  | 22000 | 17.8 | 9.2 | 25000 | 25600 | 102.4% | 2.06 | 12.1 | 12.1 |  |  |  |  | R-410A | 1.8333 | Residential & Commercial | VSMSHP | Ducted CEE Tier 1
10595427 | Mini/Multi Split | RUUD | HMSV-A-CB | UOMH24FXZHJ |  | Ducted Indoor Units | 0 |  | 22000 | 17.8 | 9.2 | 25000 | 25600 | 102.4% | 2.06 | 12.1 | 12.1 |  |  |  |  | R-410A | 1.8333 | Residential & Commercial | VSMSHP | Ducted CEE Tier 1
202064264 | Mini/Multi Split | SAMSUNG | HMSV-A-CB | AM036NXMDCR |  | Ducted Indoor Units | 0 |  | 38000 | 16.5 | 8.2 | 42000 | 31000 | 73.81% | 1.9 | 11.2 | 11.2 |  |  |  |  | R-410A | 3.1667 | Residential & Commercial | VSMSHP | Ducted CEE Tier 1
202083773 | Mini/Multi Split | SAMSUNG | HMSV-A-CB | AM048NXMDCR |  | Ducted Indoor Units | 0 |  | 48000 | 17.2 | 8.8 | 54000 | 38000 | 70.37% | 1.9 | 10.2 | 10.2 |  |  |  |  | R-410A | 4 | Residential & Commercial | VSMSHP | Ducted CEE Tier 1
202083811 | Mini/Multi Split | SAMSUNG | HMSV-A-CB | AM053NXMDCR |  | Ducted Indoor Units | 0 |  | 53000 | 17.5 | 8.8 | 61000 | 43000 | 70.49% | 1.9 | 9.45 | 9.45 |  |  |  |  | R-410A | 4.4167 | Residential & Commercial | VSMSHP
202084065 | Mini/Multi Split | SAMSUNG | HMSV-A-CB | AM060NXMDCR |  | Ducted Indoor Units | 0 |  | 60000 | 16.5 | 9.5 | 66000 | 47000 | 71.21% | 1.9 | 10.9 | 9.9 |  |  |  |  | R-410A | 5 | Residential & Commercial | VSMSHP
203446790 | Mini/Multi Split | HISENSE | HMSV-A-CB | AMW3-24U3SAA |  | Ducted Indoor Units | 0 |  | 24000 | 21 | 8.6 | 24600 | 24000 | 97.56% | 1.84 | 12.1 | 12.1 |  |  |  |  | R-410A | 2 | Residential & Commercial | VSMSHP | Ducted CEE Tier 1
203459336 | Mini/Multi Split | HISENSE | HMSV-A-CB | AMW4-36U3STA |  | Ducted Indoor Units | 0 |  | 32000 | 19.5 | 8.9 | 37600 | 36000 | 95.74% | 1.84 | 12 | 12 |  |  |  |  | R-410A | 2.6667 | Residential & Commercial | VSMSHP | Ducted CEE Tier 1
203994973 | Mini/Multi Split | YORK | HMSV-A-CB | YVAHP036B21S* |  | Ducted Indoor Units | 0 |  | 36000 | 18.5 | 9.5 | 40000 | 31600 | 79% | 1.77 | 13.8 | 13.2 |  |  |  |  | R-410A | 3 | Residential & Commercial | VSMSHP | Ducted CEE Tier 1
203994975 | Mini/Multi Split | HITACHI | HMSV-A-CB | HVAHP036B21S* |  | Ducted Indoor Units | 0 |  | 36000 | 18.5 | 9.5 | 40000 | 31600 | 79% | 1.77 | 13.8 | 13.2 |  |  |  |  | R-410A | 3 | Residential & Commercial | VSMSHP | Ducted CEE Tier 1
203994979 | Mini/Multi Split | Coleman | HMSV-A-CB | CVAHP036B21S* |  | Ducted Indoor Units | 0 |  | 36000 | 18.5 | 9.5 | 40000 | 31600 | 79% | 1.77 | 13.8 | 13.2 |  |  |  |  | R-410A | 3 | Residential & Commercial | VSMSHP | Ducted CEE Tier 1
203996910 | Mini/Multi Split | FRIEDRICH | HMSV-A-CB | FPHMR36A3A |  | Ducted Indoor Units | 0 |  | 32000 | 19.5 | 8.9 | 37600 | 36000 | 95.74% | 1.84 | 12 | 12 |  |  |  |  | R-410A | 2.6667 | Residential & Commercial | VSMSHP | Ducted CEE Tier 1
204005731 | Mini/Multi Split | FRIEDRICH | HMSV-A-CB | FPHMR24A3A |  | Ducted Indoor Units | 0 |  | 24000 | 21 | 8.6 | 24600 | 24000 | 97.56% | 1.84 | 12.1 | 12.1 |  |  |  |  | R-410A | 2 | Residential & Commercial | VSMSHP | Ducted CEE Tier 1
204032224 | Mini/Multi Split | HAXXAIR | HMSV-A-CB | HVHM-24T2D |  | Ducted Indoor Units | 0 |  | 24000 | 21 | 8.6 | 24600 | 24000 | 97.56% | 1.84 | 12.1 | 12.1 |  |  |  |  | R-410A | 2 | Residential & Commercial | VSMSHP | Ducted CEE Tier 1
204032225 | Mini/Multi Split | HAXXAIR | HMSV-A-CB | HVHM-36T2D |  | Ducted Indoor Units | 0 |  | 32000 | 19.5 | 8.9 | 37600 | 36000 | 95.74% | 1.84 | 12 | 12 |  |  |  |  | R-410A | 2.6667 | Residential & Commercial | VSMSHP | Ducted CEE Tier 1
213886039 | Mini/Multi Split | SLIMAIR | HMSV-A-CB | SHC2Z18VE2AG |  | Ducted Indoor Units | 0 |  | 19000 | 19 | 9.3 | 20000 | 19000 | 95% | 1.85 | 11.5 | 12 |  |  |  |  | R-410A | 1.5833 | Residential & Commercial | VSMSHP | Ducted CEE Tier 1
213886042 | Mini/Multi Split | SLIMAIR | HMSV-A-CB | SHC3Z27VE2AG |  | Ducted Indoor Units | 0 |  | 28000 | 20 | 9.5 | 28000 | 25000 | 89.29% | 1.8 | 11.5 | 11.7 |  |  |  |  | R-410A | 2.3333 | Residential & Commercial | VSMSHP | Ducted CEE Tier 1
213886048 | Mini/Multi Split | SLIMAIR | HMSV-A-CB | SHC5Z48VE2AG |  | Ducted Indoor Units | 0 |  | 47000 | 20.9 | 9 | 49000 | 42500 | 86.73% | 2 | 11.4 | 11.7 |  |  |  |  | R-410A | 3.9167 | Residential & Commercial | VSMSHP | Ducted CEE Tier 1
213886051 | Mini/Multi Split | SLIMAIR | HMSV-A-CB | SHC5Z55VE2AG |  | Ducted Indoor Units | 0 |  | 55000 | 18.8 | 9.3 | 55000 | 46000 | 83.64% | 1.9 | 10.5 | 10.5 |  |  |  |  | R-410A | 4.5833 | Residential & Commercial | VSMSHP | Ducted CEE Tier 1
204462798 | Mini/Multi Split | AIR-CON | HMSV-A-CB | AMSCI4H4S24 |  | Ducted Indoor Units | 0 |  | 24000 | 21 | 8.6 | 24600 | 24000 | 97.56% | 1.84 | 12.1 | 12.1 |  |  |  |  | R-410A | 2 | Residential & Commercial | VSMSHP | Ducted CEE Tier 1
204462799 | Mini/Multi Split | AIR-CON | HMSV-A-CB | AMSCI4H4S36 |  | Ducted Indoor Units | 0 |  | 32000 | 19.5 | 8.9 | 37600 | 36000 | 95.74% | 1.84 | 12 | 12 |  |  |  |  | R-410A | 2.6667 | Residential & Commercial | VSMSHP | Ducted CEE Tier 1
213927656 | Mini/Multi Split | Bladex | HMSV-A-CB | BME20A-18SPHP1 |  | Ducted Indoor Units | 0 |  | 18000 | 19 | 9.8 | 19000 | 13300 | 70% | 2 | 12 | 12 |  |  |  |  | R-410A | 1.5 | Residential & Commercial | VSMSHP | Ducted CEE Tier 1
204631559 | Mini/Multi Split | MIDEA | HMSV-A-CB | MV1-36DMN1-(C) |  | Ducted Indoor Units | 0 |  | 36000 | 17 | 9.2 | 37000 | 26000 | 70.27% | 1.9 | 11.9 | 11.7 |  |  |  |  | R-410A | 3 | Residential & Commercial | VSMSHP | Ducted CEE Tier 1
204631569 | Mini/Multi Split | LENNOX | HMSV-A-CB | VPB036H4M-3P |  | Ducted Indoor Units | 0 |  | 36000 | 17 | 9.2 | 37000 | 26000 | 70.27% | 1.9 | 11.9 | 11.7 |  |  |  |  | R-410A | 3 | Residential & Commercial | VSMSHP | Ducted CEE Tier 1
204793304 | Mini/Multi Split | DIAL | HMSV-A-CB | 24000Z-03-O |  | Ducted Indoor Units | 0 |  | 24000 | 21 | 8.6 | 24600 | 24000 | 97.56% | 1.84 | 12.1 | 12.1 |  |  |  |  | R-410A | 2 | Residential & Commercial | VSMSHP | Ducted CEE Tier 1
204793305 | Mini/Multi Split | DIAL | HMSV-A-CB | 36000Z-04-O |  | Ducted Indoor Units | 0 |  | 32000 | 19.5 | 8.9 | 37600 | 36000 | 95.74% | 1.84 | 12 | 12 |  |  |  |  | R-410A | 2.6667 | Residential & Commercial | VSMSHP | Ducted CEE Tier 1
204816625 | Mini/Multi Split | HISENSE | HMSV-A-CB | AMW2-18U3SFA |  | Ducted Indoor Units | 0 |  | 18000 | 19 | 9.4 | 20200 | 18000 | 89.11% | 1.84 | 11.5 | 11.5 |  |  |  |  | R-410A | 1.5 | Residential & Commercial | VSMSHP | Ducted CEE Tier 1
214056552 | Mini/Multi Split | AIR TECH | HMSV-A-CB | ATVO36NGUG2 |  | Ducted Indoor Units | 0 |  | 36000 | 18.5 | 8.7 | 36000 | 25200 | 70% | 2.2 | 0 | 11.5 |  |  |  |  | R-410A | 3 | Residential & Commercial | VSMSHP | Ducted CEE Tier 1
212528007 | Mini/Multi Split | TK'S | HMSV-A-CB | T2C-18HFN1* |  | Ducted Indoor Units | 0 |  | 18000 | 19 | 9.8 | 19000 | 13300 | 70% | 2 | 12 | 12 |  |  |  |  | R-410A | 1.5 | Residential & Commercial | VSMSHP | Ducted CEE Tier 1
205123811 | Mini/Multi Split | HISENSE | HMSV-A-CB | AMW5-42U3STA |  | Ducted Indoor Units | 0 |  | 41000 | 18 | 8.8 | 45000 | 36000 | 80% | 1.84 | 10 | 10 |  |  |  |  | R-410A | 3.4167 | Residential & Commercial | VSMSHP | Ducted CEE Tier 1
205141511 | Mini/Multi Split | FRIEDRICH | HMSV-A-CB | FPHMR42A3A |  | Ducted Indoor Units | 0 |  | 41000 | 18 | 8.8 | 45000 | 36000 | 80% | 1.84 | 10 | 10 |  |  |  |  | R-410A | 3.4167 | Residential & Commercial | VSMSHP | Ducted CEE Tier 1
205142812 | Mini/Multi Split | SAMSUNG | HMSR-A-CB | AM053TXMDCH |  | Ducted Indoor Units | 0 |  | 53000 | 17.5 | 8.8 | 61000 | 43000 | 70.49% | 1.9 | 9.45 | 9.45 |  |  |  |  | R-410A | 4.4167 | Residential & Commercial | VSMSHP
205150425 | Mini/Multi Split | AIR-CON | HMSV-A-CB | AMSCI4H4S42 |  | Ducted Indoor Units | 0 |  | 41000 | 18 | 8.8 | 45000 | 36000 | 80% | 1.84 | 10 | 10 |  |  |  |  | R-410A | 3.4167 | Residential & Commercial | VSMSHP | Ducted CEE Tier 1
205150431 | Mini/Multi Split | AIR-CON | HMSV-A-CB | AMSCI4H4S18 |  | Ducted Indoor Units | 0 |  | 18000 | 19 | 9.4 | 20200 | 18000 | 89.11% | 1.84 | 11.5 | 11.5 |  |  |  |  | R-410A | 1.5 | Residential & Commercial | VSMSHP | Ducted CEE Tier 1
205230038 | Mini/Multi Split | SAMSUNG | HMSR-A-CB | AM036TXMDCH |  | Ducted Indoor Units | 0 |  | 38000 | 16.5 | 8.2 | 42000 | 31000 | 73.81% | 1.9 | 11.2 | 11.2 |  |  |  |  | R-410A | 3.1667 | Residential & Commercial | VSMSHP | Ducted CEE Tier 1
205230039 | Mini/Multi Split | SAMSUNG | HMSR-A-CB | AM048TXMDCH |  | Ducted Indoor Units | 0 |  | 48000 | 17.2 | 8.8 | 54000 | 38000 | 70.37% | 1.9 | 10.2 | 10.2 |  |  |  |  | R-410A | 4 | Residential & Commercial | VSMSHP | Ducted CEE Tier 1
205150428 | Mini/Multi Split | FRIEDRICH | HMSV-A-CB | FPHMR18A3A |  | Ducted Indoor Units | 0 |  | 18000 | 19 | 9.4 | 20200 | 18000 | 89.11% | 1.84 | 11.5 | 11.5 |  |  |  |  | R-410A | 1.5 | Residential & Commercial | VSMSHP | Ducted CEE Tier 1
205967236 | Mini/Multi Split | LG | HMSR-A-CB | ARUM048GSS5 |  | Ducted Indoor Units | 0 |  | 48000 | 17 | 10 | 56000 | 48000 | 85.71% | 1.83 | 13 | 13 |  |  |  |  | R-410A | 4 | Residential & Commercial | VSMSHP | Ducted CEE Tier 1
206221521 | Mini/Multi Split | RUUD | HMSV-A-CB | ROMH18FXZHJ |  | Ducted Indoor Units | 0 |  | 18000 | 19 | 9 | 22000 | 22000 | 100% | 1.84 | 12.4 | 12.4 |  |  |  |  | R-410A | 1.5 | Residential & Commercial | VSMSHP | Ducted CEE Tier 1
206221524 | Mini/Multi Split | RUUD | HMSV-A-CB | ROMH24FXZHJ |  | Ducted Indoor Units | 0 |  | 22000 | 17.8 | 9.2 | 25000 | 25600 | 102.4% | 2.06 | 12.1 | 12.1 |  |  |  |  | R-410A | 1.8333 | Residential & Commercial | VSMSHP | Ducted CEE Tier 1
206714974 | Mini/Multi Split | MDV | HMSV-A-CB | M2OI-18HFN1-M |  | Ducted Indoor Units | 0 |  | 19000 | 19 | 9.3 | 20000 | 19000 | 95% | 1.85 | 11.5 | 12 |  |  |  |  | R-410A | 1.5833 | Residential & Commercial | VSMSHP | Ducted CEE Tier 1
206714980 | Mini/Multi Split | MDV | HMSV-A-CB | M2OA-18HFN1-M |  | Ducted Indoor Units | 0 |  | 18000 | 19 | 9.8 | 19000 | 13300 | 70% | 2 | 12 | 12 |  |  |  |  | R-410A | 1.5 | Residential & Commercial | VSMSHP | Ducted CEE Tier 1
206714982 | Mini/Multi Split | MDV | HMSV-A-CB | M3OI-28HFN1-M |  | Ducted Indoor Units | 0 |  | 28000 | 20 | 9.5 | 28000 | 25000 | 89.29% | 1.8 | 11.5 | 11.7 |  |  |  |  | R-410A | 2.3333 | Residential & Commercial | VSMSHP | Ducted CEE Tier 1
206717003 | Mini/Multi Split | LG | HMSV-A-CB | LMU601HV |  | Ducted Indoor Units | 0 |  | 60000 | 18.5 | 9.5 | 64000 | 45000 | 70.31% | 1.97 | 11 | 11 |  |  |  |  | R-410A | 5 | Residential & Commercial | VSMSHP | Ducted CEE Tier 1
206717006 | Mini/Multi Split | LG | HMSV-A-CB | LMU361HHV |  | Ducted Indoor Units | 0 |  | 36000 | 19 | 10 | 45000 | 40500 | 90% | 1.93 | 13.5 | 13.5 |  |  |  |  | R-410A | 3 | Residential & Commercial | VSMSHP | Ducted CEE Tier 1
206717008 | Mini/Multi Split | LG | HMSV-A-CB | LMU421HHV |  | Ducted Indoor Units | 0 |  | 42000 | 19 | 10 | 48000 | 43000 | 89.58% | 1.92 | 13.1 | 13.1 |  |  |  |  | R-410A | 3.5 | Residential & Commercial | VSMSHP | Ducted CEE Tier 1
206717009 | Mini/Multi Split | LG | HMSV-A-CB | LMU480HHV |  | Ducted Indoor Units | 0 |  | 48000 | 18.5 | 10 | 52500 | 47000 | 89.52% | 2.02 | 12.6 | 12.6 |  |  |  |  | R-410A | 4 | Residential & Commercial | VSMSHP | Ducted CEE Tier 1
206714985 | Mini/Multi Split | MDV | HMSV-A-CB | M5OG-48HFN1-M-[X]-20 |  | Ducted Indoor Units | 0 |  | 47000 | 20.9 | 9 | 49000 | 42500 | 86.73% | 2 | 11.4 | 11.7 |  |  |  |  | R-410A | 3.9167 | Residential & Commercial | VSMSHP | Ducted CEE Tier 1
206764069 | Mini/Multi Split | FRANKLIN | HMSV-A-CB | MST183E23MHAA |  | Ducted Indoor Units | 0 |  | 19000 | 19 | 9.3 | 20000 | 19000 | 95% | 1.85 | 11.5 | 12 |  |  |  |  | R-410A | 1.5833 | Residential & Commercial | VSMSHP | Ducted CEE Tier 1
207590853 | Mini/Multi Split | Convectair | HMSV-A-CB | 8522-C48-O |  | Ducted Indoor Units | 0 |  | 47000 | 20.9 | 9 | 49000 | 42500 | 86.73% | 2 | 11.4 | 11.7 |  |  |  |  | R-410A | 3.9167 | Residential & Commercial | VSMSHP | Ducted CEE Tier 1
207590847 | Mini/Multi Split | Convectair | HMSV-A-CB | 8222-C18-O |  | Ducted Indoor Units | 0 |  | 19000 | 19 | 9.3 | 20000 | 19000 | 95% | 1.85 | 11.5 | 12 |  |  |  |  | R-410A | 1.5833 | Residential & Commercial | VSMSHP | Ducted CEE Tier 1
207590850 | Mini/Multi Split | Convectair | HMSV-A-CB | 8322-C27-O |  | Ducted Indoor Units | 0 |  | 28000 | 20 | 9.5 | 28000 | 25000 | 89.29% | 1.8 | 11.5 | 11.7 |  |  |  |  | R-410A | 2.3333 | Residential & Commercial | VSMSHP | Ducted CEE Tier 1
207617651 | Mini/Multi Split | MDV | HMSV-A-CB | M3OJ-24HFN1-M |  | Ducted Indoor Units | 0 |  | 24000 | 21.3 | 9.7 | 24000 | 18000 | 75% | 1.9 | 12.5 | 12.5 |  |  |  |  | R-410A | 2 | Residential & Commercial | VSMSHP | Ducted CEE Tier 1
207617659 | Mini/Multi Split | MDV | HMSV-A-CB | M5OG-42HFN1-M-[X] |  | Ducted Indoor Units | 0 |  | 43000 | 18.7 | 9.6 | 43000 | 42500 | 98.84% | 2 | 12.5 | 11.7 |  |  |  |  | R-410A | 3.5833 | Residential & Commercial | VSMSHP | Ducted CEE Tier 1
207617656 | Mini/Multi Split | MDV | HMSV-A-CB | M3OI-24HFN1-M |  | Ducted Indoor Units | 0 |  | 24000 | 19.4 | 9.9 | 24000 | 24000 | 100% | 1.8 | 11.7 | 12 |  |  |  |  | R-410A | 2 | Residential & Commercial | VSMSHP | Ducted CEE Tier 1
207641239 | Mini/Multi Split | MDV | HMSV-A-CB | M2OA-18HFN1-M* |  | Ducted Indoor Units | 0 |  | 18000 | 19 | 9.8 | 19000 | 13300 | 70% | 2 | 12 | 12 |  |  |  |  | R-410A | 1.5 | Residential & Commercial | VSMSHP | Ducted CEE Tier 1
207641241 | Mini/Multi Split | MDV | HMSV-A-CB | M3OJ-24HFN1-M* |  | Ducted Indoor Units | 0 |  | 24000 | 21.3 | 9.7 | 24000 | 18000 | 75% | 1.9 | 12.5 | 12.5 |  |  |  |  | R-410A | 2 | Residential & Commercial | VSMSHP | Ducted CEE Tier 1
207641247 | Mini/Multi Split | MDV | HMSV-A-CB | M3OI-28HFN1-M* |  | Ducted Indoor Units | 0 |  | 28000 | 20 | 9.5 | 28000 | 25000 | 89.29% | 1.8 | 11.5 | 11.7 |  |  |  |  | R-410A | 2.3333 | Residential & Commercial | VSMSHP | Ducted CEE Tier 1
207641250 | Mini/Multi Split | MDV | HMSV-A-CB | M5OG-48HFN1-M-[X]-20* |  | Ducted Indoor Units | 0 |  | 47000 | 20.9 | 9 | 49000 | 42500 | 86.73% | 2 | 11.4 | 11.7 |  |  |  |  | R-410A | 3.9167 | Residential & Commercial | VSMSHP | Ducted CEE Tier 1
207641277 | Mini/Multi Split | NOVAIR | HMSV-A-CB | LEA18MZ-2P-25SK-O |  | Ducted Indoor Units | 0 |  | 18000 | 19 | 9.8 | 19000 | 13300 | 70% | 2 | 12 | 12 |  |  |  |  | R-410A | 1.5 | Residential & Commercial | VSMSHP | Ducted CEE Tier 1
207641280 | Mini/Multi Split | BLUERIDGE | HMSV-A-CB | BMM18C |  | Ducted Indoor Units | 0 |  | 18000 | 19 | 9.8 | 19000 | 13300 | 70% | 2 | 12 | 12 |  |  |  |  | R-410A | 1.5 | Residential & Commercial | VSMSHP | Ducted CEE Tier 1
207641292 | Mini/Multi Split | BLUERIDGE | HMSV-A-CB | BMM18HHC |  | Ducted Indoor Units | 0 |  | 19000 | 19 | 9.3 | 20000 | 19000 | 95% | 1.85 | 11.5 | 12 |  |  |  |  | R-410A | 1.5833 | Residential & Commercial | VSMSHP | Ducted CEE Tier 1
207641294 | Mini/Multi Split | BLUERIDGE | HMSV-A-CB | BMM27HHC |  | Ducted Indoor Units | 0 |  | 28000 | 20 | 9.5 | 28000 | 25000 | 89.29% | 1.8 | 11.5 | 11.7 |  |  |  |  | R-410A | 2.3333 | Residential & Commercial | VSMSHP | Ducted CEE Tier 1
207641301 | Mini/Multi Split | BLUERIDGE | HMSV-A-CB | BMM48HHC |  | Ducted Indoor Units | 0 |  | 47000 | 20.9 | 9 | 49000 | 42500 | 86.73% | 2 | 11.4 | 11.7 |  |  |  |  | R-410A | 3.9167 | Residential & Commercial | VSMSHP | Ducted CEE Tier 1
207641305 | Mini/Multi Split | LBG Products | HMSV-A-CB | LMHB18DO |  | Ducted Indoor Units | 0 |  | 18000 | 19 | 9.8 | 19000 | 13300 | 70% | 2 | 12 | 12 |  |  |  |  | R-410A | 1.5 | Residential & Commercial | VSMSHP | Ducted CEE Tier 1
207641317 | Mini/Multi Split | LBG Products | HMSV-A-CB | LMUHB18DO |  | Ducted Indoor Units | 0 |  | 19000 | 19 | 9.3 | 20000 | 19000 | 95% | 1.85 | 11.5 | 12 |  |  |  |  | R-410A | 1.5833 | Residential & Commercial | VSMSHP | Ducted CEE Tier 1
207641319 | Mini/Multi Split | LBG Products | HMSV-A-CB | LMUHB27DO |  | Ducted Indoor Units | 0 |  | 28000 | 20 | 9.5 | 28000 | 25000 | 89.29% | 1.8 | 11.5 | 11.7 |  |  |  |  | R-410A | 2.3333 | Residential & Commercial | VSMSHP | Ducted CEE Tier 1
207641326 | Mini/Multi Split | LBG Products | HMSV-A-CB | LMUHB48DO |  | Ducted Indoor Units | 0 |  | 47000 | 20.9 | 9 | 49000 | 42500 | 86.73% | 2 | 11.4 | 11.7 |  |  |  |  | R-410A | 3.9167 | Residential & Commercial | VSMSHP | Ducted CEE Tier 1
207641330 | Mini/Multi Split | SENVILLE | HMSV-A-CB | SENA/18HF/MOQ |  | Ducted Indoor Units | 0 |  | 18000 | 19 | 9.8 | 19000 | 13300 | 70% | 2 | 12 | 12 |  |  |  |  | R-410A | 1.5 | Residential & Commercial | VSMSHP | Ducted CEE Tier 1
207642877 | Mini/Multi Split | CARRIER | HMSV-A-CB | 38MGRBQ18BA3 |  | Ducted Indoor Units | 0 |  | 18000 | 19 | 9.8 | 19000 | 13300 | 70% | 2 | 12 | 12 |  |  |  |  | R-410A | 1.5 | Residential & Commercial | VSMSHP | Ducted CEE Tier 1
207642880 | Mini/Multi Split | CARRIER | HMSV-A-CB | 38MGHBQ24CA3 |  | Ducted Indoor Units | 0 |  | 24000 | 21.3 | 9.7 | 24000 | 18000 | 75% | 1.9 | 12.5 | 12.5 |  |  |  |  | R-410A | 2 | Residential & Commercial | VSMSHP | Ducted CEE Tier 1
207642889 | Mini/Multi Split | CARRIER | HMSV-A-CB | 38MGHBQ48EA3 |  | Ducted Indoor Units | 0 |  | 47000 | 20.9 | 9 | 49000 | 42500 | 86.73% | 2 | 11.4 | 11.7 |  |  |  |  | R-410A | 3.9167 | Residential & Commercial | VSMSHP | Ducted CEE Tier 1
207642898 | Mini/Multi Split | BRYANT | HMSV-A-CB | 38MGRBQ18BA3 |  | Ducted Indoor Units | 0 |  | 18000 | 19 | 9.8 | 19000 | 13300 | 70% | 2 | 12 | 12 |  |  |  |  | R-410A | 1.5 | Residential & Commercial | VSMSHP | Ducted CEE Tier 1
207642901 | Mini/Multi Split | BRYANT | HMSV-A-CB | 38MGHBQ24CA3 |  | Ducted Indoor Units | 0 |  | 24000 | 21.3 | 9.7 | 24000 | 18000 | 75% | 1.9 | 12.5 | 12.5 |  |  |  |  | R-410A | 2 | Residential & Commercial | VSMSHP | Ducted CEE Tier 1
207642910 | Mini/Multi Split | BRYANT | HMSV-A-CB | 38MGHBQ48EA3 |  | Ducted Indoor Units | 0 |  | 47000 | 20.9 | 9 | 49000 | 42500 | 86.73% | 2 | 11.4 | 11.7 |  |  |  |  | R-410A | 3.9167 | Residential & Commercial | VSMSHP | Ducted CEE Tier 1
207642919 | Mini/Multi Split | PAYNE | HMSV-A-CB | 38MGRBQ18BA3 |  | Ducted Indoor Units | 0 |  | 18000 | 19 | 9.8 | 19000 | 13300 | 70% | 2 | 12 | 12 |  |  |  |  | R-410A | 1.5 | Residential & Commercial | VSMSHP | Ducted CEE Tier 1
207642922 | Mini/Multi Split | PAYNE | HMSV-A-CB | 38MGHBQ24CA3 |  | Ducted Indoor Units | 0 |  | 24000 | 21.3 | 9.7 | 24000 | 18000 | 75% | 1.9 | 12.5 | 12.5 |  |  |  |  | R-410A | 2 | Residential & Commercial | VSMSHP | Ducted CEE Tier 1
207642931 | Mini/Multi Split | PAYNE | HMSV-A-CB | 38MGHBQ48EA3 |  | Ducted Indoor Units | 0 |  | 47000 | 20.9 | 9 | 49000 | 42500 | 86.73% | 2 | 11.4 | 11.7 |  |  |  |  | R-410A | 3.9167 | Residential & Commercial | VSMSHP | Ducted CEE Tier 1
207642940 | Mini/Multi Split | Weathermaker | HMSV-A-CB | 38MGRBQ18BA3 |  | Ducted Indoor Units | 0 |  | 18000 | 19 | 9.8 | 19000 | 13300 | 70% | 2 | 12 | 12 |  |  |  |  | R-410A | 1.5 | Residential & Commercial | VSMSHP | Ducted CEE Tier 1
207642943 | Mini/Multi Split | Weathermaker | HMSV-A-CB | 38MGHBQ24CA3 |  | Ducted Indoor Units | 0 |  | 24000 | 21.3 | 9.7 | 24000 | 18000 | 75% | 1.9 | 12.5 | 12.5 |  |  |  |  | R-410A | 2 | Residential & Commercial | VSMSHP | Ducted CEE Tier 1
207642961 | Mini/Multi Split | MIDEA | HMSV-A-CB | 38MGRBQ18BA3 |  | Ducted Indoor Units | 0 |  | 18000 | 19 | 9.8 | 19000 | 13300 | 70% | 2 | 12 | 12 |  |  |  |  | R-410A | 1.5 | Residential & Commercial | VSMSHP | Ducted CEE Tier 1
207642964 | Mini/Multi Split | MIDEA | HMSV-A-CB | 38MGHBQ24CA3 |  | Ducted Indoor Units | 0 |  | 24000 | 21.3 | 9.7 | 24000 | 18000 | 75% | 1.9 | 12.5 | 12.5 |  |  |  |  | R-410A | 2 | Residential & Commercial | VSMSHP | Ducted CEE Tier 1
207642973 | Mini/Multi Split | MIDEA | HMSV-A-CB | 38MGHBQ48EA3 |  | Ducted Indoor Units | 0 |  | 47000 | 20.9 | 9 | 49000 | 42500 | 86.73% | 2 | 11.4 | 11.7 |  |  |  |  | R-410A | 3.9167 | Residential & Commercial | VSMSHP | Ducted CEE Tier 1
207642988 | Mini/Multi Split | ARCOAIRE | HMSV-A-CB | DLCMRBH18BAK |  | Ducted Indoor Units | 0 |  | 18000 | 19 | 9.8 | 19000 | 13300 | 70% | 2 | 12 | 12 |  |  |  |  | R-410A | 1.5 | Residential & Commercial | VSMSHP | Ducted CEE Tier 1
207642991 | Mini/Multi Split | ARCOAIRE | HMSV-A-CB | DLCMHBH24CAK |  | Ducted Indoor Units | 0 |  | 24000 | 21.3 | 9.7 | 24000 | 18000 | 75% | 1.9 | 12.5 | 12.5 |  |  |  |  | R-410A | 2 | Residential & Commercial | VSMSHP | Ducted CEE Tier 1
207643009 | Mini/Multi Split | COMFORTMAKER | HMSV-A-CB | DLCMRBH18BAK |  | Ducted Indoor Units | 0 |  | 18000 | 19 | 9.8 | 19000 | 13300 | 70% | 2 | 12 | 12 |  |  |  |  | R-410A | 1.5 | Residential & Commercial | VSMSHP | Ducted CEE Tier 1
207643012 | Mini/Multi Split | COMFORTMAKER | HMSV-A-CB | DLCMHBH24CAK |  | Ducted Indoor Units | 0 |  | 24000 | 21.3 | 9.7 | 24000 | 18000 | 75% | 1.9 | 12.5 | 12.5 |  |  |  |  | R-410A | 2 | Residential & Commercial | VSMSHP | Ducted CEE Tier 1
207643021 | Mini/Multi Split | COMFORTMAKER | HMSV-A-CB | DLCMHBH48EAK |  | Ducted Indoor Units | 0 |  | 47000 | 20.9 | 9 | 49000 | 42500 | 86.73% | 2 | 11.4 | 11.7 |  |  |  |  | R-410A | 3.9167 | Residential & Commercial | VSMSHP | Ducted CEE Tier 1
207643030 | Mini/Multi Split | DAY & NIGHT | HMSV-A-CB | DLCMRBH18BAK |  | Ducted Indoor Units | 0 |  | 18000 | 19 | 9.8 | 19000 | 13300 | 70% | 2 | 12 | 12 |  |  |  |  | R-410A | 1.5 | Residential & Commercial | VSMSHP | Ducted CEE Tier 1
207643033 | Mini/Multi Split | DAY & NIGHT | HMSV-A-CB | DLCMHBH24CAK |  | Ducted Indoor Units | 0 |  | 24000 | 21.3 | 9.7 | 24000 | 18000 | 75% | 1.9 | 12.5 | 12.5 |  |  |  |  | R-410A | 2 | Residential & Commercial | VSMSHP | Ducted CEE Tier 1
207643042 | Mini/Multi Split | DAY & NIGHT | HMSV-A-CB | DLCMHBH48EAK |  | Ducted Indoor Units | 0 |  | 47000 | 20.9 | 9 | 49000 | 42500 | 86.73% | 2 | 11.4 | 11.7 |  |  |  |  | R-410A | 3.9167 | Residential & Commercial | VSMSHP | Ducted CEE Tier 1
207643051 | Mini/Multi Split | HEIL | HMSV-A-CB | DLCMRBH18BAK |  | Ducted Indoor Units | 0 |  | 18000 | 19 | 9.8 | 19000 | 13300 | 70% | 2 | 12 | 12 |  |  |  |  | R-410A | 1.5 | Residential & Commercial | VSMSHP | Ducted CEE Tier 1
207643054 | Mini/Multi Split | HEIL | HMSV-A-CB | DLCMHBH24CAK |  | Ducted Indoor Units | 0 |  | 24000 | 21.3 | 9.7 | 24000 | 18000 | 75% | 1.9 | 12.5 | 12.5 |  |  |  |  | R-410A | 2 | Residential & Commercial | VSMSHP | Ducted CEE Tier 1
207643063 | Mini/Multi Split | HEIL | HMSV-A-CB | DLCMHBH48EAK |  | Ducted Indoor Units | 0 |  | 47000 | 20.9 | 9 | 49000 | 42500 | 86.73% | 2 | 11.4 | 11.7 |  |  |  |  | R-410A | 3.9167 | Residential & Commercial | VSMSHP | Ducted CEE Tier 1
207643072 | Mini/Multi Split | KEEPRITE | HMSV-A-CB | DLCMRBH18BAK |  | Ducted Indoor Units | 0 |  | 18000 | 19 | 9.8 | 19000 | 13300 | 70% | 2 | 12 | 12 |  |  |  |  | R-410A | 1.5 | Residential & Commercial | VSMSHP | Ducted CEE Tier 1
207643075 | Mini/Multi Split | KEEPRITE | HMSV-A-CB | DLCMHBH24CAK |  | Ducted Indoor Units | 0 |  | 24000 | 21.3 | 9.7 | 24000 | 18000 | 75% | 1.9 | 12.5 | 12.5 |  |  |  |  | R-410A | 2 | Residential & Commercial | VSMSHP | Ducted CEE Tier 1
207643093 | Mini/Multi Split | KENMORE | HMSV-A-CB | DLCMRBH18BAK |  | Ducted Indoor Units | 0 |  | 18000 | 19 | 9.8 | 19000 | 13300 | 70% | 2 | 12 | 12 |  |  |  |  | R-410A | 1.5 | Residential & Commercial | VSMSHP | Ducted CEE Tier 1
207643096 | Mini/Multi Split | KENMORE | HMSV-A-CB | DLCMHBH24CAK |  | Ducted Indoor Units | 0 |  | 24000 | 21.3 | 9.7 | 24000 | 18000 | 75% | 1.9 | 12.5 | 12.5 |  |  |  |  | R-410A | 2 | Residential & Commercial | VSMSHP | Ducted CEE Tier 1
207643105 | Mini/Multi Split | KENMORE | HMSV-A-CB | DLCMHBH48EAK |  | Ducted Indoor Units | 0 |  | 47000 | 20.9 | 9 | 49000 | 42500 | 86.73% | 2 | 11.4 | 11.7 |  |  |  |  | R-410A | 3.9167 | Residential & Commercial | VSMSHP | Ducted CEE Tier 1
207643114 | Mini/Multi Split | MIDEA | HMSV-A-CB | DLCMRBH18BAK |  | Ducted Indoor Units | 0 |  | 18000 | 19 | 9.8 | 19000 | 13300 | 70% | 2 | 12 | 12 |  |  |  |  | R-410A | 1.5 | Residential & Commercial | VSMSHP | Ducted CEE Tier 1
207643117 | Mini/Multi Split | MIDEA | HMSV-A-CB | DLCMHBH24CAK |  | Ducted Indoor Units | 0 |  | 24000 | 21.3 | 9.7 | 24000 | 18000 | 75% | 1.9 | 12.5 | 12.5 |  |  |  |  | R-410A | 2 | Residential & Commercial | VSMSHP | Ducted CEE Tier 1
207643126 | Mini/Multi Split | MIDEA | HMSV-A-CB | DLCMHBH48EAK |  | Ducted Indoor Units | 0 |  | 47000 | 20.9 | 9 | 49000 | 42500 | 86.73% | 2 | 11.4 | 11.7 |  |  |  |  | R-410A | 3.9167 | Residential & Commercial | VSMSHP | Ducted CEE Tier 1
207643135 | Mini/Multi Split | TEMPSTAR | HMSV-A-CB | DLCMRBH18BAK |  | Ducted Indoor Units | 0 |  | 18000 | 19 | 9.8 | 19000 | 13300 | 70% | 2 | 12 | 12 |  |  |  |  | R-410A | 1.5 | Residential & Commercial | VSMSHP | Ducted CEE Tier 1
207643138 | Mini/Multi Split | TEMPSTAR | HMSV-A-CB | DLCMHBH24CAK |  | Ducted Indoor Units | 0 |  | 24000 | 21.3 | 9.7 | 24000 | 18000 | 75% | 1.9 | 12.5 | 12.5 |  |  |  |  | R-410A | 2 | Residential & Commercial | VSMSHP | Ducted CEE Tier 1
207643147 | Mini/Multi Split | TEMPSTAR | HMSV-A-CB | DLCMHBH48EAK |  | Ducted Indoor Units | 0 |  | 47000 | 20.9 | 9 | 49000 | 42500 | 86.73% | 2 | 11.4 | 11.7 |  |  |  |  | R-410A | 3.9167 | Residential & Commercial | VSMSHP | Ducted CEE Tier 1
207643156 | Mini/Multi Split | SMART COMFORT | HMSV-A-CB | DLCMRBH18BAK |  | Ducted Indoor Units | 0 |  | 18000 | 19 | 9.8 | 19000 | 13300 | 70% | 2 | 12 | 12 |  |  |  |  | R-410A | 1.5 | Residential & Commercial | VSMSHP | Ducted CEE Tier 1
207643159 | Mini/Multi Split | SMART COMFORT | HMSV-A-CB | DLCMHBH24CAK |  | Ducted Indoor Units | 0 |  | 24000 | 21.3 | 9.7 | 24000 | 18000 | 75% | 1.9 | 12.5 | 12.5 |  |  |  |  | R-410A | 2 | Residential & Commercial | VSMSHP | Ducted CEE Tier 1
207643177 | Mini/Multi Split | AIRQUEST | HMSV-A-CB | DLCMRBH18BAK |  | Ducted Indoor Units | 0 |  | 18000 | 19 | 9.8 | 19000 | 13300 | 70% | 2 | 12 | 12 |  |  |  |  | R-410A | 1.5 | Residential & Commercial | VSMSHP | Ducted CEE Tier 1
207643180 | Mini/Multi Split | AIRQUEST | HMSV-A-CB | DLCMHBH24CAK |  | Ducted Indoor Units | 0 |  | 24000 | 21.3 | 9.7 | 24000 | 18000 | 75% | 1.9 | 12.5 | 12.5 |  |  |  |  | R-410A | 2 | Residential & Commercial | VSMSHP | Ducted CEE Tier 1
207643189 | Mini/Multi Split | AIRQUEST | HMSV-A-CB | DLCMHBH48EAK |  | Ducted Indoor Units | 0 |  | 47000 | 20.9 | 9 | 49000 | 42500 | 86.73% | 2 | 11.4 | 11.7 |  |  |  |  | R-410A | 3.9167 | Residential & Commercial | VSMSHP | Ducted CEE Tier 1
207657336 | Mini/Multi Split | PERFECTAIRE | HMSV-A-CB | 3PAMS18-HH-MZO2 |  | Ducted Indoor Units | 0 |  | 19000 | 19 | 9.3 | 20000 | 19000 | 95% | 1.85 | 11.5 | 12 |  |  |  |  | R-410A | 1.5833 | Residential & Commercial | VSMSHP | Ducted CEE Tier 1
207657338 | Mini/Multi Split | PERFECTAIRE | HMSV-A-CB | 3PAMS27-HH-MZO3 |  | Ducted Indoor Units | 0 |  | 28000 | 20 | 9.5 | 28000 | 25000 | 89.29% | 1.8 | 11.5 | 11.7 |  |  |  |  | R-410A | 2.3333 | Residential & Commercial | VSMSHP | Ducted CEE Tier 1
207657345 | Mini/Multi Split | PERFECTAIRE | HMSV-A-CB | 3PAMS48-HH-MZO5 |  | Ducted Indoor Units | 0 |  | 47000 | 20.9 | 9 | 49000 | 42500 | 86.73% | 2 | 11.4 | 11.7 |  |  |  |  | R-410A | 3.9167 | Residential & Commercial | VSMSHP | Ducted CEE Tier 1
207657348 | Mini/Multi Split | PERFECTAIRE | HMSV-A-CB | 3PAMSH18-MZO2 |  | Ducted Indoor Units | 0 |  | 18000 | 19 | 9.8 | 19000 | 13300 | 70% | 2 | 12 | 12 |  |  |  |  | R-410A | 1.5 | Residential & Commercial | VSMSHP | Ducted CEE Tier 1
207657360 | Mini/Multi Split | KARDA | HMSV-A-CB | 3KARDA18MZ2 |  | Ducted Indoor Units | 0 |  | 18000 | 19 | 9.8 | 19000 | 13300 | 70% | 2 | 12 | 12 |  |  |  |  | R-410A | 1.5 | Residential & Commercial | VSMSHP | Ducted CEE Tier 1
207657598 | Mini/Multi Split | KERR | HMSV-A-CB | A-KMH18DV-1 |  | Ducted Indoor Units | 0 |  | 19000 | 19 | 9.3 | 20000 | 19000 | 95% | 1.85 | 11.5 | 12 |  |  |  |  | R-410A | 1.5833 | Residential & Commercial | VSMSHP | Ducted CEE Tier 1
207657602 | Mini/Multi Split | KERR | HMSV-A-CB | A-KMH28TV-1 |  | Ducted Indoor Units | 0 |  | 28000 | 20 | 9.5 | 28000 | 25000 | 89.29% | 1.8 | 11.5 | 11.7 |  |  |  |  | R-410A | 2.3333 | Residential & Commercial | VSMSHP | Ducted CEE Tier 1
207657607 | Mini/Multi Split | KERR | HMSV-A-CB | A-KMH48PV-1 |  | Ducted Indoor Units | 0 |  | 47000 | 20.9 | 9 | 49000 | 42500 | 86.73% | 2 | 11.4 | 11.7 |  |  |  |  | R-410A | 3.9167 | Residential & Commercial | VSMSHP | Ducted CEE Tier 1
207657609 | Mini/Multi Split | COMFORT-AIRE | HMSV-A-CB | A-VMH18DV-1 |  | Ducted Indoor Units | 0 |  | 19000 | 19 | 9.3 | 20000 | 19000 | 95% | 1.85 | 11.5 | 12 |  |  |  |  | R-410A | 1.5833 | Residential & Commercial | VSMSHP | Ducted CEE Tier 1
207657613 | Mini/Multi Split | COMFORT-AIRE | HMSV-A-CB | A-VMH28TV-1 |  | Ducted Indoor Units | 0 |  | 28000 | 20 | 9.5 | 28000 | 25000 | 89.29% | 1.8 | 11.5 | 11.7 |  |  |  |  | R-410A | 2.3333 | Residential & Commercial | VSMSHP | Ducted CEE Tier 1
207658619 | Mini/Multi Split | MDV | HMSV-A-CB | M5OG-48HFN1-M-[X]-20-L |  | Ducted Indoor Units | 0 |  | 47000 | 20.9 | 9 | 49000 | 42500 | 86.73% | 2 | 11.4 | 11.7 |  |  |  |  | R-410A | 3.9167 | Residential & Commercial | VSMSHP | Ducted CEE Tier 1
207657618 | Mini/Multi Split | COMFORT-AIRE | HMSV-A-CB | A-VMH48PV-1 |  | Ducted Indoor Units | 0 |  | 47000 | 20.9 | 9 | 49000 | 42500 | 86.73% | 2 | 11.4 | 11.7 |  |  |  |  | R-410A | 3.9167 | Residential & Commercial | VSMSHP | Ducted CEE Tier 1
207658965 | Mini/Multi Split | COMFORTSTAR | HMSV-A-CB | CMZ-18-2Z |  | Ducted Indoor Units | 0 |  | 18000 | 19 | 9.8 | 19000 | 13300 | 70% | 2 | 12 | 12 |  |  |  |  | R-410A | 1.5 | Residential & Commercial | VSMSHP | Ducted CEE Tier 1
207658977 | Mini/Multi Split | COMFORTSTAR | HMSV-A-CB | CVH-18-2SH |  | Ducted Indoor Units | 0 |  | 19000 | 19 | 9.3 | 20000 | 19000 | 95% | 1.85 | 11.5 | 12 |  |  |  |  | R-410A | 1.5833 | Residential & Commercial | VSMSHP | Ducted CEE Tier 1
207658980 | Mini/Multi Split | COMFORTSTAR | HMSV-A-CB | CVH-27-3SH |  | Ducted Indoor Units | 0 |  | 28000 | 20 | 9.5 | 28000 | 25000 | 89.29% | 1.8 | 11.5 | 11.7 |  |  |  |  | R-410A | 2.3333 | Residential & Commercial | VSMSHP | Ducted CEE Tier 1
207658985 | Mini/Multi Split | COMFORTSTAR | HMSV-A-CB | CVH-48-5SH |  | Ducted Indoor Units | 0 |  | 47000 | 20.9 | 9 | 49000 | 42500 | 86.73% | 2 | 11.4 | 11.7 |  |  |  |  | R-410A | 3.9167 | Residential & Commercial | VSMSHP | Ducted CEE Tier 1
207683263 | Mini/Multi Split | CanAir | HMSV-A-CB | C28MC218H21 |  | Ducted Indoor Units | 0 |  | 18000 | 19 | 9.8 | 19000 | 13300 | 70% | 2 | 12 | 12 |  |  |  |  | R-410A | 1.5 | Residential & Commercial | VSMSHP | Ducted CEE Tier 1
207683272 | Mini/Multi Split | CanAir | HMSV-A-CB | C28MC548H21 |  | Ducted Indoor Units | 0 |  | 47000 | 20.9 | 9 | 49000 | 42500 | 86.73% | 2 | 11.4 | 11.7 |  |  |  |  | R-410A | 3.9167 | Residential & Commercial | VSMSHP | Ducted CEE Tier 1
207683266 | Mini/Multi Split | CanAir | HMSV-A-CB | C28MC324H21 |  | Ducted Indoor Units | 0 |  | 24000 | 21.3 | 9.7 | 24000 | 18000 | 75% | 1.9 | 12.5 | 12.5 |  |  |  |  | R-410A | 2 | Residential & Commercial | VSMSHP | Ducted CEE Tier 1
207683472 | Mini/Multi Split | MIDEA | HMSV-A-CB | MMCMRAQ18BA3 |  | Ducted Indoor Units | 0 |  | 18000 | 19 | 9.8 | 19000 | 13300 | 70% | 2 | 12 | 12 |  |  |  |  | R-410A | 1.5 | Residential & Commercial | VSMSHP | Ducted CEE Tier 1
207683475 | Mini/Multi Split | MIDEA | HMSV-A-CB | MMCMHAQ24CA3 |  | Ducted Indoor Units | 0 |  | 24000 | 21.3 | 9.7 | 24000 | 18000 | 75% | 1.9 | 12.5 | 12.5 |  |  |  |  | R-410A | 2 | Residential & Commercial | VSMSHP | Ducted CEE Tier 1
207691825 | Mini/Multi Split | YONAN | HMSV-A-CB | YSMO-18HRN1 |  | Ducted Indoor Units | 0 |  | 18000 | 19 | 9.8 | 19000 | 13300 | 70% | 2 | 12 | 12 |  |  |  |  | R-410A | 1.5 | Residential & Commercial | VSMSHP | Ducted CEE Tier 1
207699117 | Mini/Multi Split | LENNOX | HMSV-A-CB | MPC024S4M-1P |  | Ducted Indoor Units | 0 |  | 24000 | 16 | 8.6 | 24000 | 19000 | 79.17% | 1.9 | 11 | 11.7 |  |  |  |  | R-410A | 2 | Residential & Commercial | VSMSHP | Ducted CEE Tier 1
207691848 | Mini/Multi Split | KANIONco | HMSV-A-CB | KWSMO-18R410AIHMV |  | Ducted Indoor Units | 0 |  | 18000 | 19 | 9.8 | 19000 | 13300 | 70% | 2 | 12 | 12 |  |  |  |  | R-410A | 1.5 | Residential & Commercial | VSMSHP | Ducted CEE Tier 1
216770129 | Mini/Multi Split | WILLIS | HMSV-A-CB | GWHD(18)ND6MO |  | Ducted Indoor Units | 0 |  | 18000 | 18 | 8.1 | 18000 | 13600 | 75.56% | 1.86 | 0 | 11.7 |  |  |  |  | R-32 | 1.5 | Residential & Commercial | VSMSHP | Ducted CEE Tier 1
216770131 | Mini/Multi Split | WILLIS | HMSV-A-CB | GWHD(24)ND6MO |  | Ducted Indoor Units | 0 |  | 24000 | 18 | 8.1 | 24000 | 21600 | 90% | 1.86 | 0 | 12 |  |  |  |  | R-32 | 2 | Residential & Commercial | VSMSHP | Ducted CEE Tier 1
216770132 | Mini/Multi Split | WILLIS | HMSV-A-CB | GWHD(30)ND6MO |  | Ducted Indoor Units | 0 |  | 28400 | 18 | 8.1 | 30000 | 26000 | 86.67% | 1.88 | 0 | 12 |  |  |  |  | R-32 | 2.3667 | Residential & Commercial | VSMSHP | Ducted CEE Tier 1
216770133 | Mini/Multi Split | WILLIS | HMSV-A-CB | GWHD(36)ND6MO |  | Ducted Indoor Units | 0 |  | 36000 | 18 | 8.1 | 36000 | 33000 | 91.67% | 1.9 | 0 | 11.7 |  |  |  |  | R-32 | 3 | Residential & Commercial | VSMSHP | Ducted CEE Tier 1
216770134 | Mini/Multi Split | WILLIS | HMSV-A-CB | GWHD(42)ND6MO |  | Ducted Indoor Units | 0 |  | 42000 | 18 | 8.1 | 42000 | 36000 | 85.71% | 1.9 | 0 | 12 |  |  |  |  | R-32 | 3.5 | Residential & Commercial | VSMSHP | Ducted CEE Tier 1
207699108 | Mini/Multi Split | LENNOX | HMSV-A-CB | MLB048S4M-2P |  | Ducted Indoor Units | 0 |  | 47000 | 20.9 | 9 | 49000 | 42500 | 86.73% | 2 | 11.4 | 11.7 |  |  |  |  | R-410A | 3.9167 | Residential & Commercial | VSMSHP | Ducted CEE Tier 1
207699114 | Mini/Multi Split | MDV | HMSV-A-CB | M3OJ-24HFN1-M-L |  | Ducted Indoor Units | 0 |  | 24000 | 16 | 8.6 | 24000 | 19000 | 79.17% | 1.9 | 11 | 11.7 |  |  |  |  | R-410A | 2 | Residential & Commercial | VSMSHP | Ducted CEE Tier 1
207742362 | Mini/Multi Split | C&H | HMSV-A-CB | CH-18MES-230VO |  | Ducted Indoor Units | 0 |  | 18000 | 19 | 9.8 | 19000 | 13300 | 70% | 2 | 12 | 12 |  |  |  |  | R-410A | 1.5 | Residential & Commercial | VSMSHP | Ducted CEE Tier 1
207742374 | Mini/Multi Split | C&H | HMSV-A-CB | CH-HPR19M-230VO |  | Ducted Indoor Units | 0 |  | 19000 | 19 | 9.3 | 20000 | 19000 | 95% | 1.85 | 11.5 | 12 |  |  |  |  | R-410A | 1.5833 | Residential & Commercial | VSMSHP | Ducted CEE Tier 1
207742377 | Mini/Multi Split | C&H | HMSV-A-CB | CH-HPR28M-230VO |  | Ducted Indoor Units | 0 |  | 28000 | 20 | 9.5 | 28000 | 25000 | 89.29% | 1.8 | 11.5 | 11.7 |  |  |  |  | R-410A | 2.3333 | Residential & Commercial | VSMSHP | Ducted CEE Tier 1
207742406 | Mini/Multi Split | TK'S | HMSV-A-CB | T2C-18HFN1 |  | Ducted Indoor Units | 0 |  | 18000 | 19 | 9.8 | 19000 | 13300 | 70% | 2 | 12 | 12 |  |  |  |  | R-410A | 1.5 | Residential & Commercial | VSMSHP | Ducted CEE Tier 1
207742461 | Mini/Multi Split | ELIOS | HMSV-A-CB | DEA18HOM25230X3 |  | Ducted Indoor Units | 0 |  | 19000 | 19 | 9.3 | 20000 | 19000 | 95% | 1.85 | 11.5 | 12 |  |  |  |  | R-410A | 1.5833 | Residential & Commercial | VSMSHP | Ducted CEE Tier 1
207742464 | Mini/Multi Split | ELIOS | HMSV-A-CB | DEA27HOM25230X3 |  | Ducted Indoor Units | 0 |  | 28000 | 20 | 9.5 | 28000 | 25000 | 89.29% | 1.8 | 11.5 | 11.7 |  |  |  |  | R-410A | 2.3333 | Residential & Commercial | VSMSHP | Ducted CEE Tier 1
207742473 | Mini/Multi Split | ELIOS | HMSV-A-CB | DEA18HOM23230X2 |  | Ducted Indoor Units | 0 |  | 18000 | 19 | 9.8 | 19000 | 13300 | 70% | 2 | 12 | 12 |  |  |  |  | R-410A | 1.5 | Residential & Commercial | VSMSHP | Ducted CEE Tier 1
207742530 | Mini/Multi Split | MOOVAIR | HMSV-A-CB | DMA18HOM23230X2 |  | Ducted Indoor Units | 0 |  | 18000 | 19 | 9.8 | 19000 | 13300 | 70% | 2 | 12 | 12 |  |  |  |  | R-410A | 1.5 | Residential & Commercial | VSMSHP | Ducted CEE Tier 1
207742542 | Mini/Multi Split | MOOVAIR | HMSV-A-CB | DMA18HOM25230X3 |  | Ducted Indoor Units | 0 |  | 19000 | 19 | 9.3 | 20000 | 19000 | 95% | 1.85 | 11.5 | 12 |  |  |  |  | R-410A | 1.5833 | Residential & Commercial | VSMSHP | Ducted CEE Tier 1
207742545 | Mini/Multi Split | MOOVAIR | HMSV-A-CB | DMA27HOM25230X3 |  | Ducted Indoor Units | 0 |  | 28000 | 20 | 9.5 | 28000 | 25000 | 89.29% | 1.8 | 11.5 | 11.7 |  |  |  |  | R-410A | 2.3333 | Residential & Commercial | VSMSHP | Ducted CEE Tier 1
207742551 | Mini/Multi Split | MOOVAIR | HMSV-A-CB | DMA48HOM25230X3 |  | Ducted Indoor Units | 0 |  | 47000 | 20.9 | 9 | 49000 | 42500 | 86.73% | 2 | 11.4 | 11.7 |  |  |  |  | R-410A | 3.9167 | Residential & Commercial | VSMSHP | Ducted CEE Tier 1
207743795 | Mini/Multi Split | DIRECT AIR | HMSV-A-CB | DIRM-48HXPRO28-5Z |  | Ducted Indoor Units | 0 |  | 47000 | 20.9 | 9 | 49000 | 42500 | 86.73% | 2 | 11.4 | 11.7 |  |  |  |  | R-410A | 3.9167 | Residential & Commercial | VSMSHP | Ducted CEE Tier 1
207743708 | Mini/Multi Split | AURORA | HMSV-A-CB | AU-MU18-2A-U |  | Ducted Indoor Units | 0 |  | 18000 | 19 | 9.8 | 19000 | 13300 | 70% | 2 | 12 | 12 |  |  |  |  | R-410A | 1.5 | Residential & Commercial | VSMSHP | Ducted CEE Tier 1
207743774 | Mini/Multi Split | DIRECT AIR | HMSV-A-CB | DIRM-18DA25-2Z |  | Ducted Indoor Units | 0 |  | 18000 | 19 | 9.8 | 19000 | 13300 | 70% | 2 | 12 | 12 |  |  |  |  | R-410A | 1.5 | Residential & Commercial | VSMSHP | Ducted CEE Tier 1
207743786 | Mini/Multi Split | DIRECT AIR | HMSV-A-CB | DIRM-18HXPRO28-2Z |  | Ducted Indoor Units | 0 |  | 19000 | 19 | 9.3 | 20000 | 19000 | 95% | 1.85 | 11.5 | 12 |  |  |  |  | R-410A | 1.5833 | Residential & Commercial | VSMSHP | Ducted CEE Tier 1
207743789 | Mini/Multi Split | DIRECT AIR | HMSV-A-CB | DIRM-28HXPRO28-3Z |  | Ducted Indoor Units | 0 |  | 28000 | 20 | 9.5 | 28000 | 25000 | 89.29% | 1.8 | 11.5 | 11.7 |  |  |  |  | R-410A | 2.3333 | Residential & Commercial | VSMSHP | Ducted CEE Tier 1
207760022 | Mini/Multi Split | BOSCH | HMSV-A-CB | BMS500-AAM018-1CSXRC |  | Ducted Indoor Units | 0 |  | 18000 | 19 | 9.8 | 19000 | 13300 | 70% | 2 | 12 | 12 |  |  |  |  | R-410A | 1.5 | Residential & Commercial | VSMSHP | Ducted CEE Tier 1
207760034 | Mini/Multi Split | BOSCH | HMSV-A-CB | BMS500-AAM018-1CSXHC |  | Ducted Indoor Units | 0 |  | 19000 | 19 | 9.3 | 20000 | 19000 | 95% | 1.85 | 11.5 | 12 |  |  |  |  | R-410A | 1.5833 | Residential & Commercial | VSMSHP | Ducted CEE Tier 1
207760037 | Mini/Multi Split | BOSCH | HMSV-A-CB | BMS500-AAM027-1CSXHC |  | Ducted Indoor Units | 0 |  | 28000 | 20 | 9.5 | 28000 | 25000 | 89.29% | 1.8 | 11.5 | 11.7 |  |  |  |  | R-410A | 2.3333 | Residential & Commercial | VSMSHP | Ducted CEE Tier 1
207760043 | Mini/Multi Split | BOSCH | HMSV-A-CB | BMS500-AAM048-1CSXHC |  | Ducted Indoor Units | 0 |  | 47000 | 20.9 | 9 | 49000 | 42500 | 86.73% | 2 | 11.4 | 11.7 |  |  |  |  | R-410A | 3.9167 | Residential & Commercial | VSMSHP | Ducted CEE Tier 1
207768731 | Mini/Multi Split | LENNOX | HMSV-A-CB | MLB030S4M-1P |  | Ducted Indoor Units | 0 |  | 28000 | 20 | 9.5 | 28000 | 25000 | 89.29% | 1.8 | 11.5 | 11.7 |  |  |  |  | R-410A | 2.3333 | Residential & Commercial | VSMSHP | Ducted CEE Tier 1
207768722 | Mini/Multi Split | LENNOX | HMSV-A-CB | MPC018S4M-1P |  | Ducted Indoor Units | 0 |  | 18000 | 19 | 9.8 | 19000 | 13300 | 70% | 2 | 12 | 12 |  |  |  |  | R-410A | 1.5 | Residential & Commercial | VSMSHP | Ducted CEE Tier 1
207768728 | Mini/Multi Split | LENNOX | HMSV-A-CB | MLB018S4M-1P |  | Ducted Indoor Units | 0 |  | 19000 | 19 | 9.3 | 20000 | 19000 | 95% | 1.85 | 11.5 | 12 |  |  |  |  | R-410A | 1.5833 | Residential & Commercial | VSMSHP | Ducted CEE Tier 1
207787172 | Mini/Multi Split | Durastar | HMSV-A-CB | DRA2U18M1B |  | Ducted Indoor Units | 0 |  | 18000 | 19 | 9.8 | 19000 | 13300 | 70% | 2 | 12 | 12 |  |  |  |  | R-410A | 1.5 | Residential & Commercial | VSMSHP | Ducted CEE Tier 1
207804199 | Mini/Multi Split | SUNCHILLERS | HMSV-A-CB | M18ODU-UL2P |  | Ducted Indoor Units | 0 |  | 18000 | 19 | 9.8 | 19000 | 13300 | 70% | 2 | 12 | 12 |  |  |  |  | R-410A | 1.5 | Residential & Commercial | VSMSHP | Ducted CEE Tier 1
207821947 | Mini/Multi Split | Innovair | HMSV-A-CB | VOM18H7R2P7 |  | Ducted Indoor Units | 0 |  | 18000 | 19 | 9.4 | 20200 | 18000 | 89.11% | 1.84 | 11.5 | 11.5 |  |  |  |  | R-410A | 1.5 | Residential & Commercial | VSMSHP | Ducted CEE Tier 1
207821950 | Mini/Multi Split | Innovair | HMSV-A-CB | VOM24H7R3P7 |  | Ducted Indoor Units | 0 |  | 24000 | 21 | 8.6 | 24600 | 24000 | 97.56% | 1.84 | 12.1 | 12.1 |  |  |  |  | R-410A | 2 | Residential & Commercial | VSMSHP | Ducted CEE Tier 1
207821956 | Mini/Multi Split | Innovair | HMSV-A-CB | VOM42H7R5P7 |  | Ducted Indoor Units | 0 |  | 41000 | 18 | 8.8 | 45000 | 36000 | 80% | 1.84 | 10 | 10 |  |  |  |  | R-410A | 3.4167 | Residential & Commercial | VSMSHP | Ducted CEE Tier 1
207821953 | Mini/Multi Split | Innovair | HMSV-A-CB | VOM36H7R4P7 |  | Ducted Indoor Units | 0 |  | 32000 | 19.5 | 8.9 | 37600 | 36000 | 95.74% | 1.84 | 12 | 12 |  |  |  |  | R-410A | 2.6667 | Residential & Commercial | VSMSHP | Ducted CEE Tier 1
207825499 | Mini/Multi Split | ECO AC | HMSV-A-CB | EMH-2O18BB |  | Ducted Indoor Units | 0 |  | 18000 | 19 | 9.8 | 19000 | 13300 | 70% | 2 | 12 | 12 |  |  |  |  | R-410A | 1.5 | Residential & Commercial | VSMSHP | Ducted CEE Tier 1
207825565 | Mini/Multi Split | 1HVAC | HMSV-A-CB | ACIQ-18Z-HH-M2B |  | Ducted Indoor Units | 0 |  | 19000 | 19 | 9.3 | 20000 | 19000 | 95% | 1.85 | 11.5 | 12 |  |  |  |  | R-410A | 1.5833 | Residential & Commercial | VSMSHP | Ducted CEE Tier 1
207825568 | Mini/Multi Split | 1HVAC | HMSV-A-CB | ACIQ-27Z-HH-M3B |  | Ducted Indoor Units | 0 |  | 28000 | 20 | 9.5 | 28000 | 25000 | 89.29% | 1.8 | 11.5 | 11.7 |  |  |  |  | R-410A | 2.3333 | Residential & Commercial | VSMSHP | Ducted CEE Tier 1
207825598 | Mini/Multi Split | DIYCOOL | HMSV-A-CB | ACIQ-48Z-HH-M5B |  | Ducted Indoor Units | 0 |  | 47000 | 20.9 | 9 | 49000 | 42500 | 86.73% | 2 | 11.4 | 11.7 |  |  |  |  | R-410A | 3.9167 | Residential & Commercial | VSMSHP | Ducted CEE Tier 1
207825574 | Mini/Multi Split | 1HVAC | HMSV-A-CB | ACIQ-48Z-HH-M5B |  | Ducted Indoor Units | 0 |  | 47000 | 20.9 | 9 | 49000 | 42500 | 86.73% | 2 | 11.4 | 11.7 |  |  |  |  | R-410A | 3.9167 | Residential & Commercial | VSMSHP | Ducted CEE Tier 1
207825577 | Mini/Multi Split | ACIQ | HMSV-A-CB | ACIQ-18Z-HH-M2B |  | Ducted Indoor Units | 0 |  | 19000 | 19 | 9.3 | 20000 | 19000 | 95% | 1.85 | 11.5 | 12 |  |  |  |  | R-410A | 1.5833 | Residential & Commercial | VSMSHP | Ducted CEE Tier 1
207825580 | Mini/Multi Split | ACIQ | HMSV-A-CB | ACIQ-27Z-HH-M3B |  | Ducted Indoor Units | 0 |  | 28000 | 20 | 9.5 | 28000 | 25000 | 89.29% | 1.8 | 11.5 | 11.7 |  |  |  |  | R-410A | 2.3333 | Residential & Commercial | VSMSHP | Ducted CEE Tier 1
207825586 | Mini/Multi Split | ACIQ | HMSV-A-CB | ACIQ-48Z-HH-M5B |  | Ducted Indoor Units | 0 |  | 47000 | 20.9 | 9 | 49000 | 42500 | 86.73% | 2 | 11.4 | 11.7 |  |  |  |  | R-410A | 3.9167 | Residential & Commercial | VSMSHP | Ducted CEE Tier 1
207825589 | Mini/Multi Split | DIYCOOL | HMSV-A-CB | ACIQ-18Z-HH-M2B |  | Ducted Indoor Units | 0 |  | 19000 | 19 | 9.3 | 20000 | 19000 | 95% | 1.85 | 11.5 | 12 |  |  |  |  | R-410A | 1.5833 | Residential & Commercial | VSMSHP | Ducted CEE Tier 1
207825592 | Mini/Multi Split | DIYCOOL | HMSV-A-CB | ACIQ-27Z-HH-M3B |  | Ducted Indoor Units | 0 |  | 28000 | 20 | 9.5 | 28000 | 25000 | 89.29% | 1.8 | 11.5 | 11.7 |  |  |  |  | R-410A | 2.3333 | Residential & Commercial | VSMSHP | Ducted CEE Tier 1
207827125 | Mini/Multi Split | AC PRO.COM | HMSV-A-CB | A2OA-18HFN1-M |  | Ducted Indoor Units | 0 |  | 18000 | 19 | 9.8 | 19000 | 13300 | 70% | 2 | 12 | 12 |  |  |  |  | R-410A | 1.5 | Residential & Commercial | VSMSHP | Ducted CEE Tier 1
216772305 | Mini/Multi Split | GREE | HMSV-A-CB | GMV-V60WL/NHC-T(U) |  | Ducted Indoor Units | 0 |  | 60000 | 17.5 | 8.7 | 64500 | 46500 | 72.09% | 2 | 0 | 9.5 |  |  |  |  | R-32 | 5 | Residential & Commercial | VSMSHP
216772306 | Mini/Multi Split | TOSOT | HMSV-A-CB | TMV-V60WL/NHC-T(U) |  | Ducted Indoor Units | 0 |  | 60000 | 17.5 | 8.7 | 64500 | 46500 | 72.09% | 2 | 0 | 9.5 |  |  |  |  | R-32 | 5 | Residential & Commercial | VSMSHP
216772315 | Mini/Multi Split | WILLIS | HMSV-A-CB | MZUHW24KR32-O |  | Ducted Indoor Units | 0 |  | 24000 | 18 | 8.1 | 24000 | 21600 | 90% | 1.86 | 0 | 12 |  |  |  |  | R-32 | 2 | Residential & Commercial | VSMSHP | Ducted CEE Tier 1
216772316 | Mini/Multi Split | WILLIS | HMSV-A-CB | MZUHW30KR32-O |  | Ducted Indoor Units | 0 |  | 28400 | 18 | 8.1 | 30000 | 26000 | 86.67% | 1.88 | 0 | 12 |  |  |  |  | R-32 | 2.3667 | Residential & Commercial | VSMSHP | Ducted CEE Tier 1
216772317 | Mini/Multi Split | WILLIS | HMSV-A-CB | MZUHW36KR32-O |  | Ducted Indoor Units | 0 |  | 36000 | 18 | 8.1 | 36000 | 33000 | 91.67% | 1.9 | 0 | 11.7 |  |  |  |  | R-32 | 3 | Residential & Commercial | VSMSHP | Ducted CEE Tier 1
216772318 | Mini/Multi Split | WILLIS | HMSV-A-CB | MZUHW42KR32-O |  | Ducted Indoor Units | 0 |  | 42000 | 18 | 8.1 | 42000 | 36000 | 85.71% | 1.9 | 0 | 12 |  |  |  |  | R-32 | 3.5 | Residential & Commercial | VSMSHP | Ducted CEE Tier 1
207862108 | Mini/Multi Split | Breeze33 | HMSV-A-CB | BZ33-HYP485Z2-G2-P |  | Ducted Indoor Units | 0 |  | 47000 | 20.9 | 9 | 49000 | 42500 | 86.73% | 2 | 11.4 | 11.7 |  |  |  |  | R-410A | 3.9167 | Residential & Commercial | VSMSHP | Ducted CEE Tier 1
216772302 | Mini/Multi Split | KINGHOME | HMSV-A-CB | KM48X6O |  | Ducted Indoor Units | 0 |  | 48000 | 18 | 8.1 | 48000 | 36000 | 75% | 1.9 | 0 | 11.7 |  |  |  |  | R-32 | 4 | Residential & Commercial | VSMSHP | Ducted CEE Tier 1
216772313 | Mini/Multi Split | WILLIS | HMSV-A-CB | MZUHW18KR32-O |  | Ducted Indoor Units | 0 |  | 18000 | 18 | 8.1 | 18000 | 13600 | 75.56% | 1.86 | 0 | 11.7 |  |  |  |  | R-32 | 1.5 | Residential & Commercial | VSMSHP | Ducted CEE Tier 1
207862052 | Mini/Multi Split | MIRAGE | HMSV-A-CB | OVMH181B |  | Ducted Indoor Units | 0 |  | 18000 | 19 | 9.8 | 19000 | 13300 | 70% | 2 | 12 | 12 |  |  |  |  | R-410A | 1.5 | Residential & Commercial | VSMSHP | Ducted CEE Tier 1
207862087 | Mini/Multi Split | Breeze33 | HMSV-A-CB | BZ33-HP182Z2-G2-P |  | Ducted Indoor Units | 0 |  | 18000 | 19 | 9.8 | 19000 | 13300 | 70% | 2 | 12 | 12 |  |  |  |  | R-410A | 1.5 | Residential & Commercial | VSMSHP | Ducted CEE Tier 1
207862099 | Mini/Multi Split | Breeze33 | HMSV-A-CB | BZ33-HYP182Z2-G2-P |  | Ducted Indoor Units | 0 |  | 19000 | 19 | 9.3 | 20000 | 19000 | 95% | 1.85 | 11.5 | 12 |  |  |  |  | R-410A | 1.5833 | Residential & Commercial | VSMSHP | Ducted CEE Tier 1
207862102 | Mini/Multi Split | Breeze33 | HMSV-A-CB | BZ33-HYP273Z2-G2-P |  | Ducted Indoor Units | 0 |  | 28000 | 20 | 9.5 | 28000 | 25000 | 89.29% | 1.8 | 11.5 | 11.7 |  |  |  |  | R-410A | 2.3333 | Residential & Commercial | VSMSHP | Ducted CEE Tier 1
216775644 | Mini/Multi Split | KADEN | HMSV-A-CB | KOB-PS318HP-2AAMA |  | Ducted Indoor Units | 0 |  | 18000 | 20 | 10 | 19000 | 14600 | 76.84% | 2.3 | 0 | 12 |  |  |  |  | R-454B | 1.5 | Residential & Commercial | VSMSHP | Ducted CEE Tier 1
208106783 | Mini/Multi Split | Allied | HMSV-A-CB | 4DHP2S18M-1P |  | Ducted Indoor Units | 0 |  | 18000 | 19 | 9.8 | 19000 | 13300 | 70% | 2 | 12 | 12 |  |  |  |  | R-410A | 1.5 | Residential & Commercial | VSMSHP | Ducted CEE Tier 1
208106786 | Mini/Multi Split | Allied | HMSV-A-CB | 4DHP2S24M-1P |  | Ducted Indoor Units | 0 |  | 24000 | 21.3 | 9.7 | 24000 | 18000 | 75% | 1.9 | 12.5 | 12.5 |  |  |  |  | R-410A | 2 | Residential & Commercial | VSMSHP | Ducted CEE Tier 1
208106795 | Mini/Multi Split | Allied | HMSV-A-CB | 4DHP2S48M-1P |  | Ducted Indoor Units | 0 |  | 47000 | 20.9 | 9 | 49000 | 42500 | 86.73% | 2 | 11.4 | 11.7 |  |  |  |  | R-410A | 3.9167 | Residential & Commercial | VSMSHP | Ducted CEE Tier 1
208106798 | Mini/Multi Split | AirEase | HMSV-A-CB | 4DHP2S18M-1P |  | Ducted Indoor Units | 0 |  | 18000 | 19 | 9.8 | 19000 | 13300 | 70% | 2 | 12 | 12 |  |  |  |  | R-410A | 1.5 | Residential & Commercial | VSMSHP | Ducted CEE Tier 1
208106801 | Mini/Multi Split | AirEase | HMSV-A-CB | 4DHP2S24M-1P |  | Ducted Indoor Units | 0 |  | 24000 | 21.3 | 9.7 | 24000 | 18000 | 75% | 1.9 | 12.5 | 12.5 |  |  |  |  | R-410A | 2 | Residential & Commercial | VSMSHP | Ducted CEE Tier 1
208106810 | Mini/Multi Split | AirEase | HMSV-A-CB | 4DHP2S48M-1P |  | Ducted Indoor Units | 0 |  | 47000 | 20.9 | 9 | 49000 | 42500 | 86.73% | 2 | 11.4 | 11.7 |  |  |  |  | R-410A | 3.9167 | Residential & Commercial | VSMSHP | Ducted CEE Tier 1
208106813 | Mini/Multi Split | Armstrong Air | HMSV-A-CB | 4DHP2S18M-1P |  | Ducted Indoor Units | 0 |  | 18000 | 19 | 9.8 | 19000 | 13300 | 70% | 2 | 12 | 12 |  |  |  |  | R-410A | 1.5 | Residential & Commercial | VSMSHP | Ducted CEE Tier 1
208106816 | Mini/Multi Split | Armstrong Air | HMSV-A-CB | 4DHP2S24M-1P |  | Ducted Indoor Units | 0 |  | 24000 | 21.3 | 9.7 | 24000 | 18000 | 75% | 1.9 | 12.5 | 12.5 |  |  |  |  | R-410A | 2 | Residential & Commercial | VSMSHP | Ducted CEE Tier 1
208106825 | Mini/Multi Split | Armstrong Air | HMSV-A-CB | 4DHP2S48M-1P |  | Ducted Indoor Units | 0 |  | 47000 | 20.9 | 9 | 49000 | 42500 | 86.73% | 2 | 11.4 | 11.7 |  |  |  |  | R-410A | 3.9167 | Residential & Commercial | VSMSHP | Ducted CEE Tier 1
208106828 | Mini/Multi Split | CONCORD | HMSV-A-CB | 4DHP2S18M-1P |  | Ducted Indoor Units | 0 |  | 18000 | 19 | 9.8 | 19000 | 13300 | 70% | 2 | 12 | 12 |  |  |  |  | R-410A | 1.5 | Residential & Commercial | VSMSHP | Ducted CEE Tier 1
208106831 | Mini/Multi Split | CONCORD | HMSV-A-CB | 4DHP2S24M-1P |  | Ducted Indoor Units | 0 |  | 24000 | 21.3 | 9.7 | 24000 | 18000 | 75% | 1.9 | 12.5 | 12.5 |  |  |  |  | R-410A | 2 | Residential & Commercial | VSMSHP | Ducted CEE Tier 1
208106840 | Mini/Multi Split | CONCORD | HMSV-A-CB | 4DHP2S48M-1P |  | Ducted Indoor Units | 0 |  | 47000 | 20.9 | 9 | 49000 | 42500 | 86.73% | 2 | 11.4 | 11.7 |  |  |  |  | R-410A | 3.9167 | Residential & Commercial | VSMSHP | Ducted CEE Tier 1
208106843 | Mini/Multi Split | DUCANE | HMSV-A-CB | 4DHP2S18M-1P |  | Ducted Indoor Units | 0 |  | 18000 | 19 | 9.8 | 19000 | 13300 | 70% | 2 | 12 | 12 |  |  |  |  | R-410A | 1.5 | Residential & Commercial | VSMSHP | Ducted CEE Tier 1
208106846 | Mini/Multi Split | DUCANE | HMSV-A-CB | 4DHP2S24M-1P |  | Ducted Indoor Units | 0 |  | 24000 | 21.3 | 9.7 | 24000 | 18000 | 75% | 1.9 | 12.5 | 12.5 |  |  |  |  | R-410A | 2 | Residential & Commercial | VSMSHP | Ducted CEE Tier 1
208106855 | Mini/Multi Split | DUCANE | HMSV-A-CB | 4DHP2S48M-1P |  | Ducted Indoor Units | 0 |  | 47000 | 20.9 | 9 | 49000 | 42500 | 86.73% | 2 | 11.4 | 11.7 |  |  |  |  | R-410A | 3.9167 | Residential & Commercial | VSMSHP | Ducted CEE Tier 1
208119918 | Mini/Multi Split | Cooper & Hunter | HMSV-A-CB | CHV6-36URBM |  | Ducted Indoor Units | 0 |  | 36000 | 16.5 | 10 | 42000 | 31000 | 73.81% | 2.1 | 12.6 | 12.6 |  |  |  |  | R-410A | 3 | Residential & Commercial | VSMSHP | Ducted CEE Tier 1
208119673 | Mini/Multi Split | Airlux | HMSV-A-CB | AM2M18O/2022 |  | Ducted Indoor Units | 0 |  | 18000 | 19 | 9.8 | 19000 | 13300 | 70% | 2 | 12 | 12 |  |  |  |  | R-410A | 1.5 | Residential & Commercial | VSMSHP | Ducted CEE Tier 1
208121869 | Mini/Multi Split | ECO-AIR | HMSV-A-CB | M2OA-18HFN1-M |  | Ducted Indoor Units | 0 |  | 18000 | 19 | 9.8 | 19000 | 13300 | 70% | 2 | 12 | 12 |  |  |  |  | R-410A | 1.5 | Residential & Commercial | VSMSHP | Ducted CEE Tier 1
208121906 | Mini/Multi Split | Alsetria | HMSV-A-CB | M2OA-18HFN1-M |  | Ducted Indoor Units | 0 |  | 18000 | 19 | 9.8 | 19000 | 13300 | 70% | 2 | 12 | 12 |  |  |  |  | R-410A | 1.5 | Residential & Commercial | VSMSHP | Ducted CEE Tier 1
208121933 | Mini/Multi Split | EMI | HMSV-A-CB | MHMZ218DA |  | Ducted Indoor Units | 0 |  | 19000 | 19 | 9.3 | 20000 | 19000 | 95% | 1.85 | 11.5 | 12 |  |  |  |  | R-410A | 1.5833 | Residential & Commercial | VSMSHP | Ducted CEE Tier 1
208121936 | Mini/Multi Split | EMI | HMSV-A-CB | MHMZ327DA |  | Ducted Indoor Units | 0 |  | 28000 | 20 | 9.5 | 28000 | 25000 | 89.29% | 1.8 | 11.5 | 11.7 |  |  |  |  | R-410A | 2.3333 | Residential & Commercial | VSMSHP | Ducted CEE Tier 1
208121942 | Mini/Multi Split | EMI | HMSV-A-CB | MHMZ548DA |  | Ducted Indoor Units | 0 |  | 47000 | 20.9 | 9 | 49000 | 42500 | 86.73% | 2 | 11.4 | 11.7 |  |  |  |  | R-410A | 3.9167 | Residential & Commercial | VSMSHP | Ducted CEE Tier 1
208121962 | Mini/Multi Split | PIONEER | HMSV-A-CB | YN020GMFI22M2E |  | Ducted Indoor Units | 0 |  | 18000 | 19 | 9.8 | 19000 | 13300 | 70% | 2 | 12 | 12 |  |  |  |  | R-410A | 1.5 | Residential & Commercial | VSMSHP | Ducted CEE Tier 1
208128283 | Mini/Multi Split | SEA BREEZE+ | HMSV-A-CB | MZ18H424ZMO |  | Ducted Indoor Units | 0 |  | 18000 | 19 | 9.8 | 19000 | 13300 | 70% | 2 | 12 | 12 |  |  |  |  | R-410A | 1.5 | Residential & Commercial | VSMSHP | Ducted CEE Tier 1
208128286 | Mini/Multi Split | SEA BREEZE+ | HMSV-A-CB | MZ27H424ZMO |  | Ducted Indoor Units | 0 |  | 24000 | 21.3 | 9.7 | 24000 | 18000 | 75% | 1.9 | 12.5 | 12.5 |  |  |  |  | R-410A | 2 | Residential & Commercial | VSMSHP | Ducted CEE Tier 1
208128295 | Mini/Multi Split | SEA BREEZE+ | HMSV-A-CB | HMZ28H424ZMO |  | Ducted Indoor Units | 0 |  | 28000 | 20 | 9.5 | 28000 | 25000 | 89.29% | 1.8 | 11.5 | 11.7 |  |  |  |  | R-410A | 2.3333 | Residential & Commercial | VSMSHP | Ducted CEE Tier 1
208131885 | Mini/Multi Split | LG | HMSV-A-CB | LMU183HV |  | Ducted Indoor Units | 0 |  | 17200 | 18.5 | 9 | 20000 | 14800 | 74% | 2 | 0 | 12.5 |  |  |  |  | R-410A | 1.4333 | Residential & Commercial | VSMSHP | Ducted CEE Tier 1
208132544 | Mini/Multi Split | MDV | HMSV-A-CB | M5OA-55HFN1-M-[X]*(2) |  | Ducted Indoor Units | 0 |  | 55000 | 18.8 | 9.3 | 55000 | 46000 | 83.64% | 1.9 | 10.5 | 10.5 |  |  |  |  | R-410A | 4.5833 | Residential & Commercial | VSMSHP | Ducted CEE Tier 1
208136320 | Mini/Multi Split | MOOVAIR | HMSV-A-CB | DMA55HOM25230X3 |  | Ducted Indoor Units | 0 |  | 55000 | 18.8 | 9.3 | 55000 | 46000 | 83.64% | 1.9 | 10.5 | 10.5 |  |  |  |  | R-410A | 4.5833 | Residential & Commercial | VSMSHP | Ducted CEE Tier 1
208284474 | Mini/Multi Split | TRUST AIR CONDITIONERS | HMSV-A-CB | M2S18H/O4S4P |  | Ducted Indoor Units | 0 |  | 18000 | 19 | 9.8 | 19000 | 13300 | 70% | 2 | 12 | 12 |  |  |  |  | R-410A | 1.5 | Residential & Commercial | VSMSHP | Ducted CEE Tier 1
208404160 | Mini/Multi Split | WESTINGHOUSE | HMSV-A-CB | WHP42M5A21S |  | Ducted Indoor Units | 0 |  | 41000 | 18 | 8.8 | 45000 | 36000 | 80% | 1.84 | 10 | 10 |  |  |  |  | R-410A | 3.4167 | Residential & Commercial | VSMSHP | Ducted CEE Tier 1
208284495 | Mini/Multi Split | TRUST AIR CONDITIONERS | HMSV-A-CB | M5H48H/O4S4P |  | Ducted Indoor Units | 0 |  | 47000 | 20.9 | 9 | 49000 | 42500 | 86.73% | 2 | 11.4 | 11.7 |  |  |  |  | R-410A | 3.9167 | Residential & Commercial | VSMSHP | Ducted CEE Tier 1
208284486 | Mini/Multi Split | TRUST AIR CONDITIONERS | HMSV-A-CB | M2H18H/O4S4P |  | Ducted Indoor Units | 0 |  | 19000 | 19 | 9.3 | 20000 | 19000 | 95% | 1.85 | 11.5 | 12 |  |  |  |  | R-410A | 1.5833 | Residential & Commercial | VSMSHP | Ducted CEE Tier 1
208284489 | Mini/Multi Split | TRUST AIR CONDITIONERS | HMSV-A-CB | M3H27H/O4S4P |  | Ducted Indoor Units | 0 |  | 28000 | 20 | 9.5 | 28000 | 25000 | 89.29% | 1.8 | 11.5 | 11.7 |  |  |  |  | R-410A | 2.3333 | Residential & Commercial | VSMSHP | Ducted CEE Tier 1
208404154 | Mini/Multi Split | WESTINGHOUSE | HMSV-A-CB | WHP18M2A21S |  | Ducted Indoor Units | 0 |  | 18000 | 19 | 9.4 | 20200 | 18000 | 89.11% | 1.84 | 11.5 | 11.5 |  |  |  |  | R-410A | 1.5 | Residential & Commercial | VSMSHP | Ducted CEE Tier 1
208404156 | Mini/Multi Split | WESTINGHOUSE | HMSV-A-CB | WHP24M3A21S |  | Ducted Indoor Units | 0 |  | 24000 | 21 | 8.6 | 24600 | 24000 | 97.56% | 1.84 | 12.1 | 12.1 |  |  |  |  | R-410A | 2 | Residential & Commercial | VSMSHP | Ducted CEE Tier 1
208404158 | Mini/Multi Split | WESTINGHOUSE | HMSV-A-CB | WHP36M4A21S |  | Ducted Indoor Units | 0 |  | 32000 | 19.5 | 8.9 | 37600 | 36000 | 95.74% | 1.84 | 12 | 12 |  |  |  |  | R-410A | 2.6667 | Residential & Commercial | VSMSHP | Ducted CEE Tier 1
208497429 | Mini/Multi Split | C&H | HMSV-A-CB | CH-HPR55M-230VO |  | Ducted Indoor Units | 0 |  | 55000 | 18.8 | 9.3 | 55000 | 46000 | 83.64% | 1.9 | 10.5 | 10.5 |  |  |  |  | R-410A | 4.5833 | Residential & Commercial | VSMSHP | Ducted CEE Tier 1
208650623 | Mini/Multi Split | BLUERIDGE | HMSV-A-CB | BMM55HHC |  | Ducted Indoor Units | 0 |  | 55000 | 18.8 | 9.3 | 55000 | 46000 | 83.64% | 1.9 | 10.5 | 10.5 |  |  |  |  | R-410A | 4.5833 | Residential & Commercial | VSMSHP | Ducted CEE Tier 1
208447949 | Mini/Multi Split | SLIMAIR | HMSV-A-CB | SHC2Z18VC2AG |  | Ducted Indoor Units | 0 |  | 18000 | 19 | 9.8 | 19000 | 13300 | 70% | 2 | 12 | 12 |  |  |  |  | R-410A | 1.5 | Residential & Commercial | VSMSHP | Ducted CEE Tier 1
208552830 | Mini/Multi Split | MRCOOL | HMSV-A-CB | MULTI2-18HP230B |  | Ducted Indoor Units | 0 |  | 18000 | 19 | 9.8 | 19000 | 13300 | 70% | 2 | 12 | 12 |  |  |  |  | R-410A | 1.5 | Residential & Commercial | VSMSHP | Ducted CEE Tier 1
208650723 | Mini/Multi Split | HAXXAIR | HMSV-A-CB | HVHM-18T2D |  | Ducted Indoor Units | 0 |  | 18000 | 19 | 9.4 | 20200 | 18000 | 89.11% | 1.84 | 11.5 | 11.5 |  |  |  |  | R-410A | 1.5 | Residential & Commercial | VSMSHP | Ducted CEE Tier 1
208568364 | Mini/Multi Split | MIDEA | HMSV-A-CB | M3OJ-24HFN1-M |  | Ducted Indoor Units | 0 |  | 24000 | 21.3 | 9.7 | 24000 | 18000 | 75% | 1.9 | 12.5 | 12.5 |  |  |  |  | R-410A | 2 | Residential & Commercial | VSMSHP | Ducted CEE Tier 1
212604260 | Mini/Multi Split | MIDEA | HMSV-A-CB | MDV-V48WMN1T* |  | Ducted Indoor Units | 0 |  | 48000 | 17.3 | 9 | 50000 | 35000 | 70% | 1.8 | 0 | 9.4 |  |  |  |  | R-410A | 4 | Residential & Commercial | VSMSHP
208816899 | Mini/Multi Split | SEA BREEZE+ | HMSV-A-CB | HMZ48H424ZMO |  | Ducted Indoor Units | 0 |  | 55000 | 18.8 | 9.3 | 55000 | 46000 | 83.64% | 1.9 | 10.5 | 10.5 |  |  |  |  | R-410A | 4.5833 | Residential & Commercial | VSMSHP | Ducted CEE Tier 1
212608409 | Mini/Multi Split | LENNOX | HMSV-A-CB | VPC036H4M-3PD* |  | Ducted Indoor Units | 0 |  | 36000 | 17.7 | 9.2 | 40000 | 28000 | 70% | 1.8 | 0 | 11.7 |  |  |  |  | R-410A | 3 | Residential & Commercial | VSMSHP | Ducted CEE Tier 1
212608417 | Mini/Multi Split | LENNOX | HMSV-A-CB | VPC048H4M-3P* |  | Ducted Indoor Units | 0 |  | 48000 | 17.3 | 9 | 50000 | 35000 | 70% | 1.8 | 0 | 9.4 |  |  |  |  | R-410A | 4 | Residential & Commercial | VSMSHP
212615019 | Mini/Multi Split | Relief Sciences | HMSV-A-CB | LANG18OD35-2 |  | Ducted Indoor Units | 0 |  | 19000 | 19 | 9.3 | 20000 | 19000 | 95% | 1.85 | 11.5 | 12 |  |  |  |  | R-410A | 1.5833 | Residential & Commercial | VSMSHP | Ducted CEE Tier 1
208816893 | Mini/Multi Split | SEA BREEZE+ | HMSV-A-CB | HMZ18H424ZMO |  | Ducted Indoor Units | 0 |  | 19000 | 19 | 9.3 | 20000 | 19000 | 95% | 1.85 | 11.5 | 12 |  |  |  |  | R-410A | 1.5833 | Residential & Commercial | VSMSHP | Ducted CEE Tier 1
208816896 | Mini/Multi Split | SEA BREEZE+ | HMSV-A-CB | HMZ24H424ZMO |  | Ducted Indoor Units | 0 |  | 24000 | 19.4 | 9.9 | 24000 | 24000 | 100% | 1.8 | 11.7 | 12 |  |  |  |  | R-410A | 2 | Residential & Commercial | VSMSHP | Ducted CEE Tier 1
209157096 | Mini/Multi Split | ApooDr | HMSV-A-CB | AM2OA-18HFN1 |  | Ducted Indoor Units | 0 |  | 18000 | 19 | 9.8 | 19000 | 13300 | 70% | 2 | 12 | 12 |  |  |  |  | R-410A | 1.5 | Residential & Commercial | VSMSHP | Ducted CEE Tier 1
212406545 | Mini/Multi Split | MIDEA | HMSV-A-CB | MDV-V36WMN1TE* |  | Ducted Indoor Units | 0 |  | 36000 | 17.7 | 9.2 | 40000 | 28000 | 70% | 1.8 | 0 | 11.7 |  |  |  |  | R-410A | 3 | Residential & Commercial | VSMSHP | Ducted CEE Tier 1
212406546 | Mini/Multi Split | LENNOX | HMSV-A-CB | VPC036H4M-3PD |  | Ducted Indoor Units | 0 |  | 36000 | 17.7 | 9.2 | 40000 | 28000 | 70% | 1.8 | 0 | 11.7 |  |  |  |  | R-410A | 3 | Residential & Commercial | VSMSHP | Ducted CEE Tier 1
209319639 | Mini/Multi Split | ECO AIR | HMSV-A-CB | M2OI-18HFN1-M |  | Ducted Indoor Units | 0 |  | 19000 | 19 | 9.3 | 20000 | 19000 | 95% | 1.85 | 11.5 | 12 |  |  |  |  | R-410A | 1.5833 | Residential & Commercial | VSMSHP | Ducted CEE Tier 1
209319642 | Mini/Multi Split | ECO AIR | HMSV-A-CB | M3OI-28HFN1-M |  | Ducted Indoor Units | 0 |  | 28000 | 20 | 9.5 | 28000 | 25000 | 89.29% | 1.8 | 11.5 | 11.7 |  |  |  |  | R-410A | 2.3333 | Residential & Commercial | VSMSHP | Ducted CEE Tier 1
209319651 | Mini/Multi Split | ECO AIR | HMSV-A-CB | M5OA-55HFN1-M-[X] |  | Ducted Indoor Units | 0 |  | 55000 | 18.8 | 9.3 | 55000 | 46000 | 83.64% | 1.9 | 10.5 | 10.5 |  |  |  |  | R-410A | 4.5833 | Residential & Commercial | VSMSHP | Ducted CEE Tier 1
209416882 | Mini/Multi Split | NOVAIR | HMSV-A-CB | LEA28MZ-3P-35SK-O |  | Ducted Indoor Units | 0 |  | 28000 | 20 | 9.5 | 28000 | 25000 | 89.29% | 1.8 | 11.5 | 11.7 |  |  |  |  | R-410A | 2.3333 | Residential & Commercial | VSMSHP | Ducted CEE Tier 1
209416885 | Mini/Multi Split | NOVAIR | HMSV-A-CB | LEA20MZ-2P-35SK-O |  | Ducted Indoor Units | 0 |  | 19000 | 19 | 9.3 | 20000 | 19000 | 95% | 1.85 | 11.5 | 12 |  |  |  |  | R-410A | 1.5833 | Residential & Commercial | VSMSHP | Ducted CEE Tier 1
209549027 | Mini/Multi Split | THERMOCORE SYSTEMS | HMSV-A-CB | T423D-H224-C |  | Ducted Indoor Units | 0 |  | 24000 | 21.3 | 9.7 | 24000 | 18000 | 75% | 1.9 | 12.5 | 12.5 |  |  |  |  | R-410A | 2 | Residential & Commercial | VSMSHP | Ducted CEE Tier 1
209843034 | Mini/Multi Split | CLASSIC | HMSV-A-CB | MMRSHC18AS2 |  | Ducted Indoor Units | 0 |  | 18000 | 19 | 9.8 | 19000 | 13300 | 70% | 2 | 12 | 12 |  |  |  |  | R-410A | 1.5 | Residential & Commercial | VSMSHP | Ducted CEE Tier 1
209843046 | Mini/Multi Split | TGM | HMSV-A-CB | MMRSHT18AS2 |  | Ducted Indoor Units | 0 |  | 18000 | 19 | 9.8 | 19000 | 13300 | 70% | 2 | 12 | 12 |  |  |  |  | R-410A | 1.5 | Residential & Commercial | VSMSHP | Ducted CEE Tier 1
209862182 | Mini/Multi Split | KLIMAIRE | HMSV-A-CB | KMIR218-H221-2 |  | Ducted Indoor Units | 0 |  | 18000 | 19 | 9.8 | 19000 | 13300 | 70% | 2 | 12 | 12 |  |  |  |  | R-410A | 1.5 | Residential & Commercial | VSMSHP | Ducted CEE Tier 1
209862185 | Mini/Multi Split | KLIMAIRE | HMSV-A-CB | KMIR324-H217-2 |  | Ducted Indoor Units | 0 |  | 24000 | 21.3 | 9.7 | 24000 | 18000 | 75% | 1.9 | 12.5 | 12.5 |  |  |  |  | R-410A | 2 | Residential & Commercial | VSMSHP | Ducted CEE Tier 1
213286761 | Mini/Multi Split | Wells | HMSV-A-CB | WMMA-18HFMO |  | Ducted Indoor Units | 0 |  | 18000 | 19 | 9.8 | 19000 | 13300 | 70% | 2 | 12 | 12 |  |  |  |  | R-410A | 1.5 | Residential & Commercial | VSMSHP | Ducted CEE Tier 1
213286776 | Mini/Multi Split | Wells | HMSV-A-CB | WMCA-18HFMO |  | Ducted Indoor Units | 0 |  | 19000 | 19 | 9.3 | 20000 | 19000 | 95% | 1.85 | 11.5 | 12 |  |  |  |  | R-410A | 1.5833 | Residential & Commercial | VSMSHP | Ducted CEE Tier 1
213286779 | Mini/Multi Split | Wells | HMSV-A-CB | WMCA-27HFMO |  | Ducted Indoor Units | 0 |  | 27000 | 19 | 10 | 27000 | 27000 | 100% | 1.8 | 0 | 11.8 |  |  |  |  | R-410A | 2.25 | Residential & Commercial | VSMSHP | Ducted CEE Tier 1
213286782 | Mini/Multi Split | Wells | HMSV-A-CB | WMCA-48HFMO |  | Ducted Indoor Units | 0 |  | 47000 | 20.9 | 9 | 49000 | 42500 | 86.73% | 2 | 11.4 | 11.7 |  |  |  |  | R-410A | 3.9167 | Residential & Commercial | VSMSHP | Ducted CEE Tier 1
213301875 | Mini/Multi Split | MDV | HMSV-A-CB | M4OX630-36HFN1-M1X |  | Ducted Indoor Units | 0 |  | 36000 | 19.4 | 10 | 36000 | 36000 | 100% | 1.9 | 0 | 12 |  |  |  |  | R-410A | 3 | Residential & Commercial | VSMSHP | Ducted CEE Tier 1
213301878 | Mini/Multi Split | MDV | HMSV-A-CB | M4OX630-36HFN1-M1X* |  | Ducted Indoor Units | 0 |  | 36000 | 19.4 | 10 | 36000 | 36000 | 100% | 1.9 | 0 | 12 |  |  |  |  | R-410A | 3 | Residential & Commercial | VSMSHP | Ducted CEE Tier 1
215415539 | Mini/Multi Split | Durastar | HMSV-A-CB | DRA6U48M2A |  | Ducted Indoor Units | 0 |  | 45000 | 20.4 | 10.6 | 47000 | 38000 | 80.85% | 2.1 | 0 | 12 |  |  |  |  | R-454B | 3.75 | Residential & Commercial | VSMSHP | Ducted CEE Tier 1
215415533 | Mini/Multi Split | Durastar | HMSV-A-CB | DRA6H48M2A |  | Ducted Indoor Units | 0 |  | 47000 | 20.4 | 11 | 48000 | 48000 | 100% | 2 | 0 | 11.7 |  |  |  |  | R-454B | 3.9167 | Residential & Commercial | VSMSHP | Ducted CEE Tier 1
215415536 | Mini/Multi Split | Durastar | HMSV-A-CB | DRA6H55M2A |  | Ducted Indoor Units | 0 |  | 53000 | 20 | 10.7 | 55000 | 48000 | 87.27% | 2.1 | 0 | 11.7 |  |  |  |  | R-454B | 4.4167 | Residential & Commercial | VSMSHP | Ducted CEE Tier 1
212615068 | Mini/Multi Split | YONAN | HMSV-A-CB | YSMO-18HFN1 |  | Ducted Indoor Units | 0 |  | 18000 | 19 | 9.8 | 19000 | 13300 | 70% | 2 | 12 | 12 |  |  |  |  | R-410A | 1.5 | Residential & Commercial | VSMSHP | Ducted CEE Tier 1
212615071 | Mini/Multi Split | YONAN | HMSV-A-CB | YSMO-24HFN1 |  | Ducted Indoor Units | 0 |  | 24000 | 21.3 | 9.7 | 24000 | 18000 | 75% | 1.9 | 12.5 | 12.5 |  |  |  |  | R-410A | 2 | Residential & Commercial | VSMSHP | Ducted CEE Tier 1
212631691 | Mini/Multi Split | Custom Comfort | HMSV-A-CB | CCOXHAMZ327HP |  | Ducted Indoor Units | 0 |  | 27000 | 19 | 10 | 27000 | 27000 | 100% | 1.8 | 0 | 11.8 |  |  |  |  | R-410A | 2.25 | Residential & Commercial | VSMSHP | Ducted CEE Tier 1
209864940 | Mini/Multi Split | CTMorley | HMSV-A-CB | MOU-5A55H-2 |  | Ducted Indoor Units | 0 |  | 55000 | 18.8 | 9.3 | 55000 | 46000 | 83.64% | 1.9 | 10.5 | 10.5 |  |  |  |  | R-410A | 4.5833 | Residential & Commercial | VSMSHP | Ducted CEE Tier 1
216497942 | Mini/Multi Split | AC PRO | HMSV-A-CB | MHPC-H-018BMB |  | Ducted Indoor Units | 0 |  | 18000 | 20 | 10 | 19000 | 14600 | 76.84% | 2.3 | 0 | 12 |  |  |  |  | R-454B | 1.5 | Residential & Commercial | VSMSHP | Ducted CEE Tier 1
216497945 | Mini/Multi Split | AC PRO | HMSV-A-CB | MHPC-H-027BMB |  | Ducted Indoor Units | 0 |  | 26600 | 21 | 9 | 26600 | 18800 | 70.68% | 2 | 0 | 12 |  |  |  |  | R-454B | 2.2167 | Residential & Commercial | VSMSHP | Ducted CEE Tier 1
216497948 | Mini/Multi Split | AC PRO | HMSV-A-CB | MHPC-H-036BMB |  | Ducted Indoor Units | 0 |  | 35000 | 20 | 9.2 | 37000 | 26000 | 70.27% | 2 | 0 | 11.7 |  |  |  |  | R-454B | 2.9167 | Residential & Commercial | VSMSHP | Ducted CEE Tier 1
216497951 | Mini/Multi Split | AC PRO | HMSV-A-CB | MHPC-H-048BMB |  | Ducted Indoor Units | 0 |  | 45000 | 20.4 | 10.6 | 47000 | 38000 | 80.85% | 2.1 | 0 | 12 |  |  |  |  | R-454B | 3.75 | Residential & Commercial | VSMSHP | Ducted CEE Tier 1
216505498 | Mini/Multi Split | MOOVAIR | HMSV-A-CB | MXHSA1832AN1 |  | Ducted Indoor Units | 0 |  | 18000 | 20 | 10 | 19000 | 14600 | 76.84% | 2.3 | 0 | 12 |  |  |  |  | R-454B | 1.5 | Residential & Commercial | VSMSHP | Ducted CEE Tier 1
216505501 | Mini/Multi Split | ELIOS | HMSV-A-CB | EXHSA1832AN1 |  | Ducted Indoor Units | 0 |  | 18000 | 20 | 10 | 19000 | 14600 | 76.84% | 2.3 | 0 | 12 |  |  |  |  | R-454B | 1.5 | Residential & Commercial | VSMSHP | Ducted CEE Tier 1
216505926 | Mini/Multi Split | Mitsubishi Electric | HMSV-A-CB | MXZ-3D24NL*** |  | Ducted Indoor Units | 0 |  | 23600 | 16 | 8.6 | 25400 | 19800 | 77.95% | 2 | 0 | 11.7 |  |  |  |  | R-454B | 1.9667 | Residential & Commercial | VSMSHP | Ducted CEE Tier 1
216505927 | Mini/Multi Split | Mitsubishi Electric | HMSV-A-CB | MXZ-4D30NL*** |  | Ducted Indoor Units | 0 |  | 27400 | 16.1 | 8.8 | 27600 | 19800 | 71.74% | 2 | 0 | 9.6 |  |  |  |  | R-454B | 2.2833 | Residential & Commercial | VSMSHP
216775671 | Mini/Multi Split | KADEN | HMSV-A-CB | KOB-HH-PS655HP-2AAMA |  | Ducted Indoor Units | 0 |  | 53000 | 20 | 10.7 | 55000 | 48000 | 87.27% | 2.1 | 0 | 11.7 |  |  |  |  | R-454B | 4.4167 | Residential & Commercial | VSMSHP | Ducted CEE Tier 1
216797899 | Mini/Multi Split | ET-BRAND-01 | HMSR-A-CB | MICH_VSMSHP_COND1 |  | Ducted Indoor Units | 0 |  | 28400 | 18 | 8.1 | 30000 | 26000 | 86.67% | 1.88 | 0 | 12 |  |  |  |  | R-32 | 2.3667 | Residential & Commercial | VSMSHP | Ducted CEE Tier 1
216775647 | Mini/Multi Split | KADEN | HMSV-A-CB | KOB-PS427HP-2AAMA |  | Ducted Indoor Units | 0 |  | 26600 | 21 | 9 | 26600 | 18800 | 70.68% | 2 | 0 | 12 |  |  |  |  | R-454B | 2.2167 | Residential & Commercial | VSMSHP | Ducted CEE Tier 1
216775650 | Mini/Multi Split | KADEN | HMSV-A-CB | KOB-PS536HP-2AAMA |  | Ducted Indoor Units | 0 |  | 35000 | 20 | 9.2 | 37000 | 26000 | 70.27% | 2 | 0 | 11.7 |  |  |  |  | R-454B | 2.9167 | Residential & Commercial | VSMSHP | Ducted CEE Tier 1
216775653 | Mini/Multi Split | KADEN | HMSV-A-CB | KOB-PS648HP-2AAMA |  | Ducted Indoor Units | 0 |  | 45000 | 20.4 | 10.6 | 47000 | 38000 | 80.85% | 2.1 | 0 | 12 |  |  |  |  | R-454B | 3.75 | Residential & Commercial | VSMSHP | Ducted CEE Tier 1
216775659 | Mini/Multi Split | KADEN | HMSV-A-CB | KOB-HH-PS318HP-2AAMA |  | Ducted Indoor Units | 0 |  | 19000 | 20 | 10 | 20000 | 18000 | 90% | 2 | 0 | 13 |  |  |  |  | R-454B | 1.5833 | Residential & Commercial | VSMSHP | Ducted CEE Tier 1
216775662 | Mini/Multi Split | KADEN | HMSV-A-CB | KOB-HH-PS427HP-2AAMA |  | Ducted Indoor Units | 0 |  | 28000 | 19 | 9.5 | 28000 | 27000 | 96.43% | 2 | 0 | 12 |  |  |  |  | R-454B | 2.3333 | Residential & Commercial | VSMSHP | Ducted CEE Tier 1
216775665 | Mini/Multi Split | KADEN | HMSV-A-CB | KOB-HH-PS536HP-2AAMA |  | Ducted Indoor Units | 0 |  | 36000 | 19.4 | 10.4 | 36000 | 38000 | 105.6% | 2 | 0 | 12 |  |  |  |  | R-454B | 3 | Residential & Commercial | VSMSHP | Ducted CEE Tier 1
216775668 | Mini/Multi Split | KADEN | HMSV-A-CB | KOB-HH-PS648HP-2AAMA |  | Ducted Indoor Units | 0 |  | 47000 | 20.4 | 11 | 48000 | 48000 | 100% | 2 | 0 | 11.7 |  |  |  |  | R-454B | 3.9167 | Residential & Commercial | VSMSHP | Ducted CEE Tier 1
216797279 | Mini/Multi Split | Mitsubishi Electric | HMSV-A-CB | PUMY-L36NKMU*** |  | Ducted Indoor Units | 0 |  | 36000 | 18.2 | 10 | 41000 | 29000 | 70.73% | 1.98 | 0 | 10 |  |  |  |  | R-454B | 3 | Residential & Commercial | VSMSHP | Ducted CEE Tier 1
216797282 | Mini/Multi Split | Mitsubishi Electric | HMSV-A-CB | PUMY-HL36NKMU*** |  | Ducted Indoor Units | 0 |  | 36000 | 17.7 | 10.5 | 42000 | 42000 | 100% | 1.86 | 0 | 10.9 |  |  |  |  | R-454B | 3 | Residential & Commercial | VSMSHP | Ducted CEE Tier 1
216797285 | Mini/Multi Split | Mitsubishi Electric | HMSV-A-CB | PUMY-HL42NKMU*** |  | Ducted Indoor Units | 0 |  | 42000 | 17.5 | 10 | 48000 | 48000 | 100% | 1.86 | 0 | 10.4 |  |  |  |  | R-454B | 3.5 | Residential & Commercial | VSMSHP | Ducted CEE Tier 1
216797288 | Mini/Multi Split | Mitsubishi Electric | HMSV-A-CB | PUMY-L48NKMU*** |  | Ducted Indoor Units | 0 |  | 48000 | 17 | 9.5 | 50000 | 35400 | 70.8% | 1.96 | 0 | 8.4 |  |  |  |  | R-454B | 4 | Residential & Commercial | VSMSHP
216797291 | Mini/Multi Split | Mitsubishi Electric | HMSV-A-CB | PUMY-HL48NKMU*** |  | Ducted Indoor Units | 0 |  | 48000 | 18 | 10 | 54000 | 54000 | 100% | 1.8 | 0 | 10 |  |  |  |  | R-454B | 4 | Residential & Commercial | VSMSHP | Ducted CEE Tier 1
216797294 | Mini/Multi Split | Mitsubishi Electric | HMSV-A-CB | PUMY-L60NKMU*** |  | Ducted Indoor Units | 0 |  | 60000 | 16.4 | 9.5 | 66000 | 46500 | 70.45% | 1.8 | 0 | 9.4 |  |  |  |  | R-454B | 5 | Residential & Commercial | VSMSHP
216598389 | Mini/Multi Split | NG Trade | HMSV-A-CB | MOBMH180D |  | Ducted Indoor Units | 0 |  | 18000 | 20 | 10 | 19000 | 14600 | 76.84% | 2.3 | 0 | 12 |  |  |  |  | R-454B | 1.5 | Residential & Commercial | VSMSHP | Ducted CEE Tier 1
216617698 | Mini/Multi Split | Stelpro | HMSV-A-CB | SMZ5B1V-H55A-O |  | Ducted Indoor Units | 0 |  | 53000 | 20 | 10.7 | 55000 | 48000 | 87.27% | 2.1 | 0 | 11.7 |  |  |  |  | R-454B | 4.4167 | Residential & Commercial | VSMSHP | Ducted CEE Tier 1
216617674 | Mini/Multi Split | Stelpro | HMSV-A-CB | SMZ3B1-H27A-O |  | Ducted Indoor Units | 0 |  | 28000 | 19 | 9.5 | 28000 | 27000 | 96.43% | 2 | 0 | 12 |  |  |  |  | R-454B | 2.3333 | Residential & Commercial | VSMSHP | Ducted CEE Tier 1
216617677 | Mini/Multi Split | Stelpro | HMSV-A-CB | SMZ4B1-H36A-O |  | Ducted Indoor Units | 0 |  | 36000 | 19.4 | 10.4 | 36000 | 38000 | 105.6% | 2 | 0 | 12 |  |  |  |  | R-454B | 3 | Residential & Commercial | VSMSHP | Ducted CEE Tier 1
216617680 | Mini/Multi Split | Stelpro | HMSV-A-CB | SMZ5B1-H48A-O |  | Ducted Indoor Units | 0 |  | 47000 | 20.4 | 11 | 48000 | 48000 | 100% | 2 | 0 | 11.7 |  |  |  |  | R-454B | 3.9167 | Residential & Commercial | VSMSHP | Ducted CEE Tier 1
216617683 | Mini/Multi Split | Stelpro | HMSV-A-CB | SMZ5B1-H55A-O |  | Ducted Indoor Units | 0 |  | 53000 | 20 | 10.7 | 55000 | 48000 | 87.27% | 2.1 | 0 | 11.7 |  |  |  |  | R-454B | 4.4167 | Residential & Commercial | VSMSHP | Ducted CEE Tier 1
216617686 | Mini/Multi Split | Stelpro | HMSV-A-CB | SMZ2B1V-H18A-O |  | Ducted Indoor Units | 0 |  | 19000 | 20 | 10 | 20000 | 18000 | 90% | 2 | 0 | 13 |  |  |  |  | R-454B | 1.5833 | Residential & Commercial | VSMSHP | Ducted CEE Tier 1
216617689 | Mini/Multi Split | Stelpro | HMSV-A-CB | SMZ3B1V-H27A-O |  | Ducted Indoor Units | 0 |  | 28000 | 19 | 9.5 | 28000 | 27000 | 96.43% | 2 | 0 | 12 |  |  |  |  | R-454B | 2.3333 | Residential & Commercial | VSMSHP | Ducted CEE Tier 1
216617692 | Mini/Multi Split | Stelpro | HMSV-A-CB | SMZ4B1V-H36A-O |  | Ducted Indoor Units | 0 |  | 36000 | 19.4 | 10.4 | 36000 | 38000 | 105.6% | 2 | 0 | 12 |  |  |  |  | R-454B | 3 | Residential & Commercial | VSMSHP | Ducted CEE Tier 1
216617695 | Mini/Multi Split | Stelpro | HMSV-A-CB | SMZ5B1V-H48A-O |  | Ducted Indoor Units | 0 |  | 47000 | 20.4 | 11 | 48000 | 48000 | 100% | 2 | 0 | 11.7 |  |  |  |  | R-454B | 3.9167 | Residential & Commercial | VSMSHP | Ducted CEE Tier 1
216618247 | Mini/Multi Split | Hisense | HMSV-A-CB | AVW-36F3DAH2 |  | Ducted Indoor Units | 0 |  | 36000 | 17.5 | 10.1 | 42000 | 42000 | 100% | 2.1 | 0 | 12.5 |  |  |  |  | R-32 | 3 | Residential & Commercial | VSMSHP | Ducted CEE Tier 1
216618250 | Mini/Multi Split | Hisense | HMSV-A-CB | AVW-48F3DAH2 |  | Ducted Indoor Units | 0 |  | 48000 | 17 | 10.1 | 54000 | 54000 | 100% | 1.86 | 0 | 12 |  |  |  |  | R-32 | 4 | Residential & Commercial | VSMSHP | Ducted CEE Tier 1
216618253 | Mini/Multi Split | Hisense | HMSV-A-CB | AVW-60F3DAH2 |  | Ducted Indoor Units | 0 |  | 60000 | 17 | 10.1 | 63000 | 63000 | 100% | 2.1 | 0 | 10.5 |  |  |  |  | R-32 | 5 | Residential & Commercial | VSMSHP | Ducted CEE Tier 1
216618257 | Mini/Multi Split | TOSOT | HMSV-A-CB | TM48D6MO |  | Ducted Indoor Units | 0 |  | 48000 | 18 | 8.1 | 48000 | 36000 | 75% | 1.9 | 0 | 11.7 |  |  |  |  | R-32 | 4 | Residential & Commercial | VSMSHP | Ducted CEE Tier 1
216619381 | Mini/Multi Split | AC PRO.COM | HMSV-A-CB | MHPC-D-018BMC |  | Ducted Indoor Units | 0 |  | 18000 | 18 | 8.1 | 18000 | 13600 | 75.56% | 1.86 | 0 | 11.7 |  |  |  |  | R-32 | 1.5 | Residential & Commercial | VSMSHP | Ducted CEE Tier 1
216619383 | Mini/Multi Split | AC PRO.COM | HMSV-A-CB | MHPC-D-024BMC |  | Ducted Indoor Units | 0 |  | 24000 | 18 | 8.1 | 24000 | 21600 | 90% | 1.86 | 0 | 12 |  |  |  |  | R-32 | 2 | Residential & Commercial | VSMSHP | Ducted CEE Tier 1
216619384 | Mini/Multi Split | AC PRO.COM | HMSV-A-CB | MHPC-D-030BMC |  | Ducted Indoor Units | 0 |  | 28400 | 18 | 8.1 | 30000 | 26000 | 86.67% | 1.88 | 0 | 12 |  |  |  |  | R-32 | 2.3667 | Residential & Commercial | VSMSHP | Ducted CEE Tier 1
216619385 | Mini/Multi Split | AC PRO.COM | HMSV-A-CB | MHPC-D-036BMC |  | Ducted Indoor Units | 0 |  | 36000 | 18 | 8.1 | 36000 | 33000 | 91.67% | 1.9 | 0 | 11.7 |  |  |  |  | R-32 | 3 | Residential & Commercial | VSMSHP | Ducted CEE Tier 1
216619386 | Mini/Multi Split | AC PRO.COM | HMSV-A-CB | MHPC-D-042BMC |  | Ducted Indoor Units | 0 |  | 42000 | 18 | 8.1 | 42000 | 36000 | 85.71% | 1.9 | 0 | 12 |  |  |  |  | R-32 | 3.5 | Residential & Commercial | VSMSHP | Ducted CEE Tier 1
216623554 | Mini/Multi Split | MAINLINE | HMSV-A-CB | ML18HP230MUL-O* |  | Ducted Indoor Units | 0 |  | 18000 | 20 | 10 | 19000 | 14600 | 76.84% | 2.3 | 0 | 12 |  |  |  |  | R-454B | 1.5 | Residential & Commercial | VSMSHP | Ducted CEE Tier 1
216623557 | Mini/Multi Split | MAINLINE | HMSV-A-CB | ML27HP230MUL-O* |  | Ducted Indoor Units | 0 |  | 26600 | 21 | 9 | 26600 | 18800 | 70.68% | 2 | 0 | 12 |  |  |  |  | R-454B | 2.2167 | Residential & Commercial | VSMSHP | Ducted CEE Tier 1
216623560 | Mini/Multi Split | MAINLINE | HMSV-A-CB | ML36HP230MUL-O* |  | Ducted Indoor Units | 0 |  | 35000 | 20 | 9.2 | 37000 | 26000 | 70.27% | 2 | 0 | 11.7 |  |  |  |  | R-454B | 2.9167 | Residential & Commercial | VSMSHP | Ducted CEE Tier 1
216623563 | Mini/Multi Split | MAINLINE | HMSV-A-CB | ML48HP230MUL-O* |  | Ducted Indoor Units | 0 |  | 45000 | 20.4 | 10.6 | 47000 | 38000 | 80.85% | 2.1 | 0 | 12 |  |  |  |  | R-454B | 3.75 | Residential & Commercial | VSMSHP | Ducted CEE Tier 1
216623566 | Mini/Multi Split | MAINLINE | HMSV-A-CB | ML18HP230MULH-O* |  | Ducted Indoor Units | 0 |  | 19000 | 20 | 10 | 20000 | 18000 | 90% | 2 | 0 | 13 |  |  |  |  | R-454B | 1.5833 | Residential & Commercial | VSMSHP | Ducted CEE Tier 1
216623569 | Mini/Multi Split | MAINLINE | HMSV-A-CB | ML27HP230MULH-O* |  | Ducted Indoor Units | 0 |  | 28000 | 19 | 9.5 | 28000 | 27000 | 96.43% | 2 | 0 | 12 |  |  |  |  | R-454B | 2.3333 | Residential & Commercial | VSMSHP | Ducted CEE Tier 1
216623572 | Mini/Multi Split | MAINLINE | HMSV-A-CB | ML36HP230MULH-O* |  | Ducted Indoor Units | 0 |  | 36000 | 19.4 | 10.4 | 36000 | 38000 | 105.6% | 2 | 0 | 12 |  |  |  |  | R-454B | 3 | Residential & Commercial | VSMSHP | Ducted CEE Tier 1
216623575 | Mini/Multi Split | MAINLINE | HMSV-A-CB | ML48HP230MULH-O* |  | Ducted Indoor Units | 0 |  | 47000 | 20.4 | 11 | 48000 | 48000 | 100% | 2 | 0 | 11.7 |  |  |  |  | R-454B | 3.9167 | Residential & Commercial | VSMSHP | Ducted CEE Tier 1
216623578 | Mini/Multi Split | MAINLINE | HMSV-A-CB | ML55HP230MULH-O* |  | Ducted Indoor Units | 0 |  | 53000 | 20 | 10.7 | 55000 | 48000 | 87.27% | 2.1 | 0 | 11.7 |  |  |  |  | R-454B | 4.4167 | Residential & Commercial | VSMSHP | Ducted CEE Tier 1
216623790 | Mini/Multi Split | GOODMAN | HMSV-A-CB | MST283G22MHAA |  | Ducted Indoor Units | 0 |  | 28000 | 20 | 9.5 | 28000 | 25000 | 89.29% | 1.8 | 11.5 | 11.7 |  |  |  |  | R-410A | 2.3333 | Residential & Commercial | VSMSHP | Ducted CEE Tier 1
216623787 | Mini/Multi Split | FRANKLIN | HMSV-A-CB | MST283F25MHAA |  | Ducted Indoor Units | 0 |  | 28000 | 20 | 9.5 | 28000 | 25000 | 89.29% | 1.8 | 11.5 | 11.7 |  |  |  |  | R-410A | 2.3333 | Residential & Commercial | VSMSHP | Ducted CEE Tier 1
216626016 | Mini/Multi Split | SLIMAIR | HMSV-A-CB | SHC2Z18AH2AG |  | Ducted Indoor Units | 0 |  | 19000 | 20 | 10 | 20000 | 18000 | 90% | 2 | 0 | 13 |  |  |  |  | R-454B | 1.5833 | Residential & Commercial | VSMSHP | Ducted CEE Tier 1
216626019 | Mini/Multi Split | SLIMAIR | HMSV-A-CB | SHC3Z27AH2AG |  | Ducted Indoor Units | 0 |  | 28000 | 19 | 9.5 | 28000 | 27000 | 96.43% | 2 | 0 | 12 |  |  |  |  | R-454B | 2.3333 | Residential & Commercial | VSMSHP | Ducted CEE Tier 1
216626022 | Mini/Multi Split | SLIMAIR | HMSV-A-CB | SHC4Z36AH2AG |  | Ducted Indoor Units | 0 |  | 36000 | 19.4 | 10.4 | 36000 | 38000 | 105.6% | 2 | 0 | 12 |  |  |  |  | R-454B | 3 | Residential & Commercial | VSMSHP | Ducted CEE Tier 1
216626025 | Mini/Multi Split | SLIMAIR | HMSV-A-CB | SHC5Z48AH2AG |  | Ducted Indoor Units | 0 |  | 47000 | 20.4 | 11 | 48000 | 48000 | 100% | 2 | 0 | 11.7 |  |  |  |  | R-454B | 3.9167 | Residential & Commercial | VSMSHP | Ducted CEE Tier 1
216626028 | Mini/Multi Split | SLIMAIR | HMSV-A-CB | SHC5Z55AH2AG |  | Ducted Indoor Units | 0 |  | 53000 | 20 | 10.7 | 55000 | 48000 | 87.27% | 2.1 | 0 | 11.7 |  |  |  |  | R-454B | 4.4167 | Residential & Commercial | VSMSHP | Ducted CEE Tier 1
216683821 | Mini/Multi Split | DIRECT AIR | HMSV-A-CB | DIRM4-27DA25-3Z* |  | Ducted Indoor Units | 0 |  | 26600 | 21 | 9 | 26600 | 18800 | 70.68% | 2 | 0 | 12 |  |  |  |  | R-454B | 2.2167 | Residential & Commercial | VSMSHP | Ducted CEE Tier 1
216684170 | Mini/Multi Split | ZEPHYR | HMSV-A-CB | ZE-536M425 |  | Ducted Indoor Units | 0 |  | 36000 | 19 | 9 | 36000 | 32400 | 90% | 1.83 | 0 | 12.85 |  |  |  |  | R-454B | 3 | Residential & Commercial | VSMSHP | Ducted CEE Tier 1
216980947 | Mini/Multi Split | 1HVAC | HMSV-A-CB | EZ-48Z-M5B |  | Ducted Indoor Units | 0 |  | 43000 | 20 | 10.5 | 47000 | 37000 | 78.72% | 2 | 0 | 12 |  |  |  |  | R-454B | 3.5833 | Residential & Commercial | VSMSHP | Ducted CEE Tier 1
216684162 | Mini/Multi Split | ZEPHYR | HMSV-A-CB | ZE-518M225 |  | Ducted Indoor Units | 0 |  | 18000 | 17.5 | 9.4 | 18000 | 17000 | 94.44% | 1.96 | 0 | 12 |  |  |  |  | R-454B | 1.5 | Residential & Commercial | VSMSHP | Ducted CEE Tier 1
216684165 | Mini/Multi Split | ZEPHYR | HMSV-A-CB | ZE-527M325 |  | Ducted Indoor Units | 0 |  | 27000 | 18 | 8.8 | 27000 | 26400 | 97.78% | 1.84 | 0 | 11.5 |  |  |  |  | R-454B | 2.25 | Residential & Commercial | VSMSHP | Ducted CEE Tier 1
216684167 | Mini/Multi Split | ZEPHYR | HMSV-A-CB | ZE-542M525 |  | Ducted Indoor Units | 0 |  | 42000 | 18 | 8.8 | 45000 | 34000 | 75.56% | 1.83 | 0 | 11.35 |  |  |  |  | R-454B | 3.5 | Residential & Commercial | VSMSHP | Ducted CEE Tier 1
216598392 | Mini/Multi Split | NG Trade | HMSV-A-CB | MOBMH270D |  | Ducted Indoor Units | 0 |  | 26600 | 21 | 9 | 26600 | 18800 | 70.68% | 2 | 0 | 12 |  |  |  |  | R-454B | 2.2167 | Residential & Commercial | VSMSHP | Ducted CEE Tier 1
216598395 | Mini/Multi Split | NG Trade | HMSV-A-CB | MOBMH360D |  | Ducted Indoor Units | 0 |  | 35000 | 20 | 9.2 | 37000 | 26000 | 70.27% | 2 | 0 | 11.7 |  |  |  |  | R-454B | 2.9167 | Residential & Commercial | VSMSHP | Ducted CEE Tier 1
216598398 | Mini/Multi Split | NG Trade | HMSV-A-CB | MOBMH480D |  | Ducted Indoor Units | 0 |  | 45000 | 20.4 | 10.6 | 47000 | 38000 | 80.85% | 2.1 | 0 | 12 |  |  |  |  | R-454B | 3.75 | Residential & Commercial | VSMSHP | Ducted CEE Tier 1
216980911 | Mini/Multi Split | InfinityLiving | HMSV-A-CB | EZ-27Z-M3B |  | Ducted Indoor Units | 0 |  | 26000 | 20 | 9.5 | 27000 | 19200 | 71.11% | 2.1 | 0 | 12 |  |  |  |  | R-454B | 2.1667 | Residential & Commercial | VSMSHP | Ducted CEE Tier 1
216980914 | Mini/Multi Split | InfinityLiving | HMSV-A-CB | EZ-36Z-M4B |  | Ducted Indoor Units | 0 |  | 33000 | 19 | 9.5 | 36000 | 25200 | 70% | 2 | 0 | 11.7 |  |  |  |  | R-454B | 2.75 | Residential & Commercial | VSMSHP | Ducted CEE Tier 1
216980917 | Mini/Multi Split | InfinityLiving | HMSV-A-CB | EZ-48Z-M5B |  | Ducted Indoor Units | 0 |  | 43000 | 20 | 10.5 | 47000 | 37000 | 78.72% | 2 | 0 | 12 |  |  |  |  | R-454B | 3.5833 | Residential & Commercial | VSMSHP | Ducted CEE Tier 1
216980921 | Mini/Multi Split | DIYCOOL | HMSV-A-CB | EZ-27Z-M3B |  | Ducted Indoor Units | 0 |  | 26000 | 20 | 9.5 | 27000 | 19200 | 71.11% | 2.1 | 0 | 12 |  |  |  |  | R-454B | 2.1667 | Residential & Commercial | VSMSHP | Ducted CEE Tier 1
216980924 | Mini/Multi Split | DIYCOOL | HMSV-A-CB | EZ-36Z-M4B |  | Ducted Indoor Units | 0 |  | 33000 | 19 | 9.5 | 36000 | 25200 | 70% | 2 | 0 | 11.7 |  |  |  |  | R-454B | 2.75 | Residential & Commercial | VSMSHP | Ducted CEE Tier 1
216980927 | Mini/Multi Split | DIYCOOL | HMSV-A-CB | EZ-48Z-M5B |  | Ducted Indoor Units | 0 |  | 43000 | 20 | 10.5 | 47000 | 37000 | 78.72% | 2 | 0 | 12 |  |  |  |  | R-454B | 3.5833 | Residential & Commercial | VSMSHP | Ducted CEE Tier 1
216980931 | Mini/Multi Split | PolarWave | HMSV-A-CB | EZ-27Z-M3B |  | Ducted Indoor Units | 0 |  | 26000 | 20 | 9.5 | 27000 | 19200 | 71.11% | 2.1 | 0 | 12 |  |  |  |  | R-454B | 2.1667 | Residential & Commercial | VSMSHP | Ducted CEE Tier 1
216980934 | Mini/Multi Split | PolarWave | HMSV-A-CB | EZ-36Z-M4B |  | Ducted Indoor Units | 0 |  | 33000 | 19 | 9.5 | 36000 | 25200 | 70% | 2 | 0 | 11.7 |  |  |  |  | R-454B | 2.75 | Residential & Commercial | VSMSHP | Ducted CEE Tier 1
216980937 | Mini/Multi Split | PolarWave | HMSV-A-CB | EZ-48Z-M5B |  | Ducted Indoor Units | 0 |  | 43000 | 20 | 10.5 | 47000 | 37000 | 78.72% | 2 | 0 | 12 |  |  |  |  | R-454B | 3.5833 | Residential & Commercial | VSMSHP | Ducted CEE Tier 1
216980941 | Mini/Multi Split | 1HVAC | HMSV-A-CB | EZ-27Z-M3B |  | Ducted Indoor Units | 0 |  | 26000 | 20 | 9.5 | 27000 | 19200 | 71.11% | 2.1 | 0 | 12 |  |  |  |  | R-454B | 2.1667 | Residential & Commercial | VSMSHP | Ducted CEE Tier 1
216980944 | Mini/Multi Split | 1HVAC | HMSV-A-CB | EZ-36Z-M4B |  | Ducted Indoor Units | 0 |  | 33000 | 19 | 9.5 | 36000 | 25200 | 70% | 2 | 0 | 11.7 |  |  |  |  | R-454B | 2.75 | Residential & Commercial | VSMSHP | Ducted CEE Tier 1
216997603 | Mini/Multi Split | BLUERIDGE | HMSV-A-CB | BXM1A18SC0 |  | Ducted Indoor Units | 0 |  | 18000 | 20 | 10 | 19000 | 14600 | 76.84% | 2.3 | 0 | 12 |  |  |  |  | R-454B | 1.5 | Residential & Commercial | VSMSHP | Ducted CEE Tier 1
216997606 | Mini/Multi Split | BLUERIDGE | HMSV-A-CB | BXM1A27SC0 |  | Ducted Indoor Units | 0 |  | 26600 | 21 | 9 | 26600 | 18800 | 70.68% | 2 | 0 | 12 |  |  |  |  | R-454B | 2.2167 | Residential & Commercial | VSMSHP | Ducted CEE Tier 1
216997609 | Mini/Multi Split | BLUERIDGE | HMSV-A-CB | BXM1A36SC0 |  | Ducted Indoor Units | 0 |  | 35000 | 20 | 9.2 | 37000 | 26000 | 70.27% | 2 | 0 | 11.7 |  |  |  |  | R-454B | 2.9167 | Residential & Commercial | VSMSHP | Ducted CEE Tier 1
216997612 | Mini/Multi Split | BLUERIDGE | HMSV-A-CB | BXM1A48SC0 |  | Ducted Indoor Units | 0 |  | 45000 | 20.4 | 10.6 | 47000 | 38000 | 80.85% | 2.1 | 0 | 12 |  |  |  |  | R-454B | 3.75 | Residential & Commercial | VSMSHP | Ducted CEE Tier 1
216997618 | Mini/Multi Split | BLUERIDGE | HMSV-A-CB | BXM3A18UC0 |  | Ducted Indoor Units | 0 |  | 19000 | 20 | 10 | 20000 | 18000 | 90% | 2 | 0 | 13 |  |  |  |  | R-454B | 1.5833 | Residential & Commercial | VSMSHP | Ducted CEE Tier 1
216997621 | Mini/Multi Split | BLUERIDGE | HMSV-A-CB | BXM3A27UC0 |  | Ducted Indoor Units | 0 |  | 28000 | 19 | 9.5 | 28000 | 27000 | 96.43% | 2 | 0 | 12 |  |  |  |  | R-454B | 2.3333 | Residential & Commercial | VSMSHP | Ducted CEE Tier 1
216997624 | Mini/Multi Split | BLUERIDGE | HMSV-A-CB | BXM3A36UC0 |  | Ducted Indoor Units | 0 |  | 36000 | 19.4 | 10.4 | 36000 | 38000 | 105.6% | 2 | 0 | 12 |  |  |  |  | R-454B | 3 | Residential & Commercial | VSMSHP | Ducted CEE Tier 1
216997627 | Mini/Multi Split | BLUERIDGE | HMSV-A-CB | BXM3A48UC0 |  | Ducted Indoor Units | 0 |  | 47000 | 20.4 | 11 | 48000 | 48000 | 100% | 2 | 0 | 11.7 |  |  |  |  | R-454B | 3.9167 | Residential & Commercial | VSMSHP | Ducted CEE Tier 1
216997630 | Mini/Multi Split | BLUERIDGE | HMSV-A-CB | BXM3A55UC0 |  | Ducted Indoor Units | 0 |  | 53000 | 20 | 10.7 | 55000 | 48000 | 87.27% | 2.1 | 0 | 11.7 |  |  |  |  | R-454B | 4.4167 | Residential & Commercial | VSMSHP | Ducted CEE Tier 1
216997634 | Mini/Multi Split | BLUERIDGE | HMSV-A-CB | BDM1A27SC0 |  | Ducted Indoor Units | 0 |  | 26000 | 20 | 9.5 | 27000 | 19200 | 71.11% | 2.1 | 0 | 12 |  |  |  |  | R-454B | 2.1667 | Residential & Commercial | VSMSHP | Ducted CEE Tier 1
216997637 | Mini/Multi Split | BLUERIDGE | HMSV-A-CB | BDM1A36SC0 |  | Ducted Indoor Units | 0 |  | 33000 | 19 | 9.5 | 36000 | 25200 | 70% | 2 | 0 | 11.7 |  |  |  |  | R-454B | 2.75 | Residential & Commercial | VSMSHP | Ducted CEE Tier 1
216997640 | Mini/Multi Split | BLUERIDGE | HMSV-A-CB | BDM1A48SC0 |  | Ducted Indoor Units | 0 |  | 43000 | 20 | 10.5 | 47000 | 37000 | 78.72% | 2 | 0 | 12 |  |  |  |  | R-454B | 3.5833 | Residential & Commercial | VSMSHP | Ducted CEE Tier 1
216997643 | Mini/Multi Split | BLUERIDGE | HMSV-A-CB | BDM1A55SC0 |  | Ducted Indoor Units | 0 |  | 47000 | 20 | 10.5 | 55000 | 46000 | 83.64% | 2 | 0 | 12 |  |  |  |  | R-454B | 3.9167 | Residential & Commercial | VSMSHP | Ducted CEE Tier 1
212631692 | Mini/Multi Split | Custom Comfort | HMSV-A-CB | CCOXHAMZ327HP |  | Mixed Ducted and Non-Ducted Indoor Units | 0 |  | 27000 | 20.4 | 10 | 27000 | 27000 | 100% | 1.8 | 0 | 12 |  |  |  |  | R-410A | 2.25 | Residential & Commercial | VSMSHP
210276813 | Mini/Multi Split | GIBSON | HMSV-A-CB | GXH18(5.3)FMK4DH-1 |  | Mixed Ducted and Non-Ducted Indoor Units | 0 |  | 17000 | 18.5 | 9 | 18000 | 13800 | 76.67% | 1.8 | 11.5 | 11.5 |  |  |  |  | R-410A | 1.4167 | Residential & Commercial | VSMSHP
210276814 | Mini/Multi Split | GIBSON | HMSV-A-CB | GXH24(7.0)FMK4DH-1 |  | Mixed Ducted and Non-Ducted Indoor Units | 0 |  | 23200 | 18.5 | 9 | 24000 | 22200 | 92.5% | 1.8 | 11.75 | 11.75 |  |  |  |  | R-410A | 1.9333 | Residential & Commercial | VSMSHP
210276815 | Mini/Multi Split | GIBSON | HMSV-A-CB | GXH30(8.8)FMK4DH-1 |  | Mixed Ducted and Non-Ducted Indoor Units | 0 |  | 28400 | 18.5 | 9 | 30000 | 24800 | 82.67% | 1.8 | 11.75 | 11.75 |  |  |  |  | R-410A | 2.3667 | Residential & Commercial | VSMSHP
210276816 | Mini/Multi Split | GIBSON | HMSV-A-CB | GXH36(10.6)FMK4DH-1 |  | Mixed Ducted and Non-Ducted Indoor Units | 0 |  | 34000 | 18.5 | 9 | 36000 | 30000 | 83.33% | 1.8 | 11.5 | 11.5 |  |  |  |  | R-410A | 2.8333 | Residential & Commercial | VSMSHP
210276817 | Mini/Multi Split | GIBSON | HMSV-A-CB | GXH42(12.3)FMK4DH-1 |  | Mixed Ducted and Non-Ducted Indoor Units | 0 |  | 36000 | 18.5 | 9 | 40000 | 32400 | 81% | 1.8 | 11.5 | 11.5 |  |  |  |  | R-410A | 3 | Residential & Commercial | VSMSHP
210276823 | Mini/Multi Split | AIRTEMP | HMSV-A-CB | GXH18(5.3)FMK4DH-1 |  | Mixed Ducted and Non-Ducted Indoor Units | 0 |  | 17000 | 18.5 | 9 | 18000 | 13800 | 76.67% | 1.8 | 11.5 | 11.5 |  |  |  |  | R-410A | 1.4167 | Residential & Commercial | VSMSHP
210276824 | Mini/Multi Split | AIRTEMP | HMSV-A-CB | GXH24(7.0)FMK4DH-1 |  | Mixed Ducted and Non-Ducted Indoor Units | 0 |  | 23200 | 18.5 | 9 | 24000 | 22200 | 92.5% | 1.8 | 11.75 | 11.75 |  |  |  |  | R-410A | 1.9333 | Residential & Commercial | VSMSHP
210276825 | Mini/Multi Split | AIRTEMP | HMSV-A-CB | GXH30(8.8)FMK4DH-1 |  | Mixed Ducted and Non-Ducted Indoor Units | 0 |  | 28400 | 18.5 | 9 | 30000 | 24800 | 82.67% | 1.8 | 11.75 | 11.75 |  |  |  |  | R-410A | 2.3667 | Residential & Commercial | VSMSHP
210276826 | Mini/Multi Split | AIRTEMP | HMSV-A-CB | GXH36(10.6)FMK4DH-1 |  | Mixed Ducted and Non-Ducted Indoor Units | 0 |  | 34000 | 18.5 | 9 | 36000 | 30000 | 83.33% | 1.8 | 11.5 | 11.5 |  |  |  |  | R-410A | 2.8333 | Residential & Commercial | VSMSHP
210276827 | Mini/Multi Split | AIRTEMP | HMSV-A-CB | GXH42(12.3)FMK4DH-1 |  | Mixed Ducted and Non-Ducted Indoor Units | 0 |  | 36000 | 18.5 | 9 | 40000 | 32400 | 81% | 1.8 | 11.5 | 11.5 |  |  |  |  | R-410A | 3 | Residential & Commercial | VSMSHP
210278983 | Mini/Multi Split | GREE | HMSV-A-CB | MULTI18HP230V1EO |  | Mixed Ducted and Non-Ducted Indoor Units | 0 |  | 17000 | 18.5 | 9 | 18000 | 13700 | 76.11% | 1.8 | 11.5 | 11.5 |  |  |  |  | R-410A | 1.4167 | Residential & Commercial | VSMSHP
210288145 | Mini/Multi Split | CTMorley | HMSV-A-CB | MOU-3A27H-2 |  | Mixed Ducted and Non-Ducted Indoor Units | 0 |  | 28000 | 21.3 | 9.65 | 28000 | 25000 | 89.29% | 1.8 | 11.5 | 11.75 |  |  |  |  | R-410A | 2.3333 | Residential & Commercial | VSMSHP
210288142 | Mini/Multi Split | CTMorley | HMSV-A-CB | MOU-2A18H-2 |  | Mixed Ducted and Non-Ducted Indoor Units | 0 |  | 19000 | 19.75 | 9.15 | 20000 | 18500 | 92.5% | 1.83 | 12 | 12.25 |  |  |  |  | R-410A | 1.5833 | Residential & Commercial | VSMSHP
210288151 | Mini/Multi Split | CTMorley | HMSV-A-CB | MOU-5A48H-2 |  | Mixed Ducted and Non-Ducted Indoor Units | 0 |  | 47500 | 21.05 | 9.4 | 49000 | 43500 | 88.78% | 2 | 11.2 | 11.35 |  |  |  |  | R-410A | 3.9583 | Residential & Commercial | VSMSHP
210288148 | Mini/Multi Split | CTMorley | HMSV-A-CB | MOU-4A36H-2 |  | Mixed Ducted and Non-Ducted Indoor Units | 0 |  | 36000 | 19.5 | 9.85 | 37000 | 34400 | 92.97% | 1.8 | 11.9 | 12.1 |  |  |  |  | R-410A | 3 | Residential & Commercial | VSMSHP
210474659 | Mini/Multi Split | HAIER | HMSV-A-CB | 2U20EH2HD** |  | Mixed Ducted and Non-Ducted Indoor Units | 0 |  | 17600 | 17 | 10 | 22000 | 18200 | 82.73% | 1.92 | 0 | 11.5 |  |  |  |  | R-410A | 1.4667 | Residential & Commercial | VSMSHP
210474664 | Mini/Multi Split | GE Appliances | HMSV-A-CB | ASH436NCDD** |  | Mixed Ducted and Non-Ducted Indoor Units | 0 |  | 33200 | 17.35 | 9.05 | 35000 | 25000 | 71.43% | 2 | 0 | 9.05 |  |  |  |  | R-410A | 2.7667 | Residential & Commercial | VSMSHP
210435415 | Mini/Multi Split | TRANE | HMSV-A-CB | 4TXM2118A12N0** |  | Mixed Ducted and Non-Ducted Indoor Units | 0 |  | 17000 | 18.5 | 9 | 18000 | 13800 | 76.67% | 1.8 | 11.5 | 11.5 |  |  |  |  | R-410A | 1.4167 | Residential & Commercial | VSMSHP
210435416 | Mini/Multi Split | TRANE | HMSV-A-CB | 4TXM2124A13N0** |  | Mixed Ducted and Non-Ducted Indoor Units | 0 |  | 23200 | 18.5 | 9 | 24000 | 22200 | 92.5% | 1.8 | 11.75 | 11.75 |  |  |  |  | R-410A | 1.9333 | Residential & Commercial | VSMSHP
210435417 | Mini/Multi Split | TRANE | HMSV-A-CB | 4TXM2130A14N0** |  | Mixed Ducted and Non-Ducted Indoor Units | 0 |  | 28400 | 18.5 | 9 | 30000 | 24800 | 82.67% | 1.8 | 11.75 | 11.75 |  |  |  |  | R-410A | 2.3667 | Residential & Commercial | VSMSHP
210435418 | Mini/Multi Split | TRANE | HMSV-A-CB | 4TXM2136A14N0** |  | Mixed Ducted and Non-Ducted Indoor Units | 0 |  | 34000 | 18.5 | 9 | 36000 | 30000 | 83.33% | 1.8 | 11.5 | 11.5 |  |  |  |  | R-410A | 2.8333 | Residential & Commercial | VSMSHP
210435419 | Mini/Multi Split | TRANE | HMSV-A-CB | 4TXM2142A15N0** |  | Mixed Ducted and Non-Ducted Indoor Units | 0 |  | 36000 | 18.5 | 9 | 40000 | 32400 | 81% | 1.8 | 11.5 | 11.5 |  |  |  |  | R-410A | 3 | Residential & Commercial | VSMSHP
210435433 | Mini/Multi Split | AMERICAN STANDARD | HMSV-A-CB | 4TXM2136A14N0** |  | Mixed Ducted and Non-Ducted Indoor Units | 0 |  | 34000 | 18.5 | 9 | 36000 | 30000 | 83.33% | 1.8 | 11.5 | 11.5 |  |  |  |  | R-410A | 2.8333 | Residential & Commercial | VSMSHP
210435434 | Mini/Multi Split | AMERICAN STANDARD | HMSV-A-CB | 4TXM2142A15N0** |  | Mixed Ducted and Non-Ducted Indoor Units | 0 |  | 36000 | 18.5 | 9 | 40000 | 32400 | 81% | 1.8 | 11.5 | 11.5 |  |  |  |  | R-410A | 3 | Residential & Commercial | VSMSHP
210485372 | Mini/Multi Split | GREE | HMSV-A-CB | GWHD(18)ND3NO |  | Mixed Ducted and Non-Ducted Indoor Units | 0 |  | 17000 | 18.5 | 9 | 18000 | 13700 | 76.11% | 1.8 | 11.5 | 11.5 |  |  |  |  | R-410A | 1.4167 | Residential & Commercial | VSMSHP
210488269 | Mini/Multi Split | Ameristar | HMSV-A-CB | M4THM1918A12N** |  | Mixed Ducted and Non-Ducted Indoor Units | 0 |  | 17000 | 18.5 | 9 | 18000 | 13700 | 76.11% | 1.8 | 11.5 | 11.5 |  |  |  |  | R-410A | 1.4167 | Residential & Commercial | VSMSHP
210534137 | Mini/Multi Split | ACD | HMSV-A-CB | MPD18KCH21SB-O |  | Mixed Ducted and Non-Ducted Indoor Units | 0 |  | 17000 | 18.5 | 9 | 18000 | 13800 | 76.67% | 1.8 | 11.5 | 11.5 |  |  |  |  | R-410A | 1.4167 | Residential & Commercial | VSMSHP
210534138 | Mini/Multi Split | ACD | HMSV-A-CB | MPD24KCH21SB-O |  | Mixed Ducted and Non-Ducted Indoor Units | 0 |  | 23200 | 18.5 | 9 | 24000 | 22200 | 92.5% | 1.8 | 11.75 | 11.75 |  |  |  |  | R-410A | 1.9333 | Residential & Commercial | VSMSHP
210534139 | Mini/Multi Split | ACD | HMSV-A-CB | MPD30KCH21SB-O |  | Mixed Ducted and Non-Ducted Indoor Units | 0 |  | 28400 | 18.5 | 9 | 30000 | 24800 | 82.67% | 1.8 | 11.75 | 11.75 |  |  |  |  | R-410A | 2.3667 | Residential & Commercial | VSMSHP
210534140 | Mini/Multi Split | ACD | HMSV-A-CB | MPD36KCH21SB-O |  | Mixed Ducted and Non-Ducted Indoor Units | 0 |  | 34000 | 18.5 | 9 | 36000 | 30000 | 83.33% | 1.8 | 11.5 | 11.5 |  |  |  |  | R-410A | 2.8333 | Residential & Commercial | VSMSHP
210534141 | Mini/Multi Split | ACD | HMSV-A-CB | MPD42KCH21SB-O |  | Mixed Ducted and Non-Ducted Indoor Units | 0 |  | 36000 | 18.5 | 9 | 40000 | 32400 | 81% | 1.8 | 11.5 | 11.5 |  |  |  |  | R-410A | 3 | Residential & Commercial | VSMSHP
210534153 | Mini/Multi Split | BLUERIDGE | HMSV-A-CB | BMKH18MC |  | Mixed Ducted and Non-Ducted Indoor Units | 0 |  | 17000 | 18.5 | 9 | 18000 | 13800 | 76.67% | 1.8 | 11.5 | 11.5 |  |  |  |  | R-410A | 1.4167 | Residential & Commercial | VSMSHP
210534154 | Mini/Multi Split | BLUERIDGE | HMSV-A-CB | BMKH24MC |  | Mixed Ducted and Non-Ducted Indoor Units | 0 |  | 23200 | 18.5 | 9 | 24000 | 22200 | 92.5% | 1.8 | 11.75 | 11.75 |  |  |  |  | R-410A | 1.9333 | Residential & Commercial | VSMSHP
210534155 | Mini/Multi Split | BLUERIDGE | HMSV-A-CB | BMKH30MC |  | Mixed Ducted and Non-Ducted Indoor Units | 0 |  | 28400 | 18.5 | 9 | 30000 | 24800 | 82.67% | 1.8 | 11.75 | 11.75 |  |  |  |  | R-410A | 2.3667 | Residential & Commercial | VSMSHP
210534156 | Mini/Multi Split | BLUERIDGE | HMSV-A-CB | BMKH42MC |  | Mixed Ducted and Non-Ducted Indoor Units | 0 |  | 36000 | 18.5 | 9 | 40000 | 32400 | 81% | 1.8 | 11.5 | 11.5 |  |  |  |  | R-410A | 3 | Residential & Commercial | VSMSHP
210568213 | Mini/Multi Split | Durastar | HMSV-A-CB | DRA2H18M1A |  | Mixed Ducted and Non-Ducted Indoor Units | 0 |  | 19000 | 19.75 | 9.15 | 20000 | 18500 | 92.5% | 1.83 | 12 | 12.25 |  |  |  |  | R-410A | 1.5833 | Residential & Commercial | VSMSHP
210568222 | Mini/Multi Split | Durastar | HMSV-A-CB | DRA5H48M1A |  | Mixed Ducted and Non-Ducted Indoor Units | 0 |  | 47500 | 21.05 | 9.4 | 49000 | 43500 | 88.78% | 2 | 11.2 | 11.35 |  |  |  |  | R-410A | 3.9583 | Residential & Commercial | VSMSHP
210568219 | Mini/Multi Split | Durastar | HMSV-A-CB | DRA4H36M1A |  | Mixed Ducted and Non-Ducted Indoor Units | 0 |  | 36000 | 19.5 | 9.85 | 37000 | 34400 | 92.97% | 1.8 | 11.9 | 12.1 |  |  |  |  | R-410A | 3 | Residential & Commercial | VSMSHP
210568216 | Mini/Multi Split | Durastar | HMSV-A-CB | DRA3H28M1A |  | Mixed Ducted and Non-Ducted Indoor Units | 0 |  | 28000 | 21.3 | 9.65 | 28000 | 25000 | 89.29% | 1.8 | 11.5 | 11.75 |  |  |  |  | R-410A | 2.3333 | Residential & Commercial | VSMSHP
210568225 | Mini/Multi Split | Durastar | HMSV-A-CB | DRA5H55M1A |  | Mixed Ducted and Non-Ducted Indoor Units | 0 |  | 55000 | 19.4 | 9.4 | 55000 | 45500 | 82.73% | 1.85 | 10.5 | 10.5 |  |  |  |  | R-410A | 4.5833 | Residential & Commercial | VSMSHP
210586159 | Mini/Multi Split | ECO AC | HMSV-A-CB | EMH-4O36BBH |  | Mixed Ducted and Non-Ducted Indoor Units | 0 |  | 36000 | 19.5 | 9.85 | 37000 | 34400 | 92.97% | 1.8 | 11.9 | 12.1 |  |  |  |  | R-410A | 3 | Residential & Commercial | VSMSHP
210586153 | Mini/Multi Split | ECO AC | HMSV-A-CB | EMH-2O18BBH |  | Mixed Ducted and Non-Ducted Indoor Units | 0 |  | 19000 | 19.75 | 9.15 | 20000 | 18500 | 92.5% | 1.83 | 12 | 12.25 |  |  |  |  | R-410A | 1.5833 | Residential & Commercial | VSMSHP
210586156 | Mini/Multi Split | ECO AC | HMSV-A-CB | EMH-3O27BBH |  | Mixed Ducted and Non-Ducted Indoor Units | 0 |  | 28000 | 21.3 | 9.65 | 28000 | 25000 | 89.29% | 1.8 | 11.5 | 11.75 |  |  |  |  | R-410A | 2.3333 | Residential & Commercial | VSMSHP
210605812 | Mini/Multi Split | Conforto | HMSV-A-CB | MHMZ218DA |  | Mixed Ducted and Non-Ducted Indoor Units | 0 |  | 19000 | 20.5 | 9.55 | 20000 | 19300 | 96.5% | 1.88 | 12 | 12.25 |  |  |  |  | R-410A | 1.5833 | Residential & Commercial | VSMSHP
210605818 | Mini/Multi Split | Conforto | HMSV-A-CB | MHMZ436DA |  | Mixed Ducted and Non-Ducted Indoor Units | 0 |  | 36000 | 20.6 | 10.15 | 37000 | 34400 | 92.97% | 1.8 | 12.45 | 12.65 |  |  |  |  | R-410A | 3 | Residential & Commercial | VSMSHP
210605815 | Mini/Multi Split | Conforto | HMSV-A-CB | MHMZ327DA |  | Mixed Ducted and Non-Ducted Indoor Units | 0 |  | 28000 | 21.5 | 10.05 | 28000 | 25000 | 89.29% | 1.8 | 12 | 12.1 |  |  |  |  | R-410A | 2.3333 | Residential & Commercial | VSMSHP
210605821 | Mini/Multi Split | Conforto | HMSV-A-CB | MHMZ548DA |  | Mixed Ducted and Non-Ducted Indoor Units | 0 |  | 47500 | 21.35 | 9.4 | 49000 | 43500 | 88.78% | 2 | 11.5 | 11.7 |  |  |  |  | R-410A | 3.9583 | Residential & Commercial | VSMSHP
210644067 | Mini/Multi Split | MDV | HMSV-A-CB | M4OI-36HFN1-M-L |  | Mixed Ducted and Non-Ducted Indoor Units | 0 |  | 36000 | 20.5 | 10.15 | 37000 | 34400 | 92.97% | 1.8 | 12.45 | 12.65 |  |  |  |  | R-410A | 3 | Residential & Commercial | VSMSHP
210799630 | Mini/Multi Split | Cooper&Hunter | HMSV-A-CB | CH-HPR19M-230VO |  | Mixed Ducted and Non-Ducted Indoor Units | 0 |  | 19000 | 20.5 | 9.55 | 20000 | 19300 | 96.5% | 1.88 | 12 | 12.25 |  |  |  |  | R-410A | 1.5833 | Residential & Commercial | VSMSHP
210799633 | Mini/Multi Split | Cooper&Hunter | HMSV-A-CB | CH-HPR28M-230VO |  | Mixed Ducted and Non-Ducted Indoor Units | 0 |  | 28000 | 21.5 | 10.05 | 28000 | 25000 | 89.29% | 1.8 | 12 | 12.1 |  |  |  |  | R-410A | 2.3333 | Residential & Commercial | VSMSHP
210799638 | Mini/Multi Split | Cooper&Hunter | HMSV-A-CB | CH-HPR48M-230VO |  | Mixed Ducted and Non-Ducted Indoor Units | 0 |  | 47500 | 21.35 | 9.4 | 49000 | 43500 | 88.78% | 2 | 11.5 | 11.7 |  |  |  |  | R-410A | 3.9583 | Residential & Commercial | VSMSHP
210799639 | Mini/Multi Split | Cooper&Hunter | HMSV-A-CB | CH-HPR36M-230VO |  | Mixed Ducted and Non-Ducted Indoor Units | 0 |  | 36000 | 20.6 | 10.15 | 37000 | 34400 | 92.97% | 1.8 | 12.45 | 12.65 |  |  |  |  | R-410A | 3 | Residential & Commercial | VSMSHP
210800987 | Mini/Multi Split | DAIKIN | HMSV-A-CB | 5MXS48WVJU* |  | Mixed Ducted and Non-Ducted Indoor Units | 0 |  | 45000 | 17.5 | 8.6 | 47500 | 37400 | 78.74% | 1.8 | 0 | 9.35 |  |  |  |  | R-410A | 3.75 | Residential & Commercial | VSMSHP
210800988 | Mini/Multi Split | DAIKIN | HMSV-A-CB | 2MXL18WMVJU* |  | Mixed Ducted and Non-Ducted Indoor Units | 0 |  | 17800 | 15.2 | 8.2 | 18500 | 16000 | 86.49% | 1.8 | 0 | 10.5 |  |  |  |  | R-410A | 1.4833 | Residential & Commercial | VSMSHP
210800989 | Mini/Multi Split | DAIKIN | HMSV-A-CB | 3MXL24WMVJU* |  | Mixed Ducted and Non-Ducted Indoor Units | 0 |  | 24000 | 16.5 | 8.8 | 24000 | 20000 | 83.33% | 1.8 | 0 | 10.1 |  |  |  |  | R-410A | 2 | Residential & Commercial | VSMSHP
210800990 | Mini/Multi Split | DAIKIN | HMSV-A-CB | 4MXL36WVJU* |  | Mixed Ducted and Non-Ducted Indoor Units | 0 |  | 34400 | 18 | 8.6 | 35600 | 35200 | 98.88% | 1.8 | 0 | 10.5 |  |  |  |  | R-410A | 2.8667 | Residential & Commercial | VSMSHP
210838015 | Mini/Multi Split | AC PRO.COM | HMSV-A-CB | AWHD(18)ND3MO |  | Mixed Ducted and Non-Ducted Indoor Units | 0 |  | 17000 | 18.5 | 9 | 18000 | 13800 | 76.67% | 1.8 | 11.5 | 11.5 |  |  |  |  | R-410A | 1.4167 | Residential & Commercial | VSMSHP
210838018 | Mini/Multi Split | AC PRO.COM | HMSV-A-CB | AWHD(24)ND3MO |  | Mixed Ducted and Non-Ducted Indoor Units | 0 |  | 23200 | 18.5 | 9 | 24000 | 22200 | 92.5% | 1.8 | 11.75 | 11.75 |  |  |  |  | R-410A | 1.9333 | Residential & Commercial | VSMSHP
210838027 | Mini/Multi Split | AC PRO.COM | HMSV-A-CB | AWHD(42)ND3MO |  | Mixed Ducted and Non-Ducted Indoor Units | 0 |  | 36000 | 18.5 | 9 | 40000 | 32400 | 81% | 1.8 | 11.5 | 11.5 |  |  |  |  | R-410A | 3 | Residential & Commercial | VSMSHP
212920650 | Mini/Multi Split | Bladex | HMSV-A-CB | B20I-18SPHP1 |  | Mixed Ducted and Non-Ducted Indoor Units | 0 |  | 19000 | 19.75 | 9.15 | 20000 | 18500 | 92.5% | 1.83 | 12 | 12.25 |  |  |  |  | R-410A | 1.5833 | Residential & Commercial | VSMSHP
210838024 | Mini/Multi Split | AC PRO.COM | HMSV-A-CB | AWHD(36)ND3MO |  | Mixed Ducted and Non-Ducted Indoor Units | 0 |  | 34000 | 18.5 | 9 | 36000 | 30000 | 83.33% | 1.8 | 11.5 | 11.5 |  |  |  |  | R-410A | 2.8333 | Residential & Commercial | VSMSHP
210838021 | Mini/Multi Split | AC PRO.COM | HMSV-A-CB | AWHD(30)ND3MO |  | Mixed Ducted and Non-Ducted Indoor Units | 0 |  | 28400 | 18.5 | 9 | 30000 | 24800 | 82.67% | 1.8 | 11.75 | 11.75 |  |  |  |  | R-410A | 2.3667 | Residential & Commercial | VSMSHP
212920658 | Mini/Multi Split | Bladex | HMSV-A-CB | B50G-48SPHP1 |  | Mixed Ducted and Non-Ducted Indoor Units | 0 |  | 47500 | 21.05 | 9.4 | 49000 | 43500 | 88.78% | 2 | 11.2 | 11.35 |  |  |  |  | R-410A | 3.9583 | Residential & Commercial | VSMSHP
212920661 | Mini/Multi Split | Bladex | HMSV-A-CB | B50A-55SPHP1 |  | Mixed Ducted and Non-Ducted Indoor Units | 0 |  | 55000 | 19.4 | 9.4 | 55000 | 45500 | 82.73% | 1.85 | 10.5 | 10.5 |  |  |  |  | R-410A | 4.5833 | Residential & Commercial | VSMSHP
212920663 | Mini/Multi Split | Bladex | HMSV-A-CB | B30K-27SPHP1 |  | Mixed Ducted and Non-Ducted Indoor Units | 0 |  | 27000 | 19.75 | 9.8 | 27000 | 27000 | 100% | 1.8 | 0 | 11.8 |  |  |  |  | R-410A | 2.25 | Residential & Commercial | VSMSHP
212920655 | Mini/Multi Split | Bladex | HMSV-A-CB | B40I-36SPHP1 |  | Mixed Ducted and Non-Ducted Indoor Units | 0 |  | 36000 | 19.5 | 9.85 | 37000 | 34400 | 92.97% | 1.8 | 11.9 | 12.1 |  |  |  |  | R-410A | 3 | Residential & Commercial | VSMSHP
212920684 | Mini/Multi Split | NOVAIR | HMSV-A-CB | LEA36MZ-4P-35SK-O* |  | Mixed Ducted and Non-Ducted Indoor Units | 0 |  | 36000 | 20.6 | 10.15 | 37000 | 34400 | 92.97% | 1.8 | 12.45 | 12.65 |  |  |  |  | R-410A | 3 | Residential & Commercial | VSMSHP
212920681 | Mini/Multi Split | NOVAIR | HMSV-A-CB | LEA20MZ-2P-35SK-O* |  | Mixed Ducted and Non-Ducted Indoor Units | 0 |  | 19000 | 20.5 | 9.55 | 20000 | 19300 | 96.5% | 1.88 | 12 | 12.25 |  |  |  |  | R-410A | 1.5833 | Residential & Commercial | VSMSHP
212940822 | Mini/Multi Split | CENTURY | HMSV-A-CB | A-VMH18DV-1 |  | Mixed Ducted and Non-Ducted Indoor Units | 0 |  | 19000 | 20.5 | 9.55 | 20000 | 19300 | 96.5% | 1.88 | 12 | 12.25 |  |  |  |  | R-410A | 1.5833 | Residential & Commercial | VSMSHP
212940827 | Mini/Multi Split | CENTURY | HMSV-A-CB | A-VMH28TV-1 |  | Mixed Ducted and Non-Ducted Indoor Units | 0 |  | 28000 | 21.5 | 10.05 | 28000 | 25000 | 89.29% | 1.8 | 12 | 12.1 |  |  |  |  | R-410A | 2.3333 | Residential & Commercial | VSMSHP
212940828 | Mini/Multi Split | CENTURY | HMSV-A-CB | A-VMH36QV-1 |  | Mixed Ducted and Non-Ducted Indoor Units | 0 |  | 36000 | 20.6 | 10.15 | 37000 | 34400 | 92.97% | 1.8 | 12.45 | 12.65 |  |  |  |  | R-410A | 3 | Residential & Commercial | VSMSHP
210857364 | Mini/Multi Split | 1HVAC | HMSV-A-CB | ACIQ-55Z-HH-M5B |  | Mixed Ducted and Non-Ducted Indoor Units | 0 |  | 55000 | 20.4 | 9.4 | 55000 | 46000 | 83.64% | 1.9 | 10.5 | 10.5 |  |  |  |  | R-410A | 4.5833 | Residential & Commercial | VSMSHP
210857382 | Mini/Multi Split | ACIQ | HMSV-A-CB | ACIQ-55Z-HH-M5B |  | Mixed Ducted and Non-Ducted Indoor Units | 0 |  | 55000 | 20.4 | 9.4 | 55000 | 46000 | 83.64% | 1.9 | 10.5 | 10.5 |  |  |  |  | R-410A | 4.5833 | Residential & Commercial | VSMSHP
210857400 | Mini/Multi Split | DIYCOOL | HMSV-A-CB | ACIQ-55Z-HH-M5B |  | Mixed Ducted and Non-Ducted Indoor Units | 0 |  | 55000 | 20.4 | 9.4 | 55000 | 46000 | 83.64% | 1.9 | 10.5 | 10.5 |  |  |  |  | R-410A | 4.5833 | Residential & Commercial | VSMSHP
211016451 | Mini/Multi Split | Mitsubishi Electric | HMSV-A-CB | MXZ-SM36NAMHZ2 |  | Mixed Ducted and Non-Ducted Indoor Units | 0 |  | 36000 | 20.75 | 11.5 | 42000 | 38500 | 91.67% | 1.92 | 13.8 | 13.5 |  |  |  |  | R-410A | 3 | Residential & Commercial | VSMSHP
211016454 | Mini/Multi Split | Mitsubishi Electric | HMSV-A-CB | MXZ-SM42NAMHZ2 |  | Mixed Ducted and Non-Ducted Indoor Units | 0 |  | 42000 | 19.75 | 10.55 | 48000 | 44000 | 91.67% | 1.92 | 12.2 | 12 |  |  |  |  | R-410A | 3.5 | Residential & Commercial | VSMSHP
211016463 | Mini/Multi Split | Mitsubishi Electric | HMSV-A-CB | MXZ-SM60NAM2 |  | Mixed Ducted and Non-Ducted Indoor Units | 0 |  | 60000 | 18.5 | 9.75 | 66000 | 46500 | 70.45% | 1.9 | 12.2 | 11.95 |  |  |  |  | R-410A | 5 | Residential & Commercial | VSMSHP
211016460 | Mini/Multi Split | Mitsubishi Electric | HMSV-A-CB | MXZ-SM48NAMHZ2 |  | Mixed Ducted and Non-Ducted Indoor Units | 0 |  | 48000 | 19.5 | 10.5 | 54000 | 47000 | 87.04% | 1.9 | 12.2 | 11.8 |  |  |  |  | R-410A | 4 | Residential & Commercial | VSMSHP
211016457 | Mini/Multi Split | Mitsubishi Electric | HMSV-A-CB | MXZ-SM48NAM2 |  | Mixed Ducted and Non-Ducted Indoor Units | 0 |  | 48000 | 19.5 | 9.65 | 50000 | 35400 | 70.8% | 2.02 | 12.2 | 11.8 |  |  |  |  | R-410A | 4 | Residential & Commercial | VSMSHP
211016466 | Mini/Multi Split | Trane / Mitsubishi Electric | HMSV-A-CB | NTXMSM36A142B* |  | Mixed Ducted and Non-Ducted Indoor Units | 0 |  | 36000 | 20.75 | 10.5 | 41000 | 29000 | 70.73% | 2.1 | 13.8 | 13.5 |  |  |  |  | R-410A | 3 | Residential & Commercial | VSMSHP
211016472 | Mini/Multi Split | Trane / Mitsubishi Electric | HMSV-A-CB | NTXMSH42A152B* |  | Mixed Ducted and Non-Ducted Indoor Units | 0 |  | 42000 | 19.75 | 10.55 | 48000 | 44000 | 91.67% | 1.92 | 12.2 | 12 |  |  |  |  | R-410A | 3.5 | Residential & Commercial | VSMSHP
211016469 | Mini/Multi Split | Trane / Mitsubishi Electric | HMSV-A-CB | NTXMSH36A142B* |  | Mixed Ducted and Non-Ducted Indoor Units | 0 |  | 36000 | 20.75 | 11.5 | 42000 | 38500 | 91.67% | 1.92 | 13.8 | 13.5 |  |  |  |  | R-410A | 3 | Residential & Commercial | VSMSHP
211016476 | Mini/Multi Split | Trane / Mitsubishi Electric | HMSV-A-CB | NTXMSH48A182B* |  | Mixed Ducted and Non-Ducted Indoor Units | 0 |  | 48000 | 19.5 | 10.5 | 54000 | 47000 | 87.04% | 1.9 | 12.2 | 11.8 |  |  |  |  | R-410A | 4 | Residential & Commercial | VSMSHP
211016479 | Mini/Multi Split | Trane / Mitsubishi Electric | HMSV-A-CB | NTXMSM60A182B* |  | Mixed Ducted and Non-Ducted Indoor Units | 0 |  | 60000 | 18.5 | 9.75 | 66000 | 46500 | 70.45% | 1.9 | 12.2 | 11.95 |  |  |  |  | R-410A | 5 | Residential & Commercial | VSMSHP
211133301 | Mini/Multi Split | NOVAIR | HMSV-A-CB | LEA36MZ-4P-35SK-O |  | Mixed Ducted and Non-Ducted Indoor Units | 0 |  | 36000 | 19.5 | 9.85 | 37000 | 34400 | 92.97% | 1.8 | 11.9 | 12.1 |  |  |  |  | R-410A | 3 | Residential & Commercial | VSMSHP
211174356 | Mini/Multi Split | TOSOT | HMSV-A-CB | TM18HX4O |  | Mixed Ducted and Non-Ducted Indoor Units | 0 |  | 17000 | 18.5 | 9 | 18000 | 13700 | 76.11% | 1.8 | 0 | 11.5 |  |  |  |  | R-410A | 1.4167 | Residential & Commercial | VSMSHP
211253534 | Mini/Multi Split | PERFECTAIRE | HMSV-A-CB | 3PAMS55-HH-MZO5 |  | Mixed Ducted and Non-Ducted Indoor Units | 0 |  | 55000 | 19.4 | 9.4 | 55000 | 45500 | 82.73% | 1.85 | 10.5 | 10.5 |  |  |  |  | R-410A | 4.5833 | Residential & Commercial | VSMSHP
211289837 | Mini/Multi Split | MDV | HMSV-A-CB | M3OI-28HFN1-M-L |  | Mixed Ducted and Non-Ducted Indoor Units | 0 |  | 28000 | 21.5 | 10.05 | 28000 | 25000 | 89.29% | 1.8 | 0 | 12.1 |  |  |  |  | R-410A | 2.3333 | Residential & Commercial | VSMSHP
211497162 | Mini/Multi Split | KINGHOME | HMSV-A-CB | KM18H5O |  | Mixed Ducted and Non-Ducted Indoor Units | 0 |  | 17000 | 18.5 | 9 | 18000 | 13700 | 76.11% | 1.8 | 0 | 11.5 |  |  |  |  | R-410A | 1.4167 | Residential & Commercial | VSMSHP
211306403 | Mini/Multi Split | Mitsutomo | HMSV-A-CB | HO-MD18-AB-Q |  | Mixed Ducted and Non-Ducted Indoor Units | 0 |  | 19000 | 19.75 | 9.15 | 20000 | 18500 | 92.5% | 1.83 | 12 | 12.25 |  |  |  |  | R-410A | 1.5833 | Residential & Commercial | VSMSHP
211306409 | Mini/Multi Split | Mitsutomo | HMSV-A-CB | HO-MQ36-AB-Q |  | Mixed Ducted and Non-Ducted Indoor Units | 0 |  | 36000 | 19.5 | 9.85 | 37000 | 34400 | 92.97% | 1.8 | 11.9 | 12.1 |  |  |  |  | R-410A | 3 | Residential & Commercial | VSMSHP
211306406 | Mini/Multi Split | Mitsutomo | HMSV-A-CB | HO-MT28-AB-Q |  | Mixed Ducted and Non-Ducted Indoor Units | 0 |  | 28000 | 21.3 | 9.65 | 28000 | 25000 | 89.29% | 1.8 | 11.5 | 11.75 |  |  |  |  | R-410A | 2.3333 | Residential & Commercial | VSMSHP
211306412 | Mini/Multi Split | Mitsutomo | HMSV-A-CB | HO-MP48-AB-Q |  | Mixed Ducted and Non-Ducted Indoor Units | 0 |  | 47500 | 21.05 | 9.4 | 49000 | 43500 | 88.78% | 2 | 11.2 | 11.35 |  |  |  |  | R-410A | 3.9583 | Residential & Commercial | VSMSHP
211306415 | Mini/Multi Split | Mitsutomo | HMSV-A-CB | HO-MP55-AB-Q |  | Mixed Ducted and Non-Ducted Indoor Units | 0 |  | 55000 | 19.4 | 9.4 | 55000 | 45500 | 82.73% | 1.85 | 10.5 | 10.5 |  |  |  |  | R-410A | 4.5833 | Residential & Commercial | VSMSHP
213248989 | Mini/Multi Split | Mitsubishi Electric | HMSV-A-CB | MXZ-SM36NAM2*** |  | Mixed Ducted and Non-Ducted Indoor Units | 0 |  | 36000 | 19.3 | 9.8 | 41000 | 29000 | 70.73% | 2.1 | 0 | 13.15 |  |  |  |  | R-410A | 3 | Residential & Commercial | VSMSHP
213248990 | Mini/Multi Split | Mitsubishi Electric | HMSV-A-CB | MXZ-SM36NAMHZ*** |  | Mixed Ducted and Non-Ducted Indoor Units | 0 |  | 36000 | 19.3 | 10.95 | 42000 | 35400 | 84.29% | 2.09 | 0 | 13.15 |  |  |  |  | R-410A | 3 | Residential & Commercial | VSMSHP
213248991 | Mini/Multi Split | Mitsubishi Electric | HMSV-A-CB | MXZ-SM36NAMHZ2*** |  | Mixed Ducted and Non-Ducted Indoor Units | 0 |  | 36000 | 19.3 | 10.95 | 42000 | 38500 | 91.67% | 1.9 | 0 | 13.15 |  |  |  |  | R-410A | 3 | Residential & Commercial | VSMSHP
213248992 | Mini/Multi Split | Mitsubishi Electric | HMSV-A-CB | MXZ-SM42NAMHZ*** |  | Mixed Ducted and Non-Ducted Indoor Units | 0 |  | 42000 | 18.85 | 10.1 | 48000 | 36800 | 76.67% | 2.01 | 0 | 12 |  |  |  |  | R-410A | 3.5 | Residential & Commercial | VSMSHP
213248993 | Mini/Multi Split | Mitsubishi Electric | HMSV-A-CB | MXZ-SM42NAMHZ2*** |  | Mixed Ducted and Non-Ducted Indoor Units | 0 |  | 42000 | 18.85 | 10.1 | 48000 | 44000 | 91.67% | 1.88 | 0 | 12 |  |  |  |  | R-410A | 3.5 | Residential & Commercial | VSMSHP
213248999 | Mini/Multi Split | Mitsubishi Electric | HMSV-A-CB | MXZ-SM60NAM2*** |  | Mixed Ducted and Non-Ducted Indoor Units | 0 |  | 60000 | 17.75 | 9.55 | 66000 | 46500 | 70.45% | 1.9 | 0 | 11.85 |  |  |  |  | R-410A | 5 | Residential & Commercial | VSMSHP
213249001 | Mini/Multi Split | Trane / Mitsubishi Electric | HMSV-A-CB | NTXMSM36A142B** |  | Mixed Ducted and Non-Ducted Indoor Units | 0 |  | 36000 | 19.3 | 9.8 | 41000 | 29000 | 70.73% | 2.1 | 0 | 13.15 |  |  |  |  | R-410A | 3 | Residential & Commercial | VSMSHP
213249002 | Mini/Multi Split | Trane / Mitsubishi Electric | HMSV-A-CB | NTXMSH36A142A** |  | Mixed Ducted and Non-Ducted Indoor Units | 0 |  | 36000 | 19.3 | 10.95 | 42000 | 35400 | 84.29% | 2.09 | 0 | 13.15 |  |  |  |  | R-410A | 3 | Residential & Commercial | VSMSHP
213249003 | Mini/Multi Split | Trane / Mitsubishi Electric | HMSV-A-CB | NTXMSH36A142B** |  | Mixed Ducted and Non-Ducted Indoor Units | 0 |  | 36000 | 19.3 | 10.95 | 42000 | 38500 | 91.67% | 1.9 | 0 | 13.15 |  |  |  |  | R-410A | 3 | Residential & Commercial | VSMSHP
213249004 | Mini/Multi Split | Trane / Mitsubishi Electric | HMSV-A-CB | NTXMSH42A152A** |  | Mixed Ducted and Non-Ducted Indoor Units | 0 |  | 42000 | 18.85 | 10.1 | 48000 | 36800 | 76.67% | 2.01 | 0 | 12 |  |  |  |  | R-410A | 3.5 | Residential & Commercial | VSMSHP
213249005 | Mini/Multi Split | Trane / Mitsubishi Electric | HMSV-A-CB | NTXMSH42A152B** |  | Mixed Ducted and Non-Ducted Indoor Units | 0 |  | 42000 | 18.85 | 10.1 | 48000 | 44000 | 91.67% | 1.88 | 0 | 12 |  |  |  |  | R-410A | 3.5 | Residential & Commercial | VSMSHP
213249007 | Mini/Multi Split | Trane / Mitsubishi Electric | HMSV-A-CB | NTXMSM48A182B** |  | Mixed Ducted and Non-Ducted Indoor Units | 0 |  | 48000 | 18.85 | 9.35 | 50000 | 35400 | 70.8% | 2.02 | 0 | 11.75 |  |  |  |  | R-410A | 4 | Residential & Commercial | VSMSHP
213249008 | Mini/Multi Split | Trane / Mitsubishi Electric | HMSV-A-CB | NTXMSH48A182A** |  | Mixed Ducted and Non-Ducted Indoor Units | 0 |  | 48000 | 18.85 | 10.15 | 54000 | 43500 | 80.56% | 2.02 | 0 | 11.75 |  |  |  |  | R-410A | 4 | Residential & Commercial | VSMSHP
213249009 | Mini/Multi Split | Trane / Mitsubishi Electric | HMSV-A-CB | NTXMSH48A182B** |  | Mixed Ducted and Non-Ducted Indoor Units | 0 |  | 48000 | 18.85 | 10.15 | 54000 | 47000 | 87.04% | 1.9 | 0 | 11.75 |  |  |  |  | R-410A | 4 | Residential & Commercial | VSMSHP
213249011 | Mini/Multi Split | Trane / Mitsubishi Electric | HMSV-A-CB | NTXMSM60A182B** |  | Mixed Ducted and Non-Ducted Indoor Units | 0 |  | 60000 | 17.75 | 9.55 | 66000 | 46500 | 70.45% | 1.9 | 0 | 11.85 |  |  |  |  | R-410A | 5 | Residential & Commercial | VSMSHP
213249052 | Mini/Multi Split | Mitsubishi Electric | HMSV-A-CB | PUMY-HP36NKMU1*** |  | Mixed Ducted and Non-Ducted Indoor Units | 0 |  | 36000 | 19.3 | 10.95 | 42000 | 35400 | 84.29% | 2.08 | 0 | 13.15 |  |  |  |  | R-410A | 3 | Residential & Commercial | VSMSHP
213249053 | Mini/Multi Split | Mitsubishi Electric | HMSV-A-CB | PUMY-HP36NKMU2*** |  | Mixed Ducted and Non-Ducted Indoor Units | 0 |  | 36000 | 19.3 | 10.95 | 42000 | 33600 | 80% | 2.08 | 0 | 13.15 |  |  |  |  | R-410A | 3 | Residential & Commercial | VSMSHP
213249054 | Mini/Multi Split | Mitsubishi Electric | HMSV-A-CB | PUMY-HP42NKMU2*** |  | Mixed Ducted and Non-Ducted Indoor Units | 0 |  | 42000 | 18.85 | 10.1 | 48000 | 34800 | 72.5% | 2 | 0 | 12 |  |  |  |  | R-410A | 3.5 | Residential & Commercial | VSMSHP
213249055 | Mini/Multi Split | Mitsubishi Electric | HMSV-A-CB | PUMY-HP48NKMU1*** |  | Mixed Ducted and Non-Ducted Indoor Units | 0 |  | 48000 | 18.85 | 10.15 | 54000 | 43500 | 80.56% | 2 | 0 | 11.75 |  |  |  |  | R-410A | 4 | Residential & Commercial | VSMSHP
213249056 | Mini/Multi Split | Mitsubishi Electric | HMSV-A-CB | PUMY-HP48NKMU2*** |  | Mixed Ducted and Non-Ducted Indoor Units | 0 |  | 48000 | 18.85 | 10.15 | 54000 | 40000 | 74.07% | 2 | 0 | 11.75 |  |  |  |  | R-410A | 4 | Residential & Commercial | VSMSHP
213257504 | Mini/Multi Split | MDV | HMSV-A-CB | M2OA-18HFN1-M** |  | Mixed Ducted and Non-Ducted Indoor Units | 0 |  | 18000 | 18.5 | 9.25 | 18500 | 13100 | 70.81% | 1.95 | 0 | 11.75 |  |  |  |  | R-410A | 1.5 | Residential & Commercial | VSMSHP
213088008 | Mini/Multi Split | ECO AC | HMSV-A-CB | EMH-5O48BBH |  | Mixed Ducted and Non-Ducted Indoor Units | 0 |  | 47500 | 21.05 | 9.4 | 49000 | 43500 | 88.78% | 2 | 11.2 | 11.35 |  |  |  |  | R-410A | 3.9583 | Residential & Commercial | VSMSHP
211635205 | Mini/Multi Split | AireForce | HMSV-A-CB | GXH36(10.6)FMK4DH-1 |  | Mixed Ducted and Non-Ducted Indoor Units | 0 |  | 34000 | 18.5 | 9 | 36000 | 30000 | 83.33% | 1.8 | 11.5 | 11.5 |  |  |  |  | R-410A | 2.8333 | Residential & Commercial | VSMSHP
211635206 | Mini/Multi Split | AireForce | HMSV-A-CB | GXH42(12.3)FMK4DH-1 |  | Mixed Ducted and Non-Ducted Indoor Units | 0 |  | 36000 | 18.5 | 9 | 40000 | 32400 | 81% | 1.8 | 11.5 | 11.5 |  |  |  |  | R-410A | 3 | Residential & Commercial | VSMSHP
211752945 | Mini/Multi Split | GREE | HMSV-A-CB | GWHD(18)ND3PO |  | Mixed Ducted and Non-Ducted Indoor Units | 0 |  | 18000 | 21 | 9 | 19000 | 13500 | 71.05% | 1.92 | 11 | 12 |  |  |  |  | R-410A | 1.5 | Residential & Commercial | VSMSHP
212316087 | Mini/Multi Split | PolarWave | HMSV-A-CB | ACIQ-18Z-HH-M2B |  | Mixed Ducted and Non-Ducted Indoor Units | 0 |  | 19000 | 20.5 | 9.55 | 20000 | 19300 | 96.5% | 1.88 | 12 | 12.25 |  |  |  |  | R-410A | 1.5833 | Residential & Commercial | VSMSHP
212316090 | Mini/Multi Split | PolarWave | HMSV-A-CB | ACIQ-27Z-HH-M3B |  | Mixed Ducted and Non-Ducted Indoor Units | 0 |  | 28000 | 21.5 | 10.05 | 28000 | 25000 | 89.29% | 1.8 | 12 | 12.1 |  |  |  |  | R-410A | 2.3333 | Residential & Commercial | VSMSHP
212316093 | Mini/Multi Split | PolarWave | HMSV-A-CB | ACIQ-36Z-HH-M4B |  | Mixed Ducted and Non-Ducted Indoor Units | 0 |  | 36000 | 20.6 | 10.15 | 37000 | 34400 | 92.97% | 1.8 | 12.45 | 12.65 |  |  |  |  | R-410A | 3 | Residential & Commercial | VSMSHP
212316096 | Mini/Multi Split | PolarWave | HMSV-A-CB | ACIQ-48Z-HH-M5B |  | Mixed Ducted and Non-Ducted Indoor Units | 0 |  | 47500 | 21.35 | 9.4 | 49000 | 43500 | 88.78% | 2 | 11.5 | 11.7 |  |  |  |  | R-410A | 3.9583 | Residential & Commercial | VSMSHP
212316173 | Mini/Multi Split | STEALTH | HMSV-A-CB | ACIQ-18Z-HH-M2B |  | Mixed Ducted and Non-Ducted Indoor Units | 0 |  | 19000 | 20.5 | 9.55 | 20000 | 19300 | 96.5% | 1.88 | 12 | 12.25 |  |  |  |  | R-410A | 1.5833 | Residential & Commercial | VSMSHP
212316176 | Mini/Multi Split | STEALTH | HMSV-A-CB | ACIQ-27Z-HH-M3B |  | Mixed Ducted and Non-Ducted Indoor Units | 0 |  | 28000 | 21.5 | 10.05 | 28000 | 25000 | 89.29% | 1.8 | 12 | 12.1 |  |  |  |  | R-410A | 2.3333 | Residential & Commercial | VSMSHP
212316205 | Mini/Multi Split | STEALTH | HMSV-A-CB | ACIQ-55Z-HH-M5B |  | Mixed Ducted and Non-Ducted Indoor Units | 0 |  | 55000 | 20.4 | 9.4 | 55000 | 46000 | 83.64% | 1.9 | 10.5 | 10.5 |  |  |  |  | R-410A | 4.5833 | Residential & Commercial | VSMSHP
212316182 | Mini/Multi Split | STEALTH | HMSV-A-CB | ACIQ-48Z-HH-M5B |  | Mixed Ducted and Non-Ducted Indoor Units | 0 |  | 47500 | 21.35 | 9.4 | 49000 | 43500 | 88.78% | 2 | 11.5 | 11.7 |  |  |  |  | R-410A | 3.9583 | Residential & Commercial | VSMSHP
212360176 | Mini/Multi Split | MDV | HMSV-A-CB | M3OK-27HFN1-M |  | Mixed Ducted and Non-Ducted Indoor Units | 0 |  | 27000 | 20.4 | 10 | 27000 | 27000 | 100% | 1.8 | 0 | 12 |  |  |  |  | R-410A | 2.25 | Residential & Commercial | VSMSHP
212360177 | Mini/Multi Split | MDV | HMSV-A-CB | M3OK-27HFN1-M* |  | Mixed Ducted and Non-Ducted Indoor Units | 0 |  | 27000 | 19.75 | 9.8 | 27000 | 27000 | 100% | 1.8 | 0 | 11.8 |  |  |  |  | R-410A | 2.25 | Residential & Commercial | VSMSHP
212365438 | Mini/Multi Split | Custom Comfort | HMSV-A-CB | CCOXHAMZ436HP |  | Mixed Ducted and Non-Ducted Indoor Units | 0 |  | 36000 | 20.6 | 10.15 | 37000 | 34400 | 92.97% | 1.8 | 12.45 | 12.65 |  |  |  |  | R-410A | 3 | Residential & Commercial | VSMSHP
212365435 | Mini/Multi Split | Custom Comfort | HMSV-A-CB | CCOXHAMZ218HP |  | Mixed Ducted and Non-Ducted Indoor Units | 0 |  | 19000 | 20.5 | 9.55 | 20000 | 19300 | 96.5% | 1.88 | 12 | 12.25 |  |  |  |  | R-410A | 1.5833 | Residential & Commercial | VSMSHP
212396481 | Mini/Multi Split | HAXXAIR | HMSV-A-CB-O | HVHM-42T2D |  | Mixed Ducted and Non-Ducted Indoor Units | 0 |  | 41500 | 19 | 8.88 | 43000 | 36000 | 83.72% | 1.84 | 10.25 | 10.25 |  |  |  |  | R-410A | 3.4583 | Residential & Commercial | VSMSHP
212365444 | Mini/Multi Split | Custom Comfort | HMSV-A-CB | CCOXHAMZ555HP |  | Mixed Ducted and Non-Ducted Indoor Units | 0 |  | 55000 | 20.4 | 9.4 | 55000 | 46000 | 83.64% | 1.9 | 10.5 | 10.5 |  |  |  |  | R-410A | 4.5833 | Residential & Commercial | VSMSHP
212360180 | Mini/Multi Split | BLUERIDGE | HMSV-A-CB | BMM27HH2C |  | Mixed Ducted and Non-Ducted Indoor Units | 0 |  | 27000 | 20.4 | 10 | 27000 | 27000 | 100% | 1.8 | 0 | 12 |  |  |  |  | R-410A | 2.25 | Residential & Commercial | VSMSHP
213479400 | Mini/Multi Split | TEMP SHIFT | HMSV-A-CB | TSM5OG48HFN1M[X] |  | Mixed Ducted and Non-Ducted Indoor Units | 0 |  | 47500 | 21.05 | 9.4 | 49000 | 43500 | 88.78% | 2 | 11.2 | 11.35 |  |  |  |  | R-410A | 3.9583 | Residential & Commercial | VSMSHP
213307895 | Mini/Multi Split | Bladex | HMSV-A-CB | B40XS-36SPHP1 |  | Mixed Ducted and Non-Ducted Indoor Units | 0 |  | 36000 | 20.2 | 10.45 | 36000 | 36000 | 100% | 1.93 | 0 | 12 |  |  |  |  | R-410A | 3 | Residential & Commercial | VSMSHP
213307898 | Mini/Multi Split | Wells | HMSV-A-CB | WMCA-36HFMO |  | Mixed Ducted and Non-Ducted Indoor Units | 0 |  | 36000 | 20.2 | 10.45 | 36000 | 36000 | 100% | 1.93 | 0 | 12 |  |  |  |  | R-410A | 3 | Residential & Commercial | VSMSHP
213307914 | Mini/Multi Split | Alsetria | HMSV-A-CB | M4OX630-36HFN1-M1X |  | Mixed Ducted and Non-Ducted Indoor Units | 0 |  | 36000 | 20.2 | 10.45 | 36000 | 36000 | 100% | 1.93 | 0 | 12 |  |  |  |  | R-410A | 3 | Residential & Commercial | VSMSHP
213307917 | Mini/Multi Split | ECO-AIR | HMSV-A-CB | M4OX630-36HFN1-M1X |  | Mixed Ducted and Non-Ducted Indoor Units | 0 |  | 36000 | 20.2 | 10.45 | 36000 | 36000 | 100% | 1.93 | 0 | 12 |  |  |  |  | R-410A | 3 | Residential & Commercial | VSMSHP
215735322 | Mini/Multi Split | SENVILLE | HMSV-A-CB | SENA-48HF-MOA |  | Mixed Ducted and Non-Ducted Indoor Units | 0 |  | 47000 | 21.7 | 11 | 48500 | 47500 | 97.94% | 2 | 0 | 11.85 |  |  |  |  | R-454B | 3.9167 | Residential & Commercial | VSMSHP
213363378 | Mini/Multi Split | BLUERIDGE | HMSV-A-CB | BMM36HH2C |  | Mixed Ducted and Non-Ducted Indoor Units | 0 |  | 36000 | 20.2 | 10.45 | 36000 | 36000 | 100% | 1.93 | 0 | 12 |  |  |  |  | R-410A | 3 | Residential & Commercial | VSMSHP
215357108 | Mini/Multi Split | BRYANT | HMSV-A-CB | 37MGHAQ18CA3 |  | Mixed Ducted and Non-Ducted Indoor Units | 0 |  | 19000 | 22.5 | 10.25 | 20000 | 18500 | 92.5% | 2 | 0 | 14 |  |  |  |  | R-454B | 1.5833 | Residential & Commercial | VSMSHP
215735319 | Mini/Multi Split | SENVILLE | HMSV-A-CB | SENA-36HF-MOA |  | Mixed Ducted and Non-Ducted Indoor Units | 0 |  | 36000 | 21.2 | 10.55 | 36000 | 37000 | 102.8% | 2 | 0 | 12.5 |  |  |  |  | R-454B | 3 | Residential & Commercial | VSMSHP
215735325 | Mini/Multi Split | SENVILLE | HMSV-A-CB | SENA-55HF-MOA |  | Mixed Ducted and Non-Ducted Indoor Units | 0 |  | 52000 | 21.1 | 10.6 | 55000 | 47500 | 86.36% | 2.05 | 0 | 11.85 |  |  |  |  | R-454B | 4.3333 | Residential & Commercial | VSMSHP
215746007 | Mini/Multi Split | Custom Comfort | HMSV-A-CB | CCOXHBMZ318HP |  | Mixed Ducted and Non-Ducted Indoor Units | 0 |  | 19000 | 22.5 | 10.2 | 20000 | 18500 | 92.5% | 2 | 0 | 14 |  |  |  |  | R-454B | 1.5833 | Residential & Commercial | VSMSHP
215735343 | Mini/Multi Split | HISENSE | HMSV-A-CB-O | AMW5-42U3TQA |  | Mixed Ducted and Non-Ducted Indoor Units | 0 |  | 42000 | 20 | 9.15 | 46500 | 35000 | 75.27% | 1.87 | 0 | 11.8 |  |  |  |  | R-454B | 3.5 | Residential & Commercial | VSMSHP
211016627 | Mini/Multi Split | Trane / Mitsubishi Electric | HMSV-A-CB | NTXMSM48A182B* |  | Mixed Ducted and Non-Ducted Indoor Units | 0 |  | 48000 | 19.5 | 9.65 | 50000 | 35400 | 70.8% | 2.02 | 12.2 | 11.8 |  |  |  |  | R-410A | 4 | Residential & Commercial | VSMSHP
211016480 | Mini/Multi Split | Mitsubishi Electric | HMSV-A-CB | MXZ-SM36NAM2 |  | Mixed Ducted and Non-Ducted Indoor Units | 0 |  | 36000 | 20.75 | 10.5 | 41000 | 29000 | 70.73% | 2.1 | 13.8 | 13.5 |  |  |  |  | R-410A | 3 | Residential & Commercial | VSMSHP
213369558 | Mini/Multi Split | Hisense | HMSV-A-CB | AVW-28H3FH2 |  | Mixed Ducted and Non-Ducted Indoor Units | 0 |  | 27200 | 17.3 | 8.2 | 32400 | 25000 | 77.16% | 2.15 | 0 | 11.3 |  |  |  |  | R-410A | 2.2667 | Residential & Commercial | VSMSHP
213372417 | Mini/Multi Split | SAMSUNG | HMSV-A-CB | AJ020CXS3CH |  | Mixed Ducted and Non-Ducted Indoor Units | 0 |  | 21000 | 21.75 | 10 | 22000 | 22000 | 100% | 1.89 | 0 | 14.2 |  |  |  |  | R-410A | 1.75 | Residential & Commercial | VSMSHP
213372418 | Mini/Multi Split | SAMSUNG | HMSV-A-CB | AJ024CXS4CH |  | Mixed Ducted and Non-Ducted Indoor Units | 0 |  | 25000 | 21.5 | 9.9 | 25000 | 25000 | 100% | 1.83 | 0 | 14 |  |  |  |  | R-410A | 2.0833 | Residential & Commercial | VSMSHP
213372419 | Mini/Multi Split | SAMSUNG | HMSV-A-CB | AJ030CXS4CH |  | Mixed Ducted and Non-Ducted Indoor Units | 0 |  | 28400 | 21.25 | 9.9 | 28600 | 28600 | 100% | 1.81 | 0 | 13.2 |  |  |  |  | R-410A | 2.3667 | Residential & Commercial | VSMSHP
213372420 | Mini/Multi Split | SAMSUNG | HMSV-A-CB | AJ036CXS4CH |  | Mixed Ducted and Non-Ducted Indoor Units | 0 |  | 34000 | 20 | 9 | 35600 | 35600 | 100% | 1.78 | 0 | 11.7 |  |  |  |  | R-410A | 2.8333 | Residential & Commercial | VSMSHP
213479391 | Mini/Multi Split | TEMP SHIFT | HMSV-A-CB | TSM2OI18HFN1M |  | Mixed Ducted and Non-Ducted Indoor Units | 0 |  | 19000 | 19.75 | 9.15 | 20000 | 18500 | 92.5% | 1.83 | 12 | 12.25 |  |  |  |  | R-410A | 1.5833 | Residential & Commercial | VSMSHP
213479412 | Mini/Multi Split | CanAir | HMSV-A-CB | C28MC218H22 |  | Mixed Ducted and Non-Ducted Indoor Units | 0 |  | 19000 | 20.5 | 9.55 | 20000 | 19300 | 96.5% | 1.88 | 12 | 12.25 |  |  |  |  | R-410A | 1.5833 | Residential & Commercial | VSMSHP
213479406 | Mini/Multi Split | CanAir | HMSV-A-CB | C28MC328H21 |  | Mixed Ducted and Non-Ducted Indoor Units | 0 |  | 28000 | 21.5 | 10.05 | 28000 | 25000 | 89.29% | 1.8 | 12 | 12.1 |  |  |  |  | R-410A | 2.3333 | Residential & Commercial | VSMSHP
213479397 | Mini/Multi Split | TEMP SHIFT | HMSV-A-CB | TSM4OX63036HFN1M1X |  | Mixed Ducted and Non-Ducted Indoor Units | 0 |  | 36000 | 20.2 | 10.45 | 36000 | 36000 | 100% | 1.93 | 0 | 12 |  |  |  |  | R-410A | 3 | Residential & Commercial | VSMSHP
213479394 | Mini/Multi Split | TEMP SHIFT | HMSV-A-CB | TSM3OK27HFN1M |  | Mixed Ducted and Non-Ducted Indoor Units | 0 |  | 27000 | 19.75 | 9.8 | 27000 | 27000 | 100% | 1.8 | 0 | 11.8 |  |  |  |  | R-410A | 2.25 | Residential & Commercial | VSMSHP
213479409 | Mini/Multi Split | CanAir | HMSV-A-CB | C28MC436H22 |  | Mixed Ducted and Non-Ducted Indoor Units | 0 |  | 36000 | 20.6 | 10.15 | 37000 | 34400 | 92.97% | 1.8 | 12.45 | 12.65 |  |  |  |  | R-410A | 3 | Residential & Commercial | VSMSHP
213732652 | Mini/Multi Split | SENVILLE | HMSV-A-CB | SENA-18HF-MOB |  | Mixed Ducted and Non-Ducted Indoor Units | 0 |  | 19000 | 20.5 | 9.55 | 20000 | 19300 | 96.5% | 1.88 | 12 | 12.25 |  |  |  |  | R-410A | 1.5833 | Residential & Commercial | VSMSHP
213732670 | Mini/Multi Split | ZERO | HMSV-A-CB | Z5SOV-48HDM-US |  | Mixed Ducted and Non-Ducted Indoor Units | 0 |  | 47500 | 21.05 | 9.4 | 49000 | 43500 | 88.78% | 2 | 11.2 | 11.35 |  |  |  |  | R-410A | 3.9583 | Residential & Commercial | VSMSHP
206918725 | Mini/Multi Split | SAMSUNG | HMSV-A-CB | AM048NXMDCR |  | Mixed Ducted and Non-Ducted Indoor Units | 0 |  | 48000 | 19 | 9.4 | 54000 | 38000 | 70.37% | 1.95 | 10.85 | 10.85 |  |  |  |  | R-410A | 4 | Residential & Commercial | VSMSHP
206918726 | Mini/Multi Split | SAMSUNG | HMSR-A-CB | AM048TXMDCH |  | Mixed Ducted and Non-Ducted Indoor Units | 0 |  | 48000 | 19 | 9.4 | 54000 | 38000 | 70.37% | 1.95 | 10.85 | 10.85 |  |  |  |  | R-410A | 4 | Residential & Commercial | VSMSHP
206918727 | Mini/Multi Split | SAMSUNG | HMSV-A-CB | AM053NXMDCR |  | Mixed Ducted and Non-Ducted Indoor Units | 0 |  | 53000 | 18.6 | 9.4 | 61000 | 43000 | 70.49% | 1.95 | 10.5 | 10.45 |  |  |  |  | R-410A | 4.4167 | Residential & Commercial | VSMSHP
206918728 | Mini/Multi Split | SAMSUNG | HMSR-A-CB | AM053TXMDCH |  | Mixed Ducted and Non-Ducted Indoor Units | 0 |  | 53000 | 18.6 | 9.4 | 61000 | 43000 | 70.49% | 1.95 | 10.5 | 10.45 |  |  |  |  | R-410A | 4.4167 | Residential & Commercial | VSMSHP
213732658 | Mini/Multi Split | SENVILLE | HMSV-A-CB | SENA-36HF-MOB |  | Mixed Ducted and Non-Ducted Indoor Units | 0 |  | 36000 | 20.9 | 10.45 | 36000 | 36400 | 101.1% | 1.95 | 0 | 12.25 |  |  |  |  | R-410A | 3 | Residential & Commercial | VSMSHP
213732661 | Mini/Multi Split | SENVILLE | HMSV-A-CB | SENA-48HF-MOB |  | Mixed Ducted and Non-Ducted Indoor Units | 0 |  | 47500 | 21.35 | 9.4 | 49000 | 43500 | 88.78% | 2 | 11.5 | 11.7 |  |  |  |  | R-410A | 3.9583 | Residential & Commercial | VSMSHP
213732655 | Mini/Multi Split | SENVILLE | HMSV-A-CB | SENA-28HF-MOB |  | Mixed Ducted and Non-Ducted Indoor Units | 0 |  | 28000 | 21.5 | 10.05 | 28000 | 25000 | 89.29% | 1.8 | 12 | 12.1 |  |  |  |  | R-410A | 2.3333 | Residential & Commercial | VSMSHP
213927615 | Mini/Multi Split | QUEBEC VAIR | HMSV-A-CB | NE-T53-MULTI28E |  | Mixed Ducted and Non-Ducted Indoor Units | 0 |  | 28000 | 21.5 | 10.05 | 28000 | 25000 | 89.29% | 1.8 | 12 | 12.1 |  |  |  |  | R-410A | 2.3333 | Residential & Commercial | VSMSHP
213927621 | Mini/Multi Split | MAXI AIR | HMSV-A-CB | NE-T53-MULTI28E |  | Mixed Ducted and Non-Ducted Indoor Units | 0 |  | 28000 | 21.5 | 10.05 | 28000 | 25000 | 89.29% | 1.8 | 12 | 12.1 |  |  |  |  | R-410A | 2.3333 | Residential & Commercial | VSMSHP
213927624 | Mini/Multi Split | MAXI AIR | HMSV-A-CB | NE-T53-MULTI36E |  | Mixed Ducted and Non-Ducted Indoor Units | 0 |  | 36000 | 20.6 | 10.15 | 37000 | 34400 | 92.97% | 1.8 | 12.45 | 12.65 |  |  |  |  | R-410A | 3 | Residential & Commercial | VSMSHP
205967239 | Mini/Multi Split | LG | HMSR-A-CB | ARUM048GSS5 |  | Mixed Ducted and Non-Ducted Indoor Units | 0 |  | 48000 | 20.35 | 10.15 | 58500 | 48000 | 82.05% | 1.83 | 13.25 | 12.85 |  |  |  |  | R-410A | 4 | Residential & Commercial | VSMSHP
205967240 | Mini/Multi Split | LG | HMSR-A-CB | ARUM036GSS5 |  | Mixed Ducted and Non-Ducted Indoor Units | 0 |  | 36000 | 20 | 10.35 | 48500 | 48000 | 98.97% | 1.83 | 14.25 | 14.5 |  |  |  |  | R-410A | 3 | Residential & Commercial | VSMSHP
207641257 | Mini/Multi Split | MDV | HMSV-A-CB | M2OI-18HFN1-M* |  | Mixed Ducted and Non-Ducted Indoor Units | 0 |  | 19000 | 19.75 | 9.15 | 20000 | 18500 | 92.5% | 1.83 | 12 | 12.25 |  |  |  |  | R-410A | 1.5833 | Residential & Commercial | VSMSHP
214065610 | Mini/Multi Split | Bladex | HMSV-A-CB | B30I-28SPHP1 |  | Mixed Ducted and Non-Ducted Indoor Units | 0 |  | 28000 | 21.3 | 9.65 | 28000 | 25000 | 89.29% | 1.8 | 11.5 | 11.75 |  |  |  |  | R-410A | 2.3333 | Residential & Commercial | VSMSHP
213479403 | Mini/Multi Split | TEMP SHIFT | HMSV-A-CB | TSM5OA55HFN1M[X] |  | Mixed Ducted and Non-Ducted Indoor Units | 0 |  | 55000 | 19.4 | 9.4 | 55000 | 45500 | 82.73% | 1.85 | 10.5 | 10.5 |  |  |  |  | R-410A | 4.5833 | Residential & Commercial | VSMSHP
213769957 | Mini/Multi Split | AI AIR CONDITIONING | HMSV-A-CB | A3MO22-27N1-M1H |  | Mixed Ducted and Non-Ducted Indoor Units | 0 |  | 27000 | 19.75 | 9.8 | 27000 | 27000 | 100% | 1.8 | 0 | 11.8 |  |  |  |  | R-410A | 2.25 | Residential & Commercial | VSMSHP
213769954 | Mini/Multi Split | AI AIR CONDITIONING | HMSV-A-CB | A2MO22-18N1-M1H |  | Mixed Ducted and Non-Ducted Indoor Units | 0 |  | 19000 | 19.75 | 9.15 | 20000 | 18500 | 92.5% | 1.83 | 12 | 12.25 |  |  |  |  | R-410A | 1.5833 | Residential & Commercial | VSMSHP
213769960 | Mini/Multi Split | AI AIR CONDITIONING | HMSV-A-CB | A4MO22-36N1-M1H |  | Mixed Ducted and Non-Ducted Indoor Units | 0 |  | 36000 | 20.2 | 10.45 | 36000 | 36000 | 100% | 1.93 | 0 | 12 |  |  |  |  | R-410A | 3 | Residential & Commercial | VSMSHP
213769963 | Mini/Multi Split | AI AIR CONDITIONING | HMSV-A-CB | A5MO22-48N1-M1H |  | Mixed Ducted and Non-Ducted Indoor Units | 0 |  | 47500 | 21.05 | 9.4 | 49000 | 43500 | 88.78% | 2 | 11.2 | 11.35 |  |  |  |  | R-410A | 3.9583 | Residential & Commercial | VSMSHP
213785767 | Mini/Multi Split | Mitsutomo | HMSV-A-CB | HO-MT28-AC-Q |  | Mixed Ducted and Non-Ducted Indoor Units | 0 |  | 27000 | 19.75 | 9.8 | 27000 | 27000 | 100% | 1.8 | 0 | 11.8 |  |  |  |  | R-410A | 2.25 | Residential & Commercial | VSMSHP
213785770 | Mini/Multi Split | Mitsutomo | HMSV-A-CB | HO-MQ36-AC-Q |  | Mixed Ducted and Non-Ducted Indoor Units | 0 |  | 36000 | 20.2 | 10.45 | 36000 | 36000 | 100% | 1.93 | 0 | 12 |  |  |  |  | R-410A | 3 | Residential & Commercial | VSMSHP
214232413 | Mini/Multi Split | Bladex | HMSV-A-CB | B20I-18SPHP1* |  | Mixed Ducted and Non-Ducted Indoor Units | 0 |  | 19000 | 20.5 | 9.55 | 20000 | 19300 | 96.5% | 1.88 | 12 | 12.25 |  |  |  |  | R-410A | 1.5833 | Residential & Commercial | VSMSHP
214232422 | Mini/Multi Split | Bladex | HMSV-A-CB | B40I-36SPHP1* |  | Mixed Ducted and Non-Ducted Indoor Units | 0 |  | 36000 | 20.6 | 10.15 | 37000 | 34400 | 92.97% | 1.8 | 12.45 | 12.65 |  |  |  |  | R-410A | 3 | Residential & Commercial | VSMSHP
214232419 | Mini/Multi Split | Bladex | HMSV-A-CB | B30I-28SPHP1* |  | Mixed Ducted and Non-Ducted Indoor Units | 0 |  | 28000 | 21.5 | 10.05 | 28000 | 25000 | 89.29% | 1.8 | 12 | 12.1 |  |  |  |  | R-410A | 2.3333 | Residential & Commercial | VSMSHP
214232416 | Mini/Multi Split | Bladex | HMSV-A-CB | B30K-27SPHP1* |  | Mixed Ducted and Non-Ducted Indoor Units | 0 |  | 27000 | 20.4 | 10 | 27000 | 27000 | 100% | 1.8 | 0 | 12 |  |  |  |  | R-410A | 2.25 | Residential & Commercial | VSMSHP
214232425 | Mini/Multi Split | Bladex | HMSV-A-CB | B40X-36SPHP1S* |  | Mixed Ducted and Non-Ducted Indoor Units | 0 |  | 36000 | 20.9 | 10.45 | 36000 | 36400 | 101.1% | 1.95 | 0 | 12.25 |  |  |  |  | R-410A | 3 | Residential & Commercial | VSMSHP
214232443 | Mini/Multi Split | Multi MFG | HMSV-A-CB | 48MPC5-HH-A |  | Mixed Ducted and Non-Ducted Indoor Units | 0 |  | 47500 | 21.35 | 9.4 | 49000 | 43500 | 88.78% | 2 | 11.5 | 11.7 |  |  |  |  | R-410A | 3.9583 | Residential & Commercial | VSMSHP
214232440 | Mini/Multi Split | Multi MFG | HMSV-A-CB | 36MPC4-HH-A |  | Mixed Ducted and Non-Ducted Indoor Units | 0 |  | 36000 | 20.6 | 10.15 | 37000 | 34400 | 92.97% | 1.8 | 12.45 | 12.65 |  |  |  |  | R-410A | 3 | Residential & Commercial | VSMSHP
214232428 | Mini/Multi Split | Bladex | HMSV-A-CB | B50G-48SPHP1* |  | Mixed Ducted and Non-Ducted Indoor Units | 0 |  | 47500 | 21.35 | 9.4 | 49000 | 43500 | 88.78% | 2 | 11.5 | 11.7 |  |  |  |  | R-410A | 3.9583 | Residential & Commercial | VSMSHP
214232457 | Mini/Multi Split | COMFORT-AIRE | HMSV-A-CB | A-VMH55PV-1 |  | Mixed Ducted and Non-Ducted Indoor Units | 0 |  | 55000 | 20.4 | 9.4 | 55000 | 46000 | 83.64% | 1.9 | 10.5 | 10.5 |  |  |  |  | R-410A | 4.5833 | Residential & Commercial | VSMSHP
214232460 | Mini/Multi Split | KERR | HMSV-A-CB | A-KMH55PV-1 |  | Mixed Ducted and Non-Ducted Indoor Units | 0 |  | 55000 | 20.4 | 9.4 | 55000 | 46000 | 83.64% | 1.9 | 10.5 | 10.5 |  |  |  |  | R-410A | 4.5833 | Residential & Commercial | VSMSHP
214931597 | Mini/Multi Split | GREE | HMSV-A-CB | GWHD(24)ND6MO |  | Mixed Ducted and Non-Ducted Indoor Units | 0 |  | 24000 | 19 | 9 | 24000 | 21600 | 90% | 1.8 | 0 | 12.2 |  |  |  |  | R-32 | 2 | Residential & Commercial | VSMSHP
214931598 | Mini/Multi Split | GREE | HMSV-A-CB | GWHD(30)ND6MO |  | Mixed Ducted and Non-Ducted Indoor Units | 0 |  | 28400 | 19 | 9 | 30000 | 26400 | 88% | 1.81 | 0 | 12.2 |  |  |  |  | R-32 | 2.3667 | Residential & Commercial | VSMSHP
214931599 | Mini/Multi Split | GREE | HMSV-A-CB | GWHD(36)ND6MO |  | Mixed Ducted and Non-Ducted Indoor Units | 0 |  | 36000 | 19 | 9 | 36000 | 34000 | 94.44% | 1.84 | 0 | 11.8 |  |  |  |  | R-32 | 3 | Residential & Commercial | VSMSHP
214931600 | Mini/Multi Split | GREE | HMSV-A-CB | GWHD(42)ND6MO |  | Mixed Ducted and Non-Ducted Indoor Units | 0 |  | 42000 | 19 | 9 | 42000 | 37000 | 88.1% | 1.84 | 0 | 12.2 |  |  |  |  | R-32 | 3.5 | Residential & Commercial | VSMSHP
214931592 | Mini/Multi Split | GREE | HMSV-A-CB | GWHD(18)ND6MO |  | Mixed Ducted and Non-Ducted Indoor Units | 0 |  | 18000 | 19 | 9 | 18000 | 13700 | 76.11% | 1.8 | 0 | 11.8 |  |  |  |  | R-32 | 1.5 | Residential & Commercial | VSMSHP
214784532 | Mini/Multi Split | 1HVAC | HMSV-A-CB | SC-42Z-HH-M5B |  | Mixed Ducted and Non-Ducted Indoor Units | 0 |  | 36000 | 18.5 | 9 | 40000 | 32400 | 81% | 1.8 | 11.5 | 11.5 |  |  |  |  | R-410A | 3 | Residential & Commercial | VSMSHP
214797738 | Mini/Multi Split | Multi MFG | HMSV-A-CB | 19MPC2-HH-A |  | Mixed Ducted and Non-Ducted Indoor Units | 0 |  | 19000 | 20.5 | 9.55 | 20000 | 19300 | 96.5% | 1.88 | 12 | 12.25 |  |  |  |  | R-410A | 1.5833 | Residential & Commercial | VSMSHP
10271658 | Mini/Multi Split | LG | HMSV-A-CB | ARUN024GSS4 |  | Mixed Ducted and Non-Ducted Indoor Units | 0 |  | 24000 | 18.15 | 10.2 | 31200 | 26200 | 83.97% | 2.16 | 11.45 | 14.8 |  |  |  |  | R-410A | 2 | Residential & Commercial | VSMSHP
10271659 | Mini/Multi Split | LG | HMSR-A-CB | ARUB060GSS4 |  | Mixed Ducted and Non-Ducted Indoor Units | 0 |  | 60000 | 19.6 | 9.55 | 67000 | 50000 | 74.63% | 1.83 | 10 | 11.5 |  |  |  |  | R-410A | 5 | Residential & Commercial | VSMSHP
215792853 | Mini/Multi Split | Rheem | HMSV-A-CB-O | FPHMR27A3D |  | Mixed Ducted and Non-Ducted Indoor Units | 0 |  | 27000 | 20.5 | 9.4 | 27000 | 26600 | 98.52% | 1.82 | 0 | 12.2 |  |  |  |  | R-454B | 2.25 | Residential & Commercial | VSMSHP
215792856 | Mini/Multi Split | Rheem | HMSV-A-CB-O | FPHMR42A3D |  | Mixed Ducted and Non-Ducted Indoor Units | 0 |  | 42000 | 20 | 9.15 | 46500 | 35000 | 75.27% | 1.87 | 0 | 11.8 |  |  |  |  | R-454B | 3.5 | Residential & Commercial | VSMSHP
215792859 | Mini/Multi Split | Rheem | HMSV-A-CB-O | FPHMR36A3D |  | Mixed Ducted and Non-Ducted Indoor Units | 0 |  | 36000 | 20.5 | 9.5 | 36000 | 34200 | 95% | 1.87 | 0 | 12.85 |  |  |  |  | R-454B | 3 | Residential & Commercial | VSMSHP
215792862 | Mini/Multi Split | Ruud | HMSV-A-CB-O | FPHMR18A3D |  | Mixed Ducted and Non-Ducted Indoor Units | 0 |  | 18000 | 19.75 | 9.7 | 18000 | 17400 | 96.67% | 1.96 | 0 | 12.65 |  |  |  |  | R-454B | 1.5 | Residential & Commercial | VSMSHP
215792871 | Mini/Multi Split | Ruud | HMSV-A-CB-O | FPHMR36A3D |  | Mixed Ducted and Non-Ducted Indoor Units | 0 |  | 36000 | 20.5 | 9.5 | 36000 | 34200 | 95% | 1.87 | 0 | 12.85 |  |  |  |  | R-454B | 3 | Residential & Commercial | VSMSHP
215792868 | Mini/Multi Split | Ruud | HMSV-A-CB-O | FPHMR42A3D |  | Mixed Ducted and Non-Ducted Indoor Units | 0 |  | 42000 | 20 | 9.15 | 46500 | 35000 | 75.27% | 1.87 | 0 | 11.8 |  |  |  |  | R-454B | 3.5 | Residential & Commercial | VSMSHP
215792865 | Mini/Multi Split | Ruud | HMSV-A-CB-O | FPHMR27A3D |  | Mixed Ducted and Non-Ducted Indoor Units | 0 |  | 27000 | 20.5 | 9.4 | 27000 | 26600 | 98.52% | 1.82 | 0 | 12.2 |  |  |  |  | R-454B | 2.25 | Residential & Commercial | VSMSHP
214377778 | Mini/Multi Split | Kepler | HMSV-A-CB | ODUM2OI-18HFN1-M |  | Mixed Ducted and Non-Ducted Indoor Units | 0 |  | 19000 | 20.5 | 9.55 | 20000 | 19300 | 96.5% | 1.88 | 12 | 12.25 |  |  |  |  | R-410A | 1.5833 | Residential & Commercial | VSMSHP
214377781 | Mini/Multi Split | Kepler | HMSV-A-CB | ODUM3OK-27HFN1-M |  | Mixed Ducted and Non-Ducted Indoor Units | 0 |  | 27000 | 20.4 | 10 | 27000 | 27000 | 100% | 1.8 | 0 | 12 |  |  |  |  | R-410A | 2.25 | Residential & Commercial | VSMSHP
214377790 | Mini/Multi Split | Kepler | HMSV-A-CB | ODUM5OG-48HFN1-M-[X] |  | Mixed Ducted and Non-Ducted Indoor Units | 0 |  | 47500 | 21.35 | 9.4 | 49000 | 43500 | 88.78% | 2 | 11.5 | 11.7 |  |  |  |  | R-410A | 3.9583 | Residential & Commercial | VSMSHP
214377787 | Mini/Multi Split | Kepler | HMSV-A-CB | ODUM4OX630-36HFN1-M1X |  | Mixed Ducted and Non-Ducted Indoor Units | 0 |  | 36000 | 20.9 | 10.45 | 36000 | 36400 | 101.1% | 1.95 | 0 | 12.25 |  |  |  |  | R-410A | 3 | Residential & Commercial | VSMSHP
214377784 | Mini/Multi Split | Kepler | HMSV-A-CB | ODUM4OI-36HFN1-M |  | Mixed Ducted and Non-Ducted Indoor Units | 0 |  | 36000 | 20.6 | 10.15 | 37000 | 34400 | 92.97% | 1.8 | 12.45 | 12.65 |  |  |  |  | R-410A | 3 | Residential & Commercial | VSMSHP
214383441 | Mini/Multi Split | FRANKLIN | HMSV-A-CB | MST183F25MHAA |  | Mixed Ducted and Non-Ducted Indoor Units | 0 |  | 19000 | 20.5 | 9.55 | 20000 | 19300 | 96.5% | 1.88 | 12 | 12.25 |  |  |  |  | R-410A | 1.5833 | Residential & Commercial | VSMSHP
214383447 | Mini/Multi Split | FRANKLIN | HMSV-A-CB | MST363F25MHAA |  | Mixed Ducted and Non-Ducted Indoor Units | 0 |  | 36000 | 20.9 | 10.45 | 36000 | 36400 | 101.1% | 1.95 | 0 | 12.25 |  |  |  |  | R-410A | 3 | Residential & Commercial | VSMSHP
214383444 | Mini/Multi Split | FRANKLIN | HMSV-A-CB | MST273F25MHAA |  | Mixed Ducted and Non-Ducted Indoor Units | 0 |  | 27000 | 20.4 | 10 | 27000 | 27000 | 100% | 1.8 | 0 | 12 |  |  |  |  | R-410A | 2.25 | Residential & Commercial | VSMSHP
214383397 | Mini/Multi Split | Simply The Best Minisplits | HMSV-A-CB | SBM-48HFN1-M-[X] |  | Mixed Ducted and Non-Ducted Indoor Units | 0 |  | 47500 | 21.05 | 9.4 | 49000 | 43500 | 88.78% | 2 | 11.2 | 11.35 |  |  |  |  | R-410A | 3.9583 | Residential & Commercial | VSMSHP
214389464 | Mini/Multi Split | TOSOT | HMSV-A-CB | TM18HPO |  | Mixed Ducted and Non-Ducted Indoor Units | 0 |  | 18000 | 21 | 9 | 19000 | 13500 | 71.05% | 1.92 | 0 | 12 |  |  |  |  | R-410A | 1.5 | Residential & Commercial | VSMSHP
214383450 | Mini/Multi Split | FRANKLIN | HMSV-A-CB | MST483F25MHAA |  | Mixed Ducted and Non-Ducted Indoor Units | 0 |  | 47500 | 21.35 | 9.4 | 49000 | 43500 | 88.78% | 2 | 11.5 | 11.7 |  |  |  |  | R-410A | 3.9583 | Residential & Commercial | VSMSHP
214389525 | Mini/Multi Split | ICONIC AIR SOLUTION | HMSV-A-CB | ICMZ24CK |  | Mixed Ducted and Non-Ducted Indoor Units | 0 |  | 24000 | 21.8 | 9.65 | 24000 | 17500 | 72.92% | 1.87 | 12.5 | 12.5 |  |  |  |  | R-410A | 2 | Residential & Commercial | VSMSHP
214389523 | Mini/Multi Split | ICONIC AIR SOLUTION | HMSV-A-CB | ICMZ18BK |  | Mixed Ducted and Non-Ducted Indoor Units | 0 |  | 19000 | 19.75 | 9.15 | 20000 | 18500 | 92.5% | 1.83 | 12 | 12.25 |  |  |  |  | R-410A | 1.5833 | Residential & Commercial | VSMSHP
214415110 | Mini/Multi Split | CENTURY | HMSV-A-CB | A-VMH36QV-1A |  | Mixed Ducted and Non-Ducted Indoor Units | 0 |  | 36000 | 20.9 | 10.45 | 36000 | 36400 | 101.1% | 1.95 | 0 | 12.25 |  |  |  |  | R-410A | 3 | Residential & Commercial | VSMSHP
214389538 | Mini/Multi Split | ICONIC AIR SOLUTION | HMSV-A-CB | ICMZ60EK |  | Mixed Ducted and Non-Ducted Indoor Units | 0 |  | 55000 | 19.4 | 9.4 | 55000 | 45500 | 82.73% | 1.85 | 10.5 | 10.5 |  |  |  |  | R-410A | 4.5833 | Residential & Commercial | VSMSHP
214442639 | Mini/Multi Split | CENTURY | HMSV-A-CB | A-VMH48PV-1 |  | Mixed Ducted and Non-Ducted Indoor Units | 0 |  | 47500 | 21.35 | 9.4 | 49000 | 43500 | 88.78% | 2 | 11.5 | 11.7 |  |  |  |  | R-410A | 3.9583 | Residential & Commercial | VSMSHP
214389529 | Mini/Multi Split | ICONIC AIR SOLUTION | HMSV-A-CB | ICMZ27CK |  | Mixed Ducted and Non-Ducted Indoor Units | 0 |  | 28000 | 21.3 | 9.65 | 28000 | 25000 | 89.29% | 1.8 | 11.5 | 11.75 |  |  |  |  | R-410A | 2.3333 | Residential & Commercial | VSMSHP
214389532 | Mini/Multi Split | ICONIC AIR SOLUTION | HMSV-A-CB | ICMZ36DK |  | Mixed Ducted and Non-Ducted Indoor Units | 0 |  | 36000 | 19.5 | 9.85 | 37000 | 34400 | 92.97% | 1.8 | 11.9 | 12.1 |  |  |  |  | R-410A | 3 | Residential & Commercial | VSMSHP
214389535 | Mini/Multi Split | ICONIC AIR SOLUTION | HMSV-A-CB | ICMZ48EK |  | Mixed Ducted and Non-Ducted Indoor Units | 0 |  | 47500 | 21.05 | 9.4 | 49000 | 43500 | 88.78% | 2 | 11.2 | 11.35 |  |  |  |  | R-410A | 3.9583 | Residential & Commercial | VSMSHP
208136315 | Mini/Multi Split | ELIOS | HMSV-A-CB | DEA55HOM25230X3 |  | Mixed Ducted and Non-Ducted Indoor Units | 0 |  | 55000 | 20.4 | 9.4 | 55000 | 46000 | 83.64% | 1.9 | 10.5 | 10.5 |  |  |  |  | R-410A | 4.5833 | Residential & Commercial | VSMSHP
210799646 | Mini/Multi Split | Cooper&Hunter | HMSV-A-CB | CH-HPR55M-230VO |  | Mixed Ducted and Non-Ducted Indoor Units | 0 |  | 55000 | 20.4 | 9.4 | 55000 | 46000 | 83.64% | 1.9 | 10.5 | 10.5 |  |  |  |  | R-410A | 4.5833 | Residential & Commercial | VSMSHP
214232431 | Mini/Multi Split | Bladex | HMSV-A-CB | B50A-55SPHP1* |  | Mixed Ducted and Non-Ducted Indoor Units | 0 |  | 55000 | 20.4 | 9.4 | 55000 | 46000 | 83.64% | 1.9 | 10.5 | 10.5 |  |  |  |  | R-410A | 4.5833 | Residential & Commercial | VSMSHP
212316119 | Mini/Multi Split | PolarWave | HMSV-A-CB | ACIQ-55Z-HH-M5B |  | Mixed Ducted and Non-Ducted Indoor Units | 0 |  | 55000 | 20.4 | 9.4 | 55000 | 46000 | 83.64% | 1.9 | 10.5 | 10.5 |  |  |  |  | R-410A | 4.5833 | Residential & Commercial | VSMSHP
214848485 | Mini/Multi Split | LG | HMSV-A-CB | KUMXB181A |  | Mixed Ducted and Non-Ducted Indoor Units | 0 |  | 17600 | 20.5 | 9.4 | 21000 | 15700 | 74.76% | 2.1 | 0 | 13 |  |  |  |  | R-32 | 1.4667 | Residential & Commercial | VSMSHP
214848486 | Mini/Multi Split | LG | HMSV-A-CB | KUMXB241A |  | Mixed Ducted and Non-Ducted Indoor Units | 0 |  | 23000 | 20.5 | 9.4 | 23800 | 17000 | 71.43% | 2.2 | 0 | 12.5 |  |  |  |  | R-32 | 1.9167 | Residential & Commercial | VSMSHP
214848479 | Mini/Multi Split | LG | HMSV-A-CB | KUMXA181A |  | Mixed Ducted and Non-Ducted Indoor Units | 0 |  | 17600 | 18.5 | 9.4 | 22000 | 19800 | 90% | 1.85 | 0 | 12.75 |  |  |  |  | R-32 | 1.4667 | Residential & Commercial | VSMSHP
214848480 | Mini/Multi Split | LG | HMSV-A-CB | KUMXA241A |  | Mixed Ducted and Non-Ducted Indoor Units | 0 |  | 23000 | 19.75 | 9.65 | 25000 | 21800 | 87.2% | 1.85 | 0 | 13 |  |  |  |  | R-32 | 1.9167 | Residential & Commercial | VSMSHP
213769966 | Mini/Multi Split | AI AIR CONDITIONING | HMSV-A-CB | A5MO22-55N1-M1H |  | Mixed Ducted and Non-Ducted Indoor Units | 0 |  | 55000 | 19.4 | 9.4 | 55000 | 45500 | 82.73% | 1.85 | 10.5 | 10.5 |  |  |  |  | R-410A | 4.5833 | Residential & Commercial | VSMSHP
214377793 | Mini/Multi Split | Kepler | HMSV-A-CB | ODUM5OA-55HFN1-M-[X] |  | Mixed Ducted and Non-Ducted Indoor Units | 0 |  | 55000 | 20.4 | 9.4 | 55000 | 46000 | 83.64% | 1.9 | 10.5 | 10.5 |  |  |  |  | R-410A | 4.5833 | Residential & Commercial | VSMSHP
214432062 | Mini/Multi Split | Multi MFG | HMSV-A-CB | 28MPC3-HH-A |  | Mixed Ducted and Non-Ducted Indoor Units | 0 |  | 28000 | 21.5 | 10.05 | 28000 | 25000 | 89.29% | 1.8 | 12 | 12.1 |  |  |  |  | R-410A | 2.3333 | Residential & Commercial | VSMSHP
214438127 | Mini/Multi Split | GOODMAN | HMSV-A-CB | MST183G22MHAA |  | Mixed Ducted and Non-Ducted Indoor Units | 0 |  | 19000 | 19.75 | 9.15 | 20000 | 18500 | 92.5% | 1.83 | 12 | 12.25 |  |  |  |  | R-410A | 1.5833 | Residential & Commercial | VSMSHP
214438133 | Mini/Multi Split | GOODMAN | HMSV-A-CB | MST363G22MHAA |  | Mixed Ducted and Non-Ducted Indoor Units | 0 |  | 36000 | 20.2 | 10.45 | 36000 | 36000 | 100% | 1.93 | 0 | 12 |  |  |  |  | R-410A | 3 | Residential & Commercial | VSMSHP
214438130 | Mini/Multi Split | GOODMAN | HMSV-A-CB | MST273G22MHAA |  | Mixed Ducted and Non-Ducted Indoor Units | 0 |  | 27000 | 19.75 | 9.8 | 27000 | 27000 | 100% | 1.8 | 0 | 11.8 |  |  |  |  | R-410A | 2.25 | Residential & Commercial | VSMSHP
214432065 | Mini/Multi Split | Multi MFG | HMSV-A-CB | 55MPC5-HH-A |  | Mixed Ducted and Non-Ducted Indoor Units | 0 |  | 55000 | 20.4 | 9.4 | 55000 | 46000 | 83.64% | 1.9 | 10.5 | 10.5 |  |  |  |  | R-410A | 4.5833 | Residential & Commercial | VSMSHP
214438136 | Mini/Multi Split | GOODMAN | HMSV-A-CB | MST483G22MHAA |  | Mixed Ducted and Non-Ducted Indoor Units | 0 |  | 47500 | 21.05 | 9.4 | 49000 | 43500 | 88.78% | 2 | 11.2 | 11.35 |  |  |  |  | R-410A | 3.9583 | Residential & Commercial | VSMSHP
215213721 | Mini/Multi Split | NAPOLEON | HMSV-A-CB | NDHAMB-27-O |  | Mixed Ducted and Non-Ducted Indoor Units | 0 |  | 27400 | 21 | 10 | 27400 | 27000 | 98.54% | 2 | 0 | 12.25 |  |  |  |  | R-454B | 2.2833 | Residential & Commercial | VSMSHP
215213724 | Mini/Multi Split | CONTINENTAL | HMSV-A-CB | CDHAMB-27-O |  | Mixed Ducted and Non-Ducted Indoor Units | 0 |  | 27400 | 21 | 10 | 27400 | 27000 | 98.54% | 2 | 0 | 12.25 |  |  |  |  | R-454B | 2.2833 | Residential & Commercial | VSMSHP
215213727 | Mini/Multi Split | NAPOLEON | HMSV-A-CB | NDHAMB-36-O |  | Mixed Ducted and Non-Ducted Indoor Units | 0 |  | 36000 | 21.2 | 10.55 | 36000 | 37000 | 102.8% | 2 | 0 | 12.5 |  |  |  |  | R-454B | 3 | Residential & Commercial | VSMSHP
214861694 | Mini/Multi Split | MDV | HMSV-A-CB | M3OD31-18HFN10-M1XD |  | Mixed Ducted and Non-Ducted Indoor Units | 0 |  | 19000 | 22.5 | 10.25 | 20000 | 18500 | 92.5% | 2 | 0 | 14 |  |  |  |  | R-454B | 1.5833 | Residential & Commercial | VSMSHP
215213792 | Mini/Multi Split | DIRECT AIR | HMSV-A-CB | DIRM4-27DA25-3Z |  | Mixed Ducted and Non-Ducted Indoor Units | 0 |  | 27400 | 21 | 10 | 27400 | 27000 | 98.54% | 2 | 0 | 12.25 |  |  |  |  | R-454B | 2.2833 | Residential & Commercial | VSMSHP
215213789 | Mini/Multi Split | DIRECT AIR | HMSV-A-CB | DIRM4-18DA25-2Z |  | Mixed Ducted and Non-Ducted Indoor Units | 0 |  | 18000 | 22.55 | 9.9 | 19000 | 14000 | 73.68% | 2.3 | 0 | 13 |  |  |  |  | R-454B | 1.5 | Residential & Commercial | VSMSHP
215213730 | Mini/Multi Split | CONTINENTAL | HMSV-A-CB | NDHAMB-36-O |  | Mixed Ducted and Non-Ducted Indoor Units | 0 |  | 36000 | 21.2 | 10.55 | 36000 | 37000 | 102.8% | 2 | 0 | 12.5 |  |  |  |  | R-454B | 3 | Residential & Commercial | VSMSHP
215213795 | Mini/Multi Split | DIRECT AIR | HMSV-A-CB | DIRM4-36DA25-4Z |  | Mixed Ducted and Non-Ducted Indoor Units | 0 |  | 35400 | 22 | 9.35 | 37000 | 26000 | 70.27% | 2 | 0 | 11.85 |  |  |  |  | R-454B | 2.95 | Residential & Commercial | VSMSHP
215213801 | Mini/Multi Split | DIRECT AIR | HMSV-A-CB | DIRM4-18HXPRO28-2Z |  | Mixed Ducted and Non-Ducted Indoor Units | 0 |  | 19000 | 22.5 | 10.2 | 20000 | 18500 | 92.5% | 2 | 0 | 14 |  |  |  |  | R-454B | 1.5833 | Residential & Commercial | VSMSHP
215213798 | Mini/Multi Split | DIRECT AIR | HMSV-A-CB | DIRM4-48DA25-5Z |  | Mixed Ducted and Non-Ducted Indoor Units | 0 |  | 46000 | 22.2 | 10.45 | 47500 | 37000 | 77.89% | 2.05 | 0 | 12.25 |  |  |  |  | R-454B | 3.8333 | Residential & Commercial | VSMSHP
215213804 | Mini/Multi Split | DIRECT AIR | HMSV-A-CB | DIRM4-28HXPRO28-3Z |  | Mixed Ducted and Non-Ducted Indoor Units | 0 |  | 27400 | 21 | 10 | 27400 | 27000 | 98.54% | 2 | 0 | 12.25 |  |  |  |  | R-454B | 2.2833 | Residential & Commercial | VSMSHP
215213807 | Mini/Multi Split | DIRECT AIR | HMSV-A-CB | DIRM4-36HXPRO28-4Z |  | Mixed Ducted and Non-Ducted Indoor Units | 0 |  | 36000 | 21.2 | 10.55 | 36000 | 37000 | 102.8% | 2 | 0 | 12.5 |  |  |  |  | R-454B | 3 | Residential & Commercial | VSMSHP
214810339 | Mini/Multi Split | WILLIS | HMSV-A-CB | MZUHW18KCH21S2-O |  | Mixed Ducted and Non-Ducted Indoor Units | 0 |  | 17000 | 18.5 | 9 | 18000 | 13800 | 76.67% | 1.8 | 11.5 | 11.5 |  |  |  |  | R-410A | 1.4167 | Residential & Commercial | VSMSHP
214810340 | Mini/Multi Split | WILLIS | HMSV-A-CB | MZUHW24KCH21S2-O |  | Mixed Ducted and Non-Ducted Indoor Units | 0 |  | 23200 | 18.5 | 9 | 24000 | 22200 | 92.5% | 1.8 | 11.75 | 11.75 |  |  |  |  | R-410A | 1.9333 | Residential & Commercial | VSMSHP
214810341 | Mini/Multi Split | WILLIS | HMSV-A-CB | MZUHW30KCH21S2-O |  | Mixed Ducted and Non-Ducted Indoor Units | 0 |  | 28400 | 18.5 | 9 | 30000 | 24800 | 82.67% | 1.8 | 11.75 | 11.75 |  |  |  |  | R-410A | 2.3667 | Residential & Commercial | VSMSHP
214810342 | Mini/Multi Split | WILLIS | HMSV-A-CB | MZUHW36KCH21S2-O |  | Mixed Ducted and Non-Ducted Indoor Units | 0 |  | 34000 | 18.5 | 9 | 36000 | 30000 | 83.33% | 1.8 | 11.5 | 11.5 |  |  |  |  | R-410A | 2.8333 | Residential & Commercial | VSMSHP
214810343 | Mini/Multi Split | WILLIS | HMSV-A-CB | MZUHW42KCH21S2-O |  | Mixed Ducted and Non-Ducted Indoor Units | 0 |  | 36000 | 18.5 | 9 | 40000 | 32400 | 81% | 1.8 | 11.5 | 11.5 |  |  |  |  | R-410A | 3 | Residential & Commercial | VSMSHP
215218923 | Mini/Multi Split | GREE | HMSV-A-CB | MUL18HP230V1R32AO |  | Mixed Ducted and Non-Ducted Indoor Units | 0 |  | 18000 | 19 | 9 | 18000 | 13700 | 76.11% | 1.8 | 0 | 11.8 |  |  |  |  | R-32 | 1.5 | Residential & Commercial | VSMSHP
215218924 | Mini/Multi Split | GREE | HMSV-A-CB | MUL24HP230V1R32AO |  | Mixed Ducted and Non-Ducted Indoor Units | 0 |  | 24000 | 19 | 9 | 24000 | 21600 | 90% | 1.8 | 0 | 12.2 |  |  |  |  | R-32 | 2 | Residential & Commercial | VSMSHP
215218925 | Mini/Multi Split | GREE | HMSV-A-CB | MUL30HP230V1R32AO |  | Mixed Ducted and Non-Ducted Indoor Units | 0 |  | 28400 | 19 | 9 | 30000 | 26400 | 88% | 1.81 | 0 | 12.2 |  |  |  |  | R-32 | 2.3667 | Residential & Commercial | VSMSHP
215218926 | Mini/Multi Split | GREE | HMSV-A-CB | MUL36HP230V1R32AO |  | Mixed Ducted and Non-Ducted Indoor Units | 0 |  | 36000 | 19 | 9 | 36000 | 34000 | 94.44% | 1.84 | 0 | 11.8 |  |  |  |  | R-32 | 3 | Residential & Commercial | VSMSHP
215218927 | Mini/Multi Split | GREE | HMSV-A-CB | MUL42HP230V1R32AO |  | Mixed Ducted and Non-Ducted Indoor Units | 0 |  | 42000 | 19 | 9 | 42000 | 37000 | 88.1% | 1.84 | 0 | 12.2 |  |  |  |  | R-32 | 3.5 | Residential & Commercial | VSMSHP
214784529 | Mini/Multi Split | 1HVAC | HMSV-A-CB | SC-30Z-HH-M4B |  | Mixed Ducted and Non-Ducted Indoor Units | 0 |  | 28400 | 18.5 | 9 | 30000 | 24800 | 82.67% | 1.8 | 11.75 | 11.75 |  |  |  |  | R-410A | 2.3667 | Residential & Commercial | VSMSHP
212365441 | Mini/Multi Split | Custom Comfort | HMSV-A-CB | CCOXHAMZ548HP |  | Mixed Ducted and Non-Ducted Indoor Units | 0 |  | 47500 | 21.35 | 9.4 | 49000 | 43500 | 88.78% | 2 | 11.5 | 11.7 |  |  |  |  | R-410A | 3.9583 | Residential & Commercial | VSMSHP
215213810 | Mini/Multi Split | DIRECT AIR | HMSV-A-CB | DIRM4-48HXPRO28-5Z |  | Mixed Ducted and Non-Ducted Indoor Units | 0 |  | 47000 | 21.7 | 11 | 48500 | 47500 | 97.94% | 2 | 0 | 11.85 |  |  |  |  | R-454B | 3.9167 | Residential & Commercial | VSMSHP
215223318 | Mini/Multi Split | BOSCH | HMSV-A-CB | BMS500-AAM018-1CSXHD |  | Mixed Ducted and Non-Ducted Indoor Units | 0 |  | 19000 | 22.5 | 10.2 | 20000 | 18500 | 92.5% | 2 | 0 | 14 |  |  |  |  | R-454B | 1.5833 | Residential & Commercial | VSMSHP
215223327 | Mini/Multi Split | BOSCH | HMSV-A-CB | BMS500-AAM048-1CSXHD |  | Mixed Ducted and Non-Ducted Indoor Units | 0 |  | 47000 | 21.7 | 11 | 48500 | 47500 | 97.94% | 2 | 0 | 11.85 |  |  |  |  | R-454B | 3.9167 | Residential & Commercial | VSMSHP
215223324 | Mini/Multi Split | BOSCH | HMSV-A-CB | BMS500-AAM036-1CSXHD |  | Mixed Ducted and Non-Ducted Indoor Units | 0 |  | 36000 | 21.2 | 10.55 | 36000 | 37000 | 102.8% | 2 | 0 | 12.5 |  |  |  |  | R-454B | 3 | Residential & Commercial | VSMSHP
215223321 | Mini/Multi Split | BOSCH | HMSV-A-CB | BMS500-AAM027-1CSXHD |  | Mixed Ducted and Non-Ducted Indoor Units | 0 |  | 27400 | 21 | 10 | 27400 | 27000 | 98.54% | 2 | 0 | 12.25 |  |  |  |  | R-454B | 2.2833 | Residential & Commercial | VSMSHP
215223213 | Mini/Multi Split | LG | HMSV-A-CB | ZRUM060GSS0 |  | Mixed Ducted and Non-Ducted Indoor Units | 0 |  | 60000 | 19.6 | 9.55 | 67000 | 54000 | 80.6% | 2 | 0 | 12.35 |  |  |  |  | R-32 | 5 | Residential & Commercial | VSMSHP
215223214 | Mini/Multi Split | LG | HMSV-A-CB | ZRUN024GSS0 |  | Mixed Ducted and Non-Ducted Indoor Units | 0 |  | 24000 | 19.1 | 10.2 | 27000 | 27000 | 100% | 2.18 | 0 | 14.8 |  |  |  |  | R-32 | 2 | Residential & Commercial | VSMSHP
215223215 | Mini/Multi Split | LG | HMSV-A-CB | ZRUM048GSS0 |  | Mixed Ducted and Non-Ducted Indoor Units | 0 |  | 48000 | 20.1 | 10.15 | 54000 | 54000 | 100% | 2.05 | 0 | 12.85 |  |  |  |  | R-32 | 4 | Residential & Commercial | VSMSHP
215223216 | Mini/Multi Split | LG | HMSV-A-CB | ZRUM036GSS0 |  | Mixed Ducted and Non-Ducted Indoor Units | 0 |  | 36000 | 20 | 10.35 | 42000 | 42000 | 100% | 2.25 | 0 | 14 |  |  |  |  | R-32 | 3 | Residential & Commercial | VSMSHP
215223330 | Mini/Multi Split | BOSCH | HMSV-A-CB | BMS500-AAM018-1CSXRD |  | Mixed Ducted and Non-Ducted Indoor Units | 0 |  | 18000 | 22.55 | 9.9 | 19000 | 14000 | 73.68% | 2.3 | 0 | 13 |  |  |  |  | R-454B | 1.5 | Residential & Commercial | VSMSHP
215223336 | Mini/Multi Split | BOSCH | HMSV-A-CB | BMS500-AAM036-1CSXRD |  | Mixed Ducted and Non-Ducted Indoor Units | 0 |  | 35400 | 22 | 9.35 | 37000 | 26000 | 70.27% | 2 | 0 | 11.85 |  |  |  |  | R-454B | 2.95 | Residential & Commercial | VSMSHP
215223333 | Mini/Multi Split | BOSCH | HMSV-A-CB | BMS500-AAM027-1CSXRD |  | Mixed Ducted and Non-Ducted Indoor Units | 0 |  | 26800 | 23 | 9.25 | 26800 | 18900 | 70.52% | 2 | 0 | 12.5 |  |  |  |  | R-454B | 2.2333 | Residential & Commercial | VSMSHP
215223339 | Mini/Multi Split | BOSCH | HMSV-A-CB | BMS500-AAM048-1CSXRD |  | Mixed Ducted and Non-Ducted Indoor Units | 0 |  | 46000 | 22.2 | 10.45 | 47500 | 37000 | 77.89% | 2.05 | 0 | 12.25 |  |  |  |  | R-454B | 3.8333 | Residential & Commercial | VSMSHP
213286786 | Mini/Multi Split | Wells | HMSV-A-CB | WMCA-55HFMO |  | Mixed Ducted and Non-Ducted Indoor Units | 0 |  | 55000 | 19.4 | 9.4 | 55000 | 45500 | 82.73% | 1.85 | 10.5 | 10.5 |  |  |  |  | R-410A | 4.5833 | Residential & Commercial | VSMSHP
215853972 | Mini/Multi Split | BLUERIDGE | HMSV-A-CB | BMMZ27C |  | Mixed Ducted and Non-Ducted Indoor Units | 0 |  | 26800 | 23 | 9.25 | 26800 | 18900 | 70.52% | 2 | 0 | 12.5 |  |  |  |  | R-454B | 2.2333 | Residential & Commercial | VSMSHP
215853969 | Mini/Multi Split | BLUERIDGE | HMSV-A-CB | BMMZ18C |  | Mixed Ducted and Non-Ducted Indoor Units | 0 |  | 18000 | 22.55 | 9.9 | 19000 | 14000 | 73.68% | 2.3 | 0 | 13 |  |  |  |  | R-454B | 1.5 | Residential & Commercial | VSMSHP
215853975 | Mini/Multi Split | BLUERIDGE | HMSV-A-CB | BMMZ36C |  | Mixed Ducted and Non-Ducted Indoor Units | 0 |  | 35400 | 22 | 9.35 | 37000 | 26000 | 70.27% | 2 | 0 | 11.85 |  |  |  |  | R-454B | 2.95 | Residential & Commercial | VSMSHP
215853978 | Mini/Multi Split | BLUERIDGE | HMSV-A-CB | BMMZ48C |  | Mixed Ducted and Non-Ducted Indoor Units | 0 |  | 46000 | 22.2 | 10.45 | 47500 | 37000 | 77.89% | 2.05 | 0 | 12.25 |  |  |  |  | R-454B | 3.8333 | Residential & Commercial | VSMSHP
215853981 | Mini/Multi Split | BLUERIDGE | HMSV-A-CB | BMMZ18HHC |  | Mixed Ducted and Non-Ducted Indoor Units | 0 |  | 19000 | 22.5 | 10.2 | 20000 | 18500 | 92.5% | 2 | 0 | 14 |  |  |  |  | R-454B | 1.5833 | Residential & Commercial | VSMSHP
214771563 | Mini/Multi Split | TOSOT | HMSV-A-CB | MZ-M36/O |  | Mixed Ducted and Non-Ducted Indoor Units | 0 |  | 34000 | 18.5 | 9 | 36000 | 30000 | 83.33% | 1.8 | 0 | 11.5 |  |  |  |  | R-410A | 2.8333 | Residential & Commercial | VSMSHP
214771564 | Mini/Multi Split | TOSOT | HMSV-A-CB | MZ-M30/O |  | Mixed Ducted and Non-Ducted Indoor Units | 0 |  | 28400 | 18.5 | 9 | 30000 | 24800 | 82.67% | 1.8 | 0 | 11.75 |  |  |  |  | R-410A | 2.3667 | Residential & Commercial | VSMSHP
214771565 | Mini/Multi Split | TOSOT | HMSV-A-CB | MZ-M24/O |  | Mixed Ducted and Non-Ducted Indoor Units | 0 |  | 23200 | 18.5 | 9 | 24000 | 22200 | 92.5% | 1.8 | 0 | 11.75 |  |  |  |  | R-410A | 1.9333 | Residential & Commercial | VSMSHP
214771566 | Mini/Multi Split | TOSOT | HMSV-A-CB | MZ-M18/O |  | Mixed Ducted and Non-Ducted Indoor Units | 0 |  | 17000 | 18.5 | 9 | 18000 | 13800 | 76.67% | 1.8 | 0 | 11.5 |  |  |  |  | R-410A | 1.4167 | Residential & Commercial | VSMSHP
215853987 | Mini/Multi Split | BLUERIDGE | HMSV-A-CB | BMMZ36HHC |  | Mixed Ducted and Non-Ducted Indoor Units | 0 |  | 36000 | 21.2 | 10.55 | 36000 | 37000 | 102.8% | 2 | 0 | 12.5 |  |  |  |  | R-454B | 3 | Residential & Commercial | VSMSHP
215853984 | Mini/Multi Split | BLUERIDGE | HMSV-A-CB | BMMZ27HHC |  | Mixed Ducted and Non-Ducted Indoor Units | 0 |  | 27400 | 21 | 10 | 27400 | 27000 | 98.54% | 2 | 0 | 12.25 |  |  |  |  | R-454B | 2.2833 | Residential & Commercial | VSMSHP
215853990 | Mini/Multi Split | BLUERIDGE | HMSV-A-CB | BMMZ48HHC |  | Mixed Ducted and Non-Ducted Indoor Units | 0 |  | 47000 | 21.7 | 11 | 48500 | 47500 | 97.94% | 2 | 0 | 11.85 |  |  |  |  | R-454B | 3.9167 | Residential & Commercial | VSMSHP
215853993 | Mini/Multi Split | BLUERIDGE | HMSV-A-CB | BMMZ55HHC |  | Mixed Ducted and Non-Ducted Indoor Units | 0 |  | 52000 | 21.1 | 10.6 | 55000 | 47500 | 86.36% | 2.05 | 0 | 11.85 |  |  |  |  | R-454B | 4.3333 | Residential & Commercial | VSMSHP
215351189 | Mini/Multi Split | MDV | HMSV-A-CB | M4OD30-24HFN10-M1D |  | Mixed Ducted and Non-Ducted Indoor Units | 0 |  | 24000 | 23 | 9.5 | 25000 | 18000 | 72% | 2 | 0 | 13 |  |  |  |  | R-454B | 2 | Residential & Commercial | VSMSHP
215351190 | Mini/Multi Split | MDV | HMSV-A-CB | M4OD31-24HFN10-M1XD |  | Mixed Ducted and Non-Ducted Indoor Units | 0 |  | 24000 | 22 | 9.75 | 25000 | 25000 | 100% | 1.95 | 0 | 13 |  |  |  |  | R-454B | 2 | Residential & Commercial | VSMSHP
215351191 | Mini/Multi Split | MDV | HMSV-A-CB | M5OX631-30HFN10-M1XD |  | Mixed Ducted and Non-Ducted Indoor Units | 0 |  | 30000 | 21.75 | 10.6 | 31000 | 36000 | 116.1% | 1.98 | 0 | 12.85 |  |  |  |  | R-454B | 2.5 | Residential & Commercial | VSMSHP
215351192 | Mini/Multi Split | MDV | HMSV-A-CB | M5OD30-30HFN10-M1D |  | Mixed Ducted and Non-Ducted Indoor Units | 0 |  | 30000 | 23 | 9.75 | 31000 | 25400 | 81.94% | 2 | 0 | 12.5 |  |  |  |  | R-454B | 2.5 | Residential & Commercial | VSMSHP
215357111 | Mini/Multi Split | BRYANT | HMSV-A-CB | 37MGHAQ24DA3 |  | Mixed Ducted and Non-Ducted Indoor Units | 0 |  | 24000 | 22 | 9.75 | 25000 | 25000 | 100% | 1.95 | 0 | 13 |  |  |  |  | R-454B | 2 | Residential & Commercial | VSMSHP
215357117 | Mini/Multi Split | BRYANT | HMSV-A-CB | 37MGHAQ30EA3 |  | Mixed Ducted and Non-Ducted Indoor Units | 0 |  | 30000 | 21.75 | 10.6 | 31000 | 36000 | 116.1% | 1.98 | 0 | 12.85 |  |  |  |  | R-454B | 2.5 | Residential & Commercial | VSMSHP
215357142 | Mini/Multi Split | BRYANT | HMSV-A-CB | 37MGRAQ24DA3 |  | Mixed Ducted and Non-Ducted Indoor Units | 0 |  | 24000 | 23 | 9.5 | 25000 | 18000 | 72% | 2 | 0 | 13 |  |  |  |  | R-454B | 2 | Residential & Commercial | VSMSHP
215357120 | Mini/Multi Split | BRYANT | HMSV-A-CB | 37MGHAQ36EA3 |  | Mixed Ducted and Non-Ducted Indoor Units | 0 |  | 36000 | 21.3 | 10.6 | 36000 | 37000 | 102.8% | 2 | 0 | 12.55 |  |  |  |  | R-454B | 3 | Residential & Commercial | VSMSHP
215357150 | Mini/Multi Split | ARCOAIRE | HMSV-A-CB | D5CMHAH36EAK |  | Mixed Ducted and Non-Ducted Indoor Units | 0 |  | 36000 | 21.3 | 10.6 | 36000 | 37000 | 102.8% | 2 | 0 | 12.55 |  |  |  |  | R-454B | 3 | Residential & Commercial | VSMSHP
215357145 | Mini/Multi Split | ARCOAIRE | HMSV-A-CB | D5CMHAH30EAK |  | Mixed Ducted and Non-Ducted Indoor Units | 0 |  | 30000 | 21.75 | 10.6 | 31000 | 36000 | 116.1% | 1.98 | 0 | 12.85 |  |  |  |  | R-454B | 2.5 | Residential & Commercial | VSMSHP
215357155 | Mini/Multi Split | BRYANT | HMSV-A-CB | 37MGRAQ30EA3 |  | Mixed Ducted and Non-Ducted Indoor Units | 0 |  | 30000 | 23 | 9.75 | 31000 | 25400 | 81.94% | 2 | 0 | 12.5 |  |  |  |  | R-454B | 2.5 | Residential & Commercial | VSMSHP
215357156 | Mini/Multi Split | ARCOAIRE | HMSV-A-CB | D5CMHAH48FAK |  | Mixed Ducted and Non-Ducted Indoor Units | 0 |  | 47000 | 21.75 | 11.15 | 48500 | 47500 | 97.94% | 2 | 0 | 11.85 |  |  |  |  | R-454B | 3.9167 | Residential & Commercial | VSMSHP
215357167 | Mini/Multi Split | ARCOAIRE | HMSV-A-CB | D5CMRAH18CAK |  | Mixed Ducted and Non-Ducted Indoor Units | 0 |  | 18000 | 22.6 | 9.9 | 19000 | 14000 | 73.68% | 2.3 | 0 | 13 |  |  |  |  | R-454B | 1.5 | Residential & Commercial | VSMSHP
215357161 | Mini/Multi Split | BRYANT | HMSV-A-CB | 37MGRAQ36EA3 |  | Mixed Ducted and Non-Ducted Indoor Units | 0 |  | 35400 | 22 | 9.35 | 37000 | 26000 | 70.27% | 2 | 0 | 11.85 |  |  |  |  | R-454B | 2.95 | Residential & Commercial | VSMSHP
215357162 | Mini/Multi Split | ARCOAIRE | HMSV-A-CB | D5CMHAH55FAK |  | Mixed Ducted and Non-Ducted Indoor Units | 0 |  | 52000 | 21.25 | 10.6 | 55000 | 47500 | 86.36% | 2.05 | 0 | 11.85 |  |  |  |  | R-454B | 4.3333 | Residential & Commercial | VSMSHP
215357172 | Mini/Multi Split | ARCOAIRE | HMSV-A-CB | D5CMRAH24DAK |  | Mixed Ducted and Non-Ducted Indoor Units | 0 |  | 24000 | 23 | 9.5 | 25000 | 18000 | 72% | 2 | 0 | 13 |  |  |  |  | R-454B | 2 | Residential & Commercial | VSMSHP
215357168 | Mini/Multi Split | BRYANT | HMSV-A-CB | 37MGRAQ48FA3 |  | Mixed Ducted and Non-Ducted Indoor Units | 0 |  | 46000 | 22.5 | 10.5 | 47500 | 37000 | 77.89% | 2.05 | 0 | 12.25 |  |  |  |  | R-454B | 3.8333 | Residential & Commercial | VSMSHP
215357186 | Mini/Multi Split | ARCOAIRE | HMSV-A-CB | D5CMRAH48FAK |  | Mixed Ducted and Non-Ducted Indoor Units | 0 |  | 46000 | 22.5 | 10.5 | 47500 | 37000 | 77.89% | 2.05 | 0 | 12.25 |  |  |  |  | R-454B | 3.8333 | Residential & Commercial | VSMSHP
215357183 | Mini/Multi Split | ARCOAIRE | HMSV-A-CB | D5CMRAH36EAK |  | Mixed Ducted and Non-Ducted Indoor Units | 0 |  | 35400 | 22 | 9.35 | 37000 | 26000 | 70.27% | 2 | 0 | 11.85 |  |  |  |  | R-454B | 2.95 | Residential & Commercial | VSMSHP
215357180 | Mini/Multi Split | ARCOAIRE | HMSV-A-CB | D5CMRAH30EAK |  | Mixed Ducted and Non-Ducted Indoor Units | 0 |  | 30000 | 23 | 9.75 | 31000 | 25400 | 81.94% | 2 | 0 | 12.5 |  |  |  |  | R-454B | 2.5 | Residential & Commercial | VSMSHP
215357195 | Mini/Multi Split | COMFORTMAKER | HMSV-A-CB | D5CMHAH24DAK |  | Mixed Ducted and Non-Ducted Indoor Units | 0 |  | 24000 | 22 | 9.75 | 25000 | 25000 | 100% | 1.95 | 0 | 13 |  |  |  |  | R-454B | 2 | Residential & Commercial | VSMSHP
215357192 | Mini/Multi Split | COMFORTMAKER | HMSV-A-CB | D5CMHAH18CAK |  | Mixed Ducted and Non-Ducted Indoor Units | 0 |  | 19000 | 22.5 | 10.25 | 20000 | 18500 | 92.5% | 2 | 0 | 14 |  |  |  |  | R-454B | 1.5833 | Residential & Commercial | VSMSHP
215357201 | Mini/Multi Split | COMFORTMAKER | HMSV-A-CB | D5CMHAH30EAK |  | Mixed Ducted and Non-Ducted Indoor Units | 0 |  | 30000 | 21.75 | 10.6 | 31000 | 36000 | 116.1% | 1.98 | 0 | 12.85 |  |  |  |  | R-454B | 2.5 | Residential & Commercial | VSMSHP
215357204 | Mini/Multi Split | COMFORTMAKER | HMSV-A-CB | D5CMHAH36EAK |  | Mixed Ducted and Non-Ducted Indoor Units | 0 |  | 36000 | 21.3 | 10.6 | 36000 | 37000 | 102.8% | 2 | 0 | 12.55 |  |  |  |  | R-454B | 3 | Residential & Commercial | VSMSHP
215357213 | Mini/Multi Split | COMFORTMAKER | HMSV-A-CB | D5CMRAH18CAK |  | Mixed Ducted and Non-Ducted Indoor Units | 0 |  | 18000 | 22.6 | 9.9 | 19000 | 14000 | 73.68% | 2.3 | 0 | 13 |  |  |  |  | R-454B | 1.5 | Residential & Commercial | VSMSHP
215357210 | Mini/Multi Split | COMFORTMAKER | HMSV-A-CB | D5CMHAH55FAK |  | Mixed Ducted and Non-Ducted Indoor Units | 0 |  | 52000 | 21.25 | 10.6 | 55000 | 47500 | 86.36% | 2.05 | 0 | 11.85 |  |  |  |  | R-454B | 4.3333 | Residential & Commercial | VSMSHP
215357207 | Mini/Multi Split | COMFORTMAKER | HMSV-A-CB | D5CMHAH48FAK |  | Mixed Ducted and Non-Ducted Indoor Units | 0 |  | 47000 | 21.75 | 11.15 | 48500 | 47500 | 97.94% | 2 | 0 | 11.85 |  |  |  |  | R-454B | 3.9167 | Residential & Commercial | VSMSHP
215357216 | Mini/Multi Split | COMFORTMAKER | HMSV-A-CB | D5CMRAH24DAK |  | Mixed Ducted and Non-Ducted Indoor Units | 0 |  | 24000 | 23 | 9.5 | 25000 | 18000 | 72% | 2 | 0 | 13 |  |  |  |  | R-454B | 2 | Residential & Commercial | VSMSHP
215357225 | Mini/Multi Split | COMFORTMAKER | HMSV-A-CB | D5CMRAH36EAK |  | Mixed Ducted and Non-Ducted Indoor Units | 0 |  | 35400 | 22 | 9.35 | 37000 | 26000 | 70.27% | 2 | 0 | 11.85 |  |  |  |  | R-454B | 2.95 | Residential & Commercial | VSMSHP
215357222 | Mini/Multi Split | COMFORTMAKER | HMSV-A-CB | D5CMRAH30EAK |  | Mixed Ducted and Non-Ducted Indoor Units | 0 |  | 30000 | 23 | 9.75 | 31000 | 25400 | 81.94% | 2 | 0 | 12.5 |  |  |  |  | R-454B | 2.5 | Residential & Commercial | VSMSHP
215357228 | Mini/Multi Split | COMFORTMAKER | HMSV-A-CB | D5CMRAH48FAK |  | Mixed Ducted and Non-Ducted Indoor Units | 0 |  | 46000 | 22.5 | 10.5 | 47500 | 37000 | 77.89% | 2.05 | 0 | 12.25 |  |  |  |  | R-454B | 3.8333 | Residential & Commercial | VSMSHP
215357243 | Mini/Multi Split | DAY & NIGHT | HMSV-A-CB | D5CMHAH30EAK |  | Mixed Ducted and Non-Ducted Indoor Units | 0 |  | 30000 | 21.75 | 10.6 | 31000 | 36000 | 116.1% | 1.98 | 0 | 12.85 |  |  |  |  | R-454B | 2.5 | Residential & Commercial | VSMSHP
215357237 | Mini/Multi Split | DAY & NIGHT | HMSV-A-CB | D5CMHAH24DAK |  | Mixed Ducted and Non-Ducted Indoor Units | 0 |  | 24000 | 22 | 9.75 | 25000 | 25000 | 100% | 1.95 | 0 | 13 |  |  |  |  | R-454B | 2 | Residential & Commercial | VSMSHP
215357234 | Mini/Multi Split | DAY & NIGHT | HMSV-A-CB | D5CMHAH18CAK |  | Mixed Ducted and Non-Ducted Indoor Units | 0 |  | 19000 | 22.5 | 10.25 | 20000 | 18500 | 92.5% | 2 | 0 | 14 |  |  |  |  | R-454B | 1.5833 | Residential & Commercial | VSMSHP
215357246 | Mini/Multi Split | DAY & NIGHT | HMSV-A-CB | D5CMHAH36EAK |  | Mixed Ducted and Non-Ducted Indoor Units | 0 |  | 36000 | 21.3 | 10.6 | 36000 | 37000 | 102.8% | 2 | 0 | 12.55 |  |  |  |  | R-454B | 3 | Residential & Commercial | VSMSHP
215357252 | Mini/Multi Split | DAY & NIGHT | HMSV-A-CB | D5CMHAH55FAK |  | Mixed Ducted and Non-Ducted Indoor Units | 0 |  | 52000 | 21.25 | 10.6 | 55000 | 47500 | 86.36% | 2.05 | 0 | 11.85 |  |  |  |  | R-454B | 4.3333 | Residential & Commercial | VSMSHP
215357249 | Mini/Multi Split | DAY & NIGHT | HMSV-A-CB | D5CMHAH48FAK |  | Mixed Ducted and Non-Ducted Indoor Units | 0 |  | 47000 | 21.75 | 11.15 | 48500 | 47500 | 97.94% | 2 | 0 | 11.85 |  |  |  |  | R-454B | 3.9167 | Residential & Commercial | VSMSHP
215357255 | Mini/Multi Split | DAY & NIGHT | HMSV-A-CB | D5CMRAH18CAK |  | Mixed Ducted and Non-Ducted Indoor Units | 0 |  | 18000 | 22.6 | 9.9 | 19000 | 14000 | 73.68% | 2.3 | 0 | 13 |  |  |  |  | R-454B | 1.5 | Residential & Commercial | VSMSHP
215357258 | Mini/Multi Split | DAY & NIGHT | HMSV-A-CB | D5CMRAH24DAK |  | Mixed Ducted and Non-Ducted Indoor Units | 0 |  | 24000 | 23 | 9.5 | 25000 | 18000 | 72% | 2 | 0 | 13 |  |  |  |  | R-454B | 2 | Residential & Commercial | VSMSHP
215357270 | Mini/Multi Split | DAY & NIGHT | HMSV-A-CB | D5CMRAH48FAK |  | Mixed Ducted and Non-Ducted Indoor Units | 0 |  | 46000 | 22.5 | 10.5 | 47500 | 37000 | 77.89% | 2.05 | 0 | 12.25 |  |  |  |  | R-454B | 3.8333 | Residential & Commercial | VSMSHP
215357267 | Mini/Multi Split | DAY & NIGHT | HMSV-A-CB | D5CMRAH36EAK |  | Mixed Ducted and Non-Ducted Indoor Units | 0 |  | 35400 | 22 | 9.35 | 37000 | 26000 | 70.27% | 2 | 0 | 11.85 |  |  |  |  | R-454B | 2.95 | Residential & Commercial | VSMSHP
215357264 | Mini/Multi Split | DAY & NIGHT | HMSV-A-CB | D5CMRAH30EAK |  | Mixed Ducted and Non-Ducted Indoor Units | 0 |  | 30000 | 23 | 9.75 | 31000 | 25400 | 81.94% | 2 | 0 | 12.5 |  |  |  |  | R-454B | 2.5 | Residential & Commercial | VSMSHP
215357279 | Mini/Multi Split | HEIL | HMSV-A-CB | D5CMHAH24DAK |  | Mixed Ducted and Non-Ducted Indoor Units | 0 |  | 24000 | 22 | 9.75 | 25000 | 25000 | 100% | 1.95 | 0 | 13 |  |  |  |  | R-454B | 2 | Residential & Commercial | VSMSHP
215357276 | Mini/Multi Split | HEIL | HMSV-A-CB | D5CMHAH18CAK |  | Mixed Ducted and Non-Ducted Indoor Units | 0 |  | 19000 | 22.5 | 10.25 | 20000 | 18500 | 92.5% | 2 | 0 | 14 |  |  |  |  | R-454B | 1.5833 | Residential & Commercial | VSMSHP
215357285 | Mini/Multi Split | HEIL | HMSV-A-CB | D5CMHAH30EAK |  | Mixed Ducted and Non-Ducted Indoor Units | 0 |  | 30000 | 21.75 | 10.6 | 31000 | 36000 | 116.1% | 1.98 | 0 | 12.85 |  |  |  |  | R-454B | 2.5 | Residential & Commercial | VSMSHP
215357288 | Mini/Multi Split | HEIL | HMSV-A-CB | D5CMHAH36EAK |  | Mixed Ducted and Non-Ducted Indoor Units | 0 |  | 36000 | 21.3 | 10.6 | 36000 | 37000 | 102.8% | 2 | 0 | 12.55 |  |  |  |  | R-454B | 3 | Residential & Commercial | VSMSHP
215357297 | Mini/Multi Split | HEIL | HMSV-A-CB | D5CMRAH18CAK |  | Mixed Ducted and Non-Ducted Indoor Units | 0 |  | 18000 | 22.6 | 9.9 | 19000 | 14000 | 73.68% | 2.3 | 0 | 13 |  |  |  |  | R-454B | 1.5 | Residential & Commercial | VSMSHP
215357294 | Mini/Multi Split | HEIL | HMSV-A-CB | D5CMHAH55FAK |  | Mixed Ducted and Non-Ducted Indoor Units | 0 |  | 52000 | 21.25 | 10.6 | 55000 | 47500 | 86.36% | 2.05 | 0 | 11.85 |  |  |  |  | R-454B | 4.3333 | Residential & Commercial | VSMSHP
215357291 | Mini/Multi Split | HEIL | HMSV-A-CB | D5CMHAH48FAK |  | Mixed Ducted and Non-Ducted Indoor Units | 0 |  | 47000 | 21.75 | 11.15 | 48500 | 47500 | 97.94% | 2 | 0 | 11.85 |  |  |  |  | R-454B | 3.9167 | Residential & Commercial | VSMSHP
215357300 | Mini/Multi Split | HEIL | HMSV-A-CB | D5CMRAH24DAK |  | Mixed Ducted and Non-Ducted Indoor Units | 0 |  | 24000 | 23 | 9.5 | 25000 | 18000 | 72% | 2 | 0 | 13 |  |  |  |  | R-454B | 2 | Residential & Commercial | VSMSHP
215357309 | Mini/Multi Split | HEIL | HMSV-A-CB | D5CMRAH36EAK |  | Mixed Ducted and Non-Ducted Indoor Units | 0 |  | 35400 | 22 | 9.35 | 37000 | 26000 | 70.27% | 2 | 0 | 11.85 |  |  |  |  | R-454B | 2.95 | Residential & Commercial | VSMSHP
215357306 | Mini/Multi Split | HEIL | HMSV-A-CB | D5CMRAH30EAK |  | Mixed Ducted and Non-Ducted Indoor Units | 0 |  | 30000 | 23 | 9.75 | 31000 | 25400 | 81.94% | 2 | 0 | 12.5 |  |  |  |  | R-454B | 2.5 | Residential & Commercial | VSMSHP
215357312 | Mini/Multi Split | HEIL | HMSV-A-CB | D5CMRAH48FAK |  | Mixed Ducted and Non-Ducted Indoor Units | 0 |  | 46000 | 22.5 | 10.5 | 47500 | 37000 | 77.89% | 2.05 | 0 | 12.25 |  |  |  |  | R-454B | 3.8333 | Residential & Commercial | VSMSHP
215357327 | Mini/Multi Split | KEEPRITE | HMSV-A-CB | D5CMHAH30EAK |  | Mixed Ducted and Non-Ducted Indoor Units | 0 |  | 30000 | 21.75 | 10.6 | 31000 | 36000 | 116.1% | 1.98 | 0 | 12.85 |  |  |  |  | R-454B | 2.5 | Residential & Commercial | VSMSHP
215357321 | Mini/Multi Split | KEEPRITE | HMSV-A-CB | D5CMHAH24DAK |  | Mixed Ducted and Non-Ducted Indoor Units | 0 |  | 24000 | 22 | 9.75 | 25000 | 25000 | 100% | 1.95 | 0 | 13 |  |  |  |  | R-454B | 2 | Residential & Commercial | VSMSHP
215357318 | Mini/Multi Split | KEEPRITE | HMSV-A-CB | D5CMHAH18CAK |  | Mixed Ducted and Non-Ducted Indoor Units | 0 |  | 19000 | 22.5 | 10.25 | 20000 | 18500 | 92.5% | 2 | 0 | 14 |  |  |  |  | R-454B | 1.5833 | Residential & Commercial | VSMSHP
215357330 | Mini/Multi Split | KEEPRITE | HMSV-A-CB | D5CMHAH36EAK |  | Mixed Ducted and Non-Ducted Indoor Units | 0 |  | 36000 | 21.3 | 10.6 | 36000 | 37000 | 102.8% | 2 | 0 | 12.55 |  |  |  |  | R-454B | 3 | Residential & Commercial | VSMSHP
215357336 | Mini/Multi Split | KEEPRITE | HMSV-A-CB | D5CMHAH55FAK |  | Mixed Ducted and Non-Ducted Indoor Units | 0 |  | 52000 | 21.25 | 10.6 | 55000 | 47500 | 86.36% | 2.05 | 0 | 11.85 |  |  |  |  | R-454B | 4.3333 | Residential & Commercial | VSMSHP
215357333 | Mini/Multi Split | KEEPRITE | HMSV-A-CB | D5CMHAH48FAK |  | Mixed Ducted and Non-Ducted Indoor Units | 0 |  | 47000 | 21.75 | 11.15 | 48500 | 47500 | 97.94% | 2 | 0 | 11.85 |  |  |  |  | R-454B | 3.9167 | Residential & Commercial | VSMSHP
215357339 | Mini/Multi Split | KEEPRITE | HMSV-A-CB | D5CMRAH18CAK |  | Mixed Ducted and Non-Ducted Indoor Units | 0 |  | 18000 | 22.6 | 9.9 | 19000 | 14000 | 73.68% | 2.3 | 0 | 13 |  |  |  |  | R-454B | 1.5 | Residential & Commercial | VSMSHP
215357342 | Mini/Multi Split | KEEPRITE | HMSV-A-CB | D5CMRAH24DAK |  | Mixed Ducted and Non-Ducted Indoor Units | 0 |  | 24000 | 23 | 9.5 | 25000 | 18000 | 72% | 2 | 0 | 13 |  |  |  |  | R-454B | 2 | Residential & Commercial | VSMSHP
215357354 | Mini/Multi Split | KEEPRITE | HMSV-A-CB | D5CMRAH48FAK |  | Mixed Ducted and Non-Ducted Indoor Units | 0 |  | 46000 | 22.5 | 10.5 | 47500 | 37000 | 77.89% | 2.05 | 0 | 12.25 |  |  |  |  | R-454B | 3.8333 | Residential & Commercial | VSMSHP
215357351 | Mini/Multi Split | KEEPRITE | HMSV-A-CB | D5CMRAH36EAK |  | Mixed Ducted and Non-Ducted Indoor Units | 0 |  | 35400 | 22 | 9.35 | 37000 | 26000 | 70.27% | 2 | 0 | 11.85 |  |  |  |  | R-454B | 2.95 | Residential & Commercial | VSMSHP
215357348 | Mini/Multi Split | KEEPRITE | HMSV-A-CB | D5CMRAH30EAK |  | Mixed Ducted and Non-Ducted Indoor Units | 0 |  | 30000 | 23 | 9.75 | 31000 | 25400 | 81.94% | 2 | 0 | 12.5 |  |  |  |  | R-454B | 2.5 | Residential & Commercial | VSMSHP
215357363 | Mini/Multi Split | KENMORE | HMSV-A-CB | D5CMHAH24DAK |  | Mixed Ducted and Non-Ducted Indoor Units | 0 |  | 24000 | 22 | 9.75 | 25000 | 25000 | 100% | 1.95 | 0 | 13 |  |  |  |  | R-454B | 2 | Residential & Commercial | VSMSHP
215357360 | Mini/Multi Split | KENMORE | HMSV-A-CB | D5CMHAH18CAK |  | Mixed Ducted and Non-Ducted Indoor Units | 0 |  | 19000 | 22.5 | 10.25 | 20000 | 18500 | 92.5% | 2 | 0 | 14 |  |  |  |  | R-454B | 1.5833 | Residential & Commercial | VSMSHP
215357369 | Mini/Multi Split | KENMORE | HMSV-A-CB | D5CMHAH30EAK |  | Mixed Ducted and Non-Ducted Indoor Units | 0 |  | 30000 | 21.75 | 10.6 | 31000 | 36000 | 116.1% | 1.98 | 0 | 12.85 |  |  |  |  | R-454B | 2.5 | Residential & Commercial | VSMSHP
215357372 | Mini/Multi Split | KENMORE | HMSV-A-CB | D5CMHAH36EAK |  | Mixed Ducted and Non-Ducted Indoor Units | 0 |  | 36000 | 21.3 | 10.6 | 36000 | 37000 | 102.8% | 2 | 0 | 12.55 |  |  |  |  | R-454B | 3 | Residential & Commercial | VSMSHP
215357381 | Mini/Multi Split | KENMORE | HMSV-A-CB | D5CMRAH18CAK |  | Mixed Ducted and Non-Ducted Indoor Units | 0 |  | 18000 | 22.6 | 9.9 | 19000 | 14000 | 73.68% | 2.3 | 0 | 13 |  |  |  |  | R-454B | 1.5 | Residential & Commercial | VSMSHP
215357378 | Mini/Multi Split | KENMORE | HMSV-A-CB | D5CMHAH55FAK |  | Mixed Ducted and Non-Ducted Indoor Units | 0 |  | 52000 | 21.25 | 10.6 | 55000 | 47500 | 86.36% | 2.05 | 0 | 11.85 |  |  |  |  | R-454B | 4.3333 | Residential & Commercial | VSMSHP
215357375 | Mini/Multi Split | KENMORE | HMSV-A-CB | D5CMHAH48FAK |  | Mixed Ducted and Non-Ducted Indoor Units | 0 |  | 47000 | 21.75 | 11.15 | 48500 | 47500 | 97.94% | 2 | 0 | 11.85 |  |  |  |  | R-454B | 3.9167 | Residential & Commercial | VSMSHP
215357384 | Mini/Multi Split | KENMORE | HMSV-A-CB | D5CMRAH24DAK |  | Mixed Ducted and Non-Ducted Indoor Units | 0 |  | 24000 | 23 | 9.5 | 25000 | 18000 | 72% | 2 | 0 | 13 |  |  |  |  | R-454B | 2 | Residential & Commercial | VSMSHP
215357393 | Mini/Multi Split | KENMORE | HMSV-A-CB | D5CMRAH36EAK |  | Mixed Ducted and Non-Ducted Indoor Units | 0 |  | 35400 | 22 | 9.35 | 37000 | 26000 | 70.27% | 2 | 0 | 11.85 |  |  |  |  | R-454B | 2.95 | Residential & Commercial | VSMSHP
215357390 | Mini/Multi Split | KENMORE | HMSV-A-CB | D5CMRAH30EAK |  | Mixed Ducted and Non-Ducted Indoor Units | 0 |  | 30000 | 23 | 9.75 | 31000 | 25400 | 81.94% | 2 | 0 | 12.5 |  |  |  |  | R-454B | 2.5 | Residential & Commercial | VSMSHP
215357396 | Mini/Multi Split | KENMORE | HMSV-A-CB | D5CMRAH48FAK |  | Mixed Ducted and Non-Ducted Indoor Units | 0 |  | 46000 | 22.5 | 10.5 | 47500 | 37000 | 77.89% | 2.05 | 0 | 12.25 |  |  |  |  | R-454B | 3.8333 | Residential & Commercial | VSMSHP
215357411 | Mini/Multi Split | MIDEA | HMSV-A-CB | D5CMHAH30EAK |  | Mixed Ducted and Non-Ducted Indoor Units | 0 |  | 30000 | 21.75 | 10.6 | 31000 | 36000 | 116.1% | 1.98 | 0 | 12.85 |  |  |  |  | R-454B | 2.5 | Residential & Commercial | VSMSHP
215357405 | Mini/Multi Split | MIDEA | HMSV-A-CB | D5CMHAH24DAK |  | Mixed Ducted and Non-Ducted Indoor Units | 0 |  | 24000 | 22 | 9.75 | 25000 | 25000 | 100% | 1.95 | 0 | 13 |  |  |  |  | R-454B | 2 | Residential & Commercial | VSMSHP
215357402 | Mini/Multi Split | MIDEA | HMSV-A-CB | D5CMHAH18CAK |  | Mixed Ducted and Non-Ducted Indoor Units | 0 |  | 19000 | 22.5 | 10.25 | 20000 | 18500 | 92.5% | 2 | 0 | 14 |  |  |  |  | R-454B | 1.5833 | Residential & Commercial | VSMSHP
215357414 | Mini/Multi Split | MIDEA | HMSV-A-CB | D5CMHAH36EAK |  | Mixed Ducted and Non-Ducted Indoor Units | 0 |  | 36000 | 21.3 | 10.6 | 36000 | 37000 | 102.8% | 2 | 0 | 12.55 |  |  |  |  | R-454B | 3 | Residential & Commercial | VSMSHP
215357420 | Mini/Multi Split | MIDEA | HMSV-A-CB | D5CMHAH55FAK |  | Mixed Ducted and Non-Ducted Indoor Units | 0 |  | 52000 | 21.25 | 10.6 | 55000 | 47500 | 86.36% | 2.05 | 0 | 11.85 |  |  |  |  | R-454B | 4.3333 | Residential & Commercial | VSMSHP
215357417 | Mini/Multi Split | MIDEA | HMSV-A-CB | D5CMHAH48FAK |  | Mixed Ducted and Non-Ducted Indoor Units | 0 |  | 47000 | 21.75 | 11.15 | 48500 | 47500 | 97.94% | 2 | 0 | 11.85 |  |  |  |  | R-454B | 3.9167 | Residential & Commercial | VSMSHP
215357423 | Mini/Multi Split | MIDEA | HMSV-A-CB | D5CMRAH18CAK |  | Mixed Ducted and Non-Ducted Indoor Units | 0 |  | 18000 | 22.6 | 9.9 | 19000 | 14000 | 73.68% | 2.3 | 0 | 13 |  |  |  |  | R-454B | 1.5 | Residential & Commercial | VSMSHP
215357426 | Mini/Multi Split | MIDEA | HMSV-A-CB | D5CMRAH24DAK |  | Mixed Ducted and Non-Ducted Indoor Units | 0 |  | 24000 | 23 | 9.5 | 25000 | 18000 | 72% | 2 | 0 | 13 |  |  |  |  | R-454B | 2 | Residential & Commercial | VSMSHP
215357432 | Mini/Multi Split | MIDEA | HMSV-A-CB | D5CMRAH30EAK |  | Mixed Ducted and Non-Ducted Indoor Units | 0 |  | 30000 | 23 | 9.75 | 31000 | 25400 | 81.94% | 2 | 0 | 12.5 |  |  |  |  | R-454B | 2.5 | Residential & Commercial | VSMSHP
215357441 | Mini/Multi Split | CARRIER | HMSV-A-CB | 37MGHAQ24DA3 |  | Mixed Ducted and Non-Ducted Indoor Units | 0 |  | 24000 | 22 | 9.75 | 25000 | 25000 | 100% | 1.95 | 0 | 13 |  |  |  |  | R-454B | 2 | Residential & Commercial | VSMSHP
215357437 | Mini/Multi Split | CARRIER | HMSV-A-CB | 37MGHAQ18CA3 |  | Mixed Ducted and Non-Ducted Indoor Units | 0 |  | 19000 | 22.5 | 10.25 | 20000 | 18500 | 92.5% | 2 | 0 | 14 |  |  |  |  | R-454B | 1.5833 | Residential & Commercial | VSMSHP
215357439 | Mini/Multi Split | MIDEA | HMSV-A-CB | D5CMRAH36EAK |  | Mixed Ducted and Non-Ducted Indoor Units | 0 |  | 35400 | 22 | 9.35 | 37000 | 26000 | 70.27% | 2 | 0 | 11.85 |  |  |  |  | R-454B | 2.95 | Residential & Commercial | VSMSHP
215357447 | Mini/Multi Split | MIDEA | HMSV-A-CB | D5CMRAH48FAK |  | Mixed Ducted and Non-Ducted Indoor Units | 0 |  | 46000 | 22.5 | 10.5 | 47500 | 37000 | 77.89% | 2.05 | 0 | 12.25 |  |  |  |  | R-454B | 3.8333 | Residential & Commercial | VSMSHP
215357451 | Mini/Multi Split | CARRIER | HMSV-A-CB | 37MGHAQ30EA3 |  | Mixed Ducted and Non-Ducted Indoor Units | 0 |  | 30000 | 21.75 | 10.6 | 31000 | 36000 | 116.1% | 1.98 | 0 | 12.85 |  |  |  |  | R-454B | 2.5 | Residential & Commercial | VSMSHP
215357456 | Mini/Multi Split | CARRIER | HMSV-A-CB | 37MGHAQ36EA3 |  | Mixed Ducted and Non-Ducted Indoor Units | 0 |  | 36000 | 21.3 | 10.6 | 36000 | 37000 | 102.8% | 2 | 0 | 12.55 |  |  |  |  | R-454B | 3 | Residential & Commercial | VSMSHP
215357475 | Mini/Multi Split | CARRIER | HMSV-A-CB | 37MGRAQ18CA3 |  | Mixed Ducted and Non-Ducted Indoor Units | 0 |  | 18000 | 22.6 | 9.9 | 19000 | 14000 | 73.68% | 2.3 | 0 | 13 |  |  |  |  | R-454B | 1.5 | Residential & Commercial | VSMSHP
215357478 | Mini/Multi Split | TEMPSTAR | HMSV-A-CB | D5CMHAH30EAK |  | Mixed Ducted and Non-Ducted Indoor Units | 0 |  | 30000 | 21.75 | 10.6 | 31000 | 36000 | 116.1% | 1.98 | 0 | 12.85 |  |  |  |  | R-454B | 2.5 | Residential & Commercial | VSMSHP
215357484 | Mini/Multi Split | TEMPSTAR | HMSV-A-CB | D5CMHAH36EAK |  | Mixed Ducted and Non-Ducted Indoor Units | 0 |  | 36000 | 21.3 | 10.6 | 36000 | 37000 | 102.8% | 2 | 0 | 12.55 |  |  |  |  | R-454B | 3 | Residential & Commercial | VSMSHP
215357467 | Mini/Multi Split | TEMPSTAR | HMSV-A-CB | D5CMHAH24DAK |  | Mixed Ducted and Non-Ducted Indoor Units | 0 |  | 24000 | 22 | 9.75 | 25000 | 25000 | 100% | 1.95 | 0 | 13 |  |  |  |  | R-454B | 2 | Residential & Commercial | VSMSHP
215357468 | Mini/Multi Split | CARRIER | HMSV-A-CB | 37MGHAQ55FA3 |  | Mixed Ducted and Non-Ducted Indoor Units | 0 |  | 52000 | 21.25 | 10.6 | 55000 | 47500 | 86.36% | 2.05 | 0 | 11.85 |  |  |  |  | R-454B | 4.3333 | Residential & Commercial | VSMSHP
215357461 | Mini/Multi Split | TEMPSTAR | HMSV-A-CB | D5CMHAH18CAK |  | Mixed Ducted and Non-Ducted Indoor Units | 0 |  | 19000 | 22.5 | 10.25 | 20000 | 18500 | 92.5% | 2 | 0 | 14 |  |  |  |  | R-454B | 1.5833 | Residential & Commercial | VSMSHP
215357462 | Mini/Multi Split | CARRIER | HMSV-A-CB | 37MGHAQ48FA3 |  | Mixed Ducted and Non-Ducted Indoor Units | 0 |  | 47000 | 21.75 | 11.15 | 48500 | 47500 | 97.94% | 2 | 0 | 11.85 |  |  |  |  | R-454B | 3.9167 | Residential & Commercial | VSMSHP
215357481 | Mini/Multi Split | CARRIER | HMSV-A-CB | 37MGRAQ24DA3 |  | Mixed Ducted and Non-Ducted Indoor Units | 0 |  | 24000 | 23 | 9.5 | 25000 | 18000 | 72% | 2 | 0 | 13 |  |  |  |  | R-454B | 2 | Residential & Commercial | VSMSHP
215357489 | Mini/Multi Split | TEMPSTAR | HMSV-A-CB | D5CMHAH48FAK |  | Mixed Ducted and Non-Ducted Indoor Units | 0 |  | 47000 | 21.75 | 11.15 | 48500 | 47500 | 97.94% | 2 | 0 | 11.85 |  |  |  |  | R-454B | 3.9167 | Residential & Commercial | VSMSHP
215357494 | Mini/Multi Split | CARRIER | HMSV-A-CB | 37MGRAQ30EA3 |  | Mixed Ducted and Non-Ducted Indoor Units | 0 |  | 30000 | 23 | 9.75 | 31000 | 25400 | 81.94% | 2 | 0 | 12.5 |  |  |  |  | R-454B | 2.5 | Residential & Commercial | VSMSHP
215357495 | Mini/Multi Split | TEMPSTAR | HMSV-A-CB | D5CMHAH55FAK |  | Mixed Ducted and Non-Ducted Indoor Units | 0 |  | 52000 | 21.25 | 10.6 | 55000 | 47500 | 86.36% | 2.05 | 0 | 11.85 |  |  |  |  | R-454B | 4.3333 | Residential & Commercial | VSMSHP
215357500 | Mini/Multi Split | CARRIER | HMSV-A-CB | 37MGRAQ36EA3 |  | Mixed Ducted and Non-Ducted Indoor Units | 0 |  | 35400 | 22 | 9.35 | 37000 | 26000 | 70.27% | 2 | 0 | 11.85 |  |  |  |  | R-454B | 2.95 | Residential & Commercial | VSMSHP
215357501 | Mini/Multi Split | TEMPSTAR | HMSV-A-CB | D5CMRAH18CAK |  | Mixed Ducted and Non-Ducted Indoor Units | 0 |  | 18000 | 22.6 | 9.9 | 19000 | 14000 | 73.68% | 2.3 | 0 | 13 |  |  |  |  | R-454B | 1.5 | Residential & Commercial | VSMSHP
215357507 | Mini/Multi Split | CARRIER | HMSV-A-CB | 37MGRAQ48FA3 |  | Mixed Ducted and Non-Ducted Indoor Units | 0 |  | 46000 | 22.5 | 10.5 | 47500 | 37000 | 77.89% | 2.05 | 0 | 12.25 |  |  |  |  | R-454B | 3.8333 | Residential & Commercial | VSMSHP
215357506 | Mini/Multi Split | TEMPSTAR | HMSV-A-CB | D5CMRAH24DAK |  | Mixed Ducted and Non-Ducted Indoor Units | 0 |  | 24000 | 23 | 9.5 | 25000 | 18000 | 72% | 2 | 0 | 13 |  |  |  |  | R-454B | 2 | Residential & Commercial | VSMSHP
215357522 | Mini/Multi Split | TEMPSTAR | HMSV-A-CB | D5CMRAH48FAK |  | Mixed Ducted and Non-Ducted Indoor Units | 0 |  | 46000 | 22.5 | 10.5 | 47500 | 37000 | 77.89% | 2.05 | 0 | 12.25 |  |  |  |  | R-454B | 3.8333 | Residential & Commercial | VSMSHP
215357519 | Mini/Multi Split | TEMPSTAR | HMSV-A-CB | D5CMRAH36EAK |  | Mixed Ducted and Non-Ducted Indoor Units | 0 |  | 35400 | 22 | 9.35 | 37000 | 26000 | 70.27% | 2 | 0 | 11.85 |  |  |  |  | R-454B | 2.95 | Residential & Commercial | VSMSHP
215357516 | Mini/Multi Split | TEMPSTAR | HMSV-A-CB | D5CMRAH30EAK |  | Mixed Ducted and Non-Ducted Indoor Units | 0 |  | 30000 | 23 | 9.75 | 31000 | 25400 | 81.94% | 2 | 0 | 12.5 |  |  |  |  | R-454B | 2.5 | Residential & Commercial | VSMSHP
215357531 | Mini/Multi Split | SMART COMFORT | HMSV-A-CB | D5CMHAH24DAK |  | Mixed Ducted and Non-Ducted Indoor Units | 0 |  | 24000 | 22 | 9.75 | 25000 | 25000 | 100% | 1.95 | 0 | 13 |  |  |  |  | R-454B | 2 | Residential & Commercial | VSMSHP
215357528 | Mini/Multi Split | SMART COMFORT | HMSV-A-CB | D5CMHAH18CAK |  | Mixed Ducted and Non-Ducted Indoor Units | 0 |  | 19000 | 22.5 | 10.25 | 20000 | 18500 | 92.5% | 2 | 0 | 14 |  |  |  |  | R-454B | 1.5833 | Residential & Commercial | VSMSHP
215357537 | Mini/Multi Split | SMART COMFORT | HMSV-A-CB | D5CMHAH30EAK |  | Mixed Ducted and Non-Ducted Indoor Units | 0 |  | 30000 | 21.75 | 10.6 | 31000 | 36000 | 116.1% | 1.98 | 0 | 12.85 |  |  |  |  | R-454B | 2.5 | Residential & Commercial | VSMSHP
215357540 | Mini/Multi Split | SMART COMFORT | HMSV-A-CB | D5CMHAH36EAK |  | Mixed Ducted and Non-Ducted Indoor Units | 0 |  | 36000 | 21.3 | 10.6 | 36000 | 37000 | 102.8% | 2 | 0 | 12.55 |  |  |  |  | R-454B | 3 | Residential & Commercial | VSMSHP
215357549 | Mini/Multi Split | SMART COMFORT | HMSV-A-CB | D5CMRAH18CAK |  | Mixed Ducted and Non-Ducted Indoor Units | 0 |  | 18000 | 22.6 | 9.9 | 19000 | 14000 | 73.68% | 2.3 | 0 | 13 |  |  |  |  | R-454B | 1.5 | Residential & Commercial | VSMSHP
215357546 | Mini/Multi Split | SMART COMFORT | HMSV-A-CB | D5CMHAH55FAK |  | Mixed Ducted and Non-Ducted Indoor Units | 0 |  | 52000 | 21.25 | 10.6 | 55000 | 47500 | 86.36% | 2.05 | 0 | 11.85 |  |  |  |  | R-454B | 4.3333 | Residential & Commercial | VSMSHP
215357543 | Mini/Multi Split | SMART COMFORT | HMSV-A-CB | D5CMHAH48FAK |  | Mixed Ducted and Non-Ducted Indoor Units | 0 |  | 47000 | 21.75 | 11.15 | 48500 | 47500 | 97.94% | 2 | 0 | 11.85 |  |  |  |  | R-454B | 3.9167 | Residential & Commercial | VSMSHP
215357552 | Mini/Multi Split | SMART COMFORT | HMSV-A-CB | D5CMRAH24DAK |  | Mixed Ducted and Non-Ducted Indoor Units | 0 |  | 24000 | 23 | 9.5 | 25000 | 18000 | 72% | 2 | 0 | 13 |  |  |  |  | R-454B | 2 | Residential & Commercial | VSMSHP
215357561 | Mini/Multi Split | SMART COMFORT | HMSV-A-CB | D5CMRAH36EAK |  | Mixed Ducted and Non-Ducted Indoor Units | 0 |  | 35400 | 22 | 9.35 | 37000 | 26000 | 70.27% | 2 | 0 | 11.85 |  |  |  |  | R-454B | 2.95 | Residential & Commercial | VSMSHP
215357558 | Mini/Multi Split | SMART COMFORT | HMSV-A-CB | D5CMRAH30EAK |  | Mixed Ducted and Non-Ducted Indoor Units | 0 |  | 30000 | 23 | 9.75 | 31000 | 25400 | 81.94% | 2 | 0 | 12.5 |  |  |  |  | R-454B | 2.5 | Residential & Commercial | VSMSHP
215357564 | Mini/Multi Split | SMART COMFORT | HMSV-A-CB | D5CMRAH48FAK |  | Mixed Ducted and Non-Ducted Indoor Units | 0 |  | 46000 | 22.5 | 10.5 | 47500 | 37000 | 77.89% | 2.05 | 0 | 12.25 |  |  |  |  | R-454B | 3.8333 | Residential & Commercial | VSMSHP
215357579 | Mini/Multi Split | AIRQUEST | HMSV-A-CB | D5CMHAH30EAK |  | Mixed Ducted and Non-Ducted Indoor Units | 0 |  | 30000 | 21.75 | 10.6 | 31000 | 36000 | 116.1% | 1.98 | 0 | 12.85 |  |  |  |  | R-454B | 2.5 | Residential & Commercial | VSMSHP
215357573 | Mini/Multi Split | AIRQUEST | HMSV-A-CB | D5CMHAH24DAK |  | Mixed Ducted and Non-Ducted Indoor Units | 0 |  | 24000 | 22 | 9.75 | 25000 | 25000 | 100% | 1.95 | 0 | 13 |  |  |  |  | R-454B | 2 | Residential & Commercial | VSMSHP
215357570 | Mini/Multi Split | AIRQUEST | HMSV-A-CB | D5CMHAH18CAK |  | Mixed Ducted and Non-Ducted Indoor Units | 0 |  | 19000 | 22.5 | 10.25 | 20000 | 18500 | 92.5% | 2 | 0 | 14 |  |  |  |  | R-454B | 1.5833 | Residential & Commercial | VSMSHP
215357582 | Mini/Multi Split | AIRQUEST | HMSV-A-CB | D5CMHAH36EAK |  | Mixed Ducted and Non-Ducted Indoor Units | 0 |  | 36000 | 21.3 | 10.6 | 36000 | 37000 | 102.8% | 2 | 0 | 12.55 |  |  |  |  | R-454B | 3 | Residential & Commercial | VSMSHP
215357588 | Mini/Multi Split | AIRQUEST | HMSV-A-CB | D5CMHAH55FAK |  | Mixed Ducted and Non-Ducted Indoor Units | 0 |  | 52000 | 21.25 | 10.6 | 55000 | 47500 | 86.36% | 2.05 | 0 | 11.85 |  |  |  |  | R-454B | 4.3333 | Residential & Commercial | VSMSHP
215357585 | Mini/Multi Split | AIRQUEST | HMSV-A-CB | D5CMHAH48FAK |  | Mixed Ducted and Non-Ducted Indoor Units | 0 |  | 47000 | 21.75 | 11.15 | 48500 | 47500 | 97.94% | 2 | 0 | 11.85 |  |  |  |  | R-454B | 3.9167 | Residential & Commercial | VSMSHP
215357591 | Mini/Multi Split | AIRQUEST | HMSV-A-CB | D5CMRAH18CAK |  | Mixed Ducted and Non-Ducted Indoor Units | 0 |  | 18000 | 22.6 | 9.9 | 19000 | 14000 | 73.68% | 2.3 | 0 | 13 |  |  |  |  | R-454B | 1.5 | Residential & Commercial | VSMSHP
215357594 | Mini/Multi Split | AIRQUEST | HMSV-A-CB | D5CMRAH24DAK |  | Mixed Ducted and Non-Ducted Indoor Units | 0 |  | 24000 | 23 | 9.5 | 25000 | 18000 | 72% | 2 | 0 | 13 |  |  |  |  | R-454B | 2 | Residential & Commercial | VSMSHP
215357606 | Mini/Multi Split | AIRQUEST | HMSV-A-CB | D5CMRAH48FAK |  | Mixed Ducted and Non-Ducted Indoor Units | 0 |  | 46000 | 22.5 | 10.5 | 47500 | 37000 | 77.89% | 2.05 | 0 | 12.25 |  |  |  |  | R-454B | 3.8333 | Residential & Commercial | VSMSHP
215357603 | Mini/Multi Split | AIRQUEST | HMSV-A-CB | D5CMRAH36EAK |  | Mixed Ducted and Non-Ducted Indoor Units | 0 |  | 35400 | 22 | 9.35 | 37000 | 26000 | 70.27% | 2 | 0 | 11.85 |  |  |  |  | R-454B | 2.95 | Residential & Commercial | VSMSHP
215357600 | Mini/Multi Split | AIRQUEST | HMSV-A-CB | D5CMRAH30EAK |  | Mixed Ducted and Non-Ducted Indoor Units | 0 |  | 30000 | 23 | 9.75 | 31000 | 25400 | 81.94% | 2 | 0 | 12.5 |  |  |  |  | R-454B | 2.5 | Residential & Commercial | VSMSHP
215357615 | Mini/Multi Split | LPS Legacy | HMSV-A-CB | D5CMHAH24DAK |  | Mixed Ducted and Non-Ducted Indoor Units | 0 |  | 24000 | 22 | 9.75 | 25000 | 25000 | 100% | 1.95 | 0 | 13 |  |  |  |  | R-454B | 2 | Residential & Commercial | VSMSHP
215357612 | Mini/Multi Split | LPS Legacy | HMSV-A-CB | D5CMHAH18CAK |  | Mixed Ducted and Non-Ducted Indoor Units | 0 |  | 19000 | 22.5 | 10.25 | 20000 | 18500 | 92.5% | 2 | 0 | 14 |  |  |  |  | R-454B | 1.5833 | Residential & Commercial | VSMSHP
215357621 | Mini/Multi Split | LPS Legacy | HMSV-A-CB | D5CMHAH30EAK |  | Mixed Ducted and Non-Ducted Indoor Units | 0 |  | 30000 | 21.75 | 10.6 | 31000 | 36000 | 116.1% | 1.98 | 0 | 12.85 |  |  |  |  | R-454B | 2.5 | Residential & Commercial | VSMSHP
215357624 | Mini/Multi Split | LPS Legacy | HMSV-A-CB | D5CMHAH36EAK |  | Mixed Ducted and Non-Ducted Indoor Units | 0 |  | 36000 | 21.3 | 10.6 | 36000 | 37000 | 102.8% | 2 | 0 | 12.55 |  |  |  |  | R-454B | 3 | Residential & Commercial | VSMSHP
215357633 | Mini/Multi Split | LPS Legacy | HMSV-A-CB | D5CMRAH18CAK |  | Mixed Ducted and Non-Ducted Indoor Units | 0 |  | 18000 | 22.6 | 9.9 | 19000 | 14000 | 73.68% | 2.3 | 0 | 13 |  |  |  |  | R-454B | 1.5 | Residential & Commercial | VSMSHP
215357630 | Mini/Multi Split | LPS Legacy | HMSV-A-CB | D5CMHAH55FAK |  | Mixed Ducted and Non-Ducted Indoor Units | 0 |  | 52000 | 21.25 | 10.6 | 55000 | 47500 | 86.36% | 2.05 | 0 | 11.85 |  |  |  |  | R-454B | 4.3333 | Residential & Commercial | VSMSHP
215357627 | Mini/Multi Split | LPS Legacy | HMSV-A-CB | D5CMHAH48FAK |  | Mixed Ducted and Non-Ducted Indoor Units | 0 |  | 47000 | 21.75 | 11.15 | 48500 | 47500 | 97.94% | 2 | 0 | 11.85 |  |  |  |  | R-454B | 3.9167 | Residential & Commercial | VSMSHP
215357636 | Mini/Multi Split | LPS Legacy | HMSV-A-CB | D5CMRAH24DAK |  | Mixed Ducted and Non-Ducted Indoor Units | 0 |  | 24000 | 23 | 9.5 | 25000 | 18000 | 72% | 2 | 0 | 13 |  |  |  |  | R-454B | 2 | Residential & Commercial | VSMSHP
215357645 | Mini/Multi Split | LPS Legacy | HMSV-A-CB | D5CMRAH36EAK |  | Mixed Ducted and Non-Ducted Indoor Units | 0 |  | 35400 | 22 | 9.35 | 37000 | 26000 | 70.27% | 2 | 0 | 11.85 |  |  |  |  | R-454B | 2.95 | Residential & Commercial | VSMSHP
215357642 | Mini/Multi Split | LPS Legacy | HMSV-A-CB | D5CMRAH30EAK |  | Mixed Ducted and Non-Ducted Indoor Units | 0 |  | 30000 | 23 | 9.75 | 31000 | 25400 | 81.94% | 2 | 0 | 12.5 |  |  |  |  | R-454B | 2.5 | Residential & Commercial | VSMSHP
215357648 | Mini/Multi Split | LPS Legacy | HMSV-A-CB | D5CMRAH48FAK |  | Mixed Ducted and Non-Ducted Indoor Units | 0 |  | 46000 | 22.5 | 10.5 | 47500 | 37000 | 77.89% | 2.05 | 0 | 12.25 |  |  |  |  | R-454B | 3.8333 | Residential & Commercial | VSMSHP
215357663 | Mini/Multi Split | Grandaire | HMSV-A-CB | D5CMHAH30EAK |  | Mixed Ducted and Non-Ducted Indoor Units | 0 |  | 30000 | 21.75 | 10.6 | 31000 | 36000 | 116.1% | 1.98 | 0 | 12.85 |  |  |  |  | R-454B | 2.5 | Residential & Commercial | VSMSHP
215357657 | Mini/Multi Split | Grandaire | HMSV-A-CB | D5CMHAH24DAK |  | Mixed Ducted and Non-Ducted Indoor Units | 0 |  | 24000 | 22 | 9.75 | 25000 | 25000 | 100% | 1.95 | 0 | 13 |  |  |  |  | R-454B | 2 | Residential & Commercial | VSMSHP
215357654 | Mini/Multi Split | Grandaire | HMSV-A-CB | D5CMHAH18CAK |  | Mixed Ducted and Non-Ducted Indoor Units | 0 |  | 19000 | 22.5 | 10.25 | 20000 | 18500 | 92.5% | 2 | 0 | 14 |  |  |  |  | R-454B | 1.5833 | Residential & Commercial | VSMSHP
215357666 | Mini/Multi Split | Grandaire | HMSV-A-CB | D5CMHAH36EAK |  | Mixed Ducted and Non-Ducted Indoor Units | 0 |  | 36000 | 21.3 | 10.6 | 36000 | 37000 | 102.8% | 2 | 0 | 12.55 |  |  |  |  | R-454B | 3 | Residential & Commercial | VSMSHP
215357672 | Mini/Multi Split | Grandaire | HMSV-A-CB | D5CMHAH55FAK |  | Mixed Ducted and Non-Ducted Indoor Units | 0 |  | 52000 | 21.25 | 10.6 | 55000 | 47500 | 86.36% | 2.05 | 0 | 11.85 |  |  |  |  | R-454B | 4.3333 | Residential & Commercial | VSMSHP
215357669 | Mini/Multi Split | Grandaire | HMSV-A-CB | D5CMHAH48FAK |  | Mixed Ducted and Non-Ducted Indoor Units | 0 |  | 47000 | 21.75 | 11.15 | 48500 | 47500 | 97.94% | 2 | 0 | 11.85 |  |  |  |  | R-454B | 3.9167 | Residential & Commercial | VSMSHP
215357675 | Mini/Multi Split | Grandaire | HMSV-A-CB | D5CMRAH18CAK |  | Mixed Ducted and Non-Ducted Indoor Units | 0 |  | 18000 | 22.6 | 9.9 | 19000 | 14000 | 73.68% | 2.3 | 0 | 13 |  |  |  |  | R-454B | 1.5 | Residential & Commercial | VSMSHP
215357678 | Mini/Multi Split | Grandaire | HMSV-A-CB | D5CMRAH24DAK |  | Mixed Ducted and Non-Ducted Indoor Units | 0 |  | 24000 | 23 | 9.5 | 25000 | 18000 | 72% | 2 | 0 | 13 |  |  |  |  | R-454B | 2 | Residential & Commercial | VSMSHP
215357690 | Mini/Multi Split | Grandaire | HMSV-A-CB | D5CMRAH48FAK |  | Mixed Ducted and Non-Ducted Indoor Units | 0 |  | 46000 | 22.5 | 10.5 | 47500 | 37000 | 77.89% | 2.05 | 0 | 12.25 |  |  |  |  | R-454B | 3.8333 | Residential & Commercial | VSMSHP
215357687 | Mini/Multi Split | Grandaire | HMSV-A-CB | D5CMRAH36EAK |  | Mixed Ducted and Non-Ducted Indoor Units | 0 |  | 35400 | 22 | 9.35 | 37000 | 26000 | 70.27% | 2 | 0 | 11.85 |  |  |  |  | R-454B | 2.95 | Residential & Commercial | VSMSHP
215357684 | Mini/Multi Split | Grandaire | HMSV-A-CB | D5CMRAH30EAK |  | Mixed Ducted and Non-Ducted Indoor Units | 0 |  | 30000 | 23 | 9.75 | 31000 | 25400 | 81.94% | 2 | 0 | 12.5 |  |  |  |  | R-454B | 2.5 | Residential & Commercial | VSMSHP
215357699 | Mini/Multi Split | PAYNE | HMSV-A-CB | 37MGHAQ24DA3 |  | Mixed Ducted and Non-Ducted Indoor Units | 0 |  | 24000 | 22 | 9.75 | 25000 | 25000 | 100% | 1.95 | 0 | 13 |  |  |  |  | R-454B | 2 | Residential & Commercial | VSMSHP
215357696 | Mini/Multi Split | PAYNE | HMSV-A-CB | 37MGHAQ18CA3 |  | Mixed Ducted and Non-Ducted Indoor Units | 0 |  | 19000 | 22.5 | 10.25 | 20000 | 18500 | 92.5% | 2 | 0 | 14 |  |  |  |  | R-454B | 1.5833 | Residential & Commercial | VSMSHP
215357705 | Mini/Multi Split | PAYNE | HMSV-A-CB | 37MGHAQ30EA3 |  | Mixed Ducted and Non-Ducted Indoor Units | 0 |  | 30000 | 21.75 | 10.6 | 31000 | 36000 | 116.1% | 1.98 | 0 | 12.85 |  |  |  |  | R-454B | 2.5 | Residential & Commercial | VSMSHP
215357708 | Mini/Multi Split | PAYNE | HMSV-A-CB | 37MGHAQ36EA3 |  | Mixed Ducted and Non-Ducted Indoor Units | 0 |  | 36000 | 21.3 | 10.6 | 36000 | 37000 | 102.8% | 2 | 0 | 12.55 |  |  |  |  | R-454B | 3 | Residential & Commercial | VSMSHP
215357717 | Mini/Multi Split | PAYNE | HMSV-A-CB | 37MGRAQ18CA3 |  | Mixed Ducted and Non-Ducted Indoor Units | 0 |  | 18000 | 22.6 | 9.9 | 19000 | 14000 | 73.68% | 2.3 | 0 | 13 |  |  |  |  | R-454B | 1.5 | Residential & Commercial | VSMSHP
215357714 | Mini/Multi Split | PAYNE | HMSV-A-CB | 37MGHAQ55FA3 |  | Mixed Ducted and Non-Ducted Indoor Units | 0 |  | 52000 | 21.25 | 10.6 | 55000 | 47500 | 86.36% | 2.05 | 0 | 11.85 |  |  |  |  | R-454B | 4.3333 | Residential & Commercial | VSMSHP
215357711 | Mini/Multi Split | PAYNE | HMSV-A-CB | 37MGHAQ48FA3 |  | Mixed Ducted and Non-Ducted Indoor Units | 0 |  | 47000 | 21.75 | 11.15 | 48500 | 47500 | 97.94% | 2 | 0 | 11.85 |  |  |  |  | R-454B | 3.9167 | Residential & Commercial | VSMSHP
215357720 | Mini/Multi Split | PAYNE | HMSV-A-CB | 37MGRAQ24DA3 |  | Mixed Ducted and Non-Ducted Indoor Units | 0 |  | 24000 | 23 | 9.5 | 25000 | 18000 | 72% | 2 | 0 | 13 |  |  |  |  | R-454B | 2 | Residential & Commercial | VSMSHP
215357729 | Mini/Multi Split | PAYNE | HMSV-A-CB | 37MGRAQ36EA3 |  | Mixed Ducted and Non-Ducted Indoor Units | 0 |  | 35400 | 22 | 9.35 | 37000 | 26000 | 70.27% | 2 | 0 | 11.85 |  |  |  |  | R-454B | 2.95 | Residential & Commercial | VSMSHP
215357726 | Mini/Multi Split | PAYNE | HMSV-A-CB | 37MGRAQ30EA3 |  | Mixed Ducted and Non-Ducted Indoor Units | 0 |  | 30000 | 23 | 9.75 | 31000 | 25400 | 81.94% | 2 | 0 | 12.5 |  |  |  |  | R-454B | 2.5 | Residential & Commercial | VSMSHP
215357732 | Mini/Multi Split | PAYNE | HMSV-A-CB | 37MGRAQ48FA3 |  | Mixed Ducted and Non-Ducted Indoor Units | 0 |  | 46000 | 22.5 | 10.5 | 47500 | 37000 | 77.89% | 2.05 | 0 | 12.25 |  |  |  |  | R-454B | 3.8333 | Residential & Commercial | VSMSHP
215357747 | Mini/Multi Split | Weathermaker | HMSV-A-CB | 37MGHAQ30EA3 |  | Mixed Ducted and Non-Ducted Indoor Units | 0 |  | 30000 | 21.75 | 10.6 | 31000 | 36000 | 116.1% | 1.98 | 0 | 12.85 |  |  |  |  | R-454B | 2.5 | Residential & Commercial | VSMSHP
215357741 | Mini/Multi Split | Weathermaker | HMSV-A-CB | 37MGHAQ24DA3 |  | Mixed Ducted and Non-Ducted Indoor Units | 0 |  | 24000 | 22 | 9.75 | 25000 | 25000 | 100% | 1.95 | 0 | 13 |  |  |  |  | R-454B | 2 | Residential & Commercial | VSMSHP
215357738 | Mini/Multi Split | Weathermaker | HMSV-A-CB | 37MGHAQ18CA3 |  | Mixed Ducted and Non-Ducted Indoor Units | 0 |  | 19000 | 22.5 | 10.25 | 20000 | 18500 | 92.5% | 2 | 0 | 14 |  |  |  |  | R-454B | 1.5833 | Residential & Commercial | VSMSHP
215357750 | Mini/Multi Split | Weathermaker | HMSV-A-CB | 37MGHAQ36EA3 |  | Mixed Ducted and Non-Ducted Indoor Units | 0 |  | 36000 | 21.3 | 10.6 | 36000 | 37000 | 102.8% | 2 | 0 | 12.55 |  |  |  |  | R-454B | 3 | Residential & Commercial | VSMSHP
215357756 | Mini/Multi Split | Weathermaker | HMSV-A-CB | 37MGHAQ55FA3 |  | Mixed Ducted and Non-Ducted Indoor Units | 0 |  | 52000 | 21.25 | 10.6 | 55000 | 47500 | 86.36% | 2.05 | 0 | 11.85 |  |  |  |  | R-454B | 4.3333 | Residential & Commercial | VSMSHP
215357753 | Mini/Multi Split | Weathermaker | HMSV-A-CB | 37MGHAQ48FA3 |  | Mixed Ducted and Non-Ducted Indoor Units | 0 |  | 47000 | 21.75 | 11.15 | 48500 | 47500 | 97.94% | 2 | 0 | 11.85 |  |  |  |  | R-454B | 3.9167 | Residential & Commercial | VSMSHP
215357759 | Mini/Multi Split | Weathermaker | HMSV-A-CB | 37MGRAQ18CA3 |  | Mixed Ducted and Non-Ducted Indoor Units | 0 |  | 18000 | 22.6 | 9.9 | 19000 | 14000 | 73.68% | 2.3 | 0 | 13 |  |  |  |  | R-454B | 1.5 | Residential & Commercial | VSMSHP
215357762 | Mini/Multi Split | Weathermaker | HMSV-A-CB | 37MGRAQ24DA3 |  | Mixed Ducted and Non-Ducted Indoor Units | 0 |  | 24000 | 23 | 9.5 | 25000 | 18000 | 72% | 2 | 0 | 13 |  |  |  |  | R-454B | 2 | Residential & Commercial | VSMSHP
215357774 | Mini/Multi Split | Weathermaker | HMSV-A-CB | 37MGRAQ48FA3 |  | Mixed Ducted and Non-Ducted Indoor Units | 0 |  | 46000 | 22.5 | 10.5 | 47500 | 37000 | 77.89% | 2.05 | 0 | 12.25 |  |  |  |  | R-454B | 3.8333 | Residential & Commercial | VSMSHP
215357771 | Mini/Multi Split | Weathermaker | HMSV-A-CB | 37MGRAQ36EA3 |  | Mixed Ducted and Non-Ducted Indoor Units | 0 |  | 35400 | 22 | 9.35 | 37000 | 26000 | 70.27% | 2 | 0 | 11.85 |  |  |  |  | R-454B | 2.95 | Residential & Commercial | VSMSHP
215357768 | Mini/Multi Split | Weathermaker | HMSV-A-CB | 37MGRAQ30EA3 |  | Mixed Ducted and Non-Ducted Indoor Units | 0 |  | 30000 | 23 | 9.75 | 31000 | 25400 | 81.94% | 2 | 0 | 12.5 |  |  |  |  | R-454B | 2.5 | Residential & Commercial | VSMSHP
215357783 | Mini/Multi Split | MIDEA | HMSV-A-CB | 37MGHAQ24DA3 |  | Mixed Ducted and Non-Ducted Indoor Units | 0 |  | 24000 | 22 | 9.75 | 25000 | 25000 | 100% | 1.95 | 0 | 13 |  |  |  |  | R-454B | 2 | Residential & Commercial | VSMSHP
215357780 | Mini/Multi Split | MIDEA | HMSV-A-CB | 37MGHAQ18CA3 |  | Mixed Ducted and Non-Ducted Indoor Units | 0 |  | 19000 | 22.5 | 10.25 | 20000 | 18500 | 92.5% | 2 | 0 | 14 |  |  |  |  | R-454B | 1.5833 | Residential & Commercial | VSMSHP
215357789 | Mini/Multi Split | MIDEA | HMSV-A-CB | 37MGHAQ30EA3 |  | Mixed Ducted and Non-Ducted Indoor Units | 0 |  | 30000 | 21.75 | 10.6 | 31000 | 36000 | 116.1% | 1.98 | 0 | 12.85 |  |  |  |  | R-454B | 2.5 | Residential & Commercial | VSMSHP
215357792 | Mini/Multi Split | MIDEA | HMSV-A-CB | 37MGHAQ36EA3 |  | Mixed Ducted and Non-Ducted Indoor Units | 0 |  | 36000 | 21.3 | 10.6 | 36000 | 37000 | 102.8% | 2 | 0 | 12.55 |  |  |  |  | R-454B | 3 | Residential & Commercial | VSMSHP
215357801 | Mini/Multi Split | MIDEA | HMSV-A-CB | 37MGRAQ18CA3 |  | Mixed Ducted and Non-Ducted Indoor Units | 0 |  | 18000 | 22.6 | 9.9 | 19000 | 14000 | 73.68% | 2.3 | 0 | 13 |  |  |  |  | R-454B | 1.5 | Residential & Commercial | VSMSHP
215357798 | Mini/Multi Split | MIDEA | HMSV-A-CB | 37MGHAQ55FA3 |  | Mixed Ducted and Non-Ducted Indoor Units | 0 |  | 52000 | 21.25 | 10.6 | 55000 | 47500 | 86.36% | 2.05 | 0 | 11.85 |  |  |  |  | R-454B | 4.3333 | Residential & Commercial | VSMSHP
215357795 | Mini/Multi Split | MIDEA | HMSV-A-CB | 37MGHAQ48FA3 |  | Mixed Ducted and Non-Ducted Indoor Units | 0 |  | 47000 | 21.75 | 11.15 | 48500 | 47500 | 97.94% | 2 | 0 | 11.85 |  |  |  |  | R-454B | 3.9167 | Residential & Commercial | VSMSHP
215357804 | Mini/Multi Split | MIDEA | HMSV-A-CB | 37MGRAQ24DA3 |  | Mixed Ducted and Non-Ducted Indoor Units | 0 |  | 24000 | 23 | 9.5 | 25000 | 18000 | 72% | 2 | 0 | 13 |  |  |  |  | R-454B | 2 | Residential & Commercial | VSMSHP
215357813 | Mini/Multi Split | MIDEA | HMSV-A-CB | 37MGRAQ36EA3 |  | Mixed Ducted and Non-Ducted Indoor Units | 0 |  | 35400 | 22 | 9.35 | 37000 | 26000 | 70.27% | 2 | 0 | 11.85 |  |  |  |  | R-454B | 2.95 | Residential & Commercial | VSMSHP
215357810 | Mini/Multi Split | MIDEA | HMSV-A-CB | 37MGRAQ30EA3 |  | Mixed Ducted and Non-Ducted Indoor Units | 0 |  | 30000 | 23 | 9.75 | 31000 | 25400 | 81.94% | 2 | 0 | 12.5 |  |  |  |  | R-454B | 2.5 | Residential & Commercial | VSMSHP
215357816 | Mini/Multi Split | MIDEA | HMSV-A-CB | 37MGRAQ48FA3 |  | Mixed Ducted and Non-Ducted Indoor Units | 0 |  | 46000 | 22.5 | 10.5 | 47500 | 37000 | 77.89% | 2.05 | 0 | 12.25 |  |  |  |  | R-454B | 3.8333 | Residential & Commercial | VSMSHP
215359238 | Mini/Multi Split | Durastar | HMSV-A-CB | DRA5U36M2A |  | Mixed Ducted and Non-Ducted Indoor Units | 0 |  | 35000 | 21.55 | 9.6 | 37000 | 26000 | 70.27% | 2 | 0 | 11.85 |  |  |  |  | R-454B | 2.9167 | Residential & Commercial | VSMSHP
215359220 | Mini/Multi Split | Durastar | HMSV-A-CB | DRA4H28M2A |  | Mixed Ducted and Non-Ducted Indoor Units | 0 |  | 27400 | 20 | 9.75 | 27400 | 27000 | 98.54% | 1.95 | 0 | 12 |  |  |  |  | R-454B | 2.2833 | Residential & Commercial | VSMSHP
215359217 | Mini/Multi Split | Durastar | HMSV-A-CB | DRA3H18M2A |  | Mixed Ducted and Non-Ducted Indoor Units | 0 |  | 19000 | 20.5 | 10 | 20000 | 18000 | 90% | 2 | 0 | 13 |  |  |  |  | R-454B | 1.5833 | Residential & Commercial | VSMSHP
210435430 | Mini/Multi Split | AMERICAN STANDARD | HMSV-A-CB | 4TXM2118A12N0** |  | Mixed Ducted and Non-Ducted Indoor Units | 0 |  | 17000 | 18.5 | 9 | 18000 | 13800 | 76.67% | 1.8 | 11.5 | 11.5 |  |  |  |  | R-410A | 1.4167 | Residential & Commercial | VSMSHP
210435431 | Mini/Multi Split | AMERICAN STANDARD | HMSV-A-CB | 4TXM2124A13N0** |  | Mixed Ducted and Non-Ducted Indoor Units | 0 |  | 23200 | 18.5 | 9 | 24000 | 22200 | 92.5% | 1.8 | 11.75 | 11.75 |  |  |  |  | R-410A | 1.9333 | Residential & Commercial | VSMSHP
210435432 | Mini/Multi Split | AMERICAN STANDARD | HMSV-A-CB | 4TXM2130A14N0** |  | Mixed Ducted and Non-Ducted Indoor Units | 0 |  | 28400 | 18.5 | 9 | 30000 | 24800 | 82.67% | 1.8 | 11.75 | 11.75 |  |  |  |  | R-410A | 2.3667 | Residential & Commercial | VSMSHP
210488284 | Mini/Multi Split | RUNTRU | HMSV-A-CB | M4THM1918A12N** |  | Mixed Ducted and Non-Ducted Indoor Units | 0 |  | 17000 | 18.5 | 9 | 18000 | 13700 | 76.11% | 1.8 | 11.5 | 11.5 |  |  |  |  | R-410A | 1.4167 | Residential & Commercial | VSMSHP
215359223 | Mini/Multi Split | Durastar | HMSV-A-CB | DRA5H36M2A |  | Mixed Ducted and Non-Ducted Indoor Units | 0 |  | 36000 | 20.45 | 10.85 | 36000 | 37400 | 103.9% | 1.95 | 0 | 12.1 |  |  |  |  | R-454B | 3 | Residential & Commercial | VSMSHP
215359232 | Mini/Multi Split | Durastar | HMSV-A-CB | DRA3U18M2A |  | Mixed Ducted and Non-Ducted Indoor Units | 0 |  | 18000 | 21.5 | 10 | 19000 | 14000 | 73.68% | 2.25 | 0 | 12.25 |  |  |  |  | R-454B | 1.5 | Residential & Commercial | VSMSHP
215359235 | Mini/Multi Split | Durastar | HMSV-A-CB | DRA4U28M2A |  | Mixed Ducted and Non-Ducted Indoor Units | 0 |  | 26200 | 22 | 9.25 | 26800 | 18900 | 70.52% | 2 | 0 | 12.1 |  |  |  |  | R-454B | 2.1833 | Residential & Commercial | VSMSHP
215569816 | Mini/Multi Split | Viessmann | HMSV-A-CB | DLCMHBH24CAK |  | Mixed Ducted and Non-Ducted Indoor Units | 0 |  | 24000 | 21.8 | 9.65 | 24000 | 17500 | 72.92% | 1.87 | 12.5 | 12.5 |  |  |  |  | R-410A | 2 | Residential & Commercial | VSMSHP
215569882 | Mini/Multi Split | Viessmann | HMSV-A-CB | DLCMHBH48EAK |  | Mixed Ducted and Non-Ducted Indoor Units | 0 |  | 47500 | 21.05 | 9.4 | 49000 | 43500 | 88.78% | 2 | 11.2 | 11.35 |  |  |  |  | R-410A | 3.9583 | Residential & Commercial | VSMSHP
215569883 | Mini/Multi Split | Viessmann | HMSV-A-CB | DLCMHBH36DAK |  | Mixed Ducted and Non-Ducted Indoor Units | 0 |  | 36000 | 19.5 | 9.85 | 37000 | 34400 | 92.97% | 1.8 | 11.9 | 12.1 |  |  |  |  | R-410A | 3 | Residential & Commercial | VSMSHP
215399253 | Mini/Multi Split | TOSOT | HMSV-A-CB | TM18H32MO |  | Mixed Ducted and Non-Ducted Indoor Units | 0 |  | 18000 | 19 | 9 | 18000 | 13700 | 76.11% | 1.8 | 0 | 11.8 |  |  |  |  | R-32 | 1.5 | Residential & Commercial | VSMSHP
215399258 | Mini/Multi Split | TOSOT | HMSV-A-CB | TM24H32MO |  | Mixed Ducted and Non-Ducted Indoor Units | 0 |  | 24000 | 19 | 9 | 24000 | 21600 | 90% | 1.8 | 0 | 12.2 |  |  |  |  | R-32 | 2 | Residential & Commercial | VSMSHP
215399259 | Mini/Multi Split | TOSOT | HMSV-A-CB | TM30H32MO |  | Mixed Ducted and Non-Ducted Indoor Units | 0 |  | 28400 | 19 | 9 | 30000 | 26400 | 88% | 1.81 | 0 | 12.2 |  |  |  |  | R-32 | 2.3667 | Residential & Commercial | VSMSHP
215399260 | Mini/Multi Split | TOSOT | HMSV-A-CB | TM36H32MO |  | Mixed Ducted and Non-Ducted Indoor Units | 0 |  | 36000 | 19 | 9 | 36000 | 34000 | 94.44% | 1.84 | 0 | 11.8 |  |  |  |  | R-32 | 3 | Residential & Commercial | VSMSHP
215399261 | Mini/Multi Split | TOSOT | HMSV-A-CB | TM42H32MO |  | Mixed Ducted and Non-Ducted Indoor Units | 0 |  | 42000 | 19 | 9 | 42000 | 37000 | 88.1% | 1.84 | 0 | 12.2 |  |  |  |  | R-32 | 3.5 | Residential & Commercial | VSMSHP
215408631 | Mini/Multi Split | LG | HMSV-A-CB | KUMXB481A |  | Mixed Ducted and Non-Ducted Indoor Units | 0 |  | 48000 | 19.75 | 9.5 | 54000 | 37800 | 70% | 2.17 | 0 | 12.7 |  |  |  |  | R-32 | 4 | Residential & Commercial | VSMSHP
215408633 | Mini/Multi Split | LG | HMSV-A-CB | KUMXB601A |  | Mixed Ducted and Non-Ducted Indoor Units | 0 |  | 58000 | 19.5 | 9.75 | 64000 | 45500 | 71.09% | 1.99 | 0 | 11.85 |  |  |  |  | R-32 | 4.8333 | Residential & Commercial | VSMSHP
215408634 | Mini/Multi Split | LG | HMSV-A-CB | KUMXA361A |  | Mixed Ducted and Non-Ducted Indoor Units | 0 |  | 36000 | 20.5 | 10.5 | 45000 | 41000 | 91.11% | 1.88 | 0 | 14 |  |  |  |  | R-32 | 3 | Residential & Commercial | VSMSHP
215408635 | Mini/Multi Split | LG | HMSV-A-CB | KUMXA421A |  | Mixed Ducted and Non-Ducted Indoor Units | 0 |  | 42000 | 20.25 | 10.5 | 48000 | 43500 | 90.62% | 1.96 | 0 | 13.45 |  |  |  |  | R-32 | 3.5 | Residential & Commercial | VSMSHP
212316179 | Mini/Multi Split | STEALTH | HMSV-A-CB | ACIQ-36Z-HH-M4B |  | Mixed Ducted and Non-Ducted Indoor Units | 0 |  | 36000 | 20.6 | 10.15 | 37000 | 34400 | 92.97% | 1.8 | 12.45 | 12.65 |  |  |  |  | R-410A | 3 | Residential & Commercial | VSMSHP
216369234 | Mini/Multi Split | Star Air Kontrol | HMSV-A-CB | SAK-18-DZ/220V |  | Mixed Ducted and Non-Ducted Indoor Units | 0 |  | 18000 | 21.5 | 10 | 19000 | 14000 | 73.68% | 2.25 | 0 | 12.25 |  |  |  |  | R-454B | 1.5 | Residential & Commercial | VSMSHP
215408638 | Mini/Multi Split | LG | HMSV-A-CB | KUMXA481A |  | Mixed Ducted and Non-Ducted Indoor Units | 0 |  | 48000 | 19.5 | 10.25 | 52500 | 47500 | 90.48% | 2.1 | 0 | 12.85 |  |  |  |  | R-32 | 4 | Residential & Commercial | VSMSHP
216369237 | Mini/Multi Split | Star Air Kontrol | HMSV-A-CB | SAK-27-TZ/220V |  | Mixed Ducted and Non-Ducted Indoor Units | 0 |  | 26200 | 22 | 9.25 | 26800 | 18900 | 70.52% | 2 | 0 | 12.1 |  |  |  |  | R-454B | 2.1833 | Residential & Commercial | VSMSHP
216369240 | Mini/Multi Split | Star Air Kontrol | HMSV-A-CB | SAK-36-QZ/220V |  | Mixed Ducted and Non-Ducted Indoor Units | 0 |  | 35000 | 21.55 | 9.6 | 37000 | 26000 | 70.27% | 2 | 0 | 11.85 |  |  |  |  | R-454B | 2.9167 | Residential & Commercial | VSMSHP
215412931 | Mini/Multi Split | Impecca | HMSV-A-CB | ISAM-1822 |  | Mixed Ducted and Non-Ducted Indoor Units | 0 |  | 17000 | 18.5 | 9 | 18000 | 13800 | 76.67% | 1.8 | 11.5 | 11.5 |  |  |  |  | R-410A | 1.4167 | Residential & Commercial | VSMSHP
215412932 | Mini/Multi Split | Impecca | HMSV-A-CB | ISAM-2422 |  | Mixed Ducted and Non-Ducted Indoor Units | 0 |  | 23200 | 18.5 | 9 | 24000 | 22200 | 92.5% | 1.8 | 11.75 | 11.75 |  |  |  |  | R-410A | 1.9333 | Residential & Commercial | VSMSHP
215412933 | Mini/Multi Split | Impecca | HMSV-A-CB | ISAM-3622 |  | Mixed Ducted and Non-Ducted Indoor Units | 0 |  | 34000 | 18.5 | 9 | 36000 | 30000 | 83.33% | 1.8 | 11.5 | 11.5 |  |  |  |  | R-410A | 2.8333 | Residential & Commercial | VSMSHP
215412934 | Mini/Multi Split | Impecca | HMSV-A-CB | ISAM-4222 |  | Mixed Ducted and Non-Ducted Indoor Units | 0 |  | 36000 | 18.5 | 9 | 40000 | 32400 | 81% | 1.8 | 11.5 | 11.5 |  |  |  |  | R-410A | 3 | Residential & Commercial | VSMSHP
215420712 | Mini/Multi Split | ECO AC | HMSV-A-CB | EMH-2O18KBA |  | Mixed Ducted and Non-Ducted Indoor Units | 0 |  | 17000 | 18.5 | 9 | 18000 | 13800 | 76.67% | 1.8 | 11.5 | 11.5 |  |  |  |  | R-410A | 1.4167 | Residential & Commercial | VSMSHP
215420713 | Mini/Multi Split | ECO AC | HMSV-A-CB | EMH-3O24KBA |  | Mixed Ducted and Non-Ducted Indoor Units | 0 |  | 23200 | 18.5 | 9 | 24000 | 22200 | 92.5% | 1.8 | 11.75 | 11.75 |  |  |  |  | R-410A | 1.9333 | Residential & Commercial | VSMSHP
215420714 | Mini/Multi Split | ECO AC | HMSV-A-CB | EMH-4O30KBA |  | Mixed Ducted and Non-Ducted Indoor Units | 0 |  | 28400 | 18.5 | 9 | 30000 | 24800 | 82.67% | 1.8 | 11.75 | 11.75 |  |  |  |  | R-410A | 2.3667 | Residential & Commercial | VSMSHP
215420715 | Mini/Multi Split | ECO AC | HMSV-A-CB | EMH-4O36KBA |  | Mixed Ducted and Non-Ducted Indoor Units | 0 |  | 34000 | 18.5 | 9 | 36000 | 30000 | 83.33% | 1.8 | 11.5 | 11.5 |  |  |  |  | R-410A | 2.8333 | Residential & Commercial | VSMSHP
215420716 | Mini/Multi Split | ECO AC | HMSV-A-CB | EMH-5O42KBA |  | Mixed Ducted and Non-Ducted Indoor Units | 0 |  | 36000 | 18.5 | 9 | 40000 | 32400 | 81% | 1.8 | 11.5 | 11.5 |  |  |  |  | R-410A | 3 | Residential & Commercial | VSMSHP
216369243 | Mini/Multi Split | Star Air Kontrol | HMSV-A-CB | SAK-48-QZ/220V |  | Mixed Ducted and Non-Ducted Indoor Units | 0 |  | 45000 | 20.85 | 10.3 | 47500 | 37000 | 77.89% | 2.1 | 0 | 11.85 |  |  |  |  | R-454B | 3.75 | Residential & Commercial | VSMSHP
215427958 | Mini/Multi Split | TUTTOKOOL | HMSV-A-CB | TDV-V48WMN1T |  | Mixed Ducted and Non-Ducted Indoor Units | 0 |  | 48000 | 18.15 | 9.15 | 50000 | 35000 | 70% | 1.8 | 0 | 10.2 |  |  |  |  | R-410A | 4 | Residential & Commercial | VSMSHP
215427956 | Mini/Multi Split | TUTTOKOOL | HMSV-A-CB | TDV-V36WMN1TE |  | Mixed Ducted and Non-Ducted Indoor Units | 0 |  | 36000 | 18.45 | 9.35 | 40000 | 28000 | 70% | 1.8 | 0 | 11.9 |  |  |  |  | R-410A | 3 | Residential & Commercial | VSMSHP
215424778 | Mini/Multi Split | BOREAL | HMSV-A-CB | MUL18HPJ132OA |  | Mixed Ducted and Non-Ducted Indoor Units | 0 |  | 18000 | 19 | 9 | 18000 | 13700 | 76.11% | 1.8 | 0 | 11.8 |  |  |  |  | R-32 | 1.5 | Residential & Commercial | VSMSHP
215424779 | Mini/Multi Split | BOREAL | HMSV-A-CB | MUL24HPJ132OA |  | Mixed Ducted and Non-Ducted Indoor Units | 0 |  | 24000 | 19 | 9 | 24000 | 21600 | 90% | 1.8 | 0 | 12.2 |  |  |  |  | R-32 | 2 | Residential & Commercial | VSMSHP
215424780 | Mini/Multi Split | BOREAL | HMSV-A-CB | MUL30HPJ132OA |  | Mixed Ducted and Non-Ducted Indoor Units | 0 |  | 28400 | 19 | 9 | 30000 | 26400 | 88% | 1.81 | 0 | 12.2 |  |  |  |  | R-32 | 2.3667 | Residential & Commercial | VSMSHP
215424781 | Mini/Multi Split | BOREAL | HMSV-A-CB | MUL36HPJ132OA |  | Mixed Ducted and Non-Ducted Indoor Units | 0 |  | 36000 | 19 | 9 | 36000 | 34000 | 94.44% | 1.84 | 0 | 11.8 |  |  |  |  | R-32 | 3 | Residential & Commercial | VSMSHP
215424782 | Mini/Multi Split | BOREAL | HMSV-A-CB | MUL42HPJ132OA |  | Mixed Ducted and Non-Ducted Indoor Units | 0 |  | 42000 | 19 | 9 | 42000 | 37000 | 88.1% | 1.84 | 0 | 12.2 |  |  |  |  | R-32 | 3.5 | Residential & Commercial | VSMSHP
216369731 | Mini/Multi Split | LENNOX | HMSV-A-CB | VPC018H5M-3P |  | Mixed Ducted and Non-Ducted Indoor Units | 0 |  | 18200 | 17.25 | 9.5 | 20000 | 18000 | 90% | 1.8 | 0 | 11.85 |  |  |  |  | R-454B | 1.5167 | Residential & Commercial | VSMSHP
216369732 | Mini/Multi Split | LENNOX | HMSV-A-CB | VPC024H5M-3P |  | Mixed Ducted and Non-Ducted Indoor Units | 0 |  | 22000 | 17.75 | 9.5 | 25000 | 20000 | 80% | 1.8 | 0 | 11.7 |  |  |  |  | R-454B | 1.8333 | Residential & Commercial | VSMSHP
216369733 | Mini/Multi Split | LENNOX | HMSV-A-CB | VPC030H5M-3P |  | Mixed Ducted and Non-Ducted Indoor Units | 0 |  | 30000 | 18.9 | 9.95 | 30000 | 30000 | 100% | 2 | 0 | 13 |  |  |  |  | R-454B | 2.5 | Residential & Commercial | VSMSHP
216369734 | Mini/Multi Split | LENNOX | HMSV-A-CB | VPC036H5M-3P |  | Mixed Ducted and Non-Ducted Indoor Units | 0 |  | 36000 | 18.9 | 9.85 | 40000 | 34000 | 85% | 2 | 0 | 12.65 |  |  |  |  | R-454B | 3 | Residential & Commercial | VSMSHP
216369735 | Mini/Multi Split | LENNOX | HMSV-A-CB | VPC048H5M-3P |  | Mixed Ducted and Non-Ducted Indoor Units | 0 |  | 47500 | 18.8 | 10.05 | 50000 | 37600 | 75.2% | 2 | 0 | 11.7 |  |  |  |  | R-454B | 3.9583 | Residential & Commercial | VSMSHP
216369736 | Mini/Multi Split | LENNOX | HMSV-A-CB | VPC060H5M-3P |  | Mixed Ducted and Non-Ducted Indoor Units | 0 |  | 60000 | 18.25 | 9.65 | 60000 | 42000 | 70% | 1.9 | 0 | 9.5 |  |  |  |  | R-454B | 5 | Residential & Commercial | VSMSHP
216372785 | Mini/Multi Split | FUJITSU | HMSV-A-CB | AOUK024SSAN7 |  | Mixed Ducted and Non-Ducted Indoor Units | 0 |  | 24000 | 19.1 | 10.25 | 28000 | 24600 | 87.86% | 2.25 | 0 | 14.15 |  |  |  |  | R-32 | 2 | Residential & Commercial | VSMSHP
216372786 | Mini/Multi Split | FUJITSU | HMSV-A-CB | AOUK036SSAN7 |  | Mixed Ducted and Non-Ducted Indoor Units | 0 |  | 36000 | 18.9 | 10.1 | 42000 | 35000 | 83.33% | 2.04 | 0 | 12.45 |  |  |  |  | R-32 | 3 | Residential & Commercial | VSMSHP
216372787 | Mini/Multi Split | FUJITSU | HMSV-A-CB | AOUK048SSAN7 |  | Mixed Ducted and Non-Ducted Indoor Units | 0 |  | 48000 | 17.8 | 9.6 | 54000 | 41000 | 75.93% | 2.05 | 0 | 10.7 |  |  |  |  | R-32 | 4 | Residential & Commercial | VSMSHP
216369715 | Mini/Multi Split | CARRIER | HMSV-A-CB | 37VMB030HDS3-1 |  | Mixed Ducted and Non-Ducted Indoor Units | 0 |  | 30000 | 18.9 | 9.95 | 30000 | 30000 | 100% | 2 | 0 | 13 |  |  |  |  | R-454B | 2.5 | Residential & Commercial | VSMSHP
216369716 | Mini/Multi Split | CARRIER | HMSV-A-CB | 37VMB036HDS3-1 |  | Mixed Ducted and Non-Ducted Indoor Units | 0 |  | 36000 | 18.9 | 9.85 | 40000 | 34000 | 85% | 2 | 0 | 12.65 |  |  |  |  | R-454B | 3 | Residential & Commercial | VSMSHP
216369717 | Mini/Multi Split | CARRIER | HMSV-A-CB | 37VMB048HDS3-1 |  | Mixed Ducted and Non-Ducted Indoor Units | 0 |  | 47500 | 18.8 | 10.05 | 50000 | 37600 | 75.2% | 2 | 0 | 11.7 |  |  |  |  | R-454B | 3.9583 | Residential & Commercial | VSMSHP
216369718 | Mini/Multi Split | CARRIER | HMSV-A-CB | 37VMB060HDS3-1 |  | Mixed Ducted and Non-Ducted Indoor Units | 0 |  | 60000 | 18.25 | 9.65 | 60000 | 42000 | 70% | 1.9 | 0 | 9.5 |  |  |  |  | R-454B | 5 | Residential & Commercial | VSMSHP
216014146 | Mini/Multi Split | SEA BREEZE+ | HMSV-A-CB | MZ18H525ZMO |  | Mixed Ducted and Non-Ducted Indoor Units | 0 |  | 18000 | 22.55 | 9.9 | 19000 | 14000 | 73.68% | 2.3 | 0 | 13 |  |  |  |  | R-454B | 1.5 | Residential & Commercial | VSMSHP
216014149 | Mini/Multi Split | SEA BREEZE+ | HMSV-A-CB | MZ27H525ZMO |  | Mixed Ducted and Non-Ducted Indoor Units | 0 |  | 26800 | 23 | 9.25 | 26800 | 18900 | 70.52% | 2 | 0 | 12.5 |  |  |  |  | R-454B | 2.2333 | Residential & Commercial | VSMSHP
216014152 | Mini/Multi Split | SEA BREEZE+ | HMSV-A-CB | MZ36H525ZMO |  | Mixed Ducted and Non-Ducted Indoor Units | 0 |  | 35400 | 22 | 9.35 | 37000 | 26000 | 70.27% | 2 | 0 | 11.85 |  |  |  |  | R-454B | 2.95 | Residential & Commercial | VSMSHP
216014155 | Mini/Multi Split | SEA BREEZE+ | HMSV-A-CB | MZ48H525ZMO |  | Mixed Ducted and Non-Ducted Indoor Units | 0 |  | 46000 | 22.2 | 10.45 | 47500 | 37000 | 77.89% | 2.05 | 0 | 12.25 |  |  |  |  | R-454B | 3.8333 | Residential & Commercial | VSMSHP
216014161 | Mini/Multi Split | SEA BREEZE+ | HMSV-A-CB | HMZ18H525ZMO |  | Mixed Ducted and Non-Ducted Indoor Units | 0 |  | 19000 | 22.5 | 10.2 | 20000 | 18500 | 92.5% | 2 | 0 | 14 |  |  |  |  | R-454B | 1.5833 | Residential & Commercial | VSMSHP
216014164 | Mini/Multi Split | SEA BREEZE+ | HMSV-A-CB | HMZ27H525ZMO |  | Mixed Ducted and Non-Ducted Indoor Units | 0 |  | 27400 | 21 | 10 | 27400 | 27000 | 98.54% | 2 | 0 | 12.25 |  |  |  |  | R-454B | 2.2833 | Residential & Commercial | VSMSHP
216014173 | Mini/Multi Split | SEA BREEZE+ | HMSV-A-CB | HMZ55H525ZMO |  | Mixed Ducted and Non-Ducted Indoor Units | 0 |  | 52000 | 21.1 | 10.6 | 55000 | 47500 | 86.36% | 2.05 | 0 | 11.85 |  |  |  |  | R-454B | 4.3333 | Residential & Commercial | VSMSHP
216014170 | Mini/Multi Split | SEA BREEZE+ | HMSV-A-CB | HMZ48H525ZMO |  | Mixed Ducted and Non-Ducted Indoor Units | 0 |  | 47000 | 21.7 | 11 | 48500 | 47500 | 97.94% | 2 | 0 | 11.85 |  |  |  |  | R-454B | 3.9167 | Residential & Commercial | VSMSHP
216014167 | Mini/Multi Split | SEA BREEZE+ | HMSV-A-CB | HMZ36H525ZMO |  | Mixed Ducted and Non-Ducted Indoor Units | 0 |  | 36000 | 21.2 | 10.55 | 36000 | 37000 | 102.8% | 2 | 0 | 12.5 |  |  |  |  | R-454B | 3 | Residential & Commercial | VSMSHP
215428298 | Mini/Multi Split | Hisense | HMSV-A-CB | AVW-24H3DH2H1 |  | Mixed Ducted and Non-Ducted Indoor Units | 0 |  | 24000 | 18.15 | 8.75 | 27000 | 20000 | 74.07% | 2.14 | 0 | 11.75 |  |  |  |  | R-32 | 2 | Residential & Commercial | VSMSHP
215428299 | Mini/Multi Split | Hisense | HMSV-A-CB | AVW-36H3DH2H1 |  | Mixed Ducted and Non-Ducted Indoor Units | 0 |  | 36000 | 17 | 9.2 | 42000 | 29400 | 70% | 2.1 | 0 | 11.95 |  |  |  |  | R-32 | 3 | Residential & Commercial | VSMSHP
215444942 | Mini/Multi Split | EMI | HMSV-A-CB | EMXMZ218DA |  | Mixed Ducted and Non-Ducted Indoor Units | 0 |  | 19000 | 22.5 | 10.2 | 20000 | 18500 | 92.5% | 2 | 0 | 14 |  |  |  |  | R-454B | 1.5833 | Residential & Commercial | VSMSHP
215444948 | Mini/Multi Split | EMI | HMSV-A-CB | EMXMZ436DA |  | Mixed Ducted and Non-Ducted Indoor Units | 0 |  | 36000 | 21.2 | 10.55 | 36000 | 37000 | 102.8% | 2 | 0 | 12.5 |  |  |  |  | R-454B | 3 | Residential & Commercial | VSMSHP
215444945 | Mini/Multi Split | EMI | HMSV-A-CB | EMXMZ327DA |  | Mixed Ducted and Non-Ducted Indoor Units | 0 |  | 27400 | 21 | 10 | 27400 | 27000 | 98.54% | 2 | 0 | 12.25 |  |  |  |  | R-454B | 2.2833 | Residential & Commercial | VSMSHP
215444951 | Mini/Multi Split | EMI | HMSV-A-CB | EMXMZ548DA |  | Mixed Ducted and Non-Ducted Indoor Units | 0 |  | 47000 | 21.7 | 11 | 48500 | 47500 | 97.94% | 2 | 0 | 11.85 |  |  |  |  | R-454B | 3.9167 | Residential & Commercial | VSMSHP
215449729 | Mini/Multi Split | CanAir | HMSV-A-CB | 4C28MC428H21 |  | Mixed Ducted and Non-Ducted Indoor Units | 0 |  | 27400 | 21 | 10 | 27400 | 27000 | 98.54% | 2 | 0 | 12.25 |  |  |  |  | R-454B | 2.2833 | Residential & Commercial | VSMSHP
215449726 | Mini/Multi Split | CanAir | HMSV-A-CB | 4C28MC318H21 |  | Mixed Ducted and Non-Ducted Indoor Units | 0 |  | 19000 | 22.5 | 10.2 | 20000 | 18500 | 92.5% | 2 | 0 | 14 |  |  |  |  | R-454B | 1.5833 | Residential & Commercial | VSMSHP
215449732 | Mini/Multi Split | CanAir | HMSV-A-CB | 4C28MC536H21 |  | Mixed Ducted and Non-Ducted Indoor Units | 0 |  | 36000 | 21.2 | 10.55 | 36000 | 37000 | 102.8% | 2 | 0 | 12.5 |  |  |  |  | R-454B | 3 | Residential & Commercial | VSMSHP
215449735 | Mini/Multi Split | CanAir | HMSV-A-CB | 4C28MC648H21 |  | Mixed Ducted and Non-Ducted Indoor Units | 0 |  | 47000 | 21.7 | 11 | 48500 | 47500 | 97.94% | 2 | 0 | 11.85 |  |  |  |  | R-454B | 3.9167 | Residential & Commercial | VSMSHP
215449789 | Mini/Multi Split | Breeze33 | HMSV-A-CB | BZ33-HP183Z2-454-G3-P |  | Mixed Ducted and Non-Ducted Indoor Units | 0 |  | 18000 | 22.55 | 9.9 | 19000 | 14000 | 73.68% | 2.3 | 0 | 13 |  |  |  |  | R-454B | 1.5 | Residential & Commercial | VSMSHP
215449795 | Mini/Multi Split | Breeze33 | HMSV-A-CB | BZ33-HP365Z2-454-G3-P |  | Mixed Ducted and Non-Ducted Indoor Units | 0 |  | 35400 | 22 | 9.35 | 37000 | 26000 | 70.27% | 2 | 0 | 11.85 |  |  |  |  | R-454B | 2.95 | Residential & Commercial | VSMSHP
215449792 | Mini/Multi Split | Breeze33 | HMSV-A-CB | BZ33-HP274Z2-454-G3-P |  | Mixed Ducted and Non-Ducted Indoor Units | 0 |  | 26800 | 23 | 9.25 | 26800 | 18900 | 70.52% | 2 | 0 | 12.5 |  |  |  |  | R-454B | 2.2333 | Residential & Commercial | VSMSHP
215449798 | Mini/Multi Split | Breeze33 | HMSV-A-CB | BZ33-HP486Z2-454-G3-P |  | Mixed Ducted and Non-Ducted Indoor Units | 0 |  | 46000 | 22.2 | 10.45 | 47500 | 37000 | 77.89% | 2.05 | 0 | 12.25 |  |  |  |  | R-454B | 3.8333 | Residential & Commercial | VSMSHP
215449801 | Mini/Multi Split | Breeze33 | HMSV-A-CB | BZ33-HYP183Z2-454-G3-P |  | Mixed Ducted and Non-Ducted Indoor Units | 0 |  | 19000 | 22.5 | 10.2 | 20000 | 18500 | 92.5% | 2 | 0 | 14 |  |  |  |  | R-454B | 1.5833 | Residential & Commercial | VSMSHP
215449810 | Mini/Multi Split | Breeze33 | HMSV-A-CB | BZ33-HYP486Z2-454-G3-P |  | Mixed Ducted and Non-Ducted Indoor Units | 0 |  | 47000 | 21.7 | 11 | 48500 | 47500 | 97.94% | 2 | 0 | 11.85 |  |  |  |  | R-454B | 3.9167 | Residential & Commercial | VSMSHP
215449807 | Mini/Multi Split | Breeze33 | HMSV-A-CB | BZ33-HYP365Z2-454-G3-P |  | Mixed Ducted and Non-Ducted Indoor Units | 0 |  | 36000 | 21.2 | 10.55 | 36000 | 37000 | 102.8% | 2 | 0 | 12.5 |  |  |  |  | R-454B | 3 | Residential & Commercial | VSMSHP
215449804 | Mini/Multi Split | Breeze33 | HMSV-A-CB | BZ33-HYP274Z2-454-G3-P |  | Mixed Ducted and Non-Ducted Indoor Units | 0 |  | 27400 | 21 | 10 | 27400 | 27000 | 98.54% | 2 | 0 | 12.25 |  |  |  |  | R-454B | 2.2833 | Residential & Commercial | VSMSHP
215471447 | Mini/Multi Split | MIDEA | HMSV-A-CB | MO4EX-H27B-2A |  | Mixed Ducted and Non-Ducted Indoor Units | 0 |  | 26800 | 23 | 9.25 | 26800 | 18900 | 70.52% | 2 | 0 | 12.5 |  |  |  |  | R-454B | 2.2333 | Residential & Commercial | VSMSHP
215471450 | Mini/Multi Split | MIDEA | HMSV-A-CB | MO5EX-H36B-2A |  | Mixed Ducted and Non-Ducted Indoor Units | 0 |  | 35400 | 22 | 9.35 | 37000 | 26000 | 70.27% | 2 | 0 | 11.85 |  |  |  |  | R-454B | 2.95 | Residential & Commercial | VSMSHP
215471459 | Mini/Multi Split | MIDEA | HMSV-A-CB | MO3HX-H18B-2A |  | Mixed Ducted and Non-Ducted Indoor Units | 0 |  | 19000 | 22.5 | 10.2 | 20000 | 18500 | 92.5% | 2 | 0 | 14 |  |  |  |  | R-454B | 1.5833 | Residential & Commercial | VSMSHP
215471453 | Mini/Multi Split | MIDEA | HMSV-A-CB | MO6EX-H48B-2A |  | Mixed Ducted and Non-Ducted Indoor Units | 0 |  | 46000 | 22.2 | 10.45 | 47500 | 37000 | 77.89% | 2.05 | 0 | 12.25 |  |  |  |  | R-454B | 3.8333 | Residential & Commercial | VSMSHP
215471462 | Mini/Multi Split | MIDEA | HMSV-A-CB | MO4HX-H27B-2A |  | Mixed Ducted and Non-Ducted Indoor Units | 0 |  | 27400 | 21 | 10 | 27400 | 27000 | 98.54% | 2 | 0 | 12.25 |  |  |  |  | R-454B | 2.2833 | Residential & Commercial | VSMSHP
215471468 | Mini/Multi Split | MIDEA | HMSV-A-CB | MO6HX-H48B-2A |  | Mixed Ducted and Non-Ducted Indoor Units | 0 |  | 47000 | 21.7 | 11 | 48500 | 47500 | 97.94% | 2 | 0 | 11.85 |  |  |  |  | R-454B | 3.9167 | Residential & Commercial | VSMSHP
215471465 | Mini/Multi Split | MIDEA | HMSV-A-CB | MO5HX-H36B-2A |  | Mixed Ducted and Non-Ducted Indoor Units | 0 |  | 36000 | 21.2 | 10.55 | 36000 | 37000 | 102.8% | 2 | 0 | 12.5 |  |  |  |  | R-454B | 3 | Residential & Commercial | VSMSHP
215588621 | Mini/Multi Split | TEMP SHIFT | HMSV-A-CB | TSM3OI28HFN1M |  | Mixed Ducted and Non-Ducted Indoor Units | 0 |  | 28000 | 21.3 | 9.65 | 28000 | 25000 | 89.29% | 1.8 | 11.5 | 11.75 |  |  |  |  | R-410A | 2.3333 | Residential & Commercial | VSMSHP
215471474 | Mini/Multi Split | MIDEA | HMSV-A-CB | MO3EX-H18B-2A |  | Mixed Ducted and Non-Ducted Indoor Units | 0 |  | 18000 | 22.55 | 9.9 | 19000 | 14000 | 73.68% | 2.3 | 0 | 13 |  |  |  |  | R-454B | 1.5 | Residential & Commercial | VSMSHP
215449813 | Mini/Multi Split | Breeze33 | HMSV-A-CB | BZ33-HYP556Z2-454-G3-P |  | Mixed Ducted and Non-Ducted Indoor Units | 0 |  | 52000 | 21.1 | 10.6 | 55000 | 47500 | 86.36% | 2.05 | 0 | 11.85 |  |  |  |  | R-454B | 4.3333 | Residential & Commercial | VSMSHP
215449738 | Mini/Multi Split | CanAir | HMSV-A-CB | 4C28MC655H21 |  | Mixed Ducted and Non-Ducted Indoor Units | 0 |  | 52000 | 21.1 | 10.6 | 55000 | 47500 | 86.36% | 2.05 | 0 | 11.85 |  |  |  |  | R-454B | 4.3333 | Residential & Commercial | VSMSHP
215447695 | Mini/Multi Split | FUJITSU | HMSV-A-CB | AOUH18KWAS2 |  | Mixed Ducted and Non-Ducted Indoor Units | 0 |  | 18000 | 20.5 | 10 | 22000 | 17000 | 77.27% | 2.28 | 0 | 12.9 |  |  |  |  | R-32 | 1.5 | Residential & Commercial | VSMSHP
215447696 | Mini/Multi Split | FUJITSU | HMSV-A-CB | AOUH24KWAS3 |  | Mixed Ducted and Non-Ducted Indoor Units | 0 |  | 22000 | 21 | 10 | 24000 | 19200 | 80% | 2.04 | 0 | 12.5 |  |  |  |  | R-32 | 1.8333 | Residential & Commercial | VSMSHP
215447698 | Mini/Multi Split | FUJITSU | HMSV-A-CB | AOUH18KWAH2 |  | Mixed Ducted and Non-Ducted Indoor Units | 0 |  | 18000 | 20.5 | 10.5 | 22000 | 22000 | 100% | 2.08 | 0 | 13.2 |  |  |  |  | R-32 | 1.5 | Residential & Commercial | VSMSHP
215447699 | Mini/Multi Split | FUJITSU | HMSV-A-CB | AOUH24KWAH3 |  | Mixed Ducted and Non-Ducted Indoor Units | 0 |  | 22000 | 22 | 11 | 25000 | 25200 | 100.8% | 2.08 | 0 | 13 |  |  |  |  | R-32 | 1.8333 | Residential & Commercial | VSMSHP
216411304 | Mini/Multi Split | SAMSUNG | HMSV-A-CB | AJ030DXS4CG |  | Mixed Ducted and Non-Ducted Indoor Units | 0 |  | 28400 | 21.25 | 9.75 | 28600 | 28600 | 100% | 1.81 | 0 | 13.25 |  |  |  |  | R-32 | 2.3667 | Residential & Commercial | VSMSHP
215471471 | Mini/Multi Split | MIDEA | HMSV-A-CB | MO6HX-H60B-2A |  | Mixed Ducted and Non-Ducted Indoor Units | 0 |  | 52000 | 21.1 | 10.6 | 55000 | 47500 | 86.36% | 2.05 | 0 | 11.85 |  |  |  |  | R-454B | 4.3333 | Residential & Commercial | VSMSHP
216411173 | Mini/Multi Split | SAMSUNG | HMSV-A-CB | AJ036DXJ4CG |  | Mixed Ducted and Non-Ducted Indoor Units | 0 |  | 32000 | 20.75 | 9.05 | 36000 | 26400 | 73.33% | 1.81 | 0 | 12.1 |  |  |  |  | R-32 | 2.6667 | Residential & Commercial | VSMSHP
216411175 | Mini/Multi Split | SAMSUNG | HMSV-A-CB | AJ020DXJ2CG |  | Mixed Ducted and Non-Ducted Indoor Units | 0 |  | 18000 | 19 | 8.8 | 22000 | 15500 | 70.45% | 1.77 | 0 | 12.2 |  |  |  |  | R-32 | 1.5 | Residential & Commercial | VSMSHP
216411176 | Mini/Multi Split | SAMSUNG | HMSV-A-CB | AJ036DXS4CG |  | Mixed Ducted and Non-Ducted Indoor Units | 0 |  | 34000 | 20 | 9 | 35600 | 35600 | 100% | 1.92 | 0 | 12.1 |  |  |  |  | R-32 | 2.8333 | Residential & Commercial | VSMSHP
216411177 | Mini/Multi Split | SAMSUNG | HMSV-A-CB | AJ024DXS4CG |  | Mixed Ducted and Non-Ducted Indoor Units | 0 |  | 25000 | 21.5 | 9.95 | 25000 | 25000 | 100% | 1.83 | 0 | 14 |  |  |  |  | R-32 | 2.0833 | Residential & Commercial | VSMSHP
216411178 | Mini/Multi Split | SAMSUNG | HMSV-A-CB | AJ020DXS3CG |  | Mixed Ducted and Non-Ducted Indoor Units | 0 |  | 21000 | 21.75 | 10 | 22000 | 22000 | 100% | 1.89 | 0 | 14.2 |  |  |  |  | R-32 | 1.75 | Residential & Commercial | VSMSHP
216441122 | Mini/Multi Split | APOWER | HMSV-A-CB | AP4M36HP230VMO |  | Mixed Ducted and Non-Ducted Indoor Units | 0 |  | 36000 | 19 | 9 | 36000 | 34000 | 94.44% | 1.84 | 0 | 11.8 |  |  |  |  | R-32 | 3 | Residential & Commercial | VSMSHP
215708451 | Mini/Multi Split | KINGHOME | HMSV-A-CB | KM18X6O |  | Mixed Ducted and Non-Ducted Indoor Units | 0 |  | 18000 | 19 | 9 | 18000 | 13700 | 76.11% | 1.8 | 0 | 11.8 |  |  |  |  | R-32 | 1.5 | Residential & Commercial | VSMSHP
215708452 | Mini/Multi Split | KINGHOME | HMSV-A-CB | KM24X6O |  | Mixed Ducted and Non-Ducted Indoor Units | 0 |  | 24000 | 19 | 9 | 24000 | 21600 | 90% | 1.8 | 0 | 12.2 |  |  |  |  | R-32 | 2 | Residential & Commercial | VSMSHP
215708453 | Mini/Multi Split | KINGHOME | HMSV-A-CB | KM30X6O |  | Mixed Ducted and Non-Ducted Indoor Units | 0 |  | 28400 | 19 | 9 | 30000 | 26400 | 88% | 1.81 | 0 | 12.2 |  |  |  |  | R-32 | 2.3667 | Residential & Commercial | VSMSHP
215708454 | Mini/Multi Split | KINGHOME | HMSV-A-CB | KM36X6O |  | Mixed Ducted and Non-Ducted Indoor Units | 0 |  | 36000 | 19 | 9 | 36000 | 34000 | 94.44% | 1.84 | 0 | 11.8 |  |  |  |  | R-32 | 3 | Residential & Commercial | VSMSHP
215708455 | Mini/Multi Split | KINGHOME | HMSV-A-CB | KM42X6O |  | Mixed Ducted and Non-Ducted Indoor Units | 0 |  | 42000 | 19 | 9 | 42000 | 37000 | 88.1% | 1.84 | 0 | 12.2 |  |  |  |  | R-32 | 3.5 | Residential & Commercial | VSMSHP
215712170 | Mini/Multi Split | Mitsubishi Electric | HMSV-A-CB | MXZ-SM60NL*** |  | Mixed Ducted and Non-Ducted Indoor Units | 0 |  | 60000 | 18.2 | 10 | 66000 | 46500 | 70.45% | 1.9 | 0 | 10.7 |  |  |  |  | R-454B | 5 | Residential & Commercial | VSMSHP
215712168 | Mini/Multi Split | Mitsubishi Electric | HMSV-A-CB | MXZ-SM48NLHZ*** |  | Mixed Ducted and Non-Ducted Indoor Units | 0 |  | 48000 | 20.5 | 10.75 | 54000 | 54000 | 100% | 1.9 | 0 | 11.55 |  |  |  |  | R-454B | 4 | Residential & Commercial | VSMSHP
215725491 | Mini/Multi Split | INNOVAIR | HMSV-A-CB | MOM18H2BM3A |  | Mixed Ducted and Non-Ducted Indoor Units | 0 |  | 18000 | 22.55 | 9.9 | 19000 | 14000 | 73.68% | 2.3 | 0 | 13 |  |  |  |  | R-454B | 1.5 | Residential & Commercial | VSMSHP
215712166 | Mini/Multi Split | Mitsubishi Electric | HMSV-A-CB | MXZ-SM48NL*** |  | Mixed Ducted and Non-Ducted Indoor Units | 0 |  | 48000 | 20 | 9.95 | 50000 | 35400 | 70.8% | 2.02 | 0 | 10.2 |  |  |  |  | R-454B | 4 | Residential & Commercial | VSMSHP
215712164 | Mini/Multi Split | Mitsubishi Electric | HMSV-A-CB | MXZ-SM42NLHZ*** |  | Mixed Ducted and Non-Ducted Indoor Units | 0 |  | 42000 | 19.5 | 10.55 | 48000 | 48000 | 100% | 1.92 | 0 | 11.9 |  |  |  |  | R-454B | 3.5 | Residential & Commercial | VSMSHP
215712162 | Mini/Multi Split | Mitsubishi Electric | HMSV-A-CB | MXZ-SM36NLHZ*** |  | Mixed Ducted and Non-Ducted Indoor Units | 0 |  | 36000 | 20.35 | 11.25 | 42000 | 42000 | 100% | 1.92 | 0 | 12.7 |  |  |  |  | R-454B | 3 | Residential & Commercial | VSMSHP
215712160 | Mini/Multi Split | Mitsubishi Electric | HMSV-A-CB | MXZ-SM36NL*** |  | Mixed Ducted and Non-Ducted Indoor Units | 0 |  | 36000 | 20.6 | 10.5 | 41000 | 29000 | 70.73% | 2.08 | 0 | 12.05 |  |  |  |  | R-454B | 3 | Residential & Commercial | VSMSHP
215708464 | Mini/Multi Split | TOSOT | HMSV-A-CB | MZ-COSMO18/O |  | Mixed Ducted and Non-Ducted Indoor Units | 0 |  | 18000 | 19 | 9 | 18000 | 13700 | 76.11% | 1.8 | 0 | 11.8 |  |  |  |  | R-32 | 1.5 | Residential & Commercial | VSMSHP
215708465 | Mini/Multi Split | TOSOT | HMSV-A-CB | MZ-COSMO24/O |  | Mixed Ducted and Non-Ducted Indoor Units | 0 |  | 24000 | 19 | 9 | 24000 | 21600 | 90% | 1.8 | 0 | 12.2 |  |  |  |  | R-32 | 2 | Residential & Commercial | VSMSHP
215708466 | Mini/Multi Split | TOSOT | HMSV-A-CB | MZ-COSMO30/O |  | Mixed Ducted and Non-Ducted Indoor Units | 0 |  | 28400 | 19 | 9 | 30000 | 26400 | 88% | 1.81 | 0 | 12.2 |  |  |  |  | R-32 | 2.3667 | Residential & Commercial | VSMSHP
215708467 | Mini/Multi Split | TOSOT | HMSV-A-CB | MZ-COSMO36/O |  | Mixed Ducted and Non-Ducted Indoor Units | 0 |  | 36000 | 19 | 9 | 36000 | 34000 | 94.44% | 1.84 | 0 | 11.8 |  |  |  |  | R-32 | 3 | Residential & Commercial | VSMSHP
215725494 | Mini/Multi Split | INNOVAIR | HMSV-A-CB | MOM27H2BM4A |  | Mixed Ducted and Non-Ducted Indoor Units | 0 |  | 26800 | 23 | 9.25 | 26800 | 18900 | 70.52% | 2 | 0 | 12.5 |  |  |  |  | R-454B | 2.2333 | Residential & Commercial | VSMSHP
215725500 | Mini/Multi Split | INNOVAIR | HMSV-A-CB | MOM48H2BM6A |  | Mixed Ducted and Non-Ducted Indoor Units | 0 |  | 46000 | 22.2 | 10.45 | 47500 | 37000 | 77.89% | 2.05 | 0 | 12.25 |  |  |  |  | R-454B | 3.8333 | Residential & Commercial | VSMSHP
215725497 | Mini/Multi Split | INNOVAIR | HMSV-A-CB | MOM36H2BM5A |  | Mixed Ducted and Non-Ducted Indoor Units | 0 |  | 35400 | 22 | 9.35 | 37000 | 26000 | 70.27% | 2 | 0 | 11.85 |  |  |  |  | R-454B | 2.95 | Residential & Commercial | VSMSHP
215725506 | Mini/Multi Split | INNOVAIR | HMSV-A-CB | MOM27H2BM4B |  | Mixed Ducted and Non-Ducted Indoor Units | 0 |  | 26800 | 23 | 9.25 | 26800 | 18900 | 70.52% | 2 | 0 | 12.5 |  |  |  |  | R-454B | 2.2333 | Residential & Commercial | VSMSHP
215725509 | Mini/Multi Split | INNOVAIR | HMSV-A-CB | MOM36H2BM5B |  | Mixed Ducted and Non-Ducted Indoor Units | 0 |  | 35400 | 22 | 9.35 | 37000 | 26000 | 70.27% | 2 | 0 | 11.85 |  |  |  |  | R-454B | 2.95 | Residential & Commercial | VSMSHP
215725521 | Mini/Multi Split | INNOVAIR | HMSV-A-CB | MOM27H2BH4A |  | Mixed Ducted and Non-Ducted Indoor Units | 0 |  | 27400 | 21 | 10 | 27400 | 27000 | 98.54% | 2 | 0 | 12.25 |  |  |  |  | R-454B | 2.2833 | Residential & Commercial | VSMSHP
215725518 | Mini/Multi Split | INNOVAIR | HMSV-A-CB | MOM18H2BH3A |  | Mixed Ducted and Non-Ducted Indoor Units | 0 |  | 19000 | 22.5 | 10.2 | 20000 | 18500 | 92.5% | 2 | 0 | 14 |  |  |  |  | R-454B | 1.5833 | Residential & Commercial | VSMSHP
215725512 | Mini/Multi Split | INNOVAIR | HMSV-A-CB | MOM48H2BM6B |  | Mixed Ducted and Non-Ducted Indoor Units | 0 |  | 46000 | 22.2 | 10.45 | 47500 | 37000 | 77.89% | 2.05 | 0 | 12.25 |  |  |  |  | R-454B | 3.8333 | Residential & Commercial | VSMSHP
215725524 | Mini/Multi Split | INNOVAIR | HMSV-A-CB | MOM36H2BH5A |  | Mixed Ducted and Non-Ducted Indoor Units | 0 |  | 36000 | 21.2 | 10.55 | 36000 | 37000 | 102.8% | 2 | 0 | 12.5 |  |  |  |  | R-454B | 3 | Residential & Commercial | VSMSHP
215725533 | Mini/Multi Split | INNOVAIR | HMSV-A-CB | MOM18H2BH3B |  | Mixed Ducted and Non-Ducted Indoor Units | 0 |  | 19000 | 22.5 | 10.2 | 20000 | 18500 | 92.5% | 2 | 0 | 14 |  |  |  |  | R-454B | 1.5833 | Residential & Commercial | VSMSHP
215725527 | Mini/Multi Split | INNOVAIR | HMSV-A-CB | MOM48H2BH6A |  | Mixed Ducted and Non-Ducted Indoor Units | 0 |  | 47000 | 21.7 | 11 | 48500 | 47500 | 97.94% | 2 | 0 | 11.85 |  |  |  |  | R-454B | 3.9167 | Residential & Commercial | VSMSHP
215725536 | Mini/Multi Split | INNOVAIR | HMSV-A-CB | MOM27H2BH4B |  | Mixed Ducted and Non-Ducted Indoor Units | 0 |  | 27400 | 21 | 10 | 27400 | 27000 | 98.54% | 2 | 0 | 12.25 |  |  |  |  | R-454B | 2.2833 | Residential & Commercial | VSMSHP
215725539 | Mini/Multi Split | INNOVAIR | HMSV-A-CB | MOM36H2BH5B |  | Mixed Ducted and Non-Ducted Indoor Units | 0 |  | 36000 | 21.2 | 10.55 | 36000 | 37000 | 102.8% | 2 | 0 | 12.5 |  |  |  |  | R-454B | 3 | Residential & Commercial | VSMSHP
215725542 | Mini/Multi Split | INNOVAIR | HMSV-A-CB | MOM48H2BH6B |  | Mixed Ducted and Non-Ducted Indoor Units | 0 |  | 47000 | 21.7 | 11 | 48500 | 47500 | 97.94% | 2 | 0 | 11.85 |  |  |  |  | R-454B | 3.9167 | Residential & Commercial | VSMSHP
215735313 | Mini/Multi Split | SENVILLE | HMSV-A-CB | SENA-18HF-MOA |  | Mixed Ducted and Non-Ducted Indoor Units | 0 |  | 19000 | 22.5 | 10.2 | 20000 | 18500 | 92.5% | 2 | 0 | 14 |  |  |  |  | R-454B | 1.5833 | Residential & Commercial | VSMSHP
215735284 | Mini/Multi Split | FUJITSU | HMSV-A-CB | AOUH45KWAS5 |  | Mixed Ducted and Non-Ducted Indoor Units | 0 |  | 43000 | 20.5 | 9.5 | 47000 | 35800 | 76.17% | 2.14 | 0 | 11.8 |  |  |  |  | R-32 | 3.5833 | Residential & Commercial | VSMSHP
215735285 | Mini/Multi Split | FUJITSU | HMSV-A-CB | AOUH36KWAH4 |  | Mixed Ducted and Non-Ducted Indoor Units | 0 |  | 35200 | 20.5 | 9.5 | 36400 | 36400 | 100% | 1.9 | 0 | 12.7 |  |  |  |  | R-32 | 2.9333 | Residential & Commercial | VSMSHP
215735316 | Mini/Multi Split | SENVILLE | HMSV-A-CB | SENA-28HF-MOA |  | Mixed Ducted and Non-Ducted Indoor Units | 0 |  | 27400 | 21 | 10 | 27400 | 27000 | 98.54% | 2 | 0 | 12.25 |  |  |  |  | R-454B | 2.2833 | Residential & Commercial | VSMSHP
215735346 | Mini/Multi Split | HISENSE | HMSV-A-CB-O | AMW4-36U3TQA |  | Mixed Ducted and Non-Ducted Indoor Units | 0 |  | 36000 | 20.5 | 9.5 | 36000 | 34200 | 95% | 1.87 | 0 | 12.85 |  |  |  |  | R-454B | 3 | Residential & Commercial | VSMSHP
215735549 | Mini/Multi Split | HISENSE | HMSV-A-CB-O | AMW2-18U3TJA |  | Mixed Ducted and Non-Ducted Indoor Units | 0 |  | 18000 | 19.75 | 9.7 | 18000 | 17400 | 96.67% | 1.96 | 0 | 12.65 |  |  |  |  | R-454B | 1.5 | Residential & Commercial | VSMSHP
215735551 | Mini/Multi Split | HISENSE | HMSV-A-CB-O | AMW3-27U3TQA |  | Mixed Ducted and Non-Ducted Indoor Units | 0 |  | 27000 | 20.5 | 9.4 | 27000 | 26600 | 98.52% | 1.82 | 0 | 12.2 |  |  |  |  | R-454B | 2.25 | Residential & Commercial | VSMSHP
215742356 | Mini/Multi Split | Stealth Comfort | HMSV-A-CB | SC-27Z-HH-M4B |  | Mixed Ducted and Non-Ducted Indoor Units | 0 |  | 23200 | 18.5 | 9 | 24000 | 22200 | 92.5% | 1.8 | 11.75 | 11.75 |  |  |  |  | R-410A | 1.9333 | Residential & Commercial | VSMSHP
215742354 | Mini/Multi Split | DIYCOOL | HMSV-A-CB | SC-27Z-HH-M4B |  | Mixed Ducted and Non-Ducted Indoor Units | 0 |  | 23200 | 18.5 | 9 | 24000 | 22200 | 92.5% | 1.8 | 11.75 | 11.75 |  |  |  |  | R-410A | 1.9333 | Residential & Commercial | VSMSHP
215742352 | Mini/Multi Split | ACIQ | HMSV-A-CB | SC-27Z-HH-M4B |  | Mixed Ducted and Non-Ducted Indoor Units | 0 |  | 23200 | 18.5 | 9 | 24000 | 22200 | 92.5% | 1.8 | 11.75 | 11.75 |  |  |  |  | R-410A | 1.9333 | Residential & Commercial | VSMSHP
215742350 | Mini/Multi Split | 1HVAC | HMSV-A-CB | SC-27Z-HH-M4B |  | Mixed Ducted and Non-Ducted Indoor Units | 0 |  | 23200 | 18.5 | 9 | 24000 | 22200 | 92.5% | 1.8 | 11.75 | 11.75 |  |  |  |  | R-410A | 1.9333 | Residential & Commercial | VSMSHP
216453538 | Mini/Multi Split | OUELLET | HMSV-A-CB | OFRM2X1-H18A-O |  | Mixed Ducted and Non-Ducted Indoor Units | 0 |  | 18000 | 19 | 9 | 18000 | 13700 | 76.11% | 1.8 | 0 | 11.8 |  |  |  |  | R-32 | 1.5 | Residential & Commercial | VSMSHP
216453539 | Mini/Multi Split | OUELLET | HMSV-A-CB | OFRM3X1-H24A-O |  | Mixed Ducted and Non-Ducted Indoor Units | 0 |  | 24000 | 19 | 9 | 24000 | 21600 | 90% | 1.8 | 0 | 12.2 |  |  |  |  | R-32 | 2 | Residential & Commercial | VSMSHP
216453540 | Mini/Multi Split | OUELLET | HMSV-A-CB | OFRM4X1-H30A-O |  | Mixed Ducted and Non-Ducted Indoor Units | 0 |  | 28400 | 19 | 9 | 30000 | 26400 | 88% | 1.81 | 0 | 12.2 |  |  |  |  | R-32 | 2.3667 | Residential & Commercial | VSMSHP
216453541 | Mini/Multi Split | OUELLET | HMSV-A-CB | OFRM4X1-H36A-O |  | Mixed Ducted and Non-Ducted Indoor Units | 0 |  | 36000 | 19 | 9 | 36000 | 34000 | 94.44% | 1.84 | 0 | 11.8 |  |  |  |  | R-32 | 3 | Residential & Commercial | VSMSHP
216453542 | Mini/Multi Split | OUELLET | HMSV-A-CB | OFRM5X1-H42A-O |  | Mixed Ducted and Non-Ducted Indoor Units | 0 |  | 42000 | 19 | 9 | 42000 | 37000 | 88.1% | 1.84 | 0 | 12.2 |  |  |  |  | R-32 | 3.5 | Residential & Commercial | VSMSHP
215746016 | Mini/Multi Split | Custom Comfort | HMSV-A-CB | CCOXHBMZ648HP |  | Mixed Ducted and Non-Ducted Indoor Units | 0 |  | 47000 | 21.7 | 11 | 48500 | 47500 | 97.94% | 2 | 0 | 11.85 |  |  |  |  | R-454B | 3.9167 | Residential & Commercial | VSMSHP
215746013 | Mini/Multi Split | Custom Comfort | HMSV-A-CB | CCOXHBMZ536HP |  | Mixed Ducted and Non-Ducted Indoor Units | 0 |  | 36000 | 21.2 | 10.55 | 36000 | 37000 | 102.8% | 2 | 0 | 12.5 |  |  |  |  | R-454B | 3 | Residential & Commercial | VSMSHP
215746010 | Mini/Multi Split | Custom Comfort | HMSV-A-CB | CCOXHBMZ427HP |  | Mixed Ducted and Non-Ducted Indoor Units | 0 |  | 27400 | 21 | 10 | 27400 | 27000 | 98.54% | 2 | 0 | 12.25 |  |  |  |  | R-454B | 2.2833 | Residential & Commercial | VSMSHP
215746291 | Mini/Multi Split | AireForce | HMSV-A-CB | DXH24FMK3IH |  | Mixed Ducted and Non-Ducted Indoor Units | 0 |  | 24000 | 19 | 9 | 24000 | 21600 | 90% | 1.8 | 0 | 12.2 |  |  |  |  | R-32 | 2 | Residential & Commercial | VSMSHP
215746292 | Mini/Multi Split | AireForce | HMSV-A-CB | DXH30FMK3IH |  | Mixed Ducted and Non-Ducted Indoor Units | 0 |  | 28400 | 19 | 9 | 30000 | 26400 | 88% | 1.81 | 0 | 12.2 |  |  |  |  | R-32 | 2.3667 | Residential & Commercial | VSMSHP
215746293 | Mini/Multi Split | AireForce | HMSV-A-CB | DXH36FMK3IH |  | Mixed Ducted and Non-Ducted Indoor Units | 0 |  | 36000 | 19 | 9 | 36000 | 34000 | 94.44% | 1.84 | 0 | 11.8 |  |  |  |  | R-32 | 3 | Residential & Commercial | VSMSHP
215746294 | Mini/Multi Split | AireForce | HMSV-A-CB | DXH42FMK3IH |  | Mixed Ducted and Non-Ducted Indoor Units | 0 |  | 42000 | 19 | 9 | 42000 | 37000 | 88.1% | 1.84 | 0 | 12.2 |  |  |  |  | R-32 | 3.5 | Residential & Commercial | VSMSHP
215746306 | Mini/Multi Split | AIRTEMP | HMSV-A-CB | DXH24FMK3IH |  | Mixed Ducted and Non-Ducted Indoor Units | 0 |  | 24000 | 19 | 9 | 24000 | 21600 | 90% | 1.8 | 0 | 12.2 |  |  |  |  | R-32 | 2 | Residential & Commercial | VSMSHP
215746307 | Mini/Multi Split | AIRTEMP | HMSV-A-CB | DXH30FMK3IH |  | Mixed Ducted and Non-Ducted Indoor Units | 0 |  | 28400 | 19 | 9 | 30000 | 26400 | 88% | 1.81 | 0 | 12.2 |  |  |  |  | R-32 | 2.3667 | Residential & Commercial | VSMSHP
215746308 | Mini/Multi Split | AIRTEMP | HMSV-A-CB | DXH36FMK3IH |  | Mixed Ducted and Non-Ducted Indoor Units | 0 |  | 36000 | 19 | 9 | 36000 | 34000 | 94.44% | 1.84 | 0 | 11.8 |  |  |  |  | R-32 | 3 | Residential & Commercial | VSMSHP
215746309 | Mini/Multi Split | AIRTEMP | HMSV-A-CB | DXH42FMK3IH |  | Mixed Ducted and Non-Ducted Indoor Units | 0 |  | 42000 | 19 | 9 | 42000 | 37000 | 88.1% | 1.84 | 0 | 12.2 |  |  |  |  | R-32 | 3.5 | Residential & Commercial | VSMSHP
215746301 | Mini/Multi Split | AIRTEMP | HMSV-A-CB | DXH18FMK3IH |  | Mixed Ducted and Non-Ducted Indoor Units | 0 |  | 18000 | 19 | 9 | 18000 | 13700 | 76.11% | 1.8 | 0 | 11.8 |  |  |  |  | R-32 | 1.5 | Residential & Commercial | VSMSHP
215746286 | Mini/Multi Split | AireForce | HMSV-A-CB | DXH18FMK3IH |  | Mixed Ducted and Non-Ducted Indoor Units | 0 |  | 18000 | 19 | 9 | 18000 | 13700 | 76.11% | 1.8 | 0 | 11.8 |  |  |  |  | R-32 | 1.5 | Residential & Commercial | VSMSHP
215746321 | Mini/Multi Split | GIBSON | HMSV-A-CB | DXH24FMK3IH |  | Mixed Ducted and Non-Ducted Indoor Units | 0 |  | 24000 | 19 | 9 | 24000 | 21600 | 90% | 1.8 | 0 | 12.2 |  |  |  |  | R-32 | 2 | Residential & Commercial | VSMSHP
215746322 | Mini/Multi Split | GIBSON | HMSV-A-CB | DXH30FMK3IH |  | Mixed Ducted and Non-Ducted Indoor Units | 0 |  | 28400 | 19 | 9 | 30000 | 26400 | 88% | 1.81 | 0 | 12.2 |  |  |  |  | R-32 | 2.3667 | Residential & Commercial | VSMSHP
215746323 | Mini/Multi Split | GIBSON | HMSV-A-CB | DXH36FMK3IH |  | Mixed Ducted and Non-Ducted Indoor Units | 0 |  | 36000 | 19 | 9 | 36000 | 34000 | 94.44% | 1.84 | 0 | 11.8 |  |  |  |  | R-32 | 3 | Residential & Commercial | VSMSHP
215746324 | Mini/Multi Split | GIBSON | HMSV-A-CB | DXH42FMK3IH |  | Mixed Ducted and Non-Ducted Indoor Units | 0 |  | 42000 | 19 | 9 | 42000 | 37000 | 88.1% | 1.84 | 0 | 12.2 |  |  |  |  | R-32 | 3.5 | Residential & Commercial | VSMSHP
215746331 | Mini/Multi Split | Intertherm | HMSV-A-CB | DXH18FMK3IH |  | Mixed Ducted and Non-Ducted Indoor Units | 0 |  | 18000 | 19 | 9 | 18000 | 13700 | 76.11% | 1.8 | 0 | 11.8 |  |  |  |  | R-32 | 1.5 | Residential & Commercial | VSMSHP
215746316 | Mini/Multi Split | GIBSON | HMSV-A-CB | DXH18FMK3IH |  | Mixed Ducted and Non-Ducted Indoor Units | 0 |  | 18000 | 19 | 9 | 18000 | 13700 | 76.11% | 1.8 | 0 | 11.8 |  |  |  |  | R-32 | 1.5 | Residential & Commercial | VSMSHP
215746336 | Mini/Multi Split | Intertherm | HMSV-A-CB | DXH24FMK3IH |  | Mixed Ducted and Non-Ducted Indoor Units | 0 |  | 24000 | 19 | 9 | 24000 | 21600 | 90% | 1.8 | 0 | 12.2 |  |  |  |  | R-32 | 2 | Residential & Commercial | VSMSHP
215746337 | Mini/Multi Split | Intertherm | HMSV-A-CB | DXH30FMK3IH |  | Mixed Ducted and Non-Ducted Indoor Units | 0 |  | 28400 | 19 | 9 | 30000 | 26400 | 88% | 1.81 | 0 | 12.2 |  |  |  |  | R-32 | 2.3667 | Residential & Commercial | VSMSHP
215746338 | Mini/Multi Split | Intertherm | HMSV-A-CB | DXH36FMK3IH |  | Mixed Ducted and Non-Ducted Indoor Units | 0 |  | 36000 | 19 | 9 | 36000 | 34000 | 94.44% | 1.84 | 0 | 11.8 |  |  |  |  | R-32 | 3 | Residential & Commercial | VSMSHP
215746339 | Mini/Multi Split | Intertherm | HMSV-A-CB | DXH42FMK3IH |  | Mixed Ducted and Non-Ducted Indoor Units | 0 |  | 42000 | 19 | 9 | 42000 | 37000 | 88.1% | 1.84 | 0 | 12.2 |  |  |  |  | R-32 | 3.5 | Residential & Commercial | VSMSHP
215747720 | Mini/Multi Split | GUARDIAN | HMSV-A-CB-O | UMC48CN23STG1 |  | Mixed Ducted and Non-Ducted Indoor Units | 0 |  | 42000 | 20 | 9.15 | 46500 | 35000 | 75.27% | 1.87 | 0 | 11.8 |  |  |  |  | R-454B | 3.5 | Residential & Commercial | VSMSHP
215747723 | Mini/Multi Split | GUARDIAN | HMSV-A-CB-O | UMC36CN23STG1 |  | Mixed Ducted and Non-Ducted Indoor Units | 0 |  | 36000 | 20.5 | 9.5 | 36000 | 34200 | 95% | 1.87 | 0 | 12.85 |  |  |  |  | R-454B | 3 | Residential & Commercial | VSMSHP
215747717 | Mini/Multi Split | GUARDIAN | HMSV-A-CB-O | UMC24CN23STG1 |  | Mixed Ducted and Non-Ducted Indoor Units | 0 |  | 27000 | 20.5 | 9.4 | 27000 | 26600 | 98.52% | 1.82 | 0 | 12.2 |  |  |  |  | R-454B | 2.25 | Residential & Commercial | VSMSHP
215747715 | Mini/Multi Split | GUARDIAN | HMSV-A-CB-O | UMC18CN23STG1 |  | Mixed Ducted and Non-Ducted Indoor Units | 0 |  | 18000 | 19.75 | 9.7 | 18000 | 17400 | 96.67% | 1.96 | 0 | 12.65 |  |  |  |  | R-454B | 1.5 | Residential & Commercial | VSMSHP
215747777 | Mini/Multi Split | Innovair | HMSV-A-CB-O | QOM18H2BM2A |  | Mixed Ducted and Non-Ducted Indoor Units | 0 |  | 18000 | 19.75 | 9.7 | 18000 | 17400 | 96.67% | 1.96 | 0 | 12.65 |  |  |  |  | R-454B | 1.5 | Residential & Commercial | VSMSHP
215747783 | Mini/Multi Split | Innovair | HMSV-A-CB-O | QOM42H2BM5A |  | Mixed Ducted and Non-Ducted Indoor Units | 0 |  | 42000 | 20 | 9.15 | 46500 | 35000 | 75.27% | 1.87 | 0 | 11.8 |  |  |  |  | R-454B | 3.5 | Residential & Commercial | VSMSHP
215747780 | Mini/Multi Split | Innovair | HMSV-A-CB-O | QOM27H2BM3A |  | Mixed Ducted and Non-Ducted Indoor Units | 0 |  | 27000 | 20.5 | 9.4 | 27000 | 26600 | 98.52% | 1.82 | 0 | 12.2 |  |  |  |  | R-454B | 2.25 | Residential & Commercial | VSMSHP
215747786 | Mini/Multi Split | Innovair | HMSV-A-CB-O | QOM36H2BM4A |  | Mixed Ducted and Non-Ducted Indoor Units | 0 |  | 36000 | 20.5 | 9.5 | 36000 | 34200 | 95% | 1.87 | 0 | 12.85 |  |  |  |  | R-454B | 3 | Residential & Commercial | VSMSHP
216472839 | Mini/Multi Split | HISENSE | HMSV-A-CB-O | AMO4-36U3T25U |  | Mixed Ducted and Non-Ducted Indoor Units | 0 |  | 36000 | 20.5 | 9.5 | 36000 | 34200 | 95% | 1.87 | 0 | 12.85 |  |  |  |  | R-454B | 3 | Residential & Commercial | VSMSHP
216472840 | Mini/Multi Split | HISENSE | HMSV-A-CB-O | AMO2-18U3T25U |  | Mixed Ducted and Non-Ducted Indoor Units | 0 |  | 18000 | 19.75 | 9.7 | 18000 | 17400 | 96.67% | 1.96 | 0 | 12.65 |  |  |  |  | R-454B | 1.5 | Residential & Commercial | VSMSHP
216472836 | Mini/Multi Split | HISENSE | HMSV-A-CB-O | AMO5-45U3T25U |  | Mixed Ducted and Non-Ducted Indoor Units | 0 |  | 42000 | 20 | 9.15 | 46500 | 35000 | 75.27% | 1.87 | 0 | 11.8 |  |  |  |  | R-454B | 3.5 | Residential & Commercial | VSMSHP
215832437 | Mini/Multi Split | APOWER | HMSV-A-CB | AP3M24HP230VMO |  | Mixed Ducted and Non-Ducted Indoor Units | 0 |  | 24000 | 19 | 9 | 24000 | 21600 | 90% | 1.8 | 0 | 12.2 |  |  |  |  | R-32 | 2 | Residential & Commercial | VSMSHP
215832443 | Mini/Multi Split | APOWER | HMSV-A-CB | AP5M36HP230VMO |  | Mixed Ducted and Non-Ducted Indoor Units | 0 |  | 36000 | 19 | 9 | 36000 | 34000 | 94.44% | 1.84 | 0 | 11.8 |  |  |  |  | R-32 | 3 | Residential & Commercial | VSMSHP
215832440 | Mini/Multi Split | APOWER | HMSV-A-CB | AP4M30HP230VMO |  | Mixed Ducted and Non-Ducted Indoor Units | 0 |  | 28400 | 19 | 9 | 30000 | 26400 | 88% | 1.81 | 0 | 12.2 |  |  |  |  | R-32 | 2.3667 | Residential & Commercial | VSMSHP
215832414 | Mini/Multi Split | APOWER | HMSV-A-CB | AP2M18HP230VMO |  | Mixed Ducted and Non-Ducted Indoor Units | 0 |  | 18000 | 19 | 9 | 18000 | 13700 | 76.11% | 1.8 | 0 | 11.8 |  |  |  |  | R-32 | 1.5 | Residential & Commercial | VSMSHP
216472842 | Mini/Multi Split | HISENSE | HMSV-A-CB-O | AMO3-27U3T25U |  | Mixed Ducted and Non-Ducted Indoor Units | 0 |  | 27000 | 20.5 | 9.4 | 27000 | 26600 | 98.52% | 1.82 | 0 | 12.2 |  |  |  |  | R-454B | 2.25 | Residential & Commercial | VSMSHP
215832446 | Mini/Multi Split | APOWER | HMSV-A-CB | AP5M42HP230VMO |  | Mixed Ducted and Non-Ducted Indoor Units | 0 |  | 42000 | 19 | 9 | 42000 | 37000 | 88.1% | 1.84 | 0 | 12.2 |  |  |  |  | R-32 | 3.5 | Residential & Commercial | VSMSHP
215864092 | Mini/Multi Split | Wells | HMSV-A-CB | WOM-18RH3/230 |  | Mixed Ducted and Non-Ducted Indoor Units | 0 |  | 18000 | 21.5 | 10 | 19000 | 14000 | 73.68% | 2.25 | 0 | 12.25 |  |  |  |  | R-454B | 1.5 | Residential & Commercial | VSMSHP
215835704 | Mini/Multi Split | INNOVAIR | HMSV-A-CB | MOM60H2BH6A |  | Mixed Ducted and Non-Ducted Indoor Units | 0 |  | 52000 | 21.1 | 10.6 | 55000 | 47500 | 86.36% | 2.05 | 0 | 11.85 |  |  |  |  | R-454B | 4.3333 | Residential & Commercial | VSMSHP
215864095 | Mini/Multi Split | Wells | HMSV-A-CB | WOM-27RH4/230 |  | Mixed Ducted and Non-Ducted Indoor Units | 0 |  | 26200 | 22 | 9.25 | 26800 | 18900 | 70.52% | 2 | 0 | 12.1 |  |  |  |  | R-454B | 2.1833 | Residential & Commercial | VSMSHP
215864098 | Mini/Multi Split | Wells | HMSV-A-CB | WOM-36RH5/230 |  | Mixed Ducted and Non-Ducted Indoor Units | 0 |  | 35000 | 21.55 | 9.6 | 37000 | 26000 | 70.27% | 2 | 0 | 11.85 |  |  |  |  | R-454B | 2.9167 | Residential & Commercial | VSMSHP
215864107 | Mini/Multi Split | Wells | HMSV-A-CB | WOM-18HH3/230 |  | Mixed Ducted and Non-Ducted Indoor Units | 0 |  | 19000 | 20.5 | 10 | 20000 | 18000 | 90% | 2 | 0 | 13 |  |  |  |  | R-454B | 1.5833 | Residential & Commercial | VSMSHP
215864101 | Mini/Multi Split | Wells | HMSV-A-CB | WOM-48RH6/230 |  | Mixed Ducted and Non-Ducted Indoor Units | 0 |  | 45000 | 20.85 | 10.3 | 47500 | 37000 | 77.89% | 2.1 | 0 | 11.85 |  |  |  |  | R-454B | 3.75 | Residential & Commercial | VSMSHP
215835707 | Mini/Multi Split | INNOVAIR | HMSV-A-CB | MOM60H2BH6B |  | Mixed Ducted and Non-Ducted Indoor Units | 0 |  | 52000 | 21.1 | 10.6 | 55000 | 47500 | 86.36% | 2.05 | 0 | 11.85 |  |  |  |  | R-454B | 4.3333 | Residential & Commercial | VSMSHP
215864119 | Mini/Multi Split | Wells | HMSV-A-CB | WOM-60HH6/230 |  | Mixed Ducted and Non-Ducted Indoor Units | 0 |  | 52000 | 20.7 | 10.65 | 55000 | 48000 | 87.27% | 2.05 | 0 | 11.85 |  |  |  |  | R-454B | 4.3333 | Residential & Commercial | VSMSHP
215864110 | Mini/Multi Split | Wells | HMSV-A-CB | WOM-27HH4/230 |  | Mixed Ducted and Non-Ducted Indoor Units | 0 |  | 27400 | 20 | 9.75 | 27400 | 27000 | 98.54% | 1.95 | 0 | 12 |  |  |  |  | R-454B | 2.2833 | Residential & Commercial | VSMSHP
215864116 | Mini/Multi Split | Wells | HMSV-A-CB | WOM-48HH6/230 |  | Mixed Ducted and Non-Ducted Indoor Units | 0 |  | 46000 | 20.8 | 10.6 | 48500 | 48000 | 98.97% | 2 | 0 | 11.85 |  |  |  |  | R-454B | 3.8333 | Residential & Commercial | VSMSHP
215864113 | Mini/Multi Split | Wells | HMSV-A-CB | WOM-36HH5/230 |  | Mixed Ducted and Non-Ducted Indoor Units | 0 |  | 36000 | 20.45 | 10.85 | 36000 | 37400 | 103.9% | 1.95 | 0 | 12.1 |  |  |  |  | R-454B | 3 | Residential & Commercial | VSMSHP
215864256 | Mini/Multi Split | Cooper&Hunter | HMSV-A-CB | CH-R18MES-230VO |  | Mixed Ducted and Non-Ducted Indoor Units | 0 |  | 18000 | 22.55 | 9.9 | 19000 | 14000 | 73.68% | 2.3 | 0 | 13 |  |  |  |  | R-454B | 1.5 | Residential & Commercial | VSMSHP
215864259 | Mini/Multi Split | Cooper&Hunter | HMSV-A-CB | CH-R28MES-230VO |  | Mixed Ducted and Non-Ducted Indoor Units | 0 |  | 26800 | 23 | 9.25 | 26800 | 18900 | 70.52% | 2 | 0 | 12.5 |  |  |  |  | R-454B | 2.2333 | Residential & Commercial | VSMSHP
215864262 | Mini/Multi Split | Cooper&Hunter | HMSV-A-CB | CH-R36MES-230VO |  | Mixed Ducted and Non-Ducted Indoor Units | 0 |  | 35400 | 22 | 9.35 | 37000 | 26000 | 70.27% | 2 | 0 | 11.85 |  |  |  |  | R-454B | 2.95 | Residential & Commercial | VSMSHP
215864265 | Mini/Multi Split | Cooper&Hunter | HMSV-A-CB | CH-R48MES-230VO |  | Mixed Ducted and Non-Ducted Indoor Units | 0 |  | 46000 | 22.2 | 10.45 | 47500 | 37000 | 77.89% | 2.05 | 0 | 12.25 |  |  |  |  | R-454B | 3.8333 | Residential & Commercial | VSMSHP
215864271 | Mini/Multi Split | Cooper&Hunter | HMSV-A-CB | CH-RVHP19M-230VO |  | Mixed Ducted and Non-Ducted Indoor Units | 0 |  | 19000 | 22.5 | 10.2 | 20000 | 18500 | 92.5% | 2 | 0 | 14 |  |  |  |  | R-454B | 1.5833 | Residential & Commercial | VSMSHP
215864274 | Mini/Multi Split | Cooper&Hunter | HMSV-A-CB | CH-RVHP28M-230VO |  | Mixed Ducted and Non-Ducted Indoor Units | 0 |  | 27400 | 21 | 10 | 27400 | 27000 | 98.54% | 2 | 0 | 12.25 |  |  |  |  | R-454B | 2.2833 | Residential & Commercial | VSMSHP
215864408 | Mini/Multi Split | MAINLINE | HMSV-A-CB | ML18HP230MUL-O |  | Mixed Ducted and Non-Ducted Indoor Units | 0 |  | 18000 | 21.5 | 10 | 19000 | 14000 | 73.68% | 2.25 | 0 | 12.25 |  |  |  |  | R-454B | 1.5 | Residential & Commercial | VSMSHP
215864280 | Mini/Multi Split | Cooper&Hunter | HMSV-A-CB | CH-RVHP48M-230VO |  | Mixed Ducted and Non-Ducted Indoor Units | 0 |  | 47000 | 21.7 | 11 | 48500 | 47500 | 97.94% | 2 | 0 | 11.85 |  |  |  |  | R-454B | 3.9167 | Residential & Commercial | VSMSHP
215864277 | Mini/Multi Split | Cooper&Hunter | HMSV-A-CB | CH-RVHP36M-230VO |  | Mixed Ducted and Non-Ducted Indoor Units | 0 |  | 36000 | 21.2 | 10.55 | 36000 | 37000 | 102.8% | 2 | 0 | 12.5 |  |  |  |  | R-454B | 3 | Residential & Commercial | VSMSHP
215864411 | Mini/Multi Split | MAINLINE | HMSV-A-CB | ML27HP230MUL-O |  | Mixed Ducted and Non-Ducted Indoor Units | 0 |  | 26200 | 22 | 9.25 | 26800 | 18900 | 70.52% | 2 | 0 | 12.1 |  |  |  |  | R-454B | 2.1833 | Residential & Commercial | VSMSHP
215864414 | Mini/Multi Split | MAINLINE | HMSV-A-CB | ML36HP230MUL-O |  | Mixed Ducted and Non-Ducted Indoor Units | 0 |  | 35000 | 21.55 | 9.6 | 37000 | 26000 | 70.27% | 2 | 0 | 11.85 |  |  |  |  | R-454B | 2.9167 | Residential & Commercial | VSMSHP
215864423 | Mini/Multi Split | MAINLINE | HMSV-A-CB | ML18HP230MULH-O |  | Mixed Ducted and Non-Ducted Indoor Units | 0 |  | 19000 | 20.5 | 10 | 20000 | 18000 | 90% | 2 | 0 | 13 |  |  |  |  | R-454B | 1.5833 | Residential & Commercial | VSMSHP
215864417 | Mini/Multi Split | MAINLINE | HMSV-A-CB | ML48HP230MUL-O |  | Mixed Ducted and Non-Ducted Indoor Units | 0 |  | 45000 | 20.85 | 10.3 | 47500 | 37000 | 77.89% | 2.1 | 0 | 11.85 |  |  |  |  | R-454B | 3.75 | Residential & Commercial | VSMSHP
215864426 | Mini/Multi Split | MAINLINE | HMSV-A-CB | ML27HP230MULH-O |  | Mixed Ducted and Non-Ducted Indoor Units | 0 |  | 27400 | 20 | 9.75 | 27400 | 27000 | 98.54% | 1.95 | 0 | 12 |  |  |  |  | R-454B | 2.2833 | Residential & Commercial | VSMSHP
215864432 | Mini/Multi Split | MAINLINE | HMSV-A-CB | ML48HP230MULH-O |  | Mixed Ducted and Non-Ducted Indoor Units | 0 |  | 46000 | 20.8 | 10.6 | 48500 | 48000 | 98.97% | 2 | 0 | 11.85 |  |  |  |  | R-454B | 3.8333 | Residential & Commercial | VSMSHP
215864429 | Mini/Multi Split | MAINLINE | HMSV-A-CB | ML36HP230MULH-O |  | Mixed Ducted and Non-Ducted Indoor Units | 0 |  | 36000 | 20.45 | 10.85 | 36000 | 37400 | 103.9% | 1.95 | 0 | 12.1 |  |  |  |  | R-454B | 3 | Residential & Commercial | VSMSHP
215864283 | Mini/Multi Split | Cooper&Hunter | HMSV-A-CB | CH-RVHP55M-230VO |  | Mixed Ducted and Non-Ducted Indoor Units | 0 |  | 52000 | 21.1 | 10.6 | 55000 | 47500 | 86.36% | 2.05 | 0 | 11.85 |  |  |  |  | R-454B | 4.3333 | Residential & Commercial | VSMSHP
215864435 | Mini/Multi Split | MAINLINE | HMSV-A-CB | ML55HP230MULH-O |  | Mixed Ducted and Non-Ducted Indoor Units | 0 |  | 52000 | 20.7 | 10.65 | 55000 | 48000 | 87.27% | 2.05 | 0 | 11.85 |  |  |  |  | R-454B | 4.3333 | Residential & Commercial | VSMSHP
215866670 | Mini/Multi Split | KADEN | HMSV-A-CB | KOB-PS218HP-2AAMA |  | Mixed Ducted and Non-Ducted Indoor Units | 0 |  | 18000 | 22.55 | 9.9 | 19000 | 14000 | 73.68% | 2.3 | 0 | 13 |  |  |  |  | R-454B | 1.5 | Residential & Commercial | VSMSHP
215866679 | Mini/Multi Split | KADEN | HMSV-A-CB | KOB-PS548HP-2AAMA |  | Mixed Ducted and Non-Ducted Indoor Units | 0 |  | 46000 | 22.2 | 10.45 | 47500 | 37000 | 77.89% | 2.05 | 0 | 12.25 |  |  |  |  | R-454B | 3.8333 | Residential & Commercial | VSMSHP
215866676 | Mini/Multi Split | KADEN | HMSV-A-CB | KOB-PS436HP-2AAMA |  | Mixed Ducted and Non-Ducted Indoor Units | 0 |  | 35400 | 22 | 9.35 | 37000 | 26000 | 70.27% | 2 | 0 | 11.85 |  |  |  |  | R-454B | 2.95 | Residential & Commercial | VSMSHP
215866673 | Mini/Multi Split | KADEN | HMSV-A-CB | KOB-PS327HP-2AAMA |  | Mixed Ducted and Non-Ducted Indoor Units | 0 |  | 26800 | 23 | 9.25 | 26800 | 18900 | 70.52% | 2 | 0 | 12.5 |  |  |  |  | R-454B | 2.2333 | Residential & Commercial | VSMSHP
215866688 | Mini/Multi Split | KADEN | HMSV-A-CB | KOB-HH-PS327HP-2AAMA |  | Mixed Ducted and Non-Ducted Indoor Units | 0 |  | 27400 | 21 | 10 | 27400 | 27000 | 98.54% | 2 | 0 | 12.25 |  |  |  |  | R-454B | 2.2833 | Residential & Commercial | VSMSHP
215866685 | Mini/Multi Split | KADEN | HMSV-A-CB | KOB-HH-PS218HP-2AAMA |  | Mixed Ducted and Non-Ducted Indoor Units | 0 |  | 19000 | 22.5 | 10.2 | 20000 | 18500 | 92.5% | 2 | 0 | 14 |  |  |  |  | R-454B | 1.5833 | Residential & Commercial | VSMSHP
215866691 | Mini/Multi Split | KADEN | HMSV-A-CB | KOB-HH-PS436HP-2AAMA |  | Mixed Ducted and Non-Ducted Indoor Units | 0 |  | 36000 | 21.2 | 10.55 | 36000 | 37000 | 102.8% | 2 | 0 | 12.5 |  |  |  |  | R-454B | 3 | Residential & Commercial | VSMSHP
215866694 | Mini/Multi Split | KADEN | HMSV-A-CB | KOB-HH-PS548HP-2AAMA |  | Mixed Ducted and Non-Ducted Indoor Units | 0 |  | 47000 | 21.7 | 11 | 48500 | 47500 | 97.94% | 2 | 0 | 11.85 |  |  |  |  | R-454B | 3.9167 | Residential & Commercial | VSMSHP
215866697 | Mini/Multi Split | KADEN | HMSV-A-CB | KOB-HH-PS555HP-2AAMA |  | Mixed Ducted and Non-Ducted Indoor Units | 0 |  | 52000 | 21.1 | 10.6 | 55000 | 47500 | 86.36% | 2.05 | 0 | 11.85 |  |  |  |  | R-454B | 4.3333 | Residential & Commercial | VSMSHP
215866802 | Mini/Multi Split | AI AIR CONDITIONING | HMSV-A-CB | A3MO21-18N2-M1 |  | Mixed Ducted and Non-Ducted Indoor Units | 0 |  | 18000 | 21.5 | 10 | 19000 | 14000 | 73.68% | 2.25 | 0 | 12.25 |  |  |  |  | R-454B | 1.5 | Residential & Commercial | VSMSHP
215866808 | Mini/Multi Split | AI AIR CONDITIONING | HMSV-A-CB | A5MO21-36N2-M1 |  | Mixed Ducted and Non-Ducted Indoor Units | 0 |  | 35000 | 21.55 | 9.6 | 37000 | 26000 | 70.27% | 2 | 0 | 11.85 |  |  |  |  | R-454B | 2.9167 | Residential & Commercial | VSMSHP
215866805 | Mini/Multi Split | AI AIR CONDITIONING | HMSV-A-CB | A4MO21-27N2-M1 |  | Mixed Ducted and Non-Ducted Indoor Units | 0 |  | 26200 | 22 | 9.25 | 26800 | 18900 | 70.52% | 2 | 0 | 12.1 |  |  |  |  | R-454B | 2.1833 | Residential & Commercial | VSMSHP
215866811 | Mini/Multi Split | AI AIR CONDITIONING | HMSV-A-CB | A6MO21-48N2-M1 |  | Mixed Ducted and Non-Ducted Indoor Units | 0 |  | 45000 | 20.85 | 10.3 | 47500 | 37000 | 77.89% | 2.1 | 0 | 11.85 |  |  |  |  | R-454B | 3.75 | Residential & Commercial | VSMSHP
215866823 | Mini/Multi Split | AI AIR CONDITIONING | HMSV-A-CB | A5MO23-36N2-M1H |  | Mixed Ducted and Non-Ducted Indoor Units | 0 |  | 36000 | 20.45 | 10.85 | 36000 | 37400 | 103.9% | 1.95 | 0 | 12.1 |  |  |  |  | R-454B | 3 | Residential & Commercial | VSMSHP
215866820 | Mini/Multi Split | AI AIR CONDITIONING | HMSV-A-CB | A4MO23-27N2-M1H |  | Mixed Ducted and Non-Ducted Indoor Units | 0 |  | 27400 | 20 | 9.75 | 27400 | 27000 | 98.54% | 1.95 | 0 | 12 |  |  |  |  | R-454B | 2.2833 | Residential & Commercial | VSMSHP
215866817 | Mini/Multi Split | AI AIR CONDITIONING | HMSV-A-CB | A3MO23-18N2-M1H |  | Mixed Ducted and Non-Ducted Indoor Units | 0 |  | 19000 | 20.5 | 10 | 20000 | 18000 | 90% | 2 | 0 | 13 |  |  |  |  | R-454B | 1.5833 | Residential & Commercial | VSMSHP
215866826 | Mini/Multi Split | AI AIR CONDITIONING | HMSV-A-CB | A6MO23-48N2-M1H |  | Mixed Ducted and Non-Ducted Indoor Units | 0 |  | 46000 | 20.8 | 10.6 | 48500 | 48000 | 98.97% | 2 | 0 | 11.85 |  |  |  |  | R-454B | 3.8333 | Residential & Commercial | VSMSHP
215894273 | Mini/Multi Split | Nutech | HMSV-A-CB | N3OX430-18HFN10-M1-D |  | Mixed Ducted and Non-Ducted Indoor Units | 0 |  | 18000 | 21.5 | 10 | 19000 | 14000 | 73.68% | 2.25 | 0 | 12.25 |  |  |  |  | R-454B | 1.5 | Residential & Commercial | VSMSHP
215894282 | Mini/Multi Split | Nutech | HMSV-A-CB | N6OE30-48HFN10-M1D-D |  | Mixed Ducted and Non-Ducted Indoor Units | 0 |  | 45000 | 20.85 | 10.3 | 47500 | 37000 | 77.89% | 2.1 | 0 | 11.85 |  |  |  |  | R-454B | 3.75 | Residential & Commercial | VSMSHP
215894279 | Mini/Multi Split | Nutech | HMSV-A-CB | N5OD30-36HFN10-M1D-D |  | Mixed Ducted and Non-Ducted Indoor Units | 0 |  | 35000 | 21.55 | 9.6 | 37000 | 26000 | 70.27% | 2 | 0 | 11.85 |  |  |  |  | R-454B | 2.9167 | Residential & Commercial | VSMSHP
215894276 | Mini/Multi Split | Nutech | HMSV-A-CB | N4OD30-27HFN10-M1D-D |  | Mixed Ducted and Non-Ducted Indoor Units | 0 |  | 26200 | 22 | 9.25 | 26800 | 18900 | 70.52% | 2 | 0 | 12.1 |  |  |  |  | R-454B | 2.1833 | Residential & Commercial | VSMSHP
215866829 | Mini/Multi Split | AI AIR CONDITIONING | HMSV-A-CB | A6MO23-55N2-M1H |  | Mixed Ducted and Non-Ducted Indoor Units | 0 |  | 52000 | 20.7 | 10.65 | 55000 | 48000 | 87.27% | 2.05 | 0 | 11.85 |  |  |  |  | R-454B | 4.3333 | Residential & Commercial | VSMSHP
216021072 | Mini/Multi Split | MIDEA | HMSV-A-CB | MDV-V18WMN10T |  | Mixed Ducted and Non-Ducted Indoor Units | 0 |  | 18200 | 17.25 | 9.5 | 20000 | 18000 | 90% | 1.8 | 0 | 11.85 |  |  |  |  | R-454B | 1.5167 | Residential & Commercial | VSMSHP
208132553 | Mini/Multi Split | MDV | HMSV-A-CB | M5OA-55HFN1-M-[X]*(2) |  | Mixed Ducted and Non-Ducted Indoor Units | 0 |  | 55000 | 19.4 | 9.4 | 55000 | 45500 | 82.73% | 1.85 | 10.5 | 10.5 |  |  |  |  | R-410A | 4.5833 | Residential & Commercial | VSMSHP
210800985 | Mini/Multi Split | DAIKIN | HMSV-A-CB | 3MXS24WMVJU* |  | Mixed Ducted and Non-Ducted Indoor Units | 0 |  | 24000 | 16.5 | 8.8 | 24000 | 18900 | 78.75% | 1.8 | 0 | 10.1 |  |  |  |  | R-410A | 2 | Residential & Commercial | VSMSHP
216021116 | Mini/Multi Split | MDV | HMSV-A-CB | M4OD30-27HFPN10-M1D |  | Mixed Ducted and Non-Ducted Indoor Units | 0 |  | 26000 | 21.5 | 9.25 | 26400 | 18700 | 70.83% | 2.05 | 0 | 12 |  |  |  |  | R-454B | 2.1667 | Residential & Commercial | VSMSHP
216021117 | Mini/Multi Split | MDV | HMSV-A-CB | M5OD30-36HFPN10-M1D |  | Mixed Ducted and Non-Ducted Indoor Units | 0 |  | 33400 | 21 | 9.7 | 36000 | 25200 | 70% | 2 | 0 | 11.85 |  |  |  |  | R-454B | 2.7833 | Residential & Commercial | VSMSHP
216021118 | Mini/Multi Split | MDV | HMSV-A-CB | M6OE30-48HFPN10-M1D |  | Mixed Ducted and Non-Ducted Indoor Units | 0 |  | 43000 | 20.9 | 10.25 | 47500 | 37000 | 77.89% | 2 | 0 | 12 |  |  |  |  | R-454B | 3.5833 | Residential & Commercial | VSMSHP
216021119 | Mini/Multi Split | MDV | HMSV-A-CB | M6OE31-53HFPN10-M1XD |  | Mixed Ducted and Non-Ducted Indoor Units | 0 |  | 47000 | 21 | 10.55 | 55000 | 46000 | 83.64% | 2 | 0 | 12 |  |  |  |  | R-454B | 3.9167 | Residential & Commercial | VSMSHP
216021080 | Mini/Multi Split | MIDEA | HMSV-A-CB | MDV-V48WMN10T |  | Mixed Ducted and Non-Ducted Indoor Units | 0 |  | 47500 | 18.8 | 10.05 | 50000 | 37600 | 75.2% | 2 | 0 | 11.7 |  |  |  |  | R-454B | 3.9583 | Residential & Commercial | VSMSHP
216021078 | Mini/Multi Split | MIDEA | HMSV-A-CB | MDV-V36WMN10T |  | Mixed Ducted and Non-Ducted Indoor Units | 0 |  | 36000 | 18.9 | 9.85 | 40000 | 34000 | 85% | 2 | 0 | 12.65 |  |  |  |  | R-454B | 3 | Residential & Commercial | VSMSHP
216021076 | Mini/Multi Split | MIDEA | HMSV-A-CB | MDV-V30WMN10T |  | Mixed Ducted and Non-Ducted Indoor Units | 0 |  | 30000 | 18.9 | 9.95 | 30000 | 30000 | 100% | 2 | 0 | 13 |  |  |  |  | R-454B | 2.5 | Residential & Commercial | VSMSHP
216021074 | Mini/Multi Split | MIDEA | HMSV-A-CB | MDV-V24WMN10T |  | Mixed Ducted and Non-Ducted Indoor Units | 0 |  | 22000 | 17.75 | 9.5 | 25000 | 20000 | 80% | 1.8 | 0 | 11.7 |  |  |  |  | R-454B | 1.8333 | Residential & Commercial | VSMSHP
216021082 | Mini/Multi Split | MIDEA | HMSV-A-CB | MDV-V60WMN10T |  | Mixed Ducted and Non-Ducted Indoor Units | 0 |  | 60000 | 18.25 | 9.65 | 60000 | 42000 | 70% | 1.9 | 0 | 9.5 |  |  |  |  | R-454B | 5 | Residential & Commercial | VSMSHP
216027634 | Mini/Multi Split | Capella | HMSV-A-CB | CPM2B1-H18A-O |  | Mixed Ducted and Non-Ducted Indoor Units | 0 |  | 19000 | 22.5 | 10.2 | 20000 | 18500 | 92.5% | 2 | 0 | 14 |  |  |  |  | R-454B | 1.5833 | Residential & Commercial | VSMSHP
216027643 | Mini/Multi Split | Capella | HMSV-A-CB | CPM5B1-H48A-O |  | Mixed Ducted and Non-Ducted Indoor Units | 0 |  | 47000 | 21.7 | 11 | 48500 | 47500 | 97.94% | 2 | 0 | 11.85 |  |  |  |  | R-454B | 3.9167 | Residential & Commercial | VSMSHP
216027640 | Mini/Multi Split | Capella | HMSV-A-CB | CPM4B1-H36A-O |  | Mixed Ducted and Non-Ducted Indoor Units | 0 |  | 36000 | 21.2 | 10.55 | 36000 | 37000 | 102.8% | 2 | 0 | 12.5 |  |  |  |  | R-454B | 3 | Residential & Commercial | VSMSHP
216027637 | Mini/Multi Split | Capella | HMSV-A-CB | CPM3B1-H27A-O |  | Mixed Ducted and Non-Ducted Indoor Units | 0 |  | 27400 | 21 | 10 | 27400 | 27000 | 98.54% | 2 | 0 | 12.25 |  |  |  |  | R-454B | 2.2833 | Residential & Commercial | VSMSHP
216027646 | Mini/Multi Split | Capella | HMSV-A-CB | CPM5B1-H55A-O |  | Mixed Ducted and Non-Ducted Indoor Units | 0 |  | 52000 | 21.1 | 10.6 | 55000 | 47500 | 86.36% | 2.05 | 0 | 11.85 |  |  |  |  | R-454B | 4.3333 | Residential & Commercial | VSMSHP
216027652 | Mini/Multi Split | Capella | HMSV-A-CB | CPM3B1V-H27A-O |  | Mixed Ducted and Non-Ducted Indoor Units | 0 |  | 27400 | 21 | 10 | 27400 | 27000 | 98.54% | 2 | 0 | 12.25 |  |  |  |  | R-454B | 2.2833 | Residential & Commercial | VSMSHP
216027649 | Mini/Multi Split | Capella | HMSV-A-CB | CPM2B1V-H18A-O |  | Mixed Ducted and Non-Ducted Indoor Units | 0 |  | 19000 | 22.5 | 10.2 | 20000 | 18500 | 92.5% | 2 | 0 | 14 |  |  |  |  | R-454B | 1.5833 | Residential & Commercial | VSMSHP
216027655 | Mini/Multi Split | Capella | HMSV-A-CB | CPM4B1V-H36A-O |  | Mixed Ducted and Non-Ducted Indoor Units | 0 |  | 36000 | 21.2 | 10.55 | 36000 | 37000 | 102.8% | 2 | 0 | 12.5 |  |  |  |  | R-454B | 3 | Residential & Commercial | VSMSHP
216027658 | Mini/Multi Split | Capella | HMSV-A-CB | CPM5B1V-H48A-O |  | Mixed Ducted and Non-Ducted Indoor Units | 0 |  | 47000 | 21.7 | 11 | 48500 | 47500 | 97.94% | 2 | 0 | 11.85 |  |  |  |  | R-454B | 3.9167 | Residential & Commercial | VSMSHP
216031061 | Mini/Multi Split | MOOVAIR | HMSV-A-CB | MXHSA2742AV1 |  | Mixed Ducted and Non-Ducted Indoor Units | 0 |  | 26800 | 23 | 9.25 | 26800 | 18900 | 70.52% | 2 | 0 | 12.5 |  |  |  |  | R-454B | 2.2333 | Residential & Commercial | VSMSHP
216027661 | Mini/Multi Split | Capella | HMSV-A-CB | CPM5B1V-H55A-O |  | Mixed Ducted and Non-Ducted Indoor Units | 0 |  | 52000 | 21.1 | 10.6 | 55000 | 47500 | 86.36% | 2.05 | 0 | 11.85 |  |  |  |  | R-454B | 4.3333 | Residential & Commercial | VSMSHP
216031079 | Mini/Multi Split | MOOVAIR | HMSV-A-CB | MXHZA4862AV1 |  | Mixed Ducted and Non-Ducted Indoor Units | 0 |  | 47000 | 21.7 | 11 | 48500 | 47500 | 97.94% | 2 | 0 | 11.85 |  |  |  |  | R-454B | 3.9167 | Residential & Commercial | VSMSHP
216031070 | Mini/Multi Split | MOOVAIR | HMSV-A-CB | MXHZA1832AV1 |  | Mixed Ducted and Non-Ducted Indoor Units | 0 |  | 19000 | 22.5 | 10.2 | 20000 | 18500 | 92.5% | 2 | 0 | 14 |  |  |  |  | R-454B | 1.5833 | Residential & Commercial | VSMSHP
216031067 | Mini/Multi Split | MOOVAIR | HMSV-A-CB | MXHSA4862AV1 |  | Mixed Ducted and Non-Ducted Indoor Units | 0 |  | 46000 | 22.2 | 10.45 | 47500 | 37000 | 77.89% | 2.05 | 0 | 12.25 |  |  |  |  | R-454B | 3.8333 | Residential & Commercial | VSMSHP
216031064 | Mini/Multi Split | MOOVAIR | HMSV-A-CB | MXHSA3652AV1 |  | Mixed Ducted and Non-Ducted Indoor Units | 0 |  | 35400 | 22 | 9.35 | 37000 | 26000 | 70.27% | 2 | 0 | 11.85 |  |  |  |  | R-454B | 2.95 | Residential & Commercial | VSMSHP
216031073 | Mini/Multi Split | MOOVAIR | HMSV-A-CB | MXHZA2742AV1 |  | Mixed Ducted and Non-Ducted Indoor Units | 0 |  | 27400 | 21 | 10 | 27400 | 27000 | 98.54% | 2 | 0 | 12.25 |  |  |  |  | R-454B | 2.2833 | Residential & Commercial | VSMSHP
216031076 | Mini/Multi Split | MOOVAIR | HMSV-A-CB | MXHZA3652AV1 |  | Mixed Ducted and Non-Ducted Indoor Units | 0 |  | 36000 | 21.2 | 10.55 | 36000 | 37000 | 102.8% | 2 | 0 | 12.5 |  |  |  |  | R-454B | 3 | Residential & Commercial | VSMSHP
216032303 | Mini/Multi Split | 1HVAC | HMSV-A-CB | ACIQ-36Z-HH-M5C |  | Mixed Ducted and Non-Ducted Indoor Units | 0 |  | 36000 | 21.2 | 10.55 | 36000 | 37000 | 102.8% | 2 | 0 | 12.5 |  |  |  |  | R-454B | 3 | Residential & Commercial | VSMSHP
216032300 | Mini/Multi Split | 1HVAC | HMSV-A-CB | ACIQ-27Z-HH-M4C |  | Mixed Ducted and Non-Ducted Indoor Units | 0 |  | 27400 | 21 | 10 | 27400 | 27000 | 98.54% | 2 | 0 | 12.25 |  |  |  |  | R-454B | 2.2833 | Residential & Commercial | VSMSHP
216032297 | Mini/Multi Split | 1HVAC | HMSV-A-CB | ACIQ-18Z-HH-M3C |  | Mixed Ducted and Non-Ducted Indoor Units | 0 |  | 19000 | 22.5 | 10.2 | 20000 | 18500 | 92.5% | 2 | 0 | 14 |  |  |  |  | R-454B | 1.5833 | Residential & Commercial | VSMSHP
216032306 | Mini/Multi Split | 1HVAC | HMSV-A-CB | ACIQ-48Z-HH-M6C |  | Mixed Ducted and Non-Ducted Indoor Units | 0 |  | 47000 | 21.7 | 11 | 48500 | 47500 | 97.94% | 2 | 0 | 11.85 |  |  |  |  | R-454B | 3.9167 | Residential & Commercial | VSMSHP
216032312 | Mini/Multi Split | 1HVAC | HMSV-A-CB | ES-18Z-M3C |  | Mixed Ducted and Non-Ducted Indoor Units | 0 |  | 18000 | 22.55 | 9.9 | 19000 | 14000 | 73.68% | 2.3 | 0 | 13 |  |  |  |  | R-454B | 1.5 | Residential & Commercial | VSMSHP
216032309 | Mini/Multi Split | 1HVAC | HMSV-A-CB | ACIQ-55Z-HH-M6C |  | Mixed Ducted and Non-Ducted Indoor Units | 0 |  | 52000 | 21.1 | 10.6 | 55000 | 47500 | 86.36% | 2.05 | 0 | 11.85 |  |  |  |  | R-454B | 4.3333 | Residential & Commercial | VSMSHP
216032315 | Mini/Multi Split | 1HVAC | HMSV-A-CB | ES-27Z-M4C |  | Mixed Ducted and Non-Ducted Indoor Units | 0 |  | 26800 | 23 | 9.25 | 26800 | 18900 | 70.52% | 2 | 0 | 12.5 |  |  |  |  | R-454B | 2.2333 | Residential & Commercial | VSMSHP
216032318 | Mini/Multi Split | 1HVAC | HMSV-A-CB | ES-36Z-M5C |  | Mixed Ducted and Non-Ducted Indoor Units | 0 |  | 35400 | 22 | 9.35 | 37000 | 26000 | 70.27% | 2 | 0 | 11.85 |  |  |  |  | R-454B | 2.95 | Residential & Commercial | VSMSHP
216032321 | Mini/Multi Split | 1HVAC | HMSV-A-CB | ES-48Z-M6C |  | Mixed Ducted and Non-Ducted Indoor Units | 0 |  | 46000 | 22.2 | 10.45 | 47500 | 37000 | 77.89% | 2.05 | 0 | 12.25 |  |  |  |  | R-454B | 3.8333 | Residential & Commercial | VSMSHP
216032366 | Mini/Multi Split | ACIQ | HMSV-A-CB | ACIQ-27Z-HH-M4C |  | Mixed Ducted and Non-Ducted Indoor Units | 0 |  | 27400 | 21 | 10 | 27400 | 27000 | 98.54% | 2 | 0 | 12.25 |  |  |  |  | R-454B | 2.2833 | Residential & Commercial | VSMSHP
216032363 | Mini/Multi Split | ACIQ | HMSV-A-CB | ACIQ-18Z-HH-M3C |  | Mixed Ducted and Non-Ducted Indoor Units | 0 |  | 19000 | 22.5 | 10.2 | 20000 | 18500 | 92.5% | 2 | 0 | 14 |  |  |  |  | R-454B | 1.5833 | Residential & Commercial | VSMSHP
216032369 | Mini/Multi Split | ACIQ | HMSV-A-CB | ACIQ-36Z-HH-M5C |  | Mixed Ducted and Non-Ducted Indoor Units | 0 |  | 36000 | 21.2 | 10.55 | 36000 | 37000 | 102.8% | 2 | 0 | 12.5 |  |  |  |  | R-454B | 3 | Residential & Commercial | VSMSHP
216032372 | Mini/Multi Split | ACIQ | HMSV-A-CB | ACIQ-48Z-HH-M6C |  | Mixed Ducted and Non-Ducted Indoor Units | 0 |  | 47000 | 21.7 | 11 | 48500 | 47500 | 97.94% | 2 | 0 | 11.85 |  |  |  |  | R-454B | 3.9167 | Residential & Commercial | VSMSHP
216032381 | Mini/Multi Split | ACIQ | HMSV-A-CB | ES-27Z-M4C |  | Mixed Ducted and Non-Ducted Indoor Units | 0 |  | 26800 | 23 | 9.25 | 26800 | 18900 | 70.52% | 2 | 0 | 12.5 |  |  |  |  | R-454B | 2.2333 | Residential & Commercial | VSMSHP
216032378 | Mini/Multi Split | ACIQ | HMSV-A-CB | ES-18Z-M3C |  | Mixed Ducted and Non-Ducted Indoor Units | 0 |  | 18000 | 22.55 | 9.9 | 19000 | 14000 | 73.68% | 2.3 | 0 | 13 |  |  |  |  | R-454B | 1.5 | Residential & Commercial | VSMSHP
216032375 | Mini/Multi Split | ACIQ | HMSV-A-CB | ACIQ-55Z-HH-M6C |  | Mixed Ducted and Non-Ducted Indoor Units | 0 |  | 52000 | 21.1 | 10.6 | 55000 | 47500 | 86.36% | 2.05 | 0 | 11.85 |  |  |  |  | R-454B | 4.3333 | Residential & Commercial | VSMSHP
216032384 | Mini/Multi Split | ACIQ | HMSV-A-CB | ES-36Z-M5C |  | Mixed Ducted and Non-Ducted Indoor Units | 0 |  | 35400 | 22 | 9.35 | 37000 | 26000 | 70.27% | 2 | 0 | 11.85 |  |  |  |  | R-454B | 2.95 | Residential & Commercial | VSMSHP
216032387 | Mini/Multi Split | ACIQ | HMSV-A-CB | ES-48Z-M6C |  | Mixed Ducted and Non-Ducted Indoor Units | 0 |  | 46000 | 22.2 | 10.45 | 47500 | 37000 | 77.89% | 2.05 | 0 | 12.25 |  |  |  |  | R-454B | 3.8333 | Residential & Commercial | VSMSHP
216032591 | Mini/Multi Split | MRCOOL | HMSV-A-CB | DIY-MULTI4-27HP230D-O |  | Mixed Ducted and Non-Ducted Indoor Units | 0 |  | 26000 | 21.5 | 9.25 | 26400 | 18700 | 70.83% | 2.05 | 0 | 12 |  |  |  |  | R-454B | 2.1667 | Residential & Commercial | VSMSHP
216032594 | Mini/Multi Split | MRCOOL | HMSV-A-CB | DIY-MULTI5-36HP230D-O |  | Mixed Ducted and Non-Ducted Indoor Units | 0 |  | 33400 | 21 | 9.7 | 36000 | 25200 | 70% | 2 | 0 | 11.85 |  |  |  |  | R-454B | 2.7833 | Residential & Commercial | VSMSHP
216032597 | Mini/Multi Split | MRCOOL | HMSV-A-CB | DIY-MULTI6-48HP230D-O |  | Mixed Ducted and Non-Ducted Indoor Units | 0 |  | 43000 | 20.9 | 10.25 | 47500 | 37000 | 77.89% | 2 | 0 | 12 |  |  |  |  | R-454B | 3.5833 | Residential & Commercial | VSMSHP
216046641 | Mini/Multi Split | ELIOS | HMSV-A-CB | EXHSA2742AV1 |  | Mixed Ducted and Non-Ducted Indoor Units | 0 |  | 26200 | 22 | 9.25 | 26800 | 18900 | 70.52% | 2 | 0 | 12.1 |  |  |  |  | R-454B | 2.1833 | Residential & Commercial | VSMSHP
216032600 | Mini/Multi Split | MRCOOL | HMSV-A-CB | DIY-MULTI6-55HP230D-O |  | Mixed Ducted and Non-Ducted Indoor Units | 0 |  | 47000 | 21 | 10.55 | 55000 | 46000 | 83.64% | 2 | 0 | 12 |  |  |  |  | R-454B | 3.9167 | Residential & Commercial | VSMSHP
216051353 | Mini/Multi Split | Kepler | HMSV-A-CB | ODUM3OK-27HFN1-M* |  | Mixed Ducted and Non-Ducted Indoor Units | 0 |  | 28000 | 21.5 | 10.05 | 28000 | 25000 | 89.29% | 1.8 | 12 | 12.1 |  |  |  |  | R-410A | 2.3333 | Residential & Commercial | VSMSHP
216046647 | Mini/Multi Split | ELIOS | HMSV-A-CB | EXHSA4862AV1 |  | Mixed Ducted and Non-Ducted Indoor Units | 0 |  | 45000 | 20.85 | 10.3 | 47500 | 37000 | 77.89% | 2.1 | 0 | 11.85 |  |  |  |  | R-454B | 3.75 | Residential & Commercial | VSMSHP
216050934 | Mini/Multi Split | AUX | HMSV-A-CB | ASPR18HPMULO |  | Mixed Ducted and Non-Ducted Indoor Units | 0 |  | 17700 | 20.75 | 9.75 | 18000 | 14200 | 78.89% | 1.95 | 0 | 12.05 |  |  |  |  | R-32 | 1.475 | Residential & Commercial | VSMSHP
216050935 | Mini/Multi Split | AUX | HMSV-A-CB | ASPR24HPMULO |  | Mixed Ducted and Non-Ducted Indoor Units | 0 |  | 24000 | 21.75 | 9.75 | 24000 | 20000 | 83.33% | 2 | 0 | 12.15 |  |  |  |  | R-32 | 2 | Residential & Commercial | VSMSHP
216050939 | Mini/Multi Split | AUX | HMSV-A-CB | ASUM18HPMULO |  | Mixed Ducted and Non-Ducted Indoor Units | 0 |  | 18000 | 21.9 | 10.4 | 21000 | 20400 | 97.14% | 2 | 0 | 12.4 |  |  |  |  | R-32 | 1.5 | Residential & Commercial | VSMSHP
216050940 | Mini/Multi Split | AUX | HMSV-A-CB | ASUM24HPMULO |  | Mixed Ducted and Non-Ducted Indoor Units | 0 |  | 24000 | 22.5 | 10.25 | 26000 | 22800 | 87.69% | 2 | 0 | 13 |  |  |  |  | R-32 | 2 | Residential & Commercial | VSMSHP
216050941 | Mini/Multi Split | AUX | HMSV-A-CB | ASUM36HPMULO |  | Mixed Ducted and Non-Ducted Indoor Units | 0 |  | 36000 | 22.75 | 10.5 | 36000 | 33400 | 92.78% | 1.95 | 0 | 12.5 |  |  |  |  | R-32 | 3 | Residential & Commercial | VSMSHP
216050942 | Mini/Multi Split | AUX | HMSV-A-CB | ASUM42HPMULO |  | Mixed Ducted and Non-Ducted Indoor Units | 0 |  | 42000 | 23 | 10.25 | 42000 | 34400 | 81.9% | 2.05 | 0 | 12.4 |  |  |  |  | R-32 | 3.5 | Residential & Commercial | VSMSHP
216046644 | Mini/Multi Split | ELIOS | HMSV-A-CB | EXHSA3652AV1 |  | Mixed Ducted and Non-Ducted Indoor Units | 0 |  | 35000 | 21.55 | 9.6 | 37000 | 26000 | 70.27% | 2 | 0 | 11.85 |  |  |  |  | R-454B | 2.9167 | Residential & Commercial | VSMSHP
216097126 | Mini/Multi Split | COMFORT-AIRE | HMSV-A-CB | A-VHP183A-1 |  | Mixed Ducted and Non-Ducted Indoor Units | 0 |  | 19000 | 22.5 | 10.2 | 20000 | 18500 | 92.5% | 2 | 0 | 14 |  |  |  |  | R-454B | 1.5833 | Residential & Commercial | VSMSHP
216097132 | Mini/Multi Split | COMFORT-AIRE | HMSV-A-CB | A-VHP365A-1 |  | Mixed Ducted and Non-Ducted Indoor Units | 0 |  | 36000 | 21.2 | 10.55 | 36000 | 37000 | 102.8% | 2 | 0 | 12.5 |  |  |  |  | R-454B | 3 | Residential & Commercial | VSMSHP
216097129 | Mini/Multi Split | COMFORT-AIRE | HMSV-A-CB | A-VHP284A-1 |  | Mixed Ducted and Non-Ducted Indoor Units | 0 |  | 27400 | 21 | 10 | 27400 | 27000 | 98.54% | 2 | 0 | 12.25 |  |  |  |  | R-454B | 2.2833 | Residential & Commercial | VSMSHP
216097135 | Mini/Multi Split | COMFORT-AIRE | HMSV-A-CB | A-VHP486A-1 |  | Mixed Ducted and Non-Ducted Indoor Units | 0 |  | 47000 | 21.7 | 11 | 48500 | 47500 | 97.94% | 2 | 0 | 11.85 |  |  |  |  | R-454B | 3.9167 | Residential & Commercial | VSMSHP
216097138 | Mini/Multi Split | COMFORT-AIRE | HMSV-A-CB | A-VHP556A-1 |  | Mixed Ducted and Non-Ducted Indoor Units | 0 |  | 52000 | 21.1 | 10.6 | 55000 | 47500 | 86.36% | 2.05 | 0 | 11.85 |  |  |  |  | R-454B | 4.3333 | Residential & Commercial | VSMSHP
216097148 | Mini/Multi Split | Kerr | HMSV-A-CB | A-KHP365A-1 |  | Mixed Ducted and Non-Ducted Indoor Units | 0 |  | 36000 | 21.2 | 10.55 | 36000 | 37000 | 102.8% | 2 | 0 | 12.5 |  |  |  |  | R-454B | 3 | Residential & Commercial | VSMSHP
216097144 | Mini/Multi Split | Kerr | HMSV-A-CB | A-KHP284A-1 |  | Mixed Ducted and Non-Ducted Indoor Units | 0 |  | 27400 | 21 | 10 | 27400 | 27000 | 98.54% | 2 | 0 | 12.25 |  |  |  |  | R-454B | 2.2833 | Residential & Commercial | VSMSHP
216097141 | Mini/Multi Split | Kerr | HMSV-A-CB | A-KHP183A-1 |  | Mixed Ducted and Non-Ducted Indoor Units | 0 |  | 19000 | 22.5 | 10.2 | 20000 | 18500 | 92.5% | 2 | 0 | 14 |  |  |  |  | R-454B | 1.5833 | Residential & Commercial | VSMSHP
216097152 | Mini/Multi Split | Kerr | HMSV-A-CB | A-KHP486A-1 |  | Mixed Ducted and Non-Ducted Indoor Units | 0 |  | 47000 | 21.7 | 11 | 48500 | 47500 | 97.94% | 2 | 0 | 11.85 |  |  |  |  | R-454B | 3.9167 | Residential & Commercial | VSMSHP
216097155 | Mini/Multi Split | Kerr | HMSV-A-CB | A-KHP556A-1 |  | Mixed Ducted and Non-Ducted Indoor Units | 0 |  | 52000 | 21.1 | 10.6 | 55000 | 47500 | 86.36% | 2.05 | 0 | 11.85 |  |  |  |  | R-454B | 4.3333 | Residential & Commercial | VSMSHP
213829851 | Mini/Multi Split | BOREAL | HMSV-A-CB | MBRS18HPJ1OE |  | Mixed Ducted and Non-Ducted Indoor Units | 0 |  | 17000 | 18.5 | 9 | 18000 | 13800 | 76.67% | 1.8 | 11.5 | 11.5 |  |  |  |  | R-410A | 1.4167 | Residential & Commercial | VSMSHP
213829852 | Mini/Multi Split | BOREAL | HMSV-A-CB | MBRS24HPJ1OE |  | Mixed Ducted and Non-Ducted Indoor Units | 0 |  | 23200 | 18.5 | 9 | 24000 | 22200 | 92.5% | 1.8 | 11.75 | 11.75 |  |  |  |  | R-410A | 1.9333 | Residential & Commercial | VSMSHP
213829853 | Mini/Multi Split | BOREAL | HMSV-A-CB | MBRS30HPJ1OE |  | Mixed Ducted and Non-Ducted Indoor Units | 0 |  | 28400 | 18.5 | 9 | 30000 | 24800 | 82.67% | 1.8 | 11.75 | 11.75 |  |  |  |  | R-410A | 2.3667 | Residential & Commercial | VSMSHP
213829854 | Mini/Multi Split | BOREAL | HMSV-A-CB | MBRS36HPJ1OE |  | Mixed Ducted and Non-Ducted Indoor Units | 0 |  | 34000 | 18.5 | 9 | 36000 | 30000 | 83.33% | 1.8 | 11.5 | 11.5 |  |  |  |  | R-410A | 2.8333 | Residential & Commercial | VSMSHP
213829855 | Mini/Multi Split | BOREAL | HMSV-A-CB | MBRS42HPJ1OE |  | Mixed Ducted and Non-Ducted Indoor Units | 0 |  | 36000 | 18.5 | 9 | 40000 | 32400 | 81% | 1.8 | 11.5 | 11.5 |  |  |  |  | R-410A | 3 | Residential & Commercial | VSMSHP
215357123 | Mini/Multi Split | BRYANT | HMSV-A-CB | 37MGHAQ48FA3 |  | Mixed Ducted and Non-Ducted Indoor Units | 0 |  | 47000 | 21.75 | 11.15 | 48500 | 47500 | 97.94% | 2 | 0 | 11.85 |  |  |  |  | R-454B | 3.9167 | Residential & Commercial | VSMSHP
212578848 | Mini/Multi Split | LENNOX | HMSV-A-CB | VPC036H4M-3PD |  | Mixed Ducted and Non-Ducted Indoor Units | 0 |  | 36000 | 18.45 | 9.35 | 40000 | 28000 | 70% | 1.8 | 0 | 11.9 |  |  |  |  | R-410A | 3 | Residential & Commercial | VSMSHP
214655287 | Mini/Multi Split | KINGHOME | HMSV-A-CB | KM18H5O3 |  | Mixed Ducted and Non-Ducted Indoor Units | 0 |  | 18000 | 21 | 9 | 19000 | 13500 | 71.05% | 1.92 | 0 | 12 |  |  |  |  | R-410A | 1.5 | Residential & Commercial | VSMSHP
214717099 | Mini/Multi Split | TOSOT | HMSV-A-CB | TVRF-V48WL/C |  | Mixed Ducted and Non-Ducted Indoor Units | 0 |  | 48000 | 19.55 | 8.88 | 48000 | 33600 | 70% | 2.1 | 0 | 11 |  |  |  |  | R-410A | 4 | Residential & Commercial | VSMSHP
214717100 | Mini/Multi Split | TOSOT | HMSV-A-CB | TVRF-V36WL/C |  | Mixed Ducted and Non-Ducted Indoor Units | 0 |  | 36000 | 20.75 | 8.85 | 36000 | 25200 | 70% | 2.3 | 0 | 12.25 |  |  |  |  | R-410A | 3 | Residential & Commercial | VSMSHP
215357129 | Mini/Multi Split | ARCOAIRE | HMSV-A-CB | D5CMHAH18CAK |  | Mixed Ducted and Non-Ducted Indoor Units | 0 |  | 19000 | 22.5 | 10.25 | 20000 | 18500 | 92.5% | 2 | 0 | 14 |  |  |  |  | R-454B | 1.5833 | Residential & Commercial | VSMSHP
215357128 | Mini/Multi Split | BRYANT | HMSV-A-CB | 37MGHAQ55FA3 |  | Mixed Ducted and Non-Ducted Indoor Units | 0 |  | 52000 | 21.25 | 10.6 | 55000 | 47500 | 86.36% | 2.05 | 0 | 11.85 |  |  |  |  | R-454B | 4.3333 | Residential & Commercial | VSMSHP
215357134 | Mini/Multi Split | ARCOAIRE | HMSV-A-CB | D5CMHAH24DAK |  | Mixed Ducted and Non-Ducted Indoor Units | 0 |  | 24000 | 22 | 9.75 | 25000 | 25000 | 100% | 1.95 | 0 | 13 |  |  |  |  | R-454B | 2 | Residential & Commercial | VSMSHP
215357135 | Mini/Multi Split | BRYANT | HMSV-A-CB | 37MGRAQ18CA3 |  | Mixed Ducted and Non-Ducted Indoor Units | 0 |  | 18000 | 22.6 | 9.9 | 19000 | 14000 | 73.68% | 2.3 | 0 | 13 |  |  |  |  | R-454B | 1.5 | Residential & Commercial | VSMSHP
214861697 | Mini/Multi Split | MDV | HMSV-A-CB | M4OD31-27HFN10-M1XD |  | Mixed Ducted and Non-Ducted Indoor Units | 0 |  | 27400 | 21.05 | 10 | 27400 | 27000 | 98.54% | 2 | 0 | 12.35 |  |  |  |  | R-454B | 2.2833 | Residential & Commercial | VSMSHP
214861700 | Mini/Multi Split | MDV | HMSV-A-CB | M5OX631-36HFN10-M1XD |  | Mixed Ducted and Non-Ducted Indoor Units | 0 |  | 36000 | 21.3 | 10.6 | 36000 | 37000 | 102.8% | 2 | 0 | 12.55 |  |  |  |  | R-454B | 3 | Residential & Commercial | VSMSHP
214861709 | Mini/Multi Split | MDV | HMSV-A-CB | M3OX430-18HFN10-M1 |  | Mixed Ducted and Non-Ducted Indoor Units | 0 |  | 18000 | 22.6 | 9.9 | 19000 | 14000 | 73.68% | 2.3 | 0 | 13 |  |  |  |  | R-454B | 1.5 | Residential & Commercial | VSMSHP
214861706 | Mini/Multi Split | MDV | HMSV-A-CB | M6OE31-53HFN10-M1XD |  | Mixed Ducted and Non-Ducted Indoor Units | 0 |  | 52000 | 21.25 | 10.6 | 55000 | 47500 | 86.36% | 2.05 | 0 | 11.85 |  |  |  |  | R-454B | 4.3333 | Residential & Commercial | VSMSHP
214861703 | Mini/Multi Split | MDV | HMSV-A-CB | M6OE31-48HFN10-M1XD |  | Mixed Ducted and Non-Ducted Indoor Units | 0 |  | 47000 | 21.75 | 11.15 | 48500 | 47500 | 97.94% | 2 | 0 | 11.85 |  |  |  |  | R-454B | 3.9167 | Residential & Commercial | VSMSHP
214717102 | Mini/Multi Split | TOSOT | HMSV-A-CB | TVRF-V60WL/C |  | Mixed Ducted and Non-Ducted Indoor Units | 0 |  | 60000 | 19 | 8.75 | 60000 | 42000 | 70% | 2 | 0 | 10 |  |  |  |  | R-410A | 5 | Residential & Commercial | VSMSHP
214861712 | Mini/Multi Split | MDV | HMSV-A-CB | M4OD30-27HFN10-M1D |  | Mixed Ducted and Non-Ducted Indoor Units | 0 |  | 26800 | 23 | 9.35 | 26800 | 18900 | 70.52% | 2 | 0 | 12.5 |  |  |  |  | R-454B | 2.2333 | Residential & Commercial | VSMSHP
214861718 | Mini/Multi Split | MDV | HMSV-A-CB | M6OE30-48HFN10-M1D |  | Mixed Ducted and Non-Ducted Indoor Units | 0 |  | 46000 | 22.5 | 10.5 | 47500 | 37000 | 77.89% | 2.05 | 0 | 12.25 |  |  |  |  | R-454B | 3.8333 | Residential & Commercial | VSMSHP
214861715 | Mini/Multi Split | MDV | HMSV-A-CB | M5OD30-36HFN10-M1D |  | Mixed Ducted and Non-Ducted Indoor Units | 0 |  | 35400 | 22 | 9.35 | 37000 | 26000 | 70.27% | 2 | 0 | 11.85 |  |  |  |  | R-454B | 2.95 | Residential & Commercial | VSMSHP
214861721 | Mini/Multi Split | MDV | HMSV-A-CB | M3OD31-18HFN10-M1X |  | Mixed Ducted and Non-Ducted Indoor Units | 0 |  | 19000 | 22.5 | 10.25 | 20000 | 18500 | 92.5% | 2 | 0 | 14 |  |  |  |  | R-454B | 1.5833 | Residential & Commercial | VSMSHP
214861724 | Mini/Multi Split | MDV | HMSV-A-CB | M4OD31-27HFN10-M1X |  | Mixed Ducted and Non-Ducted Indoor Units | 0 |  | 27400 | 21.05 | 10 | 27400 | 27000 | 98.54% | 2 | 0 | 12.35 |  |  |  |  | R-454B | 2.2833 | Residential & Commercial | VSMSHP
214861736 | Mini/Multi Split | MDV | HMSV-A-CB | M4OD30-27HFN10-M1 |  | Mixed Ducted and Non-Ducted Indoor Units | 0 |  | 26800 | 23 | 9.35 | 26800 | 18900 | 70.52% | 2 | 0 | 12.5 |  |  |  |  | R-454B | 2.2333 | Residential & Commercial | VSMSHP
214861731 | Mini/Multi Split | MDV | HMSV-A-CB | M6OE31-53HFN10-M1X |  | Mixed Ducted and Non-Ducted Indoor Units | 0 |  | 52000 | 21.25 | 10.6 | 55000 | 47500 | 86.36% | 2.05 | 0 | 11.85 |  |  |  |  | R-454B | 4.3333 | Residential & Commercial | VSMSHP
214861728 | Mini/Multi Split | MDV | HMSV-A-CB | M6OE31-48HFN10-M1X |  | Mixed Ducted and Non-Ducted Indoor Units | 0 |  | 47000 | 21.75 | 11.15 | 48500 | 47500 | 97.94% | 2 | 0 | 11.85 |  |  |  |  | R-454B | 3.9167 | Residential & Commercial | VSMSHP
214861739 | Mini/Multi Split | MDV | HMSV-A-CB | M5OD30-36HFN10-M1 |  | Mixed Ducted and Non-Ducted Indoor Units | 0 |  | 35400 | 22 | 9.35 | 37000 | 26000 | 70.27% | 2 | 0 | 11.85 |  |  |  |  | R-454B | 2.95 | Residential & Commercial | VSMSHP
214861742 | Mini/Multi Split | MDV | HMSV-A-CB | M6OE30-48HFN10-M1 |  | Mixed Ducted and Non-Ducted Indoor Units | 0 |  | 46000 | 22.25 | 10.5 | 47500 | 37000 | 77.89% | 2.05 | 0 | 12.25 |  |  |  |  | R-454B | 3.8333 | Residential & Commercial | VSMSHP
214861751 | Mini/Multi Split | MDV | HMSV-A-CB | M3OD31-18HFN10-M1XD* |  | Mixed Ducted and Non-Ducted Indoor Units | 0 |  | 19000 | 20.5 | 10 | 20000 | 18000 | 90% | 2 | 0 | 13 |  |  |  |  | R-454B | 1.5833 | Residential & Commercial | VSMSHP
214861760 | Mini/Multi Split | MDV | HMSV-A-CB | M6OE31-48HFN10-M1XD* |  | Mixed Ducted and Non-Ducted Indoor Units | 0 |  | 46000 | 20.85 | 10.6 | 48500 | 48000 | 98.97% | 2 | 0 | 11.85 |  |  |  |  | R-454B | 3.8333 | Residential & Commercial | VSMSHP
214861757 | Mini/Multi Split | MDV | HMSV-A-CB | M5OX631-36HFN10-M1XD* |  | Mixed Ducted and Non-Ducted Indoor Units | 0 |  | 36000 | 20.5 | 10.9 | 36000 | 37400 | 103.9% | 1.95 | 0 | 12.1 |  |  |  |  | R-454B | 3 | Residential & Commercial | VSMSHP
214861754 | Mini/Multi Split | MDV | HMSV-A-CB | M4OD31-27HFN10-M1XD* |  | Mixed Ducted and Non-Ducted Indoor Units | 0 |  | 27400 | 20 | 9.75 | 27400 | 27000 | 98.54% | 1.95 | 0 | 12 |  |  |  |  | R-454B | 2.2833 | Residential & Commercial | VSMSHP
214861763 | Mini/Multi Split | MDV | HMSV-A-CB | M6OE31-53HFN10-M1XD* |  | Mixed Ducted and Non-Ducted Indoor Units | 0 |  | 52000 | 20.8 | 10.65 | 55000 | 48000 | 87.27% | 2.05 | 0 | 11.85 |  |  |  |  | R-454B | 4.3333 | Residential & Commercial | VSMSHP
214861769 | Mini/Multi Split | MDV | HMSV-A-CB | M4OD30-27HFN10-M1D* |  | Mixed Ducted and Non-Ducted Indoor Units | 0 |  | 26200 | 22 | 9.35 | 26800 | 18900 | 70.52% | 2 | 0 | 12.1 |  |  |  |  | R-454B | 2.1833 | Residential & Commercial | VSMSHP
214861766 | Mini/Multi Split | MDV | HMSV-A-CB | M3OX430-18HFN10-M1* |  | Mixed Ducted and Non-Ducted Indoor Units | 0 |  | 18000 | 21.5 | 10 | 19000 | 14000 | 73.68% | 2.25 | 0 | 12.25 |  |  |  |  | R-454B | 1.5 | Residential & Commercial | VSMSHP
214861772 | Mini/Multi Split | MDV | HMSV-A-CB | M5OD30-36HFN10-M1D* |  | Mixed Ducted and Non-Ducted Indoor Units | 0 |  | 35000 | 21.55 | 9.6 | 37000 | 26000 | 70.27% | 2 | 0 | 11.85 |  |  |  |  | R-454B | 2.9167 | Residential & Commercial | VSMSHP
214861775 | Mini/Multi Split | MDV | HMSV-A-CB | M6OE30-48HFN10-M1D* |  | Mixed Ducted and Non-Ducted Indoor Units | 0 |  | 45000 | 20.9 | 10.3 | 47500 | 37000 | 77.89% | 2.1 | 0 | 11.85 |  |  |  |  | R-454B | 3.75 | Residential & Commercial | VSMSHP
214861784 | Mini/Multi Split | MDV | HMSV-A-CB | M4OD31-27HFN10-M1X* |  | Mixed Ducted and Non-Ducted Indoor Units | 0 |  | 27400 | 20 | 9.75 | 27400 | 27000 | 98.54% | 1.95 | 0 | 12 |  |  |  |  | R-454B | 2.2833 | Residential & Commercial | VSMSHP
214861781 | Mini/Multi Split | MDV | HMSV-A-CB | M3OD31-18HFN10-M1X* |  | Mixed Ducted and Non-Ducted Indoor Units | 0 |  | 19000 | 20.5 | 10 | 20000 | 18000 | 90% | 2 | 0 | 13 |  |  |  |  | R-454B | 1.5833 | Residential & Commercial | VSMSHP
214861787 | Mini/Multi Split | MDV | HMSV-A-CB | M5OX631-36HFN10-M1X* |  | Mixed Ducted and Non-Ducted Indoor Units | 0 |  | 36000 | 21.3 | 10.6 | 36000 | 37000 | 102.8% | 2 | 0 | 12.55 |  |  |  |  | R-454B | 3 | Residential & Commercial | VSMSHP
214861793 | Mini/Multi Split | MDV | HMSV-A-CB | M6OE31-48HFN10-M1X* |  | Mixed Ducted and Non-Ducted Indoor Units | 0 |  | 46000 | 20.85 | 10.6 | 48500 | 48000 | 98.97% | 2 | 0 | 11.85 |  |  |  |  | R-454B | 3.8333 | Residential & Commercial | VSMSHP
214861790 | Mini/Multi Split | MDV | HMSV-A-CB | M5OX631-36HFN10-M1X** |  | Mixed Ducted and Non-Ducted Indoor Units | 0 |  | 36000 | 20.5 | 10.9 | 36000 | 37400 | 103.9% | 1.95 | 0 | 12.1 |  |  |  |  | R-454B | 3 | Residential & Commercial | VSMSHP
214861796 | Mini/Multi Split | MDV | HMSV-A-CB | M6OE31-53HFN10-M1X* |  | Mixed Ducted and Non-Ducted Indoor Units | 0 |  | 52000 | 20.8 | 10.65 | 55000 | 48000 | 87.27% | 2.05 | 0 | 11.85 |  |  |  |  | R-454B | 4.3333 | Residential & Commercial | VSMSHP
214861799 | Mini/Multi Split | MDV | HMSV-A-CB | M4OD30-27HFN10-M1* |  | Mixed Ducted and Non-Ducted Indoor Units | 0 |  | 26200 | 22 | 9.35 | 26800 | 18900 | 70.52% | 2 | 0 | 12.1 |  |  |  |  | R-454B | 2.1833 | Residential & Commercial | VSMSHP
214861805 | Mini/Multi Split | MDV | HMSV-A-CB | M6OE30-48HFN10-M1* |  | Mixed Ducted and Non-Ducted Indoor Units | 0 |  | 45000 | 20.9 | 10.3 | 47500 | 37000 | 77.89% | 2.1 | 0 | 11.85 |  |  |  |  | R-454B | 3.75 | Residential & Commercial | VSMSHP
214861802 | Mini/Multi Split | MDV | HMSV-A-CB | M5OD30-36HFN10-M1* |  | Mixed Ducted and Non-Ducted Indoor Units | 0 |  | 35000 | 21.55 | 9.6 | 37000 | 26000 | 70.27% | 2 | 0 | 11.85 |  |  |  |  | R-454B | 2.9167 | Residential & Commercial | VSMSHP
214861811 | Mini/Multi Split | MDV | HMSV-A-CB | M3OD31-18HFN10-M1XD-D |  | Mixed Ducted and Non-Ducted Indoor Units | 0 |  | 19000 | 22.5 | 10.2 | 20000 | 18500 | 92.5% | 2 | 0 | 14 |  |  |  |  | R-454B | 1.5833 | Residential & Commercial | VSMSHP
214861817 | Mini/Multi Split | MDV | HMSV-A-CB | M5OX631-36HFN10-M1XD-D |  | Mixed Ducted and Non-Ducted Indoor Units | 0 |  | 36000 | 21.2 | 10.55 | 36000 | 37000 | 102.8% | 2 | 0 | 12.5 |  |  |  |  | R-454B | 3 | Residential & Commercial | VSMSHP
214861814 | Mini/Multi Split | MDV | HMSV-A-CB | M4OD31-27HFN10-M1XD-D |  | Mixed Ducted and Non-Ducted Indoor Units | 0 |  | 27400 | 21 | 10 | 27400 | 27000 | 98.54% | 2 | 0 | 12.25 |  |  |  |  | R-454B | 2.2833 | Residential & Commercial | VSMSHP
214861820 | Mini/Multi Split | MDV | HMSV-A-CB | M6OE31-48HFN10-M1XD-D |  | Mixed Ducted and Non-Ducted Indoor Units | 0 |  | 47000 | 21.7 | 11 | 48500 | 47500 | 97.94% | 2 | 0 | 11.85 |  |  |  |  | R-454B | 3.9167 | Residential & Commercial | VSMSHP
214861823 | Mini/Multi Split | MDV | HMSV-A-CB | M6OE31-53HFN10-M1XD-D |  | Mixed Ducted and Non-Ducted Indoor Units | 0 |  | 52000 | 21.1 | 10.6 | 55000 | 47500 | 86.36% | 2.05 | 0 | 11.85 |  |  |  |  | R-454B | 4.3333 | Residential & Commercial | VSMSHP
214861835 | Mini/Multi Split | MDV | HMSV-A-CB | M6OE31-48HFN10-M1XD-D* |  | Mixed Ducted and Non-Ducted Indoor Units | 0 |  | 46000 | 20.8 | 10.6 | 48500 | 48000 | 98.97% | 2 | 0 | 11.85 |  |  |  |  | R-454B | 3.8333 | Residential & Commercial | VSMSHP
214861832 | Mini/Multi Split | MDV | HMSV-A-CB | M5OX631-36HFN10-M1XD-D* |  | Mixed Ducted and Non-Ducted Indoor Units | 0 |  | 36000 | 20.45 | 10.85 | 36000 | 37400 | 103.9% | 1.95 | 0 | 12.1 |  |  |  |  | R-454B | 3 | Residential & Commercial | VSMSHP
214861826 | Mini/Multi Split | MDV | HMSV-A-CB | M3OD31-18HFN10-M1XD-D* |  | Mixed Ducted and Non-Ducted Indoor Units | 0 |  | 19000 | 20.5 | 10 | 20000 | 18000 | 90% | 2 | 0 | 13 |  |  |  |  | R-454B | 1.5833 | Residential & Commercial | VSMSHP
214861829 | Mini/Multi Split | MDV | HMSV-A-CB | M4OD31-27HFN10-M1XD-D* |  | Mixed Ducted and Non-Ducted Indoor Units | 0 |  | 27400 | 20 | 9.75 | 27400 | 27000 | 98.54% | 1.95 | 0 | 12 |  |  |  |  | R-454B | 2.2833 | Residential & Commercial | VSMSHP
214861838 | Mini/Multi Split | MDV | HMSV-A-CB | M6OE31-53HFN10-M1XD-D* |  | Mixed Ducted and Non-Ducted Indoor Units | 0 |  | 52000 | 20.7 | 10.65 | 55000 | 48000 | 87.27% | 2.05 | 0 | 11.85 |  |  |  |  | R-454B | 4.3333 | Residential & Commercial | VSMSHP
214861844 | Mini/Multi Split | MDV | HMSV-A-CB | M4OD30-27HFN10-M1D-D |  | Mixed Ducted and Non-Ducted Indoor Units | 0 |  | 26800 | 23 | 9.25 | 26800 | 18900 | 70.52% | 2 | 0 | 12.5 |  |  |  |  | R-454B | 2.2333 | Residential & Commercial | VSMSHP
214861841 | Mini/Multi Split | MDV | HMSV-A-CB | M3OX430-18HFN10-M1-D |  | Mixed Ducted and Non-Ducted Indoor Units | 0 |  | 18000 | 22.55 | 9.9 | 19000 | 14000 | 73.68% | 2.3 | 0 | 13 |  |  |  |  | R-454B | 1.5 | Residential & Commercial | VSMSHP
214861847 | Mini/Multi Split | MDV | HMSV-A-CB | M5OD30-36HFN10-M1D-D |  | Mixed Ducted and Non-Ducted Indoor Units | 0 |  | 35400 | 22 | 9.35 | 37000 | 26000 | 70.27% | 2 | 0 | 11.85 |  |  |  |  | R-454B | 2.95 | Residential & Commercial | VSMSHP
214861850 | Mini/Multi Split | MDV | HMSV-A-CB | M6OE30-48HFN10-M1D-D |  | Mixed Ducted and Non-Ducted Indoor Units | 0 |  | 46000 | 22.2 | 10.45 | 47500 | 37000 | 77.89% | 2.05 | 0 | 12.25 |  |  |  |  | R-454B | 3.8333 | Residential & Commercial | VSMSHP
214861862 | Mini/Multi Split | MDV | HMSV-A-CB | M5OD30-36HFN10-M1D-D* |  | Mixed Ducted and Non-Ducted Indoor Units | 0 |  | 35000 | 21.55 | 9.6 | 37000 | 26000 | 70.27% | 2 | 0 | 11.85 |  |  |  |  | R-454B | 2.9167 | Residential & Commercial | VSMSHP
214861856 | Mini/Multi Split | MDV | HMSV-A-CB | M3OX430-18HFN10-M1-D* |  | Mixed Ducted and Non-Ducted Indoor Units | 0 |  | 18000 | 21.5 | 10 | 19000 | 14000 | 73.68% | 2.25 | 0 | 12.25 |  |  |  |  | R-454B | 1.5 | Residential & Commercial | VSMSHP
214861859 | Mini/Multi Split | MDV | HMSV-A-CB | M4OD30-27HFN10-M1D-D* |  | Mixed Ducted and Non-Ducted Indoor Units | 0 |  | 26200 | 22 | 9.25 | 26800 | 18900 | 70.52% | 2 | 0 | 12.1 |  |  |  |  | R-454B | 2.1833 | Residential & Commercial | VSMSHP
214861865 | Mini/Multi Split | MDV | HMSV-A-CB | M6OE30-48HFN10-M1D-D* |  | Mixed Ducted and Non-Ducted Indoor Units | 0 |  | 45000 | 20.85 | 10.3 | 47500 | 37000 | 77.89% | 2.1 | 0 | 11.85 |  |  |  |  | R-454B | 3.75 | Residential & Commercial | VSMSHP
214861871 | Mini/Multi Split | MDV | HMSV-A-CB | M3OD31-18HFN10-M1X-D |  | Mixed Ducted and Non-Ducted Indoor Units | 0 |  | 19000 | 22.5 | 10.2 | 20000 | 18500 | 92.5% | 2 | 0 | 14 |  |  |  |  | R-454B | 1.5833 | Residential & Commercial | VSMSHP
214861874 | Mini/Multi Split | MDV | HMSV-A-CB | M4OD31-27HFN10-M1X-D |  | Mixed Ducted and Non-Ducted Indoor Units | 0 |  | 27400 | 21 | 10 | 27400 | 27000 | 98.54% | 2 | 0 | 12.25 |  |  |  |  | R-454B | 2.2833 | Residential & Commercial | VSMSHP
214861877 | Mini/Multi Split | MDV | HMSV-A-CB | M5OX631-36HFN10-M1X-D |  | Mixed Ducted and Non-Ducted Indoor Units | 0 |  | 36000 | 21.2 | 10.55 | 36000 | 37000 | 102.8% | 2 | 0 | 12.5 |  |  |  |  | R-454B | 3 | Residential & Commercial | VSMSHP
214861886 | Mini/Multi Split | MDV | HMSV-A-CB | M3OD31-18HFN10-M1X-D* |  | Mixed Ducted and Non-Ducted Indoor Units | 0 |  | 19000 | 20.5 | 10 | 20000 | 18000 | 90% | 2 | 0 | 13 |  |  |  |  | R-454B | 1.5833 | Residential & Commercial | VSMSHP
214861889 | Mini/Multi Split | MDV | HMSV-A-CB | M4OD31-27HFN10-M1X-D* |  | Mixed Ducted and Non-Ducted Indoor Units | 0 |  | 27400 | 20 | 9.75 | 27400 | 27000 | 98.54% | 1.95 | 0 | 12 |  |  |  |  | R-454B | 2.2833 | Residential & Commercial | VSMSHP
214861883 | Mini/Multi Split | MDV | HMSV-A-CB | M6OE31-53HFN10-M1X-D |  | Mixed Ducted and Non-Ducted Indoor Units | 0 |  | 52000 | 21.1 | 10.6 | 55000 | 47500 | 86.36% | 2.05 | 0 | 11.85 |  |  |  |  | R-454B | 4.3333 | Residential & Commercial | VSMSHP
214861880 | Mini/Multi Split | MDV | HMSV-A-CB | M6OE31-48HFN10-M1X-D |  | Mixed Ducted and Non-Ducted Indoor Units | 0 |  | 47000 | 21.7 | 11 | 48500 | 47500 | 97.94% | 2 | 0 | 11.85 |  |  |  |  | R-454B | 3.9167 | Residential & Commercial | VSMSHP
214861892 | Mini/Multi Split | MDV | HMSV-A-CB | M5OX631-36HFN10-M1X-D* |  | Mixed Ducted and Non-Ducted Indoor Units | 0 |  | 36000 | 20.45 | 10.85 | 36000 | 37400 | 103.9% | 1.95 | 0 | 12.1 |  |  |  |  | R-454B | 3 | Residential & Commercial | VSMSHP
214861898 | Mini/Multi Split | MDV | HMSV-A-CB | M6OE31-53HFN10-M1X-D* |  | Mixed Ducted and Non-Ducted Indoor Units | 0 |  | 52000 | 20.7 | 10.65 | 55000 | 48000 | 87.27% | 2.05 | 0 | 11.85 |  |  |  |  | R-454B | 4.3333 | Residential & Commercial | VSMSHP
214861895 | Mini/Multi Split | MDV | HMSV-A-CB | M6OE31-48HFN10-M1X-D* |  | Mixed Ducted and Non-Ducted Indoor Units | 0 |  | 46000 | 20.8 | 10.6 | 48500 | 48000 | 98.97% | 2 | 0 | 11.85 |  |  |  |  | R-454B | 3.8333 | Residential & Commercial | VSMSHP
214861901 | Mini/Multi Split | MDV | HMSV-A-CB | M4OD30-27HFN10-M1-D |  | Mixed Ducted and Non-Ducted Indoor Units | 0 |  | 26800 | 23 | 9.25 | 26800 | 18900 | 70.52% | 2 | 0 | 12.5 |  |  |  |  | R-454B | 2.2333 | Residential & Commercial | VSMSHP
214861904 | Mini/Multi Split | MDV | HMSV-A-CB | M5OD30-36HFN10-M1-D |  | Mixed Ducted and Non-Ducted Indoor Units | 0 |  | 35400 | 22 | 9.35 | 37000 | 26000 | 70.27% | 2 | 0 | 11.85 |  |  |  |  | R-454B | 2.95 | Residential & Commercial | VSMSHP
214861913 | Mini/Multi Split | MDV | HMSV-A-CB | M4OD30-27HFN10-M1-D* |  | Mixed Ducted and Non-Ducted Indoor Units | 0 |  | 26200 | 22 | 9.25 | 26800 | 18900 | 70.52% | 2 | 0 | 12.1 |  |  |  |  | R-454B | 2.1833 | Residential & Commercial | VSMSHP
214861907 | Mini/Multi Split | MDV | HMSV-A-CB | M6OE30-48HFN10-M1-D |  | Mixed Ducted and Non-Ducted Indoor Units | 0 |  | 46000 | 22.2 | 10.45 | 47500 | 37000 | 77.89% | 2.05 | 0 | 12.25 |  |  |  |  | R-454B | 3.8333 | Residential & Commercial | VSMSHP
214861916 | Mini/Multi Split | MDV | HMSV-A-CB | M5OD30-36HFN10-M1-D* |  | Mixed Ducted and Non-Ducted Indoor Units | 0 |  | 35000 | 21.55 | 9.6 | 37000 | 26000 | 70.27% | 2 | 0 | 11.85 |  |  |  |  | R-454B | 2.9167 | Residential & Commercial | VSMSHP
214861919 | Mini/Multi Split | MDV | HMSV-A-CB | M6OE30-48HFN10-M1-D* |  | Mixed Ducted and Non-Ducted Indoor Units | 0 |  | 45000 | 20.85 | 10.3 | 47500 | 37000 | 77.89% | 2.1 | 0 | 11.85 |  |  |  |  | R-454B | 3.75 | Residential & Commercial | VSMSHP
215792838 | Mini/Multi Split | Friedrich | HMSV-A-CB-O | FPHMR18A3D |  | Mixed Ducted and Non-Ducted Indoor Units | 0 |  | 18000 | 19.75 | 9.7 | 18000 | 17400 | 96.67% | 1.96 | 0 | 12.65 |  |  |  |  | R-454B | 1.5 | Residential & Commercial | VSMSHP
214848487 | Mini/Multi Split | LG | HMSV-A-CB | KUMXA301A |  | Mixed Ducted and Non-Ducted Indoor Units | 0 |  | 26400 | 19.25 | 9.65 | 30000 | 23000 | 76.67% | 1.85 | 0 | 12.1 |  |  |  |  | R-32 | 2.2 | Residential & Commercial | VSMSHP
215792841 | Mini/Multi Split | Friedrich | HMSV-A-CB-O | FPHMR27A3D |  | Mixed Ducted and Non-Ducted Indoor Units | 0 |  | 27000 | 20.5 | 9.4 | 27000 | 26600 | 98.52% | 1.82 | 0 | 12.2 |  |  |  |  | R-454B | 2.25 | Residential & Commercial | VSMSHP
215792844 | Mini/Multi Split | Friedrich | HMSV-A-CB-O | FPHMR42A3D |  | Mixed Ducted and Non-Ducted Indoor Units | 0 |  | 42000 | 20 | 9.15 | 46500 | 35000 | 75.27% | 1.87 | 0 | 11.8 |  |  |  |  | R-454B | 3.5 | Residential & Commercial | VSMSHP
215792847 | Mini/Multi Split | Friedrich | HMSV-A-CB-O | FPHMR36A3D |  | Mixed Ducted and Non-Ducted Indoor Units | 0 |  | 36000 | 20.5 | 9.5 | 36000 | 34200 | 95% | 1.87 | 0 | 12.85 |  |  |  |  | R-454B | 3 | Residential & Commercial | VSMSHP
215792850 | Mini/Multi Split | Rheem | HMSV-A-CB-O | FPHMR18A3D |  | Mixed Ducted and Non-Ducted Indoor Units | 0 |  | 18000 | 19.75 | 9.7 | 18000 | 17400 | 96.67% | 1.96 | 0 | 12.65 |  |  |  |  | R-454B | 1.5 | Residential & Commercial | VSMSHP
216566091 | Mini/Multi Split | Coleman | HMSV-A-CB-O | UMC24CN23STG1 |  | Mixed Ducted and Non-Ducted Indoor Units | 0 |  | 27000 | 20.5 | 9.4 | 27000 | 26600 | 98.52% | 1.82 | 0 | 12.2 |  |  |  |  | R-454B | 2.25 | Residential & Commercial | VSMSHP
216566089 | Mini/Multi Split | Coleman | HMSV-A-CB-O | UMC18CN23STG1 |  | Mixed Ducted and Non-Ducted Indoor Units | 0 |  | 18000 | 19.75 | 9.7 | 18000 | 17400 | 96.67% | 1.96 | 0 | 12.65 |  |  |  |  | R-454B | 1.5 | Residential & Commercial | VSMSHP
216566094 | Mini/Multi Split | Coleman | HMSV-A-CB-O | UMC48CN23STG1 |  | Mixed Ducted and Non-Ducted Indoor Units | 0 |  | 42000 | 20 | 9.15 | 46500 | 35000 | 75.27% | 1.87 | 0 | 11.8 |  |  |  |  | R-454B | 3.5 | Residential & Commercial | VSMSHP
216566099 | Mini/Multi Split | LUXAIRE | HMSV-A-CB-O | UMC18CN23STG1 |  | Mixed Ducted and Non-Ducted Indoor Units | 0 |  | 18000 | 19.75 | 9.7 | 18000 | 17400 | 96.67% | 1.96 | 0 | 12.65 |  |  |  |  | R-454B | 1.5 | Residential & Commercial | VSMSHP
216566104 | Mini/Multi Split | LUXAIRE | HMSV-A-CB-O | UMC48CN23STG1 |  | Mixed Ducted and Non-Ducted Indoor Units | 0 |  | 42000 | 20 | 9.15 | 46500 | 35000 | 75.27% | 1.87 | 0 | 11.8 |  |  |  |  | R-454B | 3.5 | Residential & Commercial | VSMSHP
216566101 | Mini/Multi Split | LUXAIRE | HMSV-A-CB-O | UMC24CN23STG1 |  | Mixed Ducted and Non-Ducted Indoor Units | 0 |  | 27000 | 20.5 | 9.4 | 27000 | 26600 | 98.52% | 1.82 | 0 | 12.2 |  |  |  |  | R-454B | 2.25 | Residential & Commercial | VSMSHP
216566107 | Mini/Multi Split | LUXAIRE | HMSV-A-CB-O | UMC36CN23STG1 |  | Mixed Ducted and Non-Ducted Indoor Units | 0 |  | 36000 | 20.5 | 9.5 | 36000 | 34200 | 95% | 1.87 | 0 | 12.85 |  |  |  |  | R-454B | 3 | Residential & Commercial | VSMSHP
214594899 | Mini/Multi Split | COMFORTSTAR | HMSV-A-CB | CVH-60-5SH |  | Mixed Ducted and Non-Ducted Indoor Units | 0 |  | 55000 | 20.4 | 9.4 | 55000 | 46000 | 83.64% | 1.9 | 10.5 | 10.5 |  |  |  |  | R-410A | 4.5833 | Residential & Commercial | VSMSHP
216571400 | Mini/Multi Split | TOSOT | HMSV-A-CB | TM24D6MO |  | Mixed Ducted and Non-Ducted Indoor Units | 0 |  | 24000 | 19 | 9 | 24000 | 21600 | 90% | 1.8 | 0 | 12.2 |  |  |  |  | R-32 | 2 | Residential & Commercial | VSMSHP
216571401 | Mini/Multi Split | TOSOT | HMSV-A-CB | TM30D6MO |  | Mixed Ducted and Non-Ducted Indoor Units | 0 |  | 28400 | 19 | 9 | 30000 | 26400 | 88% | 1.81 | 0 | 12.2 |  |  |  |  | R-32 | 2.3667 | Residential & Commercial | VSMSHP
216571402 | Mini/Multi Split | TOSOT | HMSV-A-CB | TM36D6MO |  | Mixed Ducted and Non-Ducted Indoor Units | 0 |  | 36000 | 19 | 9 | 36000 | 34000 | 94.44% | 1.84 | 0 | 11.8 |  |  |  |  | R-32 | 3 | Residential & Commercial | VSMSHP
216571403 | Mini/Multi Split | TOSOT | HMSV-A-CB | TM42D6MO |  | Mixed Ducted and Non-Ducted Indoor Units | 0 |  | 42000 | 19 | 9 | 42000 | 37000 | 88.1% | 1.84 | 0 | 12.2 |  |  |  |  | R-32 | 3.5 | Residential & Commercial | VSMSHP
216571395 | Mini/Multi Split | TOSOT | HMSV-A-CB | TM18D6MO |  | Mixed Ducted and Non-Ducted Indoor Units | 0 |  | 18000 | 19 | 9 | 18000 | 13700 | 76.11% | 1.8 | 0 | 11.8 |  |  |  |  | R-32 | 1.5 | Residential & Commercial | VSMSHP
211756609 | Mini/Multi Split | LPS Legacy | HMSV-A-CB | DLCMHBH24CAK |  | Mixed Ducted and Non-Ducted Indoor Units | 0 |  | 24000 | 21.8 | 9.65 | 24000 | 17500 | 72.92% | 1.87 | 12.5 | 12.5 |  |  |  |  | R-410A | 2 | Residential & Commercial | VSMSHP
211756610 | Mini/Multi Split | LPS Legacy | HMSV-A-CB | DLCMHBH36DAK |  | Mixed Ducted and Non-Ducted Indoor Units | 0 |  | 36000 | 19.5 | 9.85 | 37000 | 34400 | 92.97% | 1.8 | 11.9 | 12.1 |  |  |  |  | R-410A | 3 | Residential & Commercial | VSMSHP
211756611 | Mini/Multi Split | LPS Legacy | HMSV-A-CB | DLCMHBH48EAK |  | Mixed Ducted and Non-Ducted Indoor Units | 0 |  | 47500 | 21.05 | 9.4 | 49000 | 43500 | 88.78% | 2 | 11.2 | 11.35 |  |  |  |  | R-410A | 3.9583 | Residential & Commercial | VSMSHP
216573053 | Mini/Multi Split | GREE | HMSV-A-CB | GWHD(48)ND6MO |  | Mixed Ducted and Non-Ducted Indoor Units | 0 |  | 48000 | 19 | 9 | 48000 | 37000 | 77.08% | 1.84 | 0 | 11.8 |  |  |  |  | R-32 | 4 | Residential & Commercial | VSMSHP
214314847 | Mini/Multi Split | Cooper & Hunter | HMSV-A-CB | CHV6-28URBM |  | Mixed Ducted and Non-Ducted Indoor Units | 0 |  | 27200 | 17.3 | 8.2 | 32400 | 25000 | 77.16% | 2.15 | 0 | 11.3 |  |  |  |  | R-410A | 2.2667 | Residential & Commercial | VSMSHP
207643001 | Mini/Multi Split | ARCOAIRE | HMSV-A-CB | DLCMHBH48EAK |  | Mixed Ducted and Non-Ducted Indoor Units | 0 |  | 47500 | 21.05 | 9.4 | 49000 | 43500 | 88.78% | 2 | 11.2 | 11.35 |  |  |  |  | R-410A | 3.9583 | Residential & Commercial | VSMSHP
213867405 | Mini/Multi Split | TRUST AIR CONDITIONERS | HMSV-A-CB | M5H60H/O4S4P |  | Mixed Ducted and Non-Ducted Indoor Units | 0 |  | 55000 | 20.4 | 9.4 | 55000 | 46000 | 83.64% | 1.9 | 10.5 | 10.5 |  |  |  |  | R-410A | 4.5833 | Residential & Commercial | VSMSHP
207643085 | Mini/Multi Split | KEEPRITE | HMSV-A-CB | DLCMHBH48EAK |  | Mixed Ducted and Non-Ducted Indoor Units | 0 |  | 47500 | 21.05 | 9.4 | 49000 | 43500 | 88.78% | 2 | 11.2 | 11.35 |  |  |  |  | R-410A | 3.9583 | Residential & Commercial | VSMSHP
207643169 | Mini/Multi Split | SMART COMFORT | HMSV-A-CB | DLCMHBH48EAK |  | Mixed Ducted and Non-Ducted Indoor Units | 0 |  | 47500 | 21.05 | 9.4 | 49000 | 43500 | 88.78% | 2 | 11.2 | 11.35 |  |  |  |  | R-410A | 3.9583 | Residential & Commercial | VSMSHP
213350255 | Mini/Multi Split | TOSHIBA CARRIER | HMSV-A-CB | MCY-MAP0367HS-UL* |  | Mixed Ducted and Non-Ducted Indoor Units | 0 |  | 36000 | 21.45 | 10.45 | 40000 | 28200 | 70.5% | 2.7 | 0 | 13.2 |  |  |  |  | R-410A | 3 | Residential & Commercial | VSMSHP
213350256 | Mini/Multi Split | TOSHIBA CARRIER | HMSV-A-CB | MCY-MAP0607HS-UL* |  | Mixed Ducted and Non-Ducted Indoor Units | 0 |  | 60000 | 20.75 | 10.2 | 66000 | 46500 | 70.45% | 2.3 | 0 | 11.3 |  |  |  |  | R-410A | 5 | Residential & Commercial | VSMSHP
213350257 | Mini/Multi Split | TOSHIBA CARRIER | HMSV-A-CB | MCY-MAP0487HS-UL* |  | Mixed Ducted and Non-Ducted Indoor Units | 0 |  | 48000 | 20.25 | 10.15 | 54000 | 38500 | 71.3% | 2.55 | 0 | 12.45 |  |  |  |  | R-410A | 4 | Residential & Commercial | VSMSHP
214377758 | Mini/Multi Split | COMFORT-AIRE | HMSV-A-CB | A-VMH36QV-1A |  | Mixed Ducted and Non-Ducted Indoor Units | 0 |  | 36000 | 20.9 | 10.45 | 36000 | 36400 | 101.1% | 1.95 | 0 | 12.25 |  |  |  |  | R-410A | 3 | Residential & Commercial | VSMSHP
216707867 | Mini/Multi Split | HAXXAIR | HMSV-A-CB-O | HVHMZ-18V2D |  | Mixed Ducted and Non-Ducted Indoor Units | 0 |  | 18000 | 19.75 | 9.7 | 18000 | 17400 | 96.67% | 1.96 | 0 | 12.65 |  |  |  |  | R-454B | 1.5 | Residential & Commercial | VSMSHP
8063924 | Mini/Multi Split | FUJITSU | HMSV-A-CB | AOU18RLXFZH |  | Mixed Ducted and Non-Ducted Indoor Units | 0 |  | 18000 | 20.25 | 9.3 | 22000 | 22000 | 100% | 1.84 | 12.95 | 12.95 |  |  |  |  | R-410A | 1.5 | Residential & Commercial | VSMSHP
8063925 | Mini/Multi Split | FUJITSU | HMSV-A-CB | AOU24RLXFZH |  | Mixed Ducted and Non-Ducted Indoor Units | 0 |  | 22000 | 18.9 | 9.6 | 25000 | 25600 | 102.4% | 2.06 | 12.7 | 12.7 |  |  |  |  | R-410A | 1.8333 | Residential & Commercial | VSMSHP
216707876 | Mini/Multi Split | HAXXAIR | HMSV-A-CB-O | HVHMZ-36V2D |  | Mixed Ducted and Non-Ducted Indoor Units | 0 |  | 36000 | 20.5 | 9.5 | 36000 | 34200 | 95% | 1.87 | 0 | 12.85 |  |  |  |  | R-454B | 3 | Residential & Commercial | VSMSHP
216707870 | Mini/Multi Split | HAXXAIR | HMSV-A-CB-O | HVHMZ-27V2D |  | Mixed Ducted and Non-Ducted Indoor Units | 0 |  | 27000 | 20.5 | 9.4 | 27000 | 26600 | 98.52% | 1.82 | 0 | 12.2 |  |  |  |  | R-454B | 2.25 | Residential & Commercial | VSMSHP
216707873 | Mini/Multi Split | HAXXAIR | HMSV-A-CB-O | HVHMZ-42V2D |  | Mixed Ducted and Non-Ducted Indoor Units | 0 |  | 42000 | 20 | 9.15 | 46500 | 35000 | 75.27% | 1.87 | 0 | 11.8 |  |  |  |  | R-454B | 3.5 | Residential & Commercial | VSMSHP
8912450 | Mini/Multi Split | FUJITSU | HMSV-A-CB | AOU36RLXFZH |  | Mixed Ducted and Non-Ducted Indoor Units | 0 |  | 35200 | 19.25 | 9.1 | 36400 | 36400 | 100% | 2.02 | 12.5 | 12.5 |  |  |  |  | R-410A | 2.9333 | Residential & Commercial | VSMSHP
8717933 | Mini/Multi Split | LG | HMSV-A-CB | ARUN038GSS4 |  | Mixed Ducted and Non-Ducted Indoor Units | 0 |  | 38000 | 20.1 | 10.6 | 51000 | 39000 | 76.47% | 2.16 | 11.5 | 14 |  |  |  |  | R-410A | 3.1667 | Residential & Commercial | VSMSHP
8717934 | Mini/Multi Split | LG | HMSV-A-CB | ARUN048GSS4 |  | Mixed Ducted and Non-Ducted Indoor Units | 0 |  | 48000 | 20 | 10.2 | 54500 | 39000 | 71.56% | 2.16 | 10.5 | 13.2 |  |  |  |  | R-410A | 4 | Residential & Commercial | VSMSHP
212925536 | Mini/Multi Split | Trane / Mitsubishi Electric | HMSV-A-CB | NTXMPH24A132C** |  | Mixed Ducted and Non-Ducted Indoor Units | 0 |  | 22800 | 16.7 | 8.95 | 24800 | 17400 | 70.16% | 1.78 | 0 | 11.75 |  |  |  |  | R-410A | 1.9 | Residential & Commercial | VSMSHP
212925517 | Mini/Multi Split | American Standard / Mitsubishi Electric | HMSV-A-CB | NTXMPH20A122C** |  | Mixed Ducted and Non-Ducted Indoor Units | 0 |  | 19000 | 15.65 | 8.95 | 22000 | 16100 | 73.18% | 1.97 | 0 | 12.25 |  |  |  |  | R-410A | 1.5833 | Residential & Commercial | VSMSHP
212925518 | Mini/Multi Split | American Standard / Mitsubishi Electric | HMSV-A-CB | NTXMPH24A132C** |  | Mixed Ducted and Non-Ducted Indoor Units | 0 |  | 22800 | 16.7 | 8.95 | 24800 | 17400 | 70.16% | 1.78 | 0 | 11.75 |  |  |  |  | R-410A | 1.9 | Residential & Commercial | VSMSHP
212925519 | Mini/Multi Split | American Standard / Mitsubishi Electric | HMSV-A-CB | NTXMPH30A132C** |  | Mixed Ducted and Non-Ducted Indoor Units | 0 |  | 27800 | 17 | 9.25 | 28000 | 20200 | 72.14% | 1.91 | 0 | 11.4 |  |  |  |  | R-410A | 2.3167 | Residential & Commercial | VSMSHP
212925520 | Mini/Multi Split | Trane / Mitsubishi Electric | HMSV-A-CB | NTXMPH20A122C** |  | Mixed Ducted and Non-Ducted Indoor Units | 0 |  | 19000 | 15.65 | 8.95 | 22000 | 16100 | 73.18% | 1.97 | 0 | 12.25 |  |  |  |  | R-410A | 1.5833 | Residential & Commercial | VSMSHP
212925538 | Mini/Multi Split | Mitsubishi Electric | HMSV-A-CB | MXZ-3C24NAHZ4-** |  | Mixed Ducted and Non-Ducted Indoor Units | 0 |  | 22800 | 16.7 | 8.95 | 24800 | 17400 | 70.16% | 1.78 | 0 | 11.75 |  |  |  |  | R-410A | 1.9 | Residential & Commercial | VSMSHP
212925539 | Mini/Multi Split | Trane / Mitsubishi Electric | HMSV-A-CB | NTXMPH30A132C** |  | Mixed Ducted and Non-Ducted Indoor Units | 0 |  | 27800 | 17 | 9.25 | 28000 | 20200 | 72.14% | 1.91 | 0 | 11.4 |  |  |  |  | R-410A | 2.3167 | Residential & Commercial | VSMSHP
216759993 | Mini/Multi Split | ECO-AIR | HMSV-A-CB | EDMO-36E |  | Mixed Ducted and Non-Ducted Indoor Units | 0 |  | 35400 | 22 | 9.35 | 37000 | 26000 | 70.27% | 2 | 0 | 11.85 |  |  |  |  | R-454B | 2.95 | Residential & Commercial | VSMSHP
216759990 | Mini/Multi Split | ECO-AIR | HMSV-A-CB | EDMO-27E |  | Mixed Ducted and Non-Ducted Indoor Units | 0 |  | 26800 | 23 | 9.25 | 26800 | 18900 | 70.52% | 2 | 0 | 12.5 |  |  |  |  | R-454B | 2.2333 | Residential & Commercial | VSMSHP
216759987 | Mini/Multi Split | ECO-AIR | HMSV-A-CB | EDMO-18E |  | Mixed Ducted and Non-Ducted Indoor Units | 0 |  | 18000 | 22.55 | 9.9 | 19000 | 14000 | 73.68% | 2.3 | 0 | 13 |  |  |  |  | R-454B | 1.5 | Residential & Commercial | VSMSHP
216759996 | Mini/Multi Split | ECO-AIR | HMSV-A-CB | EDMO-48E |  | Mixed Ducted and Non-Ducted Indoor Units | 0 |  | 46000 | 22.2 | 10.45 | 47500 | 37000 | 77.89% | 2.05 | 0 | 12.25 |  |  |  |  | R-454B | 3.8333 | Residential & Commercial | VSMSHP
216760002 | Mini/Multi Split | ECO-AIR | HMSV-A-CB | EDMO-18H |  | Mixed Ducted and Non-Ducted Indoor Units | 0 |  | 19000 | 22.5 | 10.2 | 20000 | 18500 | 92.5% | 2 | 0 | 14 |  |  |  |  | R-454B | 1.5833 | Residential & Commercial | VSMSHP
216760005 | Mini/Multi Split | ECO-AIR | HMSV-A-CB | EDMO-27H |  | Mixed Ducted and Non-Ducted Indoor Units | 0 |  | 27400 | 21 | 10 | 27400 | 27000 | 98.54% | 2 | 0 | 12.25 |  |  |  |  | R-454B | 2.2833 | Residential & Commercial | VSMSHP
216760008 | Mini/Multi Split | ECO-AIR | HMSV-A-CB | EDMO-36H |  | Mixed Ducted and Non-Ducted Indoor Units | 0 |  | 36000 | 21.2 | 10.55 | 36000 | 37000 | 102.8% | 2 | 0 | 12.5 |  |  |  |  | R-454B | 3 | Residential & Commercial | VSMSHP
216760014 | Mini/Multi Split | ECO-AIR | HMSV-A-CB | EDMO-53H |  | Mixed Ducted and Non-Ducted Indoor Units | 0 |  | 52000 | 21.1 | 10.6 | 55000 | 47500 | 86.36% | 2.05 | 0 | 11.85 |  |  |  |  | R-454B | 4.3333 | Residential & Commercial | VSMSHP
216760011 | Mini/Multi Split | ECO-AIR | HMSV-A-CB | EDMO-48H |  | Mixed Ducted and Non-Ducted Indoor Units | 0 |  | 47000 | 21.7 | 11 | 48500 | 47500 | 97.94% | 2 | 0 | 11.85 |  |  |  |  | R-454B | 3.9167 | Residential & Commercial | VSMSHP
216719249 | Mini/Multi Split | Bluefin | HMSV-A-CB | BFMS27MZPL-02O |  | Mixed Ducted and Non-Ducted Indoor Units | 0 |  | 26200 | 22 | 9.25 | 26800 | 18900 | 70.52% | 2 | 0 | 12.1 |  |  |  |  | R-454B | 2.1833 | Residential & Commercial | VSMSHP
216720911 | Mini/Multi Split | COMFORTSTAR | HMSV-A-CB | CVH3-18-3SH |  | Mixed Ducted and Non-Ducted Indoor Units | 0 |  | 19000 | 20.5 | 10 | 20000 | 18000 | 90% | 2 | 0 | 13 |  |  |  |  | R-454B | 1.5833 | Residential & Commercial | VSMSHP
216720920 | Mini/Multi Split | COMFORTSTAR | HMSV-A-CB | CVH3-48-6SH |  | Mixed Ducted and Non-Ducted Indoor Units | 0 |  | 46000 | 20.8 | 10.6 | 48500 | 48000 | 98.97% | 2 | 0 | 11.85 |  |  |  |  | R-454B | 3.8333 | Residential & Commercial | VSMSHP
216720917 | Mini/Multi Split | COMFORTSTAR | HMSV-A-CB | CVH3-36-5SH |  | Mixed Ducted and Non-Ducted Indoor Units | 0 |  | 36000 | 20.45 | 10.85 | 36000 | 37400 | 103.9% | 1.95 | 0 | 12.1 |  |  |  |  | R-454B | 3 | Residential & Commercial | VSMSHP
216720914 | Mini/Multi Split | COMFORTSTAR | HMSV-A-CB | CVH3-27-4SH |  | Mixed Ducted and Non-Ducted Indoor Units | 0 |  | 27400 | 20 | 9.75 | 27400 | 27000 | 98.54% | 1.95 | 0 | 12 |  |  |  |  | R-454B | 2.2833 | Residential & Commercial | VSMSHP
216720923 | Mini/Multi Split | COMFORTSTAR | HMSV-A-CB | CVH3-60-6SH |  | Mixed Ducted and Non-Ducted Indoor Units | 0 |  | 52000 | 20.7 | 10.65 | 55000 | 48000 | 87.27% | 2.05 | 0 | 11.85 |  |  |  |  | R-454B | 4.3333 | Residential & Commercial | VSMSHP
216720929 | Mini/Multi Split | COMFORTSTAR | HMSV-A-CB | CMZ3-30-4Z |  | Mixed Ducted and Non-Ducted Indoor Units | 0 |  | 26200 | 22 | 9.25 | 26800 | 18900 | 70.52% | 2 | 0 | 12.1 |  |  |  |  | R-454B | 2.1833 | Residential & Commercial | VSMSHP
216720926 | Mini/Multi Split | COMFORTSTAR | HMSV-A-CB | CMZ3-24-3Z |  | Mixed Ducted and Non-Ducted Indoor Units | 0 |  | 18000 | 21.5 | 10 | 19000 | 14000 | 73.68% | 2.25 | 0 | 12.25 |  |  |  |  | R-454B | 1.5 | Residential & Commercial | VSMSHP
216720932 | Mini/Multi Split | COMFORTSTAR | HMSV-A-CB | CMZ3-48-5Z |  | Mixed Ducted and Non-Ducted Indoor Units | 0 |  | 35000 | 21.55 | 9.6 | 37000 | 26000 | 70.27% | 2 | 0 | 11.85 |  |  |  |  | R-454B | 2.9167 | Residential & Commercial | VSMSHP
216720935 | Mini/Multi Split | COMFORTSTAR | HMSV-A-CB | CMZ3-55-6Z |  | Mixed Ducted and Non-Ducted Indoor Units | 0 |  | 45000 | 20.85 | 10.3 | 47500 | 37000 | 77.89% | 2.1 | 0 | 11.85 |  |  |  |  | R-454B | 3.75 | Residential & Commercial | VSMSHP
216760128 | Mini/Multi Split | Multi MFG | HMSV-A-CB | 27MPC4-HE-B |  | Mixed Ducted and Non-Ducted Indoor Units | 0 |  | 26200 | 22 | 9.25 | 26800 | 18900 | 70.52% | 2 | 0 | 12.1 |  |  |  |  | R-454B | 2.1833 | Residential & Commercial | VSMSHP
216760125 | Mini/Multi Split | Multi MFG | HMSV-A-CB | 18MPC3-HE-B |  | Mixed Ducted and Non-Ducted Indoor Units | 0 |  | 18000 | 21.5 | 10 | 19000 | 14000 | 73.68% | 2.25 | 0 | 12.25 |  |  |  |  | R-454B | 1.5 | Residential & Commercial | VSMSHP
216760131 | Mini/Multi Split | Multi MFG | HMSV-A-CB | 36MPC5-HE-B |  | Mixed Ducted and Non-Ducted Indoor Units | 0 |  | 35000 | 21.55 | 9.6 | 37000 | 26000 | 70.27% | 2 | 0 | 11.85 |  |  |  |  | R-454B | 2.9167 | Residential & Commercial | VSMSHP
216760134 | Mini/Multi Split | Multi MFG | HMSV-A-CB | 48MPC6-HE-B |  | Mixed Ducted and Non-Ducted Indoor Units | 0 |  | 45000 | 20.85 | 10.3 | 47500 | 37000 | 77.89% | 2.1 | 0 | 11.85 |  |  |  |  | R-454B | 3.75 | Residential & Commercial | VSMSHP
216760143 | Mini/Multi Split | Multi MFG | HMSV-A-CB | 27MPC4-HH-B |  | Mixed Ducted and Non-Ducted Indoor Units | 0 |  | 27400 | 20 | 9.75 | 27400 | 27000 | 98.54% | 1.95 | 0 | 12 |  |  |  |  | R-454B | 2.2833 | Residential & Commercial | VSMSHP
216760140 | Mini/Multi Split | Multi MFG | HMSV-A-CB | 18MPC3-HH-B |  | Mixed Ducted and Non-Ducted Indoor Units | 0 |  | 19000 | 20.5 | 10 | 20000 | 18000 | 90% | 2 | 0 | 13 |  |  |  |  | R-454B | 1.5833 | Residential & Commercial | VSMSHP
216760146 | Mini/Multi Split | Multi MFG | HMSV-A-CB | 36MPC5-HH-B |  | Mixed Ducted and Non-Ducted Indoor Units | 0 |  | 36000 | 20.45 | 10.85 | 36000 | 37400 | 103.9% | 1.95 | 0 | 12.1 |  |  |  |  | R-454B | 3 | Residential & Commercial | VSMSHP
216760152 | Mini/Multi Split | Multi MFG | HMSV-A-CB | 55MPC6-HH-B |  | Mixed Ducted and Non-Ducted Indoor Units | 0 |  | 52000 | 20.7 | 10.65 | 55000 | 48000 | 87.27% | 2.05 | 0 | 11.85 |  |  |  |  | R-454B | 4.3333 | Residential & Commercial | VSMSHP
216760149 | Mini/Multi Split | Multi MFG | HMSV-A-CB | 48MPC6-HH-B |  | Mixed Ducted and Non-Ducted Indoor Units | 0 |  | 46000 | 20.8 | 10.6 | 48500 | 48000 | 98.97% | 2 | 0 | 11.85 |  |  |  |  | R-454B | 3.8333 | Residential & Commercial | VSMSHP
216723147 | Mini/Multi Split | TOSOT | HMSV-A-CB | TMSCI7H4R24 |  | Mixed Ducted and Non-Ducted Indoor Units | 0 |  | 24000 | 19 | 9 | 24000 | 21600 | 90% | 1.8 | 0 | 12.2 |  |  |  |  | R-32 | 2 | Residential & Commercial | VSMSHP
216723148 | Mini/Multi Split | TOSOT | HMSV-A-CB | TMSCI7H4R30 |  | Mixed Ducted and Non-Ducted Indoor Units | 0 |  | 28400 | 19 | 9 | 30000 | 26400 | 88% | 1.81 | 0 | 12.2 |  |  |  |  | R-32 | 2.3667 | Residential & Commercial | VSMSHP
216723149 | Mini/Multi Split | TOSOT | HMSV-A-CB | TMSCI7H4R36 |  | Mixed Ducted and Non-Ducted Indoor Units | 0 |  | 36000 | 19 | 9 | 36000 | 34000 | 94.44% | 1.84 | 0 | 11.8 |  |  |  |  | R-32 | 3 | Residential & Commercial | VSMSHP
216723150 | Mini/Multi Split | TOSOT | HMSV-A-CB | TMSCI7H4R42 |  | Mixed Ducted and Non-Ducted Indoor Units | 0 |  | 42000 | 19 | 9 | 42000 | 37000 | 88.1% | 1.84 | 0 | 12.2 |  |  |  |  | R-32 | 3.5 | Residential & Commercial | VSMSHP
216723142 | Mini/Multi Split | TOSOT | HMSV-A-CB | TMSCI7H4R18 |  | Mixed Ducted and Non-Ducted Indoor Units | 0 |  | 18000 | 19 | 9 | 18000 | 13700 | 76.11% | 1.8 | 0 | 11.8 |  |  |  |  | R-32 | 1.5 | Residential & Commercial | VSMSHP
216723153 | Mini/Multi Split | TOSOT | HMSV-A-CB | TMSCI7H4R48 |  | Mixed Ducted and Non-Ducted Indoor Units | 0 |  | 48000 | 19 | 9 | 48000 | 37000 | 77.08% | 1.84 | 0 | 11.8 |  |  |  |  | R-32 | 4 | Residential & Commercial | VSMSHP
216760272 | Mini/Multi Split | LENNOX | HMSV-A-CB | MMPD036S6M-1P |  | Mixed Ducted and Non-Ducted Indoor Units | 0 |  | 32000 | 20.75 | 9.05 | 36000 | 26400 | 73.33% | 1.81 | 0 | 12.1 |  |  |  |  | R-32 | 2.6667 | Residential & Commercial | VSMSHP
216760274 | Mini/Multi Split | LENNOX | HMSV-A-CB | MMPD020S6M-1P |  | Mixed Ducted and Non-Ducted Indoor Units | 0 |  | 18000 | 19 | 8.8 | 22000 | 15500 | 70.45% | 1.77 | 0 | 12.2 |  |  |  |  | R-32 | 1.5 | Residential & Commercial | VSMSHP
216760283 | Mini/Multi Split | LENNOX | HMSV-A-CB | MMLD036S6M-1P |  | Mixed Ducted and Non-Ducted Indoor Units | 0 |  | 34000 | 20 | 9 | 35600 | 35600 | 100% | 1.92 | 0 | 12.1 |  |  |  |  | R-32 | 2.8333 | Residential & Commercial | VSMSHP
216760284 | Mini/Multi Split | LENNOX | HMSV-A-CB | MMLD030S6M-1P |  | Mixed Ducted and Non-Ducted Indoor Units | 0 |  | 28400 | 21.25 | 9.75 | 28600 | 28600 | 100% | 1.81 | 0 | 13.25 |  |  |  |  | R-32 | 2.3667 | Residential & Commercial | VSMSHP
216760285 | Mini/Multi Split | LENNOX | HMSV-A-CB | MMLD024S6M-1P |  | Mixed Ducted and Non-Ducted Indoor Units | 0 |  | 25000 | 21.5 | 9.95 | 25000 | 25000 | 100% | 1.83 | 0 | 14 |  |  |  |  | R-32 | 2.0833 | Residential & Commercial | VSMSHP
216760286 | Mini/Multi Split | LENNOX | HMSV-A-CB | MMLD020S6M-1P |  | Mixed Ducted and Non-Ducted Indoor Units | 0 |  | 21000 | 21.75 | 10 | 22000 | 22000 | 100% | 1.89 | 0 | 14.2 |  |  |  |  | R-32 | 1.75 | Residential & Commercial | VSMSHP
216050936 | Mini/Multi Split | AUX | HMSV-A-CB | ASPR30HPMULO |  | Mixed Ducted and Non-Ducted Indoor Units | 0 |  | 30000 | 21.5 | 9.75 | 30000 | 23800 | 79.33% | 2.05 | 0 | 12.25 |  |  |  |  | R-32 | 2.5 | Residential & Commercial | VSMSHP
216050937 | Mini/Multi Split | AUX | HMSV-A-CB | ASPR36HPMULO |  | Mixed Ducted and Non-Ducted Indoor Units | 0 |  | 36000 | 21.5 | 10 | 36000 | 25400 | 70.56% | 2.05 | 0 | 11.95 |  |  |  |  | R-32 | 3 | Residential & Commercial | VSMSHP
216050938 | Mini/Multi Split | AUX | HMSV-A-CB | ASPR42HPMULO |  | Mixed Ducted and Non-Ducted Indoor Units | 0 |  | 37000 | 21 | 9.6 | 40000 | 30200 | 75.5% | 2 | 0 | 11.6 |  |  |  |  | R-32 | 3.0833 | Residential & Commercial | VSMSHP
216760291 | Mini/Multi Split | TOSHIBA CARRIER | HMSV-A-CB | MCY-MUB0368HS2P-UL |  | Mixed Ducted and Non-Ducted Indoor Units | 0 |  | 36000 | 25 | 11.45 | 40000 | 28600 | 71.5% | 2.42 | 0 | 15.3 |  |  |  |  | R-454B | 3 | Residential & Commercial | VSMSHP
212925881 | Mini/Multi Split | Mitsubishi Electric | HMSV-A-CB | MXZ-2C20NAHZ4-** |  | Mixed Ducted and Non-Ducted Indoor Units | 0 |  | 19000 | 15.65 | 8.95 | 22000 | 16100 | 73.18% | 1.97 | 0 | 12.25 |  |  |  |  | R-410A | 1.5833 | Residential & Commercial | VSMSHP
212925882 | Mini/Multi Split | Mitsubishi Electric | HMSV-A-CB | MXZ-3C30NAHZ4-** |  | Mixed Ducted and Non-Ducted Indoor Units | 0 |  | 27800 | 17 | 9.25 | 28000 | 20200 | 72.14% | 1.91 | 0 | 11.4 |  |  |  |  | R-410A | 2.3167 | Residential & Commercial | VSMSHP
212925604 | Mini/Multi Split | COMFORMATIC | HMSV-A-CB | GFMCX24-H2 |  | Mixed Ducted and Non-Ducted Indoor Units | 0 |  | 23200 | 18.5 | 9 | 24000 | 22200 | 92.5% | 1.8 | 11.75 | 11.75 |  |  |  |  | R-410A | 1.9333 | Residential & Commercial | VSMSHP
212925601 | Mini/Multi Split | COMFORMATIC | HMSV-A-CB | GFMCX18-H2 |  | Mixed Ducted and Non-Ducted Indoor Units | 0 |  | 17000 | 18.5 | 9 | 18000 | 13800 | 76.67% | 1.8 | 11.5 | 11.5 |  |  |  |  | R-410A | 1.4167 | Residential & Commercial | VSMSHP
215746019 | Mini/Multi Split | Custom Comfort | HMSV-A-CB | CCOXHBMZ655HP |  | Mixed Ducted and Non-Ducted Indoor Units | 0 |  | 52000 | 21.1 | 10.6 | 55000 | 47500 | 86.36% | 2.05 | 0 | 11.85 |  |  |  |  | R-454B | 4.3333 | Residential & Commercial | VSMSHP
216763250 | Mini/Multi Split | TOSHIBA CARRIER | HMSV-A-CB | MCY-MUB0488HS2P-UL |  | Mixed Ducted and Non-Ducted Indoor Units | 0 |  | 48000 | 22.45 | 10.95 | 54000 | 38000 | 70.37% | 2.4 | 0 | 13 |  |  |  |  | R-454B | 4 | Residential & Commercial | VSMSHP
216763251 | Mini/Multi Split | TOSHIBA CARRIER | HMSV-A-CB | MCY-MUB0608HS2P-UL |  | Mixed Ducted and Non-Ducted Indoor Units | 0 |  | 60000 | 21.5 | 10.45 | 66000 | 48000 | 72.73% | 2.3 | 0 | 11.6 |  |  |  |  | R-454B | 5 | Residential & Commercial | VSMSHP
206716988 | Mini/Multi Split | MDV | HMSV-A-CB | M2OI-18HFN1-M |  | Mixed Ducted and Non-Ducted Indoor Units | 0 |  | 19000 | 20.5 | 9.55 | 20000 | 19300 | 96.5% | 1.88 | 12 | 12.25 |  |  |  |  | R-410A | 1.5833 | Residential & Commercial | VSMSHP
207642953 | Mini/Multi Split | Weathermaker | HMSV-A-CB | 38MGHBQ48EA3 |  | Mixed Ducted and Non-Ducted Indoor Units | 0 |  | 47500 | 21.35 | 9.4 | 49000 | 43500 | 88.78% | 2 | 11.5 | 11.7 |  |  |  |  | R-410A | 3.9583 | Residential & Commercial | VSMSHP
207683485 | Mini/Multi Split | MIDEA | HMSV-A-CB | MMCMHAQ48EA3 |  | Mixed Ducted and Non-Ducted Indoor Units | 0 |  | 47500 | 21.35 | 9.4 | 49000 | 43500 | 88.78% | 2 | 11.5 | 11.7 |  |  |  |  | R-410A | 3.9583 | Residential & Commercial | VSMSHP
207742383 | Mini/Multi Split | C&H | HMSV-A-CB | CH-HPR48M-230VO |  | Mixed Ducted and Non-Ducted Indoor Units | 0 |  | 47500 | 21.35 | 9.4 | 49000 | 43500 | 88.78% | 2 | 11.5 | 11.7 |  |  |  |  | R-410A | 3.9583 | Residential & Commercial | VSMSHP
214442636 | Mini/Multi Split | CENTURY | HMSV-A-CB | A-VMH55PV-1 |  | Mixed Ducted and Non-Ducted Indoor Units | 0 |  | 55000 | 20.4 | 9.4 | 55000 | 46000 | 83.64% | 1.9 | 10.5 | 10.5 |  |  |  |  | R-410A | 4.5833 | Residential & Commercial | VSMSHP
210644066 | Mini/Multi Split | MDV | HMSV-A-CB | M2OI-18HFN1-M-L |  | Mixed Ducted and Non-Ducted Indoor Units | 0 |  | 19000 | 20.35 | 9.55 | 20000 | 19300 | 96.5% | 1.88 | 12 | 12.25 |  |  |  |  | R-410A | 1.5833 | Residential & Commercial | VSMSHP
211635202 | Mini/Multi Split | AireForce | HMSV-A-CB | GXH18(5.3)FMK4DH-1 |  | Mixed Ducted and Non-Ducted Indoor Units | 0 |  | 17000 | 18.5 | 9 | 18000 | 13800 | 76.67% | 1.8 | 11.5 | 11.5 |  |  |  |  | R-410A | 1.4167 | Residential & Commercial | VSMSHP
211635203 | Mini/Multi Split | AireForce | HMSV-A-CB | GXH24(7.0)FMK4DH-1 |  | Mixed Ducted and Non-Ducted Indoor Units | 0 |  | 23200 | 18.5 | 9 | 24000 | 22200 | 92.5% | 1.8 | 11.75 | 11.75 |  |  |  |  | R-410A | 1.9333 | Residential & Commercial | VSMSHP
211635204 | Mini/Multi Split | AireForce | HMSV-A-CB | GXH30(8.8)FMK4DH-1 |  | Mixed Ducted and Non-Ducted Indoor Units | 0 |  | 28400 | 18.5 | 9 | 30000 | 24800 | 82.67% | 1.8 | 11.75 | 11.75 |  |  |  |  | R-410A | 2.3667 | Residential & Commercial | VSMSHP
216617672 | Mini/Multi Split | Stelpro | HMSV-A-CB | SMZ2B1-H18A-O |  | Mixed Ducted and Non-Ducted Indoor Units | 0 |  | 19000 | 22.5 | 10.2 | 20000 | 18500 | 92.5% | 2 | 0 | 14 |  |  |  |  | R-454B | 1.5833 | Residential & Commercial | VSMSHP
211727026 | Mini/Multi Split | TOSOT | HMSV-A-CB | TM18HMO |  | Mixed Ducted and Non-Ducted Indoor Units | 0 |  | 17000 | 18.5 | 9 | 18000 | 13700 | 76.11% | 1.8 | 0 | 11.5 |  |  |  |  | R-410A | 1.4167 | Residential & Commercial | VSMSHP
216566097 | Mini/Multi Split | Coleman | HMSV-A-CB-O | UMC36CN23STG1 |  | Mixed Ducted and Non-Ducted Indoor Units | 0 |  | 36000 | 20.5 | 9.5 | 36000 | 34200 | 95% | 1.87 | 0 | 12.85 |  |  |  |  | R-454B | 3 | Residential & Commercial | VSMSHP
214056548 | Mini/Multi Split | AIR TECH | HMSV-A-CB | ATVO60NGUG2 |  | Mixed Ducted and Non-Ducted Indoor Units | 0 |  | 60000 | 19 | 8.75 | 60000 | 42000 | 70% | 2 | 0 | 10 |  |  |  |  | R-410A | 5 | Residential & Commercial | VSMSHP
10516995 | Mini/Multi Split | LG | HMSV-A-CB | ARUN060GSS4 |  | Mixed Ducted and Non-Ducted Indoor Units | 0 |  | 60000 | 19.6 | 9.55 | 66500 | 50000 | 75.19% | 1.83 | 10 | 11.5 |  |  |  |  | R-410A | 5 | Residential & Commercial | VSMSHP
10516996 | Mini/Multi Split | LG | HMSV-A-CB | LMU180HHV |  | Mixed Ducted and Non-Ducted Indoor Units | 0 |  | 17200 | 19.25 | 8.9 | 22000 | 19800 | 90% | 1.83 | 12.75 | 12.75 |  |  |  |  | R-410A | 1.4333 | Residential & Commercial | VSMSHP
10516997 | Mini/Multi Split | LG | HMSV-A-CB | LMU240HHV |  | Mixed Ducted and Non-Ducted Indoor Units | 0 |  | 22000 | 19 | 9.5 | 25000 | 21800 | 87.2% | 1.83 | 12.5 | 12.6 |  |  |  |  | R-410A | 1.8333 | Residential & Commercial | VSMSHP
10525928 | Mini/Multi Split | LG | HMSV-A-CB | LMU300HHV |  | Mixed Ducted and Non-Ducted Indoor Units | 0 |  | 26400 | 18.75 | 9.5 | 27800 | 23600 | 84.89% | 1.85 | 11.5 | 12.1 |  |  |  |  | R-410A | 2.2 | Residential & Commercial | VSMSHP
203978167 | Mini/Multi Split | HISENSE | HMSV-A-CB-O | AMW3-24U3SAA |  | Mixed Ducted and Non-Ducted Indoor Units | 0 |  | 24000 | 21.5 | 8.83 | 24200 | 24000 | 99.17% | 1.84 | 12.3 | 12.3 |  |  |  |  | R-410A | 2 | Residential & Commercial | VSMSHP
203978168 | Mini/Multi Split | HISENSE | HMSV-A-CB-O | AMW4-36U3STA |  | Mixed Ducted and Non-Ducted Indoor Units | 0 |  | 32000 | 20.25 | 8.95 | 37000 | 36000 | 97.3% | 1.84 | 12.25 | 12.25 |  |  |  |  | R-410A | 2.6667 | Residential & Commercial | VSMSHP
203995167 | Mini/Multi Split | YORK | HMSV-A-CB | YVAHP036B21S* |  | Mixed Ducted and Non-Ducted Indoor Units | 0 |  | 36000 | 20.35 | 10.4 | 40000 | 30200 | 75.5% | 1.79 | 15.25 | 14.95 |  |  |  |  | R-410A | 3 | Residential & Commercial | VSMSHP
203995169 | Mini/Multi Split | HITACHI | HMSV-A-CB | HVAHP036B21S* |  | Mixed Ducted and Non-Ducted Indoor Units | 0 |  | 36000 | 20.35 | 10.4 | 40000 | 30200 | 75.5% | 1.79 | 15.25 | 14.95 |  |  |  |  | R-410A | 3 | Residential & Commercial | VSMSHP
203995173 | Mini/Multi Split | Coleman | HMSV-A-CB | CVAHP036B21S* |  | Mixed Ducted and Non-Ducted Indoor Units | 0 |  | 36000 | 20.35 | 10.4 | 40000 | 30200 | 75.5% | 1.79 | 15.25 | 14.95 |  |  |  |  | R-410A | 3 | Residential & Commercial | VSMSHP
203999079 | Mini/Multi Split | FRIEDRICH | HMSV-A-CB-O | FPHMR24A3A |  | Mixed Ducted and Non-Ducted Indoor Units | 0 |  | 24000 | 21.5 | 8.83 | 24200 | 24000 | 99.17% | 1.84 | 12.3 | 12.3 |  |  |  |  | R-410A | 2 | Residential & Commercial | VSMSHP
203999080 | Mini/Multi Split | FRIEDRICH | HMSV-A-CB-O | FPHMR36A3A |  | Mixed Ducted and Non-Ducted Indoor Units | 0 |  | 32000 | 20.25 | 8.95 | 37000 | 36000 | 97.3% | 1.84 | 12.25 | 12.25 |  |  |  |  | R-410A | 2.6667 | Residential & Commercial | VSMSHP
204032226 | Mini/Multi Split | HAXXAIR | HMSV-A-CB-O | HVHM-24T2D |  | Mixed Ducted and Non-Ducted Indoor Units | 0 |  | 24000 | 21.5 | 8.83 | 24200 | 24000 | 99.17% | 1.84 | 12.3 | 12.3 |  |  |  |  | R-410A | 2 | Residential & Commercial | VSMSHP
204032227 | Mini/Multi Split | HAXXAIR | HMSV-A-CB-O | HVHM-36T2D |  | Mixed Ducted and Non-Ducted Indoor Units | 0 |  | 32000 | 20.25 | 8.95 | 37000 | 36000 | 97.3% | 1.84 | 12.25 | 12.25 |  |  |  |  | R-410A | 2.6667 | Residential & Commercial | VSMSHP
213886040 | Mini/Multi Split | SLIMAIR | HMSV-A-CB | SHC2Z18VE2AG |  | Mixed Ducted and Non-Ducted Indoor Units | 0 |  | 19000 | 19.75 | 9.15 | 20000 | 18500 | 92.5% | 1.83 | 12 | 12.25 |  |  |  |  | R-410A | 1.5833 | Residential & Commercial | VSMSHP
213886046 | Mini/Multi Split | SLIMAIR | HMSV-A-CB | SHC4Z36VE2AG |  | Mixed Ducted and Non-Ducted Indoor Units | 0 |  | 36000 | 19.5 | 9.85 | 37000 | 34400 | 92.97% | 1.8 | 11.9 | 12.1 |  |  |  |  | R-410A | 3 | Residential & Commercial | VSMSHP
213886043 | Mini/Multi Split | SLIMAIR | HMSV-A-CB | SHC3Z27VE2AG |  | Mixed Ducted and Non-Ducted Indoor Units | 0 |  | 28000 | 21.3 | 9.65 | 28000 | 25000 | 89.29% | 1.8 | 11.5 | 11.75 |  |  |  |  | R-410A | 2.3333 | Residential & Commercial | VSMSHP
213886049 | Mini/Multi Split | SLIMAIR | HMSV-A-CB | SHC5Z48VE2AG |  | Mixed Ducted and Non-Ducted Indoor Units | 0 |  | 47500 | 21.05 | 9.4 | 49000 | 43500 | 88.78% | 2 | 11.2 | 11.35 |  |  |  |  | R-410A | 3.9583 | Residential & Commercial | VSMSHP
213886052 | Mini/Multi Split | SLIMAIR | HMSV-A-CB | SHC5Z55VE2AG |  | Mixed Ducted and Non-Ducted Indoor Units | 0 |  | 55000 | 19.4 | 9.4 | 55000 | 45500 | 82.73% | 1.85 | 10.5 | 10.5 |  |  |  |  | R-410A | 4.5833 | Residential & Commercial | VSMSHP
204462796 | Mini/Multi Split | AIR-CON | HMSV-A-CB-O | AMSCI4H4S24 |  | Mixed Ducted and Non-Ducted Indoor Units | 0 |  | 24000 | 21.5 | 8.83 | 24200 | 24000 | 99.17% | 1.84 | 12.3 | 12.3 |  |  |  |  | R-410A | 2 | Residential & Commercial | VSMSHP
204462797 | Mini/Multi Split | AIR-CON | HMSV-A-CB-O | AMSCI4H4S36 |  | Mixed Ducted and Non-Ducted Indoor Units | 0 |  | 32000 | 20.25 | 8.95 | 37000 | 36000 | 97.3% | 1.84 | 12.25 | 12.25 |  |  |  |  | R-410A | 2.6667 | Residential & Commercial | VSMSHP
213248995 | Mini/Multi Split | Mitsubishi Electric | HMSV-A-CB | MXZ-SM48NAM2*** |  | Mixed Ducted and Non-Ducted Indoor Units | 0 |  | 48000 | 18.85 | 9.35 | 50000 | 35400 | 70.8% | 2.02 | 0 | 11.75 |  |  |  |  | R-410A | 4 | Residential & Commercial | VSMSHP
213248996 | Mini/Multi Split | Mitsubishi Electric | HMSV-A-CB | MXZ-SM48NAMHZ*** |  | Mixed Ducted and Non-Ducted Indoor Units | 0 |  | 48000 | 18.85 | 10.15 | 54000 | 43500 | 80.56% | 2.02 | 0 | 11.75 |  |  |  |  | R-410A | 4 | Residential & Commercial | VSMSHP
213248997 | Mini/Multi Split | Mitsubishi Electric | HMSV-A-CB | MXZ-SM48NAMHZ2*** |  | Mixed Ducted and Non-Ducted Indoor Units | 0 |  | 48000 | 18.85 | 10.15 | 54000 | 47000 | 87.04% | 1.9 | 0 | 11.75 |  |  |  |  | R-410A | 4 | Residential & Commercial | VSMSHP
213927639 | Mini/Multi Split | GREE | HMSV-A-CB | GMV-V48WL/C-T(U) |  | Mixed Ducted and Non-Ducted Indoor Units | 0 |  | 48000 | 19.55 | 8.88 | 48000 | 33600 | 70% | 2.1 | 0 | 11 |  |  |  |  | R-410A | 4 | Residential & Commercial | VSMSHP
213927640 | Mini/Multi Split | GREE | HMSV-A-CB | GMV-V60WL/C-T(U) |  | Mixed Ducted and Non-Ducted Indoor Units | 0 |  | 60000 | 19 | 8.75 | 60000 | 42000 | 70% | 2 | 0 | 10 |  |  |  |  | R-410A | 5 | Residential & Commercial | VSMSHP
213927641 | Mini/Multi Split | GREE | HMSV-A-CB | GMV-V36WL/C-T(U) |  | Mixed Ducted and Non-Ducted Indoor Units | 0 |  | 36000 | 20.75 | 8.85 | 36000 | 25200 | 70% | 2.3 | 0 | 12.25 |  |  |  |  | R-410A | 3 | Residential & Commercial | VSMSHP
204631565 | Mini/Multi Split | MIDEA | HMSV-A-CB | MV1-36DMN1-(C) |  | Mixed Ducted and Non-Ducted Indoor Units | 0 |  | 36000 | 18.1 | 9.35 | 37000 | 26000 | 70.27% | 2 | 12 | 11.9 |  |  |  |  | R-410A | 3 | Residential & Commercial | VSMSHP
213927618 | Mini/Multi Split | QUEBEC VAIR | HMSV-A-CB | NE-T53-MULTI36E |  | Mixed Ducted and Non-Ducted Indoor Units | 0 |  | 36000 | 20.6 | 10.15 | 37000 | 34400 | 92.97% | 1.8 | 12.45 | 12.65 |  |  |  |  | R-410A | 3 | Residential & Commercial | VSMSHP
204631575 | Mini/Multi Split | LENNOX | HMSV-A-CB | VPB036H4M-3P |  | Mixed Ducted and Non-Ducted Indoor Units | 0 |  | 36000 | 18.1 | 9.35 | 37000 | 26000 | 70.27% | 2 | 12 | 11.9 |  |  |  |  | R-410A | 3 | Residential & Commercial | VSMSHP
204816954 | Mini/Multi Split | HISENSE | HMSV-A-CB-O | AMW2-18U3SFA |  | Mixed Ducted and Non-Ducted Indoor Units | 0 |  | 18000 | 20 | 9.45 | 20000 | 18000 | 90% | 1.84 | 12 | 12.25 |  |  |  |  | R-410A | 1.5 | Residential & Commercial | VSMSHP
214056554 | Mini/Multi Split | AIR TECH | HMSV-A-CB | ATVO36NGUG2 |  | Mixed Ducted and Non-Ducted Indoor Units | 0 |  | 36000 | 20.75 | 8.85 | 36000 | 25200 | 70% | 2.3 | 0 | 12.25 |  |  |  |  | R-410A | 3 | Residential & Commercial | VSMSHP
214056551 | Mini/Multi Split | AIR TECH | HMSV-A-CB | ATVO48NGUG2 |  | Mixed Ducted and Non-Ducted Indoor Units | 0 |  | 48000 | 19.55 | 8.88 | 48000 | 33600 | 70% | 2.1 | 0 | 11 |  |  |  |  | R-410A | 4 | Residential & Commercial | VSMSHP
205013598 | Mini/Multi Split | Hisense | HMSV-A-CB | AVW-36H3FH |  | Mixed Ducted and Non-Ducted Indoor Units | 0 |  | 36000 | 18 | 10.2 | 42000 | 31000 | 73.81% | 2.15 | 13.4 | 13.4 |  |  |  |  | R-410A | 3 | Residential & Commercial | VSMSHP
205013599 | Mini/Multi Split | Hisense | HMSV-A-CB | AVW-48H3FH |  | Mixed Ducted and Non-Ducted Indoor Units | 0 |  | 48000 | 17.5 | 9.28 | 54000 | 38000 | 70.37% | 2.1 | 11.4 | 11.4 |  |  |  |  | R-410A | 4 | Residential & Commercial | VSMSHP
212524536 | Mini/Multi Split | MIDEA | HMSV-A-CB | MDV-V36WMN1TE* |  | Mixed Ducted and Non-Ducted Indoor Units | 0 |  | 36000 | 18.45 | 9.35 | 40000 | 28000 | 70% | 1.8 | 0 | 11.9 |  |  |  |  | R-410A | 3 | Residential & Commercial | VSMSHP
205123813 | Mini/Multi Split | HISENSE | HMSV-A-CB-O | AMW5-42U3STA |  | Mixed Ducted and Non-Ducted Indoor Units | 0 |  | 41500 | 19 | 8.88 | 43000 | 36000 | 83.72% | 1.84 | 10.25 | 10.25 |  |  |  |  | R-410A | 3.4583 | Residential & Commercial | VSMSHP
205141513 | Mini/Multi Split | FRIEDRICH | HMSV-A-CB-O | FPHMR42A3A |  | Mixed Ducted and Non-Ducted Indoor Units | 0 |  | 41500 | 19 | 8.88 | 43000 | 36000 | 83.72% | 1.84 | 10.25 | 10.25 |  |  |  |  | R-410A | 3.4583 | Residential & Commercial | VSMSHP
205150427 | Mini/Multi Split | AIR-CON | HMSV-A-CB-O | AMSCI4H4S42 |  | Mixed Ducted and Non-Ducted Indoor Units | 0 |  | 41500 | 19 | 8.88 | 43000 | 36000 | 83.72% | 1.84 | 10.25 | 10.25 |  |  |  |  | R-410A | 3.4583 | Residential & Commercial | VSMSHP
205150433 | Mini/Multi Split | AIR-CON | HMSV-A-CB-O | AMSCI4H4S18 |  | Mixed Ducted and Non-Ducted Indoor Units | 0 |  | 18000 | 20 | 9.45 | 20000 | 18000 | 90% | 1.84 | 12 | 12.25 |  |  |  |  | R-410A | 1.5 | Residential & Commercial | VSMSHP
205150430 | Mini/Multi Split | FRIEDRICH | HMSV-A-CB-O | FPHMR18A3A |  | Mixed Ducted and Non-Ducted Indoor Units | 0 |  | 18000 | 20 | 9.45 | 20000 | 18000 | 90% | 1.84 | 12 | 12.25 |  |  |  |  | R-410A | 1.5 | Residential & Commercial | VSMSHP
206347269 | Mini/Multi Split | AZUR | HMSV-A-CB-O | AZ-36M422SCO |  | Mixed Ducted and Non-Ducted Indoor Units | 0 |  | 32000 | 20.25 | 8.95 | 37000 | 36000 | 97.3% | 1.84 | 12.25 | 12.25 |  |  |  |  | R-410A | 2.6667 | Residential & Commercial | VSMSHP
206346137 | Mini/Multi Split | AZUR | HMSV-A-CB-O | AZ-24M322SCO |  | Mixed Ducted and Non-Ducted Indoor Units | 0 |  | 24000 | 21.5 | 8.83 | 24200 | 24000 | 99.17% | 1.84 | 12.3 | 12.3 |  |  |  |  | R-410A | 2 | Residential & Commercial | VSMSHP
206346141 | Mini/Multi Split | AZUR | HMSV-A-CB-O | AZ-42M522SCO |  | Mixed Ducted and Non-Ducted Indoor Units | 0 |  | 41500 | 19 | 8.88 | 43000 | 36000 | 83.72% | 1.84 | 10.25 | 10.25 |  |  |  |  | R-410A | 3.4583 | Residential & Commercial | VSMSHP
206346135 | Mini/Multi Split | ZEPHYR | HMSV-A-CB-O | ZE-42M522SCO |  | Mixed Ducted and Non-Ducted Indoor Units | 0 |  | 41500 | 19 | 8.88 | 43000 | 36000 | 83.72% | 1.84 | 10.25 | 10.25 |  |  |  |  | R-410A | 3.4583 | Residential & Commercial | VSMSHP
206346131 | Mini/Multi Split | ZEPHYR | HMSV-A-CB-O | ZE-24M322SCO |  | Mixed Ducted and Non-Ducted Indoor Units | 0 |  | 24000 | 21.5 | 8.83 | 24200 | 24000 | 99.17% | 1.84 | 12.3 | 12.3 |  |  |  |  | R-410A | 2 | Residential & Commercial | VSMSHP
206346129 | Mini/Multi Split | ZEPHYR | HMSV-A-CB-O | ZE-18M222SCO |  | Mixed Ducted and Non-Ducted Indoor Units | 0 |  | 18000 | 20 | 9.45 | 20000 | 18000 | 90% | 1.84 | 12 | 12.25 |  |  |  |  | R-410A | 1.5 | Residential & Commercial | VSMSHP
206347271 | Mini/Multi Split | ZEPHYR | HMSV-A-CB-O | ZE-36M422SCO |  | Mixed Ducted and Non-Ducted Indoor Units | 0 |  | 32000 | 20.25 | 8.95 | 37000 | 36000 | 97.3% | 1.84 | 12.25 | 12.25 |  |  |  |  | R-410A | 2.6667 | Residential & Commercial | VSMSHP
206717016 | Mini/Multi Split | LG | HMSV-A-CB | LMU601HV |  | Mixed Ducted and Non-Ducted Indoor Units | 0 |  | 60000 | 19.5 | 9.75 | 64000 | 45500 | 71.09% | 1.99 | 11.15 | 11.15 |  |  |  |  | R-410A | 5 | Residential & Commercial | VSMSHP
206716990 | Mini/Multi Split | MDV | HMSV-A-CB | M3OI-28HFN1-M |  | Mixed Ducted and Non-Ducted Indoor Units | 0 |  | 28000 | 21.5 | 10.05 | 28000 | 25000 | 89.29% | 1.8 | 12 | 12.1 |  |  |  |  | R-410A | 2.3333 | Residential & Commercial | VSMSHP
206716993 | Mini/Multi Split | MDV | HMSV-A-CB | M5OG-48HFN1-M-[X]-20 |  | Mixed Ducted and Non-Ducted Indoor Units | 0 |  | 47500 | 21.35 | 9.4 | 49000 | 43500 | 88.78% | 2 | 11.5 | 11.7 |  |  |  |  | R-410A | 3.9583 | Residential & Commercial | VSMSHP
206717012 | Mini/Multi Split | LG | HMSV-A-CB | LMU361HHV |  | Mixed Ducted and Non-Ducted Indoor Units | 0 |  | 36000 | 20.5 | 10.5 | 45000 | 41000 | 91.11% | 1.97 | 14 | 14 |  |  |  |  | R-410A | 3 | Residential & Commercial | VSMSHP
206717013 | Mini/Multi Split | LG | HMSV-A-CB | LMU421HHV |  | Mixed Ducted and Non-Ducted Indoor Units | 0 |  | 42000 | 20.25 | 10.5 | 48000 | 43500 | 90.62% | 1.96 | 13.45 | 13.45 |  |  |  |  | R-410A | 3.5 | Residential & Commercial | VSMSHP
206717014 | Mini/Multi Split | LG | HMSV-A-CB | LMU480HHV |  | Mixed Ducted and Non-Ducted Indoor Units | 0 |  | 48000 | 19.5 | 10.25 | 52500 | 47500 | 90.48% | 2.06 | 12.85 | 12.85 |  |  |  |  | R-410A | 4 | Residential & Commercial | VSMSHP
206764070 | Mini/Multi Split | FRANKLIN | HMSV-A-CB | MST183E23MHAA |  | Mixed Ducted and Non-Ducted Indoor Units | 0 |  | 19000 | 20.5 | 9.55 | 20000 | 19300 | 96.5% | 1.88 | 12 | 12.25 |  |  |  |  | R-410A | 1.5833 | Residential & Commercial | VSMSHP
206918723 | Mini/Multi Split | SAMSUNG | HMSV-A-CB | AM036NXMDCR |  | Mixed Ducted and Non-Ducted Indoor Units | 0 |  | 38000 | 19.25 | 9.1 | 42000 | 31000 | 73.81% | 2 | 11.65 | 11.85 |  |  |  |  | R-410A | 3.1667 | Residential & Commercial | VSMSHP
206918724 | Mini/Multi Split | SAMSUNG | HMSR-A-CB | AM036TXMDCH |  | Mixed Ducted and Non-Ducted Indoor Units | 0 |  | 38000 | 19.25 | 9.1 | 42000 | 31000 | 73.81% | 2 | 11.85 | 11.85 |  |  |  |  | R-410A | 3.1667 | Residential & Commercial | VSMSHP
206918729 | Mini/Multi Split | SAMSUNG | HMSV-A-CB | AM060MXMDCH |  | Mixed Ducted and Non-Ducted Indoor Units | 0 |  | 60000 | 17.75 | 9.65 | 66000 | 47000 | 71.21% | 1.95 | 11.05 | 10.55 |  |  |  |  | R-410A | 5 | Residential & Commercial | VSMSHP
206918730 | Mini/Multi Split | SAMSUNG | HMSV-A-CB | AM060NXMDCR |  | Mixed Ducted and Non-Ducted Indoor Units | 0 |  | 60000 | 17.75 | 9.65 | 66000 | 47000 | 71.21% | 1.95 | 11.05 | 10.55 |  |  |  |  | R-410A | 5 | Residential & Commercial | VSMSHP
207350087 | Mini/Multi Split | SAMSUNG | HMSV-A-CB | AJ020BXJ2CH |  | Mixed Ducted and Non-Ducted Indoor Units | 0 |  | 18000 | 18.75 | 8.4 | 22000 | 15500 | 70.45% | 1.75 | 11.9 | 11.9 |  |  |  |  | R-410A | 1.5 | Residential & Commercial | VSMSHP
207350090 | Mini/Multi Split | SAMSUNG | HMSV-A-CB | AJ036BXJ4CH |  | Mixed Ducted and Non-Ducted Indoor Units | 0 |  | 33000 | 19.25 | 8.65 | 36000 | 26400 | 73.33% | 1.77 | 10.9 | 10.9 |  |  |  |  | R-410A | 2.75 | Residential & Commercial | VSMSHP
207350092 | Mini/Multi Split | SAMSUNG | HMSV-A-CB | AJ020BXS3CH |  | Mixed Ducted and Non-Ducted Indoor Units | 0 |  | 21000 | 18.25 | 8.65 | 22000 | 22000 | 100% | 1.85 | 12.45 | 12.45 |  |  |  |  | R-410A | 1.75 | Residential & Commercial | VSMSHP
207350094 | Mini/Multi Split | SAMSUNG | HMSV-A-CB | AJ024BXS4CH |  | Mixed Ducted and Non-Ducted Indoor Units | 0 |  | 25000 | 18.75 | 8.65 | 25000 | 25000 | 100% | 1.78 | 11.8 | 11.8 |  |  |  |  | R-410A | 2.0833 | Residential & Commercial | VSMSHP
207350096 | Mini/Multi Split | SAMSUNG | HMSV-A-CB | AJ030BXS4CH |  | Mixed Ducted and Non-Ducted Indoor Units | 0 |  | 28400 | 18.75 | 8.65 | 28600 | 28600 | 100% | 1.77 | 11.5 | 11.5 |  |  |  |  | R-410A | 2.3667 | Residential & Commercial | VSMSHP
207350834 | Mini/Multi Split | SAMSUNG | HMSV-A-CB | AJ036BXS4CH |  | Mixed Ducted and Non-Ducted Indoor Units | 0 |  | 34000 | 20 | 8.8 | 35600 | 35600 | 100% | 1.89 | 11.75 | 11.75 |  |  |  |  | R-410A | 2.8333 | Residential & Commercial | VSMSHP
207590854 | Mini/Multi Split | Convectair | HMSV-A-CB | 8522-C48-O |  | Mixed Ducted and Non-Ducted Indoor Units | 0 |  | 47500 | 21.35 | 9.4 | 49000 | 43500 | 88.78% | 2 | 11.5 | 11.7 |  |  |  |  | R-410A | 3.9583 | Residential & Commercial | VSMSHP
207590851 | Mini/Multi Split | Convectair | HMSV-A-CB | 8322-C27-O |  | Mixed Ducted and Non-Ducted Indoor Units | 0 |  | 28000 | 21.5 | 10.05 | 28000 | 25000 | 89.29% | 1.8 | 12 | 12.1 |  |  |  |  | R-410A | 2.3333 | Residential & Commercial | VSMSHP
207590848 | Mini/Multi Split | Convectair | HMSV-A-CB | 8222-C18-O |  | Mixed Ducted and Non-Ducted Indoor Units | 0 |  | 19000 | 20.5 | 9.55 | 20000 | 19300 | 96.5% | 1.88 | 12 | 12.25 |  |  |  |  | R-410A | 1.5833 | Residential & Commercial | VSMSHP
207618258 | Mini/Multi Split | MDV | HMSV-A-CB | M3OJ-24HFN1-M |  | Mixed Ducted and Non-Ducted Indoor Units | 0 |  | 24000 | 22.95 | 9.85 | 24400 | 18200 | 74.59% | 1.9 | 12.8 | 12.95 |  |  |  |  | R-410A | 2 | Residential & Commercial | VSMSHP
207618261 | Mini/Multi Split | MDV | HMSV-A-CB | M3OI-24HFN1-M |  | Mixed Ducted and Non-Ducted Indoor Units | 0 |  | 24000 | 21.55 | 10.35 | 24000 | 24000 | 100% | 1.8 | 12.15 | 12.4 |  |  |  |  | R-410A | 2 | Residential & Commercial | VSMSHP
207641242 | Mini/Multi Split | MDV | HMSV-A-CB | M3OJ-24HFN1-M* |  | Mixed Ducted and Non-Ducted Indoor Units | 0 |  | 24000 | 21.8 | 9.65 | 24000 | 17500 | 72.92% | 1.87 | 12.5 | 12.5 |  |  |  |  | R-410A | 2 | Residential & Commercial | VSMSHP
207641231 | Mini/Multi Split | MDV | HMSV-A-CB | M4OI-36HFN1-M |  | Mixed Ducted and Non-Ducted Indoor Units | 0 |  | 36000 | 20.6 | 10.15 | 37000 | 34400 | 92.97% | 1.8 | 12.45 | 12.65 |  |  |  |  | R-410A | 3 | Residential & Commercial | VSMSHP
207641259 | Mini/Multi Split | MDV | HMSV-A-CB | M3OI-28HFN1-M* |  | Mixed Ducted and Non-Ducted Indoor Units | 0 |  | 28000 | 21.3 | 9.65 | 28000 | 25000 | 89.29% | 1.8 | 11.5 | 11.75 |  |  |  |  | R-410A | 2.3333 | Residential & Commercial | VSMSHP
207641249 | Mini/Multi Split | MDV | HMSV-A-CB | M4OI-36HFN1-M* |  | Mixed Ducted and Non-Ducted Indoor Units | 0 |  | 36000 | 19.5 | 9.85 | 37000 | 34400 | 92.97% | 1.8 | 11.9 | 12.1 |  |  |  |  | R-410A | 3 | Residential & Commercial | VSMSHP
207641251 | Mini/Multi Split | MDV | HMSV-A-CB | M5OG-48HFN1-M-[X]-20* |  | Mixed Ducted and Non-Ducted Indoor Units | 0 |  | 47500 | 21.05 | 9.4 | 49000 | 43500 | 88.78% | 2 | 11.2 | 11.35 |  |  |  |  | R-410A | 3.9583 | Residential & Commercial | VSMSHP
207641296 | Mini/Multi Split | BLUERIDGE | HMSV-A-CB | BMM27HHC |  | Mixed Ducted and Non-Ducted Indoor Units | 0 |  | 28000 | 21.3 | 9.65 | 28000 | 25000 | 89.29% | 1.8 | 11.5 | 11.75 |  |  |  |  | R-410A | 2.3333 | Residential & Commercial | VSMSHP
207641293 | Mini/Multi Split | BLUERIDGE | HMSV-A-CB | BMM18HHC |  | Mixed Ducted and Non-Ducted Indoor Units | 0 |  | 19000 | 19.75 | 9.15 | 20000 | 18500 | 92.5% | 1.83 | 12 | 12.25 |  |  |  |  | R-410A | 1.5833 | Residential & Commercial | VSMSHP
207641299 | Mini/Multi Split | BLUERIDGE | HMSV-A-CB | BMM36HHC |  | Mixed Ducted and Non-Ducted Indoor Units | 0 |  | 36000 | 19.5 | 9.85 | 37000 | 34400 | 92.97% | 1.8 | 11.9 | 12.1 |  |  |  |  | R-410A | 3 | Residential & Commercial | VSMSHP
207641302 | Mini/Multi Split | BLUERIDGE | HMSV-A-CB | BMM48HHC |  | Mixed Ducted and Non-Ducted Indoor Units | 0 |  | 47500 | 21.05 | 9.4 | 49000 | 43500 | 88.78% | 2 | 11.2 | 11.35 |  |  |  |  | R-410A | 3.9583 | Residential & Commercial | VSMSHP
207641318 | Mini/Multi Split | LBG Products | HMSV-A-CB | LMUHB18DO |  | Mixed Ducted and Non-Ducted Indoor Units | 0 |  | 19000 | 19.75 | 9.15 | 20000 | 18500 | 92.5% | 1.83 | 12 | 12.25 |  |  |  |  | R-410A | 1.5833 | Residential & Commercial | VSMSHP
207641321 | Mini/Multi Split | LBG Products | HMSV-A-CB | LMUHB27DO |  | Mixed Ducted and Non-Ducted Indoor Units | 0 |  | 28000 | 21.3 | 9.65 | 28000 | 25000 | 89.29% | 1.8 | 11.5 | 11.75 |  |  |  |  | R-410A | 2.3333 | Residential & Commercial | VSMSHP
207641324 | Mini/Multi Split | LBG Products | HMSV-A-CB | LMUHB36DO |  | Mixed Ducted and Non-Ducted Indoor Units | 0 |  | 36000 | 19.5 | 9.85 | 37000 | 34400 | 92.97% | 1.8 | 11.9 | 12.1 |  |  |  |  | R-410A | 3 | Residential & Commercial | VSMSHP
207641327 | Mini/Multi Split | LBG Products | HMSV-A-CB | LMUHB48DO |  | Mixed Ducted and Non-Ducted Indoor Units | 0 |  | 47500 | 21.05 | 9.4 | 49000 | 43500 | 88.78% | 2 | 11.2 | 11.35 |  |  |  |  | R-410A | 3.9583 | Residential & Commercial | VSMSHP
207642881 | Mini/Multi Split | CARRIER | HMSV-A-CB | 38MGHBQ24CA3 |  | Mixed Ducted and Non-Ducted Indoor Units | 0 |  | 24000 | 22.95 | 9.85 | 24400 | 18200 | 74.59% | 1.9 | 12.8 | 12.95 |  |  |  |  | R-410A | 2 | Residential & Commercial | VSMSHP
207642890 | Mini/Multi Split | CARRIER | HMSV-A-CB | 38MGHBQ48EA3 |  | Mixed Ducted and Non-Ducted Indoor Units | 0 |  | 47500 | 21.35 | 9.4 | 49000 | 43500 | 88.78% | 2 | 11.5 | 11.7 |  |  |  |  | R-410A | 3.9583 | Residential & Commercial | VSMSHP
207642893 | Mini/Multi Split | CARRIER | HMSV-A-CB | 38MGHBQ36DA3 |  | Mixed Ducted and Non-Ducted Indoor Units | 0 |  | 36000 | 20.6 | 10.15 | 37000 | 34400 | 92.97% | 1.8 | 12.45 | 12.65 |  |  |  |  | R-410A | 3 | Residential & Commercial | VSMSHP
207642902 | Mini/Multi Split | BRYANT | HMSV-A-CB | 38MGHBQ24CA3 |  | Mixed Ducted and Non-Ducted Indoor Units | 0 |  | 24000 | 22.95 | 9.85 | 24400 | 18200 | 74.59% | 1.9 | 12.8 | 12.95 |  |  |  |  | R-410A | 2 | Residential & Commercial | VSMSHP
207642914 | Mini/Multi Split | BRYANT | HMSV-A-CB | 38MGHBQ36DA3 |  | Mixed Ducted and Non-Ducted Indoor Units | 0 |  | 36000 | 20.6 | 10.15 | 37000 | 34400 | 92.97% | 1.8 | 12.45 | 12.65 |  |  |  |  | R-410A | 3 | Residential & Commercial | VSMSHP
207642911 | Mini/Multi Split | BRYANT | HMSV-A-CB | 38MGHBQ48EA3 |  | Mixed Ducted and Non-Ducted Indoor Units | 0 |  | 47500 | 21.35 | 9.4 | 49000 | 43500 | 88.78% | 2 | 11.5 | 11.7 |  |  |  |  | R-410A | 3.9583 | Residential & Commercial | VSMSHP
207642923 | Mini/Multi Split | PAYNE | HMSV-A-CB | 38MGHBQ24CA3 |  | Mixed Ducted and Non-Ducted Indoor Units | 0 |  | 24000 | 22.95 | 9.85 | 24400 | 18200 | 74.59% | 1.9 | 12.8 | 12.95 |  |  |  |  | R-410A | 2 | Residential & Commercial | VSMSHP
207642932 | Mini/Multi Split | PAYNE | HMSV-A-CB | 38MGHBQ48EA3 |  | Mixed Ducted and Non-Ducted Indoor Units | 0 |  | 47500 | 21.35 | 9.4 | 49000 | 43500 | 88.78% | 2 | 11.5 | 11.7 |  |  |  |  | R-410A | 3.9583 | Residential & Commercial | VSMSHP
207642935 | Mini/Multi Split | PAYNE | HMSV-A-CB | 38MGHBQ36DA3 |  | Mixed Ducted and Non-Ducted Indoor Units | 0 |  | 36000 | 20.6 | 10.15 | 37000 | 34400 | 92.97% | 1.8 | 12.45 | 12.65 |  |  |  |  | R-410A | 3 | Residential & Commercial | VSMSHP
207642944 | Mini/Multi Split | Weathermaker | HMSV-A-CB | 38MGHBQ24CA3 |  | Mixed Ducted and Non-Ducted Indoor Units | 0 |  | 24000 | 22.95 | 9.85 | 24400 | 18200 | 74.59% | 1.9 | 12.8 | 12.95 |  |  |  |  | R-410A | 2 | Residential & Commercial | VSMSHP
207642956 | Mini/Multi Split | Weathermaker | HMSV-A-CB | 38MGHBQ36DA3 |  | Mixed Ducted and Non-Ducted Indoor Units | 0 |  | 36000 | 20.6 | 10.15 | 37000 | 34400 | 92.97% | 1.8 | 12.45 | 12.65 |  |  |  |  | R-410A | 3 | Residential & Commercial | VSMSHP
207642965 | Mini/Multi Split | MIDEA | HMSV-A-CB | 38MGHBQ24CA3 |  | Mixed Ducted and Non-Ducted Indoor Units | 0 |  | 24000 | 22.95 | 9.85 | 24400 | 18200 | 74.59% | 1.9 | 12.8 | 12.95 |  |  |  |  | R-410A | 2 | Residential & Commercial | VSMSHP
207642977 | Mini/Multi Split | MIDEA | HMSV-A-CB | 38MGHBQ36DA3 |  | Mixed Ducted and Non-Ducted Indoor Units | 0 |  | 36000 | 20.6 | 10.15 | 37000 | 34400 | 92.97% | 1.8 | 12.45 | 12.65 |  |  |  |  | R-410A | 3 | Residential & Commercial | VSMSHP
207642974 | Mini/Multi Split | MIDEA | HMSV-A-CB | 38MGHBQ48EA3 |  | Mixed Ducted and Non-Ducted Indoor Units | 0 |  | 47500 | 21.35 | 9.4 | 49000 | 43500 | 88.78% | 2 | 11.5 | 11.7 |  |  |  |  | R-410A | 3.9583 | Residential & Commercial | VSMSHP
207642992 | Mini/Multi Split | ARCOAIRE | HMSV-A-CB | DLCMHBH24CAK |  | Mixed Ducted and Non-Ducted Indoor Units | 0 |  | 24000 | 21.8 | 9.65 | 24000 | 17500 | 72.92% | 1.87 | 12.5 | 12.5 |  |  |  |  | R-410A | 2 | Residential & Commercial | VSMSHP
207643004 | Mini/Multi Split | ARCOAIRE | HMSV-A-CB | DLCMHBH36DAK |  | Mixed Ducted and Non-Ducted Indoor Units | 0 |  | 36000 | 19.5 | 9.85 | 37000 | 34400 | 92.97% | 1.8 | 11.9 | 12.1 |  |  |  |  | R-410A | 3 | Residential & Commercial | VSMSHP
207643013 | Mini/Multi Split | COMFORTMAKER | HMSV-A-CB | DLCMHBH24CAK |  | Mixed Ducted and Non-Ducted Indoor Units | 0 |  | 24000 | 21.8 | 9.65 | 24000 | 17500 | 72.92% | 1.87 | 12.5 | 12.5 |  |  |  |  | R-410A | 2 | Residential & Commercial | VSMSHP
207643022 | Mini/Multi Split | COMFORTMAKER | HMSV-A-CB | DLCMHBH48EAK |  | Mixed Ducted and Non-Ducted Indoor Units | 0 |  | 47500 | 21.05 | 9.4 | 49000 | 43500 | 88.78% | 2 | 11.2 | 11.35 |  |  |  |  | R-410A | 3.9583 | Residential & Commercial | VSMSHP
207643025 | Mini/Multi Split | COMFORTMAKER | HMSV-A-CB | DLCMHBH36DAK |  | Mixed Ducted and Non-Ducted Indoor Units | 0 |  | 36000 | 19.5 | 9.85 | 37000 | 34400 | 92.97% | 1.8 | 11.9 | 12.1 |  |  |  |  | R-410A | 3 | Residential & Commercial | VSMSHP
207643034 | Mini/Multi Split | DAY & NIGHT | HMSV-A-CB | DLCMHBH24CAK |  | Mixed Ducted and Non-Ducted Indoor Units | 0 |  | 24000 | 21.8 | 9.65 | 24000 | 17500 | 72.92% | 1.87 | 12.5 | 12.5 |  |  |  |  | R-410A | 2 | Residential & Commercial | VSMSHP
207643043 | Mini/Multi Split | DAY & NIGHT | HMSV-A-CB | DLCMHBH48EAK |  | Mixed Ducted and Non-Ducted Indoor Units | 0 |  | 47500 | 21.05 | 9.4 | 49000 | 43500 | 88.78% | 2 | 11.2 | 11.35 |  |  |  |  | R-410A | 3.9583 | Residential & Commercial | VSMSHP
207643046 | Mini/Multi Split | DAY & NIGHT | HMSV-A-CB | DLCMHBH36DAK |  | Mixed Ducted and Non-Ducted Indoor Units | 0 |  | 36000 | 19.5 | 9.85 | 37000 | 34400 | 92.97% | 1.8 | 11.9 | 12.1 |  |  |  |  | R-410A | 3 | Residential & Commercial | VSMSHP
207643055 | Mini/Multi Split | HEIL | HMSV-A-CB | DLCMHBH24CAK |  | Mixed Ducted and Non-Ducted Indoor Units | 0 |  | 24000 | 21.8 | 9.65 | 24000 | 17500 | 72.92% | 1.87 | 12.5 | 12.5 |  |  |  |  | R-410A | 2 | Residential & Commercial | VSMSHP
207643064 | Mini/Multi Split | HEIL | HMSV-A-CB | DLCMHBH48EAK |  | Mixed Ducted and Non-Ducted Indoor Units | 0 |  | 47500 | 21.05 | 9.4 | 49000 | 43500 | 88.78% | 2 | 11.2 | 11.35 |  |  |  |  | R-410A | 3.9583 | Residential & Commercial | VSMSHP
207643067 | Mini/Multi Split | HEIL | HMSV-A-CB | DLCMHBH36DAK |  | Mixed Ducted and Non-Ducted Indoor Units | 0 |  | 36000 | 19.5 | 9.85 | 37000 | 34400 | 92.97% | 1.8 | 11.9 | 12.1 |  |  |  |  | R-410A | 3 | Residential & Commercial | VSMSHP
207643076 | Mini/Multi Split | KEEPRITE | HMSV-A-CB | DLCMHBH24CAK |  | Mixed Ducted and Non-Ducted Indoor Units | 0 |  | 24000 | 21.8 | 9.65 | 24000 | 17500 | 72.92% | 1.87 | 12.5 | 12.5 |  |  |  |  | R-410A | 2 | Residential & Commercial | VSMSHP
207643088 | Mini/Multi Split | KEEPRITE | HMSV-A-CB | DLCMHBH36DAK |  | Mixed Ducted and Non-Ducted Indoor Units | 0 |  | 36000 | 19.5 | 9.85 | 37000 | 34400 | 92.97% | 1.8 | 11.9 | 12.1 |  |  |  |  | R-410A | 3 | Residential & Commercial | VSMSHP
207643097 | Mini/Multi Split | KENMORE | HMSV-A-CB | DLCMHBH24CAK |  | Mixed Ducted and Non-Ducted Indoor Units | 0 |  | 24000 | 21.8 | 9.65 | 24000 | 17500 | 72.92% | 1.87 | 12.5 | 12.5 |  |  |  |  | R-410A | 2 | Residential & Commercial | VSMSHP
207643106 | Mini/Multi Split | KENMORE | HMSV-A-CB | DLCMHBH48EAK |  | Mixed Ducted and Non-Ducted Indoor Units | 0 |  | 47500 | 21.05 | 9.4 | 49000 | 43500 | 88.78% | 2 | 11.2 | 11.35 |  |  |  |  | R-410A | 3.9583 | Residential & Commercial | VSMSHP
207643109 | Mini/Multi Split | KENMORE | HMSV-A-CB | DLCMHBH36DAK |  | Mixed Ducted and Non-Ducted Indoor Units | 0 |  | 36000 | 19.5 | 9.85 | 37000 | 34400 | 92.97% | 1.8 | 11.9 | 12.1 |  |  |  |  | R-410A | 3 | Residential & Commercial | VSMSHP
207643118 | Mini/Multi Split | MIDEA | HMSV-A-CB | DLCMHBH24CAK |  | Mixed Ducted and Non-Ducted Indoor Units | 0 |  | 24000 | 21.8 | 9.65 | 24000 | 17500 | 72.92% | 1.87 | 12.5 | 12.5 |  |  |  |  | R-410A | 2 | Residential & Commercial | VSMSHP
207643127 | Mini/Multi Split | MIDEA | HMSV-A-CB | DLCMHBH48EAK |  | Mixed Ducted and Non-Ducted Indoor Units | 0 |  | 47500 | 21.05 | 9.4 | 49000 | 43500 | 88.78% | 2 | 11.2 | 11.35 |  |  |  |  | R-410A | 3.9583 | Residential & Commercial | VSMSHP
207643130 | Mini/Multi Split | MIDEA | HMSV-A-CB | DLCMHBH36DAK |  | Mixed Ducted and Non-Ducted Indoor Units | 0 |  | 36000 | 19.5 | 9.85 | 37000 | 34400 | 92.97% | 1.8 | 11.9 | 12.1 |  |  |  |  | R-410A | 3 | Residential & Commercial | VSMSHP
207643139 | Mini/Multi Split | TEMPSTAR | HMSV-A-CB | DLCMHBH24CAK |  | Mixed Ducted and Non-Ducted Indoor Units | 0 |  | 24000 | 21.8 | 9.65 | 24000 | 17500 | 72.92% | 1.87 | 12.5 | 12.5 |  |  |  |  | R-410A | 2 | Residential & Commercial | VSMSHP
207643148 | Mini/Multi Split | TEMPSTAR | HMSV-A-CB | DLCMHBH48EAK |  | Mixed Ducted and Non-Ducted Indoor Units | 0 |  | 47500 | 21.05 | 9.4 | 49000 | 43500 | 88.78% | 2 | 11.2 | 11.35 |  |  |  |  | R-410A | 3.9583 | Residential & Commercial | VSMSHP
207643151 | Mini/Multi Split | TEMPSTAR | HMSV-A-CB | DLCMHBH36DAK |  | Mixed Ducted and Non-Ducted Indoor Units | 0 |  | 36000 | 19.5 | 9.85 | 37000 | 34400 | 92.97% | 1.8 | 11.9 | 12.1 |  |  |  |  | R-410A | 3 | Residential & Commercial | VSMSHP
207643160 | Mini/Multi Split | SMART COMFORT | HMSV-A-CB | DLCMHBH24CAK |  | Mixed Ducted and Non-Ducted Indoor Units | 0 |  | 24000 | 21.8 | 9.65 | 24000 | 17500 | 72.92% | 1.87 | 12.5 | 12.5 |  |  |  |  | R-410A | 2 | Residential & Commercial | VSMSHP
207643172 | Mini/Multi Split | SMART COMFORT | HMSV-A-CB | DLCMHBH36DAK |  | Mixed Ducted and Non-Ducted Indoor Units | 0 |  | 36000 | 19.5 | 9.85 | 37000 | 34400 | 92.97% | 1.8 | 11.9 | 12.1 |  |  |  |  | R-410A | 3 | Residential & Commercial | VSMSHP
207643181 | Mini/Multi Split | AIRQUEST | HMSV-A-CB | DLCMHBH24CAK |  | Mixed Ducted and Non-Ducted Indoor Units | 0 |  | 24000 | 21.8 | 9.65 | 24000 | 17500 | 72.92% | 1.87 | 12.5 | 12.5 |  |  |  |  | R-410A | 2 | Residential & Commercial | VSMSHP
207643190 | Mini/Multi Split | AIRQUEST | HMSV-A-CB | DLCMHBH48EAK |  | Mixed Ducted and Non-Ducted Indoor Units | 0 |  | 47500 | 21.05 | 9.4 | 49000 | 43500 | 88.78% | 2 | 11.2 | 11.35 |  |  |  |  | R-410A | 3.9583 | Residential & Commercial | VSMSHP
207643193 | Mini/Multi Split | AIRQUEST | HMSV-A-CB | DLCMHBH36DAK |  | Mixed Ducted and Non-Ducted Indoor Units | 0 |  | 36000 | 19.5 | 9.85 | 37000 | 34400 | 92.97% | 1.8 | 11.9 | 12.1 |  |  |  |  | R-410A | 3 | Residential & Commercial | VSMSHP
207657337 | Mini/Multi Split | PERFECTAIRE | HMSV-A-CB | 3PAMS18-HH-MZO2 |  | Mixed Ducted and Non-Ducted Indoor Units | 0 |  | 19000 | 19.75 | 9.15 | 20000 | 18500 | 92.5% | 1.83 | 12 | 12.25 |  |  |  |  | R-410A | 1.5833 | Residential & Commercial | VSMSHP
207657340 | Mini/Multi Split | PERFECTAIRE | HMSV-A-CB | 3PAMS27-HH-MZO3 |  | Mixed Ducted and Non-Ducted Indoor Units | 0 |  | 28000 | 21.3 | 9.65 | 28000 | 25000 | 89.29% | 1.8 | 11.5 | 11.75 |  |  |  |  | R-410A | 2.3333 | Residential & Commercial | VSMSHP
207657343 | Mini/Multi Split | PERFECTAIRE | HMSV-A-CB | 3PAMS36-HH-MZO4 |  | Mixed Ducted and Non-Ducted Indoor Units | 0 |  | 36000 | 19.5 | 9.85 | 37000 | 34400 | 92.97% | 1.8 | 11.9 | 12.1 |  |  |  |  | R-410A | 3 | Residential & Commercial | VSMSHP
207657346 | Mini/Multi Split | PERFECTAIRE | HMSV-A-CB | 3PAMS48-HH-MZO5 |  | Mixed Ducted and Non-Ducted Indoor Units | 0 |  | 47500 | 21.05 | 9.4 | 49000 | 43500 | 88.78% | 2 | 11.2 | 11.35 |  |  |  |  | R-410A | 3.9583 | Residential & Commercial | VSMSHP
207657600 | Mini/Multi Split | KERR | HMSV-A-CB | A-KMH18DV-1 |  | Mixed Ducted and Non-Ducted Indoor Units | 0 |  | 19000 | 20.5 | 9.55 | 20000 | 19300 | 96.5% | 1.88 | 12 | 12.25 |  |  |  |  | R-410A | 1.5833 | Residential & Commercial | VSMSHP
207657603 | Mini/Multi Split | KERR | HMSV-A-CB | A-KMH28TV-1 |  | Mixed Ducted and Non-Ducted Indoor Units | 0 |  | 28000 | 21.5 | 10.05 | 28000 | 25000 | 89.29% | 1.8 | 12 | 12.1 |  |  |  |  | R-410A | 2.3333 | Residential & Commercial | VSMSHP
207657608 | Mini/Multi Split | KERR | HMSV-A-CB | A-KMH48PV-1 |  | Mixed Ducted and Non-Ducted Indoor Units | 0 |  | 47500 | 21.35 | 9.4 | 49000 | 43500 | 88.78% | 2 | 11.5 | 11.7 |  |  |  |  | R-410A | 3.9583 | Residential & Commercial | VSMSHP
207657611 | Mini/Multi Split | COMFORT-AIRE | HMSV-A-CB | A-VMH18DV-1 |  | Mixed Ducted and Non-Ducted Indoor Units | 0 |  | 19000 | 20.5 | 9.55 | 20000 | 19300 | 96.5% | 1.88 | 12 | 12.25 |  |  |  |  | R-410A | 1.5833 | Residential & Commercial | VSMSHP
207657614 | Mini/Multi Split | COMFORT-AIRE | HMSV-A-CB | A-VMH28TV-1 |  | Mixed Ducted and Non-Ducted Indoor Units | 0 |  | 28000 | 21.5 | 10.05 | 28000 | 25000 | 89.29% | 1.8 | 12 | 12.1 |  |  |  |  | R-410A | 2.3333 | Residential & Commercial | VSMSHP
207658621 | Mini/Multi Split | MDV | HMSV-A-CB | M5OG-48HFN1-M-[X]-20-L |  | Mixed Ducted and Non-Ducted Indoor Units | 0 |  | 47500 | 21.35 | 9.4 | 49000 | 43500 | 88.78% | 2 | 11.5 | 11.7 |  |  |  |  | R-410A | 3.9583 | Residential & Commercial | VSMSHP
207657624 | Mini/Multi Split | Convectair | HMSV-A-CB | 8422-C36-O |  | Mixed Ducted and Non-Ducted Indoor Units | 0 |  | 36000 | 20.6 | 10.15 | 37000 | 34400 | 92.97% | 1.8 | 12.45 | 12.65 |  |  |  |  | R-410A | 3 | Residential & Commercial | VSMSHP
207657619 | Mini/Multi Split | COMFORT-AIRE | HMSV-A-CB | A-VMH48PV-1 |  | Mixed Ducted and Non-Ducted Indoor Units | 0 |  | 47500 | 21.35 | 9.4 | 49000 | 43500 | 88.78% | 2 | 11.5 | 11.7 |  |  |  |  | R-410A | 3.9583 | Residential & Commercial | VSMSHP
207657620 | Mini/Multi Split | COMFORT-AIRE | HMSV-A-CB | A-VMH36QV-1 |  | Mixed Ducted and Non-Ducted Indoor Units | 0 |  | 36000 | 20.6 | 10.15 | 37000 | 34400 | 92.97% | 1.8 | 12.45 | 12.65 |  |  |  |  | R-410A | 3 | Residential & Commercial | VSMSHP
207657621 | Mini/Multi Split | KERR | HMSV-A-CB | A-KMH36QV-1 |  | Mixed Ducted and Non-Ducted Indoor Units | 0 |  | 36000 | 20.6 | 10.15 | 37000 | 34400 | 92.97% | 1.8 | 12.45 | 12.65 |  |  |  |  | R-410A | 3 | Residential & Commercial | VSMSHP
207658978 | Mini/Multi Split | COMFORTSTAR | HMSV-A-CB | CVH-18-2SH |  | Mixed Ducted and Non-Ducted Indoor Units | 0 |  | 19000 | 20.5 | 9.55 | 20000 | 19300 | 96.5% | 1.88 | 12 | 12.25 |  |  |  |  | R-410A | 1.5833 | Residential & Commercial | VSMSHP
207658981 | Mini/Multi Split | COMFORTSTAR | HMSV-A-CB | CVH-27-3SH |  | Mixed Ducted and Non-Ducted Indoor Units | 0 |  | 28000 | 21.5 | 10.05 | 28000 | 25000 | 89.29% | 1.8 | 12 | 12.1 |  |  |  |  | R-410A | 2.3333 | Residential & Commercial | VSMSHP
207683240 | Mini/Multi Split | NAPOLEON | HMSV-A-CB | NDHAM-28-O |  | Mixed Ducted and Non-Ducted Indoor Units | 0 |  | 28000 | 21.3 | 9.65 | 28000 | 25000 | 89.29% | 1.8 | 11.5 | 11.75 |  |  |  |  | R-410A | 2.3333 | Residential & Commercial | VSMSHP
207683243 | Mini/Multi Split | NAPOLEON | HMSV-A-CB | NDHAM-36-O |  | Mixed Ducted and Non-Ducted Indoor Units | 0 |  | 36000 | 19.5 | 9.85 | 37000 | 34400 | 92.97% | 1.8 | 11.9 | 12.1 |  |  |  |  | R-410A | 3 | Residential & Commercial | VSMSHP
207658986 | Mini/Multi Split | COMFORTSTAR | HMSV-A-CB | CVH-48-5SH |  | Mixed Ducted and Non-Ducted Indoor Units | 0 |  | 47500 | 21.35 | 9.4 | 49000 | 43500 | 88.78% | 2 | 11.5 | 11.7 |  |  |  |  | R-410A | 3.9583 | Residential & Commercial | VSMSHP
207658987 | Mini/Multi Split | COMFORTSTAR | HMSV-A-CB | CVH-36-4SH |  | Mixed Ducted and Non-Ducted Indoor Units | 0 |  | 36000 | 20.6 | 10.15 | 37000 | 34400 | 92.97% | 1.8 | 12.45 | 12.65 |  |  |  |  | R-410A | 3 | Residential & Commercial | VSMSHP
207683495 | Mini/Multi Split | MIDEA | HMSV-A-CB | MMCMHAQ36DA3 |  | Mixed Ducted and Non-Ducted Indoor Units | 0 |  | 36000 | 20.6 | 10.15 | 37000 | 34400 | 92.97% | 1.8 | 12.45 | 12.65 |  |  |  |  | R-410A | 3 | Residential & Commercial | VSMSHP
207683267 | Mini/Multi Split | CanAir | HMSV-A-CB | C28MC324H21 |  | Mixed Ducted and Non-Ducted Indoor Units | 0 |  | 24000 | 22.95 | 9.85 | 24400 | 18200 | 74.59% | 1.9 | 12.8 | 12.95 |  |  |  |  | R-410A | 2 | Residential & Commercial | VSMSHP
207683273 | Mini/Multi Split | CanAir | HMSV-A-CB | C28MC548H21 |  | Mixed Ducted and Non-Ducted Indoor Units | 0 |  | 47500 | 21.35 | 9.4 | 49000 | 43500 | 88.78% | 2 | 11.5 | 11.7 |  |  |  |  | R-410A | 3.9583 | Residential & Commercial | VSMSHP
207683476 | Mini/Multi Split | MIDEA | HMSV-A-CB | MMCMHAQ24CA3 |  | Mixed Ducted and Non-Ducted Indoor Units | 0 |  | 24000 | 22.95 | 9.85 | 24400 | 18200 | 74.59% | 1.9 | 12.8 | 12.95 |  |  |  |  | R-410A | 2 | Residential & Commercial | VSMSHP
216770130 | Mini/Multi Split | WILLIS | HMSV-A-CB | GWHD(18)ND6MO |  | Mixed Ducted and Non-Ducted Indoor Units | 0 |  | 18000 | 19 | 9 | 18000 | 13700 | 76.11% | 1.8 | 0 | 11.8 |  |  |  |  | R-32 | 1.5 | Residential & Commercial | VSMSHP
216770135 | Mini/Multi Split | WILLIS | HMSV-A-CB | GWHD(24)ND6MO |  | Mixed Ducted and Non-Ducted Indoor Units | 0 |  | 24000 | 19 | 9 | 24000 | 21600 | 90% | 1.8 | 0 | 12.2 |  |  |  |  | R-32 | 2 | Residential & Commercial | VSMSHP
216770136 | Mini/Multi Split | WILLIS | HMSV-A-CB | GWHD(30)ND6MO |  | Mixed Ducted and Non-Ducted Indoor Units | 0 |  | 28400 | 19 | 9 | 30000 | 26400 | 88% | 1.81 | 0 | 12.2 |  |  |  |  | R-32 | 2.3667 | Residential & Commercial | VSMSHP
216770137 | Mini/Multi Split | WILLIS | HMSV-A-CB | GWHD(36)ND6MO |  | Mixed Ducted and Non-Ducted Indoor Units | 0 |  | 36000 | 19 | 9 | 36000 | 34000 | 94.44% | 1.84 | 0 | 11.8 |  |  |  |  | R-32 | 3 | Residential & Commercial | VSMSHP
216770138 | Mini/Multi Split | WILLIS | HMSV-A-CB | GWHD(42)ND6MO |  | Mixed Ducted and Non-Ducted Indoor Units | 0 |  | 42000 | 19 | 9 | 42000 | 37000 | 88.1% | 1.84 | 0 | 12.2 |  |  |  |  | R-32 | 3.5 | Residential & Commercial | VSMSHP
207699118 | Mini/Multi Split | LENNOX | HMSV-A-CB | MPC024S4M-1P |  | Mixed Ducted and Non-Ducted Indoor Units | 0 |  | 24000 | 20.3 | 9.3 | 24400 | 18400 | 75.41% | 1.92 | 12 | 12.55 |  |  |  |  | R-410A | 2 | Residential & Commercial | VSMSHP
207699106 | Mini/Multi Split | LENNOX | HMSV-A-CB | MLB036S4M-1P |  | Mixed Ducted and Non-Ducted Indoor Units | 0 |  | 36000 | 20.5 | 10.15 | 37000 | 34400 | 92.97% | 1.8 | 12.45 | 12.65 |  |  |  |  | R-410A | 3 | Residential & Commercial | VSMSHP
207699109 | Mini/Multi Split | LENNOX | HMSV-A-CB | MLB048S4M-2P |  | Mixed Ducted and Non-Ducted Indoor Units | 0 |  | 47500 | 21.35 | 9.4 | 49000 | 43500 | 88.78% | 2 | 11.5 | 11.7 |  |  |  |  | R-410A | 3.9583 | Residential & Commercial | VSMSHP
207699115 | Mini/Multi Split | MDV | HMSV-A-CB | M3OJ-24HFN1-M-L |  | Mixed Ducted and Non-Ducted Indoor Units | 0 |  | 24000 | 20.3 | 9.3 | 24400 | 18400 | 75.41% | 1.92 | 12 | 12.55 |  |  |  |  | R-410A | 2 | Residential & Commercial | VSMSHP
207742378 | Mini/Multi Split | C&H | HMSV-A-CB | CH-HPR28M-230VO |  | Mixed Ducted and Non-Ducted Indoor Units | 0 |  | 28000 | 21.5 | 10.05 | 28000 | 25000 | 89.29% | 1.8 | 12 | 12.1 |  |  |  |  | R-410A | 2.3333 | Residential & Commercial | VSMSHP
207742375 | Mini/Multi Split | C&H | HMSV-A-CB | CH-HPR19M-230VO |  | Mixed Ducted and Non-Ducted Indoor Units | 0 |  | 19000 | 20.5 | 9.55 | 20000 | 19300 | 96.5% | 1.88 | 12 | 12.25 |  |  |  |  | R-410A | 1.5833 | Residential & Commercial | VSMSHP
207742384 | Mini/Multi Split | C&H | HMSV-A-CB | CH-HPR36M-230VO |  | Mixed Ducted and Non-Ducted Indoor Units | 0 |  | 36000 | 20.6 | 10.15 | 37000 | 34400 | 92.97% | 1.8 | 12.45 | 12.65 |  |  |  |  | R-410A | 3 | Residential & Commercial | VSMSHP
207742462 | Mini/Multi Split | ELIOS | HMSV-A-CB | DEA18HOM25230X3 |  | Mixed Ducted and Non-Ducted Indoor Units | 0 |  | 19000 | 20.5 | 9.55 | 20000 | 19300 | 96.5% | 1.88 | 12 | 12.25 |  |  |  |  | R-410A | 1.5833 | Residential & Commercial | VSMSHP
207742468 | Mini/Multi Split | ELIOS | HMSV-A-CB | DEA36HOM25230X3 |  | Mixed Ducted and Non-Ducted Indoor Units | 0 |  | 36000 | 20.6 | 10.15 | 37000 | 34400 | 92.97% | 1.8 | 12.45 | 12.65 |  |  |  |  | R-410A | 3 | Residential & Commercial | VSMSHP
207742471 | Mini/Multi Split | ELIOS | HMSV-A-CB | DEA48HOM25230X3 |  | Mixed Ducted and Non-Ducted Indoor Units | 0 |  | 47500 | 21.35 | 9.4 | 49000 | 43500 | 88.78% | 2 | 11.5 | 11.7 |  |  |  |  | R-410A | 3.9583 | Residential & Commercial | VSMSHP
207742465 | Mini/Multi Split | ELIOS | HMSV-A-CB | DEA27HOM25230X3 |  | Mixed Ducted and Non-Ducted Indoor Units | 0 |  | 28000 | 21.5 | 10.05 | 28000 | 25000 | 89.29% | 1.8 | 12 | 12.1 |  |  |  |  | R-410A | 2.3333 | Residential & Commercial | VSMSHP
207742546 | Mini/Multi Split | MOOVAIR | HMSV-A-CB | DMA27HOM25230X3 |  | Mixed Ducted and Non-Ducted Indoor Units | 0 |  | 28000 | 21.5 | 10.05 | 28000 | 25000 | 89.29% | 1.8 | 12 | 12.1 |  |  |  |  | R-410A | 2.3333 | Residential & Commercial | VSMSHP
207742543 | Mini/Multi Split | MOOVAIR | HMSV-A-CB | DMA18HOM25230X3 |  | Mixed Ducted and Non-Ducted Indoor Units | 0 |  | 19000 | 20.5 | 9.55 | 20000 | 19300 | 96.5% | 1.88 | 12 | 12.25 |  |  |  |  | R-410A | 1.5833 | Residential & Commercial | VSMSHP
207742549 | Mini/Multi Split | MOOVAIR | HMSV-A-CB | DMA36HOM25230X3 |  | Mixed Ducted and Non-Ducted Indoor Units | 0 |  | 36000 | 20.6 | 10.15 | 37000 | 34400 | 92.97% | 1.8 | 12.45 | 12.65 |  |  |  |  | R-410A | 3 | Residential & Commercial | VSMSHP
207742552 | Mini/Multi Split | MOOVAIR | HMSV-A-CB | DMA48HOM25230X3 |  | Mixed Ducted and Non-Ducted Indoor Units | 0 |  | 47500 | 21.35 | 9.4 | 49000 | 43500 | 88.78% | 2 | 11.5 | 11.7 |  |  |  |  | R-410A | 3.9583 | Residential & Commercial | VSMSHP
207743787 | Mini/Multi Split | DIRECT AIR | HMSV-A-CB | DIRM-18HXPRO28-2Z |  | Mixed Ducted and Non-Ducted Indoor Units | 0 |  | 19000 | 20.5 | 9.55 | 20000 | 19300 | 96.5% | 1.88 | 12 | 12.25 |  |  |  |  | R-410A | 1.5833 | Residential & Commercial | VSMSHP
207743790 | Mini/Multi Split | DIRECT AIR | HMSV-A-CB | DIRM-28HXPRO28-3Z |  | Mixed Ducted and Non-Ducted Indoor Units | 0 |  | 28000 | 21.5 | 10.05 | 28000 | 25000 | 89.29% | 1.8 | 12 | 12.1 |  |  |  |  | R-410A | 2.3333 | Residential & Commercial | VSMSHP
207743793 | Mini/Multi Split | DIRECT AIR | HMSV-A-CB | DIRM-36HXPRO28-4Z |  | Mixed Ducted and Non-Ducted Indoor Units | 0 |  | 36000 | 20.6 | 10.15 | 37000 | 34400 | 92.97% | 1.8 | 12.45 | 12.65 |  |  |  |  | R-410A | 3 | Residential & Commercial | VSMSHP
207743796 | Mini/Multi Split | DIRECT AIR | HMSV-A-CB | DIRM-48HXPRO28-5Z |  | Mixed Ducted and Non-Ducted Indoor Units | 0 |  | 47500 | 21.35 | 9.4 | 49000 | 43500 | 88.78% | 2 | 11.5 | 11.7 |  |  |  |  | R-410A | 3.9583 | Residential & Commercial | VSMSHP
207760038 | Mini/Multi Split | BOSCH | HMSV-A-CB | BMS500-AAM027-1CSXHC |  | Mixed Ducted and Non-Ducted Indoor Units | 0 |  | 28000 | 21.5 | 10.05 | 28000 | 25000 | 89.29% | 1.8 | 12 | 12.1 |  |  |  |  | R-410A | 2.3333 | Residential & Commercial | VSMSHP
207760035 | Mini/Multi Split | BOSCH | HMSV-A-CB | BMS500-AAM018-1CSXHC |  | Mixed Ducted and Non-Ducted Indoor Units | 0 |  | 19000 | 20.5 | 9.55 | 20000 | 19300 | 96.5% | 1.88 | 12 | 12.25 |  |  |  |  | R-410A | 1.5833 | Residential & Commercial | VSMSHP
207760044 | Mini/Multi Split | BOSCH | HMSV-A-CB | BMS500-AAM048-1CSXHC |  | Mixed Ducted and Non-Ducted Indoor Units | 0 |  | 47500 | 21.35 | 9.4 | 49000 | 43500 | 88.78% | 2 | 11.5 | 11.7 |  |  |  |  | R-410A | 3.9583 | Residential & Commercial | VSMSHP
207768732 | Mini/Multi Split | LENNOX | HMSV-A-CB | MLB030S4M-1P |  | Mixed Ducted and Non-Ducted Indoor Units | 0 |  | 28000 | 21.5 | 10.05 | 28000 | 25000 | 89.29% | 1.8 | 12 | 12.1 |  |  |  |  | R-410A | 2.3333 | Residential & Commercial | VSMSHP
207760041 | Mini/Multi Split | BOSCH | HMSV-A-CB | BMS500-AAM036-1CSXHC |  | Mixed Ducted and Non-Ducted Indoor Units | 0 |  | 36000 | 20.6 | 10.15 | 37000 | 34400 | 92.97% | 1.8 | 12.45 | 12.65 |  |  |  |  | R-410A | 3 | Residential & Commercial | VSMSHP
207768729 | Mini/Multi Split | LENNOX | HMSV-A-CB | MLB018S4M-1P |  | Mixed Ducted and Non-Ducted Indoor Units | 0 |  | 19000 | 20.35 | 9.55 | 20000 | 19300 | 96.5% | 1.88 | 12 | 12.25 |  |  |  |  | R-410A | 1.5833 | Residential & Commercial | VSMSHP
207821949 | Mini/Multi Split | Innovair | HMSV-A-CB-O | VOM18H7R2P7 |  | Mixed Ducted and Non-Ducted Indoor Units | 0 |  | 18000 | 20 | 9.45 | 20000 | 18000 | 90% | 1.84 | 12 | 12.25 |  |  |  |  | R-410A | 1.5 | Residential & Commercial | VSMSHP
207821952 | Mini/Multi Split | Innovair | HMSV-A-CB-O | VOM24H7R3P7 |  | Mixed Ducted and Non-Ducted Indoor Units | 0 |  | 24000 | 21.5 | 8.83 | 24200 | 24000 | 99.17% | 1.84 | 12.3 | 12.3 |  |  |  |  | R-410A | 2 | Residential & Commercial | VSMSHP
207821958 | Mini/Multi Split | Innovair | HMSV-A-CB-O | VOM42H7R5P7 |  | Mixed Ducted and Non-Ducted Indoor Units | 0 |  | 41500 | 19 | 8.88 | 43000 | 36000 | 83.72% | 1.84 | 10.25 | 10.25 |  |  |  |  | R-410A | 3.4583 | Residential & Commercial | VSMSHP
207821955 | Mini/Multi Split | Innovair | HMSV-A-CB-O | VOM36H7R4P7 |  | Mixed Ducted and Non-Ducted Indoor Units | 0 |  | 32000 | 20.25 | 8.95 | 37000 | 36000 | 97.3% | 1.84 | 12.25 | 12.25 |  |  |  |  | R-410A | 2.6667 | Residential & Commercial | VSMSHP
207825566 | Mini/Multi Split | 1HVAC | HMSV-A-CB | ACIQ-18Z-HH-M2B |  | Mixed Ducted and Non-Ducted Indoor Units | 0 |  | 19000 | 20.5 | 9.55 | 20000 | 19300 | 96.5% | 1.88 | 12 | 12.25 |  |  |  |  | R-410A | 1.5833 | Residential & Commercial | VSMSHP
207825569 | Mini/Multi Split | 1HVAC | HMSV-A-CB | ACIQ-27Z-HH-M3B |  | Mixed Ducted and Non-Ducted Indoor Units | 0 |  | 28000 | 21.5 | 10.05 | 28000 | 25000 | 89.29% | 1.8 | 12 | 12.1 |  |  |  |  | R-410A | 2.3333 | Residential & Commercial | VSMSHP
207825599 | Mini/Multi Split | DIYCOOL | HMSV-A-CB | ACIQ-48Z-HH-M5B |  | Mixed Ducted and Non-Ducted Indoor Units | 0 |  | 47500 | 21.35 | 9.4 | 49000 | 43500 | 88.78% | 2 | 11.5 | 11.7 |  |  |  |  | R-410A | 3.9583 | Residential & Commercial | VSMSHP
207825578 | Mini/Multi Split | ACIQ | HMSV-A-CB | ACIQ-18Z-HH-M2B |  | Mixed Ducted and Non-Ducted Indoor Units | 0 |  | 19000 | 20.5 | 9.55 | 20000 | 19300 | 96.5% | 1.88 | 12 | 12.25 |  |  |  |  | R-410A | 1.5833 | Residential & Commercial | VSMSHP
207825575 | Mini/Multi Split | 1HVAC | HMSV-A-CB | ACIQ-48Z-HH-M5B |  | Mixed Ducted and Non-Ducted Indoor Units | 0 |  | 47500 | 21.35 | 9.4 | 49000 | 43500 | 88.78% | 2 | 11.5 | 11.7 |  |  |  |  | R-410A | 3.9583 | Residential & Commercial | VSMSHP
207825572 | Mini/Multi Split | 1HVAC | HMSV-A-CB | ACIQ-36Z-HH-M4B |  | Mixed Ducted and Non-Ducted Indoor Units | 0 |  | 36000 | 20.6 | 10.15 | 37000 | 34400 | 92.97% | 1.8 | 12.45 | 12.65 |  |  |  |  | R-410A | 3 | Residential & Commercial | VSMSHP
207825581 | Mini/Multi Split | ACIQ | HMSV-A-CB | ACIQ-27Z-HH-M3B |  | Mixed Ducted and Non-Ducted Indoor Units | 0 |  | 28000 | 21.5 | 10.05 | 28000 | 25000 | 89.29% | 1.8 | 12 | 12.1 |  |  |  |  | R-410A | 2.3333 | Residential & Commercial | VSMSHP
207825587 | Mini/Multi Split | ACIQ | HMSV-A-CB | ACIQ-48Z-HH-M5B |  | Mixed Ducted and Non-Ducted Indoor Units | 0 |  | 47500 | 21.35 | 9.4 | 49000 | 43500 | 88.78% | 2 | 11.5 | 11.7 |  |  |  |  | R-410A | 3.9583 | Residential & Commercial | VSMSHP
207825584 | Mini/Multi Split | ACIQ | HMSV-A-CB | ACIQ-36Z-HH-M4B |  | Mixed Ducted and Non-Ducted Indoor Units | 0 |  | 36000 | 20.6 | 10.15 | 37000 | 34400 | 92.97% | 1.8 | 12.45 | 12.65 |  |  |  |  | R-410A | 3 | Residential & Commercial | VSMSHP
207825590 | Mini/Multi Split | DIYCOOL | HMSV-A-CB | ACIQ-18Z-HH-M2B |  | Mixed Ducted and Non-Ducted Indoor Units | 0 |  | 19000 | 20.5 | 9.55 | 20000 | 19300 | 96.5% | 1.88 | 12 | 12.25 |  |  |  |  | R-410A | 1.5833 | Residential & Commercial | VSMSHP
207825593 | Mini/Multi Split | DIYCOOL | HMSV-A-CB | ACIQ-27Z-HH-M3B |  | Mixed Ducted and Non-Ducted Indoor Units | 0 |  | 28000 | 21.5 | 10.05 | 28000 | 25000 | 89.29% | 1.8 | 12 | 12.1 |  |  |  |  | R-410A | 2.3333 | Residential & Commercial | VSMSHP
207825596 | Mini/Multi Split | DIYCOOL | HMSV-A-CB | ACIQ-36Z-HH-M4B |  | Mixed Ducted and Non-Ducted Indoor Units | 0 |  | 36000 | 20.6 | 10.15 | 37000 | 34400 | 92.97% | 1.8 | 12.45 | 12.65 |  |  |  |  | R-410A | 3 | Residential & Commercial | VSMSHP
216772319 | Mini/Multi Split | WILLIS | HMSV-A-CB | MZUHW24KR32-O |  | Mixed Ducted and Non-Ducted Indoor Units | 0 |  | 24000 | 19 | 9 | 24000 | 21600 | 90% | 1.8 | 0 | 12.2 |  |  |  |  | R-32 | 2 | Residential & Commercial | VSMSHP
216772320 | Mini/Multi Split | WILLIS | HMSV-A-CB | MZUHW30KR32-O |  | Mixed Ducted and Non-Ducted Indoor Units | 0 |  | 28400 | 19 | 9 | 30000 | 26400 | 88% | 1.81 | 0 | 12.2 |  |  |  |  | R-32 | 2.3667 | Residential & Commercial | VSMSHP
216772321 | Mini/Multi Split | WILLIS | HMSV-A-CB | MZUHW36KR32-O |  | Mixed Ducted and Non-Ducted Indoor Units | 0 |  | 36000 | 19 | 9 | 36000 | 34000 | 94.44% | 1.84 | 0 | 11.8 |  |  |  |  | R-32 | 3 | Residential & Commercial | VSMSHP
216772322 | Mini/Multi Split | WILLIS | HMSV-A-CB | MZUHW42KR32-O |  | Mixed Ducted and Non-Ducted Indoor Units | 0 |  | 42000 | 19 | 9 | 42000 | 37000 | 88.1% | 1.84 | 0 | 12.2 |  |  |  |  | R-32 | 3.5 | Residential & Commercial | VSMSHP
207862109 | Mini/Multi Split | Breeze33 | HMSV-A-CB | BZ33-HYP485Z2-G2-P |  | Mixed Ducted and Non-Ducted Indoor Units | 0 |  | 47500 | 21.35 | 9.4 | 49000 | 43500 | 88.78% | 2 | 11.5 | 11.7 |  |  |  |  | R-410A | 3.9583 | Residential & Commercial | VSMSHP
216772314 | Mini/Multi Split | WILLIS | HMSV-A-CB | MZUHW18KR32-O |  | Mixed Ducted and Non-Ducted Indoor Units | 0 |  | 18000 | 19 | 9 | 18000 | 13700 | 76.11% | 1.8 | 0 | 11.8 |  |  |  |  | R-32 | 1.5 | Residential & Commercial | VSMSHP
216772303 | Mini/Multi Split | KINGHOME | HMSV-A-CB | KM48X6O |  | Mixed Ducted and Non-Ducted Indoor Units | 0 |  | 48000 | 19 | 9 | 48000 | 37000 | 77.08% | 1.84 | 0 | 11.8 |  |  |  |  | R-32 | 4 | Residential & Commercial | VSMSHP
207862106 | Mini/Multi Split | Breeze33 | HMSV-A-CB | BZ33-HYP364Z2-G2-P |  | Mixed Ducted and Non-Ducted Indoor Units | 0 |  | 36000 | 20.6 | 10.15 | 37000 | 34400 | 92.97% | 1.8 | 12.45 | 12.65 |  |  |  |  | R-410A | 3 | Residential & Commercial | VSMSHP
207862103 | Mini/Multi Split | Breeze33 | HMSV-A-CB | BZ33-HYP273Z2-G2-P |  | Mixed Ducted and Non-Ducted Indoor Units | 0 |  | 28000 | 21.5 | 10.05 | 28000 | 25000 | 89.29% | 1.8 | 12 | 12.1 |  |  |  |  | R-410A | 2.3333 | Residential & Commercial | VSMSHP
207862100 | Mini/Multi Split | Breeze33 | HMSV-A-CB | BZ33-HYP182Z2-G2-P |  | Mixed Ducted and Non-Ducted Indoor Units | 0 |  | 19000 | 20.5 | 9.55 | 20000 | 19300 | 96.5% | 1.88 | 12 | 12.25 |  |  |  |  | R-410A | 1.5833 | Residential & Commercial | VSMSHP
216775645 | Mini/Multi Split | KADEN | HMSV-A-CB | KOB-PS318HP-2AAMA |  | Mixed Ducted and Non-Ducted Indoor Units | 0 |  | 18000 | 22.55 | 9.9 | 19000 | 14000 | 73.68% | 2.3 | 0 | 13 |  |  |  |  | R-454B | 1.5 | Residential & Commercial | VSMSHP
208106787 | Mini/Multi Split | Allied | HMSV-A-CB | 4DHP2S24M-1P |  | Mixed Ducted and Non-Ducted Indoor Units | 0 |  | 24000 | 22.95 | 9.85 | 24400 | 18200 | 74.59% | 1.9 | 12.8 | 12.95 |  |  |  |  | R-410A | 2 | Residential & Commercial | VSMSHP
208106796 | Mini/Multi Split | Allied | HMSV-A-CB | 4DHP2S48M-1P |  | Mixed Ducted and Non-Ducted Indoor Units | 0 |  | 47500 | 21.35 | 9.4 | 49000 | 43500 | 88.78% | 2 | 11.5 | 11.7 |  |  |  |  | R-410A | 3.9583 | Residential & Commercial | VSMSHP
208106802 | Mini/Multi Split | AirEase | HMSV-A-CB | 4DHP2S24M-1P |  | Mixed Ducted and Non-Ducted Indoor Units | 0 |  | 24000 | 22.95 | 9.85 | 24400 | 18200 | 74.59% | 1.9 | 12.8 | 12.95 |  |  |  |  | R-410A | 2 | Residential & Commercial | VSMSHP
208106817 | Mini/Multi Split | Armstrong Air | HMSV-A-CB | 4DHP2S24M-1P |  | Mixed Ducted and Non-Ducted Indoor Units | 0 |  | 24000 | 22.95 | 9.85 | 24400 | 18200 | 74.59% | 1.9 | 12.8 | 12.95 |  |  |  |  | R-410A | 2 | Residential & Commercial | VSMSHP
208106811 | Mini/Multi Split | AirEase | HMSV-A-CB | 4DHP2S48M-1P |  | Mixed Ducted and Non-Ducted Indoor Units | 0 |  | 47500 | 21.35 | 9.4 | 49000 | 43500 | 88.78% | 2 | 11.5 | 11.7 |  |  |  |  | R-410A | 3.9583 | Residential & Commercial | VSMSHP
208106826 | Mini/Multi Split | Armstrong Air | HMSV-A-CB | 4DHP2S48M-1P |  | Mixed Ducted and Non-Ducted Indoor Units | 0 |  | 47500 | 21.35 | 9.4 | 49000 | 43500 | 88.78% | 2 | 11.5 | 11.7 |  |  |  |  | R-410A | 3.9583 | Residential & Commercial | VSMSHP
208106832 | Mini/Multi Split | CONCORD | HMSV-A-CB | 4DHP2S24M-1P |  | Mixed Ducted and Non-Ducted Indoor Units | 0 |  | 24000 | 22.95 | 9.85 | 24400 | 18200 | 74.59% | 1.9 | 12.8 | 12.95 |  |  |  |  | R-410A | 2 | Residential & Commercial | VSMSHP
208106841 | Mini/Multi Split | CONCORD | HMSV-A-CB | 4DHP2S48M-1P |  | Mixed Ducted and Non-Ducted Indoor Units | 0 |  | 47500 | 21.35 | 9.4 | 49000 | 43500 | 88.78% | 2 | 11.5 | 11.7 |  |  |  |  | R-410A | 3.9583 | Residential & Commercial | VSMSHP
208106847 | Mini/Multi Split | DUCANE | HMSV-A-CB | 4DHP2S24M-1P |  | Mixed Ducted and Non-Ducted Indoor Units | 0 |  | 24000 | 22.95 | 9.85 | 24400 | 18200 | 74.59% | 1.9 | 12.8 | 12.95 |  |  |  |  | R-410A | 2 | Residential & Commercial | VSMSHP
208106856 | Mini/Multi Split | DUCANE | HMSV-A-CB | 4DHP2S48M-1P |  | Mixed Ducted and Non-Ducted Indoor Units | 0 |  | 47500 | 21.35 | 9.4 | 49000 | 43500 | 88.78% | 2 | 11.5 | 11.7 |  |  |  |  | R-410A | 3.9583 | Residential & Commercial | VSMSHP
208119924 | Mini/Multi Split | Cooper & Hunter | HMSV-A-CB | CHV6-36URBM |  | Mixed Ducted and Non-Ducted Indoor Units | 0 |  | 36000 | 18 | 10.2 | 42000 | 31000 | 73.81% | 2.15 | 13.4 | 13.4 |  |  |  |  | R-410A | 3 | Residential & Commercial | VSMSHP
208119925 | Mini/Multi Split | Cooper & Hunter | HMSV-A-CB | CHV6-48URBM |  | Mixed Ducted and Non-Ducted Indoor Units | 0 |  | 48000 | 17.5 | 9.28 | 54000 | 38000 | 70.37% | 2.1 | 11.4 | 11.4 |  |  |  |  | R-410A | 4 | Residential & Commercial | VSMSHP
208121934 | Mini/Multi Split | EMI | HMSV-A-CB | MHMZ218DA |  | Mixed Ducted and Non-Ducted Indoor Units | 0 |  | 19000 | 20.5 | 9.55 | 20000 | 19300 | 96.5% | 1.88 | 12 | 12.25 |  |  |  |  | R-410A | 1.5833 | Residential & Commercial | VSMSHP
208121940 | Mini/Multi Split | EMI | HMSV-A-CB | MHMZ436DA |  | Mixed Ducted and Non-Ducted Indoor Units | 0 |  | 36000 | 20.6 | 10.15 | 37000 | 34400 | 92.97% | 1.8 | 12.45 | 12.65 |  |  |  |  | R-410A | 3 | Residential & Commercial | VSMSHP
208121937 | Mini/Multi Split | EMI | HMSV-A-CB | MHMZ327DA |  | Mixed Ducted and Non-Ducted Indoor Units | 0 |  | 28000 | 21.5 | 10.05 | 28000 | 25000 | 89.29% | 1.8 | 12 | 12.1 |  |  |  |  | R-410A | 2.3333 | Residential & Commercial | VSMSHP
208121943 | Mini/Multi Split | EMI | HMSV-A-CB | MHMZ548DA |  | Mixed Ducted and Non-Ducted Indoor Units | 0 |  | 47500 | 21.35 | 9.4 | 49000 | 43500 | 88.78% | 2 | 11.5 | 11.7 |  |  |  |  | R-410A | 3.9583 | Residential & Commercial | VSMSHP
208128299 | Mini/Multi Split | SEA BREEZE+ | HMSV-A-CB | HMZ36H424ZMO |  | Mixed Ducted and Non-Ducted Indoor Units | 0 |  | 36000 | 19.5 | 9.85 | 37000 | 34400 | 92.97% | 1.8 | 11.9 | 12.1 |  |  |  |  | R-410A | 3 | Residential & Commercial | VSMSHP
208128287 | Mini/Multi Split | SEA BREEZE+ | HMSV-A-CB | MZ27H424ZMO |  | Mixed Ducted and Non-Ducted Indoor Units | 0 |  | 24000 | 21.8 | 9.65 | 24000 | 17500 | 72.92% | 1.87 | 12.5 | 12.5 |  |  |  |  | R-410A | 2 | Residential & Commercial | VSMSHP
208128296 | Mini/Multi Split | SEA BREEZE+ | HMSV-A-CB | HMZ28H424ZMO |  | Mixed Ducted and Non-Ducted Indoor Units | 0 |  | 28000 | 21.3 | 9.65 | 28000 | 25000 | 89.29% | 1.8 | 11.5 | 11.75 |  |  |  |  | R-410A | 2.3333 | Residential & Commercial | VSMSHP
208132537 | Mini/Multi Split | LG | HMSV-A-CB | LMU183HV |  | Mixed Ducted and Non-Ducted Indoor Units | 0 |  | 17600 | 20.5 | 9.3 | 21000 | 14900 | 70.95% | 2.06 | 0 | 13 |  |  |  |  | R-410A | 1.4667 | Residential & Commercial | VSMSHP
208132552 | Mini/Multi Split | MDV | HMSV-A-CB | M5OA-55HFN1-M-[X](2) |  | Mixed Ducted and Non-Ducted Indoor Units | 0 |  | 55000 | 20.4 | 9.4 | 55000 | 46000 | 83.64% | 1.9 | 10.5 | 10.5 |  |  |  |  | R-410A | 4.5833 | Residential & Commercial | VSMSHP
208136321 | Mini/Multi Split | MOOVAIR | HMSV-A-CB | DMA55HOM25230X3 |  | Mixed Ducted and Non-Ducted Indoor Units | 0 |  | 55000 | 20.4 | 9.4 | 55000 | 46000 | 83.64% | 1.9 | 10.5 | 10.5 |  |  |  |  | R-410A | 4.5833 | Residential & Commercial | VSMSHP
208284487 | Mini/Multi Split | TRUST AIR CONDITIONERS | HMSV-A-CB | M2H18H/O4S4P |  | Mixed Ducted and Non-Ducted Indoor Units | 0 |  | 19000 | 20.5 | 9.55 | 20000 | 19300 | 96.5% | 1.88 | 12 | 12.25 |  |  |  |  | R-410A | 1.5833 | Residential & Commercial | VSMSHP
208284493 | Mini/Multi Split | TRUST AIR CONDITIONERS | HMSV-A-CB | M4H36H/O4S4P |  | Mixed Ducted and Non-Ducted Indoor Units | 0 |  | 36000 | 20.6 | 10.15 | 37000 | 34400 | 92.97% | 1.8 | 12.45 | 12.65 |  |  |  |  | R-410A | 3 | Residential & Commercial | VSMSHP
208284490 | Mini/Multi Split | TRUST AIR CONDITIONERS | HMSV-A-CB | M3H27H/O4S4P |  | Mixed Ducted and Non-Ducted Indoor Units | 0 |  | 28000 | 21.5 | 10.05 | 28000 | 25000 | 89.29% | 1.8 | 12 | 12.1 |  |  |  |  | R-410A | 2.3333 | Residential & Commercial | VSMSHP
208404155 | Mini/Multi Split | WESTINGHOUSE | HMSV-A-CB-O | WHP18M2A21S |  | Mixed Ducted and Non-Ducted Indoor Units | 0 |  | 18000 | 20 | 9.45 | 20000 | 18000 | 90% | 1.84 | 12 | 12.25 |  |  |  |  | R-410A | 1.5 | Residential & Commercial | VSMSHP
208404159 | Mini/Multi Split | WESTINGHOUSE | HMSV-A-CB-O | WHP36M4A21S |  | Mixed Ducted and Non-Ducted Indoor Units | 0 |  | 32000 | 20.25 | 8.95 | 37000 | 36000 | 97.3% | 1.84 | 12.25 | 12.25 |  |  |  |  | R-410A | 2.6667 | Residential & Commercial | VSMSHP
208404157 | Mini/Multi Split | WESTINGHOUSE | HMSV-A-CB-O | WHP24M3A21S |  | Mixed Ducted and Non-Ducted Indoor Units | 0 |  | 24000 | 21.5 | 8.83 | 24200 | 24000 | 99.17% | 1.84 | 12.3 | 12.3 |  |  |  |  | R-410A | 2 | Residential & Commercial | VSMSHP
208284496 | Mini/Multi Split | TRUST AIR CONDITIONERS | HMSV-A-CB | M5H48H/O4S4P |  | Mixed Ducted and Non-Ducted Indoor Units | 0 |  | 47500 | 21.35 | 9.4 | 49000 | 43500 | 88.78% | 2 | 11.5 | 11.7 |  |  |  |  | R-410A | 3.9583 | Residential & Commercial | VSMSHP
208497430 | Mini/Multi Split | C&H | HMSV-A-CB | CH-HPR55M-230VO |  | Mixed Ducted and Non-Ducted Indoor Units | 0 |  | 55000 | 20.4 | 9.4 | 55000 | 46000 | 83.64% | 1.9 | 10.5 | 10.5 |  |  |  |  | R-410A | 4.5833 | Residential & Commercial | VSMSHP
208404161 | Mini/Multi Split | WESTINGHOUSE | HMSV-A-CB-O | WHP42M5A21S |  | Mixed Ducted and Non-Ducted Indoor Units | 0 |  | 41500 | 19 | 8.88 | 43000 | 36000 | 83.72% | 1.84 | 10.25 | 10.25 |  |  |  |  | R-410A | 3.4583 | Residential & Commercial | VSMSHP
210474660 | Mini/Multi Split | HAIER | HMSV-A-CB | 3U24EH2HD** |  | Mixed Ducted and Non-Ducted Indoor Units | 0 |  | 21600 | 18.25 | 9.85 | 26000 | 20000 | 76.92% | 1.87 | 0 | 11.5 |  |  |  |  | R-410A | 1.8 | Residential & Commercial | VSMSHP
210474661 | Mini/Multi Split | HAIER | HMSV-A-CB | 4U36EH2HD** |  | Mixed Ducted and Non-Ducted Indoor Units | 0 |  | 33200 | 17.35 | 9.05 | 35000 | 25000 | 71.43% | 2 | 0 | 9.05 |  |  |  |  | R-410A | 2.7667 | Residential & Commercial | VSMSHP
210474662 | Mini/Multi Split | GE Appliances | HMSV-A-CB | ASH220NCDD** |  | Mixed Ducted and Non-Ducted Indoor Units | 0 |  | 17600 | 17 | 10 | 22000 | 18200 | 82.73% | 1.92 | 0 | 11.5 |  |  |  |  | R-410A | 1.4667 | Residential & Commercial | VSMSHP
210474663 | Mini/Multi Split | GE Appliances | HMSV-A-CB | ASH324NCDD** |  | Mixed Ducted and Non-Ducted Indoor Units | 0 |  | 21600 | 18.25 | 9.85 | 26000 | 20000 | 76.92% | 1.87 | 0 | 11.5 |  |  |  |  | R-410A | 1.8 | Residential & Commercial | VSMSHP
208650624 | Mini/Multi Split | BLUERIDGE | HMSV-A-CB | BMM55HHC |  | Mixed Ducted and Non-Ducted Indoor Units | 0 |  | 55000 | 19.4 | 9.4 | 55000 | 45500 | 82.73% | 1.85 | 10.5 | 10.5 |  |  |  |  | R-410A | 4.5833 | Residential & Commercial | VSMSHP
208650725 | Mini/Multi Split | HAXXAIR | HMSV-A-CB-O | HVHM-18T2D |  | Mixed Ducted and Non-Ducted Indoor Units | 0 |  | 18000 | 20 | 9.45 | 20000 | 18000 | 90% | 1.84 | 12 | 12.25 |  |  |  |  | R-410A | 1.5 | Residential & Commercial | VSMSHP
208568366 | Mini/Multi Split | MIDEA | HMSV-A-CB | M3OJ-24HFN1-M |  | Mixed Ducted and Non-Ducted Indoor Units | 0 |  | 24000 | 21.8 | 9.65 | 24000 | 17500 | 72.92% | 1.87 | 12.5 | 12.5 |  |  |  |  | R-410A | 2 | Residential & Commercial | VSMSHP
212604261 | Mini/Multi Split | MIDEA | HMSV-A-CB | MDV-V48WMN1T* |  | Mixed Ducted and Non-Ducted Indoor Units | 0 |  | 48000 | 18.15 | 9.15 | 50000 | 35000 | 70% | 1.8 | 0 | 10.2 |  |  |  |  | R-410A | 4 | Residential & Commercial | VSMSHP
212604430 | Mini/Multi Split | DAIKIN | HMSV-A-CB | 3MXLH24WVJU* |  | Mixed Ducted and Non-Ducted Indoor Units | 0 |  | 24000 | 16.5 | 8.4 | 24000 | 20000 | 83.33% | 1.8 | 0 | 10.1 |  |  |  |  | R-410A | 2 | Residential & Commercial | VSMSHP
212604432 | Mini/Multi Split | DAIKIN | HMSV-A-CB | 4MXLH36WVJU* |  | Mixed Ducted and Non-Ducted Indoor Units | 0 |  | 34400 | 18 | 8.3 | 35600 | 35200 | 98.88% | 1.8 | 0 | 10.5 |  |  |  |  | R-410A | 2.8667 | Residential & Commercial | VSMSHP
212608415 | Mini/Multi Split | LENNOX | HMSV-A-CB | VPC036H4M-3PD* |  | Mixed Ducted and Non-Ducted Indoor Units | 0 |  | 36000 | 18.45 | 9.35 | 40000 | 28000 | 70% | 1.8 | 0 | 11.9 |  |  |  |  | R-410A | 3 | Residential & Commercial | VSMSHP
208786097 | Mini/Multi Split | GREE | HMSV-A-CB | GWHD(18)ND3MO |  | Mixed Ducted and Non-Ducted Indoor Units | 0 |  | 17000 | 18.5 | 9 | 18000 | 13800 | 76.67% | 1.8 | 11.5 | 11.5 |  |  |  |  | R-410A | 1.4167 | Residential & Commercial | VSMSHP
208786098 | Mini/Multi Split | GREE | HMSV-A-CB | GWHD(24)ND3MO |  | Mixed Ducted and Non-Ducted Indoor Units | 0 |  | 23200 | 18.5 | 9 | 24000 | 22200 | 92.5% | 1.8 | 11.75 | 11.75 |  |  |  |  | R-410A | 1.9333 | Residential & Commercial | VSMSHP
208786099 | Mini/Multi Split | GREE | HMSV-A-CB | GWHD(30)ND3MO |  | Mixed Ducted and Non-Ducted Indoor Units | 0 |  | 28400 | 18.5 | 9 | 30000 | 24800 | 82.67% | 1.8 | 11.75 | 11.75 |  |  |  |  | R-410A | 2.3667 | Residential & Commercial | VSMSHP
208786100 | Mini/Multi Split | GREE | HMSV-A-CB | GWHD(36)ND3MO |  | Mixed Ducted and Non-Ducted Indoor Units | 0 |  | 34000 | 18.5 | 9 | 36000 | 30000 | 83.33% | 1.8 | 11.5 | 11.5 |  |  |  |  | R-410A | 2.8333 | Residential & Commercial | VSMSHP
208786101 | Mini/Multi Split | GREE | HMSV-A-CB | GWHD(42)ND3MO |  | Mixed Ducted and Non-Ducted Indoor Units | 0 |  | 36000 | 18.5 | 9 | 40000 | 32400 | 81% | 1.8 | 11.5 | 11.5 |  |  |  |  | R-410A | 3 | Residential & Commercial | VSMSHP
208816900 | Mini/Multi Split | SEA BREEZE+ | HMSV-A-CB | HMZ48H424ZMO |  | Mixed Ducted and Non-Ducted Indoor Units | 0 |  | 55000 | 19.4 | 9.4 | 55000 | 45500 | 82.73% | 1.85 | 10.5 | 10.5 |  |  |  |  | R-410A | 4.5833 | Residential & Commercial | VSMSHP
212608418 | Mini/Multi Split | LENNOX | HMSV-A-CB | VPC048H4M-3P* |  | Mixed Ducted and Non-Ducted Indoor Units | 0 |  | 48000 | 18.15 | 9.15 | 50000 | 35000 | 70% | 1.8 | 0 | 10.2 |  |  |  |  | R-410A | 4 | Residential & Commercial | VSMSHP
208816894 | Mini/Multi Split | SEA BREEZE+ | HMSV-A-CB | HMZ18H424ZMO |  | Mixed Ducted and Non-Ducted Indoor Units | 0 |  | 19000 | 19.75 | 9.15 | 20000 | 18500 | 92.5% | 1.83 | 12 | 12.25 |  |  |  |  | R-410A | 1.5833 | Residential & Commercial | VSMSHP
208816897 | Mini/Multi Split | SEA BREEZE+ | HMSV-A-CB | HMZ24H424ZMO |  | Mixed Ducted and Non-Ducted Indoor Units | 0 |  | 24000 | 21.55 | 10.35 | 24000 | 24000 | 100% | 1.8 | 12.15 | 12.4 |  |  |  |  | R-410A | 2 | Residential & Commercial | VSMSHP
209179143 | Mini/Multi Split | LENNOX | HMSV-A-CB | LIZ018HO-210P432-1 |  | Mixed Ducted and Non-Ducted Indoor Units | 0 |  | 17000 | 18.5 | 9 | 18000 | 13800 | 76.67% | 1.8 | 11.5 | 11.5 |  |  |  |  | R-410A | 1.4167 | Residential & Commercial | VSMSHP
209179152 | Mini/Multi Split | LENNOX | HMSV-A-CB | LIZ036HO-210P432-1 |  | Mixed Ducted and Non-Ducted Indoor Units | 0 |  | 34000 | 18.5 | 9 | 36000 | 30000 | 83.33% | 1.8 | 11.5 | 11.5 |  |  |  |  | R-410A | 2.8333 | Residential & Commercial | VSMSHP
209179149 | Mini/Multi Split | LENNOX | HMSV-A-CB | LIZ030HO-210P432-1 |  | Mixed Ducted and Non-Ducted Indoor Units | 0 |  | 28400 | 18.5 | 9 | 30000 | 24800 | 82.67% | 1.8 | 11.75 | 11.75 |  |  |  |  | R-410A | 2.3667 | Residential & Commercial | VSMSHP
209179146 | Mini/Multi Split | LENNOX | HMSV-A-CB | LIZ024HO-210P432-1 |  | Mixed Ducted and Non-Ducted Indoor Units | 0 |  | 23200 | 18.5 | 9 | 24000 | 22200 | 92.5% | 1.8 | 11.75 | 11.75 |  |  |  |  | R-410A | 1.9333 | Residential & Commercial | VSMSHP
209179155 | Mini/Multi Split | LENNOX | HMSV-A-CB | LIZ042HO-210P432-1 |  | Mixed Ducted and Non-Ducted Indoor Units | 0 |  | 36000 | 18.5 | 9 | 40000 | 32400 | 81% | 1.8 | 11.5 | 11.5 |  |  |  |  | R-410A | 3 | Residential & Commercial | VSMSHP
209319640 | Mini/Multi Split | ECO AIR | HMSV-A-CB | M2OI-18HFN1-M |  | Mixed Ducted and Non-Ducted Indoor Units | 0 |  | 19000 | 20.5 | 9.55 | 20000 | 19300 | 96.5% | 1.88 | 12 | 12.25 |  |  |  |  | R-410A | 1.5833 | Residential & Commercial | VSMSHP
209319646 | Mini/Multi Split | ECO AIR | HMSV-A-CB | M4OI-36HFN1-M |  | Mixed Ducted and Non-Ducted Indoor Units | 0 |  | 36000 | 20.6 | 10.15 | 37000 | 34400 | 92.97% | 1.8 | 12.45 | 12.65 |  |  |  |  | R-410A | 3 | Residential & Commercial | VSMSHP
209319649 | Mini/Multi Split | ECO AIR | HMSV-A-CB | M5OG-48HFN1-M-[X] |  | Mixed Ducted and Non-Ducted Indoor Units | 0 |  | 47500 | 21.35 | 9.4 | 49000 | 43500 | 88.78% | 2 | 11.5 | 11.7 |  |  |  |  | R-410A | 3.9583 | Residential & Commercial | VSMSHP
209319643 | Mini/Multi Split | ECO AIR | HMSV-A-CB | M3OI-28HFN1-M |  | Mixed Ducted and Non-Ducted Indoor Units | 0 |  | 28000 | 21.5 | 10.05 | 28000 | 25000 | 89.29% | 1.8 | 12 | 12.1 |  |  |  |  | R-410A | 2.3333 | Residential & Commercial | VSMSHP
209319652 | Mini/Multi Split | ECO AIR | HMSV-A-CB | M5OA-55HFN1-M-[X] |  | Mixed Ducted and Non-Ducted Indoor Units | 0 |  | 55000 | 20.4 | 9.4 | 55000 | 46000 | 83.64% | 1.9 | 10.5 | 10.5 |  |  |  |  | R-410A | 4.5833 | Residential & Commercial | VSMSHP
209416883 | Mini/Multi Split | NOVAIR | HMSV-A-CB | LEA28MZ-3P-35SK-O |  | Mixed Ducted and Non-Ducted Indoor Units | 0 |  | 28000 | 21.3 | 9.65 | 28000 | 25000 | 89.29% | 1.8 | 11.5 | 11.75 |  |  |  |  | R-410A | 2.3333 | Residential & Commercial | VSMSHP
209416886 | Mini/Multi Split | NOVAIR | HMSV-A-CB | LEA20MZ-2P-35SK-O |  | Mixed Ducted and Non-Ducted Indoor Units | 0 |  | 19000 | 19.75 | 9.15 | 20000 | 18500 | 92.5% | 1.83 | 12 | 12.25 |  |  |  |  | R-410A | 1.5833 | Residential & Commercial | VSMSHP
209549028 | Mini/Multi Split | THERMOCORE SYSTEMS | HMSV-A-CB | T423D-H224-C |  | Mixed Ducted and Non-Ducted Indoor Units | 0 |  | 24000 | 22.95 | 9.85 | 24400 | 18200 | 74.59% | 1.9 | 12.8 | 12.95 |  |  |  |  | R-410A | 2 | Residential & Commercial | VSMSHP
209862186 | Mini/Multi Split | KLIMAIRE | HMSV-A-CB | KMIR324-H217-2 |  | Mixed Ducted and Non-Ducted Indoor Units | 0 |  | 24000 | 21.8 | 9.65 | 24000 | 17500 | 72.92% | 1.87 | 12.5 | 12.5 |  |  |  |  | R-410A | 2 | Residential & Commercial | VSMSHP
212615020 | Mini/Multi Split | Relief Sciences | HMSV-A-CB | LANG18OD35-2 |  | Mixed Ducted and Non-Ducted Indoor Units | 0 |  | 19000 | 19.75 | 9.15 | 20000 | 18500 | 92.5% | 1.83 | 12 | 12.25 |  |  |  |  | R-410A | 1.5833 | Residential & Commercial | VSMSHP
212615021 | Mini/Multi Split | Relief Sciences | HMSV-A-CB | LANG36OD35-4 |  | Mixed Ducted and Non-Ducted Indoor Units | 0 |  | 36000 | 19.5 | 9.85 | 37000 | 34400 | 92.97% | 1.8 | 11.9 | 12.1 |  |  |  |  | R-410A | 3 | Residential & Commercial | VSMSHP
212615022 | Mini/Multi Split | Relief Sciences | HMSV-A-CB | LANG27OD35-3 |  | Mixed Ducted and Non-Ducted Indoor Units | 0 |  | 28000 | 21.3 | 9.65 | 28000 | 25000 | 89.29% | 1.8 | 11.5 | 11.75 |  |  |  |  | R-410A | 2.3333 | Residential & Commercial | VSMSHP
213286783 | Mini/Multi Split | Wells | HMSV-A-CB | WMCA-48HFMO |  | Mixed Ducted and Non-Ducted Indoor Units | 0 |  | 47500 | 21.05 | 9.4 | 49000 | 43500 | 88.78% | 2 | 11.2 | 11.35 |  |  |  |  | R-410A | 3.9583 | Residential & Commercial | VSMSHP
213286780 | Mini/Multi Split | Wells | HMSV-A-CB | WMCA-27HFMO |  | Mixed Ducted and Non-Ducted Indoor Units | 0 |  | 27000 | 19.75 | 9.8 | 27000 | 27000 | 100% | 1.8 | 0 | 11.8 |  |  |  |  | R-410A | 2.25 | Residential & Commercial | VSMSHP
213286777 | Mini/Multi Split | Wells | HMSV-A-CB | WMCA-18HFMO |  | Mixed Ducted and Non-Ducted Indoor Units | 0 |  | 19000 | 19.75 | 9.15 | 20000 | 18500 | 92.5% | 1.83 | 12 | 12.25 |  |  |  |  | R-410A | 1.5833 | Residential & Commercial | VSMSHP
213301879 | Mini/Multi Split | MDV | HMSV-A-CB | M4OX630-36HFN1-M1X* |  | Mixed Ducted and Non-Ducted Indoor Units | 0 |  | 36000 | 20.9 | 10.45 | 36000 | 36400 | 101.1% | 1.95 | 0 | 12.25 |  |  |  |  | R-410A | 3 | Residential & Commercial | VSMSHP
213301880 | Mini/Multi Split | MDV | HMSV-A-CB | M4OX630-36HFN1-M1X |  | Mixed Ducted and Non-Ducted Indoor Units | 0 |  | 36000 | 20.2 | 10.45 | 36000 | 36000 | 100% | 1.93 | 0 | 12 |  |  |  |  | R-410A | 3 | Residential & Commercial | VSMSHP
215415540 | Mini/Multi Split | Durastar | HMSV-A-CB | DRA6U48M2A |  | Mixed Ducted and Non-Ducted Indoor Units | 0 |  | 45000 | 20.85 | 10.3 | 47500 | 37000 | 77.89% | 2.1 | 0 | 11.85 |  |  |  |  | R-454B | 3.75 | Residential & Commercial | VSMSHP
215415534 | Mini/Multi Split | Durastar | HMSV-A-CB | DRA6H48M2A |  | Mixed Ducted and Non-Ducted Indoor Units | 0 |  | 46000 | 20.8 | 10.6 | 48500 | 48000 | 98.97% | 2 | 0 | 11.85 |  |  |  |  | R-454B | 3.8333 | Residential & Commercial | VSMSHP
215415537 | Mini/Multi Split | Durastar | HMSV-A-CB | DRA6H55M2A |  | Mixed Ducted and Non-Ducted Indoor Units | 0 |  | 52000 | 20.7 | 10.65 | 55000 | 48000 | 87.27% | 2.05 | 0 | 11.85 |  |  |  |  | R-454B | 4.3333 | Residential & Commercial | VSMSHP
212615090 | Mini/Multi Split | YONAN | HMSV-A-CB | YSMO-24HFN1 |  | Mixed Ducted and Non-Ducted Indoor Units | 0 |  | 24000 | 21.8 | 9.65 | 24000 | 17500 | 72.92% | 1.87 | 12.5 | 12.5 |  |  |  |  | R-410A | 2 | Residential & Commercial | VSMSHP
209864941 | Mini/Multi Split | CTMorley | HMSV-A-CB | MOU-5A55H-2 |  | Mixed Ducted and Non-Ducted Indoor Units | 0 |  | 55000 | 19.4 | 9.4 | 55000 | 45500 | 82.73% | 1.85 | 10.5 | 10.5 |  |  |  |  | R-410A | 4.5833 | Residential & Commercial | VSMSHP
216497946 | Mini/Multi Split | AC PRO | HMSV-A-CB | MHPC-H-027BMB |  | Mixed Ducted and Non-Ducted Indoor Units | 0 |  | 26800 | 23 | 9.25 | 26800 | 18900 | 70.52% | 2 | 0 | 12.5 |  |  |  |  | R-454B | 2.2333 | Residential & Commercial | VSMSHP
216497943 | Mini/Multi Split | AC PRO | HMSV-A-CB | MHPC-H-018BMB |  | Mixed Ducted and Non-Ducted Indoor Units | 0 |  | 18000 | 22.55 | 9.9 | 19000 | 14000 | 73.68% | 2.3 | 0 | 13 |  |  |  |  | R-454B | 1.5 | Residential & Commercial | VSMSHP
216497949 | Mini/Multi Split | AC PRO | HMSV-A-CB | MHPC-H-036BMB |  | Mixed Ducted and Non-Ducted Indoor Units | 0 |  | 35400 | 22 | 9.35 | 37000 | 26000 | 70.27% | 2 | 0 | 11.85 |  |  |  |  | R-454B | 2.95 | Residential & Commercial | VSMSHP
216497952 | Mini/Multi Split | AC PRO | HMSV-A-CB | MHPC-H-048BMB |  | Mixed Ducted and Non-Ducted Indoor Units | 0 |  | 46000 | 22.2 | 10.45 | 47500 | 37000 | 77.89% | 2.05 | 0 | 12.25 |  |  |  |  | R-454B | 3.8333 | Residential & Commercial | VSMSHP
216505499 | Mini/Multi Split | MOOVAIR | HMSV-A-CB | MXHSA1832AN1 |  | Mixed Ducted and Non-Ducted Indoor Units | 0 |  | 18000 | 22.55 | 9.9 | 19000 | 14000 | 73.68% | 2.3 | 0 | 13 |  |  |  |  | R-454B | 1.5 | Residential & Commercial | VSMSHP
216505502 | Mini/Multi Split | ELIOS | HMSV-A-CB | EXHSA1832AN1 |  | Mixed Ducted and Non-Ducted Indoor Units | 0 |  | 18000 | 21.5 | 10 | 19000 | 14000 | 73.68% | 2.25 | 0 | 12.25 |  |  |  |  | R-454B | 1.5 | Residential & Commercial | VSMSHP
216505929 | Mini/Multi Split | Mitsubishi Electric | HMSV-A-CB | MXZ-3D24NL*** |  | Mixed Ducted and Non-Ducted Indoor Units | 0 |  | 22800 | 18 | 9.3 | 25200 | 19800 | 78.57% | 2.02 | 0 | 12.7 |  |  |  |  | R-454B | 1.9 | Residential & Commercial | VSMSHP
216505930 | Mini/Multi Split | Mitsubishi Electric | HMSV-A-CB | MXZ-4D30NL*** |  | Mixed Ducted and Non-Ducted Indoor Units | 0 |  | 28000 | 18.55 | 9.4 | 28000 | 19800 | 70.71% | 2.02 | 0 | 11.3 |  |  |  |  | R-454B | 2.3333 | Residential & Commercial | VSMSHP
216505931 | Mini/Multi Split | Mitsubishi Electric | HMSV-A-CB | MXZ-2D20NLHZ*** |  | Mixed Ducted and Non-Ducted Indoor Units | 0 |  | 19000 | 16.8 | 8.95 | 22000 | 22000 | 100% | 1.98 | 0 | 12.3 |  |  |  |  | R-454B | 1.5833 | Residential & Commercial | VSMSHP
216505941 | Mini/Multi Split | Mitsubishi Electric | HMSV-A-CB | MXZ-3D24NLHZ*** |  | Mixed Ducted and Non-Ducted Indoor Units | 0 |  | 22800 | 17.2 | 9 | 24800 | 24800 | 100% | 1.84 | 0 | 11.5 |  |  |  |  | R-454B | 1.9 | Residential & Commercial | VSMSHP
216505942 | Mini/Multi Split | Mitsubishi Electric | HMSV-A-CB | MXZ-3D30NLHZ*** |  | Mixed Ducted and Non-Ducted Indoor Units | 0 |  | 27800 | 18 | 9 | 28000 | 28000 | 100% | 1.82 | 0 | 10.9 |  |  |  |  | R-454B | 2.3167 | Residential & Commercial | VSMSHP
216775672 | Mini/Multi Split | KADEN | HMSV-A-CB | KOB-HH-PS655HP-2AAMA |  | Mixed Ducted and Non-Ducted Indoor Units | 0 |  | 52000 | 21.1 | 10.6 | 55000 | 47500 | 86.36% | 2.05 | 0 | 11.85 |  |  |  |  | R-454B | 4.3333 | Residential & Commercial | VSMSHP
216797991 | Mini/Multi Split | ET-BRAND-01 | HMSR-A-CB | MICH_VSMSHP_COND1 |  | Mixed Ducted and Non-Ducted Indoor Units | 0 |  | 36000 | 19 | 9 | 36000 | 34000 | 94.44% | 1.84 | 0 | 11.8 |  |  |  |  | R-32 | 3 | Residential & Commercial | VSMSHP
216775648 | Mini/Multi Split | KADEN | HMSV-A-CB | KOB-PS427HP-2AAMA |  | Mixed Ducted and Non-Ducted Indoor Units | 0 |  | 26800 | 23 | 9.25 | 26800 | 18900 | 70.52% | 2 | 0 | 12.5 |  |  |  |  | R-454B | 2.2333 | Residential & Commercial | VSMSHP
216775651 | Mini/Multi Split | KADEN | HMSV-A-CB | KOB-PS536HP-2AAMA |  | Mixed Ducted and Non-Ducted Indoor Units | 0 |  | 35400 | 22 | 9.35 | 37000 | 26000 | 70.27% | 2 | 0 | 11.85 |  |  |  |  | R-454B | 2.95 | Residential & Commercial | VSMSHP
216775660 | Mini/Multi Split | KADEN | HMSV-A-CB | KOB-HH-PS318HP-2AAMA |  | Mixed Ducted and Non-Ducted Indoor Units | 0 |  | 19000 | 22.5 | 10.2 | 20000 | 18500 | 92.5% | 2 | 0 | 14 |  |  |  |  | R-454B | 1.5833 | Residential & Commercial | VSMSHP
216775654 | Mini/Multi Split | KADEN | HMSV-A-CB | KOB-PS648HP-2AAMA |  | Mixed Ducted and Non-Ducted Indoor Units | 0 |  | 46000 | 22.2 | 10.45 | 47500 | 37000 | 77.89% | 2.05 | 0 | 12.25 |  |  |  |  | R-454B | 3.8333 | Residential & Commercial | VSMSHP
216775663 | Mini/Multi Split | KADEN | HMSV-A-CB | KOB-HH-PS427HP-2AAMA |  | Mixed Ducted and Non-Ducted Indoor Units | 0 |  | 27400 | 21 | 10 | 27400 | 27000 | 98.54% | 2 | 0 | 12.25 |  |  |  |  | R-454B | 2.2833 | Residential & Commercial | VSMSHP
216775669 | Mini/Multi Split | KADEN | HMSV-A-CB | KOB-HH-PS648HP-2AAMA |  | Mixed Ducted and Non-Ducted Indoor Units | 0 |  | 47000 | 21.7 | 11 | 48500 | 47500 | 97.94% | 2 | 0 | 11.85 |  |  |  |  | R-454B | 3.9167 | Residential & Commercial | VSMSHP
216775666 | Mini/Multi Split | KADEN | HMSV-A-CB | KOB-HH-PS536HP-2AAMA |  | Mixed Ducted and Non-Ducted Indoor Units | 0 |  | 36000 | 21.2 | 10.55 | 36000 | 37000 | 102.8% | 2 | 0 | 12.5 |  |  |  |  | R-454B | 3 | Residential & Commercial | VSMSHP
216797280 | Mini/Multi Split | Mitsubishi Electric | HMSV-A-CB | PUMY-L36NKMU*** |  | Mixed Ducted and Non-Ducted Indoor Units | 0 |  | 36000 | 20.6 | 10.5 | 41000 | 29000 | 70.73% | 2.08 | 0 | 12.05 |  |  |  |  | R-454B | 3 | Residential & Commercial | VSMSHP
216797283 | Mini/Multi Split | Mitsubishi Electric | HMSV-A-CB | PUMY-HL36NKMU*** |  | Mixed Ducted and Non-Ducted Indoor Units | 0 |  | 36000 | 20.35 | 11.25 | 42000 | 42000 | 100% | 1.92 | 0 | 12.7 |  |  |  |  | R-454B | 3 | Residential & Commercial | VSMSHP
216797286 | Mini/Multi Split | Mitsubishi Electric | HMSV-A-CB | PUMY-HL42NKMU*** |  | Mixed Ducted and Non-Ducted Indoor Units | 0 |  | 42000 | 19.5 | 10.55 | 48000 | 48000 | 100% | 1.92 | 0 | 11.9 |  |  |  |  | R-454B | 3.5 | Residential & Commercial | VSMSHP
216797292 | Mini/Multi Split | Mitsubishi Electric | HMSV-A-CB | PUMY-HL48NKMU*** |  | Mixed Ducted and Non-Ducted Indoor Units | 0 |  | 48000 | 20.5 | 10.75 | 54000 | 54000 | 100% | 1.9 | 0 | 11.55 |  |  |  |  | R-454B | 4 | Residential & Commercial | VSMSHP
216797289 | Mini/Multi Split | Mitsubishi Electric | HMSV-A-CB | PUMY-L48NKMU*** |  | Mixed Ducted and Non-Ducted Indoor Units | 0 |  | 48000 | 20 | 9.95 | 50000 | 35400 | 70.8% | 2.02 | 0 | 10.2 |  |  |  |  | R-454B | 4 | Residential & Commercial | VSMSHP
216797295 | Mini/Multi Split | Mitsubishi Electric | HMSV-A-CB | PUMY-L60NKMU*** |  | Mixed Ducted and Non-Ducted Indoor Units | 0 |  | 60000 | 18.2 | 10 | 66000 | 46500 | 70.45% | 1.9 | 0 | 10.7 |  |  |  |  | R-454B | 5 | Residential & Commercial | VSMSHP
216598390 | Mini/Multi Split | NG Trade | HMSV-A-CB | MOBMH180D |  | Mixed Ducted and Non-Ducted Indoor Units | 0 |  | 18000 | 21.5 | 10 | 19000 | 14000 | 73.68% | 2.25 | 0 | 12.25 |  |  |  |  | R-454B | 1.5 | Residential & Commercial | VSMSHP
216901534 | Mini/Multi Split | SAMSUNG | HMSV-A-CB | AM048FCMDCG |  | Mixed Ducted and Non-Ducted Indoor Units | 0 |  | 48000 | 20.15 | 10.25 | 54000 | 38000 | 70.37% | 2.15 | 0 | 12.05 |  |  |  |  | R-32 | 4 | Residential & Commercial | VSMSHP
216617675 | Mini/Multi Split | Stelpro | HMSV-A-CB | SMZ3B1-H27A-O |  | Mixed Ducted and Non-Ducted Indoor Units | 0 |  | 27400 | 21 | 10 | 27400 | 27000 | 98.54% | 2 | 0 | 12.25 |  |  |  |  | R-454B | 2.2833 | Residential & Commercial | VSMSHP
216617681 | Mini/Multi Split | Stelpro | HMSV-A-CB | SMZ5B1-H48A-O |  | Mixed Ducted and Non-Ducted Indoor Units | 0 |  | 47000 | 21.7 | 11 | 48500 | 47500 | 97.94% | 2 | 0 | 11.85 |  |  |  |  | R-454B | 3.9167 | Residential & Commercial | VSMSHP
216617678 | Mini/Multi Split | Stelpro | HMSV-A-CB | SMZ4B1-H36A-O |  | Mixed Ducted and Non-Ducted Indoor Units | 0 |  | 36000 | 21.2 | 10.55 | 36000 | 37000 | 102.8% | 2 | 0 | 12.5 |  |  |  |  | R-454B | 3 | Residential & Commercial | VSMSHP
216617684 | Mini/Multi Split | Stelpro | HMSV-A-CB | SMZ5B1-H55A-O |  | Mixed Ducted and Non-Ducted Indoor Units | 0 |  | 52000 | 21.1 | 10.6 | 55000 | 47500 | 86.36% | 2.05 | 0 | 11.85 |  |  |  |  | R-454B | 4.3333 | Residential & Commercial | VSMSHP
216617687 | Mini/Multi Split | Stelpro | HMSV-A-CB | SMZ2B1V-H18A-O |  | Mixed Ducted and Non-Ducted Indoor Units | 0 |  | 19000 | 22.5 | 10.2 | 20000 | 18500 | 92.5% | 2 | 0 | 14 |  |  |  |  | R-454B | 1.5833 | Residential & Commercial | VSMSHP
216617696 | Mini/Multi Split | Stelpro | HMSV-A-CB | SMZ5B1V-H48A-O |  | Mixed Ducted and Non-Ducted Indoor Units | 0 |  | 47000 | 21.7 | 11 | 48500 | 47500 | 97.94% | 2 | 0 | 11.85 |  |  |  |  | R-454B | 3.9167 | Residential & Commercial | VSMSHP
216617693 | Mini/Multi Split | Stelpro | HMSV-A-CB | SMZ4B1V-H36A-O |  | Mixed Ducted and Non-Ducted Indoor Units | 0 |  | 36000 | 21.2 | 10.55 | 36000 | 37000 | 102.8% | 2 | 0 | 12.5 |  |  |  |  | R-454B | 3 | Residential & Commercial | VSMSHP
216617690 | Mini/Multi Split | Stelpro | HMSV-A-CB | SMZ3B1V-H27A-O |  | Mixed Ducted and Non-Ducted Indoor Units | 0 |  | 27400 | 21 | 10 | 27400 | 27000 | 98.54% | 2 | 0 | 12.25 |  |  |  |  | R-454B | 2.2833 | Residential & Commercial | VSMSHP
216618249 | Mini/Multi Split | Hisense | HMSR-A-CB | AVW-36F3DAH2 |  | Mixed Ducted and Non-Ducted Indoor Units | 0 |  | 36000 | 20.25 | 10.45 | 42000 | 42000 | 100% | 2.28 | 0 | 12.75 |  |  |  |  | R-32 | 3 | Residential & Commercial | VSMSHP
216618252 | Mini/Multi Split | Hisense | HMSR-A-CB | AVW-48F3DAH2 |  | Mixed Ducted and Non-Ducted Indoor Units | 0 |  | 48000 | 19.5 | 10.45 | 54000 | 54000 | 100% | 2.13 | 0 | 12 |  |  |  |  | R-32 | 4 | Residential & Commercial | VSMSHP
216618255 | Mini/Multi Split | Hisense | HMSR-A-CB | AVW-60F3DAH2 |  | Mixed Ducted and Non-Ducted Indoor Units | 0 |  | 60000 | 19.25 | 10.55 | 63000 | 63000 | 100% | 2.2 | 0 | 10.75 |  |  |  |  | R-32 | 5 | Residential & Commercial | VSMSHP
216617699 | Mini/Multi Split | Stelpro | HMSV-A-CB | SMZ5B1V-H55A-O |  | Mixed Ducted and Non-Ducted Indoor Units | 0 |  | 52000 | 21.1 | 10.6 | 55000 | 47500 | 86.36% | 2.05 | 0 | 11.85 |  |  |  |  | R-454B | 4.3333 | Residential & Commercial | VSMSHP
216619382 | Mini/Multi Split | AC PRO.COM | HMSV-A-CB | MHPC-D-018BMC |  | Mixed Ducted and Non-Ducted Indoor Units | 0 |  | 18000 | 19 | 9 | 18000 | 13700 | 76.11% | 1.8 | 0 | 11.8 |  |  |  |  | R-32 | 1.5 | Residential & Commercial | VSMSHP
216618258 | Mini/Multi Split | TOSOT | HMSV-A-CB | TM48D6MO |  | Mixed Ducted and Non-Ducted Indoor Units | 0 |  | 48000 | 19 | 9 | 48000 | 37000 | 77.08% | 1.84 | 0 | 11.8 |  |  |  |  | R-32 | 4 | Residential & Commercial | VSMSHP
216619387 | Mini/Multi Split | AC PRO.COM | HMSV-A-CB | MHPC-D-024BMC |  | Mixed Ducted and Non-Ducted Indoor Units | 0 |  | 24000 | 19 | 9 | 24000 | 21600 | 90% | 1.8 | 0 | 12.2 |  |  |  |  | R-32 | 2 | Residential & Commercial | VSMSHP
216619388 | Mini/Multi Split | AC PRO.COM | HMSV-A-CB | MHPC-D-030BMC |  | Mixed Ducted and Non-Ducted Indoor Units | 0 |  | 28400 | 19 | 9 | 30000 | 26400 | 88% | 1.81 | 0 | 12.2 |  |  |  |  | R-32 | 2.3667 | Residential & Commercial | VSMSHP
216619389 | Mini/Multi Split | AC PRO.COM | HMSV-A-CB | MHPC-D-036BMC |  | Mixed Ducted and Non-Ducted Indoor Units | 0 |  | 36000 | 19 | 9 | 36000 | 34000 | 94.44% | 1.84 | 0 | 11.8 |  |  |  |  | R-32 | 3 | Residential & Commercial | VSMSHP
216619390 | Mini/Multi Split | AC PRO.COM | HMSV-A-CB | MHPC-D-042BMC |  | Mixed Ducted and Non-Ducted Indoor Units | 0 |  | 42000 | 19 | 9 | 42000 | 37000 | 88.1% | 1.84 | 0 | 12.2 |  |  |  |  | R-32 | 3.5 | Residential & Commercial | VSMSHP
216623558 | Mini/Multi Split | MAINLINE | HMSV-A-CB | ML27HP230MUL-O* |  | Mixed Ducted and Non-Ducted Indoor Units | 0 |  | 26800 | 23 | 9.25 | 26800 | 18900 | 70.52% | 2 | 0 | 12.5 |  |  |  |  | R-454B | 2.2333 | Residential & Commercial | VSMSHP
216623555 | Mini/Multi Split | MAINLINE | HMSV-A-CB | ML18HP230MUL-O* |  | Mixed Ducted and Non-Ducted Indoor Units | 0 |  | 18000 | 22.55 | 9.9 | 19000 | 14000 | 73.68% | 2.3 | 0 | 13 |  |  |  |  | R-454B | 1.5 | Residential & Commercial | VSMSHP
216623561 | Mini/Multi Split | MAINLINE | HMSV-A-CB | ML36HP230MUL-O* |  | Mixed Ducted and Non-Ducted Indoor Units | 0 |  | 35400 | 22 | 9.35 | 37000 | 26000 | 70.27% | 2 | 0 | 11.85 |  |  |  |  | R-454B | 2.95 | Residential & Commercial | VSMSHP
216623564 | Mini/Multi Split | MAINLINE | HMSV-A-CB | ML48HP230MUL-O* |  | Mixed Ducted and Non-Ducted Indoor Units | 0 |  | 46000 | 22.2 | 10.45 | 47500 | 37000 | 77.89% | 2.05 | 0 | 12.25 |  |  |  |  | R-454B | 3.8333 | Residential & Commercial | VSMSHP
216623573 | Mini/Multi Split | MAINLINE | HMSV-A-CB | ML36HP230MULH-O* |  | Mixed Ducted and Non-Ducted Indoor Units | 0 |  | 36000 | 21.2 | 10.55 | 36000 | 37000 | 102.8% | 2 | 0 | 12.5 |  |  |  |  | R-454B | 3 | Residential & Commercial | VSMSHP
216623570 | Mini/Multi Split | MAINLINE | HMSV-A-CB | ML27HP230MULH-O* |  | Mixed Ducted and Non-Ducted Indoor Units | 0 |  | 27400 | 21 | 10 | 27400 | 27000 | 98.54% | 2 | 0 | 12.25 |  |  |  |  | R-454B | 2.2833 | Residential & Commercial | VSMSHP
216623567 | Mini/Multi Split | MAINLINE | HMSV-A-CB | ML18HP230MULH-O* |  | Mixed Ducted and Non-Ducted Indoor Units | 0 |  | 19000 | 22.5 | 10.2 | 20000 | 18500 | 92.5% | 2 | 0 | 14 |  |  |  |  | R-454B | 1.5833 | Residential & Commercial | VSMSHP
216623576 | Mini/Multi Split | MAINLINE | HMSV-A-CB | ML48HP230MULH-O* |  | Mixed Ducted and Non-Ducted Indoor Units | 0 |  | 47000 | 21.7 | 11 | 48500 | 47500 | 97.94% | 2 | 0 | 11.85 |  |  |  |  | R-454B | 3.9167 | Residential & Commercial | VSMSHP
216623579 | Mini/Multi Split | MAINLINE | HMSV-A-CB | ML55HP230MULH-O* |  | Mixed Ducted and Non-Ducted Indoor Units | 0 |  | 52000 | 21.1 | 10.6 | 55000 | 47500 | 86.36% | 2.05 | 0 | 11.85 |  |  |  |  | R-454B | 4.3333 | Residential & Commercial | VSMSHP
216623788 | Mini/Multi Split | FRANKLIN | HMSV-A-CB | MST283F25MHAA |  | Mixed Ducted and Non-Ducted Indoor Units | 0 |  | 28000 | 21.5 | 10.05 | 28000 | 25000 | 89.29% | 1.8 | 12 | 12.1 |  |  |  |  | R-410A | 2.3333 | Residential & Commercial | VSMSHP
216626017 | Mini/Multi Split | SLIMAIR | HMSV-A-CB | SHC2Z18AH2AG |  | Mixed Ducted and Non-Ducted Indoor Units | 0 |  | 19000 | 20.5 | 10 | 20000 | 18000 | 90% | 2 | 0 | 13 |  |  |  |  | R-454B | 1.5833 | Residential & Commercial | VSMSHP
216626026 | Mini/Multi Split | SLIMAIR | HMSV-A-CB | SHC5Z48AH2AG |  | Mixed Ducted and Non-Ducted Indoor Units | 0 |  | 46000 | 20.8 | 10.6 | 48500 | 48000 | 98.97% | 2 | 0 | 11.85 |  |  |  |  | R-454B | 3.8333 | Residential & Commercial | VSMSHP
216626023 | Mini/Multi Split | SLIMAIR | HMSV-A-CB | SHC4Z36AH2AG |  | Mixed Ducted and Non-Ducted Indoor Units | 0 |  | 36000 | 20.45 | 10.85 | 36000 | 37400 | 103.9% | 1.95 | 0 | 12.1 |  |  |  |  | R-454B | 3 | Residential & Commercial | VSMSHP
216626020 | Mini/Multi Split | SLIMAIR | HMSV-A-CB | SHC3Z27AH2AG |  | Mixed Ducted and Non-Ducted Indoor Units | 0 |  | 27400 | 20 | 9.75 | 27400 | 27000 | 98.54% | 1.95 | 0 | 12 |  |  |  |  | R-454B | 2.2833 | Residential & Commercial | VSMSHP
216623791 | Mini/Multi Split | GOODMAN | HMSV-A-CB | MST283G22MHAA |  | Mixed Ducted and Non-Ducted Indoor Units | 0 |  | 28000 | 21.3 | 9.65 | 28000 | 25000 | 89.29% | 1.8 | 11.5 | 11.75 |  |  |  |  | R-410A | 2.3333 | Residential & Commercial | VSMSHP
216626029 | Mini/Multi Split | SLIMAIR | HMSV-A-CB | SHC5Z55AH2AG |  | Mixed Ducted and Non-Ducted Indoor Units | 0 |  | 52000 | 20.7 | 10.65 | 55000 | 48000 | 87.27% | 2.05 | 0 | 11.85 |  |  |  |  | R-454B | 4.3333 | Residential & Commercial | VSMSHP
216684172 | Mini/Multi Split | ZEPHYR | HMSV-A-CB-O | ZE-536M425 |  | Mixed Ducted and Non-Ducted Indoor Units | 0 |  | 36000 | 20.5 | 9.5 | 36000 | 34200 | 95% | 1.87 | 0 | 12.85 |  |  |  |  | R-454B | 3 | Residential & Commercial | VSMSHP
216683822 | Mini/Multi Split | DIRECT AIR | HMSV-A-CB | DIRM4-27DA25-3Z* |  | Mixed Ducted and Non-Ducted Indoor Units | 0 |  | 26800 | 23 | 9.25 | 26800 | 18900 | 70.52% | 2 | 0 | 12.5 |  |  |  |  | R-454B | 2.2333 | Residential & Commercial | VSMSHP
216684163 | Mini/Multi Split | ZEPHYR | HMSV-A-CB-O | ZE-518M225 |  | Mixed Ducted and Non-Ducted Indoor Units | 0 |  | 18000 | 19.75 | 9.7 | 18000 | 17400 | 96.67% | 1.96 | 0 | 12.65 |  |  |  |  | R-454B | 1.5 | Residential & Commercial | VSMSHP
216684166 | Mini/Multi Split | ZEPHYR | HMSV-A-CB-O | ZE-527M325 |  | Mixed Ducted and Non-Ducted Indoor Units | 0 |  | 27000 | 20.5 | 9.4 | 27000 | 26600 | 98.52% | 1.82 | 0 | 12.2 |  |  |  |  | R-454B | 2.25 | Residential & Commercial | VSMSHP
216684169 | Mini/Multi Split | ZEPHYR | HMSV-A-CB-O | ZE-542M525 |  | Mixed Ducted and Non-Ducted Indoor Units | 0 |  | 42000 | 20 | 9.15 | 46500 | 35000 | 75.27% | 1.87 | 0 | 11.8 |  |  |  |  | R-454B | 3.5 | Residential & Commercial | VSMSHP
216598393 | Mini/Multi Split | NG Trade | HMSV-A-CB | MOBMH270D |  | Mixed Ducted and Non-Ducted Indoor Units | 0 |  | 26200 | 22 | 9.25 | 26800 | 18900 | 70.52% | 2 | 0 | 12.1 |  |  |  |  | R-454B | 2.1833 | Residential & Commercial | VSMSHP
216598396 | Mini/Multi Split | NG Trade | HMSV-A-CB | MOBMH360D |  | Mixed Ducted and Non-Ducted Indoor Units | 0 |  | 35000 | 21.55 | 9.6 | 37000 | 26000 | 70.27% | 2 | 0 | 11.85 |  |  |  |  | R-454B | 2.9167 | Residential & Commercial | VSMSHP
216598399 | Mini/Multi Split | NG Trade | HMSV-A-CB | MOBMH480D |  | Mixed Ducted and Non-Ducted Indoor Units | 0 |  | 45000 | 20.85 | 10.3 | 47500 | 37000 | 77.89% | 2.1 | 0 | 11.85 |  |  |  |  | R-454B | 3.75 | Residential & Commercial | VSMSHP
216980912 | Mini/Multi Split | InfinityLiving | HMSV-A-CB | EZ-27Z-M3B |  | Mixed Ducted and Non-Ducted Indoor Units | 0 |  | 26000 | 21.5 | 9.25 | 26400 | 18700 | 70.83% | 2.05 | 0 | 12 |  |  |  |  | R-454B | 2.1667 | Residential & Commercial | VSMSHP
216980922 | Mini/Multi Split | DIYCOOL | HMSV-A-CB | EZ-27Z-M3B |  | Mixed Ducted and Non-Ducted Indoor Units | 0 |  | 26000 | 21.5 | 9.25 | 26400 | 18700 | 70.83% | 2.05 | 0 | 12 |  |  |  |  | R-454B | 2.1667 | Residential & Commercial | VSMSHP
216980918 | Mini/Multi Split | InfinityLiving | HMSV-A-CB | EZ-48Z-M5B |  | Mixed Ducted and Non-Ducted Indoor Units | 0 |  | 43000 | 20.9 | 10.25 | 47500 | 37000 | 77.89% | 2 | 0 | 12 |  |  |  |  | R-454B | 3.5833 | Residential & Commercial | VSMSHP
216980915 | Mini/Multi Split | InfinityLiving | HMSV-A-CB | EZ-36Z-M4B |  | Mixed Ducted and Non-Ducted Indoor Units | 0 |  | 33400 | 21 | 9.7 | 36000 | 25200 | 70% | 2 | 0 | 11.85 |  |  |  |  | R-454B | 2.7833 | Residential & Commercial | VSMSHP
216980925 | Mini/Multi Split | DIYCOOL | HMSV-A-CB | EZ-36Z-M4B |  | Mixed Ducted and Non-Ducted Indoor Units | 0 |  | 33400 | 21 | 9.7 | 36000 | 25200 | 70% | 2 | 0 | 11.85 |  |  |  |  | R-454B | 2.7833 | Residential & Commercial | VSMSHP
216980928 | Mini/Multi Split | DIYCOOL | HMSV-A-CB | EZ-48Z-M5B |  | Mixed Ducted and Non-Ducted Indoor Units | 0 |  | 43000 | 20.9 | 10.25 | 47500 | 37000 | 77.89% | 2 | 0 | 12 |  |  |  |  | R-454B | 3.5833 | Residential & Commercial | VSMSHP
216980932 | Mini/Multi Split | PolarWave | HMSV-A-CB | EZ-27Z-M3B |  | Mixed Ducted and Non-Ducted Indoor Units | 0 |  | 26000 | 21.5 | 9.25 | 26400 | 18700 | 70.83% | 2.05 | 0 | 12 |  |  |  |  | R-454B | 2.1667 | Residential & Commercial | VSMSHP
216980938 | Mini/Multi Split | PolarWave | HMSV-A-CB | EZ-48Z-M5B |  | Mixed Ducted and Non-Ducted Indoor Units | 0 |  | 43000 | 20.9 | 10.25 | 47500 | 37000 | 77.89% | 2 | 0 | 12 |  |  |  |  | R-454B | 3.5833 | Residential & Commercial | VSMSHP
216980935 | Mini/Multi Split | PolarWave | HMSV-A-CB | EZ-36Z-M4B |  | Mixed Ducted and Non-Ducted Indoor Units | 0 |  | 33400 | 21 | 9.7 | 36000 | 25200 | 70% | 2 | 0 | 11.85 |  |  |  |  | R-454B | 2.7833 | Residential & Commercial | VSMSHP
216980942 | Mini/Multi Split | 1HVAC | HMSV-A-CB | EZ-27Z-M3B |  | Mixed Ducted and Non-Ducted Indoor Units | 0 |  | 26000 | 21.5 | 9.25 | 26400 | 18700 | 70.83% | 2.05 | 0 | 12 |  |  |  |  | R-454B | 2.1667 | Residential & Commercial | VSMSHP
216980945 | Mini/Multi Split | 1HVAC | HMSV-A-CB | EZ-36Z-M4B |  | Mixed Ducted and Non-Ducted Indoor Units | 0 |  | 33400 | 21 | 9.7 | 36000 | 25200 | 70% | 2 | 0 | 11.85 |  |  |  |  | R-454B | 2.7833 | Residential & Commercial | VSMSHP
216997604 | Mini/Multi Split | BLUERIDGE | HMSV-A-CB | BXM1A18SC0 |  | Mixed Ducted and Non-Ducted Indoor Units | 0 |  | 18000 | 22.55 | 9.9 | 19000 | 14000 | 73.68% | 2.3 | 0 | 13 |  |  |  |  | R-454B | 1.5 | Residential & Commercial | VSMSHP
216997607 | Mini/Multi Split | BLUERIDGE | HMSV-A-CB | BXM1A27SC0 |  | Mixed Ducted and Non-Ducted Indoor Units | 0 |  | 26800 | 23 | 9.25 | 26800 | 18900 | 70.52% | 2 | 0 | 12.5 |  |  |  |  | R-454B | 2.2333 | Residential & Commercial | VSMSHP
216980948 | Mini/Multi Split | 1HVAC | HMSV-A-CB | EZ-48Z-M5B |  | Mixed Ducted and Non-Ducted Indoor Units | 0 |  | 43000 | 20.9 | 10.25 | 47500 | 37000 | 77.89% | 2 | 0 | 12 |  |  |  |  | R-454B | 3.5833 | Residential & Commercial | VSMSHP
216997613 | Mini/Multi Split | BLUERIDGE | HMSV-A-CB | BXM1A48SC0 |  | Mixed Ducted and Non-Ducted Indoor Units | 0 |  | 46000 | 22.2 | 10.45 | 47500 | 37000 | 77.89% | 2.05 | 0 | 12.25 |  |  |  |  | R-454B | 3.8333 | Residential & Commercial | VSMSHP
216997610 | Mini/Multi Split | BLUERIDGE | HMSV-A-CB | BXM1A36SC0 |  | Mixed Ducted and Non-Ducted Indoor Units | 0 |  | 35400 | 22 | 9.35 | 37000 | 26000 | 70.27% | 2 | 0 | 11.85 |  |  |  |  | R-454B | 2.95 | Residential & Commercial | VSMSHP
216997619 | Mini/Multi Split | BLUERIDGE | HMSV-A-CB | BXM3A18UC0 |  | Mixed Ducted and Non-Ducted Indoor Units | 0 |  | 19000 | 22.5 | 10.2 | 20000 | 18500 | 92.5% | 2 | 0 | 14 |  |  |  |  | R-454B | 1.5833 | Residential & Commercial | VSMSHP
216997625 | Mini/Multi Split | BLUERIDGE | HMSV-A-CB | BXM3A36UC0 |  | Mixed Ducted and Non-Ducted Indoor Units | 0 |  | 36000 | 21.2 | 10.55 | 36000 | 37000 | 102.8% | 2 | 0 | 12.5 |  |  |  |  | R-454B | 3 | Residential & Commercial | VSMSHP
216997622 | Mini/Multi Split | BLUERIDGE | HMSV-A-CB | BXM3A27UC0 |  | Mixed Ducted and Non-Ducted Indoor Units | 0 |  | 27400 | 21 | 10 | 27400 | 27000 | 98.54% | 2 | 0 | 12.25 |  |  |  |  | R-454B | 2.2833 | Residential & Commercial | VSMSHP
216997628 | Mini/Multi Split | BLUERIDGE | HMSV-A-CB | BXM3A48UC0 |  | Mixed Ducted and Non-Ducted Indoor Units | 0 |  | 47000 | 21.7 | 11 | 48500 | 47500 | 97.94% | 2 | 0 | 11.85 |  |  |  |  | R-454B | 3.9167 | Residential & Commercial | VSMSHP
216997631 | Mini/Multi Split | BLUERIDGE | HMSV-A-CB | BXM3A55UC0 |  | Mixed Ducted and Non-Ducted Indoor Units | 0 |  | 52000 | 21.1 | 10.6 | 55000 | 47500 | 86.36% | 2.05 | 0 | 11.85 |  |  |  |  | R-454B | 4.3333 | Residential & Commercial | VSMSHP
216997635 | Mini/Multi Split | BLUERIDGE | HMSV-A-CB | BDM1A27SC0 |  | Mixed Ducted and Non-Ducted Indoor Units | 0 |  | 26000 | 21.5 | 9.25 | 26400 | 18700 | 70.83% | 2.05 | 0 | 12 |  |  |  |  | R-454B | 2.1667 | Residential & Commercial | VSMSHP
216997641 | Mini/Multi Split | BLUERIDGE | HMSV-A-CB | BDM1A48SC0 |  | Mixed Ducted and Non-Ducted Indoor Units | 0 |  | 43000 | 20.9 | 10.25 | 47500 | 37000 | 77.89% | 2 | 0 | 12 |  |  |  |  | R-454B | 3.5833 | Residential & Commercial | VSMSHP
216997638 | Mini/Multi Split | BLUERIDGE | HMSV-A-CB | BDM1A36SC0 |  | Mixed Ducted and Non-Ducted Indoor Units | 0 |  | 33400 | 21 | 9.7 | 36000 | 25200 | 70% | 2 | 0 | 11.85 |  |  |  |  | R-454B | 2.7833 | Residential & Commercial | VSMSHP
216997644 | Mini/Multi Split | BLUERIDGE | HMSV-A-CB | BDM1A55SC0 |  | Mixed Ducted and Non-Ducted Indoor Units | 0 |  | 47000 | 21 | 10.55 | 55000 | 46000 | 83.64% | 2 | 0 | 12 |  |  |  |  | R-454B | 3.9167 | Residential & Commercial | VSMSHP
216741752 | Mini/Multi Split | SAMSUNG | HMSV-A-CB | AM036FCMDCG |  | Mixed Ducted and Non-Ducted Indoor Units | 0 |  | 38000 | 20.5 | 10.5 | 42000 | 31000 | 73.81% | 2.15 | 0 | 12.75 |  |  |  |  | R-32 | 3.1667 | Residential & Commercial | VSMSHP
216741753 | Mini/Multi Split | SAMSUNG | HMSV-A-CB | AM060FCMDCG |  | Mixed Ducted and Non-Ducted Indoor Units | 0 |  | 60000 | 18.25 | 9.85 | 66000 | 47000 | 71.21% | 2.15 | 0 | 11 |  |  |  |  | R-32 | 5 | Residential & Commercial | VSMSHP
216741754 | Mini/Multi Split | SAMSUNG | HMSV-A-CB | AM060FCMDCG1 |  | Mixed Ducted and Non-Ducted Indoor Units | 0 |  | 60000 | 21 | 10.75 | 66000 | 47000 | 71.21% | 2.35 | 0 | 12.75 |  |  |  |  | R-32 | 5 | Residential & Commercial | VSMSHP
216743367 | Mini/Multi Split | WABBAN | HMSV-A-CB | BBM18HX4O* |  | Mixed Ducted and Non-Ducted Indoor Units | 0 |  | 17000 | 18.5 | 9 | 18000 | 13800 | 76.67% | 1.8 | 11.5 | 11.5 |  |  |  |  | R-410A | 1.4167 | Residential & Commercial | VSMSHP
216743368 | Mini/Multi Split | WABBAN | HMSV-A-CB | BBM24HX4O* |  | Mixed Ducted and Non-Ducted Indoor Units | 0 |  | 23200 | 18.5 | 9 | 24000 | 22200 | 92.5% | 1.8 | 11.75 | 11.75 |  |  |  |  | R-410A | 1.9333 | Residential & Commercial | VSMSHP
216743369 | Mini/Multi Split | WABBAN | HMSV-A-CB | BBM30HX4O* |  | Mixed Ducted and Non-Ducted Indoor Units | 0 |  | 28400 | 18.5 | 9 | 30000 | 24800 | 82.67% | 1.8 | 11.75 | 11.75 |  |  |  |  | R-410A | 2.3667 | Residential & Commercial | VSMSHP
216743370 | Mini/Multi Split | WABBAN | HMSV-A-CB | BBM36HX4O* |  | Mixed Ducted and Non-Ducted Indoor Units | 0 |  | 34000 | 18.5 | 9 | 36000 | 30000 | 83.33% | 1.8 | 11.5 | 11.5 |  |  |  |  | R-410A | 2.8333 | Residential & Commercial | VSMSHP
216743371 | Mini/Multi Split | WABBAN | HMSV-A-CB | BBM42HX4O* |  | Mixed Ducted and Non-Ducted Indoor Units | 0 |  | 36000 | 18.5 | 9 | 40000 | 32400 | 81% | 1.8 | 11.5 | 11.5 |  |  |  |  | R-410A | 3 | Residential & Commercial | VSMSHP
216743379 | Mini/Multi Split | WABBAN | HRCU-A-CB | BB12HXP2A1DO* |  | Mini-Splits(Ducted) | BBM12HSFDI* |  | 12000 | 20 | 8.5 | 12000 | 8800 | 73.33% | 1.9 | 12.5 | 11.8 |  |  |  |  | R-410A | 1 | Residential & Commercial | VSMSHP | Ducted CEE Tier 1
216743386 | Mini/Multi Split | WABBAN | HRCU-A-CB | BB18HXP2A1DO* |  | Mini-Splits(Ducted) | BBM18HSFDI* |  | 18000 | 20 | 8.5 | 18000 | 13300 | 73.89% | 2.12 | 0 | 12.5 |  |  |  |  | R-410A | 1.5 | Residential & Commercial | VSMSHP | Ducted CEE Tier 1
216743354 | Mini/Multi Split | WABBAN | HRCU-A-CB | BB24HXP2A1DO* |  | Mini-Splits(Ducted) | BBM24HSFDI* |  | 22000 | 20 | 9 | 24000 | 19000 | 79.17% | 1.9 | 12.7 | 12.7 |  |  |  |  | R-410A | 1.8333 | Residential & Commercial | VSMSHP | Ducted CEE Tier 1
216997543 | Mini/Multi Split | BLUERIDGE | HRCU-A-CB | BXS3A09SC0 |  | Mini-Splits(Ducted) | BXAFA09CDL |  | 9000 | 19.5 | 11 | 10000 | 8600 | 86% | 2.25 | 0 | 12.8 |  |  |  |  | R-454B | 0.75 | Residential & Commercial | VSMSHP | Ducted CEE Tier 1
216997544 | Mini/Multi Split | BLUERIDGE | HRCU-A-CB | BXS3A12SC0 |  | Mini-Splits(Ducted) | BXAFA12CDL |  | 11500 | 19 | 10.2 | 12000 | 8800 | 73.33% | 2.25 | 0 | 11.7 |  |  |  |  | R-454B | 0.95833 | Residential & Commercial | VSMSHP | Ducted CEE Tier 1
216997545 | Mini/Multi Split | BLUERIDGE | HRCU-A-CB | BXS3A18SC0 |  | Mini-Splits(Ducted) | BXAFA18CDL |  | 17000 | 20 | 10.5 | 20000 | 14000 | 70% | 2.2 | 0 | 12.5 |  |  |  |  | R-454B | 1.4167 | Residential & Commercial | VSMSHP | Ducted CEE Tier 1
216997546 | Mini/Multi Split | BLUERIDGE | HRCU-A-CB | BXS3A09SC0 |  | Mini-Splits(Ducted) | BXAFA09CDH |  | 9000 | 19.7 | 11.5 | 10000 | 8300 | 83% | 2.31 | 0 | 13 |  |  |  |  | R-454B | 0.75 | Residential & Commercial | VSMSHP | Ducted CEE Tier 1
216997547 | Mini/Multi Split | BLUERIDGE | HRCU-A-CB | BXS3A12SC0 |  | Mini-Splits(Ducted) | BXAFA12CDH |  | 12000 | 19.5 | 10.5 | 12000 | 8900 | 74.17% | 2.44 | 0 | 12 |  |  |  |  | R-454B | 1 | Residential & Commercial | VSMSHP | Ducted CEE Tier 1
216997548 | Mini/Multi Split | BLUERIDGE | HRCU-A-CB | BXS3A18SC0 |  | Mini-Splits(Ducted) | BXAFA18CDH |  | 17500 | 20 | 11.3 | 20000 | 14200 | 71% | 2.4 | 0 | 13.3 |  |  |  |  | R-454B | 1.4583 | Residential & Commercial | VSMSHP | Ducted CEE Tier 1
216997549 | Mini/Multi Split | BLUERIDGE | HRCU-A-CB | BXS3A24SC0 |  | Mini-Splits(Ducted) | BXAFA24CDH |  | 24000 | 19 | 11 | 25000 | 19000 | 76% | 2.3 | 0 | 12.5 |  |  |  |  | R-454B | 2 | Residential & Commercial | VSMSHP | Ducted CEE Tier 1
216997563 | Mini/Multi Split | BLUERIDGE | HRCU-A-CB | BXS5A09UC0 |  | Mini-Splits(Ducted) | BXAFA09CDL |  | 9000 | 21.4 | 12.5 | 10000 | 11200 | 112% | 1.89 | 0 | 13.4 |  |  |  |  | R-454B | 0.75 | Residential & Commercial | VSMSHP | Ducted CEE Tier 1
216997564 | Mini/Multi Split | BLUERIDGE | HRCU-A-CB | BXS5A12UC0 |  | Mini-Splits(Ducted) | BXAFA12CDL |  | 12000 | 20 | 10 | 12500 | 11800 | 94.4% | 1.9 | 0 | 12 |  |  |  |  | R-454B | 1 | Residential & Commercial | VSMSHP | Ducted CEE Tier 1
216997565 | Mini/Multi Split | BLUERIDGE | HRCU-A-CB | BXS5A18UC0 |  | Mini-Splits(Ducted) | BXAFA18CDL |  | 17000 | 18 | 10.5 | 19000 | 18000 | 94.74% | 2 | 0 | 12 |  |  |  |  | R-454B | 1.4167 | Residential & Commercial | VSMSHP | Ducted CEE Tier 1
216997566 | Mini/Multi Split | BLUERIDGE | HRCU-A-CB | BXS5A09UC0 |  | Mini-Splits(Ducted) | BXAFA09CDH |  | 9000 | 20.5 | 13.8 | 9900 | 11900 | 120.2% | 1.85 | 0 | 14 |  |  |  |  | R-454B | 0.75 | Residential & Commercial | VSMSHP | Ducted CEE Tier 1
216997567 | Mini/Multi Split | BLUERIDGE | HRCU-A-CB | BXS5A12UC0 |  | Mini-Splits(Ducted) | BXAFA12CDH |  | 12000 | 20 | 10.6 | 12000 | 12000 | 100% | 1.95 | 0 | 12 |  |  |  |  | R-454B | 1 | Residential & Commercial | VSMSHP | Ducted CEE Tier 1
216997568 | Mini/Multi Split | BLUERIDGE | HRCU-A-CB | BXS5A18UC0 |  | Mini-Splits(Ducted) | BXAFA18CDH |  | 17500 | 18.4 | 11.1 | 19500 | 18000 | 92.31% | 2.1 | 0 | 12 |  |  |  |  | R-454B | 1.4583 | Residential & Commercial | VSMSHP | Ducted CEE Tier 1
216997569 | Mini/Multi Split | BLUERIDGE | HRCU-A-CB | BXS5A24UC0 |  | Mini-Splits(Ducted) | BXAFA24CDH |  | 24000 | 19 | 11.7 | 26000 | 24000 | 92.31% | 2.18 | 0 | 12 |  |  |  |  | R-454B | 2 | Residential & Commercial | VSMSHP | Ducted CEE Tier 1
216997578 | Mini/Multi Split | BLUERIDGE | HRCU-A-CB | BXL1A48SC0 |  | Mini-Splits(Ducted) | BXALA48CDH |  | 48000 | 17.1 | 9.8 | 50000 | 38000 | 76% | 2 | 0 | 10 |  |  |  |  | R-454B | 4 | Residential & Commercial | VSMSHP | Ducted CEE Tier 1
216997585 | Mini/Multi Split | BLUERIDGE | HRCU-A-CB | BXL2A36UC0 |  | Mini-Splits(Ducted) | BXALA36CDH |  | 36000 | 17.7 | 11.1 | 42000 | 37600 | 89.52% | 2.1 | 0 | 12 |  |  |  |  | R-454B | 3 | Residential & Commercial | VSMSHP | Ducted CEE Tier 1
216997586 | Mini/Multi Split | BLUERIDGE | HRCU-A-CB | BXL2A48UC0 |  | Mini-Splits(Ducted) | BXALA48CDH |  | 48000 | 16.7 | 10.8 | 52000 | 47500 | 91.35% | 2 | 0 | 10.4 |  |  |  |  | R-454B | 4 | Residential & Commercial | VSMSHP | Ducted CEE Tier 1
216997587 | Mini/Multi Split | BLUERIDGE | HRCU-A-CB | BXL2A60UC0 |  | Mini-Splits(Ducted) | BXALA60CDH |  | 55000 | 15.8 | 10.4 | 60000 | 53500 | 89.17% | 2.1 | 0 | 10.2 |  |  |  |  | R-454B | 4.5833 | Residential & Commercial | VSMSHP | Ducted CEE Tier 1
216699324 | Mini/Multi Split | SLIMAIR | HRCU-A-CB | SHC09AH2AG |  | Mini-Splits(Ducted) | SHD09AC2AG |  | 9000 | 20.5 | 13.8 | 9900 | 11900 | 120.2% | 1.85 | 0 | 14 |  |  |  |  | R-454B | 0.75 | Residential & Commercial | VSMSHP | Ducted CEE Tier 1
216699325 | Mini/Multi Split | SLIMAIR | HRCU-A-CB | SHC12AH2AG |  | Mini-Splits(Ducted) | SHD12AC2AG |  | 12000 | 20 | 10.6 | 12000 | 12000 | 100% | 1.95 | 0 | 12 |  |  |  |  | R-454B | 1 | Residential & Commercial | VSMSHP | Ducted CEE Tier 1
216699326 | Mini/Multi Split | SLIMAIR | HRCU-A-CB | SHC18AH2AG |  | Mini-Splits(Ducted) | SHD18AC2AG |  | 17500 | 18.4 | 11.1 | 19500 | 18000 | 92.31% | 2.1 | 0 | 12 |  |  |  |  | R-454B | 1.4583 | Residential & Commercial | VSMSHP | Ducted CEE Tier 1
216699327 | Mini/Multi Split | SLIMAIR | HRCU-A-CB | SHC24AH2AG |  | Mini-Splits(Ducted) | SHD24AC2AG |  | 24000 | 19 | 11.7 | 26000 | 24000 | 92.31% | 2.18 | 0 | 12 |  |  |  |  | R-454B | 2 | Residential & Commercial | VSMSHP | Ducted CEE Tier 1
216699328 | Mini/Multi Split | SLIMAIR | HRCU-A-CB | SHC36AH2AG |  | Mini-Splits(Ducted) | SHD36AC2AG |  | 36000 | 17.7 | 11.1 | 42000 | 37600 | 89.52% | 2.1 | 0 | 12 |  |  |  |  | R-454B | 3 | Residential & Commercial | VSMSHP | Ducted CEE Tier 1
216626150 | Mini/Multi Split | FRIEDRICH | HRCU-A-CB | FPHFR09A3D |  | Mini-Splits(Ducted) | FPHFD09A3D |  | 9000 | 19.5 | 9.5 | 9000 | 12000 | 133.3% | 1.8 | 0 | 11.7 |  |  |  |  | R-454B | 0.75 | Residential & Commercial | VSMSHP | Ducted CEE Tier 1
216626151 | Mini/Multi Split | FRIEDRICH | HRCU-A-CB | FPHFR12A3D |  | Mini-Splits(Ducted) | FPHFD12A3D |  | 12000 | 19.5 | 9.5 | 12000 | 12000 | 100% | 1.8 | 0 | 11.7 |  |  |  |  | R-454B | 1 | Residential & Commercial | VSMSHP | Ducted CEE Tier 1
216626158 | Mini/Multi Split | Innovair | HRCU-A-CB | QOS09H2BH0A |  | Mini-Splits(Ducted) | QDL09H2BHWA |  | 9000 | 19.5 | 9.5 | 9000 | 12000 | 133.3% | 1.8 | 0 | 11.7 |  |  |  |  | R-454B | 0.75 | Residential & Commercial | VSMSHP | Ducted CEE Tier 1
216626159 | Mini/Multi Split | Innovair | HRCU-A-CB | QOS12H2BH0A |  | Mini-Splits(Ducted) | QDL12H2BHWA |  | 12000 | 19.5 | 9.5 | 12000 | 12000 | 100% | 1.8 | 0 | 11.7 |  |  |  |  | R-454B | 1 | Residential & Commercial | VSMSHP | Ducted CEE Tier 1
216618210 | Mini/Multi Split | GREE | HRCU-A-CB | GWH09AGCXD-D6DNA4D/O |  | Mini-Splits(Ducted) | GFH(09)DA-D6DN***/I |  | 9100 | 22 | 9.2 | 10500 | 9500 | 90.48% | 2.15 | 0 | 14.2 |  |  |  |  | R-32 | 0.75833 | Residential & Commercial | VSMSHP | Ducted CEE Tier 1
216618211 | Mini/Multi Split | GREE | HRCU-A-CB | GWH12AGCXD-D6DNA4D/O |  | Mini-Splits(Ducted) | GFH(12)DA-D6DN***/I |  | 12000 | 21 | 9 | 12000 | 10500 | 87.5% | 1.9 | 0 | 13 |  |  |  |  | R-32 | 1 | Residential & Commercial | VSMSHP | Ducted CEE Tier 1
216618216 | Mini/Multi Split | GREE | HRCU-A-CB | GWH24AGEXF-D6DNA4J/O |  | Mini-Splits(Ducted) | GFH(24)DB-D6DN***/I |  | 22000 | 19.5 | 9 | 24000 | 19600 | 81.67% | 1.8 | 0 | 12.3 |  |  |  |  | R-32 | 1.8333 | Residential & Commercial | VSMSHP | Ducted CEE Tier 1
216618221 | Mini/Multi Split | GREE | HRCU-A-CB | GWH12AVDXE-D6DNA1B/O |  | Mini-Splits(Ducted) | GFH(12)DA-D6DN***/I |  | 12000 | 21.5 | 9 | 12000 | 10500 | 87.5% | 1.9 | 0 | 13 |  |  |  |  | R-32 | 1 | Residential & Commercial | VSMSHP | Ducted CEE Tier 1
216618226 | Mini/Multi Split | GREE | HRCU-A-CB | GWH09AVDXE-D6DNA1B/O |  | Mini-Splits(Ducted) | GFH(09)DA-D6DN***/I |  | 9100 | 22.3 | 9.5 | 10500 | 9200 | 87.62% | 1.8 | 0 | 14.3 |  |  |  |  | R-32 | 0.75833 | Residential & Commercial | VSMSHP | Ducted CEE Tier 1
216618231 | Mini/Multi Split | GREE | HRCU-A-CB | GWH18AGDXF-D6DNA4B/O |  | Mini-Splits(Ducted) | GFH(18)DB-D6DN***/I |  | 18000 | 22.5 | 9 | 18000 | 15000 | 83.33% | 1.9 | 0 | 14 |  |  |  |  | R-32 | 1.5 | Residential & Commercial | VSMSHP | Ducted CEE Tier 1
216618234 | Mini/Multi Split | GREE | HRCU-A-CB | GWH18AVEXF-D6DNA1B/O |  | Mini-Splits(Ducted) | GFH(18)DB-D6DN***/I |  | 18000 | 24.5 | 9.4 | 18000 | 17000 | 94.44% | 1.8 | 0 | 14 |  |  |  |  | R-32 | 1.5 | Residential & Commercial | VSMSHP | Ducted CEE Tier 1
216581331 | Mini/Multi Split | LENNOX | HRCU-A-CB | MMLD018S6S-1P |  | Mini-Splits(Ducted) | MMD018S6-1P |  | 18000 | 18 | 8.5 | 20000 | 19000 | 95% | 1.8 | 0 | 12 |  |  |  |  | R-32 | 1.5 | Residential & Commercial | VSMSHP | Ducted CEE Tier 1
216581332 | Mini/Multi Split | LENNOX | HRCU-A-CB | MMLD024S6S-1P |  | Mini-Splits(Ducted) | MMD024S6-1P |  | 24000 | 17.3 | 8.8 | 27000 | 24200 | 89.63% | 1.8 | 0 | 11.7 |  |  |  |  | R-32 | 2 | Residential & Commercial | VSMSHP | Ducted CEE Tier 1
216581333 | Mini/Multi Split | LENNOX | HRCU-A-CB | MMLD030S6S-1P |  | Mini-Splits(Ducted) | MMD030S6-1P |  | 30000 | 19 | 9.7 | 34000 | 34000 | 100% | 1.8 | 0 | 13 |  |  |  |  | R-32 | 2.5 | Residential & Commercial | VSMSHP | Ducted CEE Tier 1
216581334 | Mini/Multi Split | LENNOX | HRCU-A-CB | MMLD036S6S-1P |  | Mini-Splits(Ducted) | MMD036S6-1P |  | 36000 | 18.7 | 9.5 | 40000 | 40000 | 100% | 1.8 | 0 | 12 |  |  |  |  | R-32 | 3 | Residential & Commercial | VSMSHP | Ducted CEE Tier 1
216581335 | Mini/Multi Split | LENNOX | HRCU-A-CB | MMLD048S6S-1P |  | Mini-Splits(Ducted) | MMD048S6-1P |  | 48000 | 18 | 9.5 | 54000 | 52000 | 96.3% | 1.8 | 0 | 12 |  |  |  |  | R-32 | 4 | Residential & Commercial | VSMSHP | Ducted CEE Tier 1
216581336 | Mini/Multi Split | LENNOX | HRCU-A-CB | MMPD018S6S-1P |  | Mini-Splits(Ducted) | MMD018S6-1P |  | 18000 | 16.5 | 8.1 | 20000 | 16000 | 80% | 1.8 | 0 | 10 |  |  |  |  | R-32 | 1.5 | Residential & Commercial | VSMSHP | Ducted CEE Tier 1
216581337 | Mini/Multi Split | LENNOX | HRCU-A-CB | MMPD024S6S-1P |  | Mini-Splits(Ducted) | MMD024S6-1P |  | 24000 | 16.6 | 8.3 | 27000 | 21600 | 80% | 1.8 | 0 | 10.7 |  |  |  |  | R-32 | 2 | Residential & Commercial | VSMSHP | Ducted CEE Tier 1
216581338 | Mini/Multi Split | LENNOX | HRCU-A-CB | MMPD030S6S-1P |  | Mini-Splits(Ducted) | MMD030S6-1P |  | 30000 | 19 | 9.5 | 34000 | 27200 | 80% | 1.8 | 0 | 11.5 |  |  |  |  | R-32 | 2.5 | Residential & Commercial | VSMSHP | Ducted CEE Tier 1
216581339 | Mini/Multi Split | LENNOX | HRCU-A-CB | MMPD036S6S-1P |  | Mini-Splits(Ducted) | MMD036S6-1P |  | 36000 | 16 | 8.6 | 40000 | 32000 | 80% | 1.8 | 0 | 9.5 |  |  |  |  | R-32 | 3 | Residential & Commercial | VSMSHP
216581340 | Mini/Multi Split | LENNOX | HRCU-A-CB | MMPD048S6S-1P |  | Mini-Splits(Ducted) | MMD048S6-1P |  | 48000 | 17.5 | 8.8 | 54000 | 43500 | 80.56% | 1.8 | 0 | 9.6 |  |  |  |  | R-32 | 4 | Residential & Commercial | VSMSHP
216799636 | Mini/Multi Split | KINGHOME | HRCU-A-CB | KW09XQ25SDO |  | Mini-Splits(Ducted) | KM09XFDI |  | 9100 | 22 | 9.2 | 10500 | 9500 | 90.48% | 2.15 | 0 | 14.2 |  |  |  |  | R-32 | 0.75833 | Residential & Commercial | VSMSHP | Ducted CEE Tier 1
216799637 | Mini/Multi Split | KINGHOME | HRCU-A-CB | KW12XQ25SDO |  | Mini-Splits(Ducted) | KM12XFDI |  | 12000 | 21 | 9 | 12000 | 10500 | 87.5% | 1.9 | 0 | 13 |  |  |  |  | R-32 | 1 | Residential & Commercial | VSMSHP | Ducted CEE Tier 1
216799644 | Mini/Multi Split | KINGHOME | HRCU-A-CB | KW18XQ25SDO |  | Mini-Splits(Ducted) | KM18XFDI |  | 18000 | 22.5 | 9 | 18000 | 15000 | 83.33% | 1.9 | 0 | 14 |  |  |  |  | R-32 | 1.5 | Residential & Commercial | VSMSHP | Ducted CEE Tier 1
216799645 | Mini/Multi Split | KINGHOME | HRCU-A-CB | KW18XQ25SDO |  | Mini-Splits(Ducted) | KM21XFDI |  | 21000 | 21 | 9 | 21000 | 15000 | 71.43% | 1.9 | 0 | 12.6 |  |  |  |  | R-32 | 1.75 | Residential & Commercial | VSMSHP | Ducted CEE Tier 1
216799653 | Mini/Multi Split | KINGHOME | HRCU-A-CB | KW09XQ29SDO |  | Mini-Splits(Ducted) | KM09XFDI |  | 9100 | 22.3 | 9.5 | 10500 | 9200 | 87.62% | 1.8 | 0 | 14.3 |  |  |  |  | R-32 | 0.75833 | Residential & Commercial | VSMSHP | Ducted CEE Tier 1
216799658 | Mini/Multi Split | KINGHOME | HRCU-A-CB | KW12XQ29SDO |  | Mini-Splits(Ducted) | KM12XFDI |  | 12000 | 21.5 | 9 | 12000 | 10500 | 87.5% | 1.9 | 0 | 13 |  |  |  |  | R-32 | 1 | Residential & Commercial | VSMSHP | Ducted CEE Tier 1
216799663 | Mini/Multi Split | KINGHOME | HRCU-A-CB | KW18XQ29SDO |  | Mini-Splits(Ducted) | KM18XFDI |  | 18000 | 24.5 | 9.4 | 18000 | 17000 | 94.44% | 1.8 | 0 | 14 |  |  |  |  | R-32 | 1.5 | Residential & Commercial | VSMSHP | Ducted CEE Tier 1
216799664 | Mini/Multi Split | KINGHOME | HRCU-A-CB | KW18XQ29SDO |  | Mini-Splits(Ducted) | KM21XFDI |  | 21000 | 24 | 9.4 | 21000 | 17000 | 80.95% | 1.8 | 0 | 13 |  |  |  |  | R-32 | 1.75 | Residential & Commercial | VSMSHP | Ducted CEE Tier 1
216799669 | Mini/Multi Split | KINGHOME | HRCU-A-CB | KW24XQ25SDO |  | Mini-Splits(Ducted) | KM24XFDI |  | 22000 | 19.5 | 9 | 24000 | 19600 | 81.67% | 1.8 | 0 | 12.3 |  |  |  |  | R-32 | 1.8333 | Residential & Commercial | VSMSHP | Ducted CEE Tier 1
216788508 | Mini/Multi Split | DIRECT AIR | HRCU-A-CB | DIRM4-09HXPRO28-1Z |  | Mini-Splits(Ducted) | DIRM4-09HP-DUH |  | 9000 | 20.5 | 13.8 | 9900 | 11900 | 120.2% | 1.85 | 0 | 14 |  |  |  |  | R-454B | 0.75 | Residential & Commercial | VSMSHP | Ducted CEE Tier 1
216788509 | Mini/Multi Split | DIRECT AIR | HRCU-A-CB | DIRM4-09HXPRO28-1Z |  | Mini-Splits(Ducted) | DIRM4-09HP-DUV |  | 9000 | 20.5 | 13.8 | 9900 | 11900 | 120.2% | 1.85 | 0 | 14 |  |  |  |  | R-454B | 0.75 | Residential & Commercial | VSMSHP | Ducted CEE Tier 1
216788512 | Mini/Multi Split | DIRECT AIR | HRCU-A-CB | DIRM4-09DA25-1Z |  | Mini-Splits(Ducted) | DIRM4-09HP-DUH |  | 9000 | 19.7 | 11.5 | 10000 | 8300 | 83% | 2.31 | 0 | 13 |  |  |  |  | R-454B | 0.75 | Residential & Commercial | VSMSHP | Ducted CEE Tier 1
216788513 | Mini/Multi Split | DIRECT AIR | HRCU-A-CB | DIRM4-09DA25-1Z |  | Mini-Splits(Ducted) | DIRM4-09HP-DUV |  | 9000 | 19.7 | 11.5 | 10000 | 8300 | 83% | 2.31 | 0 | 13 |  |  |  |  | R-454B | 0.75 | Residential & Commercial | VSMSHP | Ducted CEE Tier 1
216788515 | Mini/Multi Split | DIRECT AIR | HRCU-A-CB | DIRM4-12HXPRO28-1Z |  | Mini-Splits(Ducted) | DIRM4-12HP-DUH |  | 12000 | 20 | 10.6 | 12000 | 12000 | 100% | 1.95 | 0 | 12 |  |  |  |  | R-454B | 1 | Residential & Commercial | VSMSHP | Ducted CEE Tier 1
216788516 | Mini/Multi Split | DIRECT AIR | HRCU-A-CB | DIRM4-12HXPRO28-1Z |  | Mini-Splits(Ducted) | DIRM4-12HP-DUV |  | 12000 | 20 | 10.6 | 12000 | 12000 | 100% | 1.95 | 0 | 12 |  |  |  |  | R-454B | 1 | Residential & Commercial | VSMSHP | Ducted CEE Tier 1
216788518 | Mini/Multi Split | DIRECT AIR | HRCU-A-CB | DIRM4-12DA25-1Z |  | Mini-Splits(Ducted) | DIRM4-12HP-DUH |  | 12000 | 19.5 | 10.5 | 12000 | 8900 | 74.17% | 2.44 | 0 | 12 |  |  |  |  | R-454B | 1 | Residential & Commercial | VSMSHP | Ducted CEE Tier 1
216788519 | Mini/Multi Split | DIRECT AIR | HRCU-A-CB | DIRM4-12DA25-1Z |  | Mini-Splits(Ducted) | DIRM4-12HP-DUV |  | 12000 | 19.5 | 10.5 | 12000 | 8900 | 74.17% | 2.44 | 0 | 12 |  |  |  |  | R-454B | 1 | Residential & Commercial | VSMSHP | Ducted CEE Tier 1
216788521 | Mini/Multi Split | DIRECT AIR | HRCU-A-CB | DIRM4-18HXPRO28-1Z |  | Mini-Splits(Ducted) | DIRM4-18HP-DUH |  | 17500 | 18.4 | 11.1 | 19500 | 18000 | 92.31% | 2.1 | 0 | 12 |  |  |  |  | R-454B | 1.4583 | Residential & Commercial | VSMSHP | Ducted CEE Tier 1
216788522 | Mini/Multi Split | DIRECT AIR | HRCU-A-CB | DIRM4-18HXPRO28-1Z |  | Mini-Splits(Ducted) | DIRM4-18HP-DUV |  | 17500 | 18.4 | 11.1 | 19500 | 18000 | 92.31% | 2.1 | 0 | 12 |  |  |  |  | R-454B | 1.4583 | Residential & Commercial | VSMSHP | Ducted CEE Tier 1
216788524 | Mini/Multi Split | DIRECT AIR | HRCU-A-CB | DIRM4-18DA25-1Z |  | Mini-Splits(Ducted) | DIRM4-18HP-DUH |  | 17500 | 20 | 11.3 | 20000 | 14200 | 71% | 2.4 | 0 | 13.3 |  |  |  |  | R-454B | 1.4583 | Residential & Commercial | VSMSHP | Ducted CEE Tier 1
216788525 | Mini/Multi Split | DIRECT AIR | HRCU-A-CB | DIRM4-18DA25-1Z |  | Mini-Splits(Ducted) | DIRM4-18HP-DUV |  | 17500 | 20 | 11.3 | 20000 | 14200 | 71% | 2.4 | 0 | 13.3 |  |  |  |  | R-454B | 1.4583 | Residential & Commercial | VSMSHP | Ducted CEE Tier 1
216788527 | Mini/Multi Split | DIRECT AIR | HRCU-A-CB | DIRM4-24HXPRO28-1Z |  | Mini-Splits(Ducted) | DIRM4-24HP-DU |  | 24000 | 19 | 11.7 | 26000 | 24000 | 92.31% | 2.18 | 0 | 12 |  |  |  |  | R-454B | 2 | Residential & Commercial | VSMSHP | Ducted CEE Tier 1
216788529 | Mini/Multi Split | DIRECT AIR | HRCU-A-CB | DIRM4-24DA25-1Z |  | Mini-Splits(Ducted) | DIRM4-24HP-DU |  | 24000 | 19 | 11 | 25000 | 19000 | 76% | 2.3 | 0 | 12.5 |  |  |  |  | R-454B | 2 | Residential & Commercial | VSMSHP | Ducted CEE Tier 1
216788531 | Mini/Multi Split | DIRECT AIR | HRCU-A-CB | DIRM4-36LCHX-1Z |  | Mini-Splits(Ducted) | DIRM4-36HP-DU |  | 36000 | 17.7 | 11.1 | 42000 | 37600 | 89.52% | 2.1 | 0 | 12 |  |  |  |  | R-454B | 3 | Residential & Commercial | VSMSHP | Ducted CEE Tier 1
216788535 | Mini/Multi Split | DIRECT AIR | HRCU-A-CB | DIRM4-48LCHX-1Z |  | Mini-Splits(Ducted) | DIRM4-48HP-DU |  | 48000 | 16.7 | 10.8 | 52000 | 47500 | 91.35% | 2 | 0 | 10.4 |  |  |  |  | R-454B | 4 | Residential & Commercial | VSMSHP | Ducted CEE Tier 1
216788537 | Mini/Multi Split | DIRECT AIR | HRCU-A-CB | DIRM4-48LCDA25-1Z |  | Mini-Splits(Ducted) | DIRM4-48HP-DU |  | 48000 | 17.1 | 9.8 | 50000 | 38000 | 76% | 2 | 0 | 10 |  |  |  |  | R-454B | 4 | Residential & Commercial | VSMSHP | Ducted CEE Tier 1
216521345 | Mini/Multi Split | DAIKIN | HRCU-A-CB | RZQ18TBVJU* |  | Mini-Splits(Ducted) | FXMQ18TBVJU |  | 17700 | 15.5 | 8.5 | 20600 | 20200 | 98.06% | 1.8 | 0 | 12.5 |  |  |  |  | R-410A | 1.475 | Residential & Commercial | VSMSHP | Ducted CEE Tier 1
216521347 | Mini/Multi Split | DAIKIN | HRCU-A-CB | RZQ24TBVJU* |  | Mini-Splits(Ducted) | FXMQ24TBVJU |  | 23400 | 15.4 | 9.3 | 27400 | 21000 | 76.64% | 2 | 0 | 10.5 |  |  |  |  | R-410A | 1.95 | Residential & Commercial | VSMSHP | Ducted CEE Tier 1
216521350 | Mini/Multi Split | DAIKIN | HRCU-A-CB | RZQ30TBVJU* |  | Mini-Splits(Ducted) | FXMQ30TBVJU |  | 28400 | 16.5 | 8.9 | 34800 | 38000 | 109.2% | 1.8 | 0 | 12.2 |  |  |  |  | R-410A | 2.3667 | Residential & Commercial | VSMSHP | Ducted CEE Tier 1
216521352 | Mini/Multi Split | DAIKIN | HRCU-A-CB | RZQ36TBVJU* |  | Mini-Splits(Ducted) | FXMQ36TBVJU |  | 35000 | 16.9 | 8.8 | 40000 | 40000 | 100% | 2.1 | 0 | 11.7 |  |  |  |  | R-410A | 2.9167 | Residential & Commercial | VSMSHP | Ducted CEE Tier 1
216521354 | Mini/Multi Split | DAIKIN | HRCU-A-CB | RZQ42TBVJU* |  | Mini-Splits(Ducted) | FXMQ48TBVJU |  | 40000 | 15.6 | 9.5 | 47000 | 41500 | 88.3% | 2.15 | 0 | 10.3 |  |  |  |  | R-410A | 3.3333 | Residential & Commercial | VSMSHP | Ducted CEE Tier 1
216521357 | Mini/Multi Split | DAIKIN | HRCU-A-CB | RZQ48TBVJU* |  | Mini-Splits(Ducted) | FXMQ48TBVJU |  | 46500 | 15.3 | 9.3 | 54000 | 42000 | 77.78% | 2.05 | 0 | 8.3 |  |  |  |  | R-410A | 3.875 | Residential & Commercial | VSMSHP
216498630 | Mini/Multi Split | HISENSE | HRCU-A-CB | AOU-09U3T25U |  | Mini-Splits(Ducted) | ADU-09U3T25U |  | 9000 | 19.5 | 9.5 | 9000 | 12000 | 133.3% | 1.8 | 0 | 11.7 |  |  |  |  | R-454B | 0.75 | Residential & Commercial | VSMSHP | Ducted CEE Tier 1
216498631 | Mini/Multi Split | HISENSE | HRCU-A-CB | AOU-12U3T25U |  | Mini-Splits(Ducted) | ADU-12U3T25U |  | 12000 | 19.5 | 9.5 | 12000 | 12000 | 100% | 1.8 | 0 | 11.7 |  |  |  |  | R-454B | 1 | Residential & Commercial | VSMSHP | Ducted CEE Tier 1
216498636 | Mini/Multi Split | HISENSE | HRCU-A-CB | AOU-36U3T25U |  | Mini-Splits(Ducted) | AD-36U3T25U |  | 33000 | 18.5 | 9 | 36000 | 36000 | 100% | 2 | 0 | 11.7 |  |  |  |  | R-454B | 2.75 | Residential & Commercial | VSMSHP | Ducted CEE Tier 1
215415542 | Mini/Multi Split | GREE | HRCU-A-CB | GWH09AVDXE-D6DNA1A/O |  | Mini-Splits(Ducted) | GFH(09)DA-D6DN***/I |  | 9100 | 22.3 | 9.5 | 10500 | 9200 | 87.62% | 1.8 | 0 | 14.3 |  |  |  |  | R-32 | 0.75833 | Residential & Commercial | VSMSHP | Ducted CEE Tier 1
215415527 | Mini/Multi Split | GREE | HRCU-A-CB | SAP12HP230V1R32AO |  | Mini-Splits(Ducted) | DUC12HP230V1R32AH |  | 12000 | 22 | 9 | 12000 | 10500 | 87.5% | 1.9 | 0 | 13 |  |  |  |  | R-32 | 1 | Residential & Commercial | VSMSHP | Ducted CEE Tier 1
212615045 | Mini/Multi Split | KANIONco | HRCU-A-CB | KD-09IR410AHSODU |  | Mini-Splits(Ducted) | KD-09IR410AHSIDU |  | 9000 | 20.2 | 12 | 10000 | 10800 | 108% | 1.9 | 14 | 13.2 |  |  |  |  | R-410A | 0.75 | Residential & Commercial | VSMSHP | Ducted CEE Tier 1
212615048 | Mini/Multi Split | KANIONco | HRCU-A-CB | KD-24IR410AHSODU |  | Mini-Splits(Ducted) | KD-24IR410AHSIDU |  | 24000 | 19.2 | 10.5 | 25000 | 27000 | 108% | 2 | 12.5 | 12 |  |  |  |  | R-410A | 2 | Residential & Commercial | VSMSHP | Ducted CEE Tier 1
212615049 | Mini/Multi Split | KANIONco | HRCU-A-CB | KD-12IR410AHSODU |  | Mini-Splits(Ducted) | KD-12IR410AHSIDU |  | 12000 | 19.5 | 10 | 12500 | 12100 | 96.8% | 1.96 | 13 | 11.7 |  |  |  |  | R-410A | 1 | Residential & Commercial | VSMSHP | Ducted CEE Tier 1
212615050 | Mini/Multi Split | KANIONco | HRCU-A-CB | KD-18IR410AHSODU |  | Mini-Splits(Ducted) | KD-18IR410AHSIDU |  | 17000 | 18 | 9.5 | 19000 | 17700 | 93.16% | 1.85 | 12.5 | 11.7 |  |  |  |  | R-410A | 1.4167 | Residential & Commercial | VSMSHP | Ducted CEE Tier 1
209843059 | Mini/Multi Split | CTMorley | HRCU-A-CB | MOU-A12H-2 |  | Mini-Splits(Ducted) | MIU-A12D-2 |  | 12000 | 19.5 | 10 | 12500 | 12100 | 96.8% | 1.96 | 13 | 11.7 |  |  |  |  | R-410A | 1 | Residential & Commercial | VSMSHP | Ducted CEE Tier 1
209843062 | Mini/Multi Split | CTMorley | HRCU-A-CB | MOU-A18H-2 |  | Mini-Splits(Ducted) | MIU-A18D-2 |  | 17000 | 18 | 9.5 | 19000 | 17700 | 93.16% | 1.85 | 12.5 | 11.7 |  |  |  |  | R-410A | 1.4167 | Residential & Commercial | VSMSHP | Ducted CEE Tier 1
209843065 | Mini/Multi Split | CTMorley | HRCU-A-CB | MOU-A24H-2 |  | Mini-Splits(Ducted) | MIU-A24D-2 |  | 24000 | 19.2 | 10.5 | 25000 | 27000 | 108% | 2 | 12.5 | 12 |  |  |  |  | R-410A | 2 | Residential & Commercial | VSMSHP | Ducted CEE Tier 1
209843076 | Mini/Multi Split | CTMorley | HRCU-A-CB | MOU-A36LH-2 |  | Mini-Splits(Ducted) | MIU-A36LD-2 |  | 36000 | 16.5 | 11 | 42000 | 36000 | 85.71% | 1.98 | 9 | 9 |  |  |  |  | R-410A | 3 | Residential & Commercial | VSMSHP
209843082 | Mini/Multi Split | CTMorley | HRCU-A-CB | MOU-A09H-2 |  | Mini-Splits(Ducted) | MIU-A09D-2 |  | 9000 | 20.2 | 12 | 10000 | 10800 | 108% | 1.9 | 14 | 13.2 |  |  |  |  | R-410A | 0.75 | Residential & Commercial | VSMSHP | Ducted CEE Tier 1
209862160 | Mini/Multi Split | KLIMAIRE | HRCU-A-CB | KSIE009-H221-O-2 |  | Mini-Splits(Ducted) | KDIP09-H2 |  | 9000 | 19.2 | 10.2 | 10000 | 8000 | 80% | 2.1 | 13.5 | 12.5 |  |  |  |  | R-410A | 0.75 | Residential & Commercial | VSMSHP | Ducted CEE Tier 1
209862161 | Mini/Multi Split | KLIMAIRE | HRCU-A-CB | KSIE012-H220-O-2 |  | Mini-Splits(Ducted) | KDIP12-H2 |  | 11500 | 19 | 10.3 | 12000 | 8400 | 70% | 2.26 | 12.5 | 11.7 |  |  |  |  | R-410A | 0.95833 | Residential & Commercial | VSMSHP | Ducted CEE Tier 1
209862163 | Mini/Multi Split | KLIMAIRE | HRCU-A-CB | KSIE024-H220-O-2 |  | Mini-Splits(Ducted) | KDIP24-H2 |  | 23000 | 19 | 11.2 | 25000 | 20000 | 80% | 2.3 | 12.6 | 12.5 |  |  |  |  | R-410A | 1.9167 | Residential & Commercial | VSMSHP | Ducted CEE Tier 1
209862169 | Mini/Multi Split | KLIMAIRE | HRCU-A-CB | KSIH024-H220-O-2 |  | Mini-Splits(Ducted) | KDIP24-H2 |  | 24000 | 19.2 | 10.5 | 25000 | 27000 | 108% | 2 | 12.5 | 12 |  |  |  |  | R-410A | 2 | Residential & Commercial | VSMSHP | Ducted CEE Tier 1
209862170 | Mini/Multi Split | KLIMAIRE | HRCU-A-CB | KSIH009-H225-O-2 |  | Mini-Splits(Ducted) | KDIP09-H2 |  | 9000 | 20.2 | 12 | 10000 | 10800 | 108% | 1.9 | 14 | 13.2 |  |  |  |  | R-410A | 0.75 | Residential & Commercial | VSMSHP | Ducted CEE Tier 1
209862171 | Mini/Multi Split | KLIMAIRE | HRCU-A-CB | KSIH012-H222-O-2 |  | Mini-Splits(Ducted) | KDIP12-H2 |  | 12000 | 19.5 | 10 | 12500 | 12100 | 96.8% | 1.96 | 13 | 11.7 |  |  |  |  | R-410A | 1 | Residential & Commercial | VSMSHP | Ducted CEE Tier 1
209862172 | Mini/Multi Split | KLIMAIRE | HRCU-A-CB | KSIH018-H220-O-2 |  | Mini-Splits(Ducted) | KDIP18-H2 |  | 17000 | 18 | 9.5 | 19000 | 17700 | 93.16% | 1.85 | 12.5 | 11.7 |  |  |  |  | R-410A | 1.4167 | Residential & Commercial | VSMSHP | Ducted CEE Tier 1
209748103 | Mini/Multi Split | AC PRO.COM | HRCU-A-CB | AOX230-09HFN1-MW5W |  | Mini-Splits(Ducted) | ATIU-09HWFN1-M |  | 9000 | 19.2 | 10.2 | 10000 | 8000 | 80% | 2.1 | 13.5 | 12.5 |  |  |  |  | R-410A | 0.75 | Residential & Commercial | VSMSHP | Ducted CEE Tier 1
209748104 | Mini/Multi Split | AC PRO.COM | HRCU-A-CB | AOX230-12HFN1-MV5W |  | Mini-Splits(Ducted) | ATIU-12HWFN1-M |  | 11500 | 19 | 10.3 | 12000 | 8400 | 70% | 2.26 | 12.5 | 11.7 |  |  |  |  | R-410A | 0.95833 | Residential & Commercial | VSMSHP | Ducted CEE Tier 1
209843001 | Mini/Multi Split | CLASSIC | HRCU-A-CB | MRSVHC12AS |  | Mini-Splits(Ducted) | MFCHC12S |  | 11500 | 19 | 10.3 | 12000 | 8400 | 70% | 2.26 | 12.5 | 11.7 |  |  |  |  | R-410A | 0.95833 | Residential & Commercial | VSMSHP | Ducted CEE Tier 1
209843003 | Mini/Multi Split | CLASSIC | HRCU-A-CB | MRSVHC24AS |  | Mini-Splits(Ducted) | MFCHC24S |  | 23000 | 19 | 11.2 | 25000 | 20000 | 80% | 2.3 | 12.6 | 12.5 |  |  |  |  | R-410A | 1.9167 | Residential & Commercial | VSMSHP | Ducted CEE Tier 1
209843017 | Mini/Multi Split | TGM | HRCU-A-CB | MRSVHT12AS |  | Mini-Splits(Ducted) | MFCHT12S |  | 11500 | 19 | 10.3 | 12000 | 8400 | 70% | 2.26 | 12.5 | 11.7 |  |  |  |  | R-410A | 0.95833 | Residential & Commercial | VSMSHP | Ducted CEE Tier 1
209843019 | Mini/Multi Split | TGM | HRCU-A-CB | MRSVHT24AS |  | Mini-Splits(Ducted) | MFCHT24S |  | 23000 | 19 | 11.2 | 25000 | 20000 | 80% | 2.3 | 12.6 | 12.5 |  |  |  |  | R-410A | 1.9167 | Residential & Commercial | VSMSHP | Ducted CEE Tier 1
209424846 | Mini/Multi Split | GREE | HRCU-A-CB | GWH12AGCXD-D3DNA1A/O |  | Mini-Splits(Ducted) | GFH(12)DA-D3DN***/I |  | 12000 | 20 | 8.5 | 12000 | 8800 | 73.33% | 1.9 | 12.5 | 11.8 |  |  |  |  | R-410A | 1 | Residential & Commercial | VSMSHP | Ducted CEE Tier 1
209447988 | Mini/Multi Split | Mitsubishi Electric | HRCU-A-C | PUZ-HA24NHA* |  | Mini-Splits(Ducted) | PAA-A24AA1 |  | 24000 | 15.6 | 9.3 | 25400 | 25400 | 100% | 1.8 | 11 | 10.5 |  |  |  |  | R-410A | 2 | Residential & Commercial | VSMSHP | Ducted CEE Tier 1
209447989 | Mini/Multi Split | Mitsubishi Electric | HRCU-A-C | PUZ-HA24NHA* |  | Mini-Splits(Ducted) | PAA-A24BA1 |  | 24000 | 15.6 | 9.3 | 25400 | 25400 | 100% | 1.8 | 11 | 10.5 |  |  |  |  | R-410A | 2 | Residential & Commercial | VSMSHP | Ducted CEE Tier 1
209484153 | Mini/Multi Split | Mitsubishi Electric | HRCU-A-C | PUZ-HA36NKA* |  | Mini-Splits(Ducted) | PAA-A36BA1 |  | 36000 | 15.3 | 9.5 | 42000 | 42000 | 100% | 1.8 | 11 | 10.5 |  |  |  |  | R-410A | 3 | Residential & Commercial | VSMSHP | Ducted CEE Tier 1
208816926 | Mini/Multi Split | TRUST AIR CONDITIONERS | HRCU-A-CB | OUS09H/O4S4P |  | Mini-Splits(Ducted) | IUMDL09H/I43P |  | 9000 | 19.2 | 10.2 | 10000 | 8000 | 80% | 2.1 | 13.5 | 12.5 |  |  |  |  | R-410A | 0.75 | Residential & Commercial | VSMSHP | Ducted CEE Tier 1
208816927 | Mini/Multi Split | TRUST AIR CONDITIONERS | HRCU-A-CB | OUS12H/O4S4P |  | Mini-Splits(Ducted) | IUMDL12H/I43P |  | 11500 | 19 | 10.3 | 12000 | 8400 | 70% | 2.26 | 12.5 | 11.7 |  |  |  |  | R-410A | 0.95833 | Residential & Commercial | VSMSHP | Ducted CEE Tier 1
208816929 | Mini/Multi Split | TRUST AIR CONDITIONERS | HRCU-A-CB | OUS24H/O4S4P |  | Mini-Splits(Ducted) | IUMDL24H/I43P |  | 23000 | 19 | 11.2 | 25000 | 20000 | 80% | 2.3 | 12.6 | 12.5 |  |  |  |  | R-410A | 1.9167 | Residential & Commercial | VSMSHP | Ducted CEE Tier 1
208816930 | Mini/Multi Split | TRUST AIR CONDITIONERS | HRCU-A-CB | OAH09H/O4S4P |  | Mini-Splits(Ducted) | IUMDL09H/I43P |  | 9000 | 20.2 | 12 | 10000 | 10800 | 108% | 1.9 | 14 | 13.2 |  |  |  |  | R-410A | 0.75 | Residential & Commercial | VSMSHP | Ducted CEE Tier 1
208816931 | Mini/Multi Split | TRUST AIR CONDITIONERS | HRCU-A-CB | OAH12H/O4S4P |  | Mini-Splits(Ducted) | IUMDL12H/I43P |  | 12000 | 19.5 | 10 | 12500 | 12100 | 96.8% | 1.96 | 13 | 11.7 |  |  |  |  | R-410A | 1 | Residential & Commercial | VSMSHP | Ducted CEE Tier 1
208816932 | Mini/Multi Split | TRUST AIR CONDITIONERS | HRCU-A-CB | OAH18H/O4S4P |  | Mini-Splits(Ducted) | IUMDL18H/I43P |  | 17000 | 18 | 9.5 | 19000 | 17700 | 93.16% | 1.85 | 12.5 | 11.7 |  |  |  |  | R-410A | 1.4167 | Residential & Commercial | VSMSHP | Ducted CEE Tier 1
208816933 | Mini/Multi Split | TRUST AIR CONDITIONERS | HRCU-A-CB | OAH24H/O4S4P |  | Mini-Splits(Ducted) | IUMDL24H/I43P |  | 24000 | 19.2 | 10.5 | 25000 | 27000 | 108% | 2 | 12.5 | 12 |  |  |  |  | R-410A | 2 | Residential & Commercial | VSMSHP | Ducted CEE Tier 1
212494266 | Mini/Multi Split | DAIKIN | HRCU-A-CB | RXL24WMVJU* |  | Mini-Splits(Ducted) | FDMQ24WVJU* |  | 21200 | 15.2 | 8.4 | 24000 | 23000 | 95.83% | 1.8 | 0 | 9.6 |  |  |  |  | R-410A | 1.7667 | Residential & Commercial | VSMSHP
212437230 | Mini/Multi Split | KINGHOME | HRCU-A-CB | KW18HQ25SDO |  | Mini-Splits(Ducted) | KM18HF1DI |  | 18000 | 20 | 8.5 | 18000 | 13300 | 73.89% | 2.12 | 0 | 12.5 |  |  |  |  | R-410A | 1.5 | Residential & Commercial | VSMSHP | Ducted CEE Tier 1
212437233 | Mini/Multi Split | KINGHOME | HRCU-A-CB | KW24HQ25SDO |  | Mini-Splits(Ducted) | KM24HF1DI |  | 22000 | 20 | 9 | 24000 | 19000 | 79.17% | 1.9 | 0 | 12.7 |  |  |  |  | R-410A | 1.8333 | Residential & Commercial | VSMSHP | Ducted CEE Tier 1
208650625 | Mini/Multi Split | BLUERIDGE | HRCU-A-CB | BMY36HHUC |  | Mini-Splits(Ducted) | BM36MCD |  | 36000 | 16.5 | 11 | 42000 | 36000 | 85.71% | 1.98 | 9 | 9 |  |  |  |  | R-410A | 3 | Residential & Commercial | VSMSHP
212437227 | Mini/Multi Split | KINGHOME | HRCU-A-CB | KW12HQ25SDO |  | Mini-Splits(Ducted) | KM12HF1DI |  | 12000 | 20 | 8.5 | 12000 | 8800 | 73.33% | 1.9 | 0 | 11.8 |  |  |  |  | R-410A | 1 | Residential & Commercial | VSMSHP | Ducted CEE Tier 1
208447318 | Mini/Multi Split | TOSHIBA CARRIER | HRCU-A-CB | RAV-SP122AT2P-UL |  | Mini-Splits(Ducted) | RAV-SM122BTP-UL |  | 12000 | 17.1 | 8.9 | 14000 | 10000 | 71.43% | 1.82 | 14.5 | 12.2 |  |  |  |  | R-410A | 1 | Residential & Commercial | VSMSHP | Ducted CEE Tier 1
208447323 | Mini/Multi Split | TOSHIBA CARRIER | HRCU-A-CB | RAV-SP242AT2P-UL |  | Mini-Splits(Ducted) | RAV-SM242BTP-UL |  | 24000 | 19.4 | 10.3 | 27000 | 20000 | 74.07% | 2.1 | 12.9 | 12.4 |  |  |  |  | R-410A | 2 | Residential & Commercial | VSMSHP | Ducted CEE Tier 1
208447326 | Mini/Multi Split | TOSHIBA CARRIER | HRCU-A-CB | RAV-SP302AT2P-UL |  | Mini-Splits(Ducted) | RAV-SM302BTP-UL |  | 30000 | 19.3 | 10.3 | 34000 | 25400 | 74.71% | 2.19 | 12.8 | 12.5 |  |  |  |  | R-410A | 2.5 | Residential & Commercial | VSMSHP | Ducted CEE Tier 1
208447329 | Mini/Multi Split | TOSHIBA CARRIER | HRCU-A-CB | RAV-SP362AT2P-UL |  | Mini-Splits(Ducted) | RAV-SM362BTP-UL |  | 36000 | 17.6 | 9.9 | 40000 | 29800 | 74.5% | 2.12 | 11.5 | 11 |  |  |  |  | R-410A | 3 | Residential & Commercial | VSMSHP | Ducted CEE Tier 1
208447331 | Mini/Multi Split | TOSHIBA CARRIER | HRCU-A-CB | RAV-SP422AT2P-UL |  | Mini-Splits(Ducted) | RAV-SM422BTP-UL |  | 42000 | 16.9 | 9 | 47000 | 34600 | 73.62% | 1.89 | 10.1 | 9.5 |  |  |  |  | R-410A | 3.5 | Residential & Commercial | VSMSHP
208447612 | Mini/Multi Split | SUNCHILLERS | HRCU-A-CB | 12WODU-UL |  | Mini-Splits(Ducted) | 12DIDU-UL |  | 11500 | 19 | 10.3 | 12000 | 8400 | 70% | 2.26 | 12.5 | 11.7 |  |  |  |  | R-410A | 0.95833 | Residential & Commercial | VSMSHP | Ducted CEE Tier 1
208447613 | Mini/Multi Split | SUNCHILLERS | HRCU-A-CB | 24WODU-UL |  | Mini-Splits(Ducted) | 24DIDU-UL |  | 23000 | 19 | 11.2 | 25000 | 20000 | 80% | 2.3 | 12.6 | 12.5 |  |  |  |  | R-410A | 1.9167 | Residential & Commercial | VSMSHP | Ducted CEE Tier 1
208141951 | Mini/Multi Split | PIONEER | HRCU-A-CB | YN009GMFI22RPE |  | Mini-Splits(Ducted) | RB009GMFILDFHD |  | 9000 | 19.2 | 10.2 | 10000 | 8000 | 80% | 2.1 | 13.5 | 12.5 |  |  |  |  | R-410A | 0.75 | Residential & Commercial | VSMSHP | Ducted CEE Tier 1
208141952 | Mini/Multi Split | PIONEER | HRCU-A-CB | YN012GMFI22RPE |  | Mini-Splits(Ducted) | RB012GMFILDFHD |  | 11500 | 19 | 10.3 | 12000 | 8400 | 70% | 2.26 | 12.5 | 11.7 |  |  |  |  | R-410A | 0.95833 | Residential & Commercial | VSMSHP | Ducted CEE Tier 1
208141954 | Mini/Multi Split | PIONEER | HRCU-A-CB | YN024GMFI22RPE |  | Mini-Splits(Ducted) | RB024GMFILDFHD |  | 23000 | 19 | 11.2 | 25000 | 20000 | 80% | 2.3 | 12.6 | 12.5 |  |  |  |  | R-410A | 1.9167 | Residential & Commercial | VSMSHP | Ducted CEE Tier 1
208158334 | Mini/Multi Split | GREE | HRCU-A-CB | GWH24AGEXH-D3DNA1A/O |  | Mini-Splits(Ducted) | GFH(24)DB-D3DN***/I |  | 22000 | 20 | 9 | 24000 | 19000 | 79.17% | 1.9 | 12.7 | 12.7 |  |  |  |  | R-410A | 1.8333 | Residential & Commercial | VSMSHP | Ducted CEE Tier 1
208280125 | Mini/Multi Split | TRUST AIR CONDITIONERS | HRCU-A-CB | OAH36H/O4S41P |  | Mini-Splits(Ducted) | IUMDL36H/I43P |  | 36000 | 16.5 | 11 | 42000 | 36000 | 85.71% | 1.98 | 9 | 9 |  |  |  |  | R-410A | 3 | Residential & Commercial | VSMSHP
208130813 | Mini/Multi Split | LBG Products | HRCU-A-CB | LBHB09DUWO |  | Mini-Splits(Ducted) | LMHB09DFI |  | 9000 | 19.2 | 10.2 | 10000 | 8000 | 80% | 2.1 | 13.5 | 12.5 |  |  |  |  | R-410A | 0.75 | Residential & Commercial | VSMSHP | Ducted CEE Tier 1
208130814 | Mini/Multi Split | LBG Products | HRCU-A-CB | LBHB12DUWO |  | Mini-Splits(Ducted) | LMHB12DFI |  | 11500 | 19 | 10.3 | 12000 | 8400 | 70% | 2.26 | 12.5 | 11.7 |  |  |  |  | R-410A | 0.95833 | Residential & Commercial | VSMSHP | Ducted CEE Tier 1
208130816 | Mini/Multi Split | LBG Products | HRCU-A-CB | LBHB24DUWO |  | Mini-Splits(Ducted) | LMHB24DFI |  | 23000 | 19 | 11.2 | 25000 | 20000 | 80% | 2.3 | 12.6 | 12.5 |  |  |  |  | R-410A | 1.9167 | Residential & Commercial | VSMSHP | Ducted CEE Tier 1
208130837 | Mini/Multi Split | LBG Products | HRCU-A-CB | LBHB09DVWO |  | Mini-Splits(Ducted) | LMHB09DFI |  | 9000 | 20.2 | 12 | 10000 | 10800 | 108% | 1.9 | 14 | 13.2 |  |  |  |  | R-410A | 0.75 | Residential & Commercial | VSMSHP | Ducted CEE Tier 1
208130838 | Mini/Multi Split | LBG Products | HRCU-A-CB | LBHB12DVWO |  | Mini-Splits(Ducted) | LMHB12DFI |  | 12000 | 19.5 | 10 | 12500 | 12100 | 96.8% | 1.96 | 13 | 11.7 |  |  |  |  | R-410A | 1 | Residential & Commercial | VSMSHP | Ducted CEE Tier 1
208130839 | Mini/Multi Split | LBG Products | HRCU-A-CB | LBHB18DVWO |  | Mini-Splits(Ducted) | LMHB18DFI |  | 17000 | 18 | 9.5 | 19000 | 17700 | 93.16% | 1.85 | 12.5 | 11.7 |  |  |  |  | R-410A | 1.4167 | Residential & Commercial | VSMSHP | Ducted CEE Tier 1
208130840 | Mini/Multi Split | LBG Products | HRCU-A-CB | LBHB24DVWO |  | Mini-Splits(Ducted) | LMHB24DFI |  | 24000 | 19.2 | 10.5 | 25000 | 27000 | 108% | 2 | 12.5 | 12 |  |  |  |  | R-410A | 2 | Residential & Commercial | VSMSHP | Ducted CEE Tier 1
208130841 | Mini/Multi Split | LBG Products | HRCU-A-CB | LUUHB36DO |  | Mini-Splits(Ducted) | LUHB36DFI |  | 36000 | 16.5 | 11 | 42000 | 36000 | 85.71% | 1.98 | 9 | 9 |  |  |  |  | R-410A | 3 | Residential & Commercial | VSMSHP
208128184 | Mini/Multi Split | Allied | HRCU-A-CB | 4DHP2S09S-1P |  | Mini-Splits(Ducted) | DMD209S4-1P |  | 9000 | 19.2 | 10.2 | 10000 | 8000 | 80% | 2.1 | 13.5 | 12.5 |  |  |  |  | R-410A | 0.75 | Residential & Commercial | VSMSHP | Ducted CEE Tier 1
208128187 | Mini/Multi Split | AirEase | HRCU-A-CB | 4DHP2S09S-1P |  | Mini-Splits(Ducted) | DMD209S4-1P |  | 9000 | 19.2 | 10.2 | 10000 | 8000 | 80% | 2.1 | 13.5 | 12.5 |  |  |  |  | R-410A | 0.75 | Residential & Commercial | VSMSHP | Ducted CEE Tier 1
208128190 | Mini/Multi Split | Armstrong Air | HRCU-A-CB | 4DHP2S09S-1P |  | Mini-Splits(Ducted) | DMD209S4-1P |  | 9000 | 19.2 | 10.2 | 10000 | 8000 | 80% | 2.1 | 13.5 | 12.5 |  |  |  |  | R-410A | 0.75 | Residential & Commercial | VSMSHP | Ducted CEE Tier 1
208128193 | Mini/Multi Split | CONCORD | HRCU-A-CB | 4DHP2S09S-1P |  | Mini-Splits(Ducted) | DMD209S4-1P |  | 9000 | 19.2 | 10.2 | 10000 | 8000 | 80% | 2.1 | 13.5 | 12.5 |  |  |  |  | R-410A | 0.75 | Residential & Commercial | VSMSHP | Ducted CEE Tier 1
208128196 | Mini/Multi Split | DUCANE | HRCU-A-CB | 4DHP2S09S-1P |  | Mini-Splits(Ducted) | DMD209S4-1P |  | 9000 | 19.2 | 10.2 | 10000 | 8000 | 80% | 2.1 | 13.5 | 12.5 |  |  |  |  | R-410A | 0.75 | Residential & Commercial | VSMSHP | Ducted CEE Tier 1
208128269 | Mini/Multi Split | SEA BREEZE+ | HRCU-A-CB | HSZ12H424ZMO |  | Mini-Splits(Ducted) | D12H424ZMI |  | 12000 | 19.5 | 10 | 12500 | 12100 | 96.8% | 1.96 | 13 | 11.7 |  |  |  |  | R-410A | 1 | Residential & Commercial | VSMSHP | Ducted CEE Tier 1
208128276 | Mini/Multi Split | SEA BREEZE+ | HRCU-A-CB | SZ9H424ZMO |  | Mini-Splits(Ducted) | D9H424ZMI |  | 9000 | 19.2 | 10.2 | 10000 | 8000 | 80% | 2.1 | 13.5 | 12.5 |  |  |  |  | R-410A | 0.75 | Residential & Commercial | VSMSHP | Ducted CEE Tier 1
208128277 | Mini/Multi Split | SEA BREEZE+ | HRCU-A-CB | SZ12H424ZMO |  | Mini-Splits(Ducted) | D12H424ZMI |  | 11500 | 19 | 10.3 | 12000 | 8400 | 70% | 2.26 | 12.5 | 11.7 |  |  |  |  | R-410A | 0.95833 | Residential & Commercial | VSMSHP | Ducted CEE Tier 1
208128279 | Mini/Multi Split | SEA BREEZE+ | HRCU-A-CB | SZ24H424ZMO |  | Mini-Splits(Ducted) | D24H424ZMI |  | 23000 | 19 | 11.2 | 25000 | 20000 | 80% | 2.3 | 12.6 | 12.5 |  |  |  |  | R-410A | 1.9167 | Residential & Commercial | VSMSHP | Ducted CEE Tier 1
208106973 | Mini/Multi Split | YONAN | HRCU-A-CB | YOX-09HFN1 |  | Mini-Splits(Ducted) | YTI-09HWFN1 |  | 9000 | 19.2 | 10.2 | 10000 | 8000 | 80% | 2.1 | 13.5 | 12.5 |  |  |  |  | R-410A | 0.75 | Residential & Commercial | VSMSHP | Ducted CEE Tier 1
208106975 | Mini/Multi Split | YONAN | HRCU-A-CB | YOX-12HFN1 |  | Mini-Splits(Ducted) | YTI-12HWFN1 |  | 11500 | 19 | 10.3 | 12000 | 8400 | 70% | 2.26 | 12.5 | 11.7 |  |  |  |  | R-410A | 0.95833 | Residential & Commercial | VSMSHP | Ducted CEE Tier 1
208106980 | Mini/Multi Split | YONAN | HRCU-A-CB | YOD-24HFN1 |  | Mini-Splits(Ducted) | YTI-24HWFN1 |  | 23000 | 19 | 11.2 | 25000 | 20000 | 80% | 2.3 | 12.6 | 12.5 |  |  |  |  | R-410A | 1.9167 | Residential & Commercial | VSMSHP | Ducted CEE Tier 1
208119665 | Mini/Multi Split | Airlux | HRCU-A-CB | ASZ09O/2022 |  | Mini-Splits(Ducted) | AMD09I |  | 9000 | 19.2 | 10.2 | 10000 | 8000 | 80% | 2.1 | 13.5 | 12.5 |  |  |  |  | R-410A | 0.75 | Residential & Commercial | VSMSHP | Ducted CEE Tier 1
208119666 | Mini/Multi Split | Airlux | HRCU-A-CB | ASZ12O/2022 |  | Mini-Splits(Ducted) | AMD12I |  | 11500 | 19 | 10.3 | 12000 | 8400 | 70% | 2.26 | 12.5 | 11.7 |  |  |  |  | R-410A | 0.95833 | Residential & Commercial | VSMSHP | Ducted CEE Tier 1
208119668 | Mini/Multi Split | Airlux | HRCU-A-CB | ASZ24O/2022 |  | Mini-Splits(Ducted) | AMD24I |  | 23000 | 19 | 11.2 | 25000 | 20000 | 80% | 2.3 | 12.6 | 12.5 |  |  |  |  | R-410A | 1.9167 | Residential & Commercial | VSMSHP | Ducted CEE Tier 1
207862079 | Mini/Multi Split | Breeze33 | HRCU-A-CB | BZ33-HYP09OUT2-G2-P |  | Mini-Splits(Ducted) | BZ33-DIDU9-P |  | 9000 | 20.2 | 12 | 10000 | 10800 | 108% | 1.9 | 14 | 13.2 |  |  |  |  | R-410A | 0.75 | Residential & Commercial | VSMSHP | Ducted CEE Tier 1
207862080 | Mini/Multi Split | Breeze33 | HRCU-A-CB | BZ33-HYP12OUT2-G2-P |  | Mini-Splits(Ducted) | BZ33-DIDU12-P |  | 12000 | 19.5 | 10 | 12500 | 12100 | 96.8% | 1.96 | 13 | 11.7 |  |  |  |  | R-410A | 1 | Residential & Commercial | VSMSHP | Ducted CEE Tier 1
207862081 | Mini/Multi Split | Breeze33 | HRCU-A-CB | BZ33-HYP18OUT2-G2-P |  | Mini-Splits(Ducted) | BZ33-DIDU18-P |  | 17000 | 18 | 9.5 | 19000 | 17700 | 93.16% | 1.85 | 12.5 | 11.7 |  |  |  |  | R-410A | 1.4167 | Residential & Commercial | VSMSHP | Ducted CEE Tier 1
208106728 | Mini/Multi Split | AirEase | HRCU-A-CB | 4DHPS209S-1P |  | Mini-Splits(Ducted) | DMD209S4-1P |  | 9000 | 19.2 | 10.2 | 10000 | 8000 | 80% | 2.1 | 13.5 | 12.5 |  |  |  |  | R-410A | 0.75 | Residential & Commercial | VSMSHP | Ducted CEE Tier 1
208106739 | Mini/Multi Split | Armstrong Air | HRCU-A-CB | 4DHPS209S-1P |  | Mini-Splits(Ducted) | DMD209S4-1P |  | 9000 | 19.2 | 10.2 | 10000 | 8000 | 80% | 2.1 | 13.5 | 12.5 |  |  |  |  | R-410A | 0.75 | Residential & Commercial | VSMSHP | Ducted CEE Tier 1
208106750 | Mini/Multi Split | CONCORD | HRCU-A-CB | 4DHPS209S-1P |  | Mini-Splits(Ducted) | DMD209S4-1P |  | 9000 | 19.2 | 10.2 | 10000 | 8000 | 80% | 2.1 | 13.5 | 12.5 |  |  |  |  | R-410A | 0.75 | Residential & Commercial | VSMSHP | Ducted CEE Tier 1
208106660 | Mini/Multi Split | Allied | HRCU-A-CB | 4DHP2S12S-1P |  | Mini-Splits(Ducted) | DMD212S4-1P |  | 11500 | 18.8 | 10.3 | 12000 | 8400 | 70% | 2.26 | 12.5 | 11.7 |  |  |  |  | R-410A | 0.95833 | Residential & Commercial | VSMSHP | Ducted CEE Tier 1
208106662 | Mini/Multi Split | Allied | HRCU-A-CB | 4DHP2S24S-1P |  | Mini-Splits(Ducted) | DMD224S4-1P |  | 23000 | 19 | 11 | 25000 | 20000 | 80% | 2.3 | 12.6 | 12.3 |  |  |  |  | R-410A | 1.9167 | Residential & Commercial | VSMSHP | Ducted CEE Tier 1
208106669 | Mini/Multi Split | DUCANE | HRCU-A-CB | 4DHP2S12S-1P |  | Mini-Splits(Ducted) | DMD212S4-1P |  | 11500 | 18.8 | 10.3 | 12000 | 8400 | 70% | 2.26 | 12.5 | 11.7 |  |  |  |  | R-410A | 0.95833 | Residential & Commercial | VSMSHP | Ducted CEE Tier 1
208106671 | Mini/Multi Split | DUCANE | HRCU-A-CB | 4DHP2S24S-1P |  | Mini-Splits(Ducted) | DMD224S4-1P |  | 23000 | 19 | 11 | 25000 | 20000 | 80% | 2.3 | 12.6 | 12.3 |  |  |  |  | R-410A | 1.9167 | Residential & Commercial | VSMSHP | Ducted CEE Tier 1
208106678 | Mini/Multi Split | Armstrong Air | HRCU-A-CB | 4DHP2S12S-1P |  | Mini-Splits(Ducted) | DMD212S4-1P |  | 11500 | 18.8 | 10.3 | 12000 | 8400 | 70% | 2.26 | 12.5 | 11.7 |  |  |  |  | R-410A | 0.95833 | Residential & Commercial | VSMSHP | Ducted CEE Tier 1
208106680 | Mini/Multi Split | Armstrong Air | HRCU-A-CB | 4DHP2S24S-1P |  | Mini-Splits(Ducted) | DMD224S4-1P |  | 23000 | 19 | 11 | 25000 | 20000 | 80% | 2.3 | 12.6 | 12.3 |  |  |  |  | R-410A | 1.9167 | Residential & Commercial | VSMSHP | Ducted CEE Tier 1
208106687 | Mini/Multi Split | AirEase | HRCU-A-CB | 4DHP2S12S-1P |  | Mini-Splits(Ducted) | DMD212S4-1P |  | 11500 | 18.8 | 10.3 | 12000 | 8400 | 70% | 2.26 | 12.5 | 11.7 |  |  |  |  | R-410A | 0.95833 | Residential & Commercial | VSMSHP | Ducted CEE Tier 1
208106689 | Mini/Multi Split | AirEase | HRCU-A-CB | 4DHP2S24S-1P |  | Mini-Splits(Ducted) | DMD224S4-1P |  | 23000 | 19 | 11 | 25000 | 20000 | 80% | 2.3 | 12.6 | 12.3 |  |  |  |  | R-410A | 1.9167 | Residential & Commercial | VSMSHP | Ducted CEE Tier 1
208106696 | Mini/Multi Split | CONCORD | HRCU-A-CB | 4DHP2S12S-1P |  | Mini-Splits(Ducted) | DMD212S4-1P |  | 11500 | 18.8 | 10.3 | 12000 | 8400 | 70% | 2.26 | 12.5 | 11.7 |  |  |  |  | R-410A | 0.95833 | Residential & Commercial | VSMSHP | Ducted CEE Tier 1
208106698 | Mini/Multi Split | CONCORD | HRCU-A-CB | 4DHP2S24S-1P |  | Mini-Splits(Ducted) | DMD224S4-1P |  | 23000 | 19 | 11 | 25000 | 20000 | 80% | 2.3 | 12.6 | 12.3 |  |  |  |  | R-410A | 1.9167 | Residential & Commercial | VSMSHP | Ducted CEE Tier 1
208106706 | Mini/Multi Split | Allied | HRCU-A-CB | 4DHPS209S-1P |  | Mini-Splits(Ducted) | DMD209S4-1P |  | 9000 | 19.2 | 10.2 | 10000 | 8000 | 80% | 2.1 | 13.5 | 12.5 |  |  |  |  | R-410A | 0.75 | Residential & Commercial | VSMSHP | Ducted CEE Tier 1
208106717 | Mini/Multi Split | DUCANE | HRCU-A-CB | 4DHPS209S-1P |  | Mini-Splits(Ducted) | DMD209S4-1P |  | 9000 | 19.2 | 10.2 | 10000 | 8000 | 80% | 2.1 | 13.5 | 12.5 |  |  |  |  | R-410A | 0.75 | Residential & Commercial | VSMSHP | Ducted CEE Tier 1
207827154 | Mini/Multi Split | AC PRO.COM | HRCU-A-CB | AOX330-09HFN1-MY5W |  | Mini-Splits(Ducted) | ATIU-09HWFN1-M |  | 9000 | 19.2 | 10.2 | 10000 | 8000 | 80% | 2.1 | 13.5 | 12.5 |  |  |  |  | R-410A | 0.75 | Residential & Commercial | VSMSHP | Ducted CEE Tier 1
207827155 | Mini/Multi Split | AC PRO.COM | HRCU-A-CB | AOX330-12HFN1-MW5W |  | Mini-Splits(Ducted) | ATIU-12HWFN1-M |  | 12000 | 19.5 | 10 | 12500 | 12100 | 96.8% | 1.96 | 13 | 11.7 |  |  |  |  | R-410A | 1 | Residential & Commercial | VSMSHP | Ducted CEE Tier 1
207827156 | Mini/Multi Split | AC PRO.COM | HRCU-A-CB | AOX430-17HFN1-MT0W |  | Mini-Splits(Ducted) | ATIU-18HWFN1-M |  | 17000 | 18 | 9.5 | 19000 | 17700 | 93.16% | 1.85 | 12.5 | 11.7 |  |  |  |  | R-410A | 1.4167 | Residential & Commercial | VSMSHP | Ducted CEE Tier 1
207827157 | Mini/Multi Split | AC PRO.COM | HRCU-A-CB | AOD32-24HFN1-MT0W |  | Mini-Splits(Ducted) | ATIU-24HWFN1-M |  | 23000 | 19 | 11.2 | 25000 | 20000 | 80% | 2.3 | 12.6 | 12.5 |  |  |  |  | R-410A | 1.9167 | Residential & Commercial | VSMSHP | Ducted CEE Tier 1
207825609 | Mini/Multi Split | LENNOX | HRCU-A-CB | LISH012000P431-D |  | Mini-Splits(Ducted) | LIFHC012180P431-C |  | 11500 | 19 | 10.3 | 12000 | 8400 | 70% | 2.26 | 12.5 | 11.7 |  |  |  |  | R-410A | 0.95833 | Residential & Commercial | VSMSHP | Ducted CEE Tier 1
207825611 | Mini/Multi Split | LENNOX | HRCU-A-CB | LISH024000P431-D |  | Mini-Splits(Ducted) | LIFHC024180P431-C |  | 23000 | 19 | 11.2 | 25000 | 20000 | 80% | 2.3 | 12.6 | 12.5 |  |  |  |  | R-410A | 1.9167 | Residential & Commercial | VSMSHP | Ducted CEE Tier 1
207826046 | Mini/Multi Split | ECO AC | HRCU-A-CB | EHH-O09BB |  | Mini-Splits(Ducted) | EHH-D09BA |  | 9000 | 19.2 | 10.2 | 10000 | 8000 | 80% | 2.1 | 13.5 | 12.5 |  |  |  |  | R-410A | 0.75 | Residential & Commercial | VSMSHP | Ducted CEE Tier 1
207826698 | Mini/Multi Split | MIDEA | HRCU-A-CB | MOD33-24HFN1-MT0W |  | Mini-Splits(Ducted) | MTIU-24HWFN1-M |  | 23000 | 19 | 11.2 | 25000 | 20000 | 80% | 2.3 | 12.6 | 12.5 |  |  |  |  | R-410A | 1.9167 | Residential & Commercial | VSMSHP | Ducted CEE Tier 1
207824533 | Mini/Multi Split | MOOVAIR | HRCU-A-CB | DMA18HOS28230E8 |  | Mini-Splits(Ducted) | DUA24HIDU230X5 |  | 17500 | 18 | 10.5 | 19000 | 16000 | 84.21% | 2 | 13.2 | 12.1 |  |  |  |  | R-410A | 1.4583 | Residential & Commercial | VSMSHP | Ducted CEE Tier 1
207824534 | Mini/Multi Split | ELIOS | HRCU-A-CB | DEA18HOS28230E8 |  | Mini-Splits(Ducted) | DUA24HIDU230X5 |  | 17500 | 18 | 10.5 | 19000 | 16000 | 84.21% | 2 | 13.2 | 12.1 |  |  |  |  | R-410A | 1.4583 | Residential & Commercial | VSMSHP | Ducted CEE Tier 1
207825494 | Mini/Multi Split | ECO AC | HRCU-A-CB | EHH-O9BB |  | Mini-Splits(Ducted) | EHH-D09BA |  | 9000 | 19.2 | 10.2 | 10000 | 8000 | 80% | 2.1 | 13.5 | 12.5 |  |  |  |  | R-410A | 0.75 | Residential & Commercial | VSMSHP | Ducted CEE Tier 1
207825495 | Mini/Multi Split | ECO AC | HRCU-A-CB | EHH-O12BB |  | Mini-Splits(Ducted) | EHH-D12BA |  | 11500 | 19 | 10.3 | 12000 | 8400 | 70% | 2.26 | 12.5 | 11.7 |  |  |  |  | R-410A | 0.95833 | Residential & Commercial | VSMSHP | Ducted CEE Tier 1
207825497 | Mini/Multi Split | ECO AC | HRCU-A-CB | EHH-O24BB |  | Mini-Splits(Ducted) | EHH-D24BA |  | 23000 | 19 | 11.2 | 25000 | 20000 | 80% | 2.3 | 12.6 | 12.5 |  |  |  |  | R-410A | 1.9167 | Residential & Commercial | VSMSHP | Ducted CEE Tier 1
207825519 | Mini/Multi Split | 1HVAC | HRCU-A-CB | ACIQ-09ZPL-HP230B |  | Mini-Splits(Ducted) | ACIQ-09CD-HH-MB |  | 9000 | 20.2 | 12 | 10000 | 10800 | 108% | 1.9 | 14 | 13.2 |  |  |  |  | R-410A | 0.75 | Residential & Commercial | VSMSHP | Ducted CEE Tier 1
207825520 | Mini/Multi Split | 1HVAC | HRCU-A-CB | ACIQ-12ZPL-HP230B |  | Mini-Splits(Ducted) | ACIQ-12CD-HH-MB |  | 12000 | 19.5 | 10 | 12500 | 12100 | 96.8% | 1.96 | 13 | 11.7 |  |  |  |  | R-410A | 1 | Residential & Commercial | VSMSHP | Ducted CEE Tier 1
207825521 | Mini/Multi Split | 1HVAC | HRCU-A-CB | ACIQ-18ZPL-HP230B |  | Mini-Splits(Ducted) | ACIQ-18CD-HH-MB |  | 17000 | 18 | 9.5 | 19000 | 17700 | 93.16% | 1.85 | 12.5 | 11.7 |  |  |  |  | R-410A | 1.4167 | Residential & Commercial | VSMSHP | Ducted CEE Tier 1
207825522 | Mini/Multi Split | 1HVAC | HRCU-A-CB | ACIQ-24ZPL-HP230B |  | Mini-Splits(Ducted) | ACIQ-24CD-HH-MB |  | 24000 | 19.2 | 10.5 | 25000 | 27000 | 108% | 2 | 12.5 | 12 |  |  |  |  | R-410A | 2 | Residential & Commercial | VSMSHP | Ducted CEE Tier 1
207825538 | Mini/Multi Split | ACIQ | HRCU-A-CB | ACIQ-09ZPL-HP230B |  | Mini-Splits(Ducted) | ACIQ-09CD-HH-MB |  | 9000 | 20.2 | 12 | 10000 | 10800 | 108% | 1.9 | 14 | 13.2 |  |  |  |  | R-410A | 0.75 | Residential & Commercial | VSMSHP | Ducted CEE Tier 1
207825539 | Mini/Multi Split | ACIQ | HRCU-A-CB | ACIQ-12ZPL-HP230B |  | Mini-Splits(Ducted) | ACIQ-12CD-HH-MB |  | 12000 | 19.5 | 10 | 12500 | 12100 | 96.8% | 1.96 | 13 | 11.7 |  |  |  |  | R-410A | 1 | Residential & Commercial | VSMSHP | Ducted CEE Tier 1
207825540 | Mini/Multi Split | ACIQ | HRCU-A-CB | ACIQ-18ZPL-HP230B |  | Mini-Splits(Ducted) | ACIQ-18CD-HH-MB |  | 17000 | 18 | 9.5 | 19000 | 17700 | 93.16% | 1.85 | 12.5 | 11.7 |  |  |  |  | R-410A | 1.4167 | Residential & Commercial | VSMSHP | Ducted CEE Tier 1
207825541 | Mini/Multi Split | ACIQ | HRCU-A-CB | ACIQ-24ZPL-HP230B |  | Mini-Splits(Ducted) | ACIQ-24CD-HH-MB |  | 24000 | 19.2 | 10.5 | 25000 | 27000 | 108% | 2 | 12.5 | 12 |  |  |  |  | R-410A | 2 | Residential & Commercial | VSMSHP | Ducted CEE Tier 1
207825557 | Mini/Multi Split | DIYCOOL | HRCU-A-CB | ACIQ-09ZPL-HP230B |  | Mini-Splits(Ducted) | ACIQ-09CD-HH-MB |  | 9000 | 20.2 | 12 | 10000 | 10800 | 108% | 1.9 | 14 | 13.2 |  |  |  |  | R-410A | 0.75 | Residential & Commercial | VSMSHP | Ducted CEE Tier 1
207825558 | Mini/Multi Split | DIYCOOL | HRCU-A-CB | ACIQ-12ZPL-HP230B |  | Mini-Splits(Ducted) | ACIQ-12CD-HH-MB |  | 12000 | 19.5 | 10 | 12500 | 12100 | 96.8% | 1.96 | 13 | 11.7 |  |  |  |  | R-410A | 1 | Residential & Commercial | VSMSHP | Ducted CEE Tier 1
207825559 | Mini/Multi Split | DIYCOOL | HRCU-A-CB | ACIQ-18ZPL-HP230B |  | Mini-Splits(Ducted) | ACIQ-18CD-HH-MB |  | 17000 | 18 | 9.5 | 19000 | 17700 | 93.16% | 1.85 | 12.5 | 11.7 |  |  |  |  | R-410A | 1.4167 | Residential & Commercial | VSMSHP | Ducted CEE Tier 1
207825560 | Mini/Multi Split | DIYCOOL | HRCU-A-CB | ACIQ-24ZPL-HP230B |  | Mini-Splits(Ducted) | ACIQ-24CD-HH-MB |  | 24000 | 19.2 | 10.5 | 25000 | 27000 | 108% | 2 | 12.5 | 12 |  |  |  |  | R-410A | 2 | Residential & Commercial | VSMSHP | Ducted CEE Tier 1
207796628 | Mini/Multi Split | PERFECTAIRE | HRCU-A-CB | 3PAMSHH09-SZO |  | Mini-Splits(Ducted) | 3PAMSDH09 |  | 9000 | 20.2 | 12 | 10000 | 10800 | 108% | 1.9 | 14 | 13.2 |  |  |  |  | R-410A | 0.75 | Residential & Commercial | VSMSHP | Ducted CEE Tier 1
207796630 | Mini/Multi Split | PERFECTAIRE | HRCU-A-CB | 3PAMSHH12-SZO |  | Mini-Splits(Ducted) | 3PAMSDH12 |  | 12000 | 19.5 | 10 | 12500 | 12100 | 96.8% | 1.96 | 13 | 11.7 |  |  |  |  | R-410A | 1 | Residential & Commercial | VSMSHP | Ducted CEE Tier 1
207796633 | Mini/Multi Split | PERFECTAIRE | HRCU-A-CB | 3PAMSHH18-SZO |  | Mini-Splits(Ducted) | 3PAMSDH18 |  | 17000 | 18 | 9.5 | 19000 | 17700 | 93.16% | 1.85 | 12.5 | 11.7 |  |  |  |  | R-410A | 1.4167 | Residential & Commercial | VSMSHP | Ducted CEE Tier 1
207796636 | Mini/Multi Split | PERFECTAIRE | HRCU-A-CB | 3PAMSHH24-SZO |  | Mini-Splits(Ducted) | 3PAMSDH24 |  | 24000 | 19.2 | 10.5 | 25000 | 27000 | 108% | 2 | 12.5 | 12 |  |  |  |  | R-410A | 2 | Residential & Commercial | VSMSHP | Ducted CEE Tier 1
207796637 | Mini/Multi Split | KARDA | HRCU-A-CB | 3KARDA09SZO |  | Mini-Splits(Ducted) | 3KARDA09UVD |  | 9000 | 20.2 | 12 | 10000 | 10800 | 108% | 1.9 | 14 | 13.2 |  |  |  |  | R-410A | 0.75 | Residential & Commercial | VSMSHP | Ducted CEE Tier 1
207796639 | Mini/Multi Split | KARDA | HRCU-A-CB | 3KARDA12SZO |  | Mini-Splits(Ducted) | 3KARDA12UVD |  | 12000 | 19.5 | 10 | 12500 | 12100 | 96.8% | 1.96 | 13 | 11.7 |  |  |  |  | R-410A | 1 | Residential & Commercial | VSMSHP | Ducted CEE Tier 1
207796642 | Mini/Multi Split | KARDA | HRCU-A-CB | 3KARDA18SZO |  | Mini-Splits(Ducted) | 3KARDA18UVD |  | 17000 | 18 | 9.5 | 19000 | 17700 | 93.16% | 1.85 | 12.5 | 11.7 |  |  |  |  | R-410A | 1.4167 | Residential & Commercial | VSMSHP | Ducted CEE Tier 1
207796644 | Mini/Multi Split | KARDA | HRCU-A-CB | 3KARDA24SZO |  | Mini-Splits(Ducted) | 3KARDA24UVD |  | 24000 | 19.2 | 10.5 | 25000 | 27000 | 108% | 2 | 12.5 | 12 |  |  |  |  | R-410A | 2 | Residential & Commercial | VSMSHP | Ducted CEE Tier 1
207801568 | Mini/Multi Split | ARCOAIRE | HRCU-A-CB | DLCSRBH18AAK |  | Mini-Splits(Ducted) | DLFSDAH24XAK |  | 17500 | 18 | 10.5 | 19000 | 16000 | 84.21% | 2 | 13.2 | 12.1 |  |  |  |  | R-410A | 1.4583 | Residential & Commercial | VSMSHP | Ducted CEE Tier 1
207801569 | Mini/Multi Split | COMFORTMAKER | HRCU-A-CB | DLCSRBH18AAK |  | Mini-Splits(Ducted) | DLFSDAH24XAK |  | 17500 | 18 | 10.5 | 19000 | 16000 | 84.21% | 2 | 13.2 | 12.1 |  |  |  |  | R-410A | 1.4583 | Residential & Commercial | VSMSHP | Ducted CEE Tier 1
207801570 | Mini/Multi Split | DAY & NIGHT | HRCU-A-CB | DLCSRBH18AAK |  | Mini-Splits(Ducted) | DLFSDAH24XAK |  | 17500 | 18 | 10.5 | 19000 | 16000 | 84.21% | 2 | 13.2 | 12.1 |  |  |  |  | R-410A | 1.4583 | Residential & Commercial | VSMSHP | Ducted CEE Tier 1
207801571 | Mini/Multi Split | HEIL | HRCU-A-CB | DLCSRBH18AAK |  | Mini-Splits(Ducted) | DLFSDAH24XAK |  | 17500 | 18 | 10.5 | 19000 | 16000 | 84.21% | 2 | 13.2 | 12.1 |  |  |  |  | R-410A | 1.4583 | Residential & Commercial | VSMSHP | Ducted CEE Tier 1
207801572 | Mini/Multi Split | KEEPRITE | HRCU-A-CB | DLCSRBH18AAK |  | Mini-Splits(Ducted) | DLFSDAH24XAK |  | 17500 | 18 | 10.5 | 19000 | 16000 | 84.21% | 2 | 13.2 | 12.1 |  |  |  |  | R-410A | 1.4583 | Residential & Commercial | VSMSHP | Ducted CEE Tier 1
207801573 | Mini/Multi Split | KENMORE | HRCU-A-CB | DLCSRBH18AAK |  | Mini-Splits(Ducted) | DLFSDAH24XAK |  | 17500 | 18 | 10.5 | 19000 | 16000 | 84.21% | 2 | 13.2 | 12.1 |  |  |  |  | R-410A | 1.4583 | Residential & Commercial | VSMSHP | Ducted CEE Tier 1
207801574 | Mini/Multi Split | MIDEA | HRCU-A-CB | DLCSRBH18AAK |  | Mini-Splits(Ducted) | DLFSDAH24XAK |  | 17500 | 18 | 10.5 | 19000 | 16000 | 84.21% | 2 | 13.2 | 12.1 |  |  |  |  | R-410A | 1.4583 | Residential & Commercial | VSMSHP | Ducted CEE Tier 1
207801575 | Mini/Multi Split | TEMPSTAR | HRCU-A-CB | DLCSRBH18AAK |  | Mini-Splits(Ducted) | DLFSDAH24XAK |  | 17500 | 18 | 10.5 | 19000 | 16000 | 84.21% | 2 | 13.2 | 12.1 |  |  |  |  | R-410A | 1.4583 | Residential & Commercial | VSMSHP | Ducted CEE Tier 1
207801576 | Mini/Multi Split | SMART COMFORT | HRCU-A-CB | DLCSRBH18AAK |  | Mini-Splits(Ducted) | DLFSDAH24XAK |  | 17500 | 18 | 10.5 | 19000 | 16000 | 84.21% | 2 | 13.2 | 12.1 |  |  |  |  | R-410A | 1.4583 | Residential & Commercial | VSMSHP | Ducted CEE Tier 1
207801577 | Mini/Multi Split | AIRQUEST | HRCU-A-CB | DLCSRBH18AAK |  | Mini-Splits(Ducted) | DLFSDAH24XAK |  | 17500 | 18 | 10.5 | 19000 | 16000 | 84.21% | 2 | 13.2 | 12.1 |  |  |  |  | R-410A | 1.4583 | Residential & Commercial | VSMSHP | Ducted CEE Tier 1
207801578 | Mini/Multi Split | CARRIER | HRCU-A-CB | 38MARBQ18AA3 |  | Mini-Splits(Ducted) | 40MBDQ24---3 |  | 17500 | 18 | 10.5 | 19000 | 16000 | 84.21% | 2 | 13.2 | 12.1 |  |  |  |  | R-410A | 1.4583 | Residential & Commercial | VSMSHP | Ducted CEE Tier 1
207801579 | Mini/Multi Split | BRYANT | HRCU-A-CB | 38MARBQ18AA3 |  | Mini-Splits(Ducted) | 40MBDQ24---3 |  | 17500 | 18 | 10.5 | 19000 | 16000 | 84.21% | 2 | 13.2 | 12.1 |  |  |  |  | R-410A | 1.4583 | Residential & Commercial | VSMSHP | Ducted CEE Tier 1
207801580 | Mini/Multi Split | PAYNE | HRCU-A-CB | 38MARBQ18AA3 |  | Mini-Splits(Ducted) | 40MBDQ24---3 |  | 17500 | 18 | 10.5 | 19000 | 16000 | 84.21% | 2 | 13.2 | 12.1 |  |  |  |  | R-410A | 1.4583 | Residential & Commercial | VSMSHP | Ducted CEE Tier 1
207801581 | Mini/Multi Split | Weathermaker | HRCU-A-CB | 38MARBQ18AA3 |  | Mini-Splits(Ducted) | 40MBDQ24---3 |  | 17500 | 18 | 10.5 | 19000 | 16000 | 84.21% | 2 | 13.2 | 12.1 |  |  |  |  | R-410A | 1.4583 | Residential & Commercial | VSMSHP | Ducted CEE Tier 1
207801582 | Mini/Multi Split | MIDEA | HRCU-A-CB | 38MARBQ18AA3 |  | Mini-Splits(Ducted) | 40MBDQ24---3 |  | 17500 | 18 | 10.5 | 19000 | 16000 | 84.21% | 2 | 13.2 | 12.1 |  |  |  |  | R-410A | 1.4583 | Residential & Commercial | VSMSHP | Ducted CEE Tier 1
207801583 | Mini/Multi Split | MDV | HRCU-A-CB | MOX430-17HFN1-MT0W |  | Mini-Splits(Ducted) | MTIU-24HWFN1-M-CA |  | 17500 | 18 | 10.5 | 19000 | 16000 | 84.21% | 2 | 13.2 | 12.1 |  |  |  |  | R-410A | 1.4583 | Residential & Commercial | VSMSHP | Ducted CEE Tier 1
207777476 | Mini/Multi Split | Journey Comfort | HRCU-A-CB | RGV18ODU24 |  | Mini-Splits(Ducted) | RGV18AHU24 |  | 24000 | 17 | 9.2 | 26000 | 19400 | 74.62% | 2.1 | 11.3 | 10.5 |  |  |  |  | R-410A | 2 | Residential & Commercial | VSMSHP | Ducted CEE Tier 1
207787135 | Mini/Multi Split | Durastar | HRCU-A-CB | DRA1U09S1B |  | Mini-Splits(Ducted) | DRAD09F1A |  | 9000 | 19.2 | 10.2 | 10000 | 8000 | 80% | 2.1 | 13.5 | 12.5 |  |  |  |  | R-410A | 0.75 | Residential & Commercial | VSMSHP | Ducted CEE Tier 1
207787137 | Mini/Multi Split | Durastar | HRCU-A-CB | DRA1U12S1B |  | Mini-Splits(Ducted) | DRAD12F1A |  | 11500 | 19 | 10.3 | 12000 | 8400 | 70% | 2.26 | 12.5 | 11.7 |  |  |  |  | R-410A | 0.95833 | Residential & Commercial | VSMSHP | Ducted CEE Tier 1
207787145 | Mini/Multi Split | Durastar | HRCU-A-CB | DRA1U24S1B |  | Mini-Splits(Ducted) | DRAD24F1A |  | 23000 | 19 | 11.2 | 25000 | 20000 | 80% | 2.3 | 12.6 | 12.5 |  |  |  |  | R-410A | 1.9167 | Residential & Commercial | VSMSHP | Ducted CEE Tier 1
207765965 | Mini/Multi Split | COMFORTSTAR | HRCU-A-CB | CHF36CD(O) |  | Mini-Splits(Ducted) | CPA-36DUB |  | 36000 | 16.5 | 11 | 42000 | 36000 | 85.71% | 1.98 | 9 | 9 |  |  |  |  | R-410A | 3 | Residential & Commercial | VSMSHP
207765969 | Mini/Multi Split | COMFORTSTAR | HRCU-A-CB | CHF09CD(O) |  | Mini-Splits(Ducted) | CPA-09B |  | 9000 | 20.2 | 12 | 10000 | 10800 | 108% | 1.9 | 14 | 13.2 |  |  |  |  | R-410A | 0.75 | Residential & Commercial | VSMSHP | Ducted CEE Tier 1
207765970 | Mini/Multi Split | COMFORTSTAR | HRCU-A-CB | CHF12CD(O) |  | Mini-Splits(Ducted) | CPA-12B |  | 12000 | 19.5 | 10 | 12500 | 12100 | 96.8% | 1.96 | 13 | 11.7 |  |  |  |  | R-410A | 1 | Residential & Commercial | VSMSHP | Ducted CEE Tier 1
207765971 | Mini/Multi Split | COMFORTSTAR | HRCU-A-CB | CHF18CD(O) |  | Mini-Splits(Ducted) | CPA-18B |  | 17000 | 18 | 9.5 | 19000 | 17700 | 93.16% | 1.85 | 12.5 | 11.7 |  |  |  |  | R-410A | 1.4167 | Residential & Commercial | VSMSHP | Ducted CEE Tier 1
207765972 | Mini/Multi Split | COMFORTSTAR | HRCU-A-CB | CHF24CD(O) |  | Mini-Splits(Ducted) | CPA-24B |  | 24000 | 19.2 | 10.5 | 25000 | 27000 | 108% | 2 | 12.5 | 12 |  |  |  |  | R-410A | 2 | Residential & Commercial | VSMSHP | Ducted CEE Tier 1
207760000 | Mini/Multi Split | BOSCH | HRCU-A-CB | BMS500-AAS009-1CSXRC |  | Mini-Splits(Ducted) | BMS500-AAU009-1AHDXB |  | 9000 | 19.2 | 10.2 | 10000 | 8000 | 80% | 2.1 | 13.5 | 12.5 |  |  |  |  | R-410A | 0.75 | Residential & Commercial | VSMSHP | Ducted CEE Tier 1
207760001 | Mini/Multi Split | BOSCH | HRCU-A-CB | BMS500-AAS009-1CSXHC |  | Mini-Splits(Ducted) | BMS500-AAU009-1AHDXB |  | 9000 | 20.2 | 12 | 10000 | 10800 | 108% | 1.9 | 14 | 13.2 |  |  |  |  | R-410A | 0.75 | Residential & Commercial | VSMSHP | Ducted CEE Tier 1
207760002 | Mini/Multi Split | BOSCH | HRCU-A-CB | BMS500-AAS012-1CSXRC |  | Mini-Splits(Ducted) | BMS500-AAU012-1AHDXB |  | 11500 | 19 | 10.3 | 12000 | 8400 | 70% | 2.26 | 12.5 | 11.7 |  |  |  |  | R-410A | 0.95833 | Residential & Commercial | VSMSHP | Ducted CEE Tier 1
207760003 | Mini/Multi Split | BOSCH | HRCU-A-CB | BMS500-AAS012-1CSXHC |  | Mini-Splits(Ducted) | BMS500-AAU012-1AHDXB |  | 12000 | 19.5 | 10 | 12500 | 12100 | 96.8% | 1.96 | 13 | 11.7 |  |  |  |  | R-410A | 1 | Residential & Commercial | VSMSHP | Ducted CEE Tier 1
207760005 | Mini/Multi Split | BOSCH | HRCU-A-CB | BMS500-AAS018-1CSXHC |  | Mini-Splits(Ducted) | BMS500-AAU018-1AHDXB |  | 17000 | 18 | 9.5 | 19000 | 17700 | 93.16% | 1.85 | 12.5 | 11.7 |  |  |  |  | R-410A | 1.4167 | Residential & Commercial | VSMSHP | Ducted CEE Tier 1
207760006 | Mini/Multi Split | BOSCH | HRCU-A-CB | BMS500-AAS024-1CSXRC |  | Mini-Splits(Ducted) | BMS500-AAU024-1AHDXB |  | 23000 | 19 | 11.2 | 25000 | 20000 | 80% | 2.3 | 12.6 | 12.5 |  |  |  |  | R-410A | 1.9167 | Residential & Commercial | VSMSHP | Ducted CEE Tier 1
207760008 | Mini/Multi Split | BOSCH | HRCU-A-CB | BMS500-AAS024-1CSXHC |  | Mini-Splits(Ducted) | BMS500-AAU024-1AHDXB |  | 24000 | 19.2 | 10.5 | 25000 | 27000 | 108% | 2 | 12.5 | 12 |  |  |  |  | R-410A | 2 | Residential & Commercial | VSMSHP | Ducted CEE Tier 1
207743747 | Mini/Multi Split | DIRECT AIR | HRCU-A-CB | DIRM-09DA25-1Z |  | Mini-Splits(Ducted) | DIRM-09HP-DUH |  | 9000 | 19.2 | 10.2 | 10000 | 8000 | 80% | 2.1 | 13.5 | 12.5 |  |  |  |  | R-410A | 0.75 | Residential & Commercial | VSMSHP | Ducted CEE Tier 1
207743748 | Mini/Multi Split | DIRECT AIR | HRCU-A-CB | DIRM-09DA25-1Z |  | Mini-Splits(Ducted) | DIRM-09HP-DUV |  | 9000 | 19.2 | 10.2 | 10000 | 8000 | 80% | 2.1 | 13.5 | 12.5 |  |  |  |  | R-410A | 0.75 | Residential & Commercial | VSMSHP | Ducted CEE Tier 1
207743749 | Mini/Multi Split | DIRECT AIR | HRCU-A-CB | DIRM-09HXPRO28-1Z |  | Mini-Splits(Ducted) | DIRM-09HP-DUH |  | 9000 | 20.2 | 12 | 10000 | 10800 | 108% | 1.9 | 14 | 13.2 |  |  |  |  | R-410A | 0.75 | Residential & Commercial | VSMSHP | Ducted CEE Tier 1
207743750 | Mini/Multi Split | DIRECT AIR | HRCU-A-CB | DIRM-09HXPRO28-1Z |  | Mini-Splits(Ducted) | DIRM-09HP-DUV |  | 9000 | 20.2 | 12 | 10000 | 10800 | 108% | 1.9 | 14 | 13.2 |  |  |  |  | R-410A | 0.75 | Residential & Commercial | VSMSHP | Ducted CEE Tier 1
207743751 | Mini/Multi Split | DIRECT AIR | HRCU-A-CB | DIRM-12DA25-1Z |  | Mini-Splits(Ducted) | DIRM-12HP-DUH |  | 11500 | 19 | 10.3 | 12000 | 8400 | 70% | 2.26 | 12.5 | 11.7 |  |  |  |  | R-410A | 0.95833 | Residential & Commercial | VSMSHP | Ducted CEE Tier 1
207743752 | Mini/Multi Split | DIRECT AIR | HRCU-A-CB | DIRM-12DA25-1Z |  | Mini-Splits(Ducted) | DIRM-12HP-DUV |  | 11500 | 19 | 10.3 | 12000 | 8400 | 70% | 2.26 | 12.5 | 11.7 |  |  |  |  | R-410A | 0.95833 | Residential & Commercial | VSMSHP | Ducted CEE Tier 1
207743753 | Mini/Multi Split | DIRECT AIR | HRCU-A-CB | DIRM-12HXPRO28-1Z |  | Mini-Splits(Ducted) | DIRM-12HP-DUH |  | 12000 | 19.5 | 10 | 12500 | 12100 | 96.8% | 1.96 | 13 | 11.7 |  |  |  |  | R-410A | 1 | Residential & Commercial | VSMSHP | Ducted CEE Tier 1
207743754 | Mini/Multi Split | DIRECT AIR | HRCU-A-CB | DIRM-12HXPRO28-1Z |  | Mini-Splits(Ducted) | DIRM-12HP-DUV |  | 12000 | 19.5 | 10 | 12500 | 12100 | 96.8% | 1.96 | 13 | 11.7 |  |  |  |  | R-410A | 1 | Residential & Commercial | VSMSHP | Ducted CEE Tier 1
207743757 | Mini/Multi Split | DIRECT AIR | HRCU-A-CB | DIRM-18HXPRO28-1Z |  | Mini-Splits(Ducted) | DIRM-18HP-DUH |  | 17000 | 18 | 9.5 | 19000 | 17700 | 93.16% | 1.85 | 12.5 | 11.7 |  |  |  |  | R-410A | 1.4167 | Residential & Commercial | VSMSHP | Ducted CEE Tier 1
207743758 | Mini/Multi Split | DIRECT AIR | HRCU-A-CB | DIRM-18HXPRO28-1Z |  | Mini-Splits(Ducted) | DIRM-18HP-DUV |  | 17000 | 18 | 9.5 | 19000 | 17700 | 93.16% | 1.85 | 12.5 | 11.7 |  |  |  |  | R-410A | 1.4167 | Residential & Commercial | VSMSHP | Ducted CEE Tier 1
207743759 | Mini/Multi Split | DIRECT AIR | HRCU-A-CB | DIRM-24DA25-1Z |  | Mini-Splits(Ducted) | DIRM-24HP-DU |  | 23000 | 19 | 11.2 | 25000 | 20000 | 80% | 2.3 | 12.6 | 12.5 |  |  |  |  | R-410A | 1.9167 | Residential & Commercial | VSMSHP | Ducted CEE Tier 1
207743760 | Mini/Multi Split | DIRECT AIR | HRCU-A-CB | DIRM-24HXPRO28-1Z |  | Mini-Splits(Ducted) | DIRM-24HP-DU |  | 24000 | 19.2 | 10.5 | 25000 | 27000 | 108% | 2 | 12.5 | 12 |  |  |  |  | R-410A | 2 | Residential & Commercial | VSMSHP | Ducted CEE Tier 1
207742514 | Mini/Multi Split | MOOVAIR | HRCU-A-CB | DMA09HOS25230E8 |  | Mini-Splits(Ducted) | DUA09HIDU230X5 |  | 9000 | 19.2 | 10.2 | 10000 | 8000 | 80% | 2.1 | 13.5 | 12.5 |  |  |  |  | R-410A | 0.75 | Residential & Commercial | VSMSHP | Ducted CEE Tier 1
207742515 | Mini/Multi Split | MOOVAIR | HRCU-A-CB | DMA12HOS25230E8 |  | Mini-Splits(Ducted) | DUA12HIDU230X5 |  | 11500 | 19 | 10.3 | 12000 | 8400 | 70% | 2.26 | 12.5 | 11.7 |  |  |  |  | R-410A | 0.95833 | Residential & Commercial | VSMSHP | Ducted CEE Tier 1
207742517 | Mini/Multi Split | MOOVAIR | HRCU-A-CB | DMA24HOS25230E8 |  | Mini-Splits(Ducted) | DUA24HIDU230X5 |  | 23000 | 19 | 11.2 | 25000 | 20000 | 80% | 2.3 | 12.6 | 12.5 |  |  |  |  | R-410A | 1.9167 | Residential & Commercial | VSMSHP | Ducted CEE Tier 1
207742521 | Mini/Multi Split | MOOVAIR | HRCU-A-CB | DMA09HOS28230E8 |  | Mini-Splits(Ducted) | DUA09HIDU230X5 |  | 9000 | 20.2 | 12 | 10000 | 10800 | 108% | 1.9 | 14 | 13.2 |  |  |  |  | R-410A | 0.75 | Residential & Commercial | VSMSHP | Ducted CEE Tier 1
207742522 | Mini/Multi Split | MOOVAIR | HRCU-A-CB | DMA12HOS28230E8 |  | Mini-Splits(Ducted) | DUA12HIDU230X5 |  | 12000 | 19.5 | 10 | 12500 | 12100 | 96.8% | 1.96 | 13 | 11.7 |  |  |  |  | R-410A | 1 | Residential & Commercial | VSMSHP | Ducted CEE Tier 1
207742523 | Mini/Multi Split | MOOVAIR | HRCU-A-CB | DMA18HOS28230E8 |  | Mini-Splits(Ducted) | DUA18HIDU230X5 |  | 17000 | 18 | 9.5 | 19000 | 17700 | 93.16% | 1.85 | 12.5 | 11.7 |  |  |  |  | R-410A | 1.4167 | Residential & Commercial | VSMSHP | Ducted CEE Tier 1
207742524 | Mini/Multi Split | MOOVAIR | HRCU-A-CB | DMA24HOS28230E8 |  | Mini-Splits(Ducted) | DUA24HIDU230X5 |  | 24000 | 19.2 | 10.5 | 25000 | 27000 | 108% | 2 | 12.5 | 12 |  |  |  |  | R-410A | 2 | Residential & Commercial | VSMSHP | Ducted CEE Tier 1
207742525 | Mini/Multi Split | MOOVAIR | HRCU-A-CB | DMA36HOS28230E8 |  | Mini-Splits(Ducted) | DUA36HIDU230X5 |  | 36000 | 16.5 | 11 | 42000 | 36000 | 85.71% | 1.98 | 9 | 9 |  |  |  |  | R-410A | 3 | Residential & Commercial | VSMSHP
207742396 | Mini/Multi Split | MIDEA | HRCU-A-CB | MOX230-12HFN1-MV5W |  | Mini-Splits(Ducted) | MTIU-12HWFN1-M |  | 11500 | 19 | 10.3 | 12000 | 8400 | 70% | 2.26 | 12.5 | 11.7 |  |  |  |  | R-410A | 0.95833 | Residential & Commercial | VSMSHP | Ducted CEE Tier 1
207742398 | Mini/Multi Split | MIDEA | HRCU-A-CB | MOD31-24HFN1-MT0W |  | Mini-Splits(Ducted) | MTIU-24HWFN1-M |  | 23000 | 19 | 10 | 24400 | 18400 | 75.41% | 2 | 12.5 | 11.7 |  |  |  |  | R-410A | 1.9167 | Residential & Commercial | VSMSHP | Ducted CEE Tier 1
207742445 | Mini/Multi Split | ELIOS | HRCU-A-CB | DEA09HOS25230E8 |  | Mini-Splits(Ducted) | DUA09HIDU230X5 |  | 9000 | 19.2 | 10.2 | 10000 | 8000 | 80% | 2.1 | 13.5 | 12.5 |  |  |  |  | R-410A | 0.75 | Residential & Commercial | VSMSHP | Ducted CEE Tier 1
207742446 | Mini/Multi Split | ELIOS | HRCU-A-CB | DEA12HOS25230E8 |  | Mini-Splits(Ducted) | DUA12HIDU230X5 |  | 11500 | 19 | 10.3 | 12000 | 8400 | 70% | 2.26 | 12.5 | 11.7 |  |  |  |  | R-410A | 0.95833 | Residential & Commercial | VSMSHP | Ducted CEE Tier 1
207742448 | Mini/Multi Split | ELIOS | HRCU-A-CB | DEA24HOS25230E8 |  | Mini-Splits(Ducted) | DUA24HIDU230X5 |  | 23000 | 19 | 11.2 | 25000 | 20000 | 80% | 2.3 | 12.6 | 12.5 |  |  |  |  | R-410A | 1.9167 | Residential & Commercial | VSMSHP | Ducted CEE Tier 1
207742452 | Mini/Multi Split | ELIOS | HRCU-A-CB | DEA09HOS28230E8 |  | Mini-Splits(Ducted) | DUA09HIDU230X5 |  | 9000 | 20.2 | 12 | 10000 | 10800 | 108% | 1.9 | 14 | 13.2 |  |  |  |  | R-410A | 0.75 | Residential & Commercial | VSMSHP | Ducted CEE Tier 1
207742453 | Mini/Multi Split | ELIOS | HRCU-A-CB | DEA12HOS28230E8 |  | Mini-Splits(Ducted) | DUA12HIDU230X5 |  | 12000 | 19.5 | 10 | 12500 | 12100 | 96.8% | 1.96 | 13 | 11.7 |  |  |  |  | R-410A | 1 | Residential & Commercial | VSMSHP | Ducted CEE Tier 1
207742454 | Mini/Multi Split | ELIOS | HRCU-A-CB | DEA18HOS28230E8 |  | Mini-Splits(Ducted) | DUA18HIDU230X5 |  | 17000 | 18 | 9.5 | 19000 | 17700 | 93.16% | 1.85 | 12.5 | 11.7 |  |  |  |  | R-410A | 1.4167 | Residential & Commercial | VSMSHP | Ducted CEE Tier 1
207742455 | Mini/Multi Split | ELIOS | HRCU-A-CB | DEA24HOS28230E8 |  | Mini-Splits(Ducted) | DUA24HIDU230X5 |  | 24000 | 19.2 | 10.5 | 25000 | 27000 | 108% | 2 | 12.5 | 12 |  |  |  |  | R-410A | 2 | Residential & Commercial | VSMSHP | Ducted CEE Tier 1
207742456 | Mini/Multi Split | ELIOS | HRCU-A-CB | DEA36HOS28230E8 |  | Mini-Splits(Ducted) | DUA36HIDU230X5 |  | 36000 | 16.5 | 11 | 42000 | 36000 | 85.71% | 1.98 | 9 | 9 |  |  |  |  | R-410A | 3 | Residential & Commercial | VSMSHP
207702686 | Mini/Multi Split | Mitsubishi Electric | HRCU-A-CB | PUZ-HA24NHA1 |  | Mini-Splits(Ducted) | PEAD-A24AA* |  | 24000 | 16.2 | 9.2 | 28000 | 25000 | 89.29% | 1.8 | 11.5 | 11.3 |  |  |  |  | R-410A | 2 | Residential & Commercial | VSMSHP | Ducted CEE Tier 1
207702691 | Mini/Multi Split | Mitsubishi Electric | HRCU-A-CB | PUZ-HA36NKA |  | Mini-Splits(Ducted) | PEAD-A36AA* |  | 36000 | 16.5 | 8.7 | 40000 | 38000 | 95% | 1.8 | 12.6 | 12.2 |  |  |  |  | R-410A | 3 | Residential & Commercial | VSMSHP | Ducted CEE Tier 1
207702694 | Mini/Multi Split | Mitsubishi Electric | HRCU-A-CB | PUZ-HA42NKA1 |  | Mini-Splits(Ducted) | PEAD-A42AA* |  | 42000 | 15.5 | 8.9 | 54000 | 48000 | 88.89% | 1.82 | 10.7 | 10.4 |  |  |  |  | R-410A | 3.5 | Residential & Commercial | VSMSHP | Ducted CEE Tier 1
207702706 | Mini/Multi Split | Mitsubishi Electric | HRCU-A-CB | SUZ-KA12NAHZ |  | Mini-Splits(Ducted) | PEAD-A12AA* |  | 12000 | 19.3 | 9.4 | 15000 | 15000 | 100% | 1.91 | 14.1 | 12.9 |  |  |  |  | R-410A | 1 | Residential & Commercial | VSMSHP | Ducted CEE Tier 1
207702716 | Mini/Multi Split | Mitsubishi Electric | HRCU-A-CB | SUZ-KA24NAHZ |  | Mini-Splits(Ducted) | PEAD-A24AA* |  | 24000 | 16.2 | 9.2 | 28000 | 25000 | 89.29% | 1.75 | 10.3 | 11.3 |  |  |  |  | R-410A | 2 | Residential & Commercial | VSMSHP | Ducted CEE Tier 1
207702720 | Mini/Multi Split | Mitsubishi Electric | HRCU-A-CB | SUZ-KA30NAH2 |  | Mini-Splits(Ducted) | PEAD-A30AA* |  | 27000 | 18.9 | 11.1 | 30000 | 22400 | 74.67% | 3.24 | 12.5 | 11.7 |  |  |  |  | R-410A | 2.25 | Residential & Commercial | VSMSHP | Ducted CEE Tier 1
207702722 | Mini/Multi Split | Mitsubishi Electric | HRCU-A-CB | SUZ-KA30NAHZ |  | Mini-Splits(Ducted) | PEAD-A30AA* |  | 30000 | 17.4 | 8.3 | 34000 | 32000 | 94.12% | 1.75 | 12.5 | 12.1 |  |  |  |  | R-410A | 2.5 | Residential & Commercial | VSMSHP | Ducted CEE Tier 1
207702726 | Mini/Multi Split | Mitsubishi Electric | HRCU-A-CB | SUZ-KA36NAHZ |  | Mini-Splits(Ducted) | PEAD-A36AA* |  | 33000 | 15.2 | 8.9 | 40000 | 37000 | 92.5% | 1.75 | 12.5 | 12.5 |  |  |  |  | R-410A | 2.75 | Residential & Commercial | VSMSHP | Ducted CEE Tier 1
207702735 | Mini/Multi Split | Trane / Mitsubishi Electric | HRCU-A-CB | NTXSKH12A112** |  | Mini-Splits(Ducted) | PEAD-A12AA* |  | 12000 | 19.3 | 9.4 | 15000 | 15000 | 100% | 1.91 | 14.1 | 12.9 |  |  |  |  | R-410A | 1 | Residential & Commercial | VSMSHP | Ducted CEE Tier 1
207702736 | Mini/Multi Split | Trane / Mitsubishi Electric | HRCU-A-CB | NTXSKH12A112** |  | Mini-Splits(Ducted) | TPEADA0121AA*** |  | 12000 | 19.3 | 9.4 | 15000 | 15000 | 100% | 1.91 | 14.1 | 12.9 |  |  |  |  | R-410A | 1 | Residential & Commercial | VSMSHP | Ducted CEE Tier 1
207702749 | Mini/Multi Split | Trane / Mitsubishi Electric | HRCU-A-CB | NTXSKH24A112** |  | Mini-Splits(Ducted) | TPEADA0241AA*** |  | 24000 | 16.2 | 9.2 | 28000 | 25000 | 89.29% | 1.75 | 10.3 | 11.3 |  |  |  |  | R-410A | 2 | Residential & Commercial | VSMSHP | Ducted CEE Tier 1
207702751 | Mini/Multi Split | Trane / Mitsubishi Electric | HRCU-A-CB | NTXSKH30A112** |  | Mini-Splits(Ducted) | PEAD-A30AA* |  | 30000 | 17.4 | 8.3 | 34000 | 32000 | 94.12% | 1.75 | 12.5 | 12.1 |  |  |  |  | R-410A | 2.5 | Residential & Commercial | VSMSHP | Ducted CEE Tier 1
207702752 | Mini/Multi Split | Trane / Mitsubishi Electric | HRCU-A-CB | NTXSKH30A112** |  | Mini-Splits(Ducted) | TPEADA0301AA*** |  | 30000 | 17.4 | 8.3 | 34000 | 32000 | 94.12% | 1.75 | 12.5 | 12.1 |  |  |  |  | R-410A | 2.5 | Residential & Commercial | VSMSHP | Ducted CEE Tier 1
207702753 | Mini/Multi Split | Trane / Mitsubishi Electric | HRCU-A-CB | NTXSKH36A112** |  | Mini-Splits(Ducted) | PEAD-A36AA* |  | 33000 | 15.2 | 8.9 | 40000 | 37000 | 92.5% | 1.75 | 12.5 | 12.5 |  |  |  |  | R-410A | 2.75 | Residential & Commercial | VSMSHP | Ducted CEE Tier 1
207702754 | Mini/Multi Split | Trane / Mitsubishi Electric | HRCU-A-CB | NTXSKH36A112** |  | Mini-Splits(Ducted) | TPEADA0361AA*** |  | 33000 | 15.2 | 8.9 | 40000 | 37000 | 92.5% | 1.75 | 12.5 | 12.5 |  |  |  |  | R-410A | 2.75 | Residential & Commercial | VSMSHP | Ducted CEE Tier 1
207702795 | Mini/Multi Split | Trane / Mitsubishi Electric | HRCU-A-CB | PUZ-HA36NKA |  | Mini-Splits(Ducted) | TPEADA0361AA*** |  | 36000 | 16.5 | 8.7 | 40000 | 38000 | 95% | 1.8 | 12.6 | 12.2 |  |  |  |  | R-410A | 3 | Residential & Commercial | VSMSHP | Ducted CEE Tier 1
207702799 | Mini/Multi Split | Trane / Mitsubishi Electric | HRCU-A-CB | PUZ-HA42NKA1 |  | Mini-Splits(Ducted) | TPEADA0421AA*** |  | 42000 | 15.5 | 8.9 | 54000 | 48000 | 88.89% | 1.82 | 10.7 | 10.4 |  |  |  |  | R-410A | 3.5 | Residential & Commercial | VSMSHP | Ducted CEE Tier 1
207702807 | Mini/Multi Split | Trane / Mitsubishi Electric | HRCU-A-CB | SUZ-KA12NAHZ |  | Mini-Splits(Ducted) | TPEADA0121AA*** |  | 12000 | 19.3 | 9.4 | 15000 | 15000 | 100% | 1.91 | 14.1 | 12.9 |  |  |  |  | R-410A | 1 | Residential & Commercial | VSMSHP | Ducted CEE Tier 1
207702816 | Mini/Multi Split | Trane / Mitsubishi Electric | HRCU-A-CB | SUZ-KA24NAHZ |  | Mini-Splits(Ducted) | TPEADA0241AA*** |  | 24000 | 16.2 | 9.2 | 28000 | 25000 | 89.29% | 1.75 | 10.3 | 11.3 |  |  |  |  | R-410A | 2 | Residential & Commercial | VSMSHP | Ducted CEE Tier 1
207702820 | Mini/Multi Split | Trane / Mitsubishi Electric | HRCU-A-CB | SUZ-KA30NAHZ |  | Mini-Splits(Ducted) | TPEADA0301AA*** |  | 30000 | 17.4 | 8.3 | 34000 | 32000 | 94.12% | 1.75 | 12.5 | 12.1 |  |  |  |  | R-410A | 2.5 | Residential & Commercial | VSMSHP | Ducted CEE Tier 1
207702823 | Mini/Multi Split | Trane / Mitsubishi Electric | HRCU-A-CB | SUZ-KA36NAHZ |  | Mini-Splits(Ducted) | TPEADA0361AA*** |  | 33000 | 15.2 | 8.9 | 40000 | 37000 | 92.5% | 1.75 | 12.5 | 12.5 |  |  |  |  | R-410A | 2.75 | Residential & Commercial | VSMSHP | Ducted CEE Tier 1
207702852 | Mini/Multi Split | Trane / Mitsubishi Electric | HRCU-A-CB | TRUZH0361KA00** |  | Mini-Splits(Ducted) | TPEADA0361AA*** |  | 36000 | 16.5 | 8.7 | 40000 | 38000 | 95% | 1.8 | 12.6 | 12.2 |  |  |  |  | R-410A | 3 | Residential & Commercial | VSMSHP | Ducted CEE Tier 1
207742317 | Mini/Multi Split | C&H | HRCU-A-CB | CH-ES09-230VO |  | Mini-Splits(Ducted) | CH-M09DTUI |  | 9000 | 19.2 | 10.2 | 10000 | 8000 | 80% | 2.1 | 13.5 | 12.5 |  |  |  |  | R-410A | 0.75 | Residential & Commercial | VSMSHP | Ducted CEE Tier 1
207742319 | Mini/Multi Split | C&H | HRCU-A-CB | CH-ES12-230VO |  | Mini-Splits(Ducted) | CH-M12DTUI |  | 11500 | 19 | 10.3 | 12000 | 8400 | 70% | 2.26 | 12.5 | 11.7 |  |  |  |  | R-410A | 0.95833 | Residential & Commercial | VSMSHP | Ducted CEE Tier 1
207742325 | Mini/Multi Split | C&H | HRCU-A-CB | CH-ES24-230VO |  | Mini-Splits(Ducted) | CH-M24DTUI |  | 23000 | 19 | 11.2 | 25000 | 20000 | 80% | 2.3 | 12.6 | 12.5 |  |  |  |  | R-410A | 1.9167 | Residential & Commercial | VSMSHP | Ducted CEE Tier 1
207742328 | Mini/Multi Split | C&H | HRCU-A-CB | CH-HPR09-230VO |  | Mini-Splits(Ducted) | CH-M09DTUI |  | 9000 | 20.2 | 12 | 10000 | 10800 | 108% | 1.9 | 14 | 13.2 |  |  |  |  | R-410A | 0.75 | Residential & Commercial | VSMSHP | Ducted CEE Tier 1
207742330 | Mini/Multi Split | C&H | HRCU-A-CB | CH-HPR12-230VO |  | Mini-Splits(Ducted) | CH-M12DTUI |  | 12000 | 19.5 | 10 | 12500 | 12100 | 96.8% | 1.96 | 13 | 11.7 |  |  |  |  | R-410A | 1 | Residential & Commercial | VSMSHP | Ducted CEE Tier 1
207742333 | Mini/Multi Split | C&H | HRCU-A-CB | CH-HPR18-230VO |  | Mini-Splits(Ducted) | CH-M18DTUI |  | 17000 | 18 | 9.5 | 19000 | 17700 | 93.16% | 1.85 | 12.5 | 11.7 |  |  |  |  | R-410A | 1.4167 | Residential & Commercial | VSMSHP | Ducted CEE Tier 1
207742336 | Mini/Multi Split | C&H | HRCU-A-CB | CH-HPR24-230VO |  | Mini-Splits(Ducted) | CH-M24DTUI |  | 24000 | 19.2 | 10.5 | 25000 | 27000 | 108% | 2 | 12.5 | 12 |  |  |  |  | R-410A | 2 | Residential & Commercial | VSMSHP | Ducted CEE Tier 1
207742347 | Mini/Multi Split | C&H | HRCU-A-CB | CH-NHPR36LCU-230VO |  | Mini-Splits(Ducted) | CH-36LCDTU/I |  | 36000 | 16.5 | 11 | 42000 | 36000 | 85.71% | 1.98 | 9 | 9 |  |  |  |  | R-410A | 3 | Residential & Commercial | VSMSHP
207698066 | Mini/Multi Split | SAMSUNG | HRCU-A-CB | AC030BXSCCH |  | Mini-Splits(Ducted) | AC030BNZDCH |  | 30000 | 18.5 | 8.6 | 34000 | 34000 | 100% | 1.84 | 12.5 | 12.5 |  |  |  |  | R-410A | 2.5 | Residential & Commercial | VSMSHP | Ducted CEE Tier 1
207698067 | Mini/Multi Split | SAMSUNG | HRCU-A-CB | AC036BXSCCH |  | Mini-Splits(Ducted) | AC036BNZDCH |  | 36000 | 18.7 | 8.6 | 40000 | 37000 | 92.5% | 1.92 | 11.5 | 11.5 |  |  |  |  | R-410A | 3 | Residential & Commercial | VSMSHP | Ducted CEE Tier 1
207698070 | Mini/Multi Split | SAMSUNG | HRCU-A-CB | AC030BXSCCH |  | Mini-Splits(Ducted) | AC030BNHDCH |  | 30000 | 18.7 | 8.6 | 32000 | 33600 | 105% | 1.75 | 12 | 12 |  |  |  |  | R-410A | 2.5 | Residential & Commercial | VSMSHP | Ducted CEE Tier 1
207698072 | Mini/Multi Split | SAMSUNG | HRCU-A-CB | AC036BXSCCH |  | Mini-Splits(Ducted) | AC036BNHDCH |  | 36000 | 19.4 | 8.8 | 40000 | 35800 | 89.5% | 1.94 | 12.2 | 12.2 |  |  |  |  | R-410A | 3 | Residential & Commercial | VSMSHP | Ducted CEE Tier 1
207691810 | Mini/Multi Split | AC PRO.COM | HRCU-A-CB | AOX430-24HFN1-MR0 |  | Mini-Splits(Ducted) | AVC-24HWFN1-M |  | 24000 | 17 | 9.2 | 26000 | 19400 | 74.62% | 2.1 | 11.3 | 10.5 |  |  |  |  | R-410A | 2 | Residential & Commercial | VSMSHP | Ducted CEE Tier 1
207690467 | Mini/Multi Split | COMFORTSTAR | HRCU-A-CB | CPR24CD(O) |  | Mini-Splits(Ducted) | AHU24-SG2 |  | 24000 | 17 | 9.2 | 26000 | 19400 | 74.62% | 2.1 | 11.3 | 10.5 |  |  |  |  | R-410A | 2 | Residential & Commercial | VSMSHP | Ducted CEE Tier 1
207683503 | Mini/Multi Split | LENNOX | HRCU-A-CB | MPC009S4S-1P |  | Mini-Splits(Ducted) | MMDB009S4-2P |  | 9000 | 19.2 | 10.2 | 10000 | 8000 | 80% | 2.1 | 13.5 | 12.5 |  |  |  |  | R-410A | 0.75 | Residential & Commercial | VSMSHP | Ducted CEE Tier 1
207683504 | Mini/Multi Split | LENNOX | HRCU-A-CB | MPC012S4S-1P |  | Mini-Splits(Ducted) | MMDB012S4-2P |  | 11500 | 18.8 | 10.3 | 12000 | 8400 | 70% | 2.26 | 12.5 | 11.7 |  |  |  |  | R-410A | 0.95833 | Residential & Commercial | VSMSHP | Ducted CEE Tier 1
207683506 | Mini/Multi Split | LENNOX | HRCU-A-CB | MPC024S4S-1P |  | Mini-Splits(Ducted) | MMDB024S4-2P |  | 23000 | 19 | 11 | 25000 | 20000 | 80% | 2.3 | 12.6 | 12.3 |  |  |  |  | R-410A | 1.9167 | Residential & Commercial | VSMSHP | Ducted CEE Tier 1
207683524 | Mini/Multi Split | LENNOX | HRCU-A-CB | MLB009S4S-1P |  | Mini-Splits(Ducted) | MMDB009S4-2P |  | 8800 | 20.2 | 12 | 10000 | 10800 | 108% | 1.9 | 14 | 13.2 |  |  |  |  | R-410A | 0.73333 | Residential & Commercial | VSMSHP | Ducted CEE Tier 1
207683525 | Mini/Multi Split | LENNOX | HRCU-A-CB | MLB012S4S-1P |  | Mini-Splits(Ducted) | MMDB012S4-2P |  | 11800 | 19.5 | 10 | 12500 | 12100 | 96.8% | 1.96 | 13 | 11.7 |  |  |  |  | R-410A | 0.98333 | Residential & Commercial | VSMSHP | Ducted CEE Tier 1
207683526 | Mini/Multi Split | LENNOX | HRCU-A-CB | MLB018S4S-1P |  | Mini-Splits(Ducted) | MMDB018S4-2P |  | 17000 | 18 | 9.2 | 19000 | 17700 | 93.16% | 1.85 | 12.5 | 11.7 |  |  |  |  | R-410A | 1.4167 | Residential & Commercial | VSMSHP | Ducted CEE Tier 1
207683527 | Mini/Multi Split | LENNOX | HRCU-A-CB | MLB024S4S-1P |  | Mini-Splits(Ducted) | MMDB024S4-2P |  | 24000 | 19.2 | 10.5 | 25000 | 27000 | 108% | 2 | 12.5 | 12 |  |  |  |  | R-410A | 2 | Residential & Commercial | VSMSHP | Ducted CEE Tier 1
207658593 | Mini/Multi Split | MDV | HRCU-A-CB | MOX230-12HFN1-MV5W-L |  | Mini-Splits(Ducted) | MTIU-12HWFN1-M |  | 11500 | 18.8 | 10.3 | 12000 | 8400 | 70% | 2.26 | 12.5 | 11.7 |  |  |  |  | R-410A | 0.95833 | Residential & Commercial | VSMSHP | Ducted CEE Tier 1
207658595 | Mini/Multi Split | MDV | HRCU-A-CB | MOD33-24HFN1-MT0W-L |  | Mini-Splits(Ducted) | MTIU-24HWFN1-M |  | 23000 | 19 | 11 | 25000 | 20000 | 80% | 2.3 | 12.6 | 12.3 |  |  |  |  | R-410A | 1.9167 | Residential & Commercial | VSMSHP | Ducted CEE Tier 1
207658608 | Mini/Multi Split | MDV | HRCU-A-CB | MOX330-09HFN1-MY5W-L |  | Mini-Splits(Ducted) | MTIU-09HWFN1-M |  | 8800 | 20.2 | 12 | 10000 | 10800 | 108% | 1.9 | 14 | 13.2 |  |  |  |  | R-410A | 0.73333 | Residential & Commercial | VSMSHP | Ducted CEE Tier 1
207658609 | Mini/Multi Split | MDV | HRCU-A-CB | MOX330-12HFN1-MW5W-L |  | Mini-Splits(Ducted) | MTIU-12HWFN1-M |  | 11800 | 19.5 | 10 | 12500 | 12100 | 96.8% | 1.96 | 13 | 11.7 |  |  |  |  | R-410A | 0.98333 | Residential & Commercial | VSMSHP | Ducted CEE Tier 1
207658610 | Mini/Multi Split | MDV | HRCU-A-CB | MOX430-17HFN1-MT0W-L |  | Mini-Splits(Ducted) | MTIU-18HWFN1-M |  | 17000 | 18 | 9.2 | 19000 | 17700 | 93.16% | 1.85 | 12.5 | 11.7 |  |  |  |  | R-410A | 1.4167 | Residential & Commercial | VSMSHP | Ducted CEE Tier 1
207658930 | Mini/Multi Split | COMFORTSTAR | HRCU-A-CB | CZP09CD(O) |  | Mini-Splits(Ducted) | CPA-09B |  | 9000 | 19.2 | 10.2 | 10000 | 8000 | 80% | 2.1 | 13.5 | 12.5 |  |  |  |  | R-410A | 0.75 | Residential & Commercial | VSMSHP | Ducted CEE Tier 1
207658931 | Mini/Multi Split | COMFORTSTAR | HRCU-A-CB | CZP12CD(O) |  | Mini-Splits(Ducted) | CPA-12B |  | 11500 | 19 | 10.3 | 12000 | 8400 | 70% | 2.26 | 12.5 | 11.7 |  |  |  |  | R-410A | 0.95833 | Residential & Commercial | VSMSHP | Ducted CEE Tier 1
207658933 | Mini/Multi Split | COMFORTSTAR | HRCU-A-CB | CZP24CD(O) |  | Mini-Splits(Ducted) | CPA-24B |  | 23000 | 19 | 11.2 | 25000 | 20000 | 80% | 2.3 | 12.6 | 12.5 |  |  |  |  | R-410A | 1.9167 | Residential & Commercial | VSMSHP | Ducted CEE Tier 1
207658937 | Mini/Multi Split | COMFORTSTAR | HRCU-A-CB | CHF09CD(O) |  | Mini-Splits(Ducted) | CPA-09C |  | 9000 | 20.2 | 12 | 10000 | 10800 | 108% | 1.9 | 14 | 13.2 |  |  |  |  | R-410A | 0.75 | Residential & Commercial | VSMSHP | Ducted CEE Tier 1
207658938 | Mini/Multi Split | COMFORTSTAR | HRCU-A-CB | CHF12CD(O) |  | Mini-Splits(Ducted) | CPA-12C |  | 12000 | 19.5 | 10 | 12500 | 12100 | 96.8% | 1.96 | 13 | 11.7 |  |  |  |  | R-410A | 1 | Residential & Commercial | VSMSHP | Ducted CEE Tier 1
207658939 | Mini/Multi Split | COMFORTSTAR | HRCU-A-CB | CHF18CD(O) |  | Mini-Splits(Ducted) | CPA-18C |  | 17000 | 18 | 9.5 | 19000 | 17700 | 93.16% | 1.85 | 12.5 | 11.7 |  |  |  |  | R-410A | 1.4167 | Residential & Commercial | VSMSHP | Ducted CEE Tier 1
207658940 | Mini/Multi Split | COMFORTSTAR | HRCU-A-CB | CHF24CD(O) |  | Mini-Splits(Ducted) | CPA-24C |  | 24000 | 19.2 | 10.5 | 25000 | 27000 | 108% | 2 | 12.5 | 12 |  |  |  |  | R-410A | 2 | Residential & Commercial | VSMSHP | Ducted CEE Tier 1
207658941 | Mini/Multi Split | COMFORTSTAR | HRCU-A-CB | CHF36CD(O) |  | Mini-Splits(Ducted) | CPA-36C |  | 36000 | 16.5 | 11 | 42000 | 36000 | 85.71% | 1.98 | 9 | 9 |  |  |  |  | R-410A | 3 | Residential & Commercial | VSMSHP
207657380 | Mini/Multi Split | FUJITSU | HRCU-A-CB | AOUH30LUAH1 |  | Mini-Splits(Ducted) | ARUH30LUAS |  | 28600 | 18.3 | 10 | 32000 | 33000 | 103.1% | 1.76 | 12.5 | 12 |  |  |  |  | R-410A | 2.3833 | Residential & Commercial | VSMSHP | Ducted CEE Tier 1
207641345 | Mini/Multi Split | SENVILLE | HRCU-A-CB | SENA/09HF/OQ |  | Mini-Splits(Ducted) | SENA/09HF/ID |  | 9000 | 20.2 | 12 | 10000 | 10800 | 108% | 1.9 | 14 | 13.2 |  |  |  |  | R-410A | 0.75 | Residential & Commercial | VSMSHP | Ducted CEE Tier 1
207641346 | Mini/Multi Split | SENVILLE | HRCU-A-CB | SENA/12HF/OQ |  | Mini-Splits(Ducted) | SENA/12HF/ID |  | 12000 | 19.5 | 10 | 12500 | 12100 | 96.8% | 1.96 | 13 | 11.7 |  |  |  |  | R-410A | 1 | Residential & Commercial | VSMSHP | Ducted CEE Tier 1
207641347 | Mini/Multi Split | SENVILLE | HRCU-A-CB | SENA/18HF/OQ |  | Mini-Splits(Ducted) | SENA/18HF/ID |  | 17000 | 18 | 9.5 | 19000 | 17700 | 93.16% | 1.85 | 12.5 | 11.7 |  |  |  |  | R-410A | 1.4167 | Residential & Commercial | VSMSHP | Ducted CEE Tier 1
207641348 | Mini/Multi Split | SENVILLE | HRCU-A-CB | SENA/24HF/OQ |  | Mini-Splits(Ducted) | SENA/24HF/ID |  | 24000 | 19.2 | 10.5 | 25000 | 27000 | 108% | 2 | 12.5 | 12 |  |  |  |  | R-410A | 2 | Residential & Commercial | VSMSHP | Ducted CEE Tier 1
207614049 | Mini/Multi Split | MDV | HRCU-A-CB | MOX430-17HFN1-MT0W |  | Mini-Splits(Ducted) | MTIU-24HWFN1-M |  | 17500 | 18 | 10.5 | 19000 | 16000 | 84.21% | 2 | 13.2 | 12.1 |  |  |  |  | R-410A | 1.4583 | Residential & Commercial | VSMSHP | Ducted CEE Tier 1
207571387 | Mini/Multi Split | BLUERIDGE | HRCU-A-CB | BMY12HH26C |  | Mini-Splits(Ducted) | BM12MCD |  | 12000 | 19.5 | 10 | 12500 | 12100 | 96.8% | 1.96 | 13 | 11.7 |  |  |  |  | R-410A | 1 | Residential & Commercial | VSMSHP | Ducted CEE Tier 1
207571390 | Mini/Multi Split | BLUERIDGE | HRCU-A-CB | BMY18HH22C |  | Mini-Splits(Ducted) | BM18MCD |  | 17000 | 18 | 9.5 | 19000 | 17700 | 93.16% | 1.85 | 12.5 | 11.7 |  |  |  |  | R-410A | 1.4167 | Residential & Commercial | VSMSHP | Ducted CEE Tier 1
207571393 | Mini/Multi Split | BLUERIDGE | HRCU-A-CB | BMY24HH22C |  | Mini-Splits(Ducted) | BM24MCD |  | 24000 | 19.2 | 10.5 | 25000 | 27000 | 108% | 2 | 12.5 | 12 |  |  |  |  | R-410A | 2 | Residential & Commercial | VSMSHP | Ducted CEE Tier 1
207590030 | Mini/Multi Split | RUUD | HRCU-A-CB | ROSH24VGSN |  | Mini-Splits(Ducted) | RIDH24AXCJ |  | 24000 | 16 | 9.5 | 27000 | 22200 | 82.22% | 1.94 | 12.6 | 11.7 |  |  |  |  | R-410A | 2 | Residential & Commercial | VSMSHP | Ducted CEE Tier 1
207590031 | Mini/Multi Split | RHEEM | HRCU-A-CB | ROSH30VGSN |  | Mini-Splits(Ducted) | RIDH30AXCJ |  | 30000 | 15.6 | 9.1 | 32000 | 26000 | 81.25% | 2.18 | 10.6 | 10 |  |  |  |  | R-410A | 2.5 | Residential & Commercial | VSMSHP | Ducted CEE Tier 1
207590032 | Mini/Multi Split | RUUD | HRCU-A-CB | ROSH30VGSN |  | Mini-Splits(Ducted) | RIDH30AXCJ |  | 30000 | 15.6 | 9.1 | 32000 | 26000 | 81.25% | 2.18 | 10.6 | 10 |  |  |  |  | R-410A | 2.5 | Residential & Commercial | VSMSHP | Ducted CEE Tier 1
207465438 | Mini/Multi Split | SAMSUNG | HRCU-A-CB | AC009BXADCH |  | Mini-Splits(Ducted) | AC009BNHDCH |  | 9000 | 18.8 | 8.9 | 12000 | 9700 | 80.83% | 1.75 | 13.1 | 12.5 |  |  |  |  | R-410A | 0.75 | Residential & Commercial | VSMSHP | Ducted CEE Tier 1
207465452 | Mini/Multi Split | SAMSUNG | HRCU-A-CB | AC018BXADCH |  | Mini-Splits(Ducted) | AC018BNZDCH |  | 18000 | 16.2 | 8.1 | 20000 | 18200 | 91% | 1.8 | 10.4 | 10.4 |  |  |  |  | R-410A | 1.5 | Residential & Commercial | VSMSHP | Ducted CEE Tier 1
207465458 | Mini/Multi Split | SAMSUNG | HRCU-A-CB | AC030BXADCH |  | Mini-Splits(Ducted) | AC030BNHDCH |  | 30000 | 18.2 | 8.4 | 32000 | 29000 | 90.62% | 1.93 | 10.3 | 10.3 |  |  |  |  | R-410A | 2.5 | Residential & Commercial | VSMSHP | Ducted CEE Tier 1
207465462 | Mini/Multi Split | SAMSUNG | HRCU-A-CB | AC036BXADCH |  | Mini-Splits(Ducted) | AC036BNHDCH |  | 36000 | 19 | 8.4 | 40000 | 34000 | 85% | 2.08 | 10.7 | 10.7 |  |  |  |  | R-410A | 3 | Residential & Commercial | VSMSHP | Ducted CEE Tier 1
207465464 | Mini/Multi Split | SAMSUNG | HRCU-A-CB | AC036BXADCH |  | Mini-Splits(Ducted) | AC036BNZDCH |  | 36000 | 16.6 | 8.4 | 40000 | 33000 | 82.5% | 1.95 | 9.6 | 9.6 |  |  |  |  | R-410A | 3 | Residential & Commercial | VSMSHP
207465466 | Mini/Multi Split | SAMSUNG | HRCU-A-CB | AC042BXADCH |  | Mini-Splits(Ducted) | AC042BNHDCH |  | 42000 | 18.1 | 8.4 | 47000 | 42500 | 90.43% | 1.84 | 9.2 | 9.2 |  |  |  |  | R-410A | 3.5 | Residential & Commercial | VSMSHP
207465467 | Mini/Multi Split | SAMSUNG | HRCU-A-CB | AC042BXADCH |  | Mini-Splits(Ducted) | AC042BNZDCH |  | 42000 | 17.5 | 8.4 | 47000 | 39500 | 84.04% | 1.75 | 9.5 | 9.5 |  |  |  |  | R-410A | 3.5 | Residential & Commercial | VSMSHP
207465469 | Mini/Multi Split | SAMSUNG | HRCU-A-CB | AC048BXADCH |  | Mini-Splits(Ducted) | AC048BNHDCH |  | 48000 | 16.8 | 8.1 | 54000 | 43000 | 79.63% | 1.86 | 8 | 8 |  |  |  |  | R-410A | 4 | Residential & Commercial | VSMSHP
207465470 | Mini/Multi Split | SAMSUNG | HRCU-A-CB | AC048BXADCH |  | Mini-Splits(Ducted) | AC048BNZDCH |  | 48000 | 16.7 | 8.1 | 53000 | 41000 | 77.36% | 1.81 | 8.8 | 8.8 |  |  |  |  | R-410A | 4 | Residential & Commercial | VSMSHP
207505679 | Mini/Multi Split | HISENSE | HRCU-A-CB | AUWR-36U3SA3 |  | Mini-Splits(Ducted) | AUH-36UX3SDH3 |  | 36000 | 18 | 9 | 35000 | 26000 | 74.29% | 2.05 | 9.55 | 9.55 |  |  |  |  | R-410A | 3 | Residential & Commercial | VSMSHP
207505680 | Mini/Multi Split | HISENSE | HRCU-A-CB | AUWR-48U3SP3 |  | Mini-Splits(Ducted) | AUH-48UX3SEH3 |  | 48000 | 17.5 | 8.5 | 47000 | 33000 | 70.21% | 1.9 | 10.2 | 10.1 |  |  |  |  | R-410A | 4 | Residential & Commercial | VSMSHP | Ducted CEE Tier 1
207505685 | Mini/Multi Split | HISENSE | HRCU-A-CB | AUWR-24U3SF3 |  | Mini-Splits(Ducted) | AUH-24UX3SDH3 |  | 24000 | 17 | 8.3 | 23000 | 16900 | 73.48% | 2.05 | 10.9 | 9.8 |  |  |  |  | R-410A | 2 | Residential & Commercial | VSMSHP
207506889 | Mini/Multi Split | WESTINGHOUSE | HRCU-A-CB | WHM24SZA21S |  | Mini-Splits(Ducted) | WHM24DMA21S |  | 24000 | 17 | 8.3 | 23000 | 16900 | 73.48% | 2.05 | 10.9 | 9.8 |  |  |  |  | R-410A | 2 | Residential & Commercial | VSMSHP
207506890 | Mini/Multi Split | WESTINGHOUSE | HRCU-A-CB | WHM36SZA21S |  | Mini-Splits(Ducted) | WHM36DMA21S |  | 36000 | 18 | 9 | 35000 | 26000 | 74.29% | 2.05 | 9.55 | 9.55 |  |  |  |  | R-410A | 3 | Residential & Commercial | VSMSHP
207506891 | Mini/Multi Split | WESTINGHOUSE | HRCU-A-CB | WHM48SZA21S |  | Mini-Splits(Ducted) | WHM48DMA21S |  | 48000 | 17.5 | 8.5 | 47000 | 33000 | 70.21% | 1.9 | 10.2 | 10.1 |  |  |  |  | R-410A | 4 | Residential & Commercial | VSMSHP | Ducted CEE Tier 1
207506899 | Mini/Multi Split | ECO-AIR | HRCU-A-CB | MOX430U-24HFN1-MR0 |  | Mini-Splits(Ducted) | MVC-24HWFN1-M |  | 24000 | 17 | 9.2 | 26000 | 19400 | 74.62% | 2.1 | 11.3 | 10.5 |  |  |  |  | R-410A | 2 | Residential & Commercial | VSMSHP | Ducted CEE Tier 1
206913029 | Mini/Multi Split | GREE | HRCU-A-CB | GWH12AGC-D3DNA1A/O |  | Mini-Splits(Ducted) | GFH(12)DA-D3DN***/I |  | 12000 | 20 | 8.5 | 12000 | 8800 | 73.33% | 1.9 | 11.8 | 11.8 |  |  |  |  | R-410A | 1 | Residential & Commercial | VSMSHP | Ducted CEE Tier 1
206913032 | Mini/Multi Split | GREE | HRCU-A-CB | GWH24AGE-D3DNA1A/O |  | Mini-Splits(Ducted) | GFH(24)DB-D3DN***/I |  | 22000 | 20 | 9 | 24000 | 19000 | 79.17% | 1.9 | 12.5 | 12.5 |  |  |  |  | R-410A | 1.8333 | Residential & Commercial | VSMSHP | Ducted CEE Tier 1
207237540 | Mini/Multi Split | WESTINGHOUSE | HRCU-A-CB | WHU09SZA21S |  | Mini-Splits(Ducted) | WHU09DHA21S |  | 9000 | 18 | 9 | 10000 | 7100 | 71% | 2.1 | 12 | 12 |  |  |  |  | R-410A | 0.75 | Residential & Commercial | VSMSHP | Ducted CEE Tier 1
207237542 | Mini/Multi Split | WESTINGHOUSE | HRCU-A-CB | WHU18SZA21S |  | Mini-Splits(Ducted) | WHU18DHA21S |  | 18000 | 19 | 9.5 | 17500 | 13000 | 74.29% | 2 | 11.8 | 11.4 |  |  |  |  | R-410A | 1.5 | Residential & Commercial | VSMSHP | Ducted CEE Tier 1
207237543 | Mini/Multi Split | WESTINGHOUSE | HRCU-A-CB | WHU24SZA21S |  | Mini-Splits(Ducted) | WHU24DHA21S |  | 24000 | 18 | 9.5 | 26000 | 19300 | 74.23% | 2 | 10.5 | 10.45 |  |  |  |  | R-410A | 2 | Residential & Commercial | VSMSHP | Ducted CEE Tier 1
207237544 | Mini/Multi Split | WESTINGHOUSE | HRCU-A-CB | WHU36SZA21S |  | Mini-Splits(Ducted) | WHU36DHA21S |  | 36000 | 17.5 | 9.5 | 36000 | 27400 | 76.11% | 2.2 | 10.9 | 10.9 |  |  |  |  | R-410A | 3 | Residential & Commercial | VSMSHP | Ducted CEE Tier 1
207252574 | Mini/Multi Split | MITS AIR | HRCU-A-CB | MOX430U-24HFN1-MR0 |  | Mini-Splits(Ducted) | MVC-24HWFN1-M |  | 24000 | 17 | 9.2 | 26000 | 19400 | 74.62% | 2.1 | 11.3 | 10.5 |  |  |  |  | R-410A | 2 | Residential & Commercial | VSMSHP | Ducted CEE Tier 1
207334301 | Mini/Multi Split | FUJITSU | HRCU-A-CB | AOUH12LUAS1 |  | Mini-Splits(Ducted) | ARUH12LUAS |  | 12000 | 19.1 | 10.5 | 16000 | 15500 | 96.88% | 2.02 | 13.4 | 12.5 |  |  |  |  | R-410A | 1 | Residential & Commercial | VSMSHP | Ducted CEE Tier 1
207334310 | Mini/Multi Split | AIRDACH | HRCU-A-CB | ACSH2419VM1XD |  | Mini-Splits(Ducted) | AIDH2400VM1XD |  | 24000 | 17 | 9.2 | 26000 | 19400 | 74.62% | 2.1 | 11.3 | 10.5 |  |  |  |  | R-410A | 2 | Residential & Commercial | VSMSHP | Ducted CEE Tier 1
207338214 | Mini/Multi Split | MDV | HRCU-A-CB | MOE30U-36HFN1-M(GA) |  | Mini-Splits(Ducted) | MTI-36HWFN1-M |  | 36000 | 16.5 | 11 | 42000 | 36000 | 85.71% | 1.98 | 9 | 9 |  |  |  |  | R-410A | 3 | Residential & Commercial | VSMSHP
207192288 | Mini/Multi Split | PERFECTAIRE | HRCU-A-CB | 1PAMSHH09-SZO-25 |  | Mini-Splits(Ducted) | 2PAMSDH09 |  | 9000 | 18.5 | 11.5 | 10000 | 10800 | 108% | 1.9 | 13.5 | 12.1 |  |  |  |  | R-410A | 0.75 | Residential & Commercial | VSMSHP | Ducted CEE Tier 1
207192289 | Mini/Multi Split | PERFECTAIRE | HRCU-A-CB | 1PAMSHH12-SZO-22.5 |  | Mini-Splits(Ducted) | 2PAMSDH12 |  | 12000 | 19 | 10 | 12000 | 11800 | 98.33% | 1.75 | 12.5 | 11.7 |  |  |  |  | R-410A | 1 | Residential & Commercial | VSMSHP | Ducted CEE Tier 1
207192291 | Mini/Multi Split | PERFECTAIRE | HRCU-A-CB | 1PAMSHH24-SZW-20.5 |  | Mini-Splits(Ducted) | 2PAMSDH24 |  | 24000 | 19.2 | 10.5 | 25000 | 27000 | 108% | 2 | 12.5 | 12 |  |  |  |  | R-410A | 2 | Residential & Commercial | VSMSHP | Ducted CEE Tier 1
207201637 | Mini/Multi Split | MDV | HRCU-A-CB | MOX430U-24HFN1-MR0 |  | Mini-Splits(Ducted) | MVC-24HWFN1-M |  | 24000 | 17 | 9.2 | 26000 | 19400 | 74.62% | 2.1 | 11.3 | 10.5 |  |  |  |  | R-410A | 2 | Residential & Commercial | VSMSHP | Ducted CEE Tier 1
206838609 | Mini/Multi Split | DIAL | HRCU-A-CB | 9000-UNI-O |  | Mini-Splits(Ducted) | 9000Z-DUC-I |  | 9000 | 18 | 9 | 10000 | 7100 | 71% | 2.1 | 12 | 12 |  |  |  |  | R-410A | 0.75 | Residential & Commercial | VSMSHP | Ducted CEE Tier 1
206838611 | Mini/Multi Split | DIAL | HRCU-A-CB | 18000-UNI-O |  | Mini-Splits(Ducted) | 18000Z-DUC-I |  | 18000 | 19 | 9.5 | 17500 | 13000 | 74.29% | 2 | 11.8 | 11.4 |  |  |  |  | R-410A | 1.5 | Residential & Commercial | VSMSHP | Ducted CEE Tier 1
206838612 | Mini/Multi Split | DIAL | HRCU-A-CB | 24000-UNI-O |  | Mini-Splits(Ducted) | 24000Z-DUC-I |  | 24000 | 18 | 9.5 | 26000 | 19300 | 74.23% | 2 | 10.5 | 10.45 |  |  |  |  | R-410A | 2 | Residential & Commercial | VSMSHP | Ducted CEE Tier 1
206838613 | Mini/Multi Split | DIAL | HRCU-A-CB | 36000-UNI-O |  | Mini-Splits(Ducted) | 36000U-DUC-I |  | 36000 | 17.5 | 9.5 | 36000 | 27400 | 76.11% | 2.2 | 10.9 | 10.9 |  |  |  |  | R-410A | 3 | Residential & Commercial | VSMSHP | Ducted CEE Tier 1
206853240 | Mini/Multi Split | MOOVAIR | HRCU-A-CB | DM36HOS25230E3 |  | Mini-Splits(Ducted) | DM36HIDU230X5 |  | 36000 | 16.5 | 11 | 42000 | 36000 | 85.71% | 1.98 | 9 | 9 |  |  |  |  | R-410A | 3 | Residential & Commercial | VSMSHP
206853242 | Mini/Multi Split | ELIOS | HRCU-A-CB | DE36HOS25230E3 |  | Mini-Splits(Ducted) | DM36HIDU230X5 |  | 36000 | 16.5 | 11 | 42000 | 36000 | 85.71% | 1.98 | 9 | 9 |  |  |  |  | R-410A | 3 | Residential & Commercial | VSMSHP
206900419 | Mini/Multi Split | GOODMAN | HRCU-A-CB | MSH093E23MCAA |  | Mini-Splits(Ducted) | MST093E21ADAA |  | 9000 | 20.2 | 12 | 10000 | 10800 | 108% | 1.9 | 14 | 13.2 |  |  |  |  | R-410A | 0.75 | Residential & Commercial | VSMSHP | Ducted CEE Tier 1
206900420 | Mini/Multi Split | GOODMAN | HRCU-A-CB | MSH123E23MCAA |  | Mini-Splits(Ducted) | MST123E21ADAA |  | 12000 | 19.5 | 10 | 12500 | 12100 | 96.8% | 1.96 | 13 | 11.7 |  |  |  |  | R-410A | 1 | Residential & Commercial | VSMSHP | Ducted CEE Tier 1
206900421 | Mini/Multi Split | GOODMAN | HRCU-A-CB | MSH183E23MCAA |  | Mini-Splits(Ducted) | MST183E21ADAA |  | 17000 | 18 | 9.5 | 19000 | 17700 | 93.16% | 1.85 | 12.5 | 11.7 |  |  |  |  | R-410A | 1.4167 | Residential & Commercial | VSMSHP | Ducted CEE Tier 1
206900422 | Mini/Multi Split | GOODMAN | HRCU-A-CB | MSH243E23MCAA |  | Mini-Splits(Ducted) | MST243E21ADAA |  | 24000 | 19.2 | 10.5 | 25000 | 27000 | 108% | 2 | 12.5 | 12 |  |  |  |  | R-410A | 2 | Residential & Commercial | VSMSHP | Ducted CEE Tier 1
206900427 | Mini/Multi Split | FRANKLIN | HRCU-A-CB | MSH093E23MCAA |  | Mini-Splits(Ducted) | MST093E21ADAA |  | 9000 | 20.2 | 12 | 10000 | 10800 | 108% | 1.9 | 14 | 13.2 |  |  |  |  | R-410A | 0.75 | Residential & Commercial | VSMSHP | Ducted CEE Tier 1
206900428 | Mini/Multi Split | FRANKLIN | HRCU-A-CB | MSH123E23MCAA |  | Mini-Splits(Ducted) | MST123E21ADAA |  | 12000 | 19.5 | 10 | 12500 | 12100 | 96.8% | 1.96 | 13 | 11.7 |  |  |  |  | R-410A | 1 | Residential & Commercial | VSMSHP | Ducted CEE Tier 1
206900429 | Mini/Multi Split | FRANKLIN | HRCU-A-CB | MSH183E23MCAA |  | Mini-Splits(Ducted) | MST183E21ADAA |  | 17000 | 18 | 9.5 | 19000 | 17700 | 93.16% | 1.85 | 12.5 | 11.7 |  |  |  |  | R-410A | 1.4167 | Residential & Commercial | VSMSHP | Ducted CEE Tier 1
206900430 | Mini/Multi Split | FRANKLIN | HRCU-A-CB | MSH243E23MCAA |  | Mini-Splits(Ducted) | MST243E21ADAA |  | 24000 | 19.2 | 10.5 | 25000 | 27000 | 108% | 2 | 12.5 | 12 |  |  |  |  | R-410A | 2 | Residential & Commercial | VSMSHP | Ducted CEE Tier 1
206900439 | Mini/Multi Split | FRANKLIN | HRCU-A-CB | MSH093E21MCAA |  | Mini-Splits(Ducted) | MST093E21ADAA |  | 9000 | 18.7 | 9.8 | 10000 | 8000 | 80% | 1.98 | 13.5 | 12.1 |  |  |  |  | R-410A | 0.75 | Residential & Commercial | VSMSHP | Ducted CEE Tier 1
206900440 | Mini/Multi Split | FRANKLIN | HRCU-A-CB | MSH123E21MCAA |  | Mini-Splits(Ducted) | MST123E21ADAA |  | 11500 | 19 | 10 | 12000 | 8400 | 70% | 1.9 | 12.5 | 11.7 |  |  |  |  | R-410A | 0.95833 | Residential & Commercial | VSMSHP | Ducted CEE Tier 1
206900442 | Mini/Multi Split | FRANKLIN | HRCU-A-CB | MSH243E21MCAA |  | Mini-Splits(Ducted) | MST243E21ADAA |  | 23000 | 19 | 10 | 24400 | 18400 | 75.41% | 2 | 12.5 | 11.7 |  |  |  |  | R-410A | 1.9167 | Residential & Commercial | VSMSHP | Ducted CEE Tier 1
206902024 | Mini/Multi Split | ECO AC | HRCU-A-CB | EHH-O09BA |  | Mini-Splits(Ducted) | EHH-D09BA |  | 9000 | 18.7 | 9.8 | 10000 | 8000 | 80% | 1.98 | 13.5 | 12.1 |  |  |  |  | R-410A | 0.75 | Residential & Commercial | VSMSHP | Ducted CEE Tier 1
206902025 | Mini/Multi Split | ECO AC | HRCU-A-CB | EHH-O12BA |  | Mini-Splits(Ducted) | EHH-D12BA |  | 11500 | 19 | 10 | 12000 | 8400 | 70% | 1.9 | 12.5 | 11.7 |  |  |  |  | R-410A | 0.95833 | Residential & Commercial | VSMSHP | Ducted CEE Tier 1
206902027 | Mini/Multi Split | ECO AC | HRCU-A-CB | EHH-O24BA |  | Mini-Splits(Ducted) | EHH-D24BA |  | 23000 | 19 | 11.2 | 25000 | 20000 | 80% | 2.3 | 12.6 | 12.5 |  |  |  |  | R-410A | 1.9167 | Residential & Commercial | VSMSHP | Ducted CEE Tier 1
206750852 | Mini/Multi Split | HITACHI | HRCU-A-CB | RAS-1.0PNNBDH1 |  | Mini-Splits(Ducted) | RPIL-1.0PNN1DH |  | 9000 | 18 | 9 | 10000 | 7100 | 71% | 2.1 | 12 | 12 |  |  |  |  | R-410A | 0.75 | Residential & Commercial | VSMSHP | Ducted CEE Tier 1
206750856 | Mini/Multi Split | HITACHI | HRCU-A-CB | RAS-2.0PNNBDH1 |  | Mini-Splits(Ducted) | RPIL-2.0PNN1DH |  | 18000 | 19 | 9.5 | 17500 | 13000 | 74.29% | 2 | 11.8 | 11.4 |  |  |  |  | R-410A | 1.5 | Residential & Commercial | VSMSHP | Ducted CEE Tier 1
206750858 | Mini/Multi Split | HITACHI | HRCU-A-CB | RAS-3.0PNNBDH1 |  | Mini-Splits(Ducted) | RPIM-3.0PNN1DH |  | 24000 | 18 | 9.5 | 26000 | 19300 | 74.23% | 2 | 10.5 | 10.45 |  |  |  |  | R-410A | 2 | Residential & Commercial | VSMSHP | Ducted CEE Tier 1
206750860 | Mini/Multi Split | HITACHI | HRCU-A-CB | RAS-4.0PNNBDH1 |  | Mini-Splits(Ducted) | RPIM-4.0PNN1DH |  | 36000 | 17.5 | 9.5 | 36000 | 27400 | 76.11% | 2.2 | 10.9 | 10.9 |  |  |  |  | R-410A | 3 | Residential & Commercial | VSMSHP | Ducted CEE Tier 1
206717846 | Mini/Multi Split | Trane / Mitsubishi Electric | HRCU-A-CB | PUZ-HA30NKA |  | Mini-Splits(Ducted) | TPVA0A0301AA70A |  | 30000 | 18 | 8.7 | 34000 | 32000 | 94.12% | 2.1 | 13 | 13 |  |  |  |  | R-410A | 2.5 | Residential & Commercial | VSMSHP | Ducted CEE Tier 1
206717863 | Mini/Multi Split | Trane / Mitsubishi Electric | HRCU-A-CB | PUZ-HA42NKA1 |  | Mini-Splits(Ducted) | TPVA0A0421AA70A |  | 42000 | 15.4 | 9.3 | 54000 | 48000 | 88.89% | 1.9 | 10.6 | 9.8 |  |  |  |  | R-410A | 3.5 | Residential & Commercial | VSMSHP
206717878 | Mini/Multi Split | Trane / Mitsubishi Electric | HRCU-A-CB | TRUZH0421KA10** |  | Mini-Splits(Ducted) | PEAD-A42AA**** |  | 42000 | 15.5 | 8.9 | 54000 | 48000 | 88.89% | 1.82 | 10.7 | 10.4 |  |  |  |  | R-410A | 3.5 | Residential & Commercial | VSMSHP | Ducted CEE Tier 1
206717890 | Mini/Multi Split | Trane / Mitsubishi Electric | HRCU-A-CB | TRUZH0421KA10** |  | Mini-Splits(Ducted) | PVA-A42AA**** |  | 42000 | 15.4 | 9.3 | 54000 | 48000 | 88.89% | 1.9 | 10.6 | 9.8 |  |  |  |  | R-410A | 3.5 | Residential & Commercial | VSMSHP
206720353 | Mini/Multi Split | Trane / Mitsubishi Electric | HRCU-A-CB | TRUZH0361KA00** |  | Mini-Splits(Ducted) | PEAD-A36AA**** |  | 36000 | 16.5 | 8.7 | 40000 | 38000 | 95% | 1.8 | 12.6 | 12.2 |  |  |  |  | R-410A | 3 | Residential & Commercial | VSMSHP | Ducted CEE Tier 1
206720356 | Mini/Multi Split | Trane / Mitsubishi Electric | HRCU-A-CB | TRUZH0361KA00** |  | Mini-Splits(Ducted) | PVA-A36AA**** |  | 33000 | 18.2 | 10 | 40000 | 38000 | 95% | 2 | 13 | 13.2 |  |  |  |  | R-410A | 2.75 | Residential & Commercial | VSMSHP | Ducted CEE Tier 1
206720368 | Mini/Multi Split | Trane / Mitsubishi Electric | HRCU-A-CB | TRUZH0241HA10** |  | Mini-Splits(Ducted) | PEAD-A24AA**** |  | 24000 | 16.2 | 9.2 | 28000 | 25000 | 89.29% | 1.8 | 11.5 | 11.3 |  |  |  |  | R-410A | 2 | Residential & Commercial | VSMSHP | Ducted CEE Tier 1
206377760 | Mini/Multi Split | DIRECT AIR | HRCU-A-CB | MOX430-17HFN1-MT0W |  | Mini-Splits(Ducted) | MTIU-18HWFN1-M |  | 17000 | 18 | 9.5 | 19000 | 17700 | 93.16% | 1.85 | 12.5 | 11.7 |  |  |  |  | R-410A | 1.4167 | Residential & Commercial | VSMSHP | Ducted CEE Tier 1
206401440 | Mini/Multi Split | MOOVAIR | HRCU-A-CB | DM18HOS25230E3A |  | Mini-Splits(Ducted) | DM18HIDU230X5 |  | 17000 | 18 | 9.5 | 19000 | 17700 | 93.16% | 1.85 | 12.5 | 11.7 |  |  |  |  | R-410A | 1.4167 | Residential & Commercial | VSMSHP | Ducted CEE Tier 1
206401443 | Mini/Multi Split | MOOVAIR | HRCU-A-CB | DM24HOS25230E3A |  | Mini-Splits(Ducted) | DM24HIDU230X5 |  | 24000 | 19.2 | 10.5 | 25000 | 27000 | 108% | 2 | 12.5 | 12 |  |  |  |  | R-410A | 2 | Residential & Commercial | VSMSHP | Ducted CEE Tier 1
206401446 | Mini/Multi Split | ELIOS | HRCU-A-CB | DE18HOS25230E3A |  | Mini-Splits(Ducted) | DM18HIDU230X5 |  | 17000 | 18 | 9.5 | 19000 | 17700 | 93.16% | 1.85 | 12.5 | 11.7 |  |  |  |  | R-410A | 1.4167 | Residential & Commercial | VSMSHP | Ducted CEE Tier 1
206401449 | Mini/Multi Split | ELIOS | HRCU-A-CB | DE24HOS25230E3A |  | Mini-Splits(Ducted) | DM24HIDU230X5 |  | 24000 | 19.2 | 10.5 | 25000 | 27000 | 108% | 2 | 12.5 | 12 |  |  |  |  | R-410A | 2 | Residential & Commercial | VSMSHP | Ducted CEE Tier 1
206369520 | Mini/Multi Split | Durastar | HRCU-A-CB | DRA1U09S1A |  | Mini-Splits(Ducted) | DRAD09F1A |  | 9000 | 18.7 | 9.8 | 10000 | 8000 | 80% | 1.98 | 13.5 | 12.1 |  |  |  |  | R-410A | 0.75 | Residential & Commercial | VSMSHP | Ducted CEE Tier 1
206369522 | Mini/Multi Split | Durastar | HRCU-A-CB | DRA1U12S1A |  | Mini-Splits(Ducted) | DRAD12F1A |  | 11500 | 19 | 10 | 12000 | 8400 | 70% | 1.9 | 12.5 | 11.7 |  |  |  |  | R-410A | 0.95833 | Residential & Commercial | VSMSHP | Ducted CEE Tier 1
206369528 | Mini/Multi Split | Durastar | HRCU-A-CB | DRA1U24S1A |  | Mini-Splits(Ducted) | DRAD24F1A |  | 23000 | 19 | 10 | 24400 | 18400 | 75.41% | 2 | 12.5 | 11.7 |  |  |  |  | R-410A | 1.9167 | Residential & Commercial | VSMSHP | Ducted CEE Tier 1
206223012 | Mini/Multi Split | Trane / Mitsubishi Electric | HRCU-A-CB | NTXSKH30A112AA |  | Mini-Splits(Ducted) | NTXAMT30A112AA |  | 27000 | 15.2 | 8.5 | 34000 | 32000 | 94.12% | 1.75 | 12.5 | 12.8 |  |  |  |  | R-410A | 2.25 | Residential & Commercial | VSMSHP | Ducted CEE Tier 1
206314610 | Mini/Multi Split | DUOHOME | HRCU-A-CB | DOD31-24HFN1-MT0W |  | Mini-Splits(Ducted) | DTIU-24HWFN1-M |  | 23000 | 19 | 10 | 24400 | 18400 | 75.41% | 2 | 12.5 | 11.7 |  |  |  |  | R-410A | 1.9167 | Residential & Commercial | VSMSHP | Ducted CEE Tier 1
206328102 | Mini/Multi Split | Mitsubishi Electric | HRCU-A-CB | SUZ-KA18NAHZ |  | Mini-Splits(Ducted) | NTXAMT18A112AA |  | 18000 | 18.7 | 9.2 | 21600 | 21600 | 100% | 1.75 | 12.5 | 12.4 |  |  |  |  | R-410A | 1.5 | Residential & Commercial | VSMSHP | Ducted CEE Tier 1
206328121 | Mini/Multi Split | Mitsubishi Electric | HRCU-A-CB | SUZ-KA18NAHZ |  | Mini-Splits(Ducted) | NAXAMT18A112AA |  | 18000 | 18.7 | 9.2 | 21600 | 21600 | 100% | 1.75 | 12.5 | 12.4 |  |  |  |  | R-410A | 1.5 | Residential & Commercial | VSMSHP | Ducted CEE Tier 1
206330121 | Mini/Multi Split | MDV | HRCU-A-CB | MOX230-09HFN1-MW5W |  | Mini-Splits(Ducted) | MTIU-09HWFN1-M |  | 9000 | 19.2 | 10.2 | 10000 | 8000 | 80% | 2.1 | 13.5 | 12.5 |  |  |  |  | R-410A | 0.75 | Residential & Commercial | VSMSHP | Ducted CEE Tier 1
206330123 | Mini/Multi Split | MDV | HRCU-A-CB | MOX330-09HFN1-MY5W |  | Mini-Splits(Ducted) | MTIU-09HWFN1-M |  | 9000 | 20.2 | 12 | 10000 | 10800 | 108% | 1.9 | 14 | 13.2 |  |  |  |  | R-410A | 0.75 | Residential & Commercial | VSMSHP | Ducted CEE Tier 1
206330124 | Mini/Multi Split | MDV | HRCU-A-CB | MOX230-12HFN1-MV5W |  | Mini-Splits(Ducted) | MTIU-12HWFN1-M |  | 11500 | 19 | 10.3 | 12000 | 8400 | 70% | 2.26 | 12.5 | 11.7 |  |  |  |  | R-410A | 0.95833 | Residential & Commercial | VSMSHP | Ducted CEE Tier 1
206330127 | Mini/Multi Split | MDV | HRCU-A-CB | MOX330-12HFN1-MW5W |  | Mini-Splits(Ducted) | MTIU-12HWFN1-M |  | 12000 | 19.5 | 10 | 12500 | 12100 | 96.8% | 1.96 | 13 | 11.7 |  |  |  |  | R-410A | 1 | Residential & Commercial | VSMSHP | Ducted CEE Tier 1
206330129 | Mini/Multi Split | MDV | HRCU-A-CB | MOX430-17HFN1-MT0W |  | Mini-Splits(Ducted) | MTIU-18HWFN1-M |  | 17000 | 18 | 9.5 | 19000 | 17700 | 93.16% | 1.85 | 12.5 | 11.7 |  |  |  |  | R-410A | 1.4167 | Residential & Commercial | VSMSHP | Ducted CEE Tier 1
206330133 | Mini/Multi Split | MDV | HRCU-A-CB | MOD33-24HFN1-MT0W |  | Mini-Splits(Ducted) | MTIU-24HWFN1-M |  | 23000 | 19 | 11.2 | 25000 | 20000 | 80% | 2.3 | 12.6 | 12.5 |  |  |  |  | R-410A | 1.9167 | Residential & Commercial | VSMSHP | Ducted CEE Tier 1
206330136 | Mini/Multi Split | MDV | HRCU-A-CB | MOD30-24HFN1-MU0W |  | Mini-Splits(Ducted) | MTIU-24HWFN1-M |  | 24000 | 19.2 | 10.5 | 25000 | 27000 | 108% | 2 | 12.5 | 12 |  |  |  |  | R-410A | 2 | Residential & Commercial | VSMSHP | Ducted CEE Tier 1
206331357 | Mini/Multi Split | Trane / Mitsubishi Electric | HRCU-A-CB | NTXSKH18A112AA |  | Mini-Splits(Ducted) | SVZ-KP18NA |  | 18000 | 18.7 | 9.2 | 21600 | 21600 | 100% | 1.75 | 12.5 | 12.4 |  |  |  |  | R-410A | 1.5 | Residential & Commercial | VSMSHP | Ducted CEE Tier 1
206331446 | Mini/Multi Split | Mitsubishi Electric | HRCU-A-CB | SUZ-KA30NAHZ |  | Mini-Splits(Ducted) | NAXAMT30A112AA |  | 27000 | 15.2 | 8.5 | 34000 | 32000 | 94.12% | 1.75 | 12.5 | 12.8 |  |  |  |  | R-410A | 2.25 | Residential & Commercial | VSMSHP | Ducted CEE Tier 1
206331448 | Mini/Multi Split | Mitsubishi Electric | HRCU-A-CB | SUZ-KA36NAHZ |  | Mini-Splits(Ducted) | NAXAMT36A112AA |  | 36000 | 16 | 9 | 40000 | 29800 | 74.5% | 1.97 | 9.5 | 9.5 |  |  |  |  | R-410A | 3 | Residential & Commercial | VSMSHP
206331452 | Mini/Multi Split | Mitsubishi Electric | HRCU-A-CB | SUZ-KA30NAHZ |  | Mini-Splits(Ducted) | NTXAMT30A112AA |  | 27000 | 15.2 | 8.5 | 34000 | 32000 | 94.12% | 1.75 | 12.5 | 12.8 |  |  |  |  | R-410A | 2.25 | Residential & Commercial | VSMSHP | Ducted CEE Tier 1
206331454 | Mini/Multi Split | Mitsubishi Electric | HRCU-A-CB | SUZ-KA36NAHZ |  | Mini-Splits(Ducted) | NTXAMT36A112AA |  | 36000 | 16 | 9 | 40000 | 29800 | 74.5% | 1.97 | 9.5 | 9.5 |  |  |  |  | R-410A | 3 | Residential & Commercial | VSMSHP
206331458 | Mini/Multi Split | Trane / Mitsubishi Electric | HRCU-A-CB | NTXSKH30A112AA |  | Mini-Splits(Ducted) | SVZ-KP30NA |  | 27000 | 15.2 | 8.5 | 34000 | 32000 | 94.12% | 1.75 | 12.5 | 12.8 |  |  |  |  | R-410A | 2.25 | Residential & Commercial | VSMSHP | Ducted CEE Tier 1
206331460 | Mini/Multi Split | Trane / Mitsubishi Electric | HRCU-A-CB | NTXSKH36A112AA |  | Mini-Splits(Ducted) | SVZ-KP36NA |  | 36000 | 16 | 9 | 40000 | 29800 | 74.5% | 1.97 | 9.5 | 9.5 |  |  |  |  | R-410A | 3 | Residential & Commercial | VSMSHP
206347320 | Mini/Multi Split | KERR | HRCU-A-CB | A-KMH18SU-1A |  | Mini-Splits(Ducted) | B-KMH18DU-1 |  | 17000 | 18 | 9.5 | 19000 | 17700 | 93.16% | 1.85 | 12.5 | 11.7 |  |  |  |  | R-410A | 1.4167 | Residential & Commercial | VSMSHP | Ducted CEE Tier 1
206347321 | Mini/Multi Split | KERR | HRCU-A-CB | A-KMH24SU-1A |  | Mini-Splits(Ducted) | B-KMH24DU-1 |  | 24000 | 19.2 | 10.5 | 25000 | 27000 | 108% | 2 | 12.5 | 12 |  |  |  |  | R-410A | 2 | Residential & Commercial | VSMSHP | Ducted CEE Tier 1
206348120 | Mini/Multi Split | KARDA | HRCU-A-CB | 1KARDA09SZO25 |  | Mini-Splits(Ducted) | 2PAMSDH09 |  | 9000 | 18.5 | 11.5 | 10000 | 10800 | 108% | 1.9 | 13.5 | 12.1 |  |  |  |  | R-410A | 0.75 | Residential & Commercial | VSMSHP | Ducted CEE Tier 1
206348121 | Mini/Multi Split | KARDA | HRCU-A-CB | 1KARDA12SZO22.5 |  | Mini-Splits(Ducted) | 2PAMSDH12 |  | 12000 | 19 | 10 | 12000 | 11800 | 98.33% | 1.75 | 12.5 | 11.7 |  |  |  |  | R-410A | 1 | Residential & Commercial | VSMSHP | Ducted CEE Tier 1
206348122 | Mini/Multi Split | KARDA | HRCU-A-CB | 2KARDA18SZO20 |  | Mini-Splits(Ducted) | 2PAMSDH18 |  | 17000 | 18 | 9.5 | 19000 | 17700 | 93.16% | 1.85 | 12.5 | 11.7 |  |  |  |  | R-410A | 1.4167 | Residential & Commercial | VSMSHP | Ducted CEE Tier 1
206348123 | Mini/Multi Split | KARDA | HRCU-A-CB | 1KARDA24SZO20.5 |  | Mini-Splits(Ducted) | 2PAMSDH24 |  | 24000 | 19.2 | 10.5 | 25000 | 27000 | 108% | 2 | 12.5 | 12 |  |  |  |  | R-410A | 2 | Residential & Commercial | VSMSHP | Ducted CEE Tier 1
206348124 | Mini/Multi Split | PERFECTAIRE | HRCU-A-CB | 1KARDA09SZO25 |  | Mini-Splits(Ducted) | 2PAMSDH09 |  | 9000 | 18.5 | 11.5 | 10000 | 10800 | 108% | 1.9 | 13.5 | 12.1 |  |  |  |  | R-410A | 0.75 | Residential & Commercial | VSMSHP | Ducted CEE Tier 1
206348125 | Mini/Multi Split | PERFECTAIRE | HRCU-A-CB | 1KARDA12SZO22.5 |  | Mini-Splits(Ducted) | 2PAMSDH12 |  | 12000 | 19 | 10 | 12000 | 11800 | 98.33% | 1.75 | 12.5 | 11.7 |  |  |  |  | R-410A | 1 | Residential & Commercial | VSMSHP | Ducted CEE Tier 1
206348126 | Mini/Multi Split | PERFECTAIRE | HRCU-A-CB | 2KARDA18SZO20 |  | Mini-Splits(Ducted) | 2PAMSDH18 |  | 17000 | 18 | 9.5 | 19000 | 17700 | 93.16% | 1.85 | 12.5 | 11.7 |  |  |  |  | R-410A | 1.4167 | Residential & Commercial | VSMSHP | Ducted CEE Tier 1
206348127 | Mini/Multi Split | PERFECTAIRE | HRCU-A-CB | 1KARDA24SZO20.5 |  | Mini-Splits(Ducted) | 2PAMSDH24 |  | 24000 | 19.2 | 10.5 | 25000 | 27000 | 108% | 2 | 12.5 | 12 |  |  |  |  | R-410A | 2 | Residential & Commercial | VSMSHP | Ducted CEE Tier 1
206350328 | Mini/Multi Split | CARRIER | HRCU-A-CB | 38MARBQ09AA3 |  | Mini-Splits(Ducted) | 40MBDQ09---3 |  | 9000 | 20.2 | 12 | 10000 | 10800 | 108% | 1.9 | 14 | 13.2 |  |  |  |  | R-410A | 0.75 | Residential & Commercial | VSMSHP | Ducted CEE Tier 1
206350330 | Mini/Multi Split | CARRIER | HRCU-A-CB | 38MARBQ12AA3 |  | Mini-Splits(Ducted) | 40MBDQ12---3 |  | 12000 | 19.5 | 10 | 12500 | 12100 | 96.8% | 1.96 | 13 | 11.7 |  |  |  |  | R-410A | 1 | Residential & Commercial | VSMSHP | Ducted CEE Tier 1
206350333 | Mini/Multi Split | CARRIER | HRCU-A-CB | 38MARBQ18AA3 |  | Mini-Splits(Ducted) | 40MBDQ18---3 |  | 17000 | 18 | 9.5 | 19000 | 17700 | 93.16% | 1.85 | 12.5 | 11.7 |  |  |  |  | R-410A | 1.4167 | Residential & Commercial | VSMSHP | Ducted CEE Tier 1
206350336 | Mini/Multi Split | CARRIER | HRCU-A-CB | 38MARBQ24AA3 |  | Mini-Splits(Ducted) | 40MBDQ24---3 |  | 24000 | 19.2 | 10.5 | 25000 | 27000 | 108% | 2 | 12.5 | 12 |  |  |  |  | R-410A | 2 | Residential & Commercial | VSMSHP | Ducted CEE Tier 1
206350339 | Mini/Multi Split | BRYANT | HRCU-A-CB | 38MARBQ09AA3 |  | Mini-Splits(Ducted) | 40MBDQ09---3 |  | 9000 | 20.2 | 12 | 10000 | 10800 | 108% | 1.9 | 14 | 13.2 |  |  |  |  | R-410A | 0.75 | Residential & Commercial | VSMSHP | Ducted CEE Tier 1
206350341 | Mini/Multi Split | BRYANT | HRCU-A-CB | 38MARBQ12AA3 |  | Mini-Splits(Ducted) | 40MBDQ12---3 |  | 12000 | 19.5 | 10 | 12500 | 12100 | 96.8% | 1.96 | 13 | 11.7 |  |  |  |  | R-410A | 1 | Residential & Commercial | VSMSHP | Ducted CEE Tier 1
206350344 | Mini/Multi Split | BRYANT | HRCU-A-CB | 38MARBQ18AA3 |  | Mini-Splits(Ducted) | 40MBDQ18---3 |  | 17000 | 18 | 9.5 | 19000 | 17700 | 93.16% | 1.85 | 12.5 | 11.7 |  |  |  |  | R-410A | 1.4167 | Residential & Commercial | VSMSHP | Ducted CEE Tier 1
206350347 | Mini/Multi Split | BRYANT | HRCU-A-CB | 38MARBQ24AA3 |  | Mini-Splits(Ducted) | 40MBDQ24---3 |  | 24000 | 19.2 | 10.5 | 25000 | 27000 | 108% | 2 | 12.5 | 12 |  |  |  |  | R-410A | 2 | Residential & Commercial | VSMSHP | Ducted CEE Tier 1
206350350 | Mini/Multi Split | PAYNE | HRCU-A-CB | 38MARBQ09AA3 |  | Mini-Splits(Ducted) | 40MBDQ09---3 |  | 9000 | 20.2 | 12 | 10000 | 10800 | 108% | 1.9 | 14 | 13.2 |  |  |  |  | R-410A | 0.75 | Residential & Commercial | VSMSHP | Ducted CEE Tier 1
206350352 | Mini/Multi Split | PAYNE | HRCU-A-CB | 38MARBQ12AA3 |  | Mini-Splits(Ducted) | 40MBDQ12---3 |  | 12000 | 19.5 | 10 | 12500 | 12100 | 96.8% | 1.96 | 13 | 11.7 |  |  |  |  | R-410A | 1 | Residential & Commercial | VSMSHP | Ducted CEE Tier 1
206350355 | Mini/Multi Split | PAYNE | HRCU-A-CB | 38MARBQ18AA3 |  | Mini-Splits(Ducted) | 40MBDQ18---3 |  | 17000 | 18 | 9.5 | 19000 | 17700 | 93.16% | 1.85 | 12.5 | 11.7 |  |  |  |  | R-410A | 1.4167 | Residential & Commercial | VSMSHP | Ducted CEE Tier 1
206350358 | Mini/Multi Split | PAYNE | HRCU-A-CB | 38MARBQ24AA3 |  | Mini-Splits(Ducted) | 40MBDQ24---3 |  | 24000 | 19.2 | 10.5 | 25000 | 27000 | 108% | 2 | 12.5 | 12 |  |  |  |  | R-410A | 2 | Residential & Commercial | VSMSHP | Ducted CEE Tier 1
206350361 | Mini/Multi Split | Weathermaker | HRCU-A-CB | 38MARBQ09AA3 |  | Mini-Splits(Ducted) | 40MBDQ09---3 |  | 9000 | 20.2 | 12 | 10000 | 10800 | 108% | 1.9 | 14 | 13.2 |  |  |  |  | R-410A | 0.75 | Residential & Commercial | VSMSHP | Ducted CEE Tier 1
206350363 | Mini/Multi Split | Weathermaker | HRCU-A-CB | 38MARBQ12AA3 |  | Mini-Splits(Ducted) | 40MBDQ12---3 |  | 12000 | 19.5 | 10 | 12500 | 12100 | 96.8% | 1.96 | 13 | 11.7 |  |  |  |  | R-410A | 1 | Residential & Commercial | VSMSHP | Ducted CEE Tier 1
206350366 | Mini/Multi Split | Weathermaker | HRCU-A-CB | 38MARBQ18AA3 |  | Mini-Splits(Ducted) | 40MBDQ18---3 |  | 17000 | 18 | 9.5 | 19000 | 17700 | 93.16% | 1.85 | 12.5 | 11.7 |  |  |  |  | R-410A | 1.4167 | Residential & Commercial | VSMSHP | Ducted CEE Tier 1
206350369 | Mini/Multi Split | Weathermaker | HRCU-A-CB | 38MARBQ24AA3 |  | Mini-Splits(Ducted) | 40MBDQ24---3 |  | 24000 | 19.2 | 10.5 | 25000 | 27000 | 108% | 2 | 12.5 | 12 |  |  |  |  | R-410A | 2 | Residential & Commercial | VSMSHP | Ducted CEE Tier 1
206350372 | Mini/Multi Split | MIDEA | HRCU-A-CB | 38MARBQ09AA3 |  | Mini-Splits(Ducted) | 40MBDQ09---3 |  | 9000 | 20.2 | 12 | 10000 | 10800 | 108% | 1.9 | 14 | 13.2 |  |  |  |  | R-410A | 0.75 | Residential & Commercial | VSMSHP | Ducted CEE Tier 1
206350374 | Mini/Multi Split | MIDEA | HRCU-A-CB | 38MARBQ12AA3 |  | Mini-Splits(Ducted) | 40MBDQ12---3 |  | 12000 | 19.5 | 10 | 12500 | 12100 | 96.8% | 1.96 | 13 | 11.7 |  |  |  |  | R-410A | 1 | Residential & Commercial | VSMSHP | Ducted CEE Tier 1
206350377 | Mini/Multi Split | MIDEA | HRCU-A-CB | 38MARBQ18AA3 |  | Mini-Splits(Ducted) | 40MBDQ18---3 |  | 17000 | 18 | 9.5 | 19000 | 17700 | 93.16% | 1.85 | 12.5 | 11.7 |  |  |  |  | R-410A | 1.4167 | Residential & Commercial | VSMSHP | Ducted CEE Tier 1
206350380 | Mini/Multi Split | MIDEA | HRCU-A-CB | 38MARBQ24AA3 |  | Mini-Splits(Ducted) | 40MBDQ24---3 |  | 24000 | 19.2 | 10.5 | 25000 | 27000 | 108% | 2 | 12.5 | 12 |  |  |  |  | R-410A | 2 | Residential & Commercial | VSMSHP | Ducted CEE Tier 1
206350383 | Mini/Multi Split | ARCOAIRE | HRCU-A-CB | DLCSRBH09AAK |  | Mini-Splits(Ducted) | DLFSDAH09XAK |  | 9000 | 20.2 | 12 | 10000 | 10800 | 108% | 1.9 | 14 | 13.2 |  |  |  |  | R-410A | 0.75 | Residential & Commercial | VSMSHP | Ducted CEE Tier 1
206350385 | Mini/Multi Split | ARCOAIRE | HRCU-A-CB | DLCSRBH12AAK |  | Mini-Splits(Ducted) | DLFSDAH12XAK |  | 12000 | 19.5 | 10 | 12500 | 12100 | 96.8% | 1.96 | 13 | 11.7 |  |  |  |  | R-410A | 1 | Residential & Commercial | VSMSHP | Ducted CEE Tier 1
206350388 | Mini/Multi Split | ARCOAIRE | HRCU-A-CB | DLCSRBH18AAK |  | Mini-Splits(Ducted) | DLFSDAH18XAK |  | 17000 | 18 | 9.5 | 19000 | 17700 | 93.16% | 1.85 | 12.5 | 11.7 |  |  |  |  | R-410A | 1.4167 | Residential & Commercial | VSMSHP | Ducted CEE Tier 1
206350391 | Mini/Multi Split | ARCOAIRE | HRCU-A-CB | DLCSRBH24AAK |  | Mini-Splits(Ducted) | DLFSDAH24XAK |  | 24000 | 19.2 | 10.5 | 25000 | 27000 | 108% | 2 | 12.5 | 12 |  |  |  |  | R-410A | 2 | Residential & Commercial | VSMSHP | Ducted CEE Tier 1
206350394 | Mini/Multi Split | COMFORTMAKER | HRCU-A-CB | DLCSRBH09AAK |  | Mini-Splits(Ducted) | DLFSDAH09XAK |  | 9000 | 20.2 | 12 | 10000 | 10800 | 108% | 1.9 | 14 | 13.2 |  |  |  |  | R-410A | 0.75 | Residential & Commercial | VSMSHP | Ducted CEE Tier 1
206350396 | Mini/Multi Split | COMFORTMAKER | HRCU-A-CB | DLCSRBH12AAK |  | Mini-Splits(Ducted) | DLFSDAH12XAK |  | 12000 | 19.5 | 10 | 12500 | 12100 | 96.8% | 1.96 | 13 | 11.7 |  |  |  |  | R-410A | 1 | Residential & Commercial | VSMSHP | Ducted CEE Tier 1
206350399 | Mini/Multi Split | COMFORTMAKER | HRCU-A-CB | DLCSRBH18AAK |  | Mini-Splits(Ducted) | DLFSDAH18XAK |  | 17000 | 18 | 9.5 | 19000 | 17700 | 93.16% | 1.85 | 12.5 | 11.7 |  |  |  |  | R-410A | 1.4167 | Residential & Commercial | VSMSHP | Ducted CEE Tier 1
206350402 | Mini/Multi Split | COMFORTMAKER | HRCU-A-CB | DLCSRBH24AAK |  | Mini-Splits(Ducted) | DLFSDAH24XAK |  | 24000 | 19.2 | 10.5 | 25000 | 27000 | 108% | 2 | 12.5 | 12 |  |  |  |  | R-410A | 2 | Residential & Commercial | VSMSHP | Ducted CEE Tier 1
206350405 | Mini/Multi Split | DAY & NIGHT | HRCU-A-CB | DLCSRBH09AAK |  | Mini-Splits(Ducted) | DLFSDAH09XAK |  | 9000 | 20.2 | 12 | 10000 | 10800 | 108% | 1.9 | 14 | 13.2 |  |  |  |  | R-410A | 0.75 | Residential & Commercial | VSMSHP | Ducted CEE Tier 1
206350407 | Mini/Multi Split | DAY & NIGHT | HRCU-A-CB | DLCSRBH12AAK |  | Mini-Splits(Ducted) | DLFSDAH12XAK |  | 12000 | 19.5 | 10 | 12500 | 12100 | 96.8% | 1.96 | 13 | 11.7 |  |  |  |  | R-410A | 1 | Residential & Commercial | VSMSHP | Ducted CEE Tier 1
206350410 | Mini/Multi Split | DAY & NIGHT | HRCU-A-CB | DLCSRBH18AAK |  | Mini-Splits(Ducted) | DLFSDAH18XAK |  | 17000 | 18 | 9.5 | 19000 | 17700 | 93.16% | 1.85 | 12.5 | 11.7 |  |  |  |  | R-410A | 1.4167 | Residential & Commercial | VSMSHP | Ducted CEE Tier 1
206350413 | Mini/Multi Split | DAY & NIGHT | HRCU-A-CB | DLCSRBH24AAK |  | Mini-Splits(Ducted) | DLFSDAH24XAK |  | 24000 | 19.2 | 10.5 | 25000 | 27000 | 108% | 2 | 12.5 | 12 |  |  |  |  | R-410A | 2 | Residential & Commercial | VSMSHP | Ducted CEE Tier 1
206350416 | Mini/Multi Split | HEIL | HRCU-A-CB | DLCSRBH09AAK |  | Mini-Splits(Ducted) | DLFSDAH09XAK |  | 9000 | 20.2 | 12 | 10000 | 10800 | 108% | 1.9 | 14 | 13.2 |  |  |  |  | R-410A | 0.75 | Residential & Commercial | VSMSHP | Ducted CEE Tier 1
206350418 | Mini/Multi Split | HEIL | HRCU-A-CB | DLCSRBH12AAK |  | Mini-Splits(Ducted) | DLFSDAH12XAK |  | 12000 | 19.5 | 10 | 12500 | 12100 | 96.8% | 1.96 | 13 | 11.7 |  |  |  |  | R-410A | 1 | Residential & Commercial | VSMSHP | Ducted CEE Tier 1
206350421 | Mini/Multi Split | HEIL | HRCU-A-CB | DLCSRBH18AAK |  | Mini-Splits(Ducted) | DLFSDAH18XAK |  | 17000 | 18 | 9.5 | 19000 | 17700 | 93.16% | 1.85 | 12.5 | 11.7 |  |  |  |  | R-410A | 1.4167 | Residential & Commercial | VSMSHP | Ducted CEE Tier 1
206350424 | Mini/Multi Split | HEIL | HRCU-A-CB | DLCSRBH24AAK |  | Mini-Splits(Ducted) | DLFSDAH24XAK |  | 24000 | 19.2 | 10.5 | 25000 | 27000 | 108% | 2 | 12.5 | 12 |  |  |  |  | R-410A | 2 | Residential & Commercial | VSMSHP | Ducted CEE Tier 1
206350427 | Mini/Multi Split | KEEPRITE | HRCU-A-CB | DLCSRBH09AAK |  | Mini-Splits(Ducted) | DLFSDAH09XAK |  | 9000 | 20.2 | 12 | 10000 | 10800 | 108% | 1.9 | 14 | 13.2 |  |  |  |  | R-410A | 0.75 | Residential & Commercial | VSMSHP | Ducted CEE Tier 1
206350429 | Mini/Multi Split | KEEPRITE | HRCU-A-CB | DLCSRBH12AAK |  | Mini-Splits(Ducted) | DLFSDAH12XAK |  | 12000 | 19.5 | 10 | 12500 | 12100 | 96.8% | 1.96 | 13 | 11.7 |  |  |  |  | R-410A | 1 | Residential & Commercial | VSMSHP | Ducted CEE Tier 1
206350432 | Mini/Multi Split | KEEPRITE | HRCU-A-CB | DLCSRBH18AAK |  | Mini-Splits(Ducted) | DLFSDAH18XAK |  | 17000 | 18 | 9.5 | 19000 | 17700 | 93.16% | 1.85 | 12.5 | 11.7 |  |  |  |  | R-410A | 1.4167 | Residential & Commercial | VSMSHP | Ducted CEE Tier 1
206350435 | Mini/Multi Split | KEEPRITE | HRCU-A-CB | DLCSRBH24AAK |  | Mini-Splits(Ducted) | DLFSDAH24XAK |  | 24000 | 19.2 | 10.5 | 25000 | 27000 | 108% | 2 | 12.5 | 12 |  |  |  |  | R-410A | 2 | Residential & Commercial | VSMSHP | Ducted CEE Tier 1
206350438 | Mini/Multi Split | KENMORE | HRCU-A-CB | DLCSRBH09AAK |  | Mini-Splits(Ducted) | DLFSDAH09XAK |  | 9000 | 20.2 | 12 | 10000 | 10800 | 108% | 1.9 | 14 | 13.2 |  |  |  |  | R-410A | 0.75 | Residential & Commercial | VSMSHP | Ducted CEE Tier 1
206350440 | Mini/Multi Split | KENMORE | HRCU-A-CB | DLCSRBH12AAK |  | Mini-Splits(Ducted) | DLFSDAH12XAK |  | 12000 | 19.5 | 10 | 12500 | 12100 | 96.8% | 1.96 | 13 | 11.7 |  |  |  |  | R-410A | 1 | Residential & Commercial | VSMSHP | Ducted CEE Tier 1
206350443 | Mini/Multi Split | KENMORE | HRCU-A-CB | DLCSRBH18AAK |  | Mini-Splits(Ducted) | DLFSDAH18XAK |  | 17000 | 18 | 9.5 | 19000 | 17700 | 93.16% | 1.85 | 12.5 | 11.7 |  |  |  |  | R-410A | 1.4167 | Residential & Commercial | VSMSHP | Ducted CEE Tier 1
206350446 | Mini/Multi Split | KENMORE | HRCU-A-CB | DLCSRBH24AAK |  | Mini-Splits(Ducted) | DLFSDAH24XAK |  | 24000 | 19.2 | 10.5 | 25000 | 27000 | 108% | 2 | 12.5 | 12 |  |  |  |  | R-410A | 2 | Residential & Commercial | VSMSHP | Ducted CEE Tier 1
206350449 | Mini/Multi Split | MIDEA | HRCU-A-CB | DLCSRBH09AAK |  | Mini-Splits(Ducted) | DLFSDAH09XAK |  | 9000 | 20.2 | 12 | 10000 | 10800 | 108% | 1.9 | 14 | 13.2 |  |  |  |  | R-410A | 0.75 | Residential & Commercial | VSMSHP | Ducted CEE Tier 1
206350451 | Mini/Multi Split | MIDEA | HRCU-A-CB | DLCSRBH12AAK |  | Mini-Splits(Ducted) | DLFSDAH12XAK |  | 12000 | 19.5 | 10 | 12500 | 12100 | 96.8% | 1.96 | 13 | 11.7 |  |  |  |  | R-410A | 1 | Residential & Commercial | VSMSHP | Ducted CEE Tier 1
206350454 | Mini/Multi Split | MIDEA | HRCU-A-CB | DLCSRBH18AAK |  | Mini-Splits(Ducted) | DLFSDAH18XAK |  | 17000 | 18 | 9.5 | 19000 | 17700 | 93.16% | 1.85 | 12.5 | 11.7 |  |  |  |  | R-410A | 1.4167 | Residential & Commercial | VSMSHP | Ducted CEE Tier 1
206350457 | Mini/Multi Split | MIDEA | HRCU-A-CB | DLCSRBH24AAK |  | Mini-Splits(Ducted) | DLFSDAH24XAK |  | 24000 | 19.2 | 10.5 | 25000 | 27000 | 108% | 2 | 12.5 | 12 |  |  |  |  | R-410A | 2 | Residential & Commercial | VSMSHP | Ducted CEE Tier 1
206350460 | Mini/Multi Split | TEMPSTAR | HRCU-A-CB | DLCSRBH09AAK |  | Mini-Splits(Ducted) | DLFSDAH09XAK |  | 9000 | 20.2 | 12 | 10000 | 10800 | 108% | 1.9 | 14 | 13.2 |  |  |  |  | R-410A | 0.75 | Residential & Commercial | VSMSHP | Ducted CEE Tier 1
206350462 | Mini/Multi Split | TEMPSTAR | HRCU-A-CB | DLCSRBH12AAK |  | Mini-Splits(Ducted) | DLFSDAH12XAK |  | 12000 | 19.5 | 10 | 12500 | 12100 | 96.8% | 1.96 | 13 | 11.7 |  |  |  |  | R-410A | 1 | Residential & Commercial | VSMSHP | Ducted CEE Tier 1
206350465 | Mini/Multi Split | TEMPSTAR | HRCU-A-CB | DLCSRBH18AAK |  | Mini-Splits(Ducted) | DLFSDAH18XAK |  | 17000 | 18 | 9.5 | 19000 | 17700 | 93.16% | 1.85 | 12.5 | 11.7 |  |  |  |  | R-410A | 1.4167 | Residential & Commercial | VSMSHP | Ducted CEE Tier 1
206350468 | Mini/Multi Split | TEMPSTAR | HRCU-A-CB | DLCSRBH24AAK |  | Mini-Splits(Ducted) | DLFSDAH24XAK |  | 24000 | 19.2 | 10.5 | 25000 | 27000 | 108% | 2 | 12.5 | 12 |  |  |  |  | R-410A | 2 | Residential & Commercial | VSMSHP | Ducted CEE Tier 1
206350471 | Mini/Multi Split | SMART COMFORT | HRCU-A-CB | DLCSRBH09AAK |  | Mini-Splits(Ducted) | DLFSDAH09XAK |  | 9000 | 20.2 | 12 | 10000 | 10800 | 108% | 1.9 | 14 | 13.2 |  |  |  |  | R-410A | 0.75 | Residential & Commercial | VSMSHP | Ducted CEE Tier 1
206350473 | Mini/Multi Split | SMART COMFORT | HRCU-A-CB | DLCSRBH12AAK |  | Mini-Splits(Ducted) | DLFSDAH12XAK |  | 12000 | 19.5 | 10 | 12500 | 12100 | 96.8% | 1.96 | 13 | 11.7 |  |  |  |  | R-410A | 1 | Residential & Commercial | VSMSHP | Ducted CEE Tier 1
206350476 | Mini/Multi Split | SMART COMFORT | HRCU-A-CB | DLCSRBH18AAK |  | Mini-Splits(Ducted) | DLFSDAH18XAK |  | 17000 | 18 | 9.5 | 19000 | 17700 | 93.16% | 1.85 | 12.5 | 11.7 |  |  |  |  | R-410A | 1.4167 | Residential & Commercial | VSMSHP | Ducted CEE Tier 1
206350479 | Mini/Multi Split | SMART COMFORT | HRCU-A-CB | DLCSRBH24AAK |  | Mini-Splits(Ducted) | DLFSDAH24XAK |  | 24000 | 19.2 | 10.5 | 25000 | 27000 | 108% | 2 | 12.5 | 12 |  |  |  |  | R-410A | 2 | Residential & Commercial | VSMSHP | Ducted CEE Tier 1
206350482 | Mini/Multi Split | AIRQUEST | HRCU-A-CB | DLCSRBH09AAK |  | Mini-Splits(Ducted) | DLFSDAH09XAK |  | 9000 | 20.2 | 12 | 10000 | 10800 | 108% | 1.9 | 14 | 13.2 |  |  |  |  | R-410A | 0.75 | Residential & Commercial | VSMSHP | Ducted CEE Tier 1
206350484 | Mini/Multi Split | AIRQUEST | HRCU-A-CB | DLCSRBH12AAK |  | Mini-Splits(Ducted) | DLFSDAH12XAK |  | 12000 | 19.5 | 10 | 12500 | 12100 | 96.8% | 1.96 | 13 | 11.7 |  |  |  |  | R-410A | 1 | Residential & Commercial | VSMSHP | Ducted CEE Tier 1
206350487 | Mini/Multi Split | AIRQUEST | HRCU-A-CB | DLCSRBH18AAK |  | Mini-Splits(Ducted) | DLFSDAH18XAK |  | 17000 | 18 | 9.5 | 19000 | 17700 | 93.16% | 1.85 | 12.5 | 11.7 |  |  |  |  | R-410A | 1.4167 | Residential & Commercial | VSMSHP | Ducted CEE Tier 1
206350490 | Mini/Multi Split | AIRQUEST | HRCU-A-CB | DLCSRBH24AAK |  | Mini-Splits(Ducted) | DLFSDAH24XAK |  | 24000 | 19.2 | 10.5 | 25000 | 27000 | 108% | 2 | 12.5 | 12 |  |  |  |  | R-410A | 2 | Residential & Commercial | VSMSHP | Ducted CEE Tier 1
205992983 | Mini/Multi Split | THERMOCORE SYSTEMS | HRCU-A-CB | T321S-H224-C |  | Mini-Splits(Ducted) | T3C21S-H224-EDT |  | 23000 | 19 | 10 | 24400 | 18400 | 75.41% | 2 | 12.5 | 11.7 |  |  |  |  | R-410A | 1.9167 | Residential & Commercial | VSMSHP | Ducted CEE Tier 1
205992984 | Mini/Multi Split | THERMOCORE SYSTEMS | HRCU-A-CB | T4HH21S-H224-C |  | Mini-Splits(Ducted) | T3C21S-H224-EDT |  | 24000 | 19.2 | 10.5 | 24000 | 24000 | 100% | 1.9 | 12.5 | 11.7 |  |  |  |  | R-410A | 2 | Residential & Commercial | VSMSHP | Ducted CEE Tier 1
205901586 | Mini/Multi Split | C&H | HRCU-A-CB | CH-HYP36LCUO |  | Mini-Splits(Ducted) | CH-36LCDTU/I |  | 36000 | 16.5 | 11 | 42000 | 36000 | 85.71% | 1.98 | 9 | 9 |  |  |  |  | R-410A | 3 | Residential & Commercial | VSMSHP
205921368 | Mini/Multi Split | HAXXAIR | HRCU-A-CB | HVHSC-18T2D |  | Mini-Splits(Ducted) | HAHS-18T2D |  | 18000 | 19 | 9.5 | 17500 | 13000 | 74.29% | 2 | 11.8 | 11.4 |  |  |  |  | R-410A | 1.5 | Residential & Commercial | VSMSHP | Ducted CEE Tier 1
205921390 | Mini/Multi Split | SENVILLE | HRCU-A-CB | SENA/09HF/OZ |  | Mini-Splits(Ducted) | SENA/09HF/ID |  | 9000 | 18.5 | 11.5 | 10000 | 10800 | 108% | 1.9 | 13.5 | 12.1 |  |  |  |  | R-410A | 0.75 | Residential & Commercial | VSMSHP | Ducted CEE Tier 1
205921391 | Mini/Multi Split | SENVILLE | HRCU-A-CB | SENA/12HF/OZ |  | Mini-Splits(Ducted) | SENA/12HF/ID |  | 12000 | 19 | 10 | 12000 | 11800 | 98.33% | 1.75 | 12.5 | 11.7 |  |  |  |  | R-410A | 1 | Residential & Commercial | VSMSHP | Ducted CEE Tier 1
205921393 | Mini/Multi Split | SENVILLE | HRCU-A-CB | SENA/24HF/OZ |  | Mini-Splits(Ducted) | SENA/24HF/ID |  | 24000 | 19.2 | 10.5 | 24000 | 24000 | 100% | 1.9 | 12.5 | 11.7 |  |  |  |  | R-410A | 2 | Residential & Commercial | VSMSHP | Ducted CEE Tier 1
205921401 | Mini/Multi Split | KARDA | HRCU-A-CB | 1PAMSHH24-SZO-20.5 |  | Mini-Splits(Ducted) | 2KARDA24UVD |  | 24000 | 19.2 | 10.5 | 24000 | 24000 | 100% | 1.9 | 12.5 | 11.7 |  |  |  |  | R-410A | 2 | Residential & Commercial | VSMSHP | Ducted CEE Tier 1
205921404 | Mini/Multi Split | KARDA | HRCU-A-CB | 1PAMSHH12-SZO-22.5 |  | Mini-Splits(Ducted) | 2KARDA12UVD |  | 12000 | 19 | 10 | 12000 | 11800 | 98.33% | 1.75 | 12.5 | 11.7 |  |  |  |  | R-410A | 1 | Residential & Commercial | VSMSHP | Ducted CEE Tier 1
205778930 | Mini/Multi Split | CIAC | HRCU-A-CB | CM43BX009-H3N1H |  | Mini-Splits(Ducted) | CC43BX009-E3N1H |  | 9000 | 18.7 | 9.8 | 10000 | 8000 | 80% | 1.98 | 13.5 | 12.1 |  |  |  |  | R-410A | 0.75 | Residential & Commercial | VSMSHP | Ducted CEE Tier 1
205778931 | Mini/Multi Split | CIAC | HRCU-A-CB | CM43BX012-H3N1H |  | Mini-Splits(Ducted) | CC43BX012-E3N1H |  | 11500 | 19 | 10 | 12000 | 8400 | 70% | 1.9 | 12.5 | 11.7 |  |  |  |  | R-410A | 0.95833 | Residential & Commercial | VSMSHP | Ducted CEE Tier 1
205778933 | Mini/Multi Split | CIAC | HRCU-A-CB | CM43BX024-H3N1H |  | Mini-Splits(Ducted) | CC43BX024-E3N1H |  | 23000 | 19 | 10 | 24400 | 18400 | 75.41% | 2 | 12.5 | 11.7 |  |  |  |  | R-410A | 1.9167 | Residential & Commercial | VSMSHP | Ducted CEE Tier 1
205782160 | Mini/Multi Split | LENNOX | HRCU-A-CB | MLB036S4S-1P |  | Mini-Splits(Ducted) | MMDB036S4-2P |  | 36000 | 16.5 | 11 | 42000 | 36000 | 85.71% | 1.98 | 9 | 9 |  |  |  |  | R-410A | 3 | Residential & Commercial | VSMSHP
205772835 | Mini/Multi Split | Weathermaker | HRCU-A-CB | 38MAQB09R--3 |  | Mini-Splits(Ducted) | 40MBDQ09---3 |  | 9000 | 18.5 | 11.5 | 10000 | 10800 | 108% | 1.9 | 13.5 | 12.1 |  |  |  |  | R-410A | 0.75 | Residential & Commercial | VSMSHP | Ducted CEE Tier 1
205772836 | Mini/Multi Split | Weathermaker | HRCU-A-CB | 38MAQB12R--3 |  | Mini-Splits(Ducted) | 40MBDQ12---3 |  | 12000 | 19 | 10 | 12000 | 11800 | 98.33% | 1.75 | 12.5 | 11.7 |  |  |  |  | R-410A | 1 | Residential & Commercial | VSMSHP | Ducted CEE Tier 1
205772838 | Mini/Multi Split | Weathermaker | HRCU-A-CB | 38MAQB24R--3 |  | Mini-Splits(Ducted) | 40MBDQ24---3 |  | 24000 | 19.2 | 10.5 | 24000 | 24000 | 100% | 1.9 | 12.5 | 11.7 |  |  |  |  | R-410A | 2 | Residential & Commercial | VSMSHP | Ducted CEE Tier 1
205788767 | Mini/Multi Split | LG | HRCU-A-CB | LUU240HHV |  | Mini-Splits(Ducted) | LHN248HV |  | 23000 | 16.75 | 9.4 | 27000 | 28400 | 105.2% | 1.88 | 12.5 | 12 |  |  |  |  | R-410A | 1.9167 | Residential & Commercial | VSMSHP | Ducted CEE Tier 1
205788769 | Mini/Multi Split | LG | HRCU-A-CB | LUU360HHV |  | Mini-Splits(Ducted) | LHN368HV |  | 36000 | 18.3 | 9.2 | 40000 | 33600 | 84% | 1.87 | 12.5 | 12 |  |  |  |  | R-410A | 3 | Residential & Commercial | VSMSHP | Ducted CEE Tier 1
205788770 | Mini/Multi Split | LG | HRCU-A-CB | LUU420HHV |  | Mini-Splits(Ducted) | LHN428HV |  | 42000 | 18.7 | 9.15 | 48000 | 39500 | 82.29% | 2.08 | 12.5 | 12.05 |  |  |  |  | R-410A | 3.5 | Residential & Commercial | VSMSHP | Ducted CEE Tier 1
205788772 | Mini/Multi Split | LG | HRCU-A-CB | LUU480HHV |  | Mini-Splits(Ducted) | LHN488HV |  | 46000 | 17.7 | 9.4 | 50000 | 41000 | 82% | 2.07 | 12.5 | 11.7 |  |  |  |  | R-410A | 3.8333 | Residential & Commercial | VSMSHP | Ducted CEE Tier 1
205788773 | Mini/Multi Split | LG | HRCU-A-CB | LUU360HHV |  | Mini-Splits(Ducted) | LVN361HV4 |  | 33000 | 16.4 | 9.3 | 37600 | 33800 | 89.89% | 1.81 | 12.5 | 11.95 |  |  |  |  | R-410A | 2.75 | Residential & Commercial | VSMSHP | Ducted CEE Tier 1
205788774 | Mini/Multi Split | LG | HRCU-A-CB | LUU180HHV |  | Mini-Splits(Ducted) | LVN181HV4 |  | 18000 | 17.05 | 8.9 | 20000 | 16500 | 82.5% | 2.09 | 13.6 | 13.35 |  |  |  |  | R-410A | 1.5 | Residential & Commercial | VSMSHP | Ducted CEE Tier 1
205788775 | Mini/Multi Split | LG | HRCU-A-CB | LUU240HHV |  | Mini-Splits(Ducted) | LVN241HV4 |  | 24000 | 16.45 | 9.25 | 27000 | 24200 | 89.63% | 1.8 | 12.7 | 11.9 |  |  |  |  | R-410A | 2 | Residential & Commercial | VSMSHP | Ducted CEE Tier 1
205788776 | Mini/Multi Split | LG | HRCU-A-CB | LUU420HHV |  | Mini-Splits(Ducted) | LVN420HV |  | 42000 | 17.3 | 9.45 | 48000 | 40000 | 83.33% | 2.27 | 12.5 | 12 |  |  |  |  | R-410A | 3.5 | Residential & Commercial | VSMSHP | Ducted CEE Tier 1
205788777 | Mini/Multi Split | LG | HRCU-A-CB | LUU480HHV |  | Mini-Splits(Ducted) | LVN480HV |  | 46000 | 17.75 | 9.4 | 50000 | 40500 | 81% | 2.25 | 12.5 | 11.95 |  |  |  |  | R-410A | 3.8333 | Residential & Commercial | VSMSHP | Ducted CEE Tier 1
205767337 | Mini/Multi Split | MDV | HRCU-A-CB | MOE30U-36HFN1-M-[X] |  | Mini-Splits(Ducted) | MTI-36HWFN1-M |  | 36000 | 16.5 | 11 | 42000 | 36000 | 85.71% | 1.98 | 9 | 9 |  |  |  |  | R-410A | 3 | Residential & Commercial | VSMSHP
205355553 | Mini/Multi Split | AC PRO.COM | HRCU-A-CB | AOBA30-09HFN1-MT0W |  | Mini-Splits(Ducted) | ATIU-09HWFN1-M |  | 9000 | 18.7 | 9.8 | 10000 | 8000 | 80% | 1.98 | 13.5 | 12.1 |  |  |  |  | R-410A | 0.75 | Residential & Commercial | VSMSHP | Ducted CEE Tier 1
205355554 | Mini/Multi Split | AC PRO.COM | HRCU-A-CB | AOB30-12HFN1-MT0W |  | Mini-Splits(Ducted) | ATIU-12HWFN1-M |  | 11500 | 19 | 10 | 12000 | 8400 | 70% | 1.9 | 12.5 | 11.7 |  |  |  |  | R-410A | 0.95833 | Residential & Commercial | VSMSHP | Ducted CEE Tier 1
205355556 | Mini/Multi Split | AC PRO.COM | HRCU-A-CB | AOD31-24HFN1-MT0W |  | Mini-Splits(Ducted) | ATIU-24HWFN1-M |  | 23000 | 19 | 10 | 24400 | 18400 | 75.41% | 2 | 12.5 | 11.7 |  |  |  |  | R-410A | 1.9167 | Residential & Commercial | VSMSHP | Ducted CEE Tier 1
205470429 | Mini/Multi Split | Breeze33 | HRCU-A-CB | BZ33-HYP09HPOUT2-P |  | Mini-Splits(Ducted) | BZ33-DIDU9-P |  | 9000 | 18.5 | 11.5 | 10000 | 10800 | 108% | 1.9 | 13.5 | 12.1 |  |  |  |  | R-410A | 0.75 | Residential & Commercial | VSMSHP | Ducted CEE Tier 1
205470430 | Mini/Multi Split | Breeze33 | HRCU-A-CB | BZ33-HYP12HPOUT2-P |  | Mini-Splits(Ducted) | BZ33-DIDU12-P |  | 12000 | 19 | 10 | 12000 | 11800 | 98.33% | 1.75 | 12.5 | 11.7 |  |  |  |  | R-410A | 1 | Residential & Commercial | VSMSHP | Ducted CEE Tier 1
205300166 | Mini/Multi Split | ELIOS | HRCU-A-CB | DE09HOS23230E2 |  | Mini-Splits(Ducted) | DM09HIDU230X5 |  | 9000 | 18.7 | 9.8 | 10000 | 8000 | 80% | 1.98 | 13.5 | 12.1 |  |  |  |  | R-410A | 0.75 | Residential & Commercial | VSMSHP | Ducted CEE Tier 1
205300167 | Mini/Multi Split | ELIOS | HRCU-A-CB | DE12HOS23230E2 |  | Mini-Splits(Ducted) | DM12HIDU230X5 |  | 11500 | 19 | 10 | 12000 | 8400 | 70% | 1.9 | 12.5 | 11.7 |  |  |  |  | R-410A | 0.95833 | Residential & Commercial | VSMSHP | Ducted CEE Tier 1
205300169 | Mini/Multi Split | ELIOS | HRCU-A-CB | DE24HOS23230E2 |  | Mini-Splits(Ducted) | DM24HIDU230X5 |  | 23000 | 19 | 10 | 24400 | 18400 | 75.41% | 2 | 12.5 | 11.7 |  |  |  |  | R-410A | 1.9167 | Residential & Commercial | VSMSHP | Ducted CEE Tier 1
205300173 | Mini/Multi Split | ELIOS | HRCU-A-CB | DE09HOS25230E3 |  | Mini-Splits(Ducted) | DM09HIDU230X5 |  | 9000 | 18.5 | 11.5 | 10000 | 10800 | 108% | 1.9 | 13.5 | 12.1 |  |  |  |  | R-410A | 0.75 | Residential & Commercial | VSMSHP | Ducted CEE Tier 1
205300174 | Mini/Multi Split | ELIOS | HRCU-A-CB | DE12HOS25230E3 |  | Mini-Splits(Ducted) | DM12HIDU230X5 |  | 12000 | 19 | 10 | 12000 | 11800 | 98.33% | 1.75 | 12.5 | 11.7 |  |  |  |  | R-410A | 1 | Residential & Commercial | VSMSHP | Ducted CEE Tier 1
205300176 | Mini/Multi Split | ELIOS | HRCU-A-CB | DE24HOS25230E3 |  | Mini-Splits(Ducted) | DM24HIDU230X5 |  | 24000 | 19.2 | 10.5 | 24000 | 24000 | 100% | 1.9 | 12.5 | 11.7 |  |  |  |  | R-410A | 2 | Residential & Commercial | VSMSHP | Ducted CEE Tier 1
205300195 | Mini/Multi Split | NORTON AIR CONDITIONERS | HRCU-A-CB | OHP14-09-12-22 |  | Mini-Splits(Ducted) | DHP14-09-12-U |  | 9000 | 18.7 | 9.8 | 10000 | 8000 | 80% | 1.98 | 13.5 | 12.1 |  |  |  |  | R-410A | 0.75 | Residential & Commercial | VSMSHP | Ducted CEE Tier 1
205300196 | Mini/Multi Split | NORTON AIR CONDITIONERS | HRCU-A-CB | OHP14-12-12-22 |  | Mini-Splits(Ducted) | DHP14-12-12-U |  | 11500 | 19 | 10 | 12000 | 8400 | 70% | 1.9 | 12.5 | 11.7 |  |  |  |  | R-410A | 0.95833 | Residential & Commercial | VSMSHP | Ducted CEE Tier 1
205300198 | Mini/Multi Split | NORTON AIR CONDITIONERS | HRCU-A-CB | OHP14-24-12-22 |  | Mini-Splits(Ducted) | DHP14-24-12-U |  | 23000 | 19 | 10 | 24400 | 18400 | 75.41% | 2 | 12.5 | 11.7 |  |  |  |  | R-410A | 1.9167 | Residential & Commercial | VSMSHP | Ducted CEE Tier 1
205300199 | Mini/Multi Split | NORTON AIR CONDITIONERS | HRCU-A-CB | OHP14-09-12-25 |  | Mini-Splits(Ducted) | DHP14-09-12-U |  | 9000 | 18.5 | 11.5 | 10000 | 10800 | 108% | 1.9 | 13.5 | 12.1 |  |  |  |  | R-410A | 0.75 | Residential & Commercial | VSMSHP | Ducted CEE Tier 1
205300200 | Mini/Multi Split | NORTON AIR CONDITIONERS | HRCU-A-CB | OHP14-12-12-25 |  | Mini-Splits(Ducted) | DHP14-12-12-U |  | 12000 | 19 | 10 | 12000 | 11800 | 98.33% | 1.75 | 12.5 | 11.7 |  |  |  |  | R-410A | 1 | Residential & Commercial | VSMSHP | Ducted CEE Tier 1
205300202 | Mini/Multi Split | NORTON AIR CONDITIONERS | HRCU-A-CB | OHP14-24-12-25 |  | Mini-Splits(Ducted) | DHP14-24-12-U |  | 24000 | 19.2 | 10.5 | 24000 | 24000 | 100% | 1.9 | 12.5 | 11.7 |  |  |  |  | R-410A | 2 | Residential & Commercial | VSMSHP | Ducted CEE Tier 1
205281386 | Mini/Multi Split | NOVAIR PLUS | HRCU-A-CB | 09EVONVO |  | Mini-Splits(Ducted) | 09EVDNVI |  | 9000 | 18.5 | 11.5 | 10000 | 10800 | 108% | 1.9 | 13.5 | 12.1 |  |  |  |  | R-410A | 0.75 | Residential & Commercial | VSMSHP | Ducted CEE Tier 1
205281387 | Mini/Multi Split | NOVAIR PLUS | HRCU-A-CB | 09EVANVO |  | Mini-Splits(Ducted) | 09EVDNVI |  | 9000 | 18.7 | 9.8 | 10000 | 8000 | 80% | 1.98 | 13.5 | 12.1 |  |  |  |  | R-410A | 0.75 | Residential & Commercial | VSMSHP | Ducted CEE Tier 1
205281388 | Mini/Multi Split | NOVAIR PLUS | HRCU-A-CB | 12EVONVO |  | Mini-Splits(Ducted) | 12EVDNVI |  | 12000 | 19 | 10 | 12000 | 11800 | 98.33% | 1.75 | 12.5 | 11.7 |  |  |  |  | R-410A | 1 | Residential & Commercial | VSMSHP | Ducted CEE Tier 1
205281389 | Mini/Multi Split | NOVAIR PLUS | HRCU-A-CB | 12EVANVO |  | Mini-Splits(Ducted) | 12EVDNVI |  | 11500 | 19 | 10 | 12000 | 8400 | 70% | 1.9 | 12.5 | 11.7 |  |  |  |  | R-410A | 0.95833 | Residential & Commercial | VSMSHP | Ducted CEE Tier 1
205281392 | Mini/Multi Split | NOVAIR PLUS | HRCU-A-CB | 24EVONVO |  | Mini-Splits(Ducted) | 24EVDNVI |  | 24000 | 19.2 | 10.5 | 24000 | 24000 | 100% | 1.9 | 12.5 | 11.7 |  |  |  |  | R-410A | 2 | Residential & Commercial | VSMSHP | Ducted CEE Tier 1
205281393 | Mini/Multi Split | NOVAIR PLUS | HRCU-A-CB | 24EVANVO |  | Mini-Splits(Ducted) | 24EVDNVI |  | 23000 | 19 | 10 | 24400 | 18400 | 75.41% | 2 | 12.5 | 11.7 |  |  |  |  | R-410A | 1.9167 | Residential & Commercial | VSMSHP | Ducted CEE Tier 1
205263851 | Mini/Multi Split | C&H | HRCU-A-CB | CH-HYP09SPH230VO |  | Mini-Splits(Ducted) | CH-M09DTUI |  | 9000 | 18.5 | 11.5 | 10000 | 10800 | 108% | 1.9 | 13.5 | 12.1 |  |  |  |  | R-410A | 0.75 | Residential & Commercial | VSMSHP | Ducted CEE Tier 1
205263852 | Mini/Multi Split | C&H | HRCU-A-CB | CH-09SPH-230VO |  | Mini-Splits(Ducted) | CH-M09DTUI |  | 9000 | 18.7 | 9.8 | 10000 | 8000 | 80% | 1.98 | 13.5 | 12.1 |  |  |  |  | R-410A | 0.75 | Residential & Commercial | VSMSHP | Ducted CEE Tier 1
205263853 | Mini/Multi Split | C&H | HRCU-A-CB | CH-HYP12SPH230VO |  | Mini-Splits(Ducted) | CH-M12DTUI |  | 12000 | 19 | 10 | 12000 | 11800 | 98.33% | 1.75 | 12.5 | 11.7 |  |  |  |  | R-410A | 1 | Residential & Commercial | VSMSHP | Ducted CEE Tier 1
205263854 | Mini/Multi Split | C&H | HRCU-A-CB | CH-12SPH-230VO |  | Mini-Splits(Ducted) | CH-M12DTUI |  | 11500 | 19 | 10 | 12000 | 8400 | 70% | 1.9 | 12.5 | 11.7 |  |  |  |  | R-410A | 0.95833 | Residential & Commercial | VSMSHP | Ducted CEE Tier 1
205263857 | Mini/Multi Split | C&H | HRCU-A-CB | CH-24LCU/O |  | Mini-Splits(Ducted) | CH-M24DTUI |  | 24000 | 19.2 | 10.5 | 24000 | 24000 | 100% | 1.9 | 12.5 | 11.7 |  |  |  |  | R-410A | 2 | Residential & Commercial | VSMSHP | Ducted CEE Tier 1
205263858 | Mini/Multi Split | C&H | HRCU-A-CB | CH-HYP24SPH230VO |  | Mini-Splits(Ducted) | CH-M24DTUI |  | 24000 | 19.2 | 10.5 | 24000 | 24000 | 100% | 1.9 | 12.5 | 11.7 |  |  |  |  | R-410A | 2 | Residential & Commercial | VSMSHP | Ducted CEE Tier 1
205263859 | Mini/Multi Split | C&H | HRCU-A-CB | CH-24SPH-230VO |  | Mini-Splits(Ducted) | CH-M24DTUI |  | 23000 | 19 | 10 | 24400 | 18400 | 75.41% | 2 | 12.5 | 11.7 |  |  |  |  | R-410A | 1.9167 | Residential & Commercial | VSMSHP | Ducted CEE Tier 1
205150422 | Mini/Multi Split | FRIEDRICH | HRCU-A-CB | FPHFR36A3A |  | Mini-Splits(Ducted) | FPHSD36A3A |  | 36000 | 17.5 | 9.5 | 36000 | 27400 | 76.11% | 2.2 | 10.9 | 10.9 |  |  |  |  | R-410A | 3 | Residential & Commercial | VSMSHP | Ducted CEE Tier 1
205150424 | Mini/Multi Split | AIR-CON | HRCU-A-CB | ASLCI4H4S36 |  | Mini-Splits(Ducted) | ASLEK4H4S36 |  | 36000 | 17.5 | 9.5 | 36000 | 27400 | 76.11% | 2.2 | 10.9 | 10.9 |  |  |  |  | R-410A | 3 | Residential & Commercial | VSMSHP | Ducted CEE Tier 1
205141571 | Mini/Multi Split | HISENSE | HRCU-A-CB | AUW-36U3ST1 |  | Mini-Splits(Ducted) | AUD-36UX3SHH1 |  | 36000 | 17.5 | 9.5 | 36000 | 27400 | 76.11% | 2.2 | 10.9 | 10.9 |  |  |  |  | R-410A | 3 | Residential & Commercial | VSMSHP | Ducted CEE Tier 1
205129516 | Mini/Multi Split | AIR-CON | HRCU-A-CB | ASLCI4H4S09 |  | Mini-Splits(Ducted) | ASLEK4H4S09 |  | 9000 | 18 | 9 | 10000 | 7100 | 71% | 2.1 | 12 | 12 |  |  |  |  | R-410A | 0.75 | Residential & Commercial | VSMSHP | Ducted CEE Tier 1
205129520 | Mini/Multi Split | AIR-CON | HRCU-A-CB | ASLCI4H4S18 |  | Mini-Splits(Ducted) | ASLEK4H4S18 |  | 18000 | 19 | 9.5 | 17500 | 13000 | 74.29% | 2 | 11.8 | 11.4 |  |  |  |  | R-410A | 1.5 | Residential & Commercial | VSMSHP | Ducted CEE Tier 1
205129522 | Mini/Multi Split | AIR-CON | HRCU-A-CB | ASLCI4H4S24 |  | Mini-Splits(Ducted) | ASLEK4H4S24 |  | 24000 | 18 | 9.5 | 26000 | 19300 | 74.23% | 2 | 10.5 | 10.45 |  |  |  |  | R-410A | 2 | Residential & Commercial | VSMSHP | Ducted CEE Tier 1
205123806 | Mini/Multi Split | FRIEDRICH | HRCU-A-CB | FPHFR24A3A |  | Mini-Splits(Ducted) | FPHFD24A3A |  | 24000 | 18 | 9.5 | 26000 | 19300 | 74.23% | 2 | 10.5 | 10.45 |  |  |  |  | R-410A | 2 | Residential & Commercial | VSMSHP | Ducted CEE Tier 1
205123807 | Mini/Multi Split | FUJITSU | HRCU-A-CB | AOU24RGLX |  | Mini-Splits(Ducted) | AMUG24LMAS |  | 24000 | 17.6 | 9.2 | 27000 | 19800 | 73.33% | 1.8 | 12 | 11.7 |  |  |  |  | R-410A | 2 | Residential & Commercial | VSMSHP | Ducted CEE Tier 1
205123809 | Mini/Multi Split | FUJITSU | HRCU-A-CB | AOUG36LMAS1 |  | Mini-Splits(Ducted) | AMUG36LMAS |  | 36000 | 17.1 | 8.8 | 42000 | 32800 | 78.1% | 2 | 11.3 | 10.7 |  |  |  |  | R-410A | 3 | Residential & Commercial | VSMSHP | Ducted CEE Tier 1
212578842 | Mini/Multi Split | LG | HRCU-A-CB | LUU180HHV |  | Mini-Splits(Ducted) | LHN188HV1 |  | 18000 | 17.5 | 9.2 | 20000 | 17000 | 85% | 1.9 | 0 | 12.3 |  |  |  |  | R-410A | 1.5 | Residential & Commercial | VSMSHP | Ducted CEE Tier 1
205104720 | Mini/Multi Split | FRIEDRICH | HRCU-A-CB | FPHFR18A3A |  | Mini-Splits(Ducted) | FPHFD18A3A |  | 18000 | 19 | 9.5 | 17500 | 13000 | 74.29% | 2 | 11.8 | 11.4 |  |  |  |  | R-410A | 1.5 | Residential & Commercial | VSMSHP | Ducted CEE Tier 1
205013614 | Mini/Multi Split | HISENSE | HRCU-A-CB | AUW-18U3SF |  | Mini-Splits(Ducted) | ADT-18UX3SCL |  | 18000 | 19 | 9.5 | 17500 | 13000 | 74.29% | 2 | 11.8 | 11.4 |  |  |  |  | R-410A | 1.5 | Residential & Commercial | VSMSHP | Ducted CEE Tier 1
205048198 | Mini/Multi Split | FRIEDRICH | HRCU-A-CB | FPHFR09A3A |  | Mini-Splits(Ducted) | FPHFD09A3A |  | 9000 | 18 | 9 | 10000 | 7100 | 71% | 2.1 | 12 | 12 |  |  |  |  | R-410A | 0.75 | Residential & Commercial | VSMSHP | Ducted CEE Tier 1
214025273 | Mini/Multi Split | DAIKIN | HRCU-A-CB | RZQ30TBVJU* |  | Mini-Splits(Ducted) | FTQ30TBVJU*A* |  | 29400 | 15.6 | 9.1 | 34000 | 38000 | 111.8% | 1.97 | 0 | 11.9 |  |  |  |  | R-410A | 2.45 | Residential & Commercial | VSMSHP | Ducted CEE Tier 1
214025274 | Mini/Multi Split | DAIKIN | HRCU-A-CB | RZQ42TBVJU* |  | Mini-Splits(Ducted) | FTQ42TBVJU*A* |  | 40500 | 16 | 9.2 | 47000 | 40500 | 86.17% | 1.94 | 0 | 10.6 |  |  |  |  | R-410A | 3.375 | Residential & Commercial | VSMSHP | Ducted CEE Tier 1
214025275 | Mini/Multi Split | DAIKIN | HRCU-A-CB | RZQ48TBVJU* |  | Mini-Splits(Ducted) | FTQ48TBVJU*A* |  | 47000 | 15.3 | 8.8 | 54000 | 41000 | 75.93% | 1.95 | 0 | 9.1 |  |  |  |  | R-410A | 3.9167 | Residential & Commercial | VSMSHP
214025276 | Mini/Multi Split | DAIKIN | HRCU-A-CB | RZQ36TBVJU* |  | Mini-Splits(Ducted) | FTQ36TBVJU*A* |  | 35000 | 16.4 | 8.8 | 40000 | 40000 | 100% | 1.95 | 0 | 11.2 |  |  |  |  | R-410A | 2.9167 | Residential & Commercial | VSMSHP | Ducted CEE Tier 1
204976869 | Mini/Multi Split | HISENSE | HRCU-A-CB | AUW-24U3SA |  | Mini-Splits(Ducted) | ADT-24UX3SLM |  | 24000 | 18 | 9.5 | 26000 | 19300 | 74.23% | 2 | 10.5 | 10.45 |  |  |  |  | R-410A | 2 | Residential & Commercial | VSMSHP | Ducted CEE Tier 1
214056566 | Mini/Multi Split | Mitsutomo | HRCU-A-CB | HO-SZ09-AB-Q |  | Mini-Splits(Ducted) | HD-UZ09-AB-Q |  | 9000 | 20.2 | 12 | 10000 | 10800 | 108% | 1.9 | 14 | 13.2 |  |  |  |  | R-410A | 0.75 | Residential & Commercial | VSMSHP | Ducted CEE Tier 1
214056567 | Mini/Multi Split | Mitsutomo | HRCU-A-CB | HO-SZ12-AB-Q |  | Mini-Splits(Ducted) | HD-UZ12-AB-Q |  | 12000 | 19.5 | 10 | 12500 | 12100 | 96.8% | 1.96 | 13 | 11.7 |  |  |  |  | R-410A | 1 | Residential & Commercial | VSMSHP | Ducted CEE Tier 1
214056568 | Mini/Multi Split | Mitsutomo | HRCU-A-CB | HO-SZ18-AB-Q |  | Mini-Splits(Ducted) | HD-UZ18-AB-Q |  | 17000 | 18 | 9.5 | 19000 | 17700 | 93.16% | 1.85 | 12.5 | 11.7 |  |  |  |  | R-410A | 1.4167 | Residential & Commercial | VSMSHP | Ducted CEE Tier 1
214056569 | Mini/Multi Split | Mitsutomo | HRCU-A-CB | HO-SZ24-AB-Q |  | Mini-Splits(Ducted) | HD-UZ24-AB-Q |  | 24000 | 19.2 | 10.5 | 25000 | 27000 | 108% | 2 | 12.5 | 12 |  |  |  |  | R-410A | 2 | Residential & Commercial | VSMSHP | Ducted CEE Tier 1
204835479 | Mini/Multi Split | HISENSE | HRCU-A-CB | AUW-09U3SS |  | Mini-Splits(Ducted) | ADT-09UX3SBL |  | 9000 | 18 | 9 | 10000 | 7100 | 71% | 2.1 | 12 | 12 |  |  |  |  | R-410A | 0.75 | Residential & Commercial | VSMSHP | Ducted CEE Tier 1
204835496 | Mini/Multi Split | YORK | HRCU-A-CB | YUJE12BYTMCMO-X |  | Mini-Splits(Ducted) | YEJE12BXTMCM-WX |  | 11500 | 19 | 10 | 12000 | 8400 | 70% | 1.9 | 12.5 | 11.7 |  |  |  |  | R-410A | 0.95833 | Residential & Commercial | VSMSHP | Ducted CEE Tier 1
204835498 | Mini/Multi Split | YORK | HRCU-A-CB | YUJE24BYTMCMO-X |  | Mini-Splits(Ducted) | YEJE24BXTMCM-WX |  | 23000 | 19 | 10 | 24400 | 18400 | 75.41% | 2 | 12.5 | 11.7 |  |  |  |  | R-410A | 1.9167 | Residential & Commercial | VSMSHP | Ducted CEE Tier 1
204793353 | Mini/Multi Split | Trane / Mitsubishi Electric | HRCU-A-CB | NTXSKH18A112AA |  | Mini-Splits(Ducted) | NTXAMT18A112AA |  | 18000 | 18.7 | 9.2 | 21600 | 21600 | 100% | 1.75 | 12.5 | 12.4 |  |  |  |  | R-410A | 1.5 | Residential & Commercial | VSMSHP | Ducted CEE Tier 1
204760845 | Mini/Multi Split | KANIONco | HRCU-A-CB | KD-12R410AH |  | Mini-Splits(Ducted) | KD-12R410AH |  | 11500 | 19 | 10 | 12000 | 8400 | 70% | 1.9 | 12.5 | 11.7 |  |  |  |  | R-410A | 0.95833 | Residential & Commercial | VSMSHP | Ducted CEE Tier 1
204760847 | Mini/Multi Split | KANIONco | HRCU-A-CB | KD-24R410AH |  | Mini-Splits(Ducted) | KD-24R410AH |  | 23000 | 19 | 10 | 24400 | 18400 | 75.41% | 2 | 12.5 | 11.7 |  |  |  |  | R-410A | 1.9167 | Residential & Commercial | VSMSHP | Ducted CEE Tier 1
213927684 | Mini/Multi Split | CIAC | HRCU-A-CB | CM43BX009-H3N2H |  | Mini-Splits(Ducted) | CC43BX009-E3N1H |  | 9000 | 19.2 | 10.2 | 10000 | 8000 | 80% | 2.1 | 13.5 | 12.5 |  |  |  |  | R-410A | 0.75 | Residential & Commercial | VSMSHP | Ducted CEE Tier 1
213927685 | Mini/Multi Split | CIAC | HRCU-A-CB | CM43BX012-H3N2H |  | Mini-Splits(Ducted) | CC43BX012-E3N1H |  | 11500 | 19 | 10.3 | 12000 | 8400 | 70% | 2.26 | 12.5 | 11.7 |  |  |  |  | R-410A | 0.95833 | Residential & Commercial | VSMSHP | Ducted CEE Tier 1
213927687 | Mini/Multi Split | CIAC | HRCU-A-CB | CM43BX024-H3N2H |  | Mini-Splits(Ducted) | CC43BX024-E3N1H |  | 23000 | 19 | 11.2 | 25000 | 20000 | 80% | 2.3 | 12.6 | 12.5 |  |  |  |  | R-410A | 1.9167 | Residential & Commercial | VSMSHP | Ducted CEE Tier 1
214010064 | Mini/Multi Split | AIR TECH | HRCU-A-CB | ATSO24NAMG2 |  | Mini-Splits(Ducted) | ATSD24HAMG2 |  | 22000 | 20 | 9 | 24000 | 19000 | 79.17% | 1.9 | 12.7 | 12.7 |  |  |  |  | R-410A | 1.8333 | Residential & Commercial | VSMSHP | Ducted CEE Tier 1
207702688 | Mini/Multi Split | Mitsubishi Electric | HRCU-A-CB | PUZ-HA30NKA |  | Mini-Splits(Ducted) | PEAD-A30AA* |  | 30000 | 17.4 | 8.3 | 34000 | 32000 | 94.12% | 1.8 | 12.7 | 12.1 |  |  |  |  | R-410A | 2.5 | Residential & Commercial | VSMSHP | Ducted CEE Tier 1
207702789 | Mini/Multi Split | Trane / Mitsubishi Electric | HRCU-A-CB | PUZ-HA24NHA1 |  | Mini-Splits(Ducted) | TPEADA0241AA*** |  | 24000 | 16.2 | 9.2 | 28000 | 25000 | 89.29% | 1.8 | 11.5 | 11.3 |  |  |  |  | R-410A | 2 | Residential & Commercial | VSMSHP | Ducted CEE Tier 1
207702792 | Mini/Multi Split | Trane / Mitsubishi Electric | HRCU-A-CB | PUZ-HA30NKA |  | Mini-Splits(Ducted) | TPEADA0301AA*** |  | 30000 | 17.4 | 8.3 | 34000 | 32000 | 94.12% | 1.8 | 12.7 | 12.1 |  |  |  |  | R-410A | 2.5 | Residential & Commercial | VSMSHP | Ducted CEE Tier 1
204469761 | Mini/Multi Split | MRCOOL | HRCU-A-CB | O-ES-09-HP-C-230 |  | Mini-Splits(Ducted) | DUCT-09HP-230 |  | 9000 | 18.7 | 9.8 | 10000 | 8000 | 80% | 1.98 | 13.5 | 12.1 |  |  |  |  | R-410A | 0.75 | Residential & Commercial | VSMSHP | Ducted CEE Tier 1
204469762 | Mini/Multi Split | MRCOOL | HRCU-A-CB | O-ES-12-HP-C-230 |  | Mini-Splits(Ducted) | DUCT-12HP-230 |  | 11500 | 19 | 10 | 12000 | 8400 | 70% | 1.9 | 12.5 | 11.7 |  |  |  |  | R-410A | 0.95833 | Residential & Commercial | VSMSHP | Ducted CEE Tier 1
204469764 | Mini/Multi Split | MRCOOL | HRCU-A-CB | O-ES-24-HP-C-230 |  | Mini-Splits(Ducted) | DUCT-24HP-230 |  | 23000 | 19 | 10 | 24400 | 18400 | 75.41% | 2 | 12.5 | 11.7 |  |  |  |  | R-410A | 1.9167 | Residential & Commercial | VSMSHP | Ducted CEE Tier 1
204469768 | Mini/Multi Split | MRCOOL | HRCU-A-CB | O-HH-09-HP-C-230 |  | Mini-Splits(Ducted) | DUCT-09HP-230 |  | 9000 | 18.5 | 11.5 | 10000 | 10800 | 108% | 1.9 | 13.5 | 12.1 |  |  |  |  | R-410A | 0.75 | Residential & Commercial | VSMSHP | Ducted CEE Tier 1
204469769 | Mini/Multi Split | MRCOOL | HRCU-A-CB | O-HH-12-HP-C-230 |  | Mini-Splits(Ducted) | DUCT-12HP-230 |  | 12000 | 19 | 10 | 12000 | 11800 | 98.33% | 1.75 | 12.5 | 11.7 |  |  |  |  | R-410A | 1 | Residential & Commercial | VSMSHP | Ducted CEE Tier 1
204469771 | Mini/Multi Split | MRCOOL | HRCU-A-CB | O-HH-24-HP-C-230 |  | Mini-Splits(Ducted) | DUCT-24HP-230 |  | 24000 | 19.2 | 10.5 | 24000 | 24000 | 100% | 1.9 | 12.5 | 11.7 |  |  |  |  | R-410A | 2 | Residential & Commercial | VSMSHP | Ducted CEE Tier 1
204462429 | Mini/Multi Split | AirEase | HRCU-A-CB | 4DHP1S09S-1P |  | Mini-Splits(Ducted) | DMD209S4-1P |  | 9000 | 18.7 | 9.8 | 10000 | 8000 | 80% | 1.98 | 13.5 | 12.1 |  |  |  |  | R-410A | 0.75 | Residential & Commercial | VSMSHP | Ducted CEE Tier 1
204462430 | Mini/Multi Split | AirEase | HRCU-A-CB | 4DHP1S12S-1P |  | Mini-Splits(Ducted) | DMD212S4-1P |  | 11500 | 19 | 10 | 12000 | 8400 | 70% | 1.9 | 12.5 | 11.7 |  |  |  |  | R-410A | 0.95833 | Residential & Commercial | VSMSHP | Ducted CEE Tier 1
204462432 | Mini/Multi Split | AirEase | HRCU-A-CB | 4DHP1S24S-1P |  | Mini-Splits(Ducted) | DMD224S4-1P |  | 23000 | 19 | 10 | 24400 | 18400 | 75.41% | 2 | 12.5 | 11.7 |  |  |  |  | R-410A | 1.9167 | Residential & Commercial | VSMSHP | Ducted CEE Tier 1
204462440 | Mini/Multi Split | Armstrong Air | HRCU-A-CB | 4DHP1S09S-1P |  | Mini-Splits(Ducted) | DMD209S4-1P |  | 9000 | 18.7 | 9.8 | 10000 | 8000 | 80% | 1.98 | 13.5 | 12.1 |  |  |  |  | R-410A | 0.75 | Residential & Commercial | VSMSHP | Ducted CEE Tier 1
204462441 | Mini/Multi Split | Armstrong Air | HRCU-A-CB | 4DHP1S12S-1P |  | Mini-Splits(Ducted) | DMD212S4-1P |  | 11500 | 19 | 10 | 12000 | 8400 | 70% | 1.9 | 12.5 | 11.7 |  |  |  |  | R-410A | 0.95833 | Residential & Commercial | VSMSHP | Ducted CEE Tier 1
204462443 | Mini/Multi Split | Armstrong Air | HRCU-A-CB | 4DHP1S24S-1P |  | Mini-Splits(Ducted) | DMD224S4-1P |  | 23000 | 19 | 10 | 24400 | 18400 | 75.41% | 2 | 12.5 | 11.7 |  |  |  |  | R-410A | 1.9167 | Residential & Commercial | VSMSHP | Ducted CEE Tier 1
204005778 | Mini/Multi Split | ELIOS | HRCU-A-CB | DE09HOS25230E3 |  | Mini-Splits(Ducted) | DE09HIDU230X5 |  | 9000 | 18.5 | 11.5 | 10000 | 10800 | 108% | 1.9 | 13.5 | 12.1 |  |  |  |  | R-410A | 0.75 | Residential & Commercial | VSMSHP | Ducted CEE Tier 1
204005779 | Mini/Multi Split | ELIOS | HRCU-A-CB | DE12HOS25230E3 |  | Mini-Splits(Ducted) | DE12HIDU230X5 |  | 12000 | 19 | 10 | 12000 | 11800 | 98.33% | 1.75 | 12.5 | 11.7 |  |  |  |  | R-410A | 1 | Residential & Commercial | VSMSHP | Ducted CEE Tier 1
204005781 | Mini/Multi Split | ELIOS | HRCU-A-CB | DE24HOS25230E3 |  | Mini-Splits(Ducted) | DE24HIDU230X5 |  | 24000 | 19.2 | 10.5 | 24000 | 24000 | 100% | 1.9 | 12.5 | 11.7 |  |  |  |  | R-410A | 2 | Residential & Commercial | VSMSHP | Ducted CEE Tier 1
204098420 | Mini/Multi Split | C&H | HRCU-A-CB | CH-09SPH-230VO |  | Mini-Splits(Ducted) | CH-09LCDTU/I |  | 9000 | 18.7 | 9.8 | 10000 | 8000 | 80% | 1.98 | 13.5 | 12.1 |  |  |  |  | R-410A | 0.75 | Residential & Commercial | VSMSHP | Ducted CEE Tier 1
204098421 | Mini/Multi Split | C&H | HRCU-A-CB | CH-12SPH-230VO |  | Mini-Splits(Ducted) | CH-12LCDTU/I |  | 11500 | 19 | 10 | 12000 | 8400 | 70% | 1.9 | 12.5 | 11.7 |  |  |  |  | R-410A | 0.95833 | Residential & Commercial | VSMSHP | Ducted CEE Tier 1
204098423 | Mini/Multi Split | C&H | HRCU-A-CB | CH-24SPH-230VO |  | Mini-Splits(Ducted) | CH-24LCDTU/I |  | 23000 | 19 | 10 | 24400 | 18400 | 75.41% | 2 | 12.5 | 11.7 |  |  |  |  | R-410A | 1.9167 | Residential & Commercial | VSMSHP | Ducted CEE Tier 1
204098424 | Mini/Multi Split | C&H | HRCU-A-CB | CH-09DKT230VO |  | Mini-Splits(Ducted) | CH-09LCDTU/I |  | 9000 | 18.5 | 11.5 | 10000 | 10800 | 108% | 1.9 | 13.5 | 12.1 |  |  |  |  | R-410A | 0.75 | Residential & Commercial | VSMSHP | Ducted CEE Tier 1
204098425 | Mini/Multi Split | C&H | HRCU-A-CB | CH-12DKT230VO |  | Mini-Splits(Ducted) | CH-12LCDTU/I |  | 12000 | 19 | 10 | 12000 | 11800 | 98.33% | 1.75 | 12.5 | 11.7 |  |  |  |  | R-410A | 1 | Residential & Commercial | VSMSHP | Ducted CEE Tier 1
204098427 | Mini/Multi Split | C&H | HRCU-A-CB | CH-24DKT230VO |  | Mini-Splits(Ducted) | CH-24LCDTU/I |  | 24000 | 19.2 | 10.5 | 24000 | 24000 | 100% | 1.9 | 12.5 | 11.7 |  |  |  |  | R-410A | 2 | Residential & Commercial | VSMSHP | Ducted CEE Tier 1
204014467 | Mini/Multi Split | BOSCH | HRCU-A-CB | BMS500-AAS009-1CSXHB |  | Mini-Splits(Ducted) | BMS500-AAU009-1AHDXB |  | 9000 | 18.5 | 11.5 | 10000 | 10800 | 108% | 1.9 | 13.5 | 12.1 |  |  |  |  | R-410A | 0.75 | Residential & Commercial | VSMSHP | Ducted CEE Tier 1
204014468 | Mini/Multi Split | BOSCH | HRCU-A-CB | BMS500-AAS012-1CSXHB |  | Mini-Splits(Ducted) | BMS500-AAU012-1AHDXB |  | 12000 | 19 | 10 | 12000 | 11800 | 98.33% | 1.75 | 12.5 | 11.7 |  |  |  |  | R-410A | 1 | Residential & Commercial | VSMSHP | Ducted CEE Tier 1
204014470 | Mini/Multi Split | BOSCH | HRCU-A-CB | BMS500-AAS024-1CSXHB |  | Mini-Splits(Ducted) | BMS500-AAU024-1AHDXB |  | 24000 | 19.2 | 10.5 | 24000 | 24000 | 100% | 1.9 | 12.5 | 11.7 |  |  |  |  | R-410A | 2 | Residential & Commercial | VSMSHP | Ducted CEE Tier 1
204014476 | Mini/Multi Split | BOSCH | HRCU-A-CB | BMS500-AAS024-1CSXXA |  | Mini-Splits(Ducted) | BMS500-AAU024-1AHDXB |  | 23000 | 19 | 10 | 24400 | 18400 | 75.41% | 2 | 12.5 | 11.7 |  |  |  |  | R-410A | 1.9167 | Residential & Commercial | VSMSHP | Ducted CEE Tier 1
204030303 | Mini/Multi Split | Breeze33 | HRCU-A-CB | BZ33-HYP09HPOUT2 |  | Mini-Splits(Ducted) | BZ33-DIDU9 |  | 9000 | 18.5 | 11.5 | 10000 | 10800 | 108% | 1.9 | 13.5 | 12.1 |  |  |  |  | R-410A | 0.75 | Residential & Commercial | VSMSHP | Ducted CEE Tier 1
204030304 | Mini/Multi Split | Breeze33 | HRCU-A-CB | BZ33-HYP12HPOUT2 |  | Mini-Splits(Ducted) | BZ33-DIDU12 |  | 12000 | 19 | 10 | 12000 | 11800 | 98.33% | 1.75 | 12.5 | 11.7 |  |  |  |  | R-410A | 1 | Residential & Commercial | VSMSHP | Ducted CEE Tier 1
204005736 | Mini/Multi Split | MOOVAIR | HRCU-A-CB | DM09HOS23230E2 |  | Mini-Splits(Ducted) | DM09HIDU230X5 |  | 9000 | 18.7 | 9.8 | 10000 | 8000 | 80% | 1.98 | 13.5 | 12.1 |  |  |  |  | R-410A | 0.75 | Residential & Commercial | VSMSHP | Ducted CEE Tier 1
204005737 | Mini/Multi Split | MOOVAIR | HRCU-A-CB | DM12HOS23230E2 |  | Mini-Splits(Ducted) | DM12HIDU230X5 |  | 11500 | 19 | 10 | 12000 | 8400 | 70% | 1.9 | 12.5 | 11.7 |  |  |  |  | R-410A | 0.95833 | Residential & Commercial | VSMSHP | Ducted CEE Tier 1
204005739 | Mini/Multi Split | MOOVAIR | HRCU-A-CB | DM24HOS23230E2 |  | Mini-Splits(Ducted) | DM24HIDU230X5 |  | 23000 | 19 | 10 | 24400 | 18400 | 75.41% | 2 | 12.5 | 11.7 |  |  |  |  | R-410A | 1.9167 | Residential & Commercial | VSMSHP | Ducted CEE Tier 1
204005740 | Mini/Multi Split | MOOVAIR | HRCU-A-CB | DM09HOS25230E3 |  | Mini-Splits(Ducted) | DM09HIDU230X5 |  | 9000 | 18.5 | 11.5 | 10000 | 10800 | 108% | 1.9 | 13.5 | 12.1 |  |  |  |  | R-410A | 0.75 | Residential & Commercial | VSMSHP | Ducted CEE Tier 1
204005741 | Mini/Multi Split | MOOVAIR | HRCU-A-CB | DM12HOS25230E3 |  | Mini-Splits(Ducted) | DM12HIDU230X5 |  | 12000 | 19 | 10 | 12000 | 11800 | 98.33% | 1.75 | 12.5 | 11.7 |  |  |  |  | R-410A | 1 | Residential & Commercial | VSMSHP | Ducted CEE Tier 1
204005743 | Mini/Multi Split | MOOVAIR | HRCU-A-CB | DM24HOS25230E3 |  | Mini-Splits(Ducted) | DM24HIDU230X5 |  | 24000 | 19.2 | 10.5 | 24000 | 24000 | 100% | 1.9 | 12.5 | 11.7 |  |  |  |  | R-410A | 2 | Residential & Commercial | VSMSHP | Ducted CEE Tier 1
203966544 | Mini/Multi Split | Allied | HRCU-A-CB | 4DHP1S09S-1P |  | Mini-Splits(Ducted) | DMD209S4-1P |  | 9000 | 18.7 | 9.8 | 10000 | 8000 | 80% | 1.98 | 13.5 | 12.1 |  |  |  |  | R-410A | 0.75 | Residential & Commercial | VSMSHP | Ducted CEE Tier 1
203966548 | Mini/Multi Split | Allied | HRCU-A-CB | 4DHP1S12S-1P |  | Mini-Splits(Ducted) | DMD212S4-1P |  | 11500 | 19 | 10 | 12000 | 8400 | 70% | 1.9 | 12.5 | 11.7 |  |  |  |  | R-410A | 0.95833 | Residential & Commercial | VSMSHP | Ducted CEE Tier 1
203966554 | Mini/Multi Split | Allied | HRCU-A-CB | 4DHP1S24S-1P |  | Mini-Splits(Ducted) | DMD224S4-1P |  | 23000 | 19 | 10 | 24400 | 18400 | 75.41% | 2 | 12.5 | 11.7 |  |  |  |  | R-410A | 1.9167 | Residential & Commercial | VSMSHP | Ducted CEE Tier 1
203991159 | Mini/Multi Split | BOSCH | HRCU-A-CB | BMS500-AAS009-1CSXRA |  | Mini-Splits(Ducted) | BMS500-AAU009-1AHDXB |  | 9000 | 18.7 | 9.8 | 10000 | 8000 | 80% | 1.98 | 13.5 | 12.1 |  |  |  |  | R-410A | 0.75 | Residential & Commercial | VSMSHP | Ducted CEE Tier 1
203991160 | Mini/Multi Split | BOSCH | HRCU-A-CB | BMS500-AAS012-1CSXRA |  | Mini-Splits(Ducted) | BMS500-AAU012-1AHDXB |  | 11500 | 19 | 10 | 12000 | 8400 | 70% | 1.9 | 12.5 | 11.7 |  |  |  |  | R-410A | 0.95833 | Residential & Commercial | VSMSHP | Ducted CEE Tier 1
203991162 | Mini/Multi Split | BOSCH | HRCU-A-CB | BMS500-AAS024-1CSXRA |  | Mini-Splits(Ducted) | BMS500-AAU024-1AHDXB |  | 23000 | 19 | 10 | 24400 | 18400 | 75.41% | 2 | 12.5 | 11.7 |  |  |  |  | R-410A | 1.9167 | Residential & Commercial | VSMSHP | Ducted CEE Tier 1
203360780 | Mini/Multi Split | DIRECT AIR | HRCU-A-CB | MOD31-24HFN1-MT0W |  | Mini-Splits(Ducted) | MTIU-24HWFN1-M |  | 23000 | 19 | 10 | 24400 | 18400 | 75.41% | 2 | 12.5 | 11.7 |  |  |  |  | R-410A | 1.9167 | Residential & Commercial | VSMSHP | Ducted CEE Tier 1
203269792 | Mini/Multi Split | DIRECT AIR | HRCU-A-CB | MOB30-09HFN1-MX0W |  | Mini-Splits(Ducted) | MTIU-09HWFN1-M |  | 9000 | 18.5 | 11.5 | 10000 | 10800 | 108% | 1.9 | 13.5 | 12.1 |  |  |  |  | R-410A | 0.75 | Residential & Commercial | VSMSHP | Ducted CEE Tier 1
203269793 | Mini/Multi Split | DIRECT AIR | HRCU-A-CB | MOB30-12HFN1-MV0W |  | Mini-Splits(Ducted) | MTIU-12HWFN1-M |  | 12000 | 19 | 10 | 12000 | 11800 | 98.33% | 1.75 | 12.5 | 11.7 |  |  |  |  | R-410A | 1 | Residential & Commercial | VSMSHP | Ducted CEE Tier 1
203269795 | Mini/Multi Split | DIRECT AIR | HRCU-A-CB | MOD30-24HFN1-MT0W |  | Mini-Splits(Ducted) | MTIU-24HWFN1-M |  | 24000 | 19.2 | 10.5 | 24000 | 24000 | 100% | 1.9 | 12.5 | 11.7 |  |  |  |  | R-410A | 2 | Residential & Commercial | VSMSHP | Ducted CEE Tier 1
203269798 | Mini/Multi Split | DIRECT AIR | HRCU-A-CB | MOBA30-09HFN1-MT0W |  | Mini-Splits(Ducted) | MTIU-09HWFN1-M |  | 9000 | 18.7 | 9.8 | 10000 | 8000 | 80% | 1.98 | 13.5 | 12.1 |  |  |  |  | R-410A | 0.75 | Residential & Commercial | VSMSHP | Ducted CEE Tier 1
203269799 | Mini/Multi Split | DIRECT AIR | HRCU-A-CB | MOB30-12HFN1-MT0W |  | Mini-Splits(Ducted) | MTIU-12HWFN1-M |  | 11500 | 19 | 10 | 12000 | 8400 | 70% | 1.9 | 12.5 | 11.7 |  |  |  |  | R-410A | 0.95833 | Residential & Commercial | VSMSHP | Ducted CEE Tier 1
203269801 | Mini/Multi Split | DIRECT AIR | HRCU-A-CB | MOD30-24HFN1-MT0W |  | Mini-Splits(Ducted) | MTIU-24HWFN1-M |  | 24000 | 19.2 | 10.5 | 24000 | 24000 | 100% | 1.9 | 12.5 | 11.7 |  |  |  |  | R-410A | 2 | Residential & Commercial | VSMSHP | Ducted CEE Tier 1
203401043 | Mini/Multi Split | Airlux | HRCU-A-CB | ASZ24O |  | Mini-Splits(Ducted) | AMD24I |  | 23000 | 19 | 10 | 24400 | 18400 | 75.41% | 2 | 12.5 | 11.7 |  |  |  |  | R-410A | 1.9167 | Residential & Commercial | VSMSHP | Ducted CEE Tier 1
203401045 | Mini/Multi Split | Airlux | HRCU-A-CB | ASZ12O |  | Mini-Splits(Ducted) | AMD12I |  | 11500 | 19 | 10 | 12000 | 8400 | 70% | 1.9 | 12.5 | 11.7 |  |  |  |  | R-410A | 0.95833 | Residential & Commercial | VSMSHP | Ducted CEE Tier 1
203161351 | Mini/Multi Split | LG | HRCU-A-CB | LUU189HV |  | Mini-Splits(Ducted) | LVN181HV4 |  | 18000 | 17.25 | 9.25 | 20000 | 16200 | 81% | 2.02 | 13.3 | 12.3 |  |  |  |  | R-410A | 1.5 | Residential & Commercial | VSMSHP | Ducted CEE Tier 1
203161352 | Mini/Multi Split | LG | HRCU-A-CB | LUU249HV |  | Mini-Splits(Ducted) | LVN241HV4 |  | 24000 | 17.6 | 9.7 | 27000 | 21400 | 79.26% | 2.15 | 12 | 11.45 |  |  |  |  | R-410A | 2 | Residential & Commercial | VSMSHP | Ducted CEE Tier 1
203161353 | Mini/Multi Split | LG | HRCU-A-CB | LUU249HV |  | Mini-Splits(Ducted) | LHN248HV |  | 24000 | 16.85 | 9 | 27000 | 21400 | 79.26% | 1.94 | 12 | 11.7 |  |  |  |  | R-410A | 2 | Residential & Commercial | VSMSHP | Ducted CEE Tier 1
203161354 | Mini/Multi Split | LG | HRCU-A-CB | LUU369HV |  | Mini-Splits(Ducted) | LHN368HV |  | 36000 | 18.85 | 9.2 | 40000 | 33600 | 84% | 1.87 | 12.1 | 11.85 |  |  |  |  | R-410A | 3 | Residential & Commercial | VSMSHP | Ducted CEE Tier 1
203162003 | Mini/Multi Split | LG | HRCU-A-CB | LUU369HV |  | Mini-Splits(Ducted) | LVN361HV4 |  | 36000 | 16.25 | 8.95 | 40000 | 33800 | 84.5% | 1.81 | 11 | 11 |  |  |  |  | R-410A | 3 | Residential & Commercial | VSMSHP | Ducted CEE Tier 1
203238492 | Mini/Multi Split | ELIOS | HRCU-A-CB | DE09HOS23230E2 |  | Mini-Splits(Ducted) | DE09HIDU230X5 |  | 9000 | 18.7 | 9.8 | 10000 | 8000 | 80% | 1.98 | 13.5 | 12.1 |  |  |  |  | R-410A | 0.75 | Residential & Commercial | VSMSHP | Ducted CEE Tier 1
203238494 | Mini/Multi Split | ELIOS | HRCU-A-CB | DE12HOS23230E2 |  | Mini-Splits(Ducted) | DE12HIDU230X5 |  | 11500 | 19 | 10 | 12000 | 8400 | 70% | 1.9 | 12.5 | 11.7 |  |  |  |  | R-410A | 0.95833 | Residential & Commercial | VSMSHP | Ducted CEE Tier 1
203238496 | Mini/Multi Split | ELIOS | HRCU-A-CB | DE24HOS23230E2 |  | Mini-Splits(Ducted) | DE24HIDU230X5 |  | 23000 | 19 | 10 | 24400 | 18400 | 75.41% | 2 | 12.5 | 11.7 |  |  |  |  | R-410A | 1.9167 | Residential & Commercial | VSMSHP | Ducted CEE Tier 1
202575866 | Mini/Multi Split | COMFORTSTAR | HRCU-A-CB | CXH009CD(O) |  | Mini-Splits(Ducted) | CPA-9B |  | 9000 | 18.5 | 11.5 | 10000 | 10800 | 108% | 1.9 | 13.5 | 12.1 |  |  |  |  | R-410A | 0.75 | Residential & Commercial | VSMSHP | Ducted CEE Tier 1
202575867 | Mini/Multi Split | COMFORTSTAR | HRCU-A-CB | CXH012CD(O) |  | Mini-Splits(Ducted) | CPA-12B |  | 12000 | 19 | 10 | 12000 | 11800 | 98.33% | 1.75 | 12.5 | 11.7 |  |  |  |  | R-410A | 1 | Residential & Commercial | VSMSHP | Ducted CEE Tier 1
202575869 | Mini/Multi Split | COMFORTSTAR | HRCU-A-CB | CXH024CD(O) |  | Mini-Splits(Ducted) | CPA-24B |  | 24000 | 19.2 | 10.5 | 24000 | 24000 | 100% | 1.9 | 12.5 | 11.7 |  |  |  |  | R-410A | 2 | Residential & Commercial | VSMSHP | Ducted CEE Tier 1
202534923 | Mini/Multi Split | FUJITSU | HRCU-A-CB | AOU18RGLX |  | Mini-Splits(Ducted) | ARU18RGLX |  | 18000 | 16.7 | 9.3 | 21000 | 17900 | 85.24% | 2.2 | 13 | 11.9 |  |  |  |  | R-410A | 1.5 | Residential & Commercial | VSMSHP | Ducted CEE Tier 1
202537547 | Mini/Multi Split | FUJITSU | HRCU-A-CB | AOU24RGLX |  | Mini-Splits(Ducted) | ARU24RGLX |  | 24000 | 16 | 9.5 | 27000 | 22200 | 82.22% | 1.94 | 12.6 | 11.7 |  |  |  |  | R-410A | 2 | Residential & Commercial | VSMSHP | Ducted CEE Tier 1
202537548 | Mini/Multi Split | FUJITSU | HRCU-A-CB | AOU30RGLX |  | Mini-Splits(Ducted) | ARU30RGLX |  | 30000 | 15.6 | 9.1 | 32000 | 26000 | 81.25% | 2.18 | 10.6 | 10 |  |  |  |  | R-410A | 2.5 | Residential & Commercial | VSMSHP | Ducted CEE Tier 1
202196599 | Mini/Multi Split | GOODMAN | HRCU-A-CB | MSH093E21MCAA |  | Mini-Splits(Ducted) | MST093E21ADAA |  | 9000 | 18.7 | 9.8 | 10000 | 8000 | 80% | 1.98 | 13.5 | 12.1 |  |  |  |  | R-410A | 0.75 | Residential & Commercial | VSMSHP | Ducted CEE Tier 1
202196600 | Mini/Multi Split | GOODMAN | HRCU-A-CB | MSH123E21MCAA |  | Mini-Splits(Ducted) | MST123E21ADAA |  | 11500 | 19 | 10 | 12000 | 8400 | 70% | 1.9 | 12.5 | 11.7 |  |  |  |  | R-410A | 0.95833 | Residential & Commercial | VSMSHP | Ducted CEE Tier 1
202196602 | Mini/Multi Split | GOODMAN | HRCU-A-CB | MSH243E21MCAA |  | Mini-Splits(Ducted) | MST243E21ADAA |  | 23000 | 19 | 10 | 24400 | 18400 | 75.41% | 2 | 12.5 | 11.7 |  |  |  |  | R-410A | 1.9167 | Residential & Commercial | VSMSHP | Ducted CEE Tier 1
202110989 | Mini/Multi Split | COMFORT-AIRE | HRCU-A-CB | A-VMH09SU-1 |  | Mini-Splits(Ducted) | B-VMH09DU-1 |  | 9000 | 18.5 | 11.5 | 10000 | 10800 | 108% | 1.9 | 13.5 | 12.1 |  |  |  |  | R-410A | 0.75 | Residential & Commercial | VSMSHP | Ducted CEE Tier 1
202110990 | Mini/Multi Split | CENTURY | HRCU-A-CB | A-VMH09SU-1 |  | Mini-Splits(Ducted) | B-VMH09DU-1 |  | 9000 | 18.5 | 11.5 | 10000 | 10800 | 108% | 1.9 | 13.5 | 12.1 |  |  |  |  | R-410A | 0.75 | Residential & Commercial | VSMSHP | Ducted CEE Tier 1
202110991 | Mini/Multi Split | COMFORT-AIRE | HRCU-A-CB | A-VMH12SU-1 |  | Mini-Splits(Ducted) | B-VMH12DU-1 |  | 12000 | 19 | 10 | 12000 | 11800 | 98.33% | 1.75 | 12.5 | 11.7 |  |  |  |  | R-410A | 1 | Residential & Commercial | VSMSHP | Ducted CEE Tier 1
202110992 | Mini/Multi Split | CENTURY | HRCU-A-CB | A-VMH12SU-1 |  | Mini-Splits(Ducted) | B-VMH12DU-1 |  | 12000 | 19 | 10 | 12000 | 11800 | 98.33% | 1.75 | 12.5 | 11.7 |  |  |  |  | R-410A | 1 | Residential & Commercial | VSMSHP | Ducted CEE Tier 1
202110995 | Mini/Multi Split | COMFORT-AIRE | HRCU-A-CB | A-VMH24SU-1 |  | Mini-Splits(Ducted) | B-VMH24DU-1 |  | 24000 | 19.2 | 10.5 | 24000 | 24000 | 100% | 1.9 | 12.5 | 11.7 |  |  |  |  | R-410A | 2 | Residential & Commercial | VSMSHP | Ducted CEE Tier 1
202110996 | Mini/Multi Split | CENTURY | HRCU-A-CB | A-VMH24SU-1 |  | Mini-Splits(Ducted) | B-VMH24DU-1 |  | 24000 | 19.2 | 10.5 | 24000 | 24000 | 100% | 1.9 | 12.5 | 11.7 |  |  |  |  | R-410A | 2 | Residential & Commercial | VSMSHP | Ducted CEE Tier 1
202110997 | Mini/Multi Split | KERR | HRCU-A-CB | A-KMH09SU-1 |  | Mini-Splits(Ducted) | B-KMH09DU-1 |  | 9000 | 18.5 | 11.5 | 10000 | 10800 | 108% | 1.9 | 13.5 | 12.1 |  |  |  |  | R-410A | 0.75 | Residential & Commercial | VSMSHP | Ducted CEE Tier 1
202110998 | Mini/Multi Split | KERR | HRCU-A-CB | A-KMH12SU-1 |  | Mini-Splits(Ducted) | B-KMH12DU-1 |  | 12000 | 19 | 10 | 12000 | 11800 | 98.33% | 1.75 | 12.5 | 11.7 |  |  |  |  | R-410A | 1 | Residential & Commercial | VSMSHP | Ducted CEE Tier 1
202111000 | Mini/Multi Split | KERR | HRCU-A-CB | A-KMH24SU-1 |  | Mini-Splits(Ducted) | B-KMH24DU-1 |  | 24000 | 19.2 | 10.5 | 24000 | 24000 | 100% | 1.9 | 12.5 | 11.7 |  |  |  |  | R-410A | 2 | Residential & Commercial | VSMSHP | Ducted CEE Tier 1
202110460 | Mini/Multi Split | CONCORD | HRCU-A-CB | 4DHP1S09S-1P |  | Mini-Splits(Ducted) | DMD209S4-1P |  | 9000 | 18.7 | 9.8 | 10000 | 8000 | 80% | 1.98 | 13.5 | 12.1 |  |  |  |  | R-410A | 0.75 | Residential & Commercial | VSMSHP | Ducted CEE Tier 1
202110461 | Mini/Multi Split | DUCANE | HRCU-A-CB | 4DHP1S09S-1P |  | Mini-Splits(Ducted) | DMD209S4-1P |  | 9000 | 18.7 | 9.8 | 10000 | 8000 | 80% | 1.98 | 13.5 | 12.1 |  |  |  |  | R-410A | 0.75 | Residential & Commercial | VSMSHP | Ducted CEE Tier 1
202110462 | Mini/Multi Split | CONCORD | HRCU-A-CB | 4DHP1S12S-1P |  | Mini-Splits(Ducted) | DMD212S4-1P |  | 11500 | 19 | 10 | 12000 | 8400 | 70% | 1.9 | 12.5 | 11.7 |  |  |  |  | R-410A | 0.95833 | Residential & Commercial | VSMSHP | Ducted CEE Tier 1
202110463 | Mini/Multi Split | DUCANE | HRCU-A-CB | 4DHP1S12S-1P |  | Mini-Splits(Ducted) | DMD212S4-1P |  | 11500 | 19 | 10 | 12000 | 8400 | 70% | 1.9 | 12.5 | 11.7 |  |  |  |  | R-410A | 0.95833 | Residential & Commercial | VSMSHP | Ducted CEE Tier 1
202110466 | Mini/Multi Split | CONCORD | HRCU-A-CB | 4DHP1S24S-1P |  | Mini-Splits(Ducted) | DMD224S4-1P |  | 23000 | 19 | 10 | 24400 | 18400 | 75.41% | 2 | 12.5 | 11.7 |  |  |  |  | R-410A | 1.9167 | Residential & Commercial | VSMSHP | Ducted CEE Tier 1
202110467 | Mini/Multi Split | DUCANE | HRCU-A-CB | 4DHP1S24S-1P |  | Mini-Splits(Ducted) | DMD224S4-1P |  | 23000 | 19 | 10 | 24400 | 18400 | 75.41% | 2 | 12.5 | 11.7 |  |  |  |  | R-410A | 1.9167 | Residential & Commercial | VSMSHP | Ducted CEE Tier 1
201863408 | Mini/Multi Split | MIDEA | HRCU-A-CB | MOD30-24HFN1-MT0W |  | Mini-Splits(Ducted) | MTIU-24HWFN1-M |  | 24000 | 19.2 | 10.5 | 24000 | 24000 | 100% | 1.9 | 12.5 | 11.7 |  |  |  |  | R-410A | 2 | Residential & Commercial | VSMSHP | Ducted CEE Tier 1
201863411 | Mini/Multi Split | KOOLKING | HRCU-A-CB | MOB30-12HFN1-MV0W |  | Mini-Splits(Ducted) | MEHSU-12CHD2 |  | 12000 | 19 | 10 | 12000 | 11800 | 98.33% | 1.75 | 12.5 | 11.7 |  |  |  |  | R-410A | 1 | Residential & Commercial | VSMSHP | Ducted CEE Tier 1
201863413 | Mini/Multi Split | KOOLKING | HRCU-A-CB | MOD30-24HFN1-MT0W |  | Mini-Splits(Ducted) | MEU-24MPH2 |  | 24000 | 19.2 | 10.5 | 24000 | 24000 | 100% | 1.9 | 12.5 | 11.7 |  |  |  |  | R-410A | 2 | Residential & Commercial | VSMSHP | Ducted CEE Tier 1
201863355 | Mini/Multi Split | SLIMAIR | HRCU-A-CB | SHCD24VB2 |  | Mini-Splits(Ducted) | SHD24VB2 |  | 24000 | 19.2 | 10.5 | 24000 | 24000 | 100% | 1.9 | 12.5 | 11.7 |  |  |  |  | R-410A | 2 | Residential & Commercial | VSMSHP | Ducted CEE Tier 1
201863356 | Mini/Multi Split | SLIMAIR | HRCU-A-CB | SHCD12VB2 |  | Mini-Splits(Ducted) | SHD12VB2-1 |  | 12000 | 19 | 10 | 12000 | 11800 | 98.33% | 1.75 | 12.5 | 11.7 |  |  |  |  | R-410A | 1 | Residential & Commercial | VSMSHP | Ducted CEE Tier 1
201846960 | Mini/Multi Split | CARRIER | HRCU-A-CB | 38MAQB09R--3 |  | Mini-Splits(Ducted) | 40MBDQ09---3 |  | 9000 | 18.5 | 11.5 | 10000 | 10800 | 108% | 1.9 | 13.5 | 12.1 |  |  |  |  | R-410A | 0.75 | Residential & Commercial | VSMSHP | Ducted CEE Tier 1
201846961 | Mini/Multi Split | CARRIER | HRCU-A-CB | 38MAQB12R--3 |  | Mini-Splits(Ducted) | 40MBDQ12---3 |  | 12000 | 19 | 10 | 12000 | 11800 | 98.33% | 1.75 | 12.5 | 11.7 |  |  |  |  | R-410A | 1 | Residential & Commercial | VSMSHP | Ducted CEE Tier 1
201846963 | Mini/Multi Split | BRYANT | HRCU-A-CB | 38MAQB09R--3 |  | Mini-Splits(Ducted) | 40MBDQ09---3 |  | 9000 | 18.5 | 11.5 | 10000 | 10800 | 108% | 1.9 | 13.5 | 12.1 |  |  |  |  | R-410A | 0.75 | Residential & Commercial | VSMSHP | Ducted CEE Tier 1
201846964 | Mini/Multi Split | BRYANT | HRCU-A-CB | 38MAQB12R--3 |  | Mini-Splits(Ducted) | 40MBDQ12---3 |  | 12000 | 19 | 10 | 12000 | 11800 | 98.33% | 1.75 | 12.5 | 11.7 |  |  |  |  | R-410A | 1 | Residential & Commercial | VSMSHP | Ducted CEE Tier 1
201846975 | Mini/Multi Split | PAYNE | HRCU-A-CB | 38MAQB09R--3 |  | Mini-Splits(Ducted) | 40MBDQ09---3 |  | 9000 | 18.5 | 11.5 | 10000 | 10800 | 108% | 1.9 | 13.5 | 12.1 |  |  |  |  | R-410A | 0.75 | Residential & Commercial | VSMSHP | Ducted CEE Tier 1
201846976 | Mini/Multi Split | PAYNE | HRCU-A-CB | 38MAQB12R--3 |  | Mini-Splits(Ducted) | 40MBDQ12---3 |  | 12000 | 19 | 10 | 12000 | 11800 | 98.33% | 1.75 | 12.5 | 11.7 |  |  |  |  | R-410A | 1 | Residential & Commercial | VSMSHP | Ducted CEE Tier 1
201846978 | Mini/Multi Split | PAYNE | HRCU-A-CB | 38MAQB24R--3 |  | Mini-Splits(Ducted) | 40MBDQ24---3 |  | 24000 | 19.2 | 10.5 | 24000 | 24000 | 100% | 1.9 | 12.5 | 11.7 |  |  |  |  | R-410A | 2 | Residential & Commercial | VSMSHP | Ducted CEE Tier 1
201846995 | Mini/Multi Split | MIDEA | HRCU-A-CB | 38MAQB09R--3 |  | Mini-Splits(Ducted) | 40MBDQ09---3 |  | 9000 | 18.5 | 11.5 | 10000 | 10800 | 108% | 1.9 | 13.5 | 12.1 |  |  |  |  | R-410A | 0.75 | Residential & Commercial | VSMSHP | Ducted CEE Tier 1
201846996 | Mini/Multi Split | MIDEA | HRCU-A-CB | 38MAQB12R--3 |  | Mini-Splits(Ducted) | 40MBDQ12---3 |  | 12000 | 19 | 10 | 12000 | 11800 | 98.33% | 1.75 | 12.5 | 11.7 |  |  |  |  | R-410A | 1 | Residential & Commercial | VSMSHP | Ducted CEE Tier 1
201846998 | Mini/Multi Split | MIDEA | HRCU-A-CB | 38MAQB24R--3 |  | Mini-Splits(Ducted) | 40MBDQ24---3 |  | 24000 | 19.2 | 10.5 | 24000 | 24000 | 100% | 1.9 | 12.5 | 11.7 |  |  |  |  | R-410A | 2 | Residential & Commercial | VSMSHP | Ducted CEE Tier 1
201796621 | Mini/Multi Split | LENNOX | HRCU-A-CB | LISH012000P431-C |  | Mini-Splits(Ducted) | LIFHC012180P431-C |  | 11500 | 19 | 10 | 12000 | 8400 | 70% | 1.9 | 12.5 | 11.7 |  |  |  |  | R-410A | 0.95833 | Residential & Commercial | VSMSHP | Ducted CEE Tier 1
201796625 | Mini/Multi Split | LENNOX | HRCU-A-CB | LISH024000P431-C |  | Mini-Splits(Ducted) | LIFHC024180P431-C. |  | 24000 | 19.2 | 10.5 | 24000 | 24000 | 100% | 1.9 | 12.5 | 11.7 |  |  |  |  | R-410A | 2 | Residential & Commercial | VSMSHP | Ducted CEE Tier 1
201796637 | Mini/Multi Split | KLIMAIRE | HRCU-A-CB | KSIE009-H221-O |  | Mini-Splits(Ducted) | KDIP09-H2 |  | 9000 | 18.7 | 9.8 | 10000 | 8000 | 80% | 1.98 | 13.5 | 12.1 |  |  |  |  | R-410A | 0.75 | Residential & Commercial | VSMSHP | Ducted CEE Tier 1
201796638 | Mini/Multi Split | KLIMAIRE | HRCU-A-CB | KSIE012-H220-O |  | Mini-Splits(Ducted) | KDIP12-H2 |  | 11500 | 19 | 10 | 12000 | 8400 | 70% | 1.9 | 12.5 | 11.7 |  |  |  |  | R-410A | 0.95833 | Residential & Commercial | VSMSHP | Ducted CEE Tier 1
201796640 | Mini/Multi Split | KLIMAIRE | HRCU-A-CB | KSIE024-H220-O |  | Mini-Splits(Ducted) | KDIP24-H2 |  | 23000 | 19 | 10 | 24400 | 18400 | 75.41% | 2 | 12.5 | 11.7 |  |  |  |  | R-410A | 1.9167 | Residential & Commercial | VSMSHP | Ducted CEE Tier 1
200059289 | Mini/Multi Split | MDV | HRCU-A-CB | MOB30-09HFN1-MX0W |  | Mini-Splits(Ducted) | MTIU-09HWFN1-M |  | 9000 | 18.5 | 11.5 | 10000 | 10800 | 108% | 1.9 | 13.5 | 12.1 |  |  |  |  | R-410A | 0.75 | Residential & Commercial | VSMSHP | Ducted CEE Tier 1
200059291 | Mini/Multi Split | MDV | HRCU-A-CB | MOBA30-09HFN1-MT0W |  | Mini-Splits(Ducted) | MTIU-09HWFN1-M |  | 9000 | 18.7 | 9.8 | 10000 | 8000 | 80% | 1.98 | 13.5 | 12.1 |  |  |  |  | R-410A | 0.75 | Residential & Commercial | VSMSHP | Ducted CEE Tier 1
200059293 | Mini/Multi Split | MDV | HRCU-A-CB | MOB30-12HFN1-MV0W |  | Mini-Splits(Ducted) | MTIU-12HWFN1-M |  | 12000 | 19 | 10 | 12000 | 11800 | 98.33% | 1.75 | 12.5 | 11.7 |  |  |  |  | R-410A | 1 | Residential & Commercial | VSMSHP | Ducted CEE Tier 1
200059295 | Mini/Multi Split | MDV | HRCU-A-CB | MOB30-12HFN1-MT0W |  | Mini-Splits(Ducted) | MTIU-12HWFN1-M |  | 11500 | 19 | 10 | 12000 | 8400 | 70% | 1.9 | 12.5 | 11.7 |  |  |  |  | R-410A | 0.95833 | Residential & Commercial | VSMSHP | Ducted CEE Tier 1
200059299 | Mini/Multi Split | MDV | HRCU-A-CB | MOD31-24HFN1-MT0W |  | Mini-Splits(Ducted) | MTIU-24HWFN1-M |  | 23000 | 19 | 10 | 24400 | 18400 | 75.41% | 2 | 12.5 | 11.7 |  |  |  |  | R-410A | 1.9167 | Residential & Commercial | VSMSHP | Ducted CEE Tier 1
201755335 | Mini/Multi Split | C&H | HRCU-A-CB | CH-24LCU/O |  | Mini-Splits(Ducted) | CH-24LCDTU/I |  | 24000 | 19.2 | 10.5 | 24000 | 24000 | 100% | 1.9 | 12.5 | 11.7 |  |  |  |  | R-410A | 2 | Residential & Commercial | VSMSHP | Ducted CEE Tier 1
10595503 | Mini/Multi Split | COMFORTSTAR | HRCU-A-CB | CPP009CD(O) |  | Mini-Splits(Ducted) | CPA-09B |  | 9000 | 18.7 | 9.8 | 10000 | 8000 | 80% | 1.98 | 13.5 | 12.1 |  |  |  |  | R-410A | 0.75 | Residential & Commercial | VSMSHP | Ducted CEE Tier 1
10595504 | Mini/Multi Split | COMFORTSTAR | HRCU-A-CB | CPP012CD(O) |  | Mini-Splits(Ducted) | CPA-12B |  | 11500 | 19 | 10 | 12000 | 8400 | 70% | 1.9 | 12.5 | 11.7 |  |  |  |  | R-410A | 0.95833 | Residential & Commercial | VSMSHP | Ducted CEE Tier 1
10595506 | Mini/Multi Split | COMFORTSTAR | HRCU-A-CB | CPP024CD(O) |  | Mini-Splits(Ducted) | CPA-24B |  | 23000 | 19 | 10 | 24400 | 18400 | 75.41% | 2 | 12.5 | 11.7 |  |  |  |  | R-410A | 1.9167 | Residential & Commercial | VSMSHP | Ducted CEE Tier 1
10597350 | Mini/Multi Split | PIONEER | HRCU-A-CB | YN009GMFI22RPD |  | Mini-Splits(Ducted) | RB009GMFILDFHD |  | 9000 | 18.7 | 9.8 | 10000 | 8000 | 80% | 1.98 | 13.5 | 12.1 |  |  |  |  | R-410A | 0.75 | Residential & Commercial | VSMSHP | Ducted CEE Tier 1
10597351 | Mini/Multi Split | PIONEER | HRCU-A-CB | YN012GMFI22RPD |  | Mini-Splits(Ducted) | RB012GMFILDFHD |  | 11500 | 19 | 10 | 12000 | 8400 | 70% | 1.9 | 12.5 | 11.7 |  |  |  |  | R-410A | 0.95833 | Residential & Commercial | VSMSHP | Ducted CEE Tier 1
10597353 | Mini/Multi Split | PIONEER | HRCU-A-CB | YN024GMFI22RPD |  | Mini-Splits(Ducted) | RB024GMFILDFHD |  | 23000 | 19 | 10 | 24400 | 18400 | 75.41% | 2 | 12.5 | 11.7 |  |  |  |  | R-410A | 1.9167 | Residential & Commercial | VSMSHP | Ducted CEE Tier 1
200059144 | Mini/Multi Split | BRYANT | HRCU-A-CB | 38MAQB24R--3 |  | Mini-Splits(Ducted) | 40MBDQ24---3 |  | 24000 | 19.2 | 10.5 | 24000 | 24000 | 100% | 1.9 | 12.5 | 11.7 |  |  |  |  | R-410A | 2 | Residential & Commercial | VSMSHP | Ducted CEE Tier 1
200059145 | Mini/Multi Split | CARRIER | HRCU-A-CB | 38MAQB24R--3 |  | Mini-Splits(Ducted) | 40MBDQ24---3 |  | 24000 | 19.2 | 10.5 | 24000 | 24000 | 100% | 1.9 | 12.5 | 11.7 |  |  |  |  | R-410A | 2 | Residential & Commercial | VSMSHP | Ducted CEE Tier 1
10528563 | Mini/Multi Split | LENNOX | HRCU-A-CB | MPB009S4S-1P |  | Mini-Splits(Ducted) | MMDB009S4-2P |  | 9000 | 18.7 | 9.8 | 10000 | 8000 | 80% | 1.98 | 13.5 | 12.1 |  |  |  |  | R-410A | 0.75 | Residential & Commercial | VSMSHP | Ducted CEE Tier 1
10528564 | Mini/Multi Split | LENNOX | HRCU-A-CB | MPB012S4S-1P |  | Mini-Splits(Ducted) | MMDB012S4-2P |  | 11500 | 19 | 10 | 12000 | 8400 | 70% | 1.9 | 12.5 | 11.7 |  |  |  |  | R-410A | 0.95833 | Residential & Commercial | VSMSHP | Ducted CEE Tier 1
10528566 | Mini/Multi Split | LENNOX | HRCU-A-CB | MPB024S4S-1P |  | Mini-Splits(Ducted) | MMDB024S4-2P |  | 23000 | 19 | 10 | 24400 | 18400 | 75.41% | 2 | 12.5 | 11.7 |  |  |  |  | R-410A | 1.9167 | Residential & Commercial | VSMSHP | Ducted CEE Tier 1
10528569 | Mini/Multi Split | LENNOX | HRCU-A-CB | MLA009S4S-1P |  | Mini-Splits(Ducted) | MMDB009S4-2P |  | 9000 | 18.5 | 11.5 | 10000 | 10800 | 108% | 1.9 | 13.5 | 12.1 |  |  |  |  | R-410A | 0.75 | Residential & Commercial | VSMSHP | Ducted CEE Tier 1
10528570 | Mini/Multi Split | LENNOX | HRCU-A-CB | MLA012S4S-1P |  | Mini-Splits(Ducted) | MMDB012S4-2P |  | 12000 | 19 | 10 | 12000 | 11800 | 98.33% | 1.75 | 12.5 | 11.7 |  |  |  |  | R-410A | 1 | Residential & Commercial | VSMSHP | Ducted CEE Tier 1
10528572 | Mini/Multi Split | LENNOX | HRCU-A-CB | MLA024S4S-1P |  | Mini-Splits(Ducted) | MMDB024S4-2P |  | 24000 | 19.2 | 10.5 | 24000 | 24000 | 100% | 1.9 | 12.5 | 11.7 |  |  |  |  | R-410A | 2 | Residential & Commercial | VSMSHP | Ducted CEE Tier 1
10580860 | Mini/Multi Split | YORK BY JOHNSON CONTROLS | HRCU-A-CB | YUJE09BYJ6AMO-X |  | Mini-Splits(Ducted) | YEJE09BXJ6AM-W1 |  | 9000 | 18.7 | 9.8 | 10000 | 8000 | 80% | 1.98 | 13.5 | 12.1 |  |  |  |  | R-410A | 0.75 | Residential & Commercial | VSMSHP | Ducted CEE Tier 1
10580861 | Mini/Multi Split | YORK BY JOHNSON CONTROLS | HRCU-A-CB | YUJE12BYJ6AMO-X |  | Mini-Splits(Ducted) | YEJE12BXJ6AM-W1 |  | 11500 | 19 | 10 | 12000 | 8400 | 70% | 1.9 | 12.5 | 11.7 |  |  |  |  | R-410A | 0.95833 | Residential & Commercial | VSMSHP | Ducted CEE Tier 1
10580863 | Mini/Multi Split | YORK BY JOHNSON CONTROLS | HRCU-A-CB | YUJE24BYJ6AMO-X |  | Mini-Splits(Ducted) | YEJE24BXJ6AM-W1 |  | 23000 | 19 | 10 | 24400 | 18400 | 75.41% | 2 | 12.5 | 11.7 |  |  |  |  | R-410A | 1.9167 | Residential & Commercial | VSMSHP | Ducted CEE Tier 1
10443490 | Mini/Multi Split | C&H | HRCU-A-CB | CH-24LCDTU/O |  | Mini-Splits(Ducted) | CH-24LCDTU/I |  | 24000 | 19.2 | 10.5 | 24000 | 24000 | 100% | 1.9 | 12.5 | 11.7 |  |  |  |  | R-410A | 2 | Residential & Commercial | VSMSHP | Ducted CEE Tier 1
10400575 | Mini/Multi Split | LG | HRCU-A-CB | LUU428HV |  | Mini-Splits(Ducted) | LVN420HV |  | 42000 | 17.2 | 9.35 | 47000 | 36200 | 77.02% | 2.16 | 11.05 | 10.75 |  |  |  |  | R-410A | 3.5 | Residential & Commercial | VSMSHP | Ducted CEE Tier 1
10401183 | Mini/Multi Split | LG | HRCU-A-CB | LUU488HV |  | Mini-Splits(Ducted) | LVN480HV |  | 48000 | 16.8 | 9.2 | 50000 | 36800 | 73.6% | 2.18 | 10 | 9.8 |  |  |  |  | R-410A | 4 | Residential & Commercial | VSMSHP
10028988 | Mini/Multi Split | MIDEA | HRCU-A-CB | MCHSU-24PHH2 |  | Mini-Splits(Ducted) | MEU-24MPH2 |  | 24000 | 19.2 | 10.5 | 24000 | 24000 | 100% | 1.9 | 12.5 | 11.7 |  |  |  |  | R-410A | 2 | Residential & Commercial | VSMSHP | Ducted CEE Tier 1
211259282 | Mini/Multi Split | Mitsubishi Electric | HRCU-A-CB | PUZ-HA42NKA1 |  | Mini-Splits(Ducted) | PVA-A42AA* |  | 42000 | 15.4 | 9.3 | 54000 | 48000 | 88.89% | 1.9 | 10.6 | 9.8 |  |  |  |  | R-410A | 3.5 | Residential & Commercial | VSMSHP
211497043 | Mini/Multi Split | Trane / Mitsubishi Electric | HRCU-A-CB | TRUZH0421KA10** |  | Mini-Splits(Ducted) | TPEADA0421AA*** |  | 42000 | 15.5 | 8.9 | 54000 | 48000 | 88.89% | 1.82 | 10.7 | 10.4 |  |  |  |  | R-410A | 3.5 | Residential & Commercial | VSMSHP | Ducted CEE Tier 1
213362186 | Mini/Multi Split | Mitsubishi Electric | HRCU-A-CB | PUZ-HA36NKA* |  | Mini-Splits(Ducted) | PEAD-A36AA9 |  | 36000 | 17.6 | 9.3 | 40000 | 38000 | 95% | 2.01 | 0 | 12.7 |  |  |  |  | R-410A | 3 | Residential & Commercial | VSMSHP | Ducted CEE Tier 1
212595646 | Mini/Multi Split | SEA BREEZE+ | HRCU-A-CB | HSZ9H424ZMO |  | Mini-Splits(Ducted) | D9H424ZMI |  | 9000 | 20.2 | 12 | 10000 | 10800 | 108% | 1.9 | 14 | 13.2 |  |  |  |  | R-410A | 0.75 | Residential & Commercial | VSMSHP | Ducted CEE Tier 1
212595651 | Mini/Multi Split | SEA BREEZE+ | HRCU-A-CB | HSZ18H424ZMO |  | Mini-Splits(Ducted) | D18H424ZMI |  | 17000 | 18 | 9.5 | 19000 | 17700 | 93.16% | 1.85 | 12.5 | 11.7 |  |  |  |  | R-410A | 1.4167 | Residential & Commercial | VSMSHP | Ducted CEE Tier 1
212595655 | Mini/Multi Split | SEA BREEZE+ | HRCU-A-CB | HSZ24H424ZMO |  | Mini-Splits(Ducted) | D24H424ZMI |  | 24000 | 19.2 | 10.5 | 25000 | 27000 | 108% | 2 | 12.5 | 12 |  |  |  |  | R-410A | 2 | Residential & Commercial | VSMSHP | Ducted CEE Tier 1
216581322 | Mini/Multi Split | LENNOX | HRCU-A-CB | MMLD009S6S-1P |  | Mini-Splits(Ducted) | MMDD009S6-1P |  | 9000 | 20.1 | 9.6 | 12000 | 9600 | 80% | 1.8 | 0 | 13.5 |  |  |  |  | R-32 | 0.75 | Residential & Commercial | VSMSHP | Ducted CEE Tier 1
216581323 | Mini/Multi Split | LENNOX | HRCU-A-CB | MMLD012S6S-1P |  | Mini-Splits(Ducted) | MMDD012S6-1P |  | 12000 | 19.6 | 9.5 | 14000 | 11200 | 80% | 1.8 | 0 | 11.8 |  |  |  |  | R-32 | 1 | Residential & Commercial | VSMSHP | Ducted CEE Tier 1
216581324 | Mini/Multi Split | LENNOX | HRCU-A-CB | MMLD009S6S-1P |  | Mini-Splits(Ducted) | MDDD009S6-1P |  | 9000 | 18.9 | 10 | 12000 | 9600 | 80% | 1.8 | 0 | 12.7 |  |  |  |  | R-32 | 0.75 | Residential & Commercial | VSMSHP | Ducted CEE Tier 1
216581325 | Mini/Multi Split | LENNOX | HRCU-A-CB | MMLD012S6S-1P |  | Mini-Splits(Ducted) | MDDD012S6-1P |  | 12000 | 18.6 | 9.5 | 14000 | 11200 | 80% | 1.8 | 0 | 11.7 |  |  |  |  | R-32 | 1 | Residential & Commercial | VSMSHP | Ducted CEE Tier 1
212928560 | Mini/Multi Split | ZERO | HRCU-A-CB | ZSOV-24HDM-US |  | Mini-Splits(Ducted) | ZDV-24HDM-US |  | 23000 | 19 | 11.2 | 25000 | 20000 | 80% | 2.3 | 12.6 | 12.5 |  |  |  |  | R-410A | 1.9167 | Residential & Commercial | VSMSHP | Ducted CEE Tier 1
216732446 | Mini/Multi Split | TOSOT | HRCU-A-CB | TAVCI7H4R24 |  | Mini-Splits(Ducted) | TAPED7H4R24-S |  | 22000 | 19.5 | 9 | 24000 | 19600 | 81.67% | 1.8 | 0 | 12.3 |  |  |  |  | R-32 | 1.8333 | Residential & Commercial | VSMSHP | Ducted CEE Tier 1
216732449 | Mini/Multi Split | TOSOT | HRCU-A-CB | TAVCI7H4R12 |  | Mini-Splits(Ducted) | TAPED7H4R12-S |  | 12000 | 21 | 9 | 12000 | 10500 | 87.5% | 1.9 | 0 | 13 |  |  |  |  | R-32 | 1 | Residential & Commercial | VSMSHP | Ducted CEE Tier 1
216732458 | Mini/Multi Split | TOSOT | HRCU-A-CB | TAVCI7H4R09 |  | Mini-Splits(Ducted) | TAPED7H4R09-S |  | 9100 | 22 | 9.2 | 10500 | 9500 | 90.48% | 2.15 | 0 | 14.2 |  |  |  |  | R-32 | 0.75833 | Residential & Commercial | VSMSHP | Ducted CEE Tier 1
216732461 | Mini/Multi Split | TOSOT | HRCU-A-CB | TAVCI7H4R18 |  | Mini-Splits(Ducted) | TAPED7H4R18-S |  | 18000 | 22.5 | 9 | 18000 | 15000 | 83.33% | 1.9 | 0 | 14 |  |  |  |  | R-32 | 1.5 | Residential & Commercial | VSMSHP | Ducted CEE Tier 1
216732462 | Mini/Multi Split | TOSOT | HRCU-A-CB | TAVCI7H4R18 |  | Mini-Splits(Ducted) | TAPED7H4R21-S |  | 21000 | 21 | 9 | 21000 | 15000 | 71.43% | 1.9 | 0 | 12.6 |  |  |  |  | R-32 | 1.75 | Residential & Commercial | VSMSHP | Ducted CEE Tier 1
216720975 | Mini/Multi Split | MIDEA | HRCU-A-CB | MOE30-48HFN10-M2P |  | Mini-Splits(Ducted) | MTJ-48HWFN10-M2P |  | 48000 | 17.1 | 9.8 | 50000 | 38000 | 76% | 2 | 0 | 10 |  |  |  |  | R-454B | 4 | Residential & Commercial | VSMSHP | Ducted CEE Tier 1
216720899 | Mini/Multi Split | COMFORTSTAR | HRCU-A-CB | CPP3-09CD(O) |  | Mini-Splits(Ducted) | CPA3H-09CD(I) |  | 9000 | 19.7 | 11.5 | 10000 | 8300 | 83% | 2.31 | 0 | 13 |  |  |  |  | R-454B | 0.75 | Residential & Commercial | VSMSHP | Ducted CEE Tier 1
216720900 | Mini/Multi Split | COMFORTSTAR | HRCU-A-CB | CPP3-12CD(O) |  | Mini-Splits(Ducted) | CPA3H-12CD(I) |  | 12000 | 19.5 | 10.5 | 12000 | 8900 | 74.17% | 2.44 | 0 | 12 |  |  |  |  | R-454B | 1 | Residential & Commercial | VSMSHP | Ducted CEE Tier 1
216720901 | Mini/Multi Split | COMFORTSTAR | HRCU-A-CB | CPP3-18CD(O) |  | Mini-Splits(Ducted) | CPA3H-18CD(I) |  | 17500 | 20 | 11.3 | 20000 | 14200 | 71% | 2.4 | 0 | 13.3 |  |  |  |  | R-454B | 1.4583 | Residential & Commercial | VSMSHP | Ducted CEE Tier 1
216720902 | Mini/Multi Split | COMFORTSTAR | HRCU-A-CB | CPP3-24CD(O) |  | Mini-Splits(Ducted) | CPA3H-24CD(I) |  | 24000 | 19 | 11 | 25000 | 19000 | 76% | 2.3 | 0 | 12.5 |  |  |  |  | R-454B | 2 | Residential & Commercial | VSMSHP | Ducted CEE Tier 1
216720904 | Mini/Multi Split | COMFORTSTAR | HRCU-A-CB | CPP3-48DU(O) |  | Mini-Splits(Ducted) | CPA3H-48DU(I) |  | 48000 | 17.1 | 9.8 | 50000 | 38000 | 76% | 2 | 0 | 10 |  |  |  |  | R-454B | 4 | Residential & Commercial | VSMSHP | Ducted CEE Tier 1
216720961 | Mini/Multi Split | MIDEA | HRCU-A-CB | MOX230-09HFN10-M1P |  | Mini-Splits(Ducted) | MTJ-09HWFN10-M1P |  | 9000 | 19.7 | 11.5 | 10000 | 8300 | 83% | 2.31 | 0 | 13 |  |  |  |  | R-454B | 0.75 | Residential & Commercial | VSMSHP | Ducted CEE Tier 1
216720964 | Mini/Multi Split | MIDEA | HRCU-A-CB | MOX230-12HFN10-M1P |  | Mini-Splits(Ducted) | MTJM-12HWFN10-M1P |  | 12000 | 19.5 | 10.5 | 12000 | 8900 | 74.17% | 2.44 | 0 | 12 |  |  |  |  | R-454B | 1 | Residential & Commercial | VSMSHP | Ducted CEE Tier 1
216720967 | Mini/Multi Split | MIDEA | HRCU-A-CB | MOX430-18HFN10-M1P |  | Mini-Splits(Ducted) | MTJ-18HWFN10-M1P |  | 17500 | 20 | 11.3 | 20000 | 14200 | 71% | 2.4 | 0 | 13.3 |  |  |  |  | R-454B | 1.4583 | Residential & Commercial | VSMSHP | Ducted CEE Tier 1
216720970 | Mini/Multi Split | MIDEA | HRCU-A-CB | MOD30-24HFN10-M1P |  | Mini-Splits(Ducted) | MTJ-24HWFN10-M1P |  | 24000 | 19 | 11 | 25000 | 19000 | 76% | 2.3 | 0 | 12.5 |  |  |  |  | R-454B | 2 | Residential & Commercial | VSMSHP | Ducted CEE Tier 1
216760078 | Mini/Multi Split | Multi MFG | HRCU-A-CB | MSU-48HD-B |  | Mini-Splits(Ducted) | 48CCHP0-C-S-B |  | 48000 | 17.1 | 9.8 | 50000 | 38000 | 76% | 2 | 0 | 10 |  |  |  |  | R-454B | 4 | Residential & Commercial | VSMSHP | Ducted CEE Tier 1
216760084 | Mini/Multi Split | Multi MFG | HRCU-A-CB | MSH-48HD-B |  | Mini-Splits(Ducted) | 48CCHP0-C-S-B |  | 48000 | 16.7 | 10.8 | 52000 | 47500 | 91.35% | 2 | 0 | 10.4 |  |  |  |  | R-454B | 4 | Residential & Commercial | VSMSHP | Ducted CEE Tier 1
216760085 | Mini/Multi Split | Multi MFG | HRCU-A-CB | 9MSZ-M-B |  | Mini-Splits(Ducted) | 9HCHP0-C-M-B |  | 9000 | 19.5 | 11 | 10000 | 8600 | 86% | 2.25 | 0 | 12.8 |  |  |  |  | R-454B | 0.75 | Residential & Commercial | VSMSHP | Ducted CEE Tier 1
216760086 | Mini/Multi Split | Multi MFG | HRCU-A-CB | 12MSZ-M-B |  | Mini-Splits(Ducted) | 12HCHP0-C-M-B |  | 11500 | 19 | 10.2 | 12000 | 8800 | 73.33% | 2.25 | 0 | 11.7 |  |  |  |  | R-454B | 0.95833 | Residential & Commercial | VSMSHP | Ducted CEE Tier 1
216760087 | Mini/Multi Split | Multi MFG | HRCU-A-CB | 18MSZ-M-B |  | Mini-Splits(Ducted) | 18HCHP0-C-M-B |  | 17000 | 20 | 10.5 | 20000 | 14000 | 70% | 2.2 | 0 | 12.5 |  |  |  |  | R-454B | 1.4167 | Residential & Commercial | VSMSHP | Ducted CEE Tier 1
216760088 | Mini/Multi Split | Multi MFG | HRCU-A-CB | MSH-09HD-B |  | Mini-Splits(Ducted) | 9HCHP0-C-M-B |  | 9000 | 21.4 | 12.5 | 10000 | 11200 | 112% | 1.89 | 0 | 13.4 |  |  |  |  | R-454B | 0.75 | Residential & Commercial | VSMSHP | Ducted CEE Tier 1
216760089 | Mini/Multi Split | Multi MFG | HRCU-A-CB | MSH-12HD-B |  | Mini-Splits(Ducted) | 12HCHP0-C-M-B |  | 12000 | 20 | 10 | 12500 | 11800 | 94.4% | 1.9 | 0 | 12 |  |  |  |  | R-454B | 1 | Residential & Commercial | VSMSHP | Ducted CEE Tier 1
216760090 | Mini/Multi Split | Multi MFG | HRCU-A-CB | MSH-18HD-B |  | Mini-Splits(Ducted) | 18HCHP0-C-M-B |  | 17000 | 18 | 10.5 | 19000 | 18000 | 94.74% | 2 | 0 | 12 |  |  |  |  | R-454B | 1.4167 | Residential & Commercial | VSMSHP | Ducted CEE Tier 1
216760091 | Mini/Multi Split | Multi MFG | HRCU-A-CB | 9MSZ-M-B |  | Mini-Splits(Ducted) | 9HHHP0-C-M-B |  | 9000 | 19.7 | 11.5 | 10000 | 8300 | 83% | 2.31 | 0 | 13 |  |  |  |  | R-454B | 0.75 | Residential & Commercial | VSMSHP | Ducted CEE Tier 1
216760092 | Mini/Multi Split | Multi MFG | HRCU-A-CB | 12MSZ-M-B |  | Mini-Splits(Ducted) | 12HHHP0-C-M-B |  | 12000 | 19.5 | 10.5 | 12000 | 8900 | 74.17% | 2.44 | 0 | 12 |  |  |  |  | R-454B | 1 | Residential & Commercial | VSMSHP | Ducted CEE Tier 1
216760093 | Mini/Multi Split | Multi MFG | HRCU-A-CB | 18MSZ-M-B |  | Mini-Splits(Ducted) | 18HHHP0-C-M-B |  | 17500 | 20 | 11.3 | 20000 | 14200 | 71% | 2.4 | 0 | 13.3 |  |  |  |  | R-454B | 1.4583 | Residential & Commercial | VSMSHP | Ducted CEE Tier 1
216760094 | Mini/Multi Split | Multi MFG | HRCU-A-CB | 24MSZ-M-B |  | Mini-Splits(Ducted) | 24HHHP0-C-M-B |  | 24000 | 19 | 11 | 25000 | 19000 | 76% | 2.3 | 0 | 12.5 |  |  |  |  | R-454B | 2 | Residential & Commercial | VSMSHP | Ducted CEE Tier 1
216760096 | Mini/Multi Split | Multi MFG | HRCU-A-CB | MSU-48HD-B |  | Mini-Splits(Ducted) | 48HHHP0-C-M-B |  | 48000 | 17.1 | 9.8 | 50000 | 38000 | 76% | 2 | 0 | 10 |  |  |  |  | R-454B | 4 | Residential & Commercial | VSMSHP | Ducted CEE Tier 1
216760098 | Mini/Multi Split | Multi MFG | HRCU-A-CB | MSH-09HD-B |  | Mini-Splits(Ducted) | 9HHHP0-C-M-B |  | 9000 | 20.5 | 13.8 | 9900 | 11900 | 120.2% | 1.85 | 0 | 14 |  |  |  |  | R-454B | 0.75 | Residential & Commercial | VSMSHP | Ducted CEE Tier 1
216760099 | Mini/Multi Split | Multi MFG | HRCU-A-CB | MSH-12HD-B |  | Mini-Splits(Ducted) | 12HHHP0-C-M-B |  | 12000 | 20 | 10.6 | 12000 | 12000 | 100% | 1.95 | 0 | 12 |  |  |  |  | R-454B | 1 | Residential & Commercial | VSMSHP | Ducted CEE Tier 1
216760100 | Mini/Multi Split | Multi MFG | HRCU-A-CB | MSH-18HD-B |  | Mini-Splits(Ducted) | 18HHHP0-C-M-B |  | 17500 | 18.4 | 11.1 | 19500 | 18000 | 92.31% | 2.1 | 0 | 12 |  |  |  |  | R-454B | 1.4583 | Residential & Commercial | VSMSHP | Ducted CEE Tier 1
216760101 | Mini/Multi Split | Multi MFG | HRCU-A-CB | MSH-24HD-B |  | Mini-Splits(Ducted) | 24HHHP0-C-M-B |  | 24000 | 19 | 11.7 | 26000 | 24000 | 92.31% | 2.18 | 0 | 12 |  |  |  |  | R-454B | 2 | Residential & Commercial | VSMSHP | Ducted CEE Tier 1
216760102 | Mini/Multi Split | Multi MFG | HRCU-A-CB | MSH-36HD-B |  | Mini-Splits(Ducted) | 36HHHP0-C-M-B |  | 36000 | 17.7 | 11.1 | 42000 | 37600 | 89.52% | 2.1 | 0 | 12 |  |  |  |  | R-454B | 3 | Residential & Commercial | VSMSHP | Ducted CEE Tier 1
216760103 | Mini/Multi Split | Multi MFG | HRCU-A-CB | MSH-48HD-B |  | Mini-Splits(Ducted) | 48HHHP0-C-M-B |  | 48000 | 16.7 | 10.8 | 52000 | 47500 | 91.35% | 2 | 0 | 10.4 |  |  |  |  | R-454B | 4 | Residential & Commercial | VSMSHP | Ducted CEE Tier 1
216760104 | Mini/Multi Split | Multi MFG | HRCU-A-CB | MSH-60HD-B |  | Mini-Splits(Ducted) | 60HHHP0-C-M-B |  | 55000 | 15.8 | 10.4 | 60000 | 53500 | 89.17% | 2.1 | 0 | 10.2 |  |  |  |  | R-454B | 4.5833 | Residential & Commercial | VSMSHP | Ducted CEE Tier 1
213362177 | Mini/Multi Split | Mitsubishi Electric | HRCU-A-CB | SUZ-KA36NAHZ* |  | Mini-Splits(Ducted) | PEAD-A36AA9 |  | 33000 | 15.2 | 9.3 | 40000 | 38000 | 95% | 1.75 | 0 | 12.5 |  |  |  |  | R-410A | 2.75 | Residential & Commercial | VSMSHP | Ducted CEE Tier 1
213362179 | Mini/Multi Split | Trane / Mitsubishi Electric | HRCU-A-CB | SUZ-KA36NAHZ* |  | Mini-Splits(Ducted) | TPEADA0361AA90A |  | 33000 | 15.2 | 9.3 | 40000 | 38000 | 95% | 1.75 | 0 | 12.5 |  |  |  |  | R-410A | 2.75 | Residential & Commercial | VSMSHP | Ducted CEE Tier 1
213362173 | Mini/Multi Split | Mitsubishi Electric | HRCU-A-CB | SUZ-KA30NAHZ* |  | Mini-Splits(Ducted) | PEAD-A30AA9 |  | 30000 | 17.8 | 8.6 | 34000 | 32000 | 94.12% | 1.75 | 0 | 12.5 |  |  |  |  | R-410A | 2.5 | Residential & Commercial | VSMSHP | Ducted CEE Tier 1
213362174 | Mini/Multi Split | Trane / Mitsubishi Electric | HRCU-A-CB | SUZ-KA30NAHZ* |  | Mini-Splits(Ducted) | TPEADA0301AA90A |  | 30000 | 17.8 | 8.6 | 34000 | 32000 | 94.12% | 1.75 | 0 | 12.5 |  |  |  |  | R-410A | 2.5 | Residential & Commercial | VSMSHP | Ducted CEE Tier 1
206717855 | Mini/Multi Split | Trane / Mitsubishi Electric | HRCU-A-CB | PUZ-HA36NKA |  | Mini-Splits(Ducted) | TPVA0A0361AA70A |  | 33000 | 18.2 | 10 | 40000 | 38000 | 95% | 2 | 13 | 13.2 |  |  |  |  | R-410A | 2.75 | Residential & Commercial | VSMSHP | Ducted CEE Tier 1
216759958 | Mini/Multi Split | ECO-AIR | HRCU-A-CB | EDSO-06H |  | Mini-Splits(Ducted) | EDLS-06U |  | 6500 | 21.4 | 13.8 | 8000 | 7800 | 97.5% | 2.4 | 0 | 14.4 |  |  |  |  | R-454B | 0.54167 | Residential & Commercial | VSMSHP | Ducted CEE Tier 1
216759959 | Mini/Multi Split | ECO-AIR | HRCU-A-CB | EDSO-09H |  | Mini-Splits(Ducted) | EDLS-09U |  | 9000 | 21.4 | 12.5 | 10000 | 11200 | 112% | 1.89 | 0 | 13.4 |  |  |  |  | R-454B | 0.75 | Residential & Commercial | VSMSHP | Ducted CEE Tier 1
216759960 | Mini/Multi Split | ECO-AIR | HRCU-A-CB | EDSO-12H |  | Mini-Splits(Ducted) | EDLS-12U |  | 12000 | 20 | 10 | 12500 | 11800 | 94.4% | 1.9 | 0 | 12 |  |  |  |  | R-454B | 1 | Residential & Commercial | VSMSHP | Ducted CEE Tier 1
216759961 | Mini/Multi Split | ECO-AIR | HRCU-A-CB | EDSO-18H |  | Mini-Splits(Ducted) | EDLS-18U |  | 17000 | 18 | 10.5 | 19000 | 18000 | 94.74% | 2 | 0 | 12 |  |  |  |  | R-454B | 1.4167 | Residential & Commercial | VSMSHP | Ducted CEE Tier 1
216759962 | Mini/Multi Split | ECO-AIR | HRCU-A-CB | EDSO-09E |  | Mini-Splits(Ducted) | EDLS-09U |  | 9000 | 19.5 | 11 | 10000 | 8600 | 86% | 2.25 | 0 | 12.8 |  |  |  |  | R-454B | 0.75 | Residential & Commercial | VSMSHP | Ducted CEE Tier 1
216759963 | Mini/Multi Split | ECO-AIR | HRCU-A-CB | EDSO-12E |  | Mini-Splits(Ducted) | EDLS-12U |  | 11500 | 19 | 10.2 | 12000 | 8800 | 73.33% | 2.25 | 0 | 11.7 |  |  |  |  | R-454B | 0.95833 | Residential & Commercial | VSMSHP | Ducted CEE Tier 1
216759964 | Mini/Multi Split | ECO-AIR | HRCU-A-CB | EDSO-18E |  | Mini-Splits(Ducted) | EDLS-18U |  | 17000 | 20 | 10.5 | 20000 | 14000 | 70% | 2.2 | 0 | 12.5 |  |  |  |  | R-454B | 1.4167 | Residential & Commercial | VSMSHP | Ducted CEE Tier 1
216759965 | Mini/Multi Split | ECO-AIR | HRCU-A-CB | EDSO-09H |  | Mini-Splits(Ducted) | EDHS-09U |  | 9000 | 20.5 | 13.8 | 9900 | 11900 | 120.2% | 1.85 | 0 | 14 |  |  |  |  | R-454B | 0.75 | Residential & Commercial | VSMSHP | Ducted CEE Tier 1
216759966 | Mini/Multi Split | ECO-AIR | HRCU-A-CB | EDSO-12H |  | Mini-Splits(Ducted) | EDHS-12U |  | 12000 | 20 | 10.6 | 12000 | 12000 | 100% | 1.95 | 0 | 12 |  |  |  |  | R-454B | 1 | Residential & Commercial | VSMSHP | Ducted CEE Tier 1
216759967 | Mini/Multi Split | ECO-AIR | HRCU-A-CB | EDSO-18H |  | Mini-Splits(Ducted) | EDHS-18U |  | 17500 | 18.4 | 11.1 | 19500 | 18000 | 92.31% | 2.1 | 0 | 12 |  |  |  |  | R-454B | 1.4583 | Residential & Commercial | VSMSHP | Ducted CEE Tier 1
216759968 | Mini/Multi Split | ECO-AIR | HRCU-A-CB | EDSO-24H |  | Mini-Splits(Ducted) | EDHS-24U |  | 24000 | 19 | 11.7 | 26000 | 24000 | 92.31% | 2.18 | 0 | 12 |  |  |  |  | R-454B | 2 | Residential & Commercial | VSMSHP | Ducted CEE Tier 1
216759969 | Mini/Multi Split | ECO-AIR | HRCU-A-CB | EDSO-36H |  | Mini-Splits(Ducted) | EDHS-36U |  | 36000 | 17.7 | 11.1 | 42000 | 37600 | 89.52% | 2.1 | 0 | 12 |  |  |  |  | R-454B | 3 | Residential & Commercial | VSMSHP | Ducted CEE Tier 1
216759970 | Mini/Multi Split | ECO-AIR | HRCU-A-CB | EDSO-48H |  | Mini-Splits(Ducted) | EDHS-48U |  | 48000 | 16.7 | 10.8 | 52000 | 47500 | 91.35% | 2 | 0 | 10.4 |  |  |  |  | R-454B | 4 | Residential & Commercial | VSMSHP | Ducted CEE Tier 1
216759971 | Mini/Multi Split | ECO-AIR | HRCU-A-CB | EDSO-60H |  | Mini-Splits(Ducted) | EDHS-60U |  | 55000 | 15.8 | 10.4 | 60000 | 53500 | 89.17% | 2.1 | 0 | 10.2 |  |  |  |  | R-454B | 4.5833 | Residential & Commercial | VSMSHP | Ducted CEE Tier 1
216759972 | Mini/Multi Split | ECO-AIR | HRCU-A-CB | EDSO-09E |  | Mini-Splits(Ducted) | EDHS-09U |  | 9000 | 19.7 | 11.5 | 10000 | 8300 | 83% | 2.31 | 0 | 13 |  |  |  |  | R-454B | 0.75 | Residential & Commercial | VSMSHP | Ducted CEE Tier 1
216759973 | Mini/Multi Split | ECO-AIR | HRCU-A-CB | EDSO-12E |  | Mini-Splits(Ducted) | EDHS-12U |  | 12000 | 19.5 | 10.5 | 12000 | 8900 | 74.17% | 2.44 | 0 | 12 |  |  |  |  | R-454B | 1 | Residential & Commercial | VSMSHP | Ducted CEE Tier 1
216759974 | Mini/Multi Split | ECO-AIR | HRCU-A-CB | EDSO-18E |  | Mini-Splits(Ducted) | EDHS-18U |  | 17500 | 20 | 11.3 | 20000 | 14200 | 71% | 2.4 | 0 | 13.3 |  |  |  |  | R-454B | 1.4583 | Residential & Commercial | VSMSHP | Ducted CEE Tier 1
216759975 | Mini/Multi Split | ECO-AIR | HRCU-A-CB | EDSO-24E |  | Mini-Splits(Ducted) | EDHS-24U |  | 24000 | 19 | 11 | 25000 | 19000 | 76% | 2.3 | 0 | 12.5 |  |  |  |  | R-454B | 2 | Residential & Commercial | VSMSHP | Ducted CEE Tier 1
216759977 | Mini/Multi Split | ECO-AIR | HRCU-A-CB | EDSO-48E |  | Mini-Splits(Ducted) | EDHS-48U |  | 48000 | 17.1 | 9.8 | 50000 | 38000 | 76% | 2 | 0 | 10 |  |  |  |  | R-454B | 4 | Residential & Commercial | VSMSHP | Ducted CEE Tier 1
214377767 | Mini/Multi Split | Kepler | HRCU-A-CB | ODUMOX330-09HFN1MY5W |  | Mini-Splits(Ducted) | IDUMTIU-09HWFN1-M |  | 9000 | 20.2 | 12 | 10000 | 10800 | 108% | 1.9 | 14 | 13.2 |  |  |  |  | R-410A | 0.75 | Residential & Commercial | VSMSHP | Ducted CEE Tier 1
214377768 | Mini/Multi Split | Kepler | HRCU-A-CB | ODUMOX330-12HFN1MW5W |  | Mini-Splits(Ducted) | IDUMTIU-12HWFN1-M |  | 12000 | 19.5 | 10 | 12500 | 12100 | 96.8% | 1.96 | 13 | 11.7 |  |  |  |  | R-410A | 1 | Residential & Commercial | VSMSHP | Ducted CEE Tier 1
214377769 | Mini/Multi Split | Kepler | HRCU-A-CB | ODUMOX430-17HFN1MT0W |  | Mini-Splits(Ducted) | IDUMTIU-18HWFN1-M |  | 17000 | 18 | 9.5 | 19000 | 17700 | 93.16% | 1.85 | 12.5 | 11.7 |  |  |  |  | R-410A | 1.4167 | Residential & Commercial | VSMSHP | Ducted CEE Tier 1
214377770 | Mini/Multi Split | Kepler | HRCU-A-CB | ODUMOD30-24HFN1MU0W |  | Mini-Splits(Ducted) | IDUMTIU-24HWFN1-M |  | 24000 | 19.2 | 10.5 | 25000 | 27000 | 108% | 2 | 12.5 | 12 |  |  |  |  | R-410A | 2 | Residential & Commercial | VSMSHP | Ducted CEE Tier 1
216014101 | Mini/Multi Split | SEA BREEZE+ | HRCU-A-CB | SZ09H525ZMO |  | Mini-Splits(Ducted) | D09H525ZMI |  | 9000 | 19.7 | 11.5 | 10000 | 8300 | 83% | 2.31 | 0 | 13 |  |  |  |  | R-454B | 0.75 | Residential & Commercial | VSMSHP | Ducted CEE Tier 1
10028966 | Mini/Multi Split | MDV | HRCU-A-CB | MOD30-24HFN1-MT0W* |  | Mini-Splits(Ducted) | MTIU-24HWFN1-M |  | 24000 | 19.2 | 10.5 | 24000 | 24000 | 100% | 1.9 | 12.5 | 11.7 |  |  |  |  | R-410A | 2 | Residential & Commercial | VSMSHP | Ducted CEE Tier 1
216578942 | Mini/Multi Split | Nutech | HRCU-A-CB | NOX230-09HFN10-M1 |  | Mini-Splits(Ducted) | NTJ-09HWFN10-M1-D |  | 9000 | 19.7 | 11.5 | 10000 | 8300 | 83% | 2.31 | 0 | 13 |  |  |  |  | R-454B | 0.75 | Residential & Commercial | VSMSHP | Ducted CEE Tier 1
214596120 | Mini/Multi Split | NG Trade | HRCU-A-CB | EZCO24K1 |  | Mini-Splits(Ducted) | EZCI24K1 |  | 24000 | 17 | 9.2 | 26000 | 19400 | 74.62% | 2.1 | 11.3 | 10.5 |  |  |  |  | R-410A | 2 | Residential & Commercial | VSMSHP | Ducted CEE Tier 1
211259272 | Mini/Multi Split | Mitsubishi Electric | HRCU-A-CB | PUZ-HA24NHA1 |  | Mini-Splits(Ducted) | PVA-A24AA* |  | 24000 | 19 | 9.4 | 28000 | 26000 | 92.86% | 1.9 | 11.4 | 11.4 |  |  |  |  | R-410A | 2 | Residential & Commercial | VSMSHP | Ducted CEE Tier 1
213617713 | Mini/Multi Split | Mitsubishi Electric | HRCU-A-CB | PUZ-HA42NKA2*** |  | Mini-Splits(Ducted) | PVA-A42AA* |  | 42000 | 15.4 | 9.3 | 54000 | 48000 | 88.89% | 1.9 | 0 | 10.6 |  |  |  |  | R-410A | 3.5 | Residential & Commercial | VSMSHP | Ducted CEE Tier 1
214594902 | Mini/Multi Split | GOODMAN | HRCU-A-CB | MSH123G22MCAA |  | Mini-Splits(Ducted) | MST123E21ADAA |  | 12000 | 19.5 | 10 | 12500 | 12100 | 96.8% | 1.96 | 13 | 11.7 |  |  |  |  | R-410A | 1 | Residential & Commercial | VSMSHP | Ducted CEE Tier 1
214594903 | Mini/Multi Split | GOODMAN | HRCU-A-CB | MSH183G22MCAA |  | Mini-Splits(Ducted) | MST183E21ADAA |  | 17000 | 18 | 9.5 | 19000 | 17700 | 93.16% | 1.85 | 12.5 | 11.7 |  |  |  |  | R-410A | 1.4167 | Residential & Commercial | VSMSHP | Ducted CEE Tier 1
214594904 | Mini/Multi Split | GOODMAN | HRCU-A-CB | MSH243G22MCAA |  | Mini-Splits(Ducted) | MST243E21ADAA |  | 24000 | 19.2 | 10.5 | 25000 | 27000 | 108% | 2 | 12.5 | 12 |  |  |  |  | R-410A | 2 | Residential & Commercial | VSMSHP | Ducted CEE Tier 1
214594907 | Mini/Multi Split | FRANKLIN | HRCU-A-CB | MSH123F25MCAA |  | Mini-Splits(Ducted) | MST123E21ADAA |  | 12000 | 19.5 | 10 | 12500 | 12100 | 96.8% | 1.96 | 13 | 11.7 |  |  |  |  | R-410A | 1 | Residential & Commercial | VSMSHP | Ducted CEE Tier 1
214594908 | Mini/Multi Split | FRANKLIN | HRCU-A-CB | MSH183F25MCAA |  | Mini-Splits(Ducted) | MST183E21ADAA |  | 17000 | 18 | 9.5 | 19000 | 17700 | 93.16% | 1.85 | 12.5 | 11.7 |  |  |  |  | R-410A | 1.4167 | Residential & Commercial | VSMSHP | Ducted CEE Tier 1
214594909 | Mini/Multi Split | FRANKLIN | HRCU-A-CB | MSH243F25MCAA |  | Mini-Splits(Ducted) | MST243E21ADAA |  | 24000 | 19.2 | 10.5 | 25000 | 27000 | 108% | 2 | 12.5 | 12 |  |  |  |  | R-410A | 2 | Residential & Commercial | VSMSHP | Ducted CEE Tier 1
216558426 | Mini/Multi Split | Coleman | HRCU-A-CB | UPC36CN23STG1 |  | Mini-Splits(Ducted) | UNI36DT23STG1 |  | 33000 | 18.5 | 9 | 36000 | 36000 | 100% | 2 | 0 | 11.7 |  |  |  |  | R-454B | 2.75 | Residential & Commercial | VSMSHP | Ducted CEE Tier 1
216558427 | Mini/Multi Split | Coleman | HRCU-A-CB | UPC48CN23STG1 |  | Mini-Splits(Ducted) | UNI48DT23STG1 |  | 44000 | 19.5 | 9.5 | 44000 | 44000 | 100% | 2 | 0 | 10.7 |  |  |  |  | R-454B | 3.6667 | Residential & Commercial | VSMSHP | Ducted CEE Tier 1
216558430 | Mini/Multi Split | LUXAIRE | HRCU-A-CB | UPC36CN23STG1 |  | Mini-Splits(Ducted) | UNI36DT23STG1 |  | 33000 | 18.5 | 9 | 36000 | 36000 | 100% | 2 | 0 | 11.7 |  |  |  |  | R-454B | 2.75 | Residential & Commercial | VSMSHP | Ducted CEE Tier 1
216558431 | Mini/Multi Split | LUXAIRE | HRCU-A-CB | UPC48CN23STG1 |  | Mini-Splits(Ducted) | UNI48DT23STG1 |  | 44000 | 19.5 | 9.5 | 44000 | 44000 | 100% | 2 | 0 | 10.7 |  |  |  |  | R-454B | 3.6667 | Residential & Commercial | VSMSHP | Ducted CEE Tier 1
216566082 | Mini/Multi Split | Coleman | HRCU-A-CB | UPC09CN23STG1 |  | Mini-Splits(Ducted) | UNI09DT23STG1 |  | 9000 | 19.5 | 9.5 | 9000 | 12000 | 133.3% | 1.8 | 0 | 11.7 |  |  |  |  | R-454B | 0.75 | Residential & Commercial | VSMSHP | Ducted CEE Tier 1
216566083 | Mini/Multi Split | Coleman | HRCU-A-CB | UPC12CN23STG1 |  | Mini-Splits(Ducted) | UNI12DT23STG1 |  | 12000 | 19.5 | 9.5 | 12000 | 12000 | 100% | 1.8 | 0 | 11.7 |  |  |  |  | R-454B | 1 | Residential & Commercial | VSMSHP | Ducted CEE Tier 1
216566086 | Mini/Multi Split | LUXAIRE | HRCU-A-CB | UPC09CN23STG1 |  | Mini-Splits(Ducted) | UNI09DT23STG1 |  | 9000 | 19.5 | 9.5 | 9000 | 12000 | 133.3% | 1.8 | 0 | 11.7 |  |  |  |  | R-454B | 0.75 | Residential & Commercial | VSMSHP | Ducted CEE Tier 1
216566087 | Mini/Multi Split | LUXAIRE | HRCU-A-CB | UPC12CN23STG1 |  | Mini-Splits(Ducted) | UNI12DT23STG1 |  | 12000 | 19.5 | 9.5 | 12000 | 12000 | 100% | 1.8 | 0 | 11.7 |  |  |  |  | R-454B | 1 | Residential & Commercial | VSMSHP | Ducted CEE Tier 1
214861923 | Mini/Multi Split | MDV | HRCU-A-CB | MOX230-06HFN10-M1X |  | Mini-Splits(Ducted) | MTIM-12HWFN10-M1 |  | 6500 | 21.5 | 13.8 | 8000 | 7800 | 97.5% | 2.4 | 0 | 14.5 |  |  |  |  | R-454B | 0.54167 | Residential & Commercial | VSMSHP | Ducted CEE Tier 1
214861924 | Mini/Multi Split | MDV | HRCU-A-CB | MOX330-09HFN10-M1X |  | Mini-Splits(Ducted) | MTIM-12HWFN10-M1 |  | 9000 | 21.5 | 12.5 | 10000 | 11200 | 112% | 1.89 | 0 | 13.5 |  |  |  |  | R-454B | 0.75 | Residential & Commercial | VSMSHP | Ducted CEE Tier 1
214861925 | Mini/Multi Split | MDV | HRCU-A-CB | MOX330-09HFN10-M1X |  | Mini-Splits(Ducted) | MTJ-09HWFN10-M1 |  | 9000 | 20.6 | 13.8 | 9900 | 11900 | 120.2% | 1.85 | 0 | 14 |  |  |  |  | R-454B | 0.75 | Residential & Commercial | VSMSHP | Ducted CEE Tier 1
214861926 | Mini/Multi Split | MDV | HRCU-A-CB | MOX330-09HFN10-M1X |  | Mini-Splits(Ducted) | MTJM-12HWFN10-M1 |  | 9000 | 20.6 | 13.8 | 9900 | 11900 | 120.2% | 1.85 | 0 | 14 |  |  |  |  | R-454B | 0.75 | Residential & Commercial | VSMSHP | Ducted CEE Tier 1
214861927 | Mini/Multi Split | MDV | HRCU-A-CB | MOX330-12HFN10-M1X |  | Mini-Splits(Ducted) | MTJM-12HWFN10-M1 |  | 12000 | 20.2 | 10.6 | 12000 | 12000 | 100% | 1.95 | 0 | 12 |  |  |  |  | R-454B | 1 | Residential & Commercial | VSMSHP | Ducted CEE Tier 1
214861928 | Mini/Multi Split | MDV | HRCU-A-CB | MOX430-18HFN10-M1X |  | Mini-Splits(Ducted) | MTJ-18HWFN10-M1 |  | 17500 | 18.5 | 11.1 | 19500 | 18000 | 92.31% | 2.1 | 0 | 12.1 |  |  |  |  | R-454B | 1.4583 | Residential & Commercial | VSMSHP | Ducted CEE Tier 1
214861929 | Mini/Multi Split | MDV | HRCU-A-CB | MOX230-09HFN10-M1 |  | Mini-Splits(Ducted) | MTIM-12HWFN10-M1 |  | 9000 | 19.6 | 11 | 10000 | 8600 | 86% | 2.25 | 0 | 12.8 |  |  |  |  | R-454B | 0.75 | Residential & Commercial | VSMSHP | Ducted CEE Tier 1
214861930 | Mini/Multi Split | MDV | HRCU-A-CB | MOX230-09HFN10-M1 |  | Mini-Splits(Ducted) | MTJ-09HWFN10-M1 |  | 9000 | 19.8 | 11.5 | 10000 | 8300 | 83% | 2.31 | 0 | 13 |  |  |  |  | R-454B | 0.75 | Residential & Commercial | VSMSHP | Ducted CEE Tier 1
214861931 | Mini/Multi Split | MDV | HRCU-A-CB | MOX230-09HFN10-M1 |  | Mini-Splits(Ducted) | MTJM-12HWFN10-M1 |  | 9000 | 19.8 | 11.5 | 10000 | 8300 | 83% | 2.31 | 0 | 13 |  |  |  |  | R-454B | 0.75 | Residential & Commercial | VSMSHP | Ducted CEE Tier 1
214861932 | Mini/Multi Split | MDV | HRCU-A-CB | MOX230-12HFN10-M1 |  | Mini-Splits(Ducted) | MTJM-12HWFN10-M1 |  | 12000 | 19.5 | 10.5 | 12000 | 8900 | 74.17% | 2.44 | 0 | 12 |  |  |  |  | R-454B | 1 | Residential & Commercial | VSMSHP | Ducted CEE Tier 1
214861933 | Mini/Multi Split | MDV | HRCU-A-CB | MOX430-18HFN10-M1 |  | Mini-Splits(Ducted) | MTJ-18HWFN10-M1 |  | 17500 | 20 | 11.4 | 20000 | 14200 | 71% | 2.4 | 0 | 13.3 |  |  |  |  | R-454B | 1.4583 | Residential & Commercial | VSMSHP | Ducted CEE Tier 1
214861934 | Mini/Multi Split | MDV | HRCU-A-CB | MOX230-06HFN10-M1X |  | Mini-Splits(Ducted) | MTI-06HWFN10-M1-D |  | 6500 | 21.4 | 13.8 | 8000 | 7800 | 97.5% | 2.4 | 0 | 14.4 |  |  |  |  | R-454B | 0.54167 | Residential & Commercial | VSMSHP | Ducted CEE Tier 1
214861935 | Mini/Multi Split | MDV | HRCU-A-CB | MOX230-06HFN10-M1X |  | Mini-Splits(Ducted) | MTIM-12HWFN10-M1-D |  | 6500 | 21.4 | 13.8 | 8000 | 7800 | 97.5% | 2.4 | 0 | 14.4 |  |  |  |  | R-454B | 0.54167 | Residential & Commercial | VSMSHP | Ducted CEE Tier 1
214861936 | Mini/Multi Split | MDV | HRCU-A-CB | MOX330-09HFN10-M1X |  | Mini-Splits(Ducted) | MTI-09HWFN10-M1-D |  | 9000 | 21.4 | 12.5 | 10000 | 11200 | 112% | 1.89 | 0 | 13.4 |  |  |  |  | R-454B | 0.75 | Residential & Commercial | VSMSHP | Ducted CEE Tier 1
214861937 | Mini/Multi Split | MDV | HRCU-A-CB | MOX330-09HFN10-M1X |  | Mini-Splits(Ducted) | MTIM-12HWFN10-M1-D |  | 9000 | 21.4 | 12.5 | 10000 | 11200 | 112% | 1.89 | 0 | 13.4 |  |  |  |  | R-454B | 0.75 | Residential & Commercial | VSMSHP | Ducted CEE Tier 1
214861938 | Mini/Multi Split | MDV | HRCU-A-CB | MOX330-09HFN10-M1X |  | Mini-Splits(Ducted) | MTJ-09HWFN10-M1-D |  | 9000 | 20.5 | 13.8 | 9900 | 11900 | 120.2% | 1.85 | 0 | 14 |  |  |  |  | R-454B | 0.75 | Residential & Commercial | VSMSHP | Ducted CEE Tier 1
214861939 | Mini/Multi Split | MDV | HRCU-A-CB | MOX330-09HFN10-M1X |  | Mini-Splits(Ducted) | MTJM-12HWFN10-M1-D |  | 9000 | 20.5 | 13.8 | 9900 | 11900 | 120.2% | 1.85 | 0 | 14 |  |  |  |  | R-454B | 0.75 | Residential & Commercial | VSMSHP | Ducted CEE Tier 1
214861940 | Mini/Multi Split | MDV | HRCU-A-CB | MOX330-12HFN10-M1X |  | Mini-Splits(Ducted) | MTIM-12HWFN10-M1-D |  | 12000 | 20 | 10 | 12500 | 11800 | 94.4% | 1.9 | 0 | 12 |  |  |  |  | R-454B | 1 | Residential & Commercial | VSMSHP | Ducted CEE Tier 1
214861941 | Mini/Multi Split | MDV | HRCU-A-CB | MOX330-12HFN10-M1X |  | Mini-Splits(Ducted) | MTJM-12HWFN10-M1-D |  | 12000 | 20 | 10.6 | 12000 | 12000 | 100% | 1.95 | 0 | 12 |  |  |  |  | R-454B | 1 | Residential & Commercial | VSMSHP | Ducted CEE Tier 1
214861942 | Mini/Multi Split | MDV | HRCU-A-CB | MOX430-18HFN10-M1X |  | Mini-Splits(Ducted) | MTI-18HWFN10-M1-D |  | 17000 | 18 | 10.5 | 19000 | 18000 | 94.74% | 2 | 0 | 12 |  |  |  |  | R-454B | 1.4167 | Residential & Commercial | VSMSHP | Ducted CEE Tier 1
214861943 | Mini/Multi Split | MDV | HRCU-A-CB | MOX430-18HFN10-M1X |  | Mini-Splits(Ducted) | MTJ-18HWFN10-M1-D |  | 17500 | 18.4 | 11.1 | 19500 | 18000 | 92.31% | 2.1 | 0 | 12 |  |  |  |  | R-454B | 1.4583 | Residential & Commercial | VSMSHP | Ducted CEE Tier 1
214861944 | Mini/Multi Split | MDV | HRCU-A-CB | MOD30-24HFN10-M1X |  | Mini-Splits(Ducted) | MTJ-24HWFN10-M1-D |  | 24000 | 19 | 11.7 | 26000 | 24000 | 92.31% | 2.18 | 0 | 12 |  |  |  |  | R-454B | 2 | Residential & Commercial | VSMSHP | Ducted CEE Tier 1
214861945 | Mini/Multi Split | MDV | HRCU-A-CB | MOX230-09HFN10-M1 |  | Mini-Splits(Ducted) | MTI-09HWFN10-M1-D |  | 9000 | 19.5 | 11 | 10000 | 8600 | 86% | 2.25 | 0 | 12.8 |  |  |  |  | R-454B | 0.75 | Residential & Commercial | VSMSHP | Ducted CEE Tier 1
214861946 | Mini/Multi Split | MDV | HRCU-A-CB | MOX230-09HFN10-M1 |  | Mini-Splits(Ducted) | MTIM-12HWFN10-M1-D |  | 9000 | 19.5 | 11 | 10000 | 8600 | 86% | 2.25 | 0 | 12.8 |  |  |  |  | R-454B | 0.75 | Residential & Commercial | VSMSHP | Ducted CEE Tier 1
214861947 | Mini/Multi Split | MDV | HRCU-A-CB | MOX230-09HFN10-M1 |  | Mini-Splits(Ducted) | MTJ-09HWFN10-M1-D |  | 9000 | 19.7 | 11.5 | 10000 | 8300 | 83% | 2.31 | 0 | 13 |  |  |  |  | R-454B | 0.75 | Residential & Commercial | VSMSHP | Ducted CEE Tier 1
214861948 | Mini/Multi Split | MDV | HRCU-A-CB | MOX230-09HFN10-M1 |  | Mini-Splits(Ducted) | MTJM-12HWFN10-M1-D |  | 9000 | 19.7 | 11.5 | 10000 | 8300 | 83% | 2.31 | 0 | 13 |  |  |  |  | R-454B | 0.75 | Residential & Commercial | VSMSHP | Ducted CEE Tier 1
214861949 | Mini/Multi Split | MDV | HRCU-A-CB | MOX230-12HFN10-M1 |  | Mini-Splits(Ducted) | MTIM-12HWFN10-M1-D |  | 11500 | 19 | 10.2 | 12000 | 8800 | 73.33% | 2.25 | 0 | 11.7 |  |  |  |  | R-454B | 0.95833 | Residential & Commercial | VSMSHP | Ducted CEE Tier 1
214861950 | Mini/Multi Split | MDV | HRCU-A-CB | MOX230-12HFN10-M1 |  | Mini-Splits(Ducted) | MTJM-12HWFN10-M1-D |  | 12000 | 19.5 | 10.5 | 12000 | 8900 | 74.17% | 2.44 | 0 | 12 |  |  |  |  | R-454B | 1 | Residential & Commercial | VSMSHP | Ducted CEE Tier 1
214861951 | Mini/Multi Split | MDV | HRCU-A-CB | MOX430-18HFN10-M1 |  | Mini-Splits(Ducted) | MTI-18HWFN10-M1-D |  | 17000 | 20 | 10.5 | 20000 | 14000 | 70% | 2.2 | 0 | 12.5 |  |  |  |  | R-454B | 1.4167 | Residential & Commercial | VSMSHP | Ducted CEE Tier 1
214861952 | Mini/Multi Split | MDV | HRCU-A-CB | MOX430-18HFN10-M1 |  | Mini-Splits(Ducted) | MTJ-18HWFN10-M1-D |  | 17500 | 20 | 11.3 | 20000 | 14200 | 71% | 2.4 | 0 | 13.3 |  |  |  |  | R-454B | 1.4583 | Residential & Commercial | VSMSHP | Ducted CEE Tier 1
214861953 | Mini/Multi Split | MDV | HRCU-A-CB | MOD30-24HFN10-M1 |  | Mini-Splits(Ducted) | MTJ-24HWFN10-M1-D |  | 24000 | 19 | 11 | 25000 | 19000 | 76% | 2.3 | 0 | 12.5 |  |  |  |  | R-454B | 2 | Residential & Commercial | VSMSHP | Ducted CEE Tier 1
214861954 | Mini/Multi Split | MDV | HRCU-A-CB | MOX630-36HFN10-M2X |  | Mini-Splits(Ducted) | MTJ-36HWFN10-M2-D |  | 36000 | 17.7 | 11.1 | 42000 | 37600 | 89.52% | 2.1 | 0 | 12 |  |  |  |  | R-454B | 3 | Residential & Commercial | VSMSHP | Ducted CEE Tier 1
214861955 | Mini/Multi Split | MDV | HRCU-A-CB | MOE30-48HFN10-M2X |  | Mini-Splits(Ducted) | MTJ-48HWFN10-M2-D |  | 48000 | 16.7 | 10.8 | 52000 | 47500 | 91.35% | 2 | 0 | 10.4 |  |  |  |  | R-454B | 4 | Residential & Commercial | VSMSHP | Ducted CEE Tier 1
214861957 | Mini/Multi Split | MDV | HRCU-A-CB | MOE30-48HFN10-M2 |  | Mini-Splits(Ducted) | MTJ-48HWFN10-M2-D |  | 48000 | 17.1 | 9.8 | 50000 | 38000 | 76% | 2 | 0 | 10 |  |  |  |  | R-454B | 4 | Residential & Commercial | VSMSHP | Ducted CEE Tier 1
214861958 | Mini/Multi Split | MDV | HRCU-A-CB | MOE30-60HFN10-M2X |  | Mini-Splits(Ducted) | MHJ-60HWFN10-M2-D |  | 55000 | 15.8 | 10.4 | 60000 | 53500 | 89.17% | 2.1 | 0 | 10.2 |  |  |  |  | R-454B | 4.5833 | Residential & Commercial | VSMSHP | Ducted CEE Tier 1
214911491 | Mini/Multi Split | HITACHI | HRCU-A-CB | PAS-18BUFASDQ1 |  | Mini-Splits(Ducted) | JPE18B3XB2HS1A |  | 18000 | 18 | 8.5 | 19000 | 14000 | 73.68% | 2.2 | 0 | 11.7 |  |  |  |  | R-32 | 1.5 | Residential & Commercial | VSMSHP | Ducted CEE Tier 1
214911492 | Mini/Multi Split | HITACHI | HRCU-A-CB | PAS-24BUFASDQ1 |  | Mini-Splits(Ducted) | JPE24B3XC2HS1A |  | 22000 | 18 | 8.5 | 24000 | 18400 | 76.67% | 1.9 | 0 | 11.7 |  |  |  |  | R-32 | 1.8333 | Residential & Commercial | VSMSHP | Ducted CEE Tier 1
214911493 | Mini/Multi Split | HITACHI | HRCU-A-CB | PAS-48BUFASDQ1 |  | Mini-Splits(Ducted) | JPE48C3XG2HS1A |  | 48000 | 18 | 8.5 | 48000 | 36400 | 75.83% | 2 | 0 | 11.7 |  |  |  |  | R-32 | 4 | Residential & Commercial | VSMSHP | Ducted CEE Tier 1
216699329 | Mini/Multi Split | SLIMAIR | HRCU-A-CB | SHC48AH2AG |  | Mini-Splits(Ducted) | SHD48AC2AG |  | 48000 | 16.7 | 10.8 | 52000 | 47500 | 91.35% | 2 | 0 | 10.4 |  |  |  |  | R-454B | 4 | Residential & Commercial | VSMSHP | Ducted CEE Tier 1
216699330 | Mini/Multi Split | SLIMAIR | HRCU-A-CB | SHC55AH2AG |  | Mini-Splits(Ducted) | SHD60AC2AG |  | 55000 | 15.8 | 10.4 | 60000 | 53500 | 89.17% | 2.1 | 0 | 10.2 |  |  |  |  | R-454B | 4.5833 | Residential & Commercial | VSMSHP | Ducted CEE Tier 1
216699331 | Mini/Multi Split | SLIMAIR | HRCU-A-CB | SHC09AE2AG |  | Mini-Splits(Ducted) | SHD09AC2AG |  | 9000 | 19.7 | 11.5 | 10000 | 8300 | 83% | 2.31 | 0 | 13 |  |  |  |  | R-454B | 0.75 | Residential & Commercial | VSMSHP | Ducted CEE Tier 1
216699332 | Mini/Multi Split | SLIMAIR | HRCU-A-CB | SHC12AE2AG |  | Mini-Splits(Ducted) | SHD12AC2AG |  | 12000 | 19.5 | 10.5 | 12000 | 8900 | 74.17% | 2.44 | 0 | 12 |  |  |  |  | R-454B | 1 | Residential & Commercial | VSMSHP | Ducted CEE Tier 1
216699333 | Mini/Multi Split | SLIMAIR | HRCU-A-CB | SHC18AE2AG |  | Mini-Splits(Ducted) | SHD18AC2AG |  | 17500 | 20 | 11.3 | 20000 | 14200 | 71% | 2.4 | 0 | 13.3 |  |  |  |  | R-454B | 1.4583 | Residential & Commercial | VSMSHP | Ducted CEE Tier 1
216699334 | Mini/Multi Split | SLIMAIR | HRCU-A-CB | SHC24AE2AG |  | Mini-Splits(Ducted) | SHD24AC2AG |  | 24000 | 19 | 11 | 25000 | 19000 | 76% | 2.3 | 0 | 12.5 |  |  |  |  | R-454B | 2 | Residential & Commercial | VSMSHP | Ducted CEE Tier 1
216699336 | Mini/Multi Split | SLIMAIR | HRCU-A-CB | SHC48AC2AG |  | Mini-Splits(Ducted) | SHD48AC2AG |  | 48000 | 17.1 | 9.8 | 50000 | 38000 | 76% | 2 | 0 | 10 |  |  |  |  | R-454B | 4 | Residential & Commercial | VSMSHP | Ducted CEE Tier 1
212578843 | Mini/Multi Split | LG | HRCU-A-CB | LUU240HV |  | Mini-Splits(Ducted) | LHN248HV1 |  | 23000 | 18.5 | 10.4 | 27000 | 24000 | 88.89% | 2.1 | 0 | 11.8 |  |  |  |  | R-410A | 1.9167 | Residential & Commercial | VSMSHP | Ducted CEE Tier 1
212578844 | Mini/Multi Split | LG | HRCU-A-CB | LUU180HV |  | Mini-Splits(Ducted) | LHN188HV1 |  | 18000 | 17.8 | 9.9 | 20000 | 16000 | 80% | 1.9 | 0 | 12.6 |  |  |  |  | R-410A | 1.5 | Residential & Commercial | VSMSHP | Ducted CEE Tier 1
212578845 | Mini/Multi Split | LG | HRCU-A-CB | LUU120HV |  | Mini-Splits(Ducted) | LHN128HV1 |  | 12000 | 16 | 10.5 | 15000 | 11000 | 73.33% | 2.3 | 0 | 11.7 |  |  |  |  | R-410A | 1 | Residential & Commercial | VSMSHP | Ducted CEE Tier 1
212578846 | Mini/Multi Split | LG | HRCU-A-CB | LUU090HV |  | Mini-Splits(Ducted) | LHN098HV1 |  | 9000 | 16 | 10.4 | 13500 | 11000 | 81.48% | 2.3 | 0 | 11.8 |  |  |  |  | R-410A | 0.75 | Residential & Commercial | VSMSHP | Ducted CEE Tier 1
212578847 | Mini/Multi Split | LG | HRCU-A-CB | LUU240HHV |  | Mini-Splits(Ducted) | LHN248HV1 |  | 23000 | 16.75 | 9.4 | 27000 | 27400 | 101.5% | 1.8 | 0 | 11.8 |  |  |  |  | R-410A | 1.9167 | Residential & Commercial | VSMSHP | Ducted CEE Tier 1
216699604 | Mini/Multi Split | Innovair | HRCU-A-CB | QOS36H2BH0A |  | Mini-Splits(Ducted) | QDH36H2BHWA |  | 33000 | 18.5 | 9 | 36000 | 36000 | 100% | 2 | 0 | 11.7 |  |  |  |  | R-454B | 2.75 | Residential & Commercial | VSMSHP | Ducted CEE Tier 1
216699606 | Mini/Multi Split | FRIEDRICH | HRCU-A-CB | FPHFR36A3D |  | Mini-Splits(Ducted) | FPHSD36A3D |  | 33000 | 18.5 | 9 | 36000 | 36000 | 100% | 2 | 0 | 11.7 |  |  |  |  | R-454B | 2.75 | Residential & Commercial | VSMSHP | Ducted CEE Tier 1
216699607 | Mini/Multi Split | FRIEDRICH | HRCU-A-CB | FPHFR48A3D |  | Mini-Splits(Ducted) | FPHSD48A3D |  | 44000 | 19.5 | 9.5 | 44000 | 44000 | 100% | 2 | 0 | 10.7 |  |  |  |  | R-454B | 3.6667 | Residential & Commercial | VSMSHP | Ducted CEE Tier 1
215560267 | Mini/Multi Split | BOREAL | HRCU-A-CB | KUL09HPJ132OA |  | Mini-Splits(Ducted) | DUC09HPJ132IA |  | 9100 | 22 | 9.2 | 10500 | 9500 | 90.48% | 2.15 | 0 | 14.2 |  |  |  |  | R-32 | 0.75833 | Residential & Commercial | VSMSHP | Ducted CEE Tier 1
215560268 | Mini/Multi Split | BOREAL | HRCU-A-CB | KUL12HPJ132OA |  | Mini-Splits(Ducted) | DUC12HPJ132IA |  | 12000 | 21 | 9 | 12000 | 10500 | 87.5% | 1.9 | 0 | 13 |  |  |  |  | R-32 | 1 | Residential & Commercial | VSMSHP | Ducted CEE Tier 1
216054319 | Mini/Multi Split | HISENSE | HRCU-A-CB | AUW-36U3TW1 |  | Mini-Splits(Ducted) | AUD-36UX3TEH1 |  | 33000 | 18.5 | 9 | 36000 | 36000 | 100% | 2 | 0 | 11.7 |  |  |  |  | R-454B | 2.75 | Residential & Commercial | VSMSHP | Ducted CEE Tier 1
216082334 | Mini/Multi Split | Stelpro | HRCU-A-CB | SEPB-H09A-O |  | Mini-Splits(Ducted) | SFCB1-H09A-I |  | 9000 | 20.5 | 13.8 | 9900 | 11900 | 120.2% | 1.85 | 0 | 14 |  |  |  |  | R-454B | 0.75 | Residential & Commercial | VSMSHP | Ducted CEE Tier 1
216082335 | Mini/Multi Split | Stelpro | HRCU-A-CB | SEPB-H12A-O |  | Mini-Splits(Ducted) | SFCB1-H12A-I |  | 12000 | 20 | 10.6 | 12000 | 12000 | 100% | 1.95 | 0 | 12 |  |  |  |  | R-454B | 1 | Residential & Commercial | VSMSHP | Ducted CEE Tier 1
216082337 | Mini/Multi Split | Stelpro | HRCU-A-CB | SEPB-H18A-O |  | Mini-Splits(Ducted) | SFCB1-H18A-I |  | 17500 | 18.4 | 11.1 | 19500 | 18000 | 92.31% | 2.1 | 0 | 12 |  |  |  |  | R-454B | 1.4583 | Residential & Commercial | VSMSHP | Ducted CEE Tier 1
216082339 | Mini/Multi Split | Stelpro | HRCU-A-CB | SEPB-H24A-O |  | Mini-Splits(Ducted) | SFCB1-H24A-I |  | 24000 | 19 | 11.7 | 26000 | 24000 | 92.31% | 2.18 | 0 | 12 |  |  |  |  | R-454B | 2 | Residential & Commercial | VSMSHP | Ducted CEE Tier 1
216091611 | Mini/Multi Split | CARRIER | HRCU-A-CB | DLCSRBH18AAK |  | Mini-Splits(Ducted) | 40MBDQ18---3 |  | 17000 | 18 | 9.5 | 19000 | 17700 | 93.16% | 1.85 | 12.5 | 11.7 |  |  |  |  | R-410A | 1.4167 | Residential & Commercial | VSMSHP | Ducted CEE Tier 1
216091613 | Mini/Multi Split | CARRIER | HRCU-A-CB | DLCSRBH18AAK |  | Mini-Splits(Ducted) | 40MBDAQ18XH3 |  | 17500 | 18 | 10.8 | 19000 | 18000 | 94.74% | 2.2 | 0 | 12.1 |  |  |  |  | R-410A | 1.4583 | Residential & Commercial | VSMSHP | Ducted CEE Tier 1
216091619 | Mini/Multi Split | BRYANT | HRCU-A-CB | DLCSRBH18AAK |  | Mini-Splits(Ducted) | 40MBDQ18---3 |  | 17000 | 18 | 9.5 | 19000 | 17700 | 93.16% | 1.85 | 12.5 | 11.7 |  |  |  |  | R-410A | 1.4167 | Residential & Commercial | VSMSHP | Ducted CEE Tier 1
216091621 | Mini/Multi Split | BRYANT | HRCU-A-CB | DLCSRBH18AAK |  | Mini-Splits(Ducted) | 40MBDAQ18XH3 |  | 17500 | 18 | 10.8 | 19000 | 18000 | 94.74% | 2.2 | 0 | 12.1 |  |  |  |  | R-410A | 1.4583 | Residential & Commercial | VSMSHP | Ducted CEE Tier 1
216091654 | Mini/Multi Split | ARCOAIRE | HRCU-A-CB | DLCSRBH18AAK |  | Mini-Splits(Ducted) | 40MBDQ18---3 |  | 17000 | 18 | 9.5 | 19000 | 17700 | 93.16% | 1.85 | 12.5 | 11.7 |  |  |  |  | R-410A | 1.4167 | Residential & Commercial | VSMSHP | Ducted CEE Tier 1
216091656 | Mini/Multi Split | COMFORTMAKER | HRCU-A-CB | DLCSRBH18AAK |  | Mini-Splits(Ducted) | 40MBDQ18---3 |  | 17000 | 18 | 9.5 | 19000 | 17700 | 93.16% | 1.85 | 12.5 | 11.7 |  |  |  |  | R-410A | 1.4167 | Residential & Commercial | VSMSHP | Ducted CEE Tier 1
216091657 | Mini/Multi Split | DAY & NIGHT | HRCU-A-CB | DLCSRBH18AAK |  | Mini-Splits(Ducted) | 40MBDQ18---3 |  | 17000 | 18 | 9.5 | 19000 | 17700 | 93.16% | 1.85 | 12.5 | 11.7 |  |  |  |  | R-410A | 1.4167 | Residential & Commercial | VSMSHP | Ducted CEE Tier 1
216091659 | Mini/Multi Split | HEIL | HRCU-A-CB | DLCSRBH18AAK |  | Mini-Splits(Ducted) | 40MBDQ18---3 |  | 17000 | 18 | 9.5 | 19000 | 17700 | 93.16% | 1.85 | 12.5 | 11.7 |  |  |  |  | R-410A | 1.4167 | Residential & Commercial | VSMSHP | Ducted CEE Tier 1
216091661 | Mini/Multi Split | KEEPRITE | HRCU-A-CB | DLCSRBH18AAK |  | Mini-Splits(Ducted) | 40MBDQ18---3 |  | 17000 | 18 | 9.5 | 19000 | 17700 | 93.16% | 1.85 | 12.5 | 11.7 |  |  |  |  | R-410A | 1.4167 | Residential & Commercial | VSMSHP | Ducted CEE Tier 1
216091662 | Mini/Multi Split | MIDEA | HRCU-A-CB | DLCSRBH18AAK |  | Mini-Splits(Ducted) | 40MBDQ18---3 |  | 17000 | 18 | 9.5 | 19000 | 17700 | 93.16% | 1.85 | 12.5 | 11.7 |  |  |  |  | R-410A | 1.4167 | Residential & Commercial | VSMSHP | Ducted CEE Tier 1
216091663 | Mini/Multi Split | TEMPSTAR | HRCU-A-CB | DLCSRBH18AAK |  | Mini-Splits(Ducted) | 40MBDQ18---3 |  | 17000 | 18 | 9.5 | 19000 | 17700 | 93.16% | 1.85 | 12.5 | 11.7 |  |  |  |  | R-410A | 1.4167 | Residential & Commercial | VSMSHP | Ducted CEE Tier 1
216091665 | Mini/Multi Split | SMART COMFORT | HRCU-A-CB | DLCSRBH18AAK |  | Mini-Splits(Ducted) | 40MBDQ18---3 |  | 17000 | 18 | 9.5 | 19000 | 17700 | 93.16% | 1.85 | 12.5 | 11.7 |  |  |  |  | R-410A | 1.4167 | Residential & Commercial | VSMSHP | Ducted CEE Tier 1
216091666 | Mini/Multi Split | AIRQUEST | HRCU-A-CB | DLCSRBH18AAK |  | Mini-Splits(Ducted) | 40MBDQ18---3 |  | 17000 | 18 | 9.5 | 19000 | 17700 | 93.16% | 1.85 | 12.5 | 11.7 |  |  |  |  | R-410A | 1.4167 | Residential & Commercial | VSMSHP | Ducted CEE Tier 1
216091668 | Mini/Multi Split | ARCOAIRE | HRCU-A-CB | DLCSRBH18AAK |  | Mini-Splits(Ducted) | 40MBDAQ18XH3 |  | 17500 | 18 | 10.8 | 19000 | 18000 | 94.74% | 2.2 | 0 | 12.1 |  |  |  |  | R-410A | 1.4583 | Residential & Commercial | VSMSHP | Ducted CEE Tier 1
216091669 | Mini/Multi Split | COMFORTMAKER | HRCU-A-CB | DLCSRBH18AAK |  | Mini-Splits(Ducted) | 40MBDAQ18XH3 |  | 17500 | 18 | 10.8 | 19000 | 18000 | 94.74% | 2.2 | 0 | 12.1 |  |  |  |  | R-410A | 1.4583 | Residential & Commercial | VSMSHP | Ducted CEE Tier 1
216091670 | Mini/Multi Split | DAY & NIGHT | HRCU-A-CB | DLCSRBH18AAK |  | Mini-Splits(Ducted) | 40MBDAQ18XH3 |  | 17500 | 18 | 10.8 | 19000 | 18000 | 94.74% | 2.2 | 0 | 12.1 |  |  |  |  | R-410A | 1.4583 | Residential & Commercial | VSMSHP | Ducted CEE Tier 1
216091671 | Mini/Multi Split | HEIL | HRCU-A-CB | DLCSRBH18AAK |  | Mini-Splits(Ducted) | 40MBDAQ18XH3 |  | 17500 | 18 | 10.8 | 19000 | 18000 | 94.74% | 2.2 | 0 | 12.1 |  |  |  |  | R-410A | 1.4583 | Residential & Commercial | VSMSHP | Ducted CEE Tier 1
216091672 | Mini/Multi Split | KEEPRITE | HRCU-A-CB | DLCSRBH18AAK |  | Mini-Splits(Ducted) | 40MBDAQ18XH3 |  | 17500 | 18 | 10.8 | 19000 | 18000 | 94.74% | 2.2 | 0 | 12.1 |  |  |  |  | R-410A | 1.4583 | Residential & Commercial | VSMSHP | Ducted CEE Tier 1
216091673 | Mini/Multi Split | MIDEA | HRCU-A-CB | DLCSRBH18AAK |  | Mini-Splits(Ducted) | 40MBDAQ18XH3 |  | 17500 | 18 | 10.8 | 19000 | 18000 | 94.74% | 2.2 | 0 | 12.1 |  |  |  |  | R-410A | 1.4583 | Residential & Commercial | VSMSHP | Ducted CEE Tier 1
216091674 | Mini/Multi Split | TEMPSTAR | HRCU-A-CB | DLCSRBH18AAK |  | Mini-Splits(Ducted) | 40MBDAQ18XH3 |  | 17500 | 18 | 10.8 | 19000 | 18000 | 94.74% | 2.2 | 0 | 12.1 |  |  |  |  | R-410A | 1.4583 | Residential & Commercial | VSMSHP | Ducted CEE Tier 1
216091675 | Mini/Multi Split | SMART COMFORT | HRCU-A-CB | DLCSRBH18AAK |  | Mini-Splits(Ducted) | 40MBDAQ18XH3 |  | 17500 | 18 | 10.8 | 19000 | 18000 | 94.74% | 2.2 | 0 | 12.1 |  |  |  |  | R-410A | 1.4583 | Residential & Commercial | VSMSHP | Ducted CEE Tier 1
216091676 | Mini/Multi Split | AIRQUEST | HRCU-A-CB | DLCSRBH18AAK |  | Mini-Splits(Ducted) | 40MBDAQ18XH3 |  | 17500 | 18 | 10.8 | 19000 | 18000 | 94.74% | 2.2 | 0 | 12.1 |  |  |  |  | R-410A | 1.4583 | Residential & Commercial | VSMSHP | Ducted CEE Tier 1
216091688 | Mini/Multi Split | CARRIER | HRCU-A-CB | DLCSRBH24AAK |  | Mini-Splits(Ducted) | 40MBDQ24---3 |  | 24000 | 19.2 | 10.5 | 25000 | 27000 | 108% | 2 | 12.5 | 12 |  |  |  |  | R-410A | 2 | Residential & Commercial | VSMSHP | Ducted CEE Tier 1
216091689 | Mini/Multi Split | CARRIER | HRCU-A-CB | DLCSRBH24AAK |  | Mini-Splits(Ducted) | 40MBDAQ24XH3 |  | 24000 | 19.2 | 11.1 | 25000 | 24000 | 96% | 2 | 0 | 12 |  |  |  |  | R-410A | 2 | Residential & Commercial | VSMSHP | Ducted CEE Tier 1
216091692 | Mini/Multi Split | BRYANT | HRCU-A-CB | DLCSRBH24AAK |  | Mini-Splits(Ducted) | 40MBDQ24---3 |  | 24000 | 19.2 | 10.5 | 25000 | 27000 | 108% | 2 | 12.5 | 12 |  |  |  |  | R-410A | 2 | Residential & Commercial | VSMSHP | Ducted CEE Tier 1
216091693 | Mini/Multi Split | BRYANT | HRCU-A-CB | DLCSRBH24AAK |  | Mini-Splits(Ducted) | 40MBDAQ24XH3 |  | 24000 | 19.2 | 11.1 | 25000 | 24000 | 96% | 2 | 0 | 12 |  |  |  |  | R-410A | 2 | Residential & Commercial | VSMSHP | Ducted CEE Tier 1
216091712 | Mini/Multi Split | ARCOAIRE | HRCU-A-CB | DLCSRBH24AAK |  | Mini-Splits(Ducted) | 40MBDQ24---3 |  | 24000 | 19.2 | 10.5 | 25000 | 27000 | 108% | 2 | 12.5 | 12 |  |  |  |  | R-410A | 2 | Residential & Commercial | VSMSHP | Ducted CEE Tier 1
216091713 | Mini/Multi Split | COMFORTMAKER | HRCU-A-CB | DLCSRBH24AAK |  | Mini-Splits(Ducted) | 40MBDQ24---3 |  | 24000 | 19.2 | 10.5 | 25000 | 27000 | 108% | 2 | 12.5 | 12 |  |  |  |  | R-410A | 2 | Residential & Commercial | VSMSHP | Ducted CEE Tier 1
216091714 | Mini/Multi Split | DAY & NIGHT | HRCU-A-CB | DLCSRBH24AAK |  | Mini-Splits(Ducted) | 40MBDQ24---3 |  | 24000 | 19.2 | 10.5 | 25000 | 27000 | 108% | 2 | 12.5 | 12 |  |  |  |  | R-410A | 2 | Residential & Commercial | VSMSHP | Ducted CEE Tier 1
216091715 | Mini/Multi Split | HEIL | HRCU-A-CB | DLCSRBH24AAK |  | Mini-Splits(Ducted) | 40MBDQ24---3 |  | 24000 | 19.2 | 10.5 | 25000 | 27000 | 108% | 2 | 12.5 | 12 |  |  |  |  | R-410A | 2 | Residential & Commercial | VSMSHP | Ducted CEE Tier 1
216091716 | Mini/Multi Split | KEEPRITE | HRCU-A-CB | DLCSRBH24AAK |  | Mini-Splits(Ducted) | 40MBDQ24---3 |  | 24000 | 19.2 | 10.5 | 25000 | 27000 | 108% | 2 | 12.5 | 12 |  |  |  |  | R-410A | 2 | Residential & Commercial | VSMSHP | Ducted CEE Tier 1
216091717 | Mini/Multi Split | MIDEA | HRCU-A-CB | DLCSRBH24AAK |  | Mini-Splits(Ducted) | 40MBDQ24---3 |  | 24000 | 19.2 | 10.5 | 25000 | 27000 | 108% | 2 | 12.5 | 12 |  |  |  |  | R-410A | 2 | Residential & Commercial | VSMSHP | Ducted CEE Tier 1
216091718 | Mini/Multi Split | TEMPSTAR | HRCU-A-CB | DLCSRBH24AAK |  | Mini-Splits(Ducted) | 40MBDQ24---3 |  | 24000 | 19.2 | 10.5 | 25000 | 27000 | 108% | 2 | 12.5 | 12 |  |  |  |  | R-410A | 2 | Residential & Commercial | VSMSHP | Ducted CEE Tier 1
216091719 | Mini/Multi Split | SMART COMFORT | HRCU-A-CB | DLCSRBH24AAK |  | Mini-Splits(Ducted) | 40MBDQ24---3 |  | 24000 | 19.2 | 10.5 | 25000 | 27000 | 108% | 2 | 12.5 | 12 |  |  |  |  | R-410A | 2 | Residential & Commercial | VSMSHP | Ducted CEE Tier 1
216091720 | Mini/Multi Split | AIRQUEST | HRCU-A-CB | DLCSRBH24AAK |  | Mini-Splits(Ducted) | 40MBDQ24---3 |  | 24000 | 19.2 | 10.5 | 25000 | 27000 | 108% | 2 | 12.5 | 12 |  |  |  |  | R-410A | 2 | Residential & Commercial | VSMSHP | Ducted CEE Tier 1
216091721 | Mini/Multi Split | ARCOAIRE | HRCU-A-CB | DLCSRBH24AAK |  | Mini-Splits(Ducted) | 40MBDAQ24XH3 |  | 24000 | 19.2 | 11.1 | 25000 | 24000 | 96% | 2 | 0 | 12 |  |  |  |  | R-410A | 2 | Residential & Commercial | VSMSHP | Ducted CEE Tier 1
216091722 | Mini/Multi Split | COMFORTMAKER | HRCU-A-CB | DLCSRBH24AAK |  | Mini-Splits(Ducted) | 40MBDAQ24XH3 |  | 24000 | 19.2 | 11.1 | 25000 | 24000 | 96% | 2 | 0 | 12 |  |  |  |  | R-410A | 2 | Residential & Commercial | VSMSHP | Ducted CEE Tier 1
216091723 | Mini/Multi Split | DAY & NIGHT | HRCU-A-CB | DLCSRBH24AAK |  | Mini-Splits(Ducted) | 40MBDAQ24XH3 |  | 24000 | 19.2 | 11.1 | 25000 | 24000 | 96% | 2 | 0 | 12 |  |  |  |  | R-410A | 2 | Residential & Commercial | VSMSHP | Ducted CEE Tier 1
216091724 | Mini/Multi Split | HEIL | HRCU-A-CB | DLCSRBH24AAK |  | Mini-Splits(Ducted) | 40MBDAQ24XH3 |  | 24000 | 19.2 | 11.1 | 25000 | 24000 | 96% | 2 | 0 | 12 |  |  |  |  | R-410A | 2 | Residential & Commercial | VSMSHP | Ducted CEE Tier 1
216091725 | Mini/Multi Split | KEEPRITE | HRCU-A-CB | DLCSRBH24AAK |  | Mini-Splits(Ducted) | 40MBDAQ24XH3 |  | 24000 | 19.2 | 11.1 | 25000 | 24000 | 96% | 2 | 0 | 12 |  |  |  |  | R-410A | 2 | Residential & Commercial | VSMSHP | Ducted CEE Tier 1
216091726 | Mini/Multi Split | MIDEA | HRCU-A-CB | DLCSRBH24AAK |  | Mini-Splits(Ducted) | 40MBDAQ24XH3 |  | 24000 | 19.2 | 11.1 | 25000 | 24000 | 96% | 2 | 0 | 12 |  |  |  |  | R-410A | 2 | Residential & Commercial | VSMSHP | Ducted CEE Tier 1
216091727 | Mini/Multi Split | TEMPSTAR | HRCU-A-CB | DLCSRBH24AAK |  | Mini-Splits(Ducted) | 40MBDAQ24XH3 |  | 24000 | 19.2 | 11.1 | 25000 | 24000 | 96% | 2 | 0 | 12 |  |  |  |  | R-410A | 2 | Residential & Commercial | VSMSHP | Ducted CEE Tier 1
216091728 | Mini/Multi Split | SMART COMFORT | HRCU-A-CB | DLCSRBH24AAK |  | Mini-Splits(Ducted) | 40MBDAQ24XH3 |  | 24000 | 19.2 | 11.1 | 25000 | 24000 | 96% | 2 | 0 | 12 |  |  |  |  | R-410A | 2 | Residential & Commercial | VSMSHP | Ducted CEE Tier 1
216091729 | Mini/Multi Split | AIRQUEST | HRCU-A-CB | DLCSRBH24AAK |  | Mini-Splits(Ducted) | 40MBDAQ24XH3 |  | 24000 | 19.2 | 11.1 | 25000 | 24000 | 96% | 2 | 0 | 12 |  |  |  |  | R-410A | 2 | Residential & Commercial | VSMSHP | Ducted CEE Tier 1
216046626 | Mini/Multi Split | ELIOS | HRCU-A-CB | ESHEA09C2AN1 |  | Mini-Splits(Ducted) | GDHRA09C2AS1 |  | 9000 | 19.7 | 11.5 | 10000 | 8300 | 83% | 2.31 | 0 | 13 |  |  |  |  | R-454B | 0.75 | Residential & Commercial | VSMSHP | Ducted CEE Tier 1
216046627 | Mini/Multi Split | ELIOS | HRCU-A-CB | ESHEA12C2AN1 |  | Mini-Splits(Ducted) | GDHRA12C2AS1 |  | 12000 | 19.5 | 10.5 | 12000 | 8900 | 74.17% | 2.44 | 0 | 12 |  |  |  |  | R-454B | 1 | Residential & Commercial | VSMSHP | Ducted CEE Tier 1
216046628 | Mini/Multi Split | ELIOS | HRCU-A-CB | ESHEA18C2AN1 |  | Mini-Splits(Ducted) | GDHRA18C2AS1 |  | 17500 | 20 | 11.3 | 20000 | 14200 | 71% | 2.4 | 0 | 13.3 |  |  |  |  | R-454B | 1.4583 | Residential & Commercial | VSMSHP | Ducted CEE Tier 1
216046629 | Mini/Multi Split | ELIOS | HRCU-A-CB | ESHEA24C2AN1 |  | Mini-Splits(Ducted) | GDHRA24C2AS1 |  | 24000 | 19 | 11 | 25000 | 19000 | 76% | 2.3 | 0 | 12.5 |  |  |  |  | R-454B | 2 | Residential & Commercial | VSMSHP | Ducted CEE Tier 1
216046631 | Mini/Multi Split | ELIOS | HRCU-A-CB | ESHUA48R2AN1 |  | Mini-Splits(Ducted) | GDHLA48R2AS1 |  | 48000 | 17.1 | 9.8 | 50000 | 38000 | 76% | 2 | 0 | 10 |  |  |  |  | R-454B | 4 | Residential & Commercial | VSMSHP | Ducted CEE Tier 1
216032559 | Mini/Multi Split | MRCOOL | HRCU-A-CB | O-HH-09-HP-C-230C-O |  | Mini-Splits(Ducted) | DUCT-09HP-230B-O |  | 9000 | 21.4 | 12.5 | 10000 | 11200 | 112% | 1.89 | 0 | 13.4 |  |  |  |  | R-454B | 0.75 | Residential & Commercial | VSMSHP | Ducted CEE Tier 1
216032562 | Mini/Multi Split | MRCOOL | HRCU-A-CB | O-HH-12-HP-C-230C-O |  | Mini-Splits(Ducted) | DUCT-12HP-230B-O |  | 12000 | 20 | 10 | 12500 | 11800 | 94.4% | 1.9 | 0 | 12 |  |  |  |  | R-454B | 1 | Residential & Commercial | VSMSHP | Ducted CEE Tier 1
216032565 | Mini/Multi Split | MRCOOL | HRCU-A-CB | O-HH-18-HP-C-230C-O |  | Mini-Splits(Ducted) | DUCT-18HP-230B-O |  | 17000 | 18 | 10.5 | 19000 | 18000 | 94.74% | 2 | 0 | 12 |  |  |  |  | R-454B | 1.4167 | Residential & Commercial | VSMSHP | Ducted CEE Tier 1
216032568 | Mini/Multi Split | MRCOOL | HRCU-A-CB | O-HH-24-HP-C-230C-O |  | Mini-Splits(Ducted) | DUCT-24HP-230B-O |  | 24000 | 19 | 11.7 | 26000 | 24000 | 92.31% | 2.18 | 0 | 12 |  |  |  |  | R-454B | 2 | Residential & Commercial | VSMSHP | Ducted CEE Tier 1
216032571 | Mini/Multi Split | MRCOOL | HRCU-A-CB | O-ES-09-HP-C-230C-O |  | Mini-Splits(Ducted) | DUCT-09HP-230B-O |  | 9000 | 19.5 | 11 | 10000 | 8600 | 86% | 2.25 | 0 | 12.8 |  |  |  |  | R-454B | 0.75 | Residential & Commercial | VSMSHP | Ducted CEE Tier 1
216032574 | Mini/Multi Split | MRCOOL | HRCU-A-CB | O-ES-12-HP-C-230C-O |  | Mini-Splits(Ducted) | DUCT-12HP-230B-O |  | 11500 | 19 | 10.2 | 12000 | 8800 | 73.33% | 2.25 | 0 | 11.7 |  |  |  |  | R-454B | 0.95833 | Residential & Commercial | VSMSHP | Ducted CEE Tier 1
216032577 | Mini/Multi Split | MRCOOL | HRCU-A-CB | O-ES-18-HP-C-230C-O |  | Mini-Splits(Ducted) | DUCT-18HP-230B-O |  | 17000 | 20 | 10.5 | 20000 | 14000 | 70% | 2.2 | 0 | 12.5 |  |  |  |  | R-454B | 1.4167 | Residential & Commercial | VSMSHP | Ducted CEE Tier 1
216032580 | Mini/Multi Split | MRCOOL | HRCU-A-CB | O-ES-24-HP-C-230C-O |  | Mini-Splits(Ducted) | DUCT-24HP-230B-O |  | 24000 | 19 | 11 | 25000 | 19000 | 76% | 2.3 | 0 | 12.5 |  |  |  |  | R-454B | 2 | Residential & Commercial | VSMSHP | Ducted CEE Tier 1
216032343 | Mini/Multi Split | ACIQ | HRCU-A-CB | ACIQ-48ZPL-HP230C |  | Mini-Splits(Ducted) | ACIQ-48CC-HH-MC |  | 48000 | 16.7 | 10.8 | 52000 | 47500 | 91.35% | 2 | 0 | 10.4 |  |  |  |  | R-454B | 4 | Residential & Commercial | VSMSHP | Ducted CEE Tier 1
216032344 | Mini/Multi Split | ACIQ | HRCU-A-CB | ACIQ-09ZPL-HP230C |  | Mini-Splits(Ducted) | ACIQ-09CD-HH-MC |  | 9000 | 20.5 | 13.8 | 9900 | 11900 | 120.2% | 1.85 | 0 | 14 |  |  |  |  | R-454B | 0.75 | Residential & Commercial | VSMSHP | Ducted CEE Tier 1
216032345 | Mini/Multi Split | ACIQ | HRCU-A-CB | ACIQ-12ZPL-HP230C |  | Mini-Splits(Ducted) | ACIQ-12CD-HH-MC |  | 12000 | 20 | 10.6 | 12000 | 12000 | 100% | 1.95 | 0 | 12 |  |  |  |  | R-454B | 1 | Residential & Commercial | VSMSHP | Ducted CEE Tier 1
216032346 | Mini/Multi Split | ACIQ | HRCU-A-CB | ACIQ-18ZPL-HP230C |  | Mini-Splits(Ducted) | ACIQ-18CD-HH-MC |  | 17500 | 18.4 | 11.1 | 19500 | 18000 | 92.31% | 2.1 | 0 | 12 |  |  |  |  | R-454B | 1.4583 | Residential & Commercial | VSMSHP | Ducted CEE Tier 1
216032347 | Mini/Multi Split | ACIQ | HRCU-A-CB | ACIQ-24ZPL-HP230C |  | Mini-Splits(Ducted) | ACIQ-24CD-HH-MC |  | 24000 | 19 | 11.7 | 26000 | 24000 | 92.31% | 2.18 | 0 | 12 |  |  |  |  | R-454B | 2 | Residential & Commercial | VSMSHP | Ducted CEE Tier 1
216032348 | Mini/Multi Split | ACIQ | HRCU-A-CB | ACIQ-36ZPL-HP230C |  | Mini-Splits(Ducted) | ACIQ-36CD-HH-MC |  | 36000 | 17.7 | 11.1 | 42000 | 37600 | 89.52% | 2.1 | 0 | 12 |  |  |  |  | R-454B | 3 | Residential & Commercial | VSMSHP | Ducted CEE Tier 1
216032349 | Mini/Multi Split | ACIQ | HRCU-A-CB | ACIQ-48ZPL-HP230C |  | Mini-Splits(Ducted) | ACIQ-48CD-HH-MC |  | 48000 | 16.7 | 10.8 | 52000 | 47500 | 91.35% | 2 | 0 | 10.4 |  |  |  |  | R-454B | 4 | Residential & Commercial | VSMSHP | Ducted CEE Tier 1
216032350 | Mini/Multi Split | ACIQ | HRCU-A-CB | ACIQ-60ZPL-HP230C |  | Mini-Splits(Ducted) | ACIQ-60CD-HH-MC |  | 55000 | 15.8 | 10.4 | 60000 | 53500 | 89.17% | 2.1 | 0 | 10.2 |  |  |  |  | R-454B | 4.5833 | Residential & Commercial | VSMSHP | Ducted CEE Tier 1
216032277 | Mini/Multi Split | 1HVAC | HRCU-A-CB | ACIQ-48ZPL-HP230C |  | Mini-Splits(Ducted) | ACIQ-48CC-HH-MC |  | 48000 | 16.7 | 10.8 | 52000 | 47500 | 91.35% | 2 | 0 | 10.4 |  |  |  |  | R-454B | 4 | Residential & Commercial | VSMSHP | Ducted CEE Tier 1
216032278 | Mini/Multi Split | 1HVAC | HRCU-A-CB | ACIQ-09ZPL-HP230C |  | Mini-Splits(Ducted) | ACIQ-09CD-HH-MC |  | 9000 | 20.5 | 13.8 | 9900 | 11900 | 120.2% | 1.85 | 0 | 14 |  |  |  |  | R-454B | 0.75 | Residential & Commercial | VSMSHP | Ducted CEE Tier 1
216032279 | Mini/Multi Split | 1HVAC | HRCU-A-CB | ACIQ-12ZPL-HP230C |  | Mini-Splits(Ducted) | ACIQ-12CD-HH-MC |  | 12000 | 20 | 10.6 | 12000 | 12000 | 100% | 1.95 | 0 | 12 |  |  |  |  | R-454B | 1 | Residential & Commercial | VSMSHP | Ducted CEE Tier 1
216032280 | Mini/Multi Split | 1HVAC | HRCU-A-CB | ACIQ-18ZPL-HP230C |  | Mini-Splits(Ducted) | ACIQ-18CD-HH-MC |  | 17500 | 18.4 | 11.1 | 19500 | 18000 | 92.31% | 2.1 | 0 | 12 |  |  |  |  | R-454B | 1.4583 | Residential & Commercial | VSMSHP | Ducted CEE Tier 1
216032281 | Mini/Multi Split | 1HVAC | HRCU-A-CB | ACIQ-24ZPL-HP230C |  | Mini-Splits(Ducted) | ACIQ-24CD-HH-MC |  | 24000 | 19 | 11.7 | 26000 | 24000 | 92.31% | 2.18 | 0 | 12 |  |  |  |  | R-454B | 2 | Residential & Commercial | VSMSHP | Ducted CEE Tier 1
216032282 | Mini/Multi Split | 1HVAC | HRCU-A-CB | ACIQ-36ZPL-HP230C |  | Mini-Splits(Ducted) | ACIQ-36CD-HH-MC |  | 36000 | 17.7 | 11.1 | 42000 | 37600 | 89.52% | 2.1 | 0 | 12 |  |  |  |  | R-454B | 3 | Residential & Commercial | VSMSHP | Ducted CEE Tier 1
216032283 | Mini/Multi Split | 1HVAC | HRCU-A-CB | ACIQ-48ZPL-HP230C |  | Mini-Splits(Ducted) | ACIQ-48CD-HH-MC |  | 48000 | 16.7 | 10.8 | 52000 | 47500 | 91.35% | 2 | 0 | 10.4 |  |  |  |  | R-454B | 4 | Residential & Commercial | VSMSHP | Ducted CEE Tier 1
216032284 | Mini/Multi Split | 1HVAC | HRCU-A-CB | ACIQ-60ZPL-HP230C |  | Mini-Splits(Ducted) | ACIQ-60CD-HH-MC |  | 55000 | 15.8 | 10.4 | 60000 | 53500 | 89.17% | 2.1 | 0 | 10.2 |  |  |  |  | R-454B | 4.5833 | Residential & Commercial | VSMSHP | Ducted CEE Tier 1
216031046 | Mini/Multi Split | MOOVAIR | HRCU-A-CB | MSHEA09C2AN1 |  | Mini-Splits(Ducted) | GDHRA09C2AS1 |  | 9000 | 19.7 | 11.5 | 10000 | 8300 | 83% | 2.31 | 0 | 13 |  |  |  |  | R-454B | 0.75 | Residential & Commercial | VSMSHP | Ducted CEE Tier 1
216031047 | Mini/Multi Split | MOOVAIR | HRCU-A-CB | MSHEA12C2AN1 |  | Mini-Splits(Ducted) | GDHRA12C2AS1 |  | 12000 | 19.5 | 10.5 | 12000 | 8900 | 74.17% | 2.44 | 0 | 12 |  |  |  |  | R-454B | 1 | Residential & Commercial | VSMSHP | Ducted CEE Tier 1
216031048 | Mini/Multi Split | MOOVAIR | HRCU-A-CB | MSHEA18C2AN1 |  | Mini-Splits(Ducted) | GDHRA18C2AS1 |  | 17500 | 20 | 11.3 | 20000 | 14200 | 71% | 2.4 | 0 | 13.3 |  |  |  |  | R-454B | 1.4583 | Residential & Commercial | VSMSHP | Ducted CEE Tier 1
216031049 | Mini/Multi Split | MOOVAIR | HRCU-A-CB | MSHEA24C2AN1 |  | Mini-Splits(Ducted) | GDHRA24C2AS1 |  | 24000 | 19 | 11 | 25000 | 19000 | 76% | 2.3 | 0 | 12.5 |  |  |  |  | R-454B | 2 | Residential & Commercial | VSMSHP | Ducted CEE Tier 1
216031050 | Mini/Multi Split | MOOVAIR | HRCU-A-CB | MSHMA09C2AN1 |  | Mini-Splits(Ducted) | GDHRA09C2AS1 |  | 9000 | 20.5 | 13.8 | 9900 | 11900 | 120.2% | 1.85 | 0 | 14 |  |  |  |  | R-454B | 0.75 | Residential & Commercial | VSMSHP | Ducted CEE Tier 1
216031051 | Mini/Multi Split | MOOVAIR | HRCU-A-CB | MSHMA12C2AN1 |  | Mini-Splits(Ducted) | GDHRA12C2AS1 |  | 12000 | 20 | 10.6 | 12000 | 12000 | 100% | 1.95 | 0 | 12 |  |  |  |  | R-454B | 1 | Residential & Commercial | VSMSHP | Ducted CEE Tier 1
216031052 | Mini/Multi Split | MOOVAIR | HRCU-A-CB | MSHMA18C2AN1 |  | Mini-Splits(Ducted) | GDHRA18C2AS1 |  | 17500 | 18.4 | 11.1 | 19500 | 18000 | 92.31% | 2.1 | 0 | 12 |  |  |  |  | R-454B | 1.4583 | Residential & Commercial | VSMSHP | Ducted CEE Tier 1
216031053 | Mini/Multi Split | MOOVAIR | HRCU-A-CB | MSHMA24C2AN1 |  | Mini-Splits(Ducted) | GDHRA24C2AS1 |  | 24000 | 19 | 11.7 | 26000 | 24000 | 92.31% | 2.18 | 0 | 12 |  |  |  |  | R-454B | 2 | Residential & Commercial | VSMSHP | Ducted CEE Tier 1
216027628 | Mini/Multi Split | Capella | HRCU-A-CB | CPPB-H09A-O |  | Mini-Splits(Ducted) | SFCB1-H09A-I |  | 9000 | 20.5 | 13.8 | 9900 | 11900 | 120.2% | 1.85 | 0 | 14 |  |  |  |  | R-454B | 0.75 | Residential & Commercial | VSMSHP | Ducted CEE Tier 1
216027629 | Mini/Multi Split | Capella | HRCU-A-CB | CPPB-H12A-O |  | Mini-Splits(Ducted) | SFCB1-H12A-I |  | 12000 | 20 | 10.6 | 12000 | 12000 | 100% | 1.95 | 0 | 12 |  |  |  |  | R-454B | 1 | Residential & Commercial | VSMSHP | Ducted CEE Tier 1
216027630 | Mini/Multi Split | Capella | HRCU-A-CB | CPPB-H18A-O |  | Mini-Splits(Ducted) | SFCB1-H18A-I |  | 17500 | 18.4 | 11.1 | 19500 | 18000 | 92.31% | 2.1 | 0 | 12 |  |  |  |  | R-454B | 1.4583 | Residential & Commercial | VSMSHP | Ducted CEE Tier 1
216027631 | Mini/Multi Split | Capella | HRCU-A-CB | CPPB-H24A-O |  | Mini-Splits(Ducted) | SFCB1-H24A-I |  | 24000 | 19 | 11.7 | 26000 | 24000 | 92.31% | 2.18 | 0 | 12 |  |  |  |  | R-454B | 2 | Residential & Commercial | VSMSHP | Ducted CEE Tier 1
216021067 | Mini/Multi Split | Daizuki | HRCU-A-CB | DXLC-0923-1Z |  | Mini-Splits(Ducted) | DXFU09E426-20 |  | 9000 | 19.2 | 10.2 | 10000 | 8000 | 80% | 2.1 | 13.5 | 12.5 |  |  |  |  | R-410A | 0.75 | Residential & Commercial | VSMSHP | Ducted CEE Tier 1
216021068 | Mini/Multi Split | Daizuki | HRCU-A-CB | DXLC-1223-1Z |  | Mini-Splits(Ducted) | DXFU12E426-21 |  | 11500 | 19 | 10.3 | 12000 | 8400 | 70% | 2.26 | 12.5 | 11.7 |  |  |  |  | R-410A | 0.95833 | Residential & Commercial | VSMSHP | Ducted CEE Tier 1
216021070 | Mini/Multi Split | Daizuki | HRCU-A-CB | DXLC-2423-1Z |  | Mini-Splits(Ducted) | DXFU24E426-21 |  | 23000 | 19 | 11.2 | 25000 | 20000 | 80% | 2.3 | 12.6 | 12.5 |  |  |  |  | R-410A | 1.9167 | Residential & Commercial | VSMSHP | Ducted CEE Tier 1
215894265 | Mini/Multi Split | Nutech | HRCU-A-CB | NOX230-12HFN10-M1 |  | Mini-Splits(Ducted) | NTJ-12HWFN10-M1-D |  | 12000 | 19.5 | 10.5 | 12000 | 8900 | 74.17% | 2.44 | 0 | 12 |  |  |  |  | R-454B | 1 | Residential & Commercial | VSMSHP | Ducted CEE Tier 1
215894266 | Mini/Multi Split | Nutech | HRCU-A-CB | NOX430-18HFN10-M1 |  | Mini-Splits(Ducted) | NTJ-18HWFN10-M1-D |  | 17500 | 20 | 11.3 | 20000 | 14200 | 71% | 2.4 | 0 | 13.3 |  |  |  |  | R-454B | 1.4583 | Residential & Commercial | VSMSHP | Ducted CEE Tier 1
215894267 | Mini/Multi Split | Nutech | HRCU-A-CB | NOD30-24HFN10-M1 |  | Mini-Splits(Ducted) | NTJ-24HWFN10-M1-D |  | 24000 | 19 | 11 | 25000 | 19000 | 76% | 2.3 | 0 | 12.5 |  |  |  |  | R-454B | 2 | Residential & Commercial | VSMSHP | Ducted CEE Tier 1
215894269 | Mini/Multi Split | Nutech | HRCU-A-CB | NOE30-48HFN10-M2 |  | Mini-Splits(Ducted) | NTJ-48HWFN10-M2-D |  | 48000 | 17.1 | 9.8 | 50000 | 38000 | 76% | 2 | 0 | 10 |  |  |  |  | R-454B | 4 | Residential & Commercial | VSMSHP | Ducted CEE Tier 1
216010672 | Mini/Multi Split | GUARDIAN | HRCU-A-CB | UPC36CN23STG1 |  | Mini-Splits(Ducted) | JHE36B5CD2SS1 |  | 36000 | 18 | 9.5 | 42000 | 36000 | 85.71% | 1.92 | 0 | 11.7 |  |  |  |  | R-454B | 3 | Residential & Commercial | VSMSHP | Ducted CEE Tier 1
216010673 | Mini/Multi Split | GUARDIAN | HRCU-A-CB | UPC48CN23STG1 |  | Mini-Splits(Ducted) | JHE48C5CG2SS1 |  | 48000 | 18 | 9.5 | 55000 | 48000 | 87.27% | 1.92 | 0 | 12 |  |  |  |  | R-454B | 4 | Residential & Commercial | VSMSHP | Ducted CEE Tier 1
215866753 | Mini/Multi Split | AI AIR CONDITIONING | HRCU-A-CB | AO24-09N2-M1 |  | Mini-Splits(Ducted) | AL-09N2-M1 |  | 9000 | 19.5 | 11 | 10000 | 8600 | 86% | 2.25 | 0 | 12.8 |  |  |  |  | R-454B | 0.75 | Residential & Commercial | VSMSHP | Ducted CEE Tier 1
215866754 | Mini/Multi Split | AI AIR CONDITIONING | HRCU-A-CB | AO24-12N2-M1 |  | Mini-Splits(Ducted) | AL-12N2-M1 |  | 11500 | 19 | 10.2 | 12000 | 8800 | 73.33% | 2.25 | 0 | 11.7 |  |  |  |  | R-454B | 0.95833 | Residential & Commercial | VSMSHP | Ducted CEE Tier 1
215866755 | Mini/Multi Split | AI AIR CONDITIONING | HRCU-A-CB | AO24-18N2-M1 |  | Mini-Splits(Ducted) | AL-18N2-M1 |  | 17000 | 20 | 10.5 | 20000 | 14000 | 70% | 2.2 | 0 | 12.5 |  |  |  |  | R-454B | 1.4167 | Residential & Commercial | VSMSHP | Ducted CEE Tier 1
215866756 | Mini/Multi Split | AI AIR CONDITIONING | HRCU-A-CB | AO24-09N2-M1 |  | Mini-Splits(Ducted) | AH-09N2-M1 |  | 9000 | 19.7 | 11.5 | 10000 | 8300 | 83% | 2.31 | 0 | 13 |  |  |  |  | R-454B | 0.75 | Residential & Commercial | VSMSHP | Ducted CEE Tier 1
215866757 | Mini/Multi Split | AI AIR CONDITIONING | HRCU-A-CB | AO24-12N2-M1 |  | Mini-Splits(Ducted) | AH-12N2-M1 |  | 12000 | 19.5 | 10.5 | 12000 | 8900 | 74.17% | 2.44 | 0 | 12 |  |  |  |  | R-454B | 1 | Residential & Commercial | VSMSHP | Ducted CEE Tier 1
215866758 | Mini/Multi Split | AI AIR CONDITIONING | HRCU-A-CB | AO24-18N2-M1 |  | Mini-Splits(Ducted) | AH-18N2-M1 |  | 17500 | 20 | 11.3 | 20000 | 14200 | 71% | 2.4 | 0 | 13.3 |  |  |  |  | R-454B | 1.4583 | Residential & Commercial | VSMSHP | Ducted CEE Tier 1
215866759 | Mini/Multi Split | AI AIR CONDITIONING | HRCU-A-CB | AO24-24N2-M1 |  | Mini-Splits(Ducted) | AH-24N2-M1 |  | 24000 | 19 | 11 | 25000 | 19000 | 76% | 2.3 | 0 | 12.5 |  |  |  |  | R-454B | 2 | Residential & Commercial | VSMSHP | Ducted CEE Tier 1
215866761 | Mini/Multi Split | AI AIR CONDITIONING | HRCU-A-CB | ASO24-48N2-M2 |  | Mini-Splits(Ducted) | AH-48N2-M1 |  | 48000 | 17.1 | 9.8 | 50000 | 38000 | 76% | 2 | 0 | 10 |  |  |  |  | R-454B | 4 | Residential & Commercial | VSMSHP | Ducted CEE Tier 1
215866781 | Mini/Multi Split | AI AIR CONDITIONING | HRCU-A-CB | AO25-06N2-M1H |  | Mini-Splits(Ducted) | AL-06N2-M1 |  | 6500 | 21.4 | 13.8 | 8000 | 7800 | 97.5% | 2.4 | 0 | 14.4 |  |  |  |  | R-454B | 0.54167 | Residential & Commercial | VSMSHP | Ducted CEE Tier 1
215866782 | Mini/Multi Split | AI AIR CONDITIONING | HRCU-A-CB | AO25-09N2-M1H |  | Mini-Splits(Ducted) | AL-09N2-M1 |  | 9000 | 21.4 | 12.5 | 10000 | 11200 | 112% | 1.89 | 0 | 13.4 |  |  |  |  | R-454B | 0.75 | Residential & Commercial | VSMSHP | Ducted CEE Tier 1
215866783 | Mini/Multi Split | AI AIR CONDITIONING | HRCU-A-CB | AO25-12N2-M1H |  | Mini-Splits(Ducted) | AL-12N2-M1 |  | 12000 | 20 | 10 | 12500 | 11800 | 94.4% | 1.9 | 0 | 12 |  |  |  |  | R-454B | 1 | Residential & Commercial | VSMSHP | Ducted CEE Tier 1
215866784 | Mini/Multi Split | AI AIR CONDITIONING | HRCU-A-CB | AO25-18N2-M1H |  | Mini-Splits(Ducted) | AL-18N2-M1 |  | 17000 | 18 | 10.5 | 19000 | 18000 | 94.74% | 2 | 0 | 12 |  |  |  |  | R-454B | 1.4167 | Residential & Commercial | VSMSHP | Ducted CEE Tier 1
215866785 | Mini/Multi Split | AI AIR CONDITIONING | HRCU-A-CB | AO25-09N2-M1H |  | Mini-Splits(Ducted) | AH-09N2-M1 |  | 9000 | 20.5 | 13.8 | 9900 | 11900 | 120.2% | 1.85 | 0 | 14 |  |  |  |  | R-454B | 0.75 | Residential & Commercial | VSMSHP | Ducted CEE Tier 1
215866786 | Mini/Multi Split | AI AIR CONDITIONING | HRCU-A-CB | AO25-12N2-M1H |  | Mini-Splits(Ducted) | AH-12N2-M1 |  | 12000 | 20 | 10.6 | 12000 | 12000 | 100% | 1.95 | 0 | 12 |  |  |  |  | R-454B | 1 | Residential & Commercial | VSMSHP | Ducted CEE Tier 1
215866787 | Mini/Multi Split | AI AIR CONDITIONING | HRCU-A-CB | AO25-18N2-M1H |  | Mini-Splits(Ducted) | AH-18N2-M1 |  | 17500 | 18.4 | 11.1 | 19500 | 18000 | 92.31% | 2.1 | 0 | 12 |  |  |  |  | R-454B | 1.4583 | Residential & Commercial | VSMSHP | Ducted CEE Tier 1
215866788 | Mini/Multi Split | AI AIR CONDITIONING | HRCU-A-CB | AO25-24N2-M1H |  | Mini-Splits(Ducted) | AH-24N2-M1 |  | 24000 | 19 | 11.7 | 26000 | 24000 | 92.31% | 2.18 | 0 | 12 |  |  |  |  | R-454B | 2 | Residential & Commercial | VSMSHP | Ducted CEE Tier 1
215866789 | Mini/Multi Split | AI AIR CONDITIONING | HRCU-A-CB | ASO25-36N2-M2H |  | Mini-Splits(Ducted) | AH-36N2-M1 |  | 36000 | 17.7 | 11.1 | 42000 | 37600 | 89.52% | 2.1 | 0 | 12 |  |  |  |  | R-454B | 3 | Residential & Commercial | VSMSHP | Ducted CEE Tier 1
215866790 | Mini/Multi Split | AI AIR CONDITIONING | HRCU-A-CB | ASO25-48N2-M2H |  | Mini-Splits(Ducted) | AH-48N2-M1 |  | 48000 | 16.7 | 10.8 | 52000 | 47500 | 91.35% | 2 | 0 | 10.4 |  |  |  |  | R-454B | 4 | Residential & Commercial | VSMSHP | Ducted CEE Tier 1
215866791 | Mini/Multi Split | AI AIR CONDITIONING | HRCU-A-CB | ASO25-60N2-M2H |  | Mini-Splits(Ducted) | AH-60N2-M1 |  | 55000 | 15.8 | 10.4 | 60000 | 53500 | 89.17% | 2.1 | 0 | 10.2 |  |  |  |  | R-454B | 4.5833 | Residential & Commercial | VSMSHP | Ducted CEE Tier 1
215866649 | Mini/Multi Split | KADEN | HRCU-A-CB | KOB-HH-PSX09HP-2AAMA |  | Mini-Splits(Ducted) | KIB-PSX09LS-2AAMA |  | 9000 | 21.4 | 12.5 | 10000 | 11200 | 112% | 1.89 | 0 | 13.4 |  |  |  |  | R-454B | 0.75 | Residential & Commercial | VSMSHP | Ducted CEE Tier 1
215866650 | Mini/Multi Split | KADEN | HRCU-A-CB | KOB-HH-PSX09HP-2AAMA |  | Mini-Splits(Ducted) | KIB-PSX09HS-2AAMA |  | 9000 | 20.5 | 13.8 | 9900 | 11900 | 120.2% | 1.85 | 0 | 14 |  |  |  |  | R-454B | 0.75 | Residential & Commercial | VSMSHP | Ducted CEE Tier 1
215866651 | Mini/Multi Split | KADEN | HRCU-A-CB | KOB-HH-PSX12HP-2AAMA |  | Mini-Splits(Ducted) | KIB-PSX12LS-2AAMA |  | 12000 | 20 | 10 | 12500 | 11800 | 94.4% | 1.9 | 0 | 12 |  |  |  |  | R-454B | 1 | Residential & Commercial | VSMSHP | Ducted CEE Tier 1
215866652 | Mini/Multi Split | KADEN | HRCU-A-CB | KOB-HH-PSX12HP-2AAMA |  | Mini-Splits(Ducted) | KIB-PSX12HS-2AAMA |  | 12000 | 20 | 10.6 | 12000 | 12000 | 100% | 1.95 | 0 | 12 |  |  |  |  | R-454B | 1 | Residential & Commercial | VSMSHP | Ducted CEE Tier 1
215866653 | Mini/Multi Split | KADEN | HRCU-A-CB | KOB-HH-PSX18HP-2AAMA |  | Mini-Splits(Ducted) | KIB-PSX18HS-2AAMA |  | 17500 | 18.4 | 11.1 | 19500 | 18000 | 92.31% | 2.1 | 0 | 12 |  |  |  |  | R-454B | 1.4583 | Residential & Commercial | VSMSHP | Ducted CEE Tier 1
215866654 | Mini/Multi Split | KADEN | HRCU-A-CB | KOB-HH-PSX24HP-2AAMA |  | Mini-Splits(Ducted) | KIB-PSX24HS-2AAMA |  | 24000 | 19 | 11.7 | 26000 | 24000 | 92.31% | 2.18 | 0 | 12 |  |  |  |  | R-454B | 2 | Residential & Commercial | VSMSHP | Ducted CEE Tier 1
215866655 | Mini/Multi Split | KADEN | HRCU-A-CB | KOB-PSX09HP-2AAMA |  | Mini-Splits(Ducted) | KIB-PSX09LS-2AAMA |  | 9000 | 19.5 | 11 | 10000 | 8600 | 86% | 2.25 | 0 | 12.8 |  |  |  |  | R-454B | 0.75 | Residential & Commercial | VSMSHP | Ducted CEE Tier 1
215866656 | Mini/Multi Split | KADEN | HRCU-A-CB | KOB-PSX09HP-2AAMA |  | Mini-Splits(Ducted) | KIB-PSX09HS-2AAMA |  | 9000 | 19.7 | 11.5 | 10000 | 8300 | 83% | 2.31 | 0 | 13 |  |  |  |  | R-454B | 0.75 | Residential & Commercial | VSMSHP | Ducted CEE Tier 1
215866657 | Mini/Multi Split | KADEN | HRCU-A-CB | KOB-PSX12HP-2AAMA |  | Mini-Splits(Ducted) | KIB-PSX12LS-2AAMA |  | 11500 | 19 | 10.2 | 12000 | 8800 | 73.33% | 2.25 | 0 | 11.7 |  |  |  |  | R-454B | 0.95833 | Residential & Commercial | VSMSHP | Ducted CEE Tier 1
215866658 | Mini/Multi Split | KADEN | HRCU-A-CB | KOB-PSX12HP-2AAMA |  | Mini-Splits(Ducted) | KIB-PSX12HS-2AAMA |  | 12000 | 19.5 | 10.5 | 12000 | 8900 | 74.17% | 2.44 | 0 | 12 |  |  |  |  | R-454B | 1 | Residential & Commercial | VSMSHP | Ducted CEE Tier 1
215866659 | Mini/Multi Split | KADEN | HRCU-A-CB | KOB-PSX18HP-2AAMA |  | Mini-Splits(Ducted) | KIB-PSX18HS-2AAMA |  | 17500 | 20 | 11.3 | 20000 | 14200 | 71% | 2.4 | 0 | 13.3 |  |  |  |  | R-454B | 1.4583 | Residential & Commercial | VSMSHP | Ducted CEE Tier 1
215866660 | Mini/Multi Split | KADEN | HRCU-A-CB | KOB-PSX24HP-2AAMA |  | Mini-Splits(Ducted) | KIB-PSX24HS-2AAMA |  | 24000 | 19 | 11 | 25000 | 19000 | 76% | 2.3 | 0 | 12.5 |  |  |  |  | R-454B | 2 | Residential & Commercial | VSMSHP | Ducted CEE Tier 1
215864354 | Mini/Multi Split | MAINLINE | HRCU-A-CB | ML09HP230NEX-O |  | Mini-Splits(Ducted) | ML09HP230LSDUC-I |  | 9000 | 19.5 | 11 | 10000 | 8600 | 86% | 2.25 | 0 | 12.8 |  |  |  |  | R-454B | 0.75 | Residential & Commercial | VSMSHP | Ducted CEE Tier 1
215864355 | Mini/Multi Split | MAINLINE | HRCU-A-CB | ML12HP230NEX-O |  | Mini-Splits(Ducted) | ML12HP230LSDUC-I |  | 11500 | 19 | 10.2 | 12000 | 8800 | 73.33% | 2.25 | 0 | 11.7 |  |  |  |  | R-454B | 0.95833 | Residential & Commercial | VSMSHP | Ducted CEE Tier 1
215864356 | Mini/Multi Split | MAINLINE | HRCU-A-CB | ML18HP230NEX-O |  | Mini-Splits(Ducted) | ML18HP230LSDUC-I |  | 17000 | 20 | 10.5 | 20000 | 14000 | 70% | 2.2 | 0 | 12.5 |  |  |  |  | R-454B | 1.4167 | Residential & Commercial | VSMSHP | Ducted CEE Tier 1
215864357 | Mini/Multi Split | MAINLINE | HRCU-A-CB | ML09HP230NEX-O |  | Mini-Splits(Ducted) | ML09HP230HSDUC-I |  | 9000 | 19.7 | 11.5 | 10000 | 8300 | 83% | 2.31 | 0 | 13 |  |  |  |  | R-454B | 0.75 | Residential & Commercial | VSMSHP | Ducted CEE Tier 1
215864358 | Mini/Multi Split | MAINLINE | HRCU-A-CB | ML12HP230NEX-O |  | Mini-Splits(Ducted) | ML12HP230HSDUC-I |  | 12000 | 19.5 | 10.5 | 12000 | 8900 | 74.17% | 2.44 | 0 | 12 |  |  |  |  | R-454B | 1 | Residential & Commercial | VSMSHP | Ducted CEE Tier 1
215864359 | Mini/Multi Split | MAINLINE | HRCU-A-CB | ML18HP230NEX-O |  | Mini-Splits(Ducted) | ML18HP230HSDUC-I |  | 17500 | 20 | 11.3 | 20000 | 14200 | 71% | 2.4 | 0 | 13.3 |  |  |  |  | R-454B | 1.4583 | Residential & Commercial | VSMSHP | Ducted CEE Tier 1
215864360 | Mini/Multi Split | MAINLINE | HRCU-A-CB | ML24HP230NEX-O |  | Mini-Splits(Ducted) | ML24HP230HSDUC-I |  | 24000 | 19 | 11 | 25000 | 19000 | 76% | 2.3 | 0 | 12.5 |  |  |  |  | R-454B | 2 | Residential & Commercial | VSMSHP | Ducted CEE Tier 1
215864373 | Mini/Multi Split | MAINLINE | HRCU-A-CB | ML06HP230NEXH-O |  | Mini-Splits(Ducted) | ML06HP230LSDUC-I |  | 6500 | 21.4 | 13.8 | 8000 | 7800 | 97.5% | 2.4 | 0 | 14.4 |  |  |  |  | R-454B | 0.54167 | Residential & Commercial | VSMSHP | Ducted CEE Tier 1
215864374 | Mini/Multi Split | MAINLINE | HRCU-A-CB | ML09HP230NEXH-O |  | Mini-Splits(Ducted) | ML09HP230LSDUC-I |  | 9000 | 21.4 | 12.5 | 10000 | 11200 | 112% | 1.89 | 0 | 13.4 |  |  |  |  | R-454B | 0.75 | Residential & Commercial | VSMSHP | Ducted CEE Tier 1
215864375 | Mini/Multi Split | MAINLINE | HRCU-A-CB | ML12HP230NEXH-O |  | Mini-Splits(Ducted) | ML12HP230LSDUC-I |  | 12000 | 20 | 10 | 12500 | 11800 | 94.4% | 1.9 | 0 | 12 |  |  |  |  | R-454B | 1 | Residential & Commercial | VSMSHP | Ducted CEE Tier 1
215864376 | Mini/Multi Split | MAINLINE | HRCU-A-CB | ML18HP230NEXH-O |  | Mini-Splits(Ducted) | ML18HP230LSDUC-I |  | 17000 | 18 | 10.5 | 19000 | 18000 | 94.74% | 2 | 0 | 12 |  |  |  |  | R-454B | 1.4167 | Residential & Commercial | VSMSHP | Ducted CEE Tier 1
215864377 | Mini/Multi Split | MAINLINE | HRCU-A-CB | ML09HP230NEXH-O |  | Mini-Splits(Ducted) | ML09HP230HSDUC-I |  | 9000 | 20.5 | 13.8 | 9900 | 11900 | 120.2% | 1.85 | 0 | 14 |  |  |  |  | R-454B | 0.75 | Residential & Commercial | VSMSHP | Ducted CEE Tier 1
215864378 | Mini/Multi Split | MAINLINE | HRCU-A-CB | ML12HP230NEXH-O |  | Mini-Splits(Ducted) | ML12HP230HSDUC-I |  | 12000 | 20 | 10.6 | 12000 | 12000 | 100% | 1.95 | 0 | 12 |  |  |  |  | R-454B | 1 | Residential & Commercial | VSMSHP | Ducted CEE Tier 1
215864379 | Mini/Multi Split | MAINLINE | HRCU-A-CB | ML18HP230NEXH-O |  | Mini-Splits(Ducted) | ML18HP230HSDUC-I |  | 17500 | 18.4 | 11.1 | 19500 | 18000 | 92.31% | 2.1 | 0 | 12 |  |  |  |  | R-454B | 1.4583 | Residential & Commercial | VSMSHP | Ducted CEE Tier 1
215864380 | Mini/Multi Split | MAINLINE | HRCU-A-CB | ML24HP230NEXH-O |  | Mini-Splits(Ducted) | ML24HP230HSDUC-I |  | 24000 | 19 | 11.7 | 26000 | 24000 | 92.31% | 2.18 | 0 | 12 |  |  |  |  | R-454B | 2 | Residential & Commercial | VSMSHP | Ducted CEE Tier 1
215864393 | Mini/Multi Split | MAINLINE | HRCU-A-CB | ML48HP230LCM-O |  | Mini-Splits(Ducted) | ML48HP230HSDUC-I |  | 48000 | 17.1 | 9.8 | 50000 | 38000 | 76% | 2 | 0 | 10 |  |  |  |  | R-454B | 4 | Residential & Commercial | VSMSHP | Ducted CEE Tier 1
215864400 | Mini/Multi Split | MAINLINE | HRCU-A-CB | ML36HP230LCMH-O |  | Mini-Splits(Ducted) | ML36HP230HSDUC-I |  | 36000 | 17.7 | 11.1 | 42000 | 37600 | 89.52% | 2.1 | 0 | 12 |  |  |  |  | R-454B | 3 | Residential & Commercial | VSMSHP | Ducted CEE Tier 1
215864401 | Mini/Multi Split | MAINLINE | HRCU-A-CB | ML48HP230LCMH-O |  | Mini-Splits(Ducted) | ML48HP230HSDUC-I |  | 48000 | 16.7 | 10.8 | 52000 | 47500 | 91.35% | 2 | 0 | 10.4 |  |  |  |  | R-454B | 4 | Residential & Commercial | VSMSHP | Ducted CEE Tier 1
215864402 | Mini/Multi Split | MAINLINE | HRCU-A-CB | ML60HP230LCMH-O |  | Mini-Splits(Ducted) | ML60HP230HSDUC-I |  | 55000 | 15.8 | 10.4 | 60000 | 53500 | 89.17% | 2.1 | 0 | 10.2 |  |  |  |  | R-454B | 4.5833 | Residential & Commercial | VSMSHP | Ducted CEE Tier 1
215864193 | Mini/Multi Split | Cooper&Hunter | HRCU-A-CB | CH-RHP48LCU-230VO |  | Mini-Splits(Ducted) | CH-RSH48LCCT |  | 48000 | 16.7 | 10.8 | 52000 | 47500 | 91.35% | 2 | 0 | 10.4 |  |  |  |  | R-454B | 4 | Residential & Commercial | VSMSHP | Ducted CEE Tier 1
215864199 | Mini/Multi Split | Cooper&Hunter | HRCU-A-CB | CH-R48LCU-230VO |  | Mini-Splits(Ducted) | CH-RSH48LCCT |  | 48000 | 17.1 | 9.8 | 50000 | 38000 | 76% | 2 | 0 | 10 |  |  |  |  | R-454B | 4 | Residential & Commercial | VSMSHP | Ducted CEE Tier 1
215864205 | Mini/Multi Split | Cooper&Hunter | HRCU-A-CB | CH-RHP48LCU-230VO |  | Mini-Splits(Ducted) | CH-RH48LCCT |  | 48000 | 16.7 | 10.8 | 52000 | 47500 | 91.35% | 2 | 0 | 10.4 |  |  |  |  | R-454B | 4 | Residential & Commercial | VSMSHP | Ducted CEE Tier 1
215864211 | Mini/Multi Split | Cooper&Hunter | HRCU-A-CB | CH-R48LCU-230VO |  | Mini-Splits(Ducted) | CH-RH48LCCT |  | 48000 | 17.1 | 9.8 | 50000 | 38000 | 76% | 2 | 0 | 10 |  |  |  |  | R-454B | 4 | Residential & Commercial | VSMSHP | Ducted CEE Tier 1
215864212 | Mini/Multi Split | Cooper&Hunter | HRCU-A-CB | CH-RHP06F9-230VO |  | Mini-Splits(Ducted) | CH-RS06MDT-MS |  | 6500 | 21.4 | 13.8 | 8000 | 7800 | 97.5% | 2.4 | 0 | 14.4 |  |  |  |  | R-454B | 0.54167 | Residential & Commercial | VSMSHP | Ducted CEE Tier 1
215864213 | Mini/Multi Split | Cooper&Hunter | HRCU-A-CB | CH-RHP09-230VO |  | Mini-Splits(Ducted) | CH-RS09MDT-MS |  | 9000 | 21.4 | 12.5 | 10000 | 11200 | 112% | 1.89 | 0 | 13.4 |  |  |  |  | R-454B | 0.75 | Residential & Commercial | VSMSHP | Ducted CEE Tier 1
215864214 | Mini/Multi Split | Cooper&Hunter | HRCU-A-CB | CH-RHP12-230VO |  | Mini-Splits(Ducted) | CH-RS12MDT-MS |  | 12000 | 20 | 10 | 12500 | 11800 | 94.4% | 1.9 | 0 | 12 |  |  |  |  | R-454B | 1 | Residential & Commercial | VSMSHP | Ducted CEE Tier 1
215864215 | Mini/Multi Split | Cooper&Hunter | HRCU-A-CB | CH-RHP06F9-230VO |  | Mini-Splits(Ducted) | CH-RS06-12MDT- MS |  | 6500 | 21.4 | 13.8 | 8000 | 7800 | 97.5% | 2.4 | 0 | 14.4 |  |  |  |  | R-454B | 0.54167 | Residential & Commercial | VSMSHP | Ducted CEE Tier 1
215864216 | Mini/Multi Split | Cooper&Hunter | HRCU-A-CB | CH-RHP09-230VO |  | Mini-Splits(Ducted) | CH-RS06-12MDT- MS |  | 9000 | 21.4 | 12.5 | 10000 | 11200 | 112% | 1.89 | 0 | 13.4 |  |  |  |  | R-454B | 0.75 | Residential & Commercial | VSMSHP | Ducted CEE Tier 1
215864217 | Mini/Multi Split | Cooper&Hunter | HRCU-A-CB | CH-RHP12-230VO |  | Mini-Splits(Ducted) | CH-RS06-12MDT- MS |  | 12000 | 20 | 10 | 12500 | 11800 | 94.4% | 1.9 | 0 | 12 |  |  |  |  | R-454B | 1 | Residential & Commercial | VSMSHP | Ducted CEE Tier 1
215864218 | Mini/Multi Split | Cooper&Hunter | HRCU-A-CB | CH-RHP18-230VO |  | Mini-Splits(Ducted) | CH-RS18MDT-MS |  | 17000 | 18 | 10.5 | 19000 | 18000 | 94.74% | 2 | 0 | 12 |  |  |  |  | R-454B | 1.4167 | Residential & Commercial | VSMSHP | Ducted CEE Tier 1
215864219 | Mini/Multi Split | Cooper&Hunter | HRCU-A-CB | CH-RHP24-230VO |  | Mini-Splits(Ducted) | CH-RS24MDT-HS |  | 24000 | 19 | 11.7 | 26000 | 24000 | 92.31% | 2.18 | 0 | 12 |  |  |  |  | R-454B | 2 | Residential & Commercial | VSMSHP | Ducted CEE Tier 1
215864220 | Mini/Multi Split | Cooper&Hunter | HRCU-A-CB | CH-RHP36LCU-230VO |  | Mini-Splits(Ducted) | CH-RS36LCDT-HS |  | 36000 | 17.7 | 11.1 | 42000 | 37600 | 89.52% | 2.1 | 0 | 12 |  |  |  |  | R-454B | 3 | Residential & Commercial | VSMSHP | Ducted CEE Tier 1
215864221 | Mini/Multi Split | Cooper&Hunter | HRCU-A-CB | CH-RHP48LCU-230VO |  | Mini-Splits(Ducted) | CH-RS48LCDT-HS |  | 48000 | 16.7 | 10.8 | 52000 | 47500 | 91.35% | 2 | 0 | 10.4 |  |  |  |  | R-454B | 4 | Residential & Commercial | VSMSHP | Ducted CEE Tier 1
215864222 | Mini/Multi Split | Cooper&Hunter | HRCU-A-CB | CH-RHP60LCU-230VO |  | Mini-Splits(Ducted) | CH-RS60LCDT-HS |  | 55000 | 15.8 | 10.4 | 60000 | 53500 | 89.17% | 2.1 | 0 | 10.2 |  |  |  |  | R-454B | 4.5833 | Residential & Commercial | VSMSHP | Ducted CEE Tier 1
215864223 | Mini/Multi Split | Cooper&Hunter | HRCU-A-CB | CH-RES09-230VO |  | Mini-Splits(Ducted) | CH-RS09MDT-MS |  | 9000 | 19.5 | 11 | 10000 | 8600 | 86% | 2.25 | 0 | 12.8 |  |  |  |  | R-454B | 0.75 | Residential & Commercial | VSMSHP | Ducted CEE Tier 1
215864224 | Mini/Multi Split | Cooper&Hunter | HRCU-A-CB | CH-RES12-230VO |  | Mini-Splits(Ducted) | CH-RS12MDT-MS |  | 11500 | 19 | 10.2 | 12000 | 8800 | 73.33% | 2.25 | 0 | 11.7 |  |  |  |  | R-454B | 0.95833 | Residential & Commercial | VSMSHP | Ducted CEE Tier 1
215864225 | Mini/Multi Split | Cooper&Hunter | HRCU-A-CB | CH-RES09-230VO |  | Mini-Splits(Ducted) | CH-RS06-12MDT- MS |  | 9000 | 19.5 | 11 | 10000 | 8600 | 86% | 2.25 | 0 | 12.8 |  |  |  |  | R-454B | 0.75 | Residential & Commercial | VSMSHP | Ducted CEE Tier 1
215864226 | Mini/Multi Split | Cooper&Hunter | HRCU-A-CB | CH-RES12-230VO |  | Mini-Splits(Ducted) | CH-RS06-12MDT- MS |  | 11500 | 19 | 10.2 | 12000 | 8800 | 73.33% | 2.25 | 0 | 11.7 |  |  |  |  | R-454B | 0.95833 | Residential & Commercial | VSMSHP | Ducted CEE Tier 1
215864227 | Mini/Multi Split | Cooper&Hunter | HRCU-A-CB | CH-RES18-230VO |  | Mini-Splits(Ducted) | CH-RS18MDT-MS |  | 17000 | 20 | 10.5 | 20000 | 14000 | 70% | 2.2 | 0 | 12.5 |  |  |  |  | R-454B | 1.4167 | Residential & Commercial | VSMSHP | Ducted CEE Tier 1
215864228 | Mini/Multi Split | Cooper&Hunter | HRCU-A-CB | CH-RES24-230VO |  | Mini-Splits(Ducted) | CH-RS24MDT-HS |  | 24000 | 19 | 11 | 25000 | 19000 | 76% | 2.3 | 0 | 12.5 |  |  |  |  | R-454B | 2 | Residential & Commercial | VSMSHP | Ducted CEE Tier 1
215864230 | Mini/Multi Split | Cooper&Hunter | HRCU-A-CB | CH-R48LCU-230VO |  | Mini-Splits(Ducted) | CH-RS48LCDT-HS |  | 48000 | 17.1 | 9.8 | 50000 | 38000 | 76% | 2 | 0 | 10 |  |  |  |  | R-454B | 4 | Residential & Commercial | VSMSHP | Ducted CEE Tier 1
215864061 | Mini/Multi Split | Wells | HRCU-A-CB | WOS-12QUA/230 |  | Mini-Splits(Ducted) | WIDH-12MOC/230 |  | 12000 | 19.5 | 10.5 | 12000 | 8900 | 74.17% | 2.44 | 0 | 12 |  |  |  |  | R-454B | 1 | Residential & Commercial | VSMSHP | Ducted CEE Tier 1
215864062 | Mini/Multi Split | Wells | HRCU-A-CB | WOS-18QUA/230 |  | Mini-Splits(Ducted) | WIDH-18MOC/230 |  | 17500 | 20 | 11.3 | 20000 | 14200 | 71% | 2.4 | 0 | 13.3 |  |  |  |  | R-454B | 1.4583 | Residential & Commercial | VSMSHP | Ducted CEE Tier 1
215864063 | Mini/Multi Split | Wells | HRCU-A-CB | WOS-24QUA/230 |  | Mini-Splits(Ducted) | WIDH-24MOC/230 |  | 24000 | 19 | 11 | 25000 | 19000 | 76% | 2.3 | 0 | 12.5 |  |  |  |  | R-454B | 2 | Residential & Commercial | VSMSHP | Ducted CEE Tier 1
215864077 | Mini/Multi Split | Wells | HRCU-A-CB | WOS-06PRE/230 |  | Mini-Splits(Ducted) | WIDL-06MOC/230 |  | 6500 | 21.4 | 13.8 | 8000 | 7800 | 97.5% | 2.4 | 0 | 14.4 |  |  |  |  | R-454B | 0.54167 | Residential & Commercial | VSMSHP | Ducted CEE Tier 1
215864078 | Mini/Multi Split | Wells | HRCU-A-CB | WOS-09PRE/230 |  | Mini-Splits(Ducted) | WIDL-09MOC/230 |  | 9000 | 21.4 | 12.5 | 10000 | 11200 | 112% | 1.89 | 0 | 13.4 |  |  |  |  | R-454B | 0.75 | Residential & Commercial | VSMSHP | Ducted CEE Tier 1
215864079 | Mini/Multi Split | Wells | HRCU-A-CB | WOS-12PRE/230 |  | Mini-Splits(Ducted) | WIDL-12MOC/230 |  | 12000 | 20 | 10 | 12500 | 11800 | 94.4% | 1.9 | 0 | 12 |  |  |  |  | R-454B | 1 | Residential & Commercial | VSMSHP | Ducted CEE Tier 1
215864080 | Mini/Multi Split | Wells | HRCU-A-CB | WOS-18PRE/230 |  | Mini-Splits(Ducted) | WIDL-18MOC/230 |  | 17000 | 18 | 10.5 | 19000 | 18000 | 94.74% | 2 | 0 | 12 |  |  |  |  | R-454B | 1.4167 | Residential & Commercial | VSMSHP | Ducted CEE Tier 1
215864081 | Mini/Multi Split | Wells | HRCU-A-CB | WOS-09PRE/230 |  | Mini-Splits(Ducted) | WIDH-09MOC/230 |  | 9000 | 20.5 | 13.8 | 9900 | 11900 | 120.2% | 1.85 | 0 | 14 |  |  |  |  | R-454B | 0.75 | Residential & Commercial | VSMSHP | Ducted CEE Tier 1
215864082 | Mini/Multi Split | Wells | HRCU-A-CB | WOS-12PRE/230 |  | Mini-Splits(Ducted) | WIDH-12MOC/230 |  | 12000 | 20 | 10.6 | 12000 | 12000 | 100% | 1.95 | 0 | 12 |  |  |  |  | R-454B | 1 | Residential & Commercial | VSMSHP | Ducted CEE Tier 1
215864083 | Mini/Multi Split | Wells | HRCU-A-CB | WOS-18PRE/230 |  | Mini-Splits(Ducted) | WIDH-18MOC/230 |  | 17500 | 18.4 | 11.1 | 19500 | 18000 | 92.31% | 2.1 | 0 | 12 |  |  |  |  | R-454B | 1.4583 | Residential & Commercial | VSMSHP | Ducted CEE Tier 1
215864084 | Mini/Multi Split | Wells | HRCU-A-CB | WOS-24PRE/230 |  | Mini-Splits(Ducted) | WIDH-24MOC/230 |  | 24000 | 19 | 11.7 | 26000 | 24000 | 92.31% | 2.18 | 0 | 12 |  |  |  |  | R-454B | 2 | Residential & Commercial | VSMSHP | Ducted CEE Tier 1
216497931 | Mini/Multi Split | AC PRO | HRCU-A-CB | MHPC-H-009BSB |  | Mini-Splits(Ducted) | MDUC-H-009BBB |  | 9000 | 19.7 | 11.5 | 10000 | 8300 | 83% | 2.31 | 0 | 13 |  |  |  |  | R-454B | 0.75 | Residential & Commercial | VSMSHP | Ducted CEE Tier 1
216497932 | Mini/Multi Split | AC PRO | HRCU-A-CB | MHPC-H-012BSB |  | Mini-Splits(Ducted) | MDUC-H-012BBB |  | 12000 | 19.5 | 10.5 | 12000 | 8900 | 74.17% | 2.44 | 0 | 12 |  |  |  |  | R-454B | 1 | Residential & Commercial | VSMSHP | Ducted CEE Tier 1
216497933 | Mini/Multi Split | AC PRO | HRCU-A-CB | MHPC-H-018BSB |  | Mini-Splits(Ducted) | MDUC-H-018BBB |  | 17500 | 20 | 11.3 | 20000 | 14200 | 71% | 2.4 | 0 | 13.3 |  |  |  |  | R-454B | 1.4583 | Residential & Commercial | VSMSHP | Ducted CEE Tier 1
216497934 | Mini/Multi Split | AC PRO | HRCU-A-CB | MHPC-H-024BSB |  | Mini-Splits(Ducted) | MDUC-H-024BBB |  | 24000 | 19 | 11 | 25000 | 19000 | 76% | 2.3 | 0 | 12.5 |  |  |  |  | R-454B | 2 | Residential & Commercial | VSMSHP | Ducted CEE Tier 1
216497936 | Mini/Multi Split | AC PRO | HRCU-A-CB | MHPC-H-048BSB |  | Mini-Splits(Ducted) | MDUC-H-048BSB |  | 48000 | 17.1 | 9.8 | 50000 | 38000 | 76% | 2 | 0 | 10 |  |  |  |  | R-454B | 4 | Residential & Commercial | VSMSHP | Ducted CEE Tier 1
215832423 | Mini/Multi Split | APOWER | HRCU-A-CB | AP24HP230VBO |  | Mini-Splits(Ducted) | APDE09HP230VAI |  | 9100 | 22 | 9.2 | 10500 | 9500 | 90.48% | 2.15 | 0 | 14.2 |  |  |  |  | R-32 | 0.75833 | Residential & Commercial | VSMSHP | Ducted CEE Tier 1
215832424 | Mini/Multi Split | APOWER | HRCU-A-CB | AP09HP230VBO |  | Mini-Splits(Ducted) | APDE12HP230VAI |  | 12000 | 21 | 9 | 12000 | 10500 | 87.5% | 1.9 | 0 | 13 |  |  |  |  | R-32 | 1 | Residential & Commercial | VSMSHP | Ducted CEE Tier 1
215832425 | Mini/Multi Split | APOWER | HRCU-A-CB | AP18HP230VBO |  | Mini-Splits(Ducted) | APDE18HP230VAI |  | 18000 | 22.5 | 9 | 18000 | 15000 | 83.33% | 1.9 | 0 | 14 |  |  |  |  | R-32 | 1.5 | Residential & Commercial | VSMSHP | Ducted CEE Tier 1
215832426 | Mini/Multi Split | APOWER | HRCU-A-CB | AP24HP230VBO |  | Mini-Splits(Ducted) | APDE24HP230VAI |  | 22000 | 19.5 | 9 | 24000 | 19600 | 81.67% | 1.8 | 0 | 12.3 |  |  |  |  | R-32 | 1.8333 | Residential & Commercial | VSMSHP | Ducted CEE Tier 1
215748463 | Mini/Multi Split | Mitsubishi Electric | HRCU-A-CB | SUZ-AA09NLHZ*** |  | Mini-Splits(Ducted) | MSZ-EX09NLB*** |  | 9000 | 17.4 | 10 | 12000 | 12000 | 100% | 2 | 0 | 12.6 |  |  |  |  | R-454B | 0.75 | Residential & Commercial | VSMSHP | Ducted CEE Tier 1
215748466 | Mini/Multi Split | Mitsubishi Electric | HRCU-A-CB | SUZ-AA09NLHZ*** |  | Mini-Splits(Ducted) | MSZ-EX09NLS*** |  | 9000 | 17.4 | 10 | 12000 | 12000 | 100% | 2 | 0 | 12.6 |  |  |  |  | R-454B | 0.75 | Residential & Commercial | VSMSHP | Ducted CEE Tier 1
215748468 | Mini/Multi Split | Mitsubishi Electric | HRCU-A-CB | SUZ-AA09NLHZ*** |  | Mini-Splits(Ducted) | MSZ-EX09NLW*** |  | 9000 | 17.4 | 10 | 12000 | 12000 | 100% | 2 | 0 | 12.6 |  |  |  |  | R-454B | 0.75 | Residential & Commercial | VSMSHP | Ducted CEE Tier 1
215748477 | Mini/Multi Split | Mitsubishi Electric | HRCU-A-CB | SUZ-AA18NLHZ*** |  | Mini-Splits(Ducted) | MSZ-EX18NLB*** |  | 16400 | 17.5 | 10.2 | 20000 | 20000 | 100% | 2 | 0 | 11.7 |  |  |  |  | R-454B | 1.3667 | Residential & Commercial | VSMSHP | Ducted CEE Tier 1
215748479 | Mini/Multi Split | Mitsubishi Electric | HRCU-A-CB | SUZ-AA18NLHZ*** |  | Mini-Splits(Ducted) | MSZ-EX18NLS*** |  | 16400 | 17.5 | 10.2 | 20000 | 20000 | 100% | 2 | 0 | 11.7 |  |  |  |  | R-454B | 1.3667 | Residential & Commercial | VSMSHP | Ducted CEE Tier 1
215748482 | Mini/Multi Split | Mitsubishi Electric | HRCU-A-CB | SUZ-AA18NLHZ*** |  | Mini-Splits(Ducted) | MSZ-EX18NLW*** |  | 16400 | 17.5 | 10.2 | 20000 | 20000 | 100% | 2 | 0 | 11.7 |  |  |  |  | R-454B | 1.3667 | Residential & Commercial | VSMSHP | Ducted CEE Tier 1
215748495 | Mini/Multi Split | Mitsubishi Electric | HRCU-A-CB | SUZ-AA12NLHZ*** |  | Mini-Splits(Ducted) | MSZ-EX12NLB*** |  | 12000 | 17.6 | 10 | 15000 | 15000 | 100% | 2 | 0 | 14.1 |  |  |  |  | R-454B | 1 | Residential & Commercial | VSMSHP | Ducted CEE Tier 1
215748497 | Mini/Multi Split | Mitsubishi Electric | HRCU-A-CB | SUZ-AA12NLHZ*** |  | Mini-Splits(Ducted) | MSZ-EX12NLS*** |  | 12000 | 17.6 | 10 | 15000 | 15000 | 100% | 2 | 0 | 14.1 |  |  |  |  | R-454B | 1 | Residential & Commercial | VSMSHP | Ducted CEE Tier 1
215748500 | Mini/Multi Split | Mitsubishi Electric | HRCU-A-CB | SUZ-AA12NLHZ*** |  | Mini-Splits(Ducted) | MSZ-EX12NLW*** |  | 12000 | 17.6 | 10 | 15000 | 15000 | 100% | 2 | 0 | 14.1 |  |  |  |  | R-454B | 1 | Residential & Commercial | VSMSHP | Ducted CEE Tier 1
215748508 | Mini/Multi Split | Mitsubishi Electric | HRCU-A-CB | SUZ-AA15NLHZ*** |  | Mini-Splits(Ducted) | MSZ-EX15NLB*** |  | 15000 | 17.5 | 9.8 | 17000 | 17000 | 100% | 2 | 0 | 11.9 |  |  |  |  | R-454B | 1.25 | Residential & Commercial | VSMSHP | Ducted CEE Tier 1
215748510 | Mini/Multi Split | Mitsubishi Electric | HRCU-A-CB | SUZ-AA15NLHZ*** |  | Mini-Splits(Ducted) | MSZ-EX15NLS*** |  | 15000 | 17.5 | 9.8 | 17000 | 17000 | 100% | 2 | 0 | 11.9 |  |  |  |  | R-454B | 1.25 | Residential & Commercial | VSMSHP | Ducted CEE Tier 1
215748513 | Mini/Multi Split | Mitsubishi Electric | HRCU-A-CB | SUZ-AA15NLHZ*** |  | Mini-Splits(Ducted) | MSZ-EX15NLW*** |  | 15000 | 17.5 | 9.8 | 17000 | 17000 | 100% | 2 | 0 | 11.9 |  |  |  |  | R-454B | 1.25 | Residential & Commercial | VSMSHP | Ducted CEE Tier 1
215745983 | Mini/Multi Split | Custom Comfort | HRCU-A-CB | CCOXHBSZ06HP |  | Mini-Splits(Ducted) | CCOXHBSD06 |  | 6500 | 21.4 | 13.8 | 8000 | 7800 | 97.5% | 2.4 | 0 | 14.4 |  |  |  |  | R-454B | 0.54167 | Residential & Commercial | VSMSHP | Ducted CEE Tier 1
215745984 | Mini/Multi Split | Custom Comfort | HRCU-A-CB | CCOXHBSZ09HP |  | Mini-Splits(Ducted) | CCOXHBSD09 |  | 9000 | 20.5 | 13.8 | 9900 | 11900 | 120.2% | 1.85 | 0 | 14 |  |  |  |  | R-454B | 0.75 | Residential & Commercial | VSMSHP | Ducted CEE Tier 1
215745985 | Mini/Multi Split | Custom Comfort | HRCU-A-CB | CCOXHBSZ12HP |  | Mini-Splits(Ducted) | CCOXHBSD12 |  | 12000 | 20 | 10.6 | 12000 | 12000 | 100% | 1.95 | 0 | 12 |  |  |  |  | R-454B | 1 | Residential & Commercial | VSMSHP | Ducted CEE Tier 1
215745986 | Mini/Multi Split | Custom Comfort | HRCU-A-CB | CCOXHBSZ17HP |  | Mini-Splits(Ducted) | CCOXHBSD18 |  | 17500 | 18.4 | 11.1 | 19500 | 18000 | 92.31% | 2.1 | 0 | 12 |  |  |  |  | R-454B | 1.4583 | Residential & Commercial | VSMSHP | Ducted CEE Tier 1
215745987 | Mini/Multi Split | Custom Comfort | HRCU-A-CB | CCOXHBSZ24HP |  | Mini-Splits(Ducted) | CCOXHBSD24 |  | 24000 | 19 | 11.7 | 26000 | 24000 | 92.31% | 2.18 | 0 | 12 |  |  |  |  | R-454B | 2 | Residential & Commercial | VSMSHP | Ducted CEE Tier 1
215745999 | Mini/Multi Split | Custom Comfort | HRCU-A-CB | CCOXHBSZ36CHP |  | Mini-Splits(Ducted) | CCOXHBSD36 |  | 36000 | 17.7 | 11.1 | 42000 | 37600 | 89.52% | 2.1 | 0 | 12 |  |  |  |  | R-454B | 3 | Residential & Commercial | VSMSHP | Ducted CEE Tier 1
215746000 | Mini/Multi Split | Custom Comfort | HRCU-A-CB | CCOXHBSZ48CHP |  | Mini-Splits(Ducted) | CCOXHBSD48 |  | 48000 | 16.7 | 10.8 | 52000 | 47500 | 91.35% | 2 | 0 | 10.4 |  |  |  |  | R-454B | 4 | Residential & Commercial | VSMSHP | Ducted CEE Tier 1
215746001 | Mini/Multi Split | Custom Comfort | HRCU-A-CB | CCOXHBSZ60CHP |  | Mini-Splits(Ducted) | CCOXHBSD60 |  | 55000 | 15.8 | 10.4 | 60000 | 53500 | 89.17% | 2.1 | 0 | 10.2 |  |  |  |  | R-454B | 4.5833 | Residential & Commercial | VSMSHP | Ducted CEE Tier 1
215735573 | Mini/Multi Split | LG | HRCU-A-CB | KUSXA422A |  | Mini-Splits(Ducted) | KNSLB421A |  | 42000 | 19 | 9.8 | 46000 | 46000 | 100% | 2 | 0 | 12.5 |  |  |  |  | R-32 | 3.5 | Residential & Commercial | VSMSHP | Ducted CEE Tier 1
215735574 | Mini/Multi Split | LG | HRCU-A-CB | KUSXA482A |  | Mini-Splits(Ducted) | KNSLB481A |  | 46000 | 19 | 9.6 | 50000 | 46000 | 92% | 2 | 0 | 12.3 |  |  |  |  | R-32 | 3.8333 | Residential & Commercial | VSMSHP | Ducted CEE Tier 1
215735300 | Mini/Multi Split | SENVILLE | HRCU-A-CB | SENA-09HF-OG |  | Mini-Splits(Ducted) | SENA-09HF-IDG |  | 9000 | 21.4 | 12.5 | 10000 | 11200 | 112% | 1.89 | 0 | 13.4 |  |  |  |  | R-454B | 0.75 | Residential & Commercial | VSMSHP | Ducted CEE Tier 1
215735301 | Mini/Multi Split | SENVILLE | HRCU-A-CB | SENA-12HF-OG |  | Mini-Splits(Ducted) | SENA-12HF-IDG |  | 12000 | 20 | 10 | 12500 | 11800 | 94.4% | 1.9 | 0 | 12 |  |  |  |  | R-454B | 1 | Residential & Commercial | VSMSHP | Ducted CEE Tier 1
215735302 | Mini/Multi Split | SENVILLE | HRCU-A-CB | SENA-18HF-OG |  | Mini-Splits(Ducted) | SENA-18HF-IDG |  | 17000 | 18 | 10.5 | 19000 | 18000 | 94.74% | 2 | 0 | 12 |  |  |  |  | R-454B | 1.4167 | Residential & Commercial | VSMSHP | Ducted CEE Tier 1
215735303 | Mini/Multi Split | SENVILLE | HRCU-A-CB | SENA-24HF-OG |  | Mini-Splits(Ducted) | SENA-24HF-IDG |  | 24000 | 19 | 11.7 | 26000 | 24000 | 92.31% | 2.18 | 0 | 12 |  |  |  |  | R-454B | 2 | Residential & Commercial | VSMSHP | Ducted CEE Tier 1
215734907 | Mini/Multi Split | Mitsubishi Electric | HRCU-A-CB | SUZ-AA09NLHZ*** |  | Mini-Splits(Ducted) | SLZ-AF09NL*** |  | 9000 | 16.6 | 9.3 | 12000 | 12000 | 100% | 2 | 0 | 12.5 |  |  |  |  | R-454B | 0.75 | Residential & Commercial | VSMSHP | Ducted CEE Tier 1
215734908 | Mini/Multi Split | Mitsubishi Electric | HRCU-A-CB | SUZ-AA09NLHZ*** |  | Mini-Splits(Ducted) | MLZ-KX09NL*** |  | 9000 | 16.7 | 9.7 | 11400 | 11400 | 100% | 2 | 0 | 12.3 |  |  |  |  | R-454B | 0.75 | Residential & Commercial | VSMSHP | Ducted CEE Tier 1
215734909 | Mini/Multi Split | Mitsubishi Electric | HRCU-A-CB | SUZ-AA09NLHZ*** |  | Mini-Splits(Ducted) | MFZ-KX09NL*** |  | 9000 | 17 | 10 | 12000 | 12000 | 100% | 2 | 0 | 12.5 |  |  |  |  | R-454B | 0.75 | Residential & Commercial | VSMSHP | Ducted CEE Tier 1
215734910 | Mini/Multi Split | Mitsubishi Electric | HRCU-A-CB | SUZ-AA09NLHZ*** |  | Mini-Splits(Ducted) | PEAD-AA09NL*** |  | 9000 | 15.8 | 9.1 | 12000 | 12000 | 100% | 2 | 0 | 12 |  |  |  |  | R-454B | 0.75 | Residential & Commercial | VSMSHP | Ducted CEE Tier 1
215734911 | Mini/Multi Split | Mitsubishi Electric | HRCU-A-CB | SUZ-AA12NLHZ*** |  | Mini-Splits(Ducted) | SLZ-AF12NL*** |  | 12000 | 16.8 | 9.4 | 15000 | 15000 | 100% | 2 | 0 | 13.9 |  |  |  |  | R-454B | 1 | Residential & Commercial | VSMSHP | Ducted CEE Tier 1
215734912 | Mini/Multi Split | Mitsubishi Electric | HRCU-A-CB | SUZ-AA12NLHZ*** |  | Mini-Splits(Ducted) | MLZ-KX12NL*** |  | 12000 | 16.7 | 9.6 | 15000 | 15000 | 100% | 2 | 0 | 13.3 |  |  |  |  | R-454B | 1 | Residential & Commercial | VSMSHP | Ducted CEE Tier 1
215734913 | Mini/Multi Split | Mitsubishi Electric | HRCU-A-CB | SUZ-AA12NLHZ*** |  | Mini-Splits(Ducted) | MFZ-KX12NL*** |  | 12000 | 17.2 | 10 | 15000 | 15000 | 100% | 2 | 0 | 13.9 |  |  |  |  | R-454B | 1 | Residential & Commercial | VSMSHP | Ducted CEE Tier 1
215734914 | Mini/Multi Split | Mitsubishi Electric | HRCU-A-CB | SUZ-AA12NLHZ*** |  | Mini-Splits(Ducted) | PEAD-AA12NL*** |  | 12000 | 17 | 9.5 | 15000 | 15000 | 100% | 2 | 0 | 13.6 |  |  |  |  | R-454B | 1 | Residential & Commercial | VSMSHP | Ducted CEE Tier 1
215734915 | Mini/Multi Split | Mitsubishi Electric | HRCU-A-CB | SUZ-AA12NLHZ*** |  | Mini-Splits(Ducted) | SVZ-AP12NL*** |  | 12000 | 16.1 | 9.3 | 15000 | 15000 | 100% | 2.1 | 0 | 12.6 |  |  |  |  | R-454B | 1 | Residential & Commercial | VSMSHP | Ducted CEE Tier 1
215734916 | Mini/Multi Split | Mitsubishi Electric | HRCU-A-CB | SUZ-AA15NLHZ*** |  | Mini-Splits(Ducted) | SLZ-AF15NL*** |  | 15000 | 17 | 9.2 | 17000 | 17000 | 100% | 2 | 0 | 12.7 |  |  |  |  | R-454B | 1.25 | Residential & Commercial | VSMSHP | Ducted CEE Tier 1
215734917 | Mini/Multi Split | Mitsubishi Electric | HRCU-A-CB | SUZ-AA15NLHZ*** |  | Mini-Splits(Ducted) | MFZ-KX15NL*** |  | 15000 | 17.3 | 10 | 17000 | 17000 | 100% | 2 | 0 | 12.8 |  |  |  |  | R-454B | 1.25 | Residential & Commercial | VSMSHP | Ducted CEE Tier 1
215734918 | Mini/Multi Split | Mitsubishi Electric | HRCU-A-CB | SUZ-AA15NLHZ*** |  | Mini-Splits(Ducted) | PEAD-AA15NL*** |  | 15000 | 17.2 | 10.2 | 18000 | 18000 | 100% | 2 | 0 | 13 |  |  |  |  | R-454B | 1.25 | Residential & Commercial | VSMSHP | Ducted CEE Tier 1
215734919 | Mini/Multi Split | Mitsubishi Electric | HRCU-A-CB | SUZ-AA18NLHZ*** |  | Mini-Splits(Ducted) | SLZ-AF18NL*** |  | 18000 | 17.5 | 9.3 | 20000 | 20000 | 100% | 2 | 0 | 12 |  |  |  |  | R-454B | 1.5 | Residential & Commercial | VSMSHP | Ducted CEE Tier 1
215734920 | Mini/Multi Split | Mitsubishi Electric | HRCU-A-CB | SUZ-AA18NLHZ*** |  | Mini-Splits(Ducted) | MLZ-KX18NL*** |  | 16400 | 17.2 | 9.5 | 18400 | 18400 | 100% | 2 | 0 | 11.7 |  |  |  |  | R-454B | 1.3667 | Residential & Commercial | VSMSHP | Ducted CEE Tier 1
215734921 | Mini/Multi Split | Mitsubishi Electric | HRCU-A-CB | SUZ-AA18NLHZ*** |  | Mini-Splits(Ducted) | MFZ-KX18NL*** |  | 18000 | 17.2 | 9.9 | 20000 | 20000 | 100% | 2 | 0 | 12.4 |  |  |  |  | R-454B | 1.5 | Residential & Commercial | VSMSHP | Ducted CEE Tier 1
215734922 | Mini/Multi Split | Mitsubishi Electric | HRCU-A-CB | SUZ-AA18NLHZ*** |  | Mini-Splits(Ducted) | PEAD-AA18NL*** |  | 18000 | 17.3 | 10 | 20000 | 20000 | 100% | 2 | 0 | 12.7 |  |  |  |  | R-454B | 1.5 | Residential & Commercial | VSMSHP | Ducted CEE Tier 1
215734923 | Mini/Multi Split | Mitsubishi Electric | HRCU-A-CB | SUZ-AA18NLHZ*** |  | Mini-Splits(Ducted) | SVZ-AP18NL*** |  | 18000 | 16.2 | 9.5 | 20000 | 20000 | 100% | 2 | 0 | 12 |  |  |  |  | R-454B | 1.5 | Residential & Commercial | VSMSHP | Ducted CEE Tier 1
215712199 | Mini/Multi Split | Mitsubishi Electric | HRCU-A-CB | PUZ-AK24NLHZ*** |  | Mini-Splits(Ducted) | PEAD-AA24NL*** |  | 24000 | 19.3 | 9 | 28000 | 25000 | 89.29% | 1.9 | 0 | 13.4 |  |  |  |  | R-454B | 2 | Residential & Commercial | VSMSHP | Ducted CEE Tier 1
215712200 | Mini/Multi Split | Mitsubishi Electric | HRCU-A-CB | PUZ-AK24NLHZ*** |  | Mini-Splits(Ducted) | PVA-AA24NL*** |  | 24000 | 19.7 | 8.8 | 28000 | 26000 | 92.86% | 2.1 | 0 | 13.6 |  |  |  |  | R-454B | 2 | Residential & Commercial | VSMSHP | Ducted CEE Tier 1
215712201 | Mini/Multi Split | Mitsubishi Electric | HRCU-A-C | PUZ-AK24NLHZ*** |  | Mini-Splits(Ducted) | PAA-AA18NL*** |  | 18000 | 15.9 | 8.5 | 22600 | 22000 | 97.35% | 1.77 | 0 | 11.7 |  |  |  |  | R-454B | 1.5 | Residential & Commercial | VSMSHP | Ducted CEE Tier 1
215712202 | Mini/Multi Split | Mitsubishi Electric | HRCU-A-C | PUZ-AK24NLHZ*** |  | Mini-Splits(Ducted) | PAA-BA18NL*** |  | 18000 | 15.9 | 8.5 | 22600 | 22000 | 97.35% | 1.77 | 0 | 11.7 |  |  |  |  | R-454B | 1.5 | Residential & Commercial | VSMSHP | Ducted CEE Tier 1
215712203 | Mini/Multi Split | Mitsubishi Electric | HRCU-A-C | PUZ-AK24NLHZ*** |  | Mini-Splits(Ducted) | PAA-AA24NL*** |  | 24000 | 17 | 9.4 | 27800 | 26000 | 93.53% | 2.1 | 0 | 12.1 |  |  |  |  | R-454B | 2 | Residential & Commercial | VSMSHP | Ducted CEE Tier 1
215712204 | Mini/Multi Split | Mitsubishi Electric | HRCU-A-C | PUZ-AK24NLHZ*** |  | Mini-Splits(Ducted) | PAA-BA24NL*** |  | 24000 | 17 | 9.4 | 27800 | 26000 | 93.53% | 2.1 | 0 | 12.1 |  |  |  |  | R-454B | 2 | Residential & Commercial | VSMSHP | Ducted CEE Tier 1
215712208 | Mini/Multi Split | Mitsubishi Electric | HRCU-A-CB | PUZ-AK30NLHZ*** |  | Mini-Splits(Ducted) | PEAD-AA30NL*** |  | 30000 | 21.7 | 9.3 | 34000 | 32000 | 94.12% | 1.9 | 0 | 12.5 |  |  |  |  | R-454B | 2.5 | Residential & Commercial | VSMSHP | Ducted CEE Tier 1
215712209 | Mini/Multi Split | Mitsubishi Electric | HRCU-A-CB | PUZ-AK30NLHZ*** |  | Mini-Splits(Ducted) | PVA-AA30NL*** |  | 30000 | 21 | 9.3 | 34000 | 32000 | 94.12% | 2.3 | 0 | 13.5 |  |  |  |  | R-454B | 2.5 | Residential & Commercial | VSMSHP | Ducted CEE Tier 1
215712210 | Mini/Multi Split | Mitsubishi Electric | HRCU-A-C | PUZ-AK30NLHZ*** |  | Mini-Splits(Ducted) | PAA-AA30NL*** |  | 30000 | 17.6 | 9 | 35800 | 32000 | 89.39% | 2 | 0 | 11.7 |  |  |  |  | R-454B | 2.5 | Residential & Commercial | VSMSHP | Ducted CEE Tier 1
215712211 | Mini/Multi Split | Mitsubishi Electric | HRCU-A-C | PUZ-AK30NLHZ*** |  | Mini-Splits(Ducted) | PAA-BA30NL*** |  | 30000 | 17.6 | 9 | 35800 | 32000 | 89.39% | 2 | 0 | 11.7 |  |  |  |  | R-454B | 2.5 | Residential & Commercial | VSMSHP | Ducted CEE Tier 1
215712215 | Mini/Multi Split | Mitsubishi Electric | HRCU-A-CB | PUZ-AK36NLHZ*** |  | Mini-Splits(Ducted) | PEAD-AA36NL*** |  | 36000 | 21.7 | 9.3 | 40000 | 38000 | 95% | 2 | 0 | 12.5 |  |  |  |  | R-454B | 3 | Residential & Commercial | VSMSHP | Ducted CEE Tier 1
215712216 | Mini/Multi Split | Mitsubishi Electric | HRCU-A-CB | PUZ-AK36NLHZ*** |  | Mini-Splits(Ducted) | PVA-AA36NL*** |  | 36000 | 21.2 | 9.2 | 40000 | 38000 | 95% | 2.1 | 0 | 12.1 |  |  |  |  | R-454B | 3 | Residential & Commercial | VSMSHP | Ducted CEE Tier 1
215712217 | Mini/Multi Split | Mitsubishi Electric | HRCU-A-C | PUZ-AK36NLHZ*** |  | Mini-Splits(Ducted) | PAA-BA36NL*** |  | 32000 | 18.1 | 9.4 | 42000 | 38000 | 90.48% | 1.9 | 0 | 11.7 |  |  |  |  | R-454B | 2.6667 | Residential & Commercial | VSMSHP | Ducted CEE Tier 1
215712218 | Mini/Multi Split | Mitsubishi Electric | HRCU-A-C | PUZ-AK36NLHZ*** |  | Mini-Splits(Ducted) | PAA-CA36NL*** |  | 32000 | 18.1 | 9.4 | 42000 | 38000 | 90.48% | 1.9 | 0 | 11.7 |  |  |  |  | R-454B | 2.6667 | Residential & Commercial | VSMSHP | Ducted CEE Tier 1
215712220 | Mini/Multi Split | Mitsubishi Electric | HRCU-A-CB | PUZ-AK42NLHZ*** |  | Mini-Splits(Ducted) | PEAD-AA42NL*** |  | 42000 | 18.3 | 8.5 | 54000 | 48000 | 88.89% | 1.75 | 0 | 11 |  |  |  |  | R-454B | 3.5 | Residential & Commercial | VSMSHP | Ducted CEE Tier 1
215712221 | Mini/Multi Split | Mitsubishi Electric | HRCU-A-CB | PUZ-AK42NLHZ*** |  | Mini-Splits(Ducted) | PVA-AA42NL*** |  | 42000 | 18.7 | 8.7 | 54000 | 48000 | 88.89% | 1.8 | 0 | 11.4 |  |  |  |  | R-454B | 3.5 | Residential & Commercial | VSMSHP | Ducted CEE Tier 1
215712222 | Mini/Multi Split | Mitsubishi Electric | HRCU-A-C | PUZ-AK42NLHZ*** |  | Mini-Splits(Ducted) | PAA-BA42NL*** |  | 42000 | 17.1 | 8.7 | 54000 | 48000 | 88.89% | 1.75 | 0 | 10.8 |  |  |  |  | R-454B | 3.5 | Residential & Commercial | VSMSHP | Ducted CEE Tier 1
215712223 | Mini/Multi Split | Mitsubishi Electric | HRCU-A-C | PUZ-AK42NLHZ*** |  | Mini-Splits(Ducted) | PAA-CA42NL*** |  | 42000 | 17.1 | 8.7 | 54000 | 48000 | 88.89% | 1.75 | 0 | 10.8 |  |  |  |  | R-454B | 3.5 | Residential & Commercial | VSMSHP | Ducted CEE Tier 1
215712237 | Mini/Multi Split | Mitsubishi Electric | HRCU-A-CB | SUZ-AK24NLHZ*** |  | Mini-Splits(Ducted) | PEAD-AA24NL*** |  | 24000 | 17.3 | 8.5 | 28000 | 25000 | 89.29% | 1.8 | 0 | 12.3 |  |  |  |  | R-454B | 2 | Residential & Commercial | VSMSHP | Ducted CEE Tier 1
215712238 | Mini/Multi Split | Mitsubishi Electric | HRCU-A-CB | SUZ-AK24NLHZ*** |  | Mini-Splits(Ducted) | SVZ-AP24NL*** |  | 23800 | 18.6 | 8.6 | 28000 | 23000 | 82.14% | 1.8 | 0 | 11.7 |  |  |  |  | R-454B | 1.9833 | Residential & Commercial | VSMSHP | Ducted CEE Tier 1
215712239 | Mini/Multi Split | Mitsubishi Electric | HRCU-A-CB | SUZ-AK30NLHZ*** |  | Mini-Splits(Ducted) | PEAD-AA30NL*** |  | 30000 | 19.5 | 8.5 | 34000 | 32000 | 94.12% | 1.8 | 0 | 12.3 |  |  |  |  | R-454B | 2.5 | Residential & Commercial | VSMSHP | Ducted CEE Tier 1
215712240 | Mini/Multi Split | Mitsubishi Electric | HRCU-A-CB | SUZ-AK30NLHZ*** |  | Mini-Splits(Ducted) | SVZ-AP30NL*** |  | 28000 | 17.1 | 9.2 | 34000 | 32000 | 94.12% | 1.8 | 0 | 13 |  |  |  |  | R-454B | 2.3333 | Residential & Commercial | VSMSHP | Ducted CEE Tier 1
215712241 | Mini/Multi Split | Mitsubishi Electric | HRCU-A-CB | SUZ-AK36NLHZ*** |  | Mini-Splits(Ducted) | PEAD-AA36NL*** |  | 36000 | 19.5 | 8.5 | 40000 | 38000 | 95% | 1.8 | 0 | 12.3 |  |  |  |  | R-454B | 3 | Residential & Commercial | VSMSHP | Ducted CEE Tier 1
215712242 | Mini/Multi Split | Mitsubishi Electric | HRCU-A-CB | SUZ-AK36NLHZ*** |  | Mini-Splits(Ducted) | SVZ-AP36NL*** |  | 36000 | 15.2 | 9.1 | 40000 | 37000 | 92.5% | 1.8 | 0 | 10.5 |  |  |  |  | R-454B | 3 | Residential & Commercial | VSMSHP | Ducted CEE Tier 1
215725452 | Mini/Multi Split | INNOVAIR | HRCU-A-CB | MOS48H2BM0A |  | Mini-Splits(Ducted) | MCS48H2BHRB |  | 48000 | 17.1 | 9.8 | 50000 | 38000 | 76% | 2 | 0 | 10 |  |  |  |  | R-454B | 4 | Residential & Commercial | VSMSHP | Ducted CEE Tier 1
216441731 | Mini/Multi Split | SAMSUNG | HRCU-A-CB | AC018DXSCCG |  | Mini-Splits(Ducted) | AC018DNZDCG |  | 18000 | 18 | 8.5 | 20000 | 19000 | 95% | 1.8 | 0 | 12 |  |  |  |  | R-32 | 1.5 | Residential & Commercial | VSMSHP | Ducted CEE Tier 1
216441732 | Mini/Multi Split | SAMSUNG | HRCU-A-CB | AC024DXSCCG |  | Mini-Splits(Ducted) | AC024DNZDCG |  | 24000 | 17.3 | 8.8 | 27000 | 24200 | 89.63% | 1.8 | 0 | 11.7 |  |  |  |  | R-32 | 2 | Residential & Commercial | VSMSHP | Ducted CEE Tier 1
216441733 | Mini/Multi Split | SAMSUNG | HRCU-A-CB | AC030DXSCCG |  | Mini-Splits(Ducted) | AC030DNZDCG |  | 30000 | 19 | 9.7 | 34000 | 34000 | 100% | 1.8 | 0 | 13 |  |  |  |  | R-32 | 2.5 | Residential & Commercial | VSMSHP | Ducted CEE Tier 1
216441734 | Mini/Multi Split | SAMSUNG | HRCU-A-CB | AC036DXSCCG |  | Mini-Splits(Ducted) | AC036DNZDCG |  | 36000 | 18.7 | 9.5 | 40000 | 40000 | 100% | 1.8 | 0 | 12 |  |  |  |  | R-32 | 3 | Residential & Commercial | VSMSHP | Ducted CEE Tier 1
216441735 | Mini/Multi Split | SAMSUNG | HRCU-A-CB | AC048DXSCCG |  | Mini-Splits(Ducted) | AC048DNZDCG |  | 48000 | 18 | 9.5 | 54000 | 52000 | 96.3% | 1.8 | 0 | 12 |  |  |  |  | R-32 | 4 | Residential & Commercial | VSMSHP | Ducted CEE Tier 1
216441736 | Mini/Multi Split | SAMSUNG | HRCU-A-CB | AC018DXADCG |  | Mini-Splits(Ducted) | AC018DNZDCG |  | 18000 | 16.5 | 8.1 | 20000 | 16000 | 80% | 1.8 | 0 | 10 |  |  |  |  | R-32 | 1.5 | Residential & Commercial | VSMSHP | Ducted CEE Tier 1
216441737 | Mini/Multi Split | SAMSUNG | HRCU-A-CB | AC024DXADCG |  | Mini-Splits(Ducted) | AC024DNZDCG |  | 24000 | 16.6 | 8.3 | 27000 | 21600 | 80% | 1.8 | 0 | 10.7 |  |  |  |  | R-32 | 2 | Residential & Commercial | VSMSHP | Ducted CEE Tier 1
216441738 | Mini/Multi Split | SAMSUNG | HRCU-A-CB | AC030DXADCG |  | Mini-Splits(Ducted) | AC030DNZDCG |  | 30000 | 19 | 9.5 | 34000 | 27200 | 80% | 1.8 | 0 | 11.5 |  |  |  |  | R-32 | 2.5 | Residential & Commercial | VSMSHP | Ducted CEE Tier 1
216441739 | Mini/Multi Split | SAMSUNG | HRCU-A-CB | AC036DXADCG |  | Mini-Splits(Ducted) | AC036DNZDCG |  | 36000 | 16 | 8.6 | 40000 | 32000 | 80% | 1.8 | 0 | 9.5 |  |  |  |  | R-32 | 3 | Residential & Commercial | VSMSHP
216441740 | Mini/Multi Split | SAMSUNG | HRCU-A-CB | AC048DXADCG |  | Mini-Splits(Ducted) | AC048DNZDCG |  | 48000 | 17.5 | 8.8 | 54000 | 43500 | 80.56% | 1.8 | 0 | 9.6 |  |  |  |  | R-32 | 4 | Residential & Commercial | VSMSHP
216441743 | Mini/Multi Split | SAMSUNG | HRCU-A-CB | AC009DXSCCG |  | Mini-Splits(Ducted) | AC009DNLDCG |  | 9000 | 20.1 | 9.6 | 12000 | 9600 | 80% | 1.8 | 0 | 13.5 |  |  |  |  | R-32 | 0.75 | Residential & Commercial | VSMSHP | Ducted CEE Tier 1
216441744 | Mini/Multi Split | SAMSUNG | HRCU-A-CB | AC012DXSCCG |  | Mini-Splits(Ducted) | AC012DNLDCG |  | 12000 | 19.6 | 9.5 | 14000 | 11200 | 80% | 1.8 | 0 | 11.8 |  |  |  |  | R-32 | 1 | Residential & Commercial | VSMSHP | Ducted CEE Tier 1
216441745 | Mini/Multi Split | SAMSUNG | HRCU-A-CB | AC009DXSCCG |  | Mini-Splits(Ducted) | AC009DNHDCG |  | 9000 | 18.9 | 10 | 12000 | 9600 | 80% | 1.8 | 0 | 12.7 |  |  |  |  | R-32 | 0.75 | Residential & Commercial | VSMSHP | Ducted CEE Tier 1
216441746 | Mini/Multi Split | SAMSUNG | HRCU-A-CB | AC012DXSCCG |  | Mini-Splits(Ducted) | AC012DNHDCG |  | 12000 | 18.6 | 9.5 | 14000 | 11200 | 80% | 1.8 | 0 | 11.7 |  |  |  |  | R-32 | 1 | Residential & Commercial | VSMSHP | Ducted CEE Tier 1
215725457 | Mini/Multi Split | INNOVAIR | HRCU-A-CB | MOS09H2BM0A |  | Mini-Splits(Ducted) | MDL09H2MHWA |  | 9000 | 19.5 | 11 | 10000 | 8600 | 86% | 2.25 | 0 | 12.8 |  |  |  |  | R-454B | 0.75 | Residential & Commercial | VSMSHP | Ducted CEE Tier 1
215725458 | Mini/Multi Split | INNOVAIR | HRCU-A-CB | MOS12H2BM0A |  | Mini-Splits(Ducted) | MDL12H2MHWA |  | 11500 | 19 | 10.2 | 12000 | 8800 | 73.33% | 2.25 | 0 | 11.7 |  |  |  |  | R-454B | 0.95833 | Residential & Commercial | VSMSHP | Ducted CEE Tier 1
215725459 | Mini/Multi Split | INNOVAIR | HRCU-A-CB | MOS18H2BM0A |  | Mini-Splits(Ducted) | MDL18H2MHWA |  | 17000 | 20 | 10.5 | 20000 | 14000 | 70% | 2.2 | 0 | 12.5 |  |  |  |  | R-454B | 1.4167 | Residential & Commercial | VSMSHP | Ducted CEE Tier 1
215725460 | Mini/Multi Split | INNOVAIR | HRCU-A-CB | MOS09H2BM0A |  | Mini-Splits(Ducted) | MDH09H2MHWA |  | 9000 | 19.7 | 11.5 | 10000 | 8300 | 83% | 2.31 | 0 | 13 |  |  |  |  | R-454B | 0.75 | Residential & Commercial | VSMSHP | Ducted CEE Tier 1
215725461 | Mini/Multi Split | INNOVAIR | HRCU-A-CB | MOS12H2BM0A |  | Mini-Splits(Ducted) | MDH12H2MHWA |  | 12000 | 19.5 | 10.5 | 12000 | 8900 | 74.17% | 2.44 | 0 | 12 |  |  |  |  | R-454B | 1 | Residential & Commercial | VSMSHP | Ducted CEE Tier 1
215725462 | Mini/Multi Split | INNOVAIR | HRCU-A-CB | MOS18H2BM0A |  | Mini-Splits(Ducted) | MDH18H2MHWA |  | 17500 | 20 | 11.3 | 20000 | 14200 | 71% | 2.4 | 0 | 13.3 |  |  |  |  | R-454B | 1.4583 | Residential & Commercial | VSMSHP | Ducted CEE Tier 1
215725463 | Mini/Multi Split | INNOVAIR | HRCU-A-CB | MOS24H2BM0A |  | Mini-Splits(Ducted) | MDH24H2MHWA |  | 24000 | 19 | 11 | 25000 | 19000 | 76% | 2.3 | 0 | 12.5 |  |  |  |  | R-454B | 2 | Residential & Commercial | VSMSHP | Ducted CEE Tier 1
215725465 | Mini/Multi Split | INNOVAIR | HRCU-A-CB | MOS48H2BM0A |  | Mini-Splits(Ducted) | MDH48H2MHWA |  | 48000 | 17.1 | 9.8 | 50000 | 38000 | 76% | 2 | 0 | 10 |  |  |  |  | R-454B | 4 | Residential & Commercial | VSMSHP | Ducted CEE Tier 1
215725467 | Mini/Multi Split | INNOVAIR | HRCU-A-CB | MOS09H2BH0A |  | Mini-Splits(Ducted) | MDL09H2MHWA |  | 9000 | 21.4 | 12.5 | 10000 | 11200 | 112% | 1.89 | 0 | 13.4 |  |  |  |  | R-454B | 0.75 | Residential & Commercial | VSMSHP | Ducted CEE Tier 1
215725468 | Mini/Multi Split | INNOVAIR | HRCU-A-CB | MOS12H2BH0A |  | Mini-Splits(Ducted) | MDL12H2MHWA |  | 12000 | 20 | 10 | 12500 | 11800 | 94.4% | 1.9 | 0 | 12 |  |  |  |  | R-454B | 1 | Residential & Commercial | VSMSHP | Ducted CEE Tier 1
215725469 | Mini/Multi Split | INNOVAIR | HRCU-A-CB | MOS18H2BH0A |  | Mini-Splits(Ducted) | MDL18H2MHWA |  | 17000 | 18 | 10.5 | 19000 | 18000 | 94.74% | 2 | 0 | 12 |  |  |  |  | R-454B | 1.4167 | Residential & Commercial | VSMSHP | Ducted CEE Tier 1
215725470 | Mini/Multi Split | INNOVAIR | HRCU-A-CB | MOS09H2BH0A |  | Mini-Splits(Ducted) | MDH09H2MHWA |  | 9000 | 20.5 | 13.8 | 9900 | 11900 | 120.2% | 1.85 | 0 | 14 |  |  |  |  | R-454B | 0.75 | Residential & Commercial | VSMSHP | Ducted CEE Tier 1
215725471 | Mini/Multi Split | INNOVAIR | HRCU-A-CB | MOS12H2BH0A |  | Mini-Splits(Ducted) | MDH12H2MHWA |  | 12000 | 20 | 10.6 | 12000 | 12000 | 100% | 1.95 | 0 | 12 |  |  |  |  | R-454B | 1 | Residential & Commercial | VSMSHP | Ducted CEE Tier 1
215725472 | Mini/Multi Split | INNOVAIR | HRCU-A-CB | MOS18H2BH0A |  | Mini-Splits(Ducted) | MDH18H2MHWA |  | 17500 | 18.4 | 11.1 | 19500 | 18000 | 92.31% | 2.1 | 0 | 12 |  |  |  |  | R-454B | 1.4583 | Residential & Commercial | VSMSHP | Ducted CEE Tier 1
215725473 | Mini/Multi Split | INNOVAIR | HRCU-A-CB | MOS24H2BH0A |  | Mini-Splits(Ducted) | MDH24H2MHWA |  | 24000 | 19 | 11.7 | 26000 | 24000 | 92.31% | 2.18 | 0 | 12 |  |  |  |  | R-454B | 2 | Residential & Commercial | VSMSHP | Ducted CEE Tier 1
216441675 | Mini/Multi Split | APOWER | HRCU-A-CB | AP09HP230VBO |  | Mini-Splits(Ducted) | APDE09HP230VAI |  | 9100 | 22 | 9.2 | 10500 | 9500 | 90.48% | 2.15 | 0 | 14.2 |  |  |  |  | R-32 | 0.75833 | Residential & Commercial | VSMSHP | Ducted CEE Tier 1
216441676 | Mini/Multi Split | APOWER | HRCU-A-CB | AP12HP230VBO |  | Mini-Splits(Ducted) | APDE12HP230VAI |  | 12000 | 21 | 9 | 12000 | 10500 | 87.5% | 1.9 | 0 | 13 |  |  |  |  | R-32 | 1 | Residential & Commercial | VSMSHP | Ducted CEE Tier 1
215810025 | Mini/Multi Split | LENNOX | HRCU-A-CB | MMLD018S6S-1P |  | Mini-Splits(Ducted) | MDDD018S6-1P |  | 18000 | 18.3 | 8.9 | 20000 | 20000 | 100% | 1.8 | 0 | 12 |  |  |  |  | R-32 | 1.5 | Residential & Commercial | VSMSHP | Ducted CEE Tier 1
215810026 | Mini/Multi Split | LENNOX | HRCU-A-CB | MMLD018S6S-1P |  | Mini-Splits(Ducted) | MMDD018S6-1P |  | 17500 | 17 | 9 | 20000 | 20000 | 100% | 1.8 | 0 | 11.7 |  |  |  |  | R-32 | 1.4583 | Residential & Commercial | VSMSHP | Ducted CEE Tier 1
215810029 | Mini/Multi Split | LENNOX | HRCU-A-CB | MMLD024S6S-1P |  | Mini-Splits(Ducted) | MDDD024S6-1P |  | 23000 | 18 | 9.5 | 27000 | 27000 | 100% | 1.8 | 0 | 12 |  |  |  |  | R-32 | 1.9167 | Residential & Commercial | VSMSHP | Ducted CEE Tier 1
215810031 | Mini/Multi Split | LENNOX | HRCU-A-CB | MMLD030S6S-1P |  | Mini-Splits(Ducted) | MDDD030S6-1P |  | 30000 | 20 | 10 | 35000 | 35000 | 100% | 1.8 | 0 | 13 |  |  |  |  | R-32 | 2.5 | Residential & Commercial | VSMSHP | Ducted CEE Tier 1
215810032 | Mini/Multi Split | LENNOX | HRCU-A-CB | MMLD036S6S-1P |  | Mini-Splits(Ducted) | MDDD036S6-1P |  | 36000 | 20 | 9.8 | 40000 | 40000 | 100% | 1.8 | 0 | 12.8 |  |  |  |  | R-32 | 3 | Residential & Commercial | VSMSHP | Ducted CEE Tier 1
215810033 | Mini/Multi Split | LENNOX | HRCU-A-CB | MMLD048S6S-1P |  | Mini-Splits(Ducted) | MDDD048S6-1P |  | 47000 | 18 | 9.5 | 54000 | 54000 | 100% | 1.8 | 0 | 11.7 |  |  |  |  | R-32 | 3.9167 | Residential & Commercial | VSMSHP | Ducted CEE Tier 1
215810037 | Mini/Multi Split | LENNOX | HRCU-A-CB | MMPD018S6S-1P |  | Mini-Splits(Ducted) | MDDD018S6-1P |  | 18000 | 18 | 8.5 | 20000 | 16000 | 80% | 1.8 | 0 | 10.5 |  |  |  |  | R-32 | 1.5 | Residential & Commercial | VSMSHP | Ducted CEE Tier 1
215810038 | Mini/Multi Split | LENNOX | HRCU-A-CB | MMPD024S6S-1P |  | Mini-Splits(Ducted) | MDDD024S6-1P |  | 24000 | 17.5 | 8.7 | 27000 | 21600 | 80% | 1.8 | 0 | 11 |  |  |  |  | R-32 | 2 | Residential & Commercial | VSMSHP | Ducted CEE Tier 1
215810039 | Mini/Multi Split | LENNOX | HRCU-A-CB | MMPD030S6S-1P |  | Mini-Splits(Ducted) | MDDD030S6-1P |  | 30000 | 19 | 9 | 34000 | 27200 | 80% | 1.8 | 0 | 11 |  |  |  |  | R-32 | 2.5 | Residential & Commercial | VSMSHP | Ducted CEE Tier 1
215810040 | Mini/Multi Split | LENNOX | HRCU-A-CB | MMPD036S6S-1P |  | Mini-Splits(Ducted) | MDDD036S6-1P |  | 36000 | 17.4 | 8.8 | 40000 | 32000 | 80% | 1.8 | 0 | 9.5 |  |  |  |  | R-32 | 3 | Residential & Commercial | VSMSHP
215810041 | Mini/Multi Split | LENNOX | HRCU-A-CB | MMPD048S6S-1P |  | Mini-Splits(Ducted) | MDDD048S6-1P |  | 48000 | 17.3 | 8.7 | 54000 | 44000 | 81.48% | 1.8 | 0 | 8.7 |  |  |  |  | R-32 | 4 | Residential & Commercial | VSMSHP
215812199 | Mini/Multi Split | LG | HRCU-A-CB | KUSXB361A |  | Mini-Splits(Ducted) | KNSLB361A |  | 33000 | 17.5 | 9.5 | 40000 | 33000 | 82.5% | 1.85 | 0 | 11.8 |  |  |  |  | R-32 | 2.75 | Residential & Commercial | VSMSHP | Ducted CEE Tier 1
215812202 | Mini/Multi Split | FUJITSU | HRCU-A-CB | AOUH42KUAS1 |  | Mini-Splits(Ducted) | ARUH42KUAS |  | 42000 | 17.3 | 10.2 | 47000 | 37000 | 78.72% | 2.23 | 0 | 10.3 |  |  |  |  | R-32 | 3.5 | Residential & Commercial | VSMSHP | Ducted CEE Tier 1
215812203 | Mini/Multi Split | FUJITSU | HRCU-A-CB | AOUH48KUAS1 |  | Mini-Splits(Ducted) | ARUH48KUAS |  | 46000 | 16.4 | 10 | 51000 | 38500 | 75.49% | 2.21 | 0 | 9.8 |  |  |  |  | R-32 | 3.8333 | Residential & Commercial | VSMSHP
216415474 | Mini/Multi Split | TOSHIBA CARRIER | HRCU-A-CB | RAV-BP121AT2P-UL |  | Mini-Splits(Ducted) | RAV-HB121BTP-UL |  | 12000 | 17.1 | 9.2 | 14000 | 9800 | 70% | 1.9 | 0 | 12.2 |  |  |  |  | R-454B | 1 | Residential & Commercial | VSMSHP | Ducted CEE Tier 1
216415475 | Mini/Multi Split | TOSHIBA CARRIER | HRCU-A-CB | RAV-BP181AT2P-UL |  | Mini-Splits(Ducted) | RAV-HB181BTP-UL |  | 18000 | 17.1 | 10 | 20000 | 14000 | 70% | 2.2 | 0 | 11.7 |  |  |  |  | R-454B | 1.5 | Residential & Commercial | VSMSHP | Ducted CEE Tier 1
216415476 | Mini/Multi Split | TOSHIBA CARRIER | HRCU-A-CB | RAV-BP241AT2P-UL |  | Mini-Splits(Ducted) | RAV-HB241BTP-UL |  | 24000 | 19.4 | 10.5 | 27000 | 19500 | 72.22% | 2.2 | 0 | 12.5 |  |  |  |  | R-454B | 2 | Residential & Commercial | VSMSHP | Ducted CEE Tier 1
216415477 | Mini/Multi Split | TOSHIBA CARRIER | HRCU-A-CB | RAV-BP301AT2P-UL |  | Mini-Splits(Ducted) | RAV-HB301BTP-UL |  | 30000 | 19.5 | 10.7 | 34000 | 25000 | 73.53% | 2.1 | 0 | 13 |  |  |  |  | R-454B | 2.5 | Residential & Commercial | VSMSHP | Ducted CEE Tier 1
216415478 | Mini/Multi Split | TOSHIBA CARRIER | HRCU-A-CB | RAV-BP361AT2P-UL |  | Mini-Splits(Ducted) | RAV-HB361BTP-UL |  | 36000 | 18.1 | 10.1 | 40000 | 29000 | 72.5% | 2 | 0 | 11.8 |  |  |  |  | R-454B | 3 | Residential & Commercial | VSMSHP | Ducted CEE Tier 1
216415479 | Mini/Multi Split | TOSHIBA CARRIER | HRCU-A-CB | RAV-BP421AT2P-UL |  | Mini-Splits(Ducted) | RAV-HB421BTP-UL |  | 42000 | 17.4 | 9.4 | 47000 | 33200 | 70.64% | 1.8 | 0 | 10.3 |  |  |  |  | R-454B | 3.5 | Residential & Commercial | VSMSHP | Ducted CEE Tier 1
216415480 | Mini/Multi Split | TOSHIBA CARRIER | HRCU-A-CB | RAV-BP481AT2P-UL |  | Mini-Splits(Ducted) | RAV-HB481BTP-UL |  | 48000 | 16.5 | 9.2 | 54000 | 38500 | 71.3% | 1.8 | 0 | 8.8 |  |  |  |  | R-454B | 4 | Residential & Commercial | VSMSHP
216439111 | Mini/Multi Split | HITACHI | HRCU-A-CB | PAS-18BLFASDQ1 |  | Mini-Splits(Ducted) | JPE18B3XB2HS1A |  | 18000 | 17 | 9.5 | 20000 | 20000 | 100% | 1.9 | 0 | 12.3 |  |  |  |  | R-32 | 1.5 | Residential & Commercial | VSMSHP | Ducted CEE Tier 1
216439112 | Mini/Multi Split | HITACHI | HRCU-A-CB | PAS-24BLFASDQ1 |  | Mini-Splits(Ducted) | JPE24B3XC2HS1A |  | 24000 | 17.1 | 9.7 | 26000 | 26000 | 100% | 1.9 | 0 | 12.7 |  |  |  |  | R-32 | 2 | Residential & Commercial | VSMSHP | Ducted CEE Tier 1
216439113 | Mini/Multi Split | HITACHI | HRCU-A-CB | PAS-36BLFASDQ1 |  | Mini-Splits(Ducted) | JPE36B3XD2HS1A |  | 36000 | 19.5 | 9.7 | 38000 | 38000 | 100% | 1.9 | 0 | 12.5 |  |  |  |  | R-32 | 3 | Residential & Commercial | VSMSHP | Ducted CEE Tier 1
216409633 | Mini/Multi Split | GUARDIAN | HRCU-A-CB | UPC24CN23STG1 |  | Mini-Splits(Ducted) | JHE18B5AB2SS1 |  | 18000 | 18 | 9.5 | 25000 | 19500 | 78% | 1.98 | 0 | 12 |  |  |  |  | R-454B | 1.5 | Residential & Commercial | VSMSHP | Ducted CEE Tier 1
216409634 | Mini/Multi Split | GUARDIAN | HRCU-A-CB | UPC24CN23STG1 |  | Mini-Splits(Ducted) | JHE24B5AC2SS1 |  | 24000 | 18 | 9.5 | 30000 | 24200 | 80.67% | 2 | 0 | 11.7 |  |  |  |  | R-454B | 2 | Residential & Commercial | VSMSHP | Ducted CEE Tier 1
215449560 | Mini/Multi Split | HISENSE | HRCU-A-CB | AUW-09U3TS1 |  | Mini-Splits(Ducted) | ADT-09UX3TBL1 |  | 9000 | 19.5 | 9.5 | 9000 | 12000 | 133.3% | 1.8 | 0 | 11.7 |  |  |  |  | R-454B | 0.75 | Residential & Commercial | VSMSHP | Ducted CEE Tier 1
215449561 | Mini/Multi Split | HISENSE | HRCU-A-CB | AUW-12U3TS1 |  | Mini-Splits(Ducted) | ADT-12UX3TBL1 |  | 12000 | 19.5 | 9.5 | 12000 | 12000 | 100% | 1.8 | 0 | 11.7 |  |  |  |  | R-454B | 1 | Residential & Commercial | VSMSHP | Ducted CEE Tier 1
215449568 | Mini/Multi Split | GUARDIAN | HRCU-A-CB | UPC09CN23STG1 |  | Mini-Splits(Ducted) | UNI09DT23STG1 |  | 9000 | 19.5 | 9.5 | 9000 | 12000 | 133.3% | 1.8 | 0 | 11.7 |  |  |  |  | R-454B | 0.75 | Residential & Commercial | VSMSHP | Ducted CEE Tier 1
215449569 | Mini/Multi Split | GUARDIAN | HRCU-A-CB | UPC12CN23STG1 |  | Mini-Splits(Ducted) | UNI12DT23STG1 |  | 12000 | 19.5 | 9.5 | 12000 | 12000 | 100% | 1.8 | 0 | 11.7 |  |  |  |  | R-454B | 1 | Residential & Commercial | VSMSHP | Ducted CEE Tier 1
215449772 | Mini/Multi Split | Breeze33 | HRCU-A-CB | BZ33-HYP09OUT2-454-G3-P |  | Mini-Splits(Ducted) | BZ33-DIDU9-454-G3-P |  | 9000 | 21.4 | 12.5 | 10000 | 11200 | 112% | 1.89 | 0 | 13.4 |  |  |  |  | R-454B | 0.75 | Residential & Commercial | VSMSHP | Ducted CEE Tier 1
215449773 | Mini/Multi Split | Breeze33 | HRCU-A-CB | BZ33-HYP12OUT2-454-G3-P |  | Mini-Splits(Ducted) | BZ33-DIDU12-454-G3-P |  | 12000 | 20 | 10 | 12500 | 11800 | 94.4% | 1.9 | 0 | 12 |  |  |  |  | R-454B | 1 | Residential & Commercial | VSMSHP | Ducted CEE Tier 1
215449774 | Mini/Multi Split | Breeze33 | HRCU-A-CB | BZ33-HYP18OUT2-454-G3-P |  | Mini-Splits(Ducted) | BZ33-DIDU18-454-G3-P |  | 17000 | 18 | 10.5 | 19000 | 18000 | 94.74% | 2 | 0 | 12 |  |  |  |  | R-454B | 1.4167 | Residential & Commercial | VSMSHP | Ducted CEE Tier 1
215449775 | Mini/Multi Split | Breeze33 | HRCU-A-CB | BZ33-HYP24OUT2-454-G3-P |  | Mini-Splits(Ducted) | BZ33-DIDU24-454-G3-P |  | 24000 | 19 | 11.7 | 26000 | 24000 | 92.31% | 2.18 | 0 | 12 |  |  |  |  | R-454B | 2 | Residential & Commercial | VSMSHP | Ducted CEE Tier 1
215449776 | Mini/Multi Split | Breeze33 | HRCU-A-CB | BZ33-HYP36OUT2-454-G3-P |  | Mini-Splits(Ducted) | BZ33-DIDU36-454-G3-P |  | 36000 | 17.7 | 11.1 | 42000 | 37600 | 89.52% | 2.1 | 0 | 12 |  |  |  |  | R-454B | 3 | Residential & Commercial | VSMSHP | Ducted CEE Tier 1
215449777 | Mini/Multi Split | Breeze33 | HRCU-A-CB | BZ33-HYP48OUT2-454-G3-P |  | Mini-Splits(Ducted) | BZ33-DIDU48-454-G3-P |  | 48000 | 16.7 | 10.8 | 52000 | 47500 | 91.35% | 2 | 0 | 10.4 |  |  |  |  | R-454B | 4 | Residential & Commercial | VSMSHP | Ducted CEE Tier 1
215449778 | Mini/Multi Split | Breeze33 | HRCU-A-CB | BZ33-HYP55OUT2-454-G3-P |  | Mini-Splits(Ducted) | BZ33-DIDU60-454-G3-P |  | 55000 | 15.8 | 10.4 | 60000 | 53500 | 89.17% | 2.1 | 0 | 10.2 |  |  |  |  | R-454B | 4.5833 | Residential & Commercial | VSMSHP | Ducted CEE Tier 1
215471408 | Mini/Multi Split | MIDEA | HRCU-A-CB | MO1ES-H09B-2A |  | Mini-Splits(Ducted) | MDLHU-H09B-2A |  | 9000 | 19.5 | 11 | 10000 | 8600 | 86% | 2.25 | 0 | 12.8 |  |  |  |  | R-454B | 0.75 | Residential & Commercial | VSMSHP | Ducted CEE Tier 1
215471409 | Mini/Multi Split | MIDEA | HRCU-A-CB | MO1ES-H12B-2A |  | Mini-Splits(Ducted) | MDLHU-H12B-2A |  | 11500 | 19 | 10.2 | 12000 | 8800 | 73.33% | 2.25 | 0 | 11.7 |  |  |  |  | R-454B | 0.95833 | Residential & Commercial | VSMSHP | Ducted CEE Tier 1
215471410 | Mini/Multi Split | MIDEA | HRCU-A-CB | MO1ES-H18B-2A |  | Mini-Splits(Ducted) | MDLHU-H18B-2A |  | 17000 | 20 | 10.5 | 20000 | 14000 | 70% | 2.2 | 0 | 12.5 |  |  |  |  | R-454B | 1.4167 | Residential & Commercial | VSMSHP | Ducted CEE Tier 1
215471411 | Mini/Multi Split | MIDEA | HRCU-A-CB | MO1HS-H06B-2A |  | Mini-Splits(Ducted) | MDLHU-H06B-2A |  | 6500 | 21.4 | 13.8 | 8000 | 7800 | 97.5% | 2.4 | 0 | 14.4 |  |  |  |  | R-454B | 0.54167 | Residential & Commercial | VSMSHP | Ducted CEE Tier 1
215471412 | Mini/Multi Split | MIDEA | HRCU-A-CB | MO1HS-H09B-2A |  | Mini-Splits(Ducted) | MDLHU-H09B-2A |  | 9000 | 21.4 | 12.5 | 10000 | 11200 | 112% | 1.89 | 0 | 13.4 |  |  |  |  | R-454B | 0.75 | Residential & Commercial | VSMSHP | Ducted CEE Tier 1
215471413 | Mini/Multi Split | MIDEA | HRCU-A-CB | MO1HS-H12B-2A |  | Mini-Splits(Ducted) | MDLHU-H12B-2A |  | 12000 | 20 | 10 | 12500 | 11800 | 94.4% | 1.9 | 0 | 12 |  |  |  |  | R-454B | 1 | Residential & Commercial | VSMSHP | Ducted CEE Tier 1
215471414 | Mini/Multi Split | MIDEA | HRCU-A-CB | MO1HS-H18B-2A |  | Mini-Splits(Ducted) | MDLHU-H18B-2A |  | 17000 | 18 | 10.5 | 19000 | 18000 | 94.74% | 2 | 0 | 12 |  |  |  |  | R-454B | 1.4167 | Residential & Commercial | VSMSHP | Ducted CEE Tier 1
215471415 | Mini/Multi Split | MIDEA | HRCU-A-CB | MO1ES-H09B-2A |  | Mini-Splits(Ducted) | MDHHU-H09B-2A |  | 9000 | 19.7 | 11.5 | 10000 | 8300 | 83% | 2.31 | 0 | 13 |  |  |  |  | R-454B | 0.75 | Residential & Commercial | VSMSHP | Ducted CEE Tier 1
215471416 | Mini/Multi Split | MIDEA | HRCU-A-CB | MO1ES-H12B-2A |  | Mini-Splits(Ducted) | MDHHU-H12B-2A |  | 12000 | 19.5 | 10.5 | 12000 | 8900 | 74.17% | 2.44 | 0 | 12 |  |  |  |  | R-454B | 1 | Residential & Commercial | VSMSHP | Ducted CEE Tier 1
215471417 | Mini/Multi Split | MIDEA | HRCU-A-CB | MO1ES-H18B-2A |  | Mini-Splits(Ducted) | MDHHU-H18B-2A |  | 17500 | 20 | 11.3 | 20000 | 14200 | 71% | 2.4 | 0 | 13.3 |  |  |  |  | R-454B | 1.4583 | Residential & Commercial | VSMSHP | Ducted CEE Tier 1
215471418 | Mini/Multi Split | MIDEA | HRCU-A-CB | MO1ES-H24B-2A |  | Mini-Splits(Ducted) | MDHHU-H24B-2A |  | 24000 | 19 | 11 | 25000 | 19000 | 76% | 2.3 | 0 | 12.5 |  |  |  |  | R-454B | 2 | Residential & Commercial | VSMSHP | Ducted CEE Tier 1
215471420 | Mini/Multi Split | MIDEA | HRCU-A-CB | MO1BU-H48B-2A |  | Mini-Splits(Ducted) | MDHHS-H48B-2A |  | 48000 | 17.1 | 9.8 | 50000 | 38000 | 76% | 2 | 0 | 10 |  |  |  |  | R-454B | 4 | Residential & Commercial | VSMSHP | Ducted CEE Tier 1
215471422 | Mini/Multi Split | MIDEA | HRCU-A-CB | MO1HS-H09B-2A |  | Mini-Splits(Ducted) | MDHHU-H09B-2A |  | 9000 | 20.5 | 13.8 | 9900 | 11900 | 120.2% | 1.85 | 0 | 14 |  |  |  |  | R-454B | 0.75 | Residential & Commercial | VSMSHP | Ducted CEE Tier 1
215471423 | Mini/Multi Split | MIDEA | HRCU-A-CB | MO1HS-H12B-2A |  | Mini-Splits(Ducted) | MDHHU-H12B-2A |  | 12000 | 20 | 10.6 | 12000 | 12000 | 100% | 1.95 | 0 | 12 |  |  |  |  | R-454B | 1 | Residential & Commercial | VSMSHP | Ducted CEE Tier 1
215471424 | Mini/Multi Split | MIDEA | HRCU-A-CB | MO1HS-H18B-2A |  | Mini-Splits(Ducted) | MDHHU-H18B-2A |  | 17500 | 18.4 | 11.1 | 19500 | 18000 | 92.31% | 2.1 | 0 | 12 |  |  |  |  | R-454B | 1.4583 | Residential & Commercial | VSMSHP | Ducted CEE Tier 1
215471425 | Mini/Multi Split | MIDEA | HRCU-A-CB | MO1HS-H24B-2A |  | Mini-Splits(Ducted) | MDHHU-H24B-2A |  | 24000 | 19 | 11.7 | 26000 | 24000 | 92.31% | 2.18 | 0 | 12 |  |  |  |  | R-454B | 2 | Residential & Commercial | VSMSHP | Ducted CEE Tier 1
215471426 | Mini/Multi Split | MIDEA | HRCU-A-CB | MO1HU-H36B-2A |  | Mini-Splits(Ducted) | MDHHS-H36B-2A |  | 36000 | 17.7 | 11.1 | 42000 | 37600 | 89.52% | 2.1 | 0 | 12 |  |  |  |  | R-454B | 3 | Residential & Commercial | VSMSHP | Ducted CEE Tier 1
215471427 | Mini/Multi Split | MIDEA | HRCU-A-CB | MO1HU-H48B-2A |  | Mini-Splits(Ducted) | MDHHS-H48B-2A |  | 48000 | 16.7 | 10.8 | 52000 | 47500 | 91.35% | 2 | 0 | 10.4 |  |  |  |  | R-454B | 4 | Residential & Commercial | VSMSHP | Ducted CEE Tier 1
215471428 | Mini/Multi Split | MIDEA | HRCU-A-CB | MO1HU-H60B-2A |  | Mini-Splits(Ducted) | MDHHS-H60B-2A |  | 55000 | 15.8 | 10.4 | 60000 | 53500 | 89.17% | 2.1 | 0 | 10.2 |  |  |  |  | R-454B | 4.5833 | Residential & Commercial | VSMSHP | Ducted CEE Tier 1
215490147 | Mini/Multi Split | SAMSUNG | HRCU-A-CB | AC018DXADCG |  | Mini-Splits(Ducted) | AC018DNHDCG |  | 18000 | 18 | 8.5 | 20000 | 16000 | 80% | 1.8 | 0 | 10.5 |  |  |  |  | R-32 | 1.5 | Residential & Commercial | VSMSHP | Ducted CEE Tier 1
215490148 | Mini/Multi Split | SAMSUNG | HRCU-A-CB | AC024DXADCG |  | Mini-Splits(Ducted) | AC024DNHDCG |  | 24000 | 17.5 | 8.7 | 27000 | 21600 | 80% | 1.8 | 0 | 11 |  |  |  |  | R-32 | 2 | Residential & Commercial | VSMSHP | Ducted CEE Tier 1
215490149 | Mini/Multi Split | SAMSUNG | HRCU-A-CB | AC030DXADCG |  | Mini-Splits(Ducted) | AC030DNHDCG |  | 30000 | 19 | 9 | 34000 | 27200 | 80% | 1.8 | 0 | 11 |  |  |  |  | R-32 | 2.5 | Residential & Commercial | VSMSHP | Ducted CEE Tier 1
215490150 | Mini/Multi Split | SAMSUNG | HRCU-A-CB | AC036DXADCG |  | Mini-Splits(Ducted) | AC036DNHDCG |  | 36000 | 17.4 | 8.8 | 40000 | 32000 | 80% | 1.8 | 0 | 9.5 |  |  |  |  | R-32 | 3 | Residential & Commercial | VSMSHP
215490151 | Mini/Multi Split | SAMSUNG | HRCU-A-CB | AC048DXADCG |  | Mini-Splits(Ducted) | AC048DNHDCG |  | 48000 | 17.3 | 8.7 | 54000 | 44000 | 81.48% | 1.8 | 0 | 8.7 |  |  |  |  | R-32 | 4 | Residential & Commercial | VSMSHP
215588566 | Mini/Multi Split | LG | HRCU-A-CB | KUSXA121A |  | Mini-Splits(Ducted) | KNSLB121A |  | 12500 | 17 | 9.8 | 15000 | 15000 | 100% | 1.95 | 0 | 13.3 |  |  |  |  | R-32 | 1.0417 | Residential & Commercial | VSMSHP | Ducted CEE Tier 1
215588567 | Mini/Multi Split | LG | HRCU-A-CB | KUSXA181A |  | Mini-Splits(Ducted) | KNSLA181A |  | 18000 | 17.5 | 10 | 20000 | 25000 | 125% | 2 | 0 | 13.5 |  |  |  |  | R-32 | 1.5 | Residential & Commercial | VSMSHP | Ducted CEE Tier 1
215588568 | Mini/Multi Split | LG | HRCU-A-CB | KUSXA241A |  | Mini-Splits(Ducted) | KNSLA241A |  | 24000 | 17.5 | 10 | 27000 | 25000 | 92.59% | 2 | 0 | 12.5 |  |  |  |  | R-32 | 2 | Residential & Commercial | VSMSHP | Ducted CEE Tier 1
215588570 | Mini/Multi Split | LG | HRCU-A-CB | KUSXB121A |  | Mini-Splits(Ducted) | KNSLB121A |  | 12000 | 16.2 | 9.5 | 15000 | 10500 | 70% | 1.85 | 0 | 12.2 |  |  |  |  | R-32 | 1 | Residential & Commercial | VSMSHP | Ducted CEE Tier 1
215588571 | Mini/Multi Split | LG | HRCU-A-CB | KUSXB181A |  | Mini-Splits(Ducted) | KNSLB181A |  | 18000 | 17.5 | 10 | 20000 | 22000 | 110% | 1.85 | 0 | 13.5 |  |  |  |  | R-32 | 1.5 | Residential & Commercial | VSMSHP | Ducted CEE Tier 1
215588573 | Mini/Multi Split | LG | HRCU-A-CB | KUSXB421A |  | Mini-Splits(Ducted) | KNSLB421A |  | 42000 | 18 | 9.5 | 46000 | 38500 | 83.7% | 1.8 | 0 | 11.7 |  |  |  |  | R-32 | 3.5 | Residential & Commercial | VSMSHP | Ducted CEE Tier 1
215588574 | Mini/Multi Split | LG | HRCU-A-CB | KUSXB601A |  | Mini-Splits(Ducted) | KNSLB601A |  | 52500 | 17.5 | 9.4 | 56500 | 45000 | 79.65% | 1.85 | 0 | 12 |  |  |  |  | R-32 | 4.375 | Residential & Commercial | VSMSHP | Ducted CEE Tier 1
215588575 | Mini/Multi Split | LG | HRCU-A-CB | KUSXA301A |  | Mini-Splits(Ducted) | KNSLA301A |  | 30000 | 18.2 | 9.8 | 34000 | 33000 | 97.06% | 2 | 0 | 13.5 |  |  |  |  | R-32 | 2.5 | Residential & Commercial | VSMSHP | Ducted CEE Tier 1
215588576 | Mini/Multi Split | LG | HRCU-A-CB | KUSXA361A |  | Mini-Splits(Ducted) | KNSLA361A |  | 33000 | 18.2 | 9.6 | 40000 | 33000 | 82.5% | 2 | 0 | 13 |  |  |  |  | R-32 | 2.75 | Residential & Commercial | VSMSHP | Ducted CEE Tier 1
215588578 | Mini/Multi Split | LG | HRCU-A-CB | KUSXB241A |  | Mini-Splits(Ducted) | KNSLB241A |  | 23200 | 17.5 | 9.7 | 27000 | 22000 | 81.48% | 1.85 | 0 | 12 |  |  |  |  | R-32 | 1.9333 | Residential & Commercial | VSMSHP | Ducted CEE Tier 1
215588579 | Mini/Multi Split | LG | HRCU-A-CB | KUSXB301A |  | Mini-Splits(Ducted) | KNSLB301A |  | 27000 | 17 | 9.6 | 34000 | 30000 | 88.24% | 1.85 | 0 | 11.7 |  |  |  |  | R-32 | 2.25 | Residential & Commercial | VSMSHP | Ducted CEE Tier 1
215588580 | Mini/Multi Split | LG | HRCU-A-CB | KUSXB481A |  | Mini-Splits(Ducted) | KNSLB481A |  | 45500 | 18 | 9.4 | 50000 | 38500 | 77% | 1.8 | 0 | 11.7 |  |  |  |  | R-32 | 3.7917 | Residential & Commercial | VSMSHP | Ducted CEE Tier 1
215434556 | Mini/Multi Split | FUJITSU | HRCU-A-CB | AOUH12KUAS1 |  | Mini-Splits(Ducted) | ARUH12KUAS |  | 12000 | 19.1 | 10.5 | 16000 | 15500 | 96.88% | 2.02 | 0 | 12.7 |  |  |  |  | R-32 | 1 | Residential & Commercial | VSMSHP | Ducted CEE Tier 1
215434557 | Mini/Multi Split | FUJITSU | HRCU-A-CB | AOUH18KUAS1 |  | Mini-Splits(Ducted) | ARUH18KUAS |  | 18000 | 18.6 | 10.3 | 21600 | 17100 | 79.17% | 2.16 | 0 | 11.7 |  |  |  |  | R-32 | 1.5 | Residential & Commercial | VSMSHP | Ducted CEE Tier 1
215434558 | Mini/Multi Split | FUJITSU | HRCU-A-CB | AOUH24KUAS1 |  | Mini-Splits(Ducted) | ARUH24KUAS |  | 24000 | 18.5 | 10.2 | 27000 | 23600 | 87.41% | 2.04 | 0 | 11.7 |  |  |  |  | R-32 | 2 | Residential & Commercial | VSMSHP | Ducted CEE Tier 1
215434559 | Mini/Multi Split | FUJITSU | HRCU-A-CB | AOUH30KUAS1 |  | Mini-Splits(Ducted) | ARUH30KUAS |  | 30000 | 18.5 | 10 | 32000 | 28000 | 87.5% | 2.04 | 0 | 11 |  |  |  |  | R-32 | 2.5 | Residential & Commercial | VSMSHP | Ducted CEE Tier 1
215434560 | Mini/Multi Split | FUJITSU | HRCU-A-CB | AOUH36KUAS1 |  | Mini-Splits(Ducted) | ARUH36KUAS |  | 36000 | 18 | 9.8 | 38000 | 31000 | 81.58% | 2.08 | 0 | 10.4 |  |  |  |  | R-32 | 3 | Residential & Commercial | VSMSHP | Ducted CEE Tier 1
215441402 | Mini/Multi Split | HISENSE | HRCU-A-CB | AUW-48U3TH1(JCH) |  | Mini-Splits(Ducted) | AUD-48UX3TEH1(JCH ) |  | 44000 | 19.5 | 9.5 | 44000 | 44000 | 100% | 2 | 0 | 10.7 |  |  |  |  | R-454B | 3.6667 | Residential & Commercial | VSMSHP | Ducted CEE Tier 1
215441403 | Mini/Multi Split | HISENSE | HRCU-A-CB | AUW-36U3TW1(JCH) |  | Mini-Splits(Ducted) | AUD-36UX3TEH1(JCH ) |  | 33000 | 18.5 | 9 | 36000 | 36000 | 100% | 2 | 0 | 11.7 |  |  |  |  | R-454B | 2.75 | Residential & Commercial | VSMSHP | Ducted CEE Tier 1
215441404 | Mini/Multi Split | GUARDIAN | HRCU-A-CB | UPC36CN23STG1 |  | Mini-Splits(Ducted) | UNI36DT23STG1 |  | 33000 | 18.5 | 9 | 36000 | 36000 | 100% | 2 | 0 | 11.7 |  |  |  |  | R-454B | 2.75 | Residential & Commercial | VSMSHP | Ducted CEE Tier 1
215441405 | Mini/Multi Split | GUARDIAN | HRCU-A-CB | UPC48CN23STG1 |  | Mini-Splits(Ducted) | UNI48DT23STG1 |  | 44000 | 19.5 | 9.5 | 44000 | 44000 | 100% | 2 | 0 | 10.7 |  |  |  |  | R-454B | 3.6667 | Residential & Commercial | VSMSHP | Ducted CEE Tier 1
216014106 | Mini/Multi Split | SEA BREEZE+ | HRCU-A-CB | SZ12H525ZMO |  | Mini-Splits(Ducted) | D12H525ZMI |  | 12000 | 19.5 | 10.5 | 12000 | 8900 | 74.17% | 2.44 | 0 | 12 |  |  |  |  | R-454B | 1 | Residential & Commercial | VSMSHP | Ducted CEE Tier 1
216014112 | Mini/Multi Split | SEA BREEZE+ | HRCU-A-CB | SZ18H525ZMO |  | Mini-Splits(Ducted) | D18H525ZMI |  | 17500 | 20 | 11.3 | 20000 | 14200 | 71% | 2.4 | 0 | 13.3 |  |  |  |  | R-454B | 1.4583 | Residential & Commercial | VSMSHP | Ducted CEE Tier 1
216014116 | Mini/Multi Split | SEA BREEZE+ | HRCU-A-CB | SZ24H525ZMO |  | Mini-Splits(Ducted) | D24H525ZMI |  | 24000 | 19 | 11 | 25000 | 19000 | 76% | 2.3 | 0 | 12.5 |  |  |  |  | R-454B | 2 | Residential & Commercial | VSMSHP | Ducted CEE Tier 1
216014123 | Mini/Multi Split | SEA BREEZE+ | HRCU-A-CB | HSZ09H525ZMO |  | Mini-Splits(Ducted) | D09H525ZMI |  | 9000 | 20.5 | 13.8 | 9900 | 11900 | 120.2% | 1.85 | 0 | 14 |  |  |  |  | R-454B | 0.75 | Residential & Commercial | VSMSHP | Ducted CEE Tier 1
216014128 | Mini/Multi Split | SEA BREEZE+ | HRCU-A-CB | HSZ12H525ZMO |  | Mini-Splits(Ducted) | D12H525ZMI |  | 12000 | 20 | 10.6 | 12000 | 12000 | 100% | 1.95 | 0 | 12 |  |  |  |  | R-454B | 1 | Residential & Commercial | VSMSHP | Ducted CEE Tier 1
216014134 | Mini/Multi Split | SEA BREEZE+ | HRCU-A-CB | HSZ18H525ZMO |  | Mini-Splits(Ducted) | D18H525ZMI |  | 17500 | 18.4 | 11.1 | 19500 | 18000 | 92.31% | 2.1 | 0 | 12 |  |  |  |  | R-454B | 1.4583 | Residential & Commercial | VSMSHP | Ducted CEE Tier 1
216014138 | Mini/Multi Split | SEA BREEZE+ | HRCU-A-CB | HSZ24H525ZMO |  | Mini-Splits(Ducted) | D24H525ZMI |  | 24000 | 19 | 11.7 | 26000 | 24000 | 92.31% | 2.18 | 0 | 12 |  |  |  |  | R-454B | 2 | Residential & Commercial | VSMSHP | Ducted CEE Tier 1
215413812 | Mini/Multi Split | GREE | HRCU-A-CB | ENV09HP230V1R32AO |  | Mini-Splits(Ducted) | DUC09HP230V1R32AH |  | 9100 | 22 | 9.2 | 10500 | 9500 | 90.48% | 2.15 | 0 | 14.2 |  |  |  |  | R-32 | 0.75833 | Residential & Commercial | VSMSHP | Ducted CEE Tier 1
215413817 | Mini/Multi Split | GREE | HRCU-A-CB | VIR09HP230V1R32AO |  | Mini-Splits(Ducted) | DUC09HP230V1R32AH |  | 9100 | 22 | 9.2 | 10500 | 9500 | 90.48% | 2.15 | 0 | 14.2 |  |  |  |  | R-32 | 0.75833 | Residential & Commercial | VSMSHP | Ducted CEE Tier 1
215414347 | Mini/Multi Split | GREE | HRCU-A-CB | GWH12AUCXD-D6DNA1B/O |  | Mini-Splits(Ducted) | GFH(12)DA-D6DN***/I |  | 12000 | 21 | 9 | 12000 | 10500 | 87.5% | 1.9 | 0 | 13 |  |  |  |  | R-32 | 1 | Residential & Commercial | VSMSHP | Ducted CEE Tier 1
215415512 | Mini/Multi Split | GREE | HRCU-A-CB | GWH24AWEXF-D6DNA1I/O |  | Mini-Splits(Ducted) | GFH(24)DB-D6DN***/I |  | 22000 | 19.5 | 9 | 24000 | 19600 | 81.67% | 1.8 | 0 | 12.3 |  |  |  |  | R-32 | 1.8333 | Residential & Commercial | VSMSHP | Ducted CEE Tier 1
215415515 | Mini/Multi Split | GREE | HRCU-A-CB | VIR24HP230V1R32AO |  | Mini-Splits(Ducted) | DUC24HP230V1R32AH |  | 22000 | 19.5 | 9 | 24000 | 19600 | 81.67% | 1.8 | 0 | 12.3 |  |  |  |  | R-32 | 1.8333 | Residential & Commercial | VSMSHP | Ducted CEE Tier 1
215415518 | Mini/Multi Split | GREE | HRCU-A-CB | ENV24HP230V1R32AO |  | Mini-Splits(Ducted) | DUC24HP230V1R32AH |  | 22000 | 19.5 | 9 | 24000 | 19600 | 81.67% | 1.8 | 0 | 12.3 |  |  |  |  | R-32 | 1.8333 | Residential & Commercial | VSMSHP | Ducted CEE Tier 1
215415523 | Mini/Multi Split | GREE | HRCU-A-CB | GWH12AVDXE-D6DNA1A/O |  | Mini-Splits(Ducted) | GFH(12)DA-D6DN***/I |  | 12000 | 21.5 | 9 | 12000 | 10500 | 87.5% | 1.9 | 0 | 13 |  |  |  |  | R-32 | 1 | Residential & Commercial | VSMSHP | Ducted CEE Tier 1
215415547 | Mini/Multi Split | GREE | HRCU-A-CB | SAP09HP230V1R32AO |  | Mini-Splits(Ducted) | DUC09HP230V1R32AH |  | 9100 | 22.3 | 9.5 | 10500 | 9200 | 87.62% | 1.8 | 0 | 14.3 |  |  |  |  | R-32 | 0.75833 | Residential & Commercial | VSMSHP | Ducted CEE Tier 1
215415552 | Mini/Multi Split | GREE | HRCU-A-CB | GWH18AUDXF-D6DNA1A/O |  | Mini-Splits(Ducted) | GFH(18)DB-D6DN***/I |  | 18000 | 22.5 | 9 | 18000 | 15000 | 83.33% | 1.9 | 0 | 14 |  |  |  |  | R-32 | 1.5 | Residential & Commercial | VSMSHP | Ducted CEE Tier 1
215415553 | Mini/Multi Split | GREE | HRCU-A-CB | GWH18AUDXF-D6DNA1A/O |  | Mini-Splits(Ducted) | GFH(21)DB-D6DN***/I |  | 21000 | 21 | 9 | 21000 | 15000 | 71.43% | 1.9 | 0 | 12.6 |  |  |  |  | R-32 | 1.75 | Residential & Commercial | VSMSHP | Ducted CEE Tier 1
215415562 | Mini/Multi Split | GREE | HRCU-A-CB | VIR12HP230V1R32AO |  | Mini-Splits(Ducted) | DUC12HP230V1R32AH |  | 12000 | 21 | 9 | 12000 | 10500 | 87.5% | 1.9 | 0 | 13 |  |  |  |  | R-32 | 1 | Residential & Commercial | VSMSHP | Ducted CEE Tier 1
215415567 | Mini/Multi Split | GREE | HRCU-A-CB | ENV12HP230V1R32AO |  | Mini-Splits(Ducted) | DUC12HP230V1R32AH |  | 12000 | 21 | 9 | 12000 | 10500 | 87.5% | 1.9 | 0 | 13 |  |  |  |  | R-32 | 1 | Residential & Commercial | VSMSHP | Ducted CEE Tier 1
215416014 | Mini/Multi Split | GREE | HRCU-A-CB | GWH18AVEXF-D6DNA1A/O |  | Mini-Splits(Ducted) | GFH(18)DB-D6DN***/I |  | 18000 | 24.5 | 9.4 | 18000 | 17000 | 94.44% | 1.8 | 0 | 14 |  |  |  |  | R-32 | 1.5 | Residential & Commercial | VSMSHP | Ducted CEE Tier 1
215416015 | Mini/Multi Split | GREE | HRCU-A-CB | GWH18AVEXF-D6DNA1A/O |  | Mini-Splits(Ducted) | GFH(21)DB-D6DN***/I |  | 21000 | 24 | 9.4 | 21000 | 17000 | 80.95% | 1.8 | 0 | 13 |  |  |  |  | R-32 | 1.75 | Residential & Commercial | VSMSHP | Ducted CEE Tier 1
215416020 | Mini/Multi Split | GREE | HRCU-A-CB | SAP18HP230V1R32AO |  | Mini-Splits(Ducted) | DUC18HP230V1R32AH |  | 18000 | 24 | 9.2 | 18000 | 15500 | 86.11% | 1.8 | 0 | 13.65 |  |  |  |  | R-32 | 1.5 | Residential & Commercial | VSMSHP | Ducted CEE Tier 1
215416021 | Mini/Multi Split | GREE | HRCU-A-CB | SAP18HP230V1R32AO |  | Mini-Splits(Ducted) | DUC21HP230V1R32AH |  | 21000 | 23 | 9.2 | 21000 | 15500 | 73.81% | 1.8 | 0 | 13 |  |  |  |  | R-32 | 1.75 | Residential & Commercial | VSMSHP | Ducted CEE Tier 1
215416026 | Mini/Multi Split | ECO AC | HRCU-A-CB | EHH-O24KBA |  | Mini-Splits(Ducted) | EHH-D24KBA |  | 22000 | 20 | 9 | 24000 | 19000 | 79.17% | 1.9 | 12.7 | 12.7 |  |  |  |  | R-410A | 1.8333 | Residential & Commercial | VSMSHP | Ducted CEE Tier 1
215416029 | Mini/Multi Split | ECO AC | HRCU-A-CB | EHH-O12KBA |  | Mini-Splits(Ducted) | EHH-D12KBA |  | 12000 | 20 | 8.5 | 12000 | 8800 | 73.33% | 1.9 | 12.5 | 11.8 |  |  |  |  | R-410A | 1 | Residential & Commercial | VSMSHP | Ducted CEE Tier 1
215416032 | Mini/Multi Split | ECO AC | HRCU-A-CB | EHH-O18KBA |  | Mini-Splits(Ducted) | EHH-D18KBA |  | 18000 | 20 | 8.5 | 18000 | 13300 | 73.89% | 2.12 | 0 | 12.5 |  |  |  |  | R-410A | 1.5 | Residential & Commercial | VSMSHP | Ducted CEE Tier 1
215417451 | Mini/Multi Split | GREE | HRCU-A-CB | ENV18HP230V1R32AO |  | Mini-Splits(Ducted) | DUC18HP230V1R32AH |  | 18000 | 22.5 | 9 | 18000 | 15000 | 83.33% | 1.9 | 0 | 14 |  |  |  |  | R-32 | 1.5 | Residential & Commercial | VSMSHP | Ducted CEE Tier 1
215417452 | Mini/Multi Split | GREE | HRCU-A-CB | ENV18HP230V1R32AO |  | Mini-Splits(Ducted) | DUC21HP230V1R32AH |  | 21000 | 21 | 9 | 21000 | 15000 | 71.43% | 1.9 | 0 | 12.6 |  |  |  |  | R-32 | 1.75 | Residential & Commercial | VSMSHP | Ducted CEE Tier 1
215417458 | Mini/Multi Split | GREE | HRCU-A-CB | VIR18HP230V1R32AO |  | Mini-Splits(Ducted) | DUC18HP230V1R32AH |  | 18000 | 22.5 | 9 | 18000 | 15000 | 83.33% | 1.9 | 0 | 14 |  |  |  |  | R-32 | 1.5 | Residential & Commercial | VSMSHP | Ducted CEE Tier 1
215417459 | Mini/Multi Split | GREE | HRCU-A-CB | VIR18HP230V1R32AO |  | Mini-Splits(Ducted) | DUC21HP230V1R32AH |  | 21000 | 21 | 9 | 21000 | 15000 | 71.43% | 1.9 | 0 | 12.6 |  |  |  |  | R-32 | 1.75 | Residential & Commercial | VSMSHP | Ducted CEE Tier 1
215406442 | Mini/Multi Split | GREE | HRCU-A-CB | GWH09AUCXD-D6DNA1C/O |  | Mini-Splits(Ducted) | GFH(09)DA-D6DN***/I |  | 9100 | 22 | 9.2 | 10500 | 9500 | 90.48% | 2.15 | 0 | 14.2 |  |  |  |  | R-32 | 0.75833 | Residential & Commercial | VSMSHP | Ducted CEE Tier 1
215570371 | Mini/Multi Split | TCL | HRCU-A-CB | H09SBH23XPC |  | Mini-Splits(Ducted) | H09DTHU1XAE |  | 9500 | 20.5 | 9.5 | 10000 | 7600 | 76% | 1.85 | 0 | 12.5 |  |  |  |  | R-454B | 0.79167 | Residential & Commercial | VSMSHP | Ducted CEE Tier 1
215570373 | Mini/Multi Split | TCL | HRCU-A-CB | H12SBH23XPC |  | Mini-Splits(Ducted) | H12DTHU1XAE |  | 11000 | 19 | 8.1 | 12000 | 8900 | 74.17% | 1.8 | 0 | 11.7 |  |  |  |  | R-454B | 0.91667 | Residential & Commercial | VSMSHP | Ducted CEE Tier 1
215570375 | Mini/Multi Split | TCL | HRCU-A-CB | H18SBH22XPC |  | Mini-Splits(Ducted) | H18DTHU1XAE |  | 17000 | 21 | 8.1 | 18000 | 13400 | 74.44% | 1.78 | 0 | 11.7 |  |  |  |  | R-454B | 1.4167 | Residential & Commercial | VSMSHP | Ducted CEE Tier 1
215570377 | Mini/Multi Split | TCL | HRCU-A-CB | H24SBH20XPC |  | Mini-Splits(Ducted) | H24DTHU1XAE |  | 22000 | 19 | 9.5 | 25000 | 19300 | 77.2% | 2 | 0 | 11.7 |  |  |  |  | R-454B | 1.8333 | Residential & Commercial | VSMSHP | Ducted CEE Tier 1
215385456 | Mini/Multi Split | SAMSUNG | HRCU-A-CB | AC030DXSCCG |  | Mini-Splits(Ducted) | AC030DNHDCG |  | 30000 | 20 | 10 | 35000 | 35000 | 100% | 1.8 | 0 | 13 |  |  |  |  | R-32 | 2.5 | Residential & Commercial | VSMSHP | Ducted CEE Tier 1
215385459 | Mini/Multi Split | SAMSUNG | HRCU-A-CB | AC036DXSCCG |  | Mini-Splits(Ducted) | AC036DNHDCG |  | 36000 | 20 | 9.8 | 40000 | 40000 | 100% | 1.8 | 0 | 12.8 |  |  |  |  | R-32 | 3 | Residential & Commercial | VSMSHP | Ducted CEE Tier 1
215386399 | Mini/Multi Split | SAMSUNG | HRCU-A-CB | AC048DXSCCG |  | Mini-Splits(Ducted) | AC048DNHDCG |  | 47000 | 18 | 9.5 | 54000 | 54000 | 100% | 1.8 | 0 | 11.7 |  |  |  |  | R-32 | 3.9167 | Residential & Commercial | VSMSHP | Ducted CEE Tier 1
215569834 | Mini/Multi Split | Viessmann | HRCU-A-CB | DLCSRBH18AAK |  | Mini-Splits(Ducted) | DLFSDAH24XAK |  | 17500 | 18 | 10.5 | 19000 | 16000 | 84.21% | 2 | 13.2 | 12.1 |  |  |  |  | R-410A | 1.4583 | Residential & Commercial | VSMSHP | Ducted CEE Tier 1
215569862 | Mini/Multi Split | Viessmann | HRCU-A-CB | DLCSRBH18AAK |  | Mini-Splits(Ducted) | DLFSDAH18XHK |  | 17500 | 18 | 10.8 | 19000 | 18000 | 94.74% | 2.2 | 0 | 12.1 |  |  |  |  | R-410A | 1.4583 | Residential & Commercial | VSMSHP | Ducted CEE Tier 1
215569863 | Mini/Multi Split | Viessmann | HRCU-A-CB | DLCSRBH09AAK |  | Mini-Splits(Ducted) | DLFSDAH09XHK |  | 9000 | 20.5 | 10 | 9800 | 10800 | 110.2% | 1.9 | 0 | 13.6 |  |  |  |  | R-410A | 0.75 | Residential & Commercial | VSMSHP | Ducted CEE Tier 1
215569864 | Mini/Multi Split | Viessmann | HRCU-A-CB | DLCSRBH12AAK |  | Mini-Splits(Ducted) | DLFSDAH12XHK |  | 12000 | 20 | 9.5 | 12000 | 12000 | 100% | 1.85 | 0 | 12 |  |  |  |  | R-410A | 1 | Residential & Commercial | VSMSHP | Ducted CEE Tier 1
215569867 | Mini/Multi Split | Viessmann | HRCU-A-CB | DLCLRCH48AAK |  | Mini-Splits(Ducted) | DLFLDAH48XHK |  | 48000 | 15.2 | 9.7 | 50000 | 35600 | 71.2% | 1.93 | 0 | 8.8 |  |  |  |  | R-410A | 4 | Residential & Commercial | VSMSHP
215569868 | Mini/Multi Split | Viessmann | HRCU-A-CB | DLCSRBH24AAK |  | Mini-Splits(Ducted) | DLFSDAH24XHK |  | 24000 | 19.2 | 11.1 | 25000 | 24000 | 96% | 2 | 0 | 12 |  |  |  |  | R-410A | 2 | Residential & Commercial | VSMSHP | Ducted CEE Tier 1
215359244 | Mini/Multi Split | Durastar | HRCU-A-CB | DRA1H06S2A |  | Mini-Splits(Ducted) | DRADL0612F2A |  | 6500 | 21.4 | 13.8 | 8000 | 7800 | 97.5% | 2.4 | 0 | 14.4 |  |  |  |  | R-454B | 0.54167 | Residential & Commercial | VSMSHP | Ducted CEE Tier 1
215359250 | Mini/Multi Split | Durastar | HRCU-A-CB | DRA1H09S2A |  | Mini-Splits(Ducted) | DRADL0612F2A |  | 9000 | 21.4 | 12.5 | 10000 | 11200 | 112% | 1.89 | 0 | 13.4 |  |  |  |  | R-454B | 0.75 | Residential & Commercial | VSMSHP | Ducted CEE Tier 1
215359251 | Mini/Multi Split | Durastar | HRCU-A-CB | DRA1H09S2A |  | Mini-Splits(Ducted) | DRADH0912F2A |  | 9000 | 20.5 | 13.8 | 9900 | 11900 | 120.2% | 1.85 | 0 | 14 |  |  |  |  | R-454B | 0.75 | Residential & Commercial | VSMSHP | Ducted CEE Tier 1
215359256 | Mini/Multi Split | Durastar | HRCU-A-CB | DRA1H12S2A |  | Mini-Splits(Ducted) | DRADL0612F2A |  | 12000 | 20 | 10 | 12500 | 11800 | 94.4% | 1.9 | 0 | 12 |  |  |  |  | R-454B | 1 | Residential & Commercial | VSMSHP | Ducted CEE Tier 1
215359257 | Mini/Multi Split | Durastar | HRCU-A-CB | DRA1H12S2A |  | Mini-Splits(Ducted) | DRADH0912F2A |  | 12000 | 20 | 10.6 | 12000 | 12000 | 100% | 1.95 | 0 | 12 |  |  |  |  | R-454B | 1 | Residential & Commercial | VSMSHP | Ducted CEE Tier 1
215359263 | Mini/Multi Split | Durastar | HRCU-A-CB | DRA1H18S2A |  | Mini-Splits(Ducted) | DRADL18F2A |  | 17000 | 18 | 10.5 | 19000 | 18000 | 94.74% | 2 | 0 | 12 |  |  |  |  | R-454B | 1.4167 | Residential & Commercial | VSMSHP | Ducted CEE Tier 1
215359264 | Mini/Multi Split | Durastar | HRCU-A-CB | DRA1H18S2A |  | Mini-Splits(Ducted) | DRADH18F2A |  | 17500 | 18.4 | 11.1 | 19500 | 18000 | 92.31% | 2.1 | 0 | 12 |  |  |  |  | R-454B | 1.4583 | Residential & Commercial | VSMSHP | Ducted CEE Tier 1
215359268 | Mini/Multi Split | Durastar | HRCU-A-CB | DRA1H24S2A |  | Mini-Splits(Ducted) | DRADH24F2A |  | 24000 | 19 | 11.7 | 26000 | 24000 | 92.31% | 2.18 | 0 | 12 |  |  |  |  | R-454B | 2 | Residential & Commercial | VSMSHP | Ducted CEE Tier 1
215359275 | Mini/Multi Split | Durastar | HRCU-A-CB | DRA1U09S2A |  | Mini-Splits(Ducted) | DRADL0612F2A |  | 9000 | 19.5 | 11 | 10000 | 8600 | 86% | 2.25 | 0 | 12.8 |  |  |  |  | R-454B | 0.75 | Residential & Commercial | VSMSHP | Ducted CEE Tier 1
215359276 | Mini/Multi Split | Durastar | HRCU-A-CB | DRA1U09S2A |  | Mini-Splits(Ducted) | DRADH0912F2A |  | 9000 | 19.7 | 11.5 | 10000 | 8300 | 83% | 2.31 | 0 | 13 |  |  |  |  | R-454B | 0.75 | Residential & Commercial | VSMSHP | Ducted CEE Tier 1
215359281 | Mini/Multi Split | Durastar | HRCU-A-CB | DRA1U12S2A |  | Mini-Splits(Ducted) | DRADL0612F2A |  | 11500 | 19 | 10.2 | 12000 | 8800 | 73.33% | 2.25 | 0 | 11.7 |  |  |  |  | R-454B | 0.95833 | Residential & Commercial | VSMSHP | Ducted CEE Tier 1
215359282 | Mini/Multi Split | Durastar | HRCU-A-CB | DRA1U12S2A |  | Mini-Splits(Ducted) | DRADH0912F2A |  | 12000 | 19.5 | 10.5 | 12000 | 8900 | 74.17% | 2.44 | 0 | 12 |  |  |  |  | R-454B | 1 | Residential & Commercial | VSMSHP | Ducted CEE Tier 1
215359288 | Mini/Multi Split | Durastar | HRCU-A-CB | DRA1U18S2A |  | Mini-Splits(Ducted) | DRADL18F2A |  | 17000 | 20 | 10.5 | 20000 | 14000 | 70% | 2.2 | 0 | 12.5 |  |  |  |  | R-454B | 1.4167 | Residential & Commercial | VSMSHP | Ducted CEE Tier 1
215359289 | Mini/Multi Split | Durastar | HRCU-A-CB | DRA1U18S2A |  | Mini-Splits(Ducted) | DRADH18F2A |  | 17500 | 20 | 11.3 | 20000 | 14200 | 71% | 2.4 | 0 | 13.3 |  |  |  |  | R-454B | 1.4583 | Residential & Commercial | VSMSHP | Ducted CEE Tier 1
215359293 | Mini/Multi Split | Durastar | HRCU-A-CB | DRA1U24S2A |  | Mini-Splits(Ducted) | DRADH24F2A |  | 24000 | 19 | 11 | 25000 | 19000 | 76% | 2.3 | 0 | 12.5 |  |  |  |  | R-454B | 2 | Residential & Commercial | VSMSHP | Ducted CEE Tier 1
215359321 | Mini/Multi Split | HITACHI | HRCU-A-CB | PAS-12BLFASDQ1 |  | Mini-Splits(Ducted) | PPIM-B12UFA1DQ |  | 12000 | 20.5 | 10 | 14000 | 14000 | 100% | 2 | 0 | 13.9 |  |  |  |  | R-32 | 1 | Residential & Commercial | VSMSHP | Ducted CEE Tier 1
215569786 | Mini/Multi Split | Viessmann | HRCU-A-CB | DLCSRBH09AAK |  | Mini-Splits(Ducted) | DLFSDAH09XAK |  | 9000 | 20.2 | 12 | 10000 | 10800 | 108% | 1.9 | 14 | 13.2 |  |  |  |  | R-410A | 0.75 | Residential & Commercial | VSMSHP | Ducted CEE Tier 1
215569788 | Mini/Multi Split | Viessmann | HRCU-A-CB | DLCSRBH12AAK |  | Mini-Splits(Ducted) | DLFSDAH12XAK |  | 12000 | 19.5 | 10 | 12500 | 12100 | 96.8% | 1.96 | 13 | 11.7 |  |  |  |  | R-410A | 1 | Residential & Commercial | VSMSHP | Ducted CEE Tier 1
215569791 | Mini/Multi Split | Viessmann | HRCU-A-CB | DLCSRBH18AAK |  | Mini-Splits(Ducted) | DLFSDAH18XAK |  | 17000 | 18 | 9.5 | 19000 | 17700 | 93.16% | 1.85 | 12.5 | 11.7 |  |  |  |  | R-410A | 1.4167 | Residential & Commercial | VSMSHP | Ducted CEE Tier 1
215569794 | Mini/Multi Split | Viessmann | HRCU-A-CB | DLCSRBH24AAK |  | Mini-Splits(Ducted) | DLFSDAH24XAK |  | 24000 | 19.2 | 10.5 | 25000 | 27000 | 108% | 2 | 12.5 | 12 |  |  |  |  | R-410A | 2 | Residential & Commercial | VSMSHP | Ducted CEE Tier 1
215864057 | Mini/Multi Split | Wells | HRCU-A-CB | WOS-09QUA/230 |  | Mini-Splits(Ducted) | WIDL-09MOC/230 |  | 9000 | 19.5 | 11 | 10000 | 8600 | 86% | 2.25 | 0 | 12.8 |  |  |  |  | R-454B | 0.75 | Residential & Commercial | VSMSHP | Ducted CEE Tier 1
215864058 | Mini/Multi Split | Wells | HRCU-A-CB | WOS-12QUA/230 |  | Mini-Splits(Ducted) | WIDL-12MOC/230 |  | 11500 | 19 | 10.2 | 12000 | 8800 | 73.33% | 2.25 | 0 | 11.7 |  |  |  |  | R-454B | 0.95833 | Residential & Commercial | VSMSHP | Ducted CEE Tier 1
215864059 | Mini/Multi Split | Wells | HRCU-A-CB | WOS-18QUA/230 |  | Mini-Splits(Ducted) | WIDL-18MOC/230 |  | 17000 | 20 | 10.5 | 20000 | 14000 | 70% | 2.2 | 0 | 12.5 |  |  |  |  | R-454B | 1.4167 | Residential & Commercial | VSMSHP | Ducted CEE Tier 1
215864060 | Mini/Multi Split | Wells | HRCU-A-CB | WOS-09QUA/230 |  | Mini-Splits(Ducted) | WIDH-09MOC/230 |  | 9000 | 19.7 | 11.5 | 10000 | 8300 | 83% | 2.31 | 0 | 13 |  |  |  |  | R-454B | 0.75 | Residential & Commercial | VSMSHP | Ducted CEE Tier 1
215560275 | Mini/Multi Split | BOREAL | HRCU-A-CB | KUL18HPJ132OA |  | Mini-Splits(Ducted) | DUC18HPJ132IA |  | 18000 | 22.5 | 9 | 18000 | 15000 | 83.33% | 1.9 | 0 | 14 |  |  |  |  | R-32 | 1.5 | Residential & Commercial | VSMSHP | Ducted CEE Tier 1
215560276 | Mini/Multi Split | BOREAL | HRCU-A-CB | KUL18HPJ132OA |  | Mini-Splits(Ducted) | DUC21HPJ132IA |  | 21000 | 21 | 9 | 21000 | 15000 | 71.43% | 1.9 | 0 | 12.6 |  |  |  |  | R-32 | 1.75 | Residential & Commercial | VSMSHP | Ducted CEE Tier 1
215560280 | Mini/Multi Split | BOREAL | HRCU-A-CB | KUL24HPJ132OA |  | Mini-Splits(Ducted) | DUC24HPJ132IA |  | 22000 | 19.5 | 9 | 24000 | 19600 | 81.67% | 1.8 | 0 | 12.3 |  |  |  |  | R-32 | 1.8333 | Residential & Commercial | VSMSHP | Ducted CEE Tier 1
215560623 | Mini/Multi Split | Mitsubishi Electric | HRCU-A-CB | PUZ-HA24NHA1*** |  | Mini-Splits(Ducted) | PEAD-A24AA* |  | 24000 | 16.2 | 9.2 | 28000 | 25000 | 89.29% | 1.8 | 0 | 11.3 |  |  |  |  | R-410A | 2 | Residential & Commercial | VSMSHP | Ducted CEE Tier 1
215560624 | Mini/Multi Split | Trane / Mitsubishi Electric | HRCU-A-CB | PUZ-HA24NHA1*** |  | Mini-Splits(Ducted) | TPEADA0241AA*** |  | 24000 | 16.2 | 9.2 | 28000 | 25000 | 89.29% | 1.8 | 0 | 11.3 |  |  |  |  | R-410A | 2 | Residential & Commercial | VSMSHP | Ducted CEE Tier 1
215560625 | Mini/Multi Split | Mitsubishi Electric | HRCU-A-CB | SUZ-KA24NAHZ*** |  | Mini-Splits(Ducted) | PEAD-A24AA* |  | 24000 | 16.2 | 9.2 | 28000 | 25000 | 89.29% | 1.8 | 0 | 11.3 |  |  |  |  | R-410A | 2 | Residential & Commercial | VSMSHP | Ducted CEE Tier 1
215560626 | Mini/Multi Split | Trane / Mitsubishi Electric | HRCU-A-CB | SUZ-KA24NAHZ*** |  | Mini-Splits(Ducted) | TPEADA0241AA*** |  | 24000 | 16.2 | 9.2 | 28000 | 25000 | 89.29% | 1.8 | 0 | 11.3 |  |  |  |  | R-410A | 2 | Residential & Commercial | VSMSHP | Ducted CEE Tier 1
215560627 | Mini/Multi Split | Mitsubishi Electric | HRCU-A-CB | SUZ-KA24NAHZ*** |  | Mini-Splits(Ducted) | PEAD-A24AA9 |  | 24000 | 16.7 | 9.4 | 28000 | 25000 | 89.29% | 2.08 | 0 | 11.7 |  |  |  |  | R-410A | 2 | Residential & Commercial | VSMSHP | Ducted CEE Tier 1
215560628 | Mini/Multi Split | Trane / Mitsubishi Electric | HRCU-A-CB | PUZ-HA24NHA1*** |  | Mini-Splits(Ducted) | TPVA0A0241AA70A |  | 24000 | 19 | 9.4 | 28000 | 26000 | 92.86% | 1.9 | 0 | 11.4 |  |  |  |  | R-410A | 2 | Residential & Commercial | VSMSHP | Ducted CEE Tier 1
216369214 | Mini/Multi Split | Star Air Kontrol | HRCU-A-CB | SAK-06-DT2/220V |  | Mini-Splits(Ducted) | SAK-06-DT1/220V |  | 6500 | 21.4 | 13.8 | 8000 | 7800 | 97.5% | 2.4 | 0 | 14.4 |  |  |  |  | R-454B | 0.54167 | Residential & Commercial | VSMSHP | Ducted CEE Tier 1
216369215 | Mini/Multi Split | Star Air Kontrol | HRCU-A-CB | SAK-09-DT2/220V |  | Mini-Splits(Ducted) | SAK-09-DT1/220V |  | 9000 | 19.5 | 11 | 10000 | 8600 | 86% | 2.25 | 0 | 12.8 |  |  |  |  | R-454B | 0.75 | Residential & Commercial | VSMSHP | Ducted CEE Tier 1
216369216 | Mini/Multi Split | Star Air Kontrol | HRCU-A-CB | SAK-12-DT2/220V |  | Mini-Splits(Ducted) | SAK-12-DT1/220V |  | 11500 | 19 | 10.2 | 12000 | 8800 | 73.33% | 2.25 | 0 | 11.7 |  |  |  |  | R-454B | 0.95833 | Residential & Commercial | VSMSHP | Ducted CEE Tier 1
216369217 | Mini/Multi Split | Star Air Kontrol | HRCU-A-CB | SAK-18-DT2/220V |  | Mini-Splits(Ducted) | SAK-18-DT1/220V |  | 17000 | 20 | 10.5 | 20000 | 14000 | 70% | 2.2 | 0 | 12.5 |  |  |  |  | R-454B | 1.4167 | Residential & Commercial | VSMSHP | Ducted CEE Tier 1
216369218 | Mini/Multi Split | Star Air Kontrol | HRCU-A-CB | SAK-24-DT2/220V |  | Mini-Splits(Ducted) | SAK-24-DT1/220V |  | 24000 | 19 | 11 | 25000 | 19000 | 76% | 2.3 | 0 | 12.5 |  |  |  |  | R-454B | 2 | Residential & Commercial | VSMSHP | Ducted CEE Tier 1
216369220 | Mini/Multi Split | Star Air Kontrol | HRCU-A-CB | SAK-48-DT2/220V |  | Mini-Splits(Ducted) | SAK-48-DT1/220V |  | 48000 | 17.1 | 9.8 | 50000 | 38000 | 76% | 2 | 0 | 10 |  |  |  |  | R-454B | 4 | Residential & Commercial | VSMSHP | Ducted CEE Tier 1
214826534 | Mini/Multi Split | LG | HRCU-A-CB | KUSXB121A |  | Mini-Splits(Ducted) | KNUJB121A |  | 12000 | 16.4 | 10.5 | 15000 | 11000 | 73.33% | 2.3 | 0 | 12 |  |  |  |  | R-32 | 1 | Residential & Commercial | VSMSHP | Ducted CEE Tier 1
214836843 | Mini/Multi Split | LG | HRCU-A-CB | KUSXB481A |  | Mini-Splits(Ducted) | KNSJB481A |  | 46500 | 17.5 | 9.1 | 52000 | 40000 | 76.92% | 1.86 | 0 | 11.7 |  |  |  |  | R-32 | 3.875 | Residential & Commercial | VSMSHP | Ducted CEE Tier 1
207702848 | Mini/Multi Split | Trane / Mitsubishi Electric | HRCU-A-CB | TRUZH0241HA10** |  | Mini-Splits(Ducted) | TPEADA0241AA*** |  | 24000 | 16.2 | 9.2 | 28000 | 25000 | 89.29% | 1.8 | 11.5 | 11.3 |  |  |  |  | R-410A | 2 | Residential & Commercial | VSMSHP | Ducted CEE Tier 1
207702850 | Mini/Multi Split | Trane / Mitsubishi Electric | HRCU-A-CB | TRUZH0301KA00** |  | Mini-Splits(Ducted) | TPEADA0301AA*** |  | 30000 | 17.4 | 8.3 | 34000 | 32000 | 94.12% | 1.8 | 12.7 | 12.1 |  |  |  |  | R-410A | 2.5 | Residential & Commercial | VSMSHP | Ducted CEE Tier 1
211497058 | Mini/Multi Split | Trane / Mitsubishi Electric | HRCU-A-CB | TRUZH0361KA00NA |  | Mini-Splits(Ducted) | TPVA0A0361AA*** |  | 33000 | 18.2 | 10 | 40000 | 38000 | 95% | 2 | 13 | 13.2 |  |  |  |  | R-410A | 2.75 | Residential & Commercial | VSMSHP | Ducted CEE Tier 1
211497047 | Mini/Multi Split | Trane / Mitsubishi Electric | HRCU-A-CB | TRUZH0421KA10NA |  | Mini-Splits(Ducted) | TPVA0A0421AA*** |  | 42000 | 15.4 | 9.3 | 54000 | 48000 | 88.89% | 1.9 | 10.6 | 9.8 |  |  |  |  | R-410A | 3.5 | Residential & Commercial | VSMSHP
206720351 | Mini/Multi Split | Trane / Mitsubishi Electric | HRCU-A-CB | TRUZH0241HA10** |  | Mini-Splits(Ducted) | PVA-A24AA**** |  | 24000 | 19 | 9.4 | 28000 | 26000 | 92.86% | 1.9 | 11.4 | 11.4 |  |  |  |  | R-410A | 2 | Residential & Commercial | VSMSHP | Ducted CEE Tier 1
206717887 | Mini/Multi Split | Trane / Mitsubishi Electric | HRCU-A-CB | TRUZH0301KA00** |  | Mini-Splits(Ducted) | PVA-A30AA**** |  | 30000 | 18 | 8.7 | 34000 | 32000 | 94.12% | 2.1 | 13 | 13 |  |  |  |  | R-410A | 2.5 | Residential & Commercial | VSMSHP | Ducted CEE Tier 1
215853918 | Mini/Multi Split | BLUERIDGE | HRCU-A-CB | BMS926YC |  | Mini-Splits(Ducted) | BMC9LCD |  | 9000 | 19.5 | 11 | 10000 | 8600 | 86% | 2.25 | 0 | 12.8 |  |  |  |  | R-454B | 0.75 | Residential & Commercial | VSMSHP | Ducted CEE Tier 1
215853919 | Mini/Multi Split | BLUERIDGE | HRCU-A-CB | BMS1226YC |  | Mini-Splits(Ducted) | BMC12LCD |  | 11500 | 19 | 10.2 | 12000 | 8800 | 73.33% | 2.25 | 0 | 11.7 |  |  |  |  | R-454B | 0.95833 | Residential & Commercial | VSMSHP | Ducted CEE Tier 1
215853920 | Mini/Multi Split | BLUERIDGE | HRCU-A-CB | BMS1824YC |  | Mini-Splits(Ducted) | BMC18LCD |  | 17000 | 20 | 10.5 | 20000 | 14000 | 70% | 2.2 | 0 | 12.5 |  |  |  |  | R-454B | 1.4167 | Residential & Commercial | VSMSHP | Ducted CEE Tier 1
215853921 | Mini/Multi Split | BLUERIDGE | HRCU-A-CB | BMS926YC |  | Mini-Splits(Ducted) | BMC9HCD |  | 9000 | 19.7 | 11.5 | 10000 | 8300 | 83% | 2.31 | 0 | 13 |  |  |  |  | R-454B | 0.75 | Residential & Commercial | VSMSHP | Ducted CEE Tier 1
215853922 | Mini/Multi Split | BLUERIDGE | HRCU-A-CB | BMS1226YC |  | Mini-Splits(Ducted) | BMC12HCD |  | 12000 | 19.5 | 10.5 | 12000 | 8900 | 74.17% | 2.44 | 0 | 12 |  |  |  |  | R-454B | 1 | Residential & Commercial | VSMSHP | Ducted CEE Tier 1
215853923 | Mini/Multi Split | BLUERIDGE | HRCU-A-CB | BMS1824YC |  | Mini-Splits(Ducted) | BMC18HCD |  | 17500 | 20 | 11.3 | 20000 | 14200 | 71% | 2.4 | 0 | 13.3 |  |  |  |  | R-454B | 1.4583 | Residential & Commercial | VSMSHP | Ducted CEE Tier 1
215853924 | Mini/Multi Split | BLUERIDGE | HRCU-A-CB | BMS2423YC |  | Mini-Splits(Ducted) | BMC24HCD |  | 24000 | 19 | 11 | 25000 | 19000 | 76% | 2.3 | 0 | 12.5 |  |  |  |  | R-454B | 2 | Residential & Commercial | VSMSHP | Ducted CEE Tier 1
215853938 | Mini/Multi Split | BLUERIDGE | HRCU-A-CB | BMS626HHYC |  | Mini-Splits(Ducted) | BMC6LCD |  | 6500 | 21.4 | 13.8 | 8000 | 7800 | 97.5% | 2.4 | 0 | 14.4 |  |  |  |  | R-454B | 0.54167 | Residential & Commercial | VSMSHP | Ducted CEE Tier 1
215853939 | Mini/Multi Split | BLUERIDGE | HRCU-A-CB | BMS927HHYC |  | Mini-Splits(Ducted) | BMC9LCD |  | 9000 | 21.4 | 12.5 | 10000 | 11200 | 112% | 1.89 | 0 | 13.4 |  |  |  |  | R-454B | 0.75 | Residential & Commercial | VSMSHP | Ducted CEE Tier 1
215853940 | Mini/Multi Split | BLUERIDGE | HRCU-A-CB | BMS1225HHYC |  | Mini-Splits(Ducted) | BMC12LCD |  | 12000 | 20 | 10 | 12500 | 11800 | 94.4% | 1.9 | 0 | 12 |  |  |  |  | R-454B | 1 | Residential & Commercial | VSMSHP | Ducted CEE Tier 1
215853941 | Mini/Multi Split | BLUERIDGE | HRCU-A-CB | BMS1821HHYC |  | Mini-Splits(Ducted) | BMC18LCD |  | 17000 | 18 | 10.5 | 19000 | 18000 | 94.74% | 2 | 0 | 12 |  |  |  |  | R-454B | 1.4167 | Residential & Commercial | VSMSHP | Ducted CEE Tier 1
215853942 | Mini/Multi Split | BLUERIDGE | HRCU-A-CB | BMS927HHYC |  | Mini-Splits(Ducted) | BMC9HCD |  | 9000 | 20.5 | 13.8 | 9900 | 11900 | 120.2% | 1.85 | 0 | 14 |  |  |  |  | R-454B | 0.75 | Residential & Commercial | VSMSHP | Ducted CEE Tier 1
215853943 | Mini/Multi Split | BLUERIDGE | HRCU-A-CB | BMS1225HHYC |  | Mini-Splits(Ducted) | BMC12HCD |  | 12000 | 20 | 10.6 | 12000 | 12000 | 100% | 1.95 | 0 | 12 |  |  |  |  | R-454B | 1 | Residential & Commercial | VSMSHP | Ducted CEE Tier 1
215853944 | Mini/Multi Split | BLUERIDGE | HRCU-A-CB | BMS1821HHYC |  | Mini-Splits(Ducted) | BMC18HCD |  | 17500 | 18.4 | 11.1 | 19500 | 18000 | 92.31% | 2.1 | 0 | 12 |  |  |  |  | R-454B | 1.4583 | Residential & Commercial | VSMSHP | Ducted CEE Tier 1
215853945 | Mini/Multi Split | BLUERIDGE | HRCU-A-CB | BMS2421HHYC |  | Mini-Splits(Ducted) | BMC24HCD |  | 24000 | 19 | 11.7 | 26000 | 24000 | 92.31% | 2.18 | 0 | 12 |  |  |  |  | R-454B | 2 | Residential & Commercial | VSMSHP | Ducted CEE Tier 1
215853954 | Mini/Multi Split | BLUERIDGE | HRCU-A-CB | BMS48UYC |  | Mini-Splits(Ducted) | BMS48HCD |  | 48000 | 17.1 | 9.8 | 50000 | 38000 | 76% | 2 | 0 | 10 |  |  |  |  | R-454B | 4 | Residential & Commercial | VSMSHP | Ducted CEE Tier 1
215853961 | Mini/Multi Split | BLUERIDGE | HRCU-A-CB | BMS36HHUYC |  | Mini-Splits(Ducted) | BMS36HCD |  | 36000 | 17.7 | 11.1 | 42000 | 37600 | 89.52% | 2.1 | 0 | 12 |  |  |  |  | R-454B | 3 | Residential & Commercial | VSMSHP | Ducted CEE Tier 1
215853962 | Mini/Multi Split | BLUERIDGE | HRCU-A-CB | BMS48HHUYC |  | Mini-Splits(Ducted) | BMS48HCD |  | 48000 | 16.7 | 10.8 | 52000 | 47500 | 91.35% | 2 | 0 | 10.4 |  |  |  |  | R-454B | 4 | Residential & Commercial | VSMSHP | Ducted CEE Tier 1
215853963 | Mini/Multi Split | BLUERIDGE | HRCU-A-CB | BMS60HHUYC |  | Mini-Splits(Ducted) | BMS60HCD |  | 55000 | 15.8 | 10.4 | 60000 | 53500 | 89.17% | 2.1 | 0 | 10.2 |  |  |  |  | R-454B | 4.5833 | Residential & Commercial | VSMSHP | Ducted CEE Tier 1
214725904 | Mini/Multi Split | DAIKIN | HRCU-A-CB | RZQ18TBVJU* |  | Mini-Splits(Ducted) | FTQ18TBVJU*A* |  | 17200 | 15.6 | 8.1 | 20000 | 19000 | 95% | 1.85 | 0 | 11.7 |  |  |  |  | R-410A | 1.4333 | Residential & Commercial | VSMSHP | Ducted CEE Tier 1
214725905 | Mini/Multi Split | DAIKIN | HRCU-A-CB | RZQ24TBVJU* |  | Mini-Splits(Ducted) | FTQ24TBVJU*A* |  | 23400 | 16.2 | 8.7 | 27400 | 20800 | 75.91% | 2.08 | 0 | 10 |  |  |  |  | R-410A | 1.95 | Residential & Commercial | VSMSHP | Ducted CEE Tier 1
215223281 | Mini/Multi Split | BOSCH | HRCU-A-CB | BMS500-AAS009-1CSXHD |  | Mini-Splits(Ducted) | BMS500-AAU009-1AHDXD |  | 9000 | 21.4 | 12.5 | 10000 | 11200 | 112% | 1.89 | 0 | 13.4 |  |  |  |  | R-454B | 0.75 | Residential & Commercial | VSMSHP | Ducted CEE Tier 1
215223285 | Mini/Multi Split | BOSCH | HRCU-A-CB | BMS500-AAS012-1CSXHD |  | Mini-Splits(Ducted) | BMS500-AAU012-1AHDXD |  | 12000 | 20 | 10 | 12500 | 11800 | 94.4% | 1.9 | 0 | 12 |  |  |  |  | R-454B | 1 | Residential & Commercial | VSMSHP | Ducted CEE Tier 1
215223289 | Mini/Multi Split | BOSCH | HRCU-A-CB | BMS500-AAS018-1CSXHD |  | Mini-Splits(Ducted) | BMS500-AAU018-1AHDXD |  | 17000 | 18 | 10.5 | 19000 | 18000 | 94.74% | 2 | 0 | 12 |  |  |  |  | R-454B | 1.4167 | Residential & Commercial | VSMSHP | Ducted CEE Tier 1
215223291 | Mini/Multi Split | BOSCH | HRCU-A-CB | BMS500-AAS024-1CSXHD |  | Mini-Splits(Ducted) | BMS500-AAU024-1AHDXD |  | 24000 | 19 | 11.7 | 26000 | 24000 | 92.31% | 2.18 | 0 | 12 |  |  |  |  | R-454B | 2 | Residential & Commercial | VSMSHP | Ducted CEE Tier 1
215223297 | Mini/Multi Split | BOSCH | HRCU-A-CB | BMS500-AAS009-1CSXRD |  | Mini-Splits(Ducted) | BMS500-AAU009-1AHDXD |  | 9000 | 19.5 | 11 | 10000 | 8600 | 86% | 2.25 | 0 | 12.8 |  |  |  |  | R-454B | 0.75 | Residential & Commercial | VSMSHP | Ducted CEE Tier 1
215223301 | Mini/Multi Split | BOSCH | HRCU-A-CB | BMS500-AAS012-1CSXRD |  | Mini-Splits(Ducted) | BMS500-AAU012-1AHDXD |  | 11500 | 19 | 10.2 | 12000 | 8800 | 73.33% | 2.25 | 0 | 11.7 |  |  |  |  | R-454B | 0.95833 | Residential & Commercial | VSMSHP | Ducted CEE Tier 1
215223305 | Mini/Multi Split | BOSCH | HRCU-A-CB | BMS500-AAS018-1CSXRD |  | Mini-Splits(Ducted) | BMS500-AAU018-1AHDXD |  | 17000 | 20 | 10.5 | 20000 | 14000 | 70% | 2.2 | 0 | 12.5 |  |  |  |  | R-454B | 1.4167 | Residential & Commercial | VSMSHP | Ducted CEE Tier 1
215223308 | Mini/Multi Split | BOSCH | HRCU-A-CB | BMS500-AAS024-1CSXRD |  | Mini-Splits(Ducted) | BMS500-AAU024-1AHDXD |  | 24000 | 19 | 11 | 25000 | 19000 | 76% | 2.3 | 0 | 12.5 |  |  |  |  | R-454B | 2 | Residential & Commercial | VSMSHP | Ducted CEE Tier 1
215223314 | Mini/Multi Split | BOSCH | HRCU-A-CB | BMS500-AAS048-1CSXLD |  | Mini-Splits(Ducted) | BMS500-AAU048-1AHDXD |  | 48000 | 17.1 | 9.8 | 50000 | 38000 | 76% | 2 | 0 | 10 |  |  |  |  | R-454B | 4 | Residential & Commercial | VSMSHP | Ducted CEE Tier 1
215218875 | Mini/Multi Split | HITACHI | HRCU-A-CB | PAS-09BUFASDQ1 |  | Mini-Splits(Ducted) | PPIM-B09UFA1DQ |  | 9000 | 20 | 9.6 | 11000 | 9600 | 87.27% | 1.98 | 0 | 13 |  |  |  |  | R-32 | 0.75 | Residential & Commercial | VSMSHP | Ducted CEE Tier 1
215218878 | Mini/Multi Split | HITACHI | HRCU-A-CB | PAS-12BUFASDQ1 |  | Mini-Splits(Ducted) | PPIM-B12UFA1DQ |  | 12000 | 20.5 | 9.8 | 14000 | 10800 | 77.14% | 2.09 | 0 | 12.5 |  |  |  |  | R-32 | 1 | Residential & Commercial | VSMSHP | Ducted CEE Tier 1
215323798 | Mini/Multi Split | CARRIER | HRCU-A-CB | 37MAHAQ06AA3 |  | Mini-Splits(Ducted) | 45MBDAQ06XA3 |  | 6500 | 21.5 | 13.8 | 8000 | 7800 | 97.5% | 2.4 | 0 | 14.5 |  |  |  |  | R-454B | 0.54167 | Residential & Commercial | VSMSHP | Ducted CEE Tier 1
215323802 | Mini/Multi Split | CARRIER | HRCU-A-CB | 37MAHAQ09AA3 |  | Mini-Splits(Ducted) | 45MBDAQ12XA3 |  | 9000 | 21.5 | 12.5 | 10000 | 11200 | 112% | 1.89 | 0 | 13.5 |  |  |  |  | R-454B | 0.75 | Residential & Commercial | VSMSHP | Ducted CEE Tier 1
215323803 | Mini/Multi Split | CARRIER | HRCU-A-CB | 37MAHAQ09AA3 |  | Mini-Splits(Ducted) | 45MBDAQ12XH3 |  | 9000 | 20.6 | 13.8 | 9900 | 11900 | 120.2% | 1.85 | 0 | 14 |  |  |  |  | R-454B | 0.75 | Residential & Commercial | VSMSHP | Ducted CEE Tier 1
215323807 | Mini/Multi Split | CARRIER | HRCU-A-CB | 37MAHAQ12AA3 |  | Mini-Splits(Ducted) | 45MBDAQ12XA3 |  | 12000 | 20 | 10.2 | 12500 | 11800 | 94.4% | 1.9 | 0 | 12 |  |  |  |  | R-454B | 1 | Residential & Commercial | VSMSHP | Ducted CEE Tier 1
215323808 | Mini/Multi Split | CARRIER | HRCU-A-CB | 37MAHAQ12AA3 |  | Mini-Splits(Ducted) | 45MBDAQ12XH3 |  | 12000 | 20.2 | 10.6 | 12000 | 12000 | 100% | 1.95 | 0 | 12 |  |  |  |  | R-454B | 1 | Residential & Commercial | VSMSHP | Ducted CEE Tier 1
215323813 | Mini/Multi Split | CARRIER | HRCU-A-CB | 37MAHAQ18AA3 |  | Mini-Splits(Ducted) | 45MBDAQ18XA3 |  | 17000 | 18 | 10.8 | 19000 | 18000 | 94.74% | 2 | 0 | 12 |  |  |  |  | R-454B | 1.4167 | Residential & Commercial | VSMSHP | Ducted CEE Tier 1
215323814 | Mini/Multi Split | CARRIER | HRCU-A-CB | 37MAHAQ18AA3 |  | Mini-Splits(Ducted) | 45MBDAQ18XH3 |  | 17500 | 18.5 | 11.1 | 19500 | 18000 | 92.31% | 2.1 | 0 | 12.1 |  |  |  |  | R-454B | 1.4583 | Residential & Commercial | VSMSHP | Ducted CEE Tier 1
215323817 | Mini/Multi Split | CARRIER | HRCU-A-CB | 37MAHAQ24AA3 |  | Mini-Splits(Ducted) | 45MBDAQ24XH3 |  | 24000 | 19.2 | 11.7 | 26000 | 24000 | 92.31% | 2.18 | 0 | 12 |  |  |  |  | R-454B | 2 | Residential & Commercial | VSMSHP | Ducted CEE Tier 1
215323820 | Mini/Multi Split | CARRIER | HRCU-A-CB | 37MARAQ09AA3 |  | Mini-Splits(Ducted) | 45MBDAQ12XA3 |  | 9000 | 19.6 | 11 | 10000 | 8600 | 86% | 2.25 | 0 | 12.8 |  |  |  |  | R-454B | 0.75 | Residential & Commercial | VSMSHP | Ducted CEE Tier 1
215323821 | Mini/Multi Split | CARRIER | HRCU-A-CB | 37MARAQ09AA3 |  | Mini-Splits(Ducted) | 45MBDAQ12XH3 |  | 9000 | 19.8 | 11.5 | 10000 | 8300 | 83% | 2.31 | 0 | 13 |  |  |  |  | R-454B | 0.75 | Residential & Commercial | VSMSHP | Ducted CEE Tier 1
215323825 | Mini/Multi Split | CARRIER | HRCU-A-CB | 37MARAQ12AA3 |  | Mini-Splits(Ducted) | 45MBDAQ12XA3 |  | 11500 | 19 | 10.3 | 12000 | 8800 | 73.33% | 2.25 | 0 | 11.7 |  |  |  |  | R-454B | 0.95833 | Residential & Commercial | VSMSHP | Ducted CEE Tier 1
215323826 | Mini/Multi Split | CARRIER | HRCU-A-CB | 37MARAQ12AA3 |  | Mini-Splits(Ducted) | 45MBDAQ12XH3 |  | 12000 | 19.5 | 10.5 | 12000 | 8900 | 74.17% | 2.44 | 0 | 12 |  |  |  |  | R-454B | 1 | Residential & Commercial | VSMSHP | Ducted CEE Tier 1
215323831 | Mini/Multi Split | CARRIER | HRCU-A-CB | 37MARAQ18AA3 |  | Mini-Splits(Ducted) | 45MBDAQ18XA3 |  | 17000 | 20 | 10.6 | 20000 | 14000 | 70% | 2.2 | 0 | 12.5 |  |  |  |  | R-454B | 1.4167 | Residential & Commercial | VSMSHP | Ducted CEE Tier 1
215323832 | Mini/Multi Split | CARRIER | HRCU-A-CB | 37MARAQ18AA3 |  | Mini-Splits(Ducted) | 45MBDAQ18XH3 |  | 17500 | 20 | 11.4 | 20000 | 14200 | 71% | 2.4 | 0 | 13.3 |  |  |  |  | R-454B | 1.4583 | Residential & Commercial | VSMSHP | Ducted CEE Tier 1
215323835 | Mini/Multi Split | CARRIER | HRCU-A-CB | 37MARAQ24AA3 |  | Mini-Splits(Ducted) | 45MBDAQ24XH3 |  | 24000 | 19 | 11 | 25000 | 19000 | 76% | 2.3 | 0 | 12.5 |  |  |  |  | R-454B | 2 | Residential & Commercial | VSMSHP | Ducted CEE Tier 1
215323844 | Mini/Multi Split | CARRIER | HRCU-A-CB | 37MBHAQ36AA3 |  | Mini-Splits(Ducted) | 45MBDAQ36XH3 |  | 36000 | 17.8 | 11.1 | 42000 | 37600 | 89.52% | 2.1 | 0 | 12 |  |  |  |  | R-454B | 3 | Residential & Commercial | VSMSHP | Ducted CEE Tier 1
215323847 | Mini/Multi Split | CARRIER | HRCU-A-CB | 37MBHAQ48AA3 |  | Mini-Splits(Ducted) | 45MBDAQ48XH3 |  | 48000 | 16.8 | 10.8 | 52000 | 47500 | 91.35% | 2 | 0 | 10.4 |  |  |  |  | R-454B | 4 | Residential & Commercial | VSMSHP | Ducted CEE Tier 1
215323849 | Mini/Multi Split | CARRIER | HRCU-A-CB | 37MBHAQ58AA3 |  | Mini-Splits(Ducted) | 45MBDAQ58XH3 |  | 55000 | 15.9 | 10.4 | 60000 | 53500 | 89.17% | 2.1 | 0 | 10.2 |  |  |  |  | R-454B | 4.5833 | Residential & Commercial | VSMSHP | Ducted CEE Tier 1
215323855 | Mini/Multi Split | CARRIER | HRCU-A-CB | 37MBRAQ48AA3 |  | Mini-Splits(Ducted) | 45MBDAQ48XH3 |  | 48000 | 17.2 | 9.8 | 50000 | 38000 | 76% | 2 | 0 | 10 |  |  |  |  | R-454B | 4 | Residential & Commercial | VSMSHP | Ducted CEE Tier 1
215323859 | Mini/Multi Split | BRYANT | HRCU-A-CB | 37MAHAQ06AA3 |  | Mini-Splits(Ducted) | 45MBDAQ06XA3 |  | 6500 | 21.5 | 13.8 | 8000 | 7800 | 97.5% | 2.4 | 0 | 14.5 |  |  |  |  | R-454B | 0.54167 | Residential & Commercial | VSMSHP | Ducted CEE Tier 1
215323863 | Mini/Multi Split | BRYANT | HRCU-A-CB | 37MAHAQ09AA3 |  | Mini-Splits(Ducted) | 45MBDAQ12XA3 |  | 9000 | 21.5 | 12.5 | 10000 | 11200 | 112% | 1.89 | 0 | 13.5 |  |  |  |  | R-454B | 0.75 | Residential & Commercial | VSMSHP | Ducted CEE Tier 1
215323864 | Mini/Multi Split | BRYANT | HRCU-A-CB | 37MAHAQ09AA3 |  | Mini-Splits(Ducted) | 45MBDAQ12XH3 |  | 9000 | 20.6 | 13.8 | 9900 | 11900 | 120.2% | 1.85 | 0 | 14 |  |  |  |  | R-454B | 0.75 | Residential & Commercial | VSMSHP | Ducted CEE Tier 1
215323868 | Mini/Multi Split | BRYANT | HRCU-A-CB | 37MAHAQ12AA3 |  | Mini-Splits(Ducted) | 45MBDAQ12XA3 |  | 12000 | 20 | 10.2 | 12500 | 11800 | 94.4% | 1.9 | 0 | 12 |  |  |  |  | R-454B | 1 | Residential & Commercial | VSMSHP | Ducted CEE Tier 1
215323869 | Mini/Multi Split | BRYANT | HRCU-A-CB | 37MAHAQ12AA3 |  | Mini-Splits(Ducted) | 45MBDAQ12XH3 |  | 12000 | 20.2 | 10.6 | 12000 | 12000 | 100% | 1.95 | 0 | 12 |  |  |  |  | R-454B | 1 | Residential & Commercial | VSMSHP | Ducted CEE Tier 1
215323874 | Mini/Multi Split | BRYANT | HRCU-A-CB | 37MAHAQ18AA3 |  | Mini-Splits(Ducted) | 45MBDAQ18XA3 |  | 17000 | 18 | 10.8 | 19000 | 18000 | 94.74% | 2 | 0 | 12 |  |  |  |  | R-454B | 1.4167 | Residential & Commercial | VSMSHP | Ducted CEE Tier 1
215323875 | Mini/Multi Split | BRYANT | HRCU-A-CB | 37MAHAQ18AA3 |  | Mini-Splits(Ducted) | 45MBDAQ18XH3 |  | 17500 | 18.5 | 11.1 | 19500 | 18000 | 92.31% | 2.1 | 0 | 12.1 |  |  |  |  | R-454B | 1.4583 | Residential & Commercial | VSMSHP | Ducted CEE Tier 1
215323878 | Mini/Multi Split | BRYANT | HRCU-A-CB | 37MAHAQ24AA3 |  | Mini-Splits(Ducted) | 45MBDAQ24XH3 |  | 24000 | 19.2 | 11.7 | 26000 | 24000 | 92.31% | 2.18 | 0 | 12 |  |  |  |  | R-454B | 2 | Residential & Commercial | VSMSHP | Ducted CEE Tier 1
215323881 | Mini/Multi Split | BRYANT | HRCU-A-CB | 37MARAQ09AA3 |  | Mini-Splits(Ducted) | 45MBDAQ12XA3 |  | 9000 | 19.6 | 11 | 10000 | 8600 | 86% | 2.25 | 0 | 12.8 |  |  |  |  | R-454B | 0.75 | Residential & Commercial | VSMSHP | Ducted CEE Tier 1
215323882 | Mini/Multi Split | BRYANT | HRCU-A-CB | 37MARAQ09AA3 |  | Mini-Splits(Ducted) | 45MBDAQ12XH3 |  | 9000 | 19.8 | 11.5 | 10000 | 8300 | 83% | 2.31 | 0 | 13 |  |  |  |  | R-454B | 0.75 | Residential & Commercial | VSMSHP | Ducted CEE Tier 1
215323886 | Mini/Multi Split | BRYANT | HRCU-A-CB | 37MARAQ12AA3 |  | Mini-Splits(Ducted) | 45MBDAQ12XA3 |  | 11500 | 19 | 10.3 | 12000 | 8800 | 73.33% | 2.25 | 0 | 11.7 |  |  |  |  | R-454B | 0.95833 | Residential & Commercial | VSMSHP | Ducted CEE Tier 1
215323887 | Mini/Multi Split | BRYANT | HRCU-A-CB | 37MARAQ12AA3 |  | Mini-Splits(Ducted) | 45MBDAQ12XH3 |  | 12000 | 19.5 | 10.5 | 12000 | 8900 | 74.17% | 2.44 | 0 | 12 |  |  |  |  | R-454B | 1 | Residential & Commercial | VSMSHP | Ducted CEE Tier 1
215323892 | Mini/Multi Split | BRYANT | HRCU-A-CB | 37MARAQ18AA3 |  | Mini-Splits(Ducted) | 45MBDAQ18XA3 |  | 17000 | 20 | 10.6 | 20000 | 14000 | 70% | 2.2 | 0 | 12.5 |  |  |  |  | R-454B | 1.4167 | Residential & Commercial | VSMSHP | Ducted CEE Tier 1
215323893 | Mini/Multi Split | BRYANT | HRCU-A-CB | 37MARAQ18AA3 |  | Mini-Splits(Ducted) | 45MBDAQ18XH3 |  | 17500 | 20 | 11.4 | 20000 | 14200 | 71% | 2.4 | 0 | 13.3 |  |  |  |  | R-454B | 1.4583 | Residential & Commercial | VSMSHP | Ducted CEE Tier 1
215323896 | Mini/Multi Split | BRYANT | HRCU-A-CB | 37MARAQ24AA3 |  | Mini-Splits(Ducted) | 45MBDAQ24XH3 |  | 24000 | 19 | 11 | 25000 | 19000 | 76% | 2.3 | 0 | 12.5 |  |  |  |  | R-454B | 2 | Residential & Commercial | VSMSHP | Ducted CEE Tier 1
215323905 | Mini/Multi Split | BRYANT | HRCU-A-CB | 37MBHAQ36AA3 |  | Mini-Splits(Ducted) | 45MBDAQ36XH3 |  | 36000 | 17.8 | 11.1 | 42000 | 37600 | 89.52% | 2.1 | 0 | 12 |  |  |  |  | R-454B | 3 | Residential & Commercial | VSMSHP | Ducted CEE Tier 1
215323908 | Mini/Multi Split | BRYANT | HRCU-A-CB | 37MBHAQ48AA3 |  | Mini-Splits(Ducted) | 45MBDAQ48XH3 |  | 48000 | 16.8 | 10.8 | 52000 | 47500 | 91.35% | 2 | 0 | 10.4 |  |  |  |  | R-454B | 4 | Residential & Commercial | VSMSHP | Ducted CEE Tier 1
215323910 | Mini/Multi Split | BRYANT | HRCU-A-CB | 37MBHAQ58AA3 |  | Mini-Splits(Ducted) | 45MBDAQ58XH3 |  | 55000 | 15.9 | 10.4 | 60000 | 53500 | 89.17% | 2.1 | 0 | 10.2 |  |  |  |  | R-454B | 4.5833 | Residential & Commercial | VSMSHP | Ducted CEE Tier 1
215323916 | Mini/Multi Split | BRYANT | HRCU-A-CB | 37MBRAQ48AA3 |  | Mini-Splits(Ducted) | 45MBDAQ48XH3 |  | 48000 | 17.2 | 9.8 | 50000 | 38000 | 76% | 2 | 0 | 10 |  |  |  |  | R-454B | 4 | Residential & Commercial | VSMSHP | Ducted CEE Tier 1
215323920 | Mini/Multi Split | PAYNE | HRCU-A-CB | 37MAHAQ06AA3 |  | Mini-Splits(Ducted) | 45MBDAQ06XA3 |  | 6500 | 21.5 | 13.8 | 8000 | 7800 | 97.5% | 2.4 | 0 | 14.5 |  |  |  |  | R-454B | 0.54167 | Residential & Commercial | VSMSHP | Ducted CEE Tier 1
215323924 | Mini/Multi Split | PAYNE | HRCU-A-CB | 37MAHAQ09AA3 |  | Mini-Splits(Ducted) | 45MBDAQ12XA3 |  | 9000 | 21.5 | 12.5 | 10000 | 11200 | 112% | 1.89 | 0 | 13.5 |  |  |  |  | R-454B | 0.75 | Residential & Commercial | VSMSHP | Ducted CEE Tier 1
215323925 | Mini/Multi Split | PAYNE | HRCU-A-CB | 37MAHAQ09AA3 |  | Mini-Splits(Ducted) | 45MBDAQ12XH3 |  | 9000 | 20.6 | 13.8 | 9900 | 11900 | 120.2% | 1.85 | 0 | 14 |  |  |  |  | R-454B | 0.75 | Residential & Commercial | VSMSHP | Ducted CEE Tier 1
215323929 | Mini/Multi Split | PAYNE | HRCU-A-CB | 37MAHAQ12AA3 |  | Mini-Splits(Ducted) | 45MBDAQ12XA3 |  | 12000 | 20 | 10.2 | 12500 | 11800 | 94.4% | 1.9 | 0 | 12 |  |  |  |  | R-454B | 1 | Residential & Commercial | VSMSHP | Ducted CEE Tier 1
215323930 | Mini/Multi Split | PAYNE | HRCU-A-CB | 37MAHAQ12AA3 |  | Mini-Splits(Ducted) | 45MBDAQ12XH3 |  | 12000 | 20.2 | 10.6 | 12000 | 12000 | 100% | 1.95 | 0 | 12 |  |  |  |  | R-454B | 1 | Residential & Commercial | VSMSHP | Ducted CEE Tier 1
215323935 | Mini/Multi Split | PAYNE | HRCU-A-CB | 37MAHAQ18AA3 |  | Mini-Splits(Ducted) | 45MBDAQ18XA3 |  | 17000 | 18 | 10.8 | 19000 | 18000 | 94.74% | 2 | 0 | 12 |  |  |  |  | R-454B | 1.4167 | Residential & Commercial | VSMSHP | Ducted CEE Tier 1
215323936 | Mini/Multi Split | PAYNE | HRCU-A-CB | 37MAHAQ18AA3 |  | Mini-Splits(Ducted) | 45MBDAQ18XH3 |  | 17500 | 18.5 | 11.1 | 19500 | 18000 | 92.31% | 2.1 | 0 | 12.1 |  |  |  |  | R-454B | 1.4583 | Residential & Commercial | VSMSHP | Ducted CEE Tier 1
215323939 | Mini/Multi Split | PAYNE | HRCU-A-CB | 37MAHAQ24AA3 |  | Mini-Splits(Ducted) | 45MBDAQ24XH3 |  | 24000 | 19.2 | 11.7 | 26000 | 24000 | 92.31% | 2.18 | 0 | 12 |  |  |  |  | R-454B | 2 | Residential & Commercial | VSMSHP | Ducted CEE Tier 1
215323942 | Mini/Multi Split | PAYNE | HRCU-A-CB | 37MARAQ09AA3 |  | Mini-Splits(Ducted) | 45MBDAQ12XA3 |  | 9000 | 19.6 | 11 | 10000 | 8600 | 86% | 2.25 | 0 | 12.8 |  |  |  |  | R-454B | 0.75 | Residential & Commercial | VSMSHP | Ducted CEE Tier 1
215323943 | Mini/Multi Split | PAYNE | HRCU-A-CB | 37MARAQ09AA3 |  | Mini-Splits(Ducted) | 45MBDAQ12XH3 |  | 9000 | 19.8 | 11.5 | 10000 | 8300 | 83% | 2.31 | 0 | 13 |  |  |  |  | R-454B | 0.75 | Residential & Commercial | VSMSHP | Ducted CEE Tier 1
215323947 | Mini/Multi Split | PAYNE | HRCU-A-CB | 37MARAQ12AA3 |  | Mini-Splits(Ducted) | 45MBDAQ12XA3 |  | 11500 | 19 | 10.3 | 12000 | 8800 | 73.33% | 2.25 | 0 | 11.7 |  |  |  |  | R-454B | 0.95833 | Residential & Commercial | VSMSHP | Ducted CEE Tier 1
215323948 | Mini/Multi Split | PAYNE | HRCU-A-CB | 37MARAQ12AA3 |  | Mini-Splits(Ducted) | 45MBDAQ12XH3 |  | 12000 | 19.5 | 10.5 | 12000 | 8900 | 74.17% | 2.44 | 0 | 12 |  |  |  |  | R-454B | 1 | Residential & Commercial | VSMSHP | Ducted CEE Tier 1
215323953 | Mini/Multi Split | PAYNE | HRCU-A-CB | 37MARAQ18AA3 |  | Mini-Splits(Ducted) | 45MBDAQ18XA3 |  | 17000 | 20 | 10.6 | 20000 | 14000 | 70% | 2.2 | 0 | 12.5 |  |  |  |  | R-454B | 1.4167 | Residential & Commercial | VSMSHP | Ducted CEE Tier 1
215323954 | Mini/Multi Split | PAYNE | HRCU-A-CB | 37MARAQ18AA3 |  | Mini-Splits(Ducted) | 45MBDAQ18XH3 |  | 17500 | 20 | 11.4 | 20000 | 14200 | 71% | 2.4 | 0 | 13.3 |  |  |  |  | R-454B | 1.4583 | Residential & Commercial | VSMSHP | Ducted CEE Tier 1
215323957 | Mini/Multi Split | PAYNE | HRCU-A-CB | 37MARAQ24AA3 |  | Mini-Splits(Ducted) | 45MBDAQ24XH3 |  | 24000 | 19 | 11 | 25000 | 19000 | 76% | 2.3 | 0 | 12.5 |  |  |  |  | R-454B | 2 | Residential & Commercial | VSMSHP | Ducted CEE Tier 1
215323966 | Mini/Multi Split | PAYNE | HRCU-A-CB | 37MBHAQ36AA3 |  | Mini-Splits(Ducted) | 45MBDAQ36XH3 |  | 36000 | 17.8 | 11.1 | 42000 | 37600 | 89.52% | 2.1 | 0 | 12 |  |  |  |  | R-454B | 3 | Residential & Commercial | VSMSHP | Ducted CEE Tier 1
215323969 | Mini/Multi Split | PAYNE | HRCU-A-CB | 37MBHAQ48AA3 |  | Mini-Splits(Ducted) | 45MBDAQ48XH3 |  | 48000 | 16.8 | 10.8 | 52000 | 47500 | 91.35% | 2 | 0 | 10.4 |  |  |  |  | R-454B | 4 | Residential & Commercial | VSMSHP | Ducted CEE Tier 1
215323971 | Mini/Multi Split | PAYNE | HRCU-A-CB | 37MBHAQ58AA3 |  | Mini-Splits(Ducted) | 45MBDAQ58XH3 |  | 55000 | 15.9 | 10.4 | 60000 | 53500 | 89.17% | 2.1 | 0 | 10.2 |  |  |  |  | R-454B | 4.5833 | Residential & Commercial | VSMSHP | Ducted CEE Tier 1
215323977 | Mini/Multi Split | PAYNE | HRCU-A-CB | 37MBRAQ48AA3 |  | Mini-Splits(Ducted) | 45MBDAQ48XH3 |  | 48000 | 17.2 | 9.8 | 50000 | 38000 | 76% | 2 | 0 | 10 |  |  |  |  | R-454B | 4 | Residential & Commercial | VSMSHP | Ducted CEE Tier 1
215323981 | Mini/Multi Split | Weathermaker | HRCU-A-CB | 37MAHAQ06AA3 |  | Mini-Splits(Ducted) | 45MBDAQ06XA3 |  | 6500 | 21.5 | 13.8 | 8000 | 7800 | 97.5% | 2.4 | 0 | 14.5 |  |  |  |  | R-454B | 0.54167 | Residential & Commercial | VSMSHP | Ducted CEE Tier 1
215323985 | Mini/Multi Split | Weathermaker | HRCU-A-CB | 37MAHAQ09AA3 |  | Mini-Splits(Ducted) | 45MBDAQ12XA3 |  | 9000 | 21.5 | 12.5 | 10000 | 11200 | 112% | 1.89 | 0 | 13.5 |  |  |  |  | R-454B | 0.75 | Residential & Commercial | VSMSHP | Ducted CEE Tier 1
215323986 | Mini/Multi Split | Weathermaker | HRCU-A-CB | 37MAHAQ09AA3 |  | Mini-Splits(Ducted) | 45MBDAQ12XH3 |  | 9000 | 20.6 | 13.8 | 9900 | 11900 | 120.2% | 1.85 | 0 | 14 |  |  |  |  | R-454B | 0.75 | Residential & Commercial | VSMSHP | Ducted CEE Tier 1
215323990 | Mini/Multi Split | Weathermaker | HRCU-A-CB | 37MAHAQ12AA3 |  | Mini-Splits(Ducted) | 45MBDAQ12XA3 |  | 12000 | 20 | 10.2 | 12500 | 11800 | 94.4% | 1.9 | 0 | 12 |  |  |  |  | R-454B | 1 | Residential & Commercial | VSMSHP | Ducted CEE Tier 1
215323991 | Mini/Multi Split | Weathermaker | HRCU-A-CB | 37MAHAQ12AA3 |  | Mini-Splits(Ducted) | 45MBDAQ12XH3 |  | 12000 | 20.2 | 10.6 | 12000 | 12000 | 100% | 1.95 | 0 | 12 |  |  |  |  | R-454B | 1 | Residential & Commercial | VSMSHP | Ducted CEE Tier 1
215323996 | Mini/Multi Split | Weathermaker | HRCU-A-CB | 37MAHAQ18AA3 |  | Mini-Splits(Ducted) | 45MBDAQ18XA3 |  | 17000 | 18 | 10.8 | 19000 | 18000 | 94.74% | 2 | 0 | 12 |  |  |  |  | R-454B | 1.4167 | Residential & Commercial | VSMSHP | Ducted CEE Tier 1
215323997 | Mini/Multi Split | Weathermaker | HRCU-A-CB | 37MAHAQ18AA3 |  | Mini-Splits(Ducted) | 45MBDAQ18XH3 |  | 17500 | 18.5 | 11.1 | 19500 | 18000 | 92.31% | 2.1 | 0 | 12.1 |  |  |  |  | R-454B | 1.4583 | Residential & Commercial | VSMSHP | Ducted CEE Tier 1
215324000 | Mini/Multi Split | Weathermaker | HRCU-A-CB | 37MAHAQ24AA3 |  | Mini-Splits(Ducted) | 45MBDAQ24XH3 |  | 24000 | 19.2 | 11.7 | 26000 | 24000 | 92.31% | 2.18 | 0 | 12 |  |  |  |  | R-454B | 2 | Residential & Commercial | VSMSHP | Ducted CEE Tier 1
215324003 | Mini/Multi Split | Weathermaker | HRCU-A-CB | 37MARAQ09AA3 |  | Mini-Splits(Ducted) | 45MBDAQ12XA3 |  | 9000 | 19.6 | 11 | 10000 | 8600 | 86% | 2.25 | 0 | 12.8 |  |  |  |  | R-454B | 0.75 | Residential & Commercial | VSMSHP | Ducted CEE Tier 1
215324004 | Mini/Multi Split | Weathermaker | HRCU-A-CB | 37MARAQ09AA3 |  | Mini-Splits(Ducted) | 45MBDAQ12XH3 |  | 9000 | 19.8 | 11.5 | 10000 | 8300 | 83% | 2.31 | 0 | 13 |  |  |  |  | R-454B | 0.75 | Residential & Commercial | VSMSHP | Ducted CEE Tier 1
215324008 | Mini/Multi Split | Weathermaker | HRCU-A-CB | 37MARAQ12AA3 |  | Mini-Splits(Ducted) | 45MBDAQ12XA3 |  | 11500 | 19 | 10.3 | 12000 | 8800 | 73.33% | 2.25 | 0 | 11.7 |  |  |  |  | R-454B | 0.95833 | Residential & Commercial | VSMSHP | Ducted CEE Tier 1
215324009 | Mini/Multi Split | Weathermaker | HRCU-A-CB | 37MARAQ12AA3 |  | Mini-Splits(Ducted) | 45MBDAQ12XH3 |  | 12000 | 19.5 | 10.5 | 12000 | 8900 | 74.17% | 2.44 | 0 | 12 |  |  |  |  | R-454B | 1 | Residential & Commercial | VSMSHP | Ducted CEE Tier 1
215324014 | Mini/Multi Split | Weathermaker | HRCU-A-CB | 37MARAQ18AA3 |  | Mini-Splits(Ducted) | 45MBDAQ18XA3 |  | 17000 | 20 | 10.6 | 20000 | 14000 | 70% | 2.2 | 0 | 12.5 |  |  |  |  | R-454B | 1.4167 | Residential & Commercial | VSMSHP | Ducted CEE Tier 1
215324015 | Mini/Multi Split | Weathermaker | HRCU-A-CB | 37MARAQ18AA3 |  | Mini-Splits(Ducted) | 45MBDAQ18XH3 |  | 17500 | 20 | 11.4 | 20000 | 14200 | 71% | 2.4 | 0 | 13.3 |  |  |  |  | R-454B | 1.4583 | Residential & Commercial | VSMSHP | Ducted CEE Tier 1
215324018 | Mini/Multi Split | Weathermaker | HRCU-A-CB | 37MARAQ24AA3 |  | Mini-Splits(Ducted) | 45MBDAQ24XH3 |  | 24000 | 19 | 11 | 25000 | 19000 | 76% | 2.3 | 0 | 12.5 |  |  |  |  | R-454B | 2 | Residential & Commercial | VSMSHP | Ducted CEE Tier 1
215324027 | Mini/Multi Split | Weathermaker | HRCU-A-CB | 37MBHAQ36AA3 |  | Mini-Splits(Ducted) | 45MBDAQ36XH3 |  | 36000 | 17.8 | 11.1 | 42000 | 37600 | 89.52% | 2.1 | 0 | 12 |  |  |  |  | R-454B | 3 | Residential & Commercial | VSMSHP | Ducted CEE Tier 1
215324030 | Mini/Multi Split | Weathermaker | HRCU-A-CB | 37MBHAQ48AA3 |  | Mini-Splits(Ducted) | 45MBDAQ48XH3 |  | 48000 | 16.8 | 10.8 | 52000 | 47500 | 91.35% | 2 | 0 | 10.4 |  |  |  |  | R-454B | 4 | Residential & Commercial | VSMSHP | Ducted CEE Tier 1
215324032 | Mini/Multi Split | Weathermaker | HRCU-A-CB | 37MBHAQ58AA3 |  | Mini-Splits(Ducted) | 45MBDAQ58XH3 |  | 55000 | 15.9 | 10.4 | 60000 | 53500 | 89.17% | 2.1 | 0 | 10.2 |  |  |  |  | R-454B | 4.5833 | Residential & Commercial | VSMSHP | Ducted CEE Tier 1
215324038 | Mini/Multi Split | Weathermaker | HRCU-A-CB | 37MBRAQ48AA3 |  | Mini-Splits(Ducted) | 45MBDAQ48XH3 |  | 48000 | 17.2 | 9.8 | 50000 | 38000 | 76% | 2 | 0 | 10 |  |  |  |  | R-454B | 4 | Residential & Commercial | VSMSHP | Ducted CEE Tier 1
215324042 | Mini/Multi Split | MIDEA | HRCU-A-CB | 37MAHAQ06AA3 |  | Mini-Splits(Ducted) | 45MBDAQ06XA3 |  | 6500 | 21.5 | 13.8 | 8000 | 7800 | 97.5% | 2.4 | 0 | 14.5 |  |  |  |  | R-454B | 0.54167 | Residential & Commercial | VSMSHP | Ducted CEE Tier 1
215324046 | Mini/Multi Split | MIDEA | HRCU-A-CB | 37MAHAQ09AA3 |  | Mini-Splits(Ducted) | 45MBDAQ12XA3 |  | 9000 | 21.5 | 12.5 | 10000 | 11200 | 112% | 1.89 | 0 | 13.5 |  |  |  |  | R-454B | 0.75 | Residential & Commercial | VSMSHP | Ducted CEE Tier 1
215324047 | Mini/Multi Split | MIDEA | HRCU-A-CB | 37MAHAQ09AA3 |  | Mini-Splits(Ducted) | 45MBDAQ12XH3 |  | 9000 | 20.6 | 13.8 | 9900 | 11900 | 120.2% | 1.85 | 0 | 14 |  |  |  |  | R-454B | 0.75 | Residential & Commercial | VSMSHP | Ducted CEE Tier 1
215324051 | Mini/Multi Split | MIDEA | HRCU-A-CB | 37MAHAQ12AA3 |  | Mini-Splits(Ducted) | 45MBDAQ12XA3 |  | 12000 | 20 | 10.2 | 12500 | 11800 | 94.4% | 1.9 | 0 | 12 |  |  |  |  | R-454B | 1 | Residential & Commercial | VSMSHP | Ducted CEE Tier 1
215324052 | Mini/Multi Split | MIDEA | HRCU-A-CB | 37MAHAQ12AA3 |  | Mini-Splits(Ducted) | 45MBDAQ12XH3 |  | 12000 | 20.2 | 10.6 | 12000 | 12000 | 100% | 1.95 | 0 | 12 |  |  |  |  | R-454B | 1 | Residential & Commercial | VSMSHP | Ducted CEE Tier 1
215324057 | Mini/Multi Split | MIDEA | HRCU-A-CB | 37MAHAQ18AA3 |  | Mini-Splits(Ducted) | 45MBDAQ18XA3 |  | 17000 | 18 | 10.8 | 19000 | 18000 | 94.74% | 2 | 0 | 12 |  |  |  |  | R-454B | 1.4167 | Residential & Commercial | VSMSHP | Ducted CEE Tier 1
215324058 | Mini/Multi Split | MIDEA | HRCU-A-CB | 37MAHAQ18AA3 |  | Mini-Splits(Ducted) | 45MBDAQ18XH3 |  | 17500 | 18.5 | 11.1 | 19500 | 18000 | 92.31% | 2.1 | 0 | 12.1 |  |  |  |  | R-454B | 1.4583 | Residential & Commercial | VSMSHP | Ducted CEE Tier 1
215324061 | Mini/Multi Split | MIDEA | HRCU-A-CB | 37MAHAQ24AA3 |  | Mini-Splits(Ducted) | 45MBDAQ24XH3 |  | 24000 | 19.2 | 11.7 | 26000 | 24000 | 92.31% | 2.18 | 0 | 12 |  |  |  |  | R-454B | 2 | Residential & Commercial | VSMSHP | Ducted CEE Tier 1
215324064 | Mini/Multi Split | MIDEA | HRCU-A-CB | 37MARAQ09AA3 |  | Mini-Splits(Ducted) | 45MBDAQ12XA3 |  | 9000 | 19.6 | 11 | 10000 | 8600 | 86% | 2.25 | 0 | 12.8 |  |  |  |  | R-454B | 0.75 | Residential & Commercial | VSMSHP | Ducted CEE Tier 1
215324065 | Mini/Multi Split | MIDEA | HRCU-A-CB | 37MARAQ09AA3 |  | Mini-Splits(Ducted) | 45MBDAQ12XH3 |  | 9000 | 19.8 | 11.5 | 10000 | 8300 | 83% | 2.31 | 0 | 13 |  |  |  |  | R-454B | 0.75 | Residential & Commercial | VSMSHP | Ducted CEE Tier 1
215324069 | Mini/Multi Split | MIDEA | HRCU-A-CB | 37MARAQ12AA3 |  | Mini-Splits(Ducted) | 45MBDAQ12XA3 |  | 11500 | 19 | 10.3 | 12000 | 8800 | 73.33% | 2.25 | 0 | 11.7 |  |  |  |  | R-454B | 0.95833 | Residential & Commercial | VSMSHP | Ducted CEE Tier 1
215324070 | Mini/Multi Split | MIDEA | HRCU-A-CB | 37MARAQ12AA3 |  | Mini-Splits(Ducted) | 45MBDAQ12XH3 |  | 12000 | 19.5 | 10.5 | 12000 | 8900 | 74.17% | 2.44 | 0 | 12 |  |  |  |  | R-454B | 1 | Residential & Commercial | VSMSHP | Ducted CEE Tier 1
215324075 | Mini/Multi Split | MIDEA | HRCU-A-CB | 37MARAQ18AA3 |  | Mini-Splits(Ducted) | 45MBDAQ18XA3 |  | 17000 | 20 | 10.6 | 20000 | 14000 | 70% | 2.2 | 0 | 12.5 |  |  |  |  | R-454B | 1.4167 | Residential & Commercial | VSMSHP | Ducted CEE Tier 1
215324076 | Mini/Multi Split | MIDEA | HRCU-A-CB | 37MARAQ18AA3 |  | Mini-Splits(Ducted) | 45MBDAQ18XH3 |  | 17500 | 20 | 11.4 | 20000 | 14200 | 71% | 2.4 | 0 | 13.3 |  |  |  |  | R-454B | 1.4583 | Residential & Commercial | VSMSHP | Ducted CEE Tier 1
215324079 | Mini/Multi Split | MIDEA | HRCU-A-CB | 37MARAQ24AA3 |  | Mini-Splits(Ducted) | 45MBDAQ24XH3 |  | 24000 | 19 | 11 | 25000 | 19000 | 76% | 2.3 | 0 | 12.5 |  |  |  |  | R-454B | 2 | Residential & Commercial | VSMSHP | Ducted CEE Tier 1
215324088 | Mini/Multi Split | MIDEA | HRCU-A-CB | 37MBHAQ36AA3 |  | Mini-Splits(Ducted) | 45MBDAQ36XH3 |  | 36000 | 17.8 | 11.1 | 42000 | 37600 | 89.52% | 2.1 | 0 | 12 |  |  |  |  | R-454B | 3 | Residential & Commercial | VSMSHP | Ducted CEE Tier 1
215324091 | Mini/Multi Split | MIDEA | HRCU-A-CB | 37MBHAQ48AA3 |  | Mini-Splits(Ducted) | 45MBDAQ48XH3 |  | 48000 | 16.8 | 10.8 | 52000 | 47500 | 91.35% | 2 | 0 | 10.4 |  |  |  |  | R-454B | 4 | Residential & Commercial | VSMSHP | Ducted CEE Tier 1
215324093 | Mini/Multi Split | MIDEA | HRCU-A-CB | 37MBHAQ58AA3 |  | Mini-Splits(Ducted) | 45MBDAQ58XH3 |  | 55000 | 15.9 | 10.4 | 60000 | 53500 | 89.17% | 2.1 | 0 | 10.2 |  |  |  |  | R-454B | 4.5833 | Residential & Commercial | VSMSHP | Ducted CEE Tier 1
215324099 | Mini/Multi Split | MIDEA | HRCU-A-CB | 37MBRAQ48AA3 |  | Mini-Splits(Ducted) | 45MBDAQ48XH3 |  | 48000 | 17.2 | 9.8 | 50000 | 38000 | 76% | 2 | 0 | 10 |  |  |  |  | R-454B | 4 | Residential & Commercial | VSMSHP | Ducted CEE Tier 1
215324104 | Mini/Multi Split | ARCOAIRE | HRCU-A-CB | D5CSHAH06AAK |  | Mini-Splits(Ducted) | D5FSDAH06XAK |  | 6500 | 21.5 | 13.8 | 8000 | 7800 | 97.5% | 2.4 | 0 | 14.5 |  |  |  |  | R-454B | 0.54167 | Residential & Commercial | VSMSHP | Ducted CEE Tier 1
215324109 | Mini/Multi Split | ARCOAIRE | HRCU-A-CB | D5CSHAH09AAK |  | Mini-Splits(Ducted) | D5FSDAH12XAK |  | 9000 | 21.5 | 12.5 | 10000 | 11200 | 112% | 1.89 | 0 | 13.5 |  |  |  |  | R-454B | 0.75 | Residential & Commercial | VSMSHP | Ducted CEE Tier 1
215324110 | Mini/Multi Split | ARCOAIRE | HRCU-A-CB | D5CSHAH09AAK |  | Mini-Splits(Ducted) | D5FSDAH12XHK |  | 9000 | 20.6 | 13.8 | 9900 | 11900 | 120.2% | 1.85 | 0 | 14 |  |  |  |  | R-454B | 0.75 | Residential & Commercial | VSMSHP | Ducted CEE Tier 1
215324115 | Mini/Multi Split | ARCOAIRE | HRCU-A-CB | D5CSHAH12AAK |  | Mini-Splits(Ducted) | D5FSDAH12XAK |  | 12000 | 20 | 10.2 | 12500 | 11800 | 94.4% | 1.9 | 0 | 12 |  |  |  |  | R-454B | 1 | Residential & Commercial | VSMSHP | Ducted CEE Tier 1
215324116 | Mini/Multi Split | ARCOAIRE | HRCU-A-CB | D5CSHAH12AAK |  | Mini-Splits(Ducted) | D5FSDAH12XHK |  | 12000 | 20.2 | 10.6 | 12000 | 12000 | 100% | 1.95 | 0 | 12 |  |  |  |  | R-454B | 1 | Residential & Commercial | VSMSHP | Ducted CEE Tier 1
215324122 | Mini/Multi Split | ARCOAIRE | HRCU-A-CB | D5CSHAH18AAK |  | Mini-Splits(Ducted) | D5FSDAH18XAK |  | 17000 | 18 | 10.8 | 19000 | 18000 | 94.74% | 2 | 0 | 12 |  |  |  |  | R-454B | 1.4167 | Residential & Commercial | VSMSHP | Ducted CEE Tier 1
215324123 | Mini/Multi Split | ARCOAIRE | HRCU-A-CB | D5CSHAH18AAK |  | Mini-Splits(Ducted) | D5FSDAH18XHK |  | 17500 | 18.5 | 11.1 | 19500 | 18000 | 92.31% | 2.1 | 0 | 12.1 |  |  |  |  | R-454B | 1.4583 | Residential & Commercial | VSMSHP | Ducted CEE Tier 1
215324127 | Mini/Multi Split | ARCOAIRE | HRCU-A-CB | D5CSHAH24AAK |  | Mini-Splits(Ducted) | D5FSDAH24XHK |  | 24000 | 19.2 | 11.7 | 26000 | 24000 | 92.31% | 2.18 | 0 | 12 |  |  |  |  | R-454B | 2 | Residential & Commercial | VSMSHP | Ducted CEE Tier 1
215324134 | Mini/Multi Split | ARCOAIRE | HRCU-A-CB | D5CSRAH09AAK |  | Mini-Splits(Ducted) | D5FSDAH12XAK |  | 9000 | 19.6 | 11 | 10000 | 8600 | 86% | 2.25 | 0 | 12.8 |  |  |  |  | R-454B | 0.75 | Residential & Commercial | VSMSHP | Ducted CEE Tier 1
215324135 | Mini/Multi Split | ARCOAIRE | HRCU-A-CB | D5CSRAH09AAK |  | Mini-Splits(Ducted) | D5FSDAH12XHK |  | 9000 | 19.8 | 11.5 | 10000 | 8300 | 83% | 2.31 | 0 | 13 |  |  |  |  | R-454B | 0.75 | Residential & Commercial | VSMSHP | Ducted CEE Tier 1
215324140 | Mini/Multi Split | ARCOAIRE | HRCU-A-CB | D5CSRAH12AAK |  | Mini-Splits(Ducted) | D5FSDAH12XAK |  | 11500 | 19 | 10.3 | 12000 | 8800 | 73.33% | 2.25 | 0 | 11.7 |  |  |  |  | R-454B | 0.95833 | Residential & Commercial | VSMSHP | Ducted CEE Tier 1
215324141 | Mini/Multi Split | ARCOAIRE | HRCU-A-CB | D5CSRAH12AAK |  | Mini-Splits(Ducted) | D5FSDAH12XHK |  | 12000 | 19.5 | 10.5 | 12000 | 8900 | 74.17% | 2.44 | 0 | 12 |  |  |  |  | R-454B | 1 | Residential & Commercial | VSMSHP | Ducted CEE Tier 1
215324147 | Mini/Multi Split | ARCOAIRE | HRCU-A-CB | D5CSRAH18AAK |  | Mini-Splits(Ducted) | D5FSDAH18XAK |  | 17000 | 20 | 10.6 | 20000 | 14000 | 70% | 2.2 | 0 | 12.5 |  |  |  |  | R-454B | 1.4167 | Residential & Commercial | VSMSHP | Ducted CEE Tier 1
215324148 | Mini/Multi Split | ARCOAIRE | HRCU-A-CB | D5CSRAH18AAK |  | Mini-Splits(Ducted) | D5FSDAH18XHK |  | 17500 | 20 | 11.4 | 20000 | 14200 | 71% | 2.4 | 0 | 13.3 |  |  |  |  | R-454B | 1.4583 | Residential & Commercial | VSMSHP | Ducted CEE Tier 1
215324152 | Mini/Multi Split | ARCOAIRE | HRCU-A-CB | D5CSRAH24AAK |  | Mini-Splits(Ducted) | D5FSDAH24XHK |  | 24000 | 19 | 11 | 25000 | 19000 | 76% | 2.3 | 0 | 12.5 |  |  |  |  | R-454B | 2 | Residential & Commercial | VSMSHP | Ducted CEE Tier 1
215324161 | Mini/Multi Split | ARCOAIRE | HRCU-A-CB | D5CLHAH36AAK |  | Mini-Splits(Ducted) | D5FLDAH36XHK |  | 36000 | 17.8 | 11.1 | 42000 | 37600 | 89.52% | 2.1 | 0 | 12 |  |  |  |  | R-454B | 3 | Residential & Commercial | VSMSHP | Ducted CEE Tier 1
215324164 | Mini/Multi Split | ARCOAIRE | HRCU-A-CB | D5CLHAH48AAK |  | Mini-Splits(Ducted) | D5FLDAH48XHK |  | 48000 | 16.8 | 10.8 | 52000 | 47500 | 91.35% | 2 | 0 | 10.4 |  |  |  |  | R-454B | 4 | Residential & Commercial | VSMSHP | Ducted CEE Tier 1
215324166 | Mini/Multi Split | ARCOAIRE | HRCU-A-CB | D5CLHAH58AAK |  | Mini-Splits(Ducted) | D5FLDAH58XHK |  | 55000 | 15.9 | 10.4 | 60000 | 53500 | 89.17% | 2.1 | 0 | 10.2 |  |  |  |  | R-454B | 4.5833 | Residential & Commercial | VSMSHP | Ducted CEE Tier 1
215324172 | Mini/Multi Split | ARCOAIRE | HRCU-A-CB | D5CLRAH48AAK |  | Mini-Splits(Ducted) | D5FLDAH48XHK |  | 48000 | 17.2 | 9.8 | 50000 | 38000 | 76% | 2 | 0 | 10 |  |  |  |  | R-454B | 4 | Residential & Commercial | VSMSHP | Ducted CEE Tier 1
215324177 | Mini/Multi Split | COMFORTMAKER | HRCU-A-CB | D5CSHAH06AAK |  | Mini-Splits(Ducted) | D5FSDAH06XAK |  | 6500 | 21.5 | 13.8 | 8000 | 7800 | 97.5% | 2.4 | 0 | 14.5 |  |  |  |  | R-454B | 0.54167 | Residential & Commercial | VSMSHP | Ducted CEE Tier 1
215324182 | Mini/Multi Split | COMFORTMAKER | HRCU-A-CB | D5CSHAH09AAK |  | Mini-Splits(Ducted) | D5FSDAH12XAK |  | 9000 | 21.5 | 12.5 | 10000 | 11200 | 112% | 1.89 | 0 | 13.5 |  |  |  |  | R-454B | 0.75 | Residential & Commercial | VSMSHP | Ducted CEE Tier 1
215324183 | Mini/Multi Split | COMFORTMAKER | HRCU-A-CB | D5CSHAH09AAK |  | Mini-Splits(Ducted) | D5FSDAH12XHK |  | 9000 | 20.6 | 13.8 | 9900 | 11900 | 120.2% | 1.85 | 0 | 14 |  |  |  |  | R-454B | 0.75 | Residential & Commercial | VSMSHP | Ducted CEE Tier 1
215324188 | Mini/Multi Split | COMFORTMAKER | HRCU-A-CB | D5CSHAH12AAK |  | Mini-Splits(Ducted) | D5FSDAH12XAK |  | 12000 | 20 | 10.2 | 12500 | 11800 | 94.4% | 1.9 | 0 | 12 |  |  |  |  | R-454B | 1 | Residential & Commercial | VSMSHP | Ducted CEE Tier 1
215324189 | Mini/Multi Split | COMFORTMAKER | HRCU-A-CB | D5CSHAH12AAK |  | Mini-Splits(Ducted) | D5FSDAH12XHK |  | 12000 | 20.2 | 10.6 | 12000 | 12000 | 100% | 1.95 | 0 | 12 |  |  |  |  | R-454B | 1 | Residential & Commercial | VSMSHP | Ducted CEE Tier 1
215324195 | Mini/Multi Split | COMFORTMAKER | HRCU-A-CB | D5CSHAH18AAK |  | Mini-Splits(Ducted) | D5FSDAH18XAK |  | 17000 | 18 | 10.8 | 19000 | 18000 | 94.74% | 2 | 0 | 12 |  |  |  |  | R-454B | 1.4167 | Residential & Commercial | VSMSHP | Ducted CEE Tier 1
215324196 | Mini/Multi Split | COMFORTMAKER | HRCU-A-CB | D5CSHAH18AAK |  | Mini-Splits(Ducted) | D5FSDAH18XHK |  | 17500 | 18.5 | 11.1 | 19500 | 18000 | 92.31% | 2.1 | 0 | 12.1 |  |  |  |  | R-454B | 1.4583 | Residential & Commercial | VSMSHP | Ducted CEE Tier 1
215324200 | Mini/Multi Split | COMFORTMAKER | HRCU-A-CB | D5CSHAH24AAK |  | Mini-Splits(Ducted) | D5FSDAH24XHK |  | 24000 | 19.2 | 11.7 | 26000 | 24000 | 92.31% | 2.18 | 0 | 12 |  |  |  |  | R-454B | 2 | Residential & Commercial | VSMSHP | Ducted CEE Tier 1
215324207 | Mini/Multi Split | COMFORTMAKER | HRCU-A-CB | D5CSRAH09AAK |  | Mini-Splits(Ducted) | D5FSDAH12XAK |  | 9000 | 19.6 | 11 | 10000 | 8600 | 86% | 2.25 | 0 | 12.8 |  |  |  |  | R-454B | 0.75 | Residential & Commercial | VSMSHP | Ducted CEE Tier 1
215324208 | Mini/Multi Split | COMFORTMAKER | HRCU-A-CB | D5CSRAH09AAK |  | Mini-Splits(Ducted) | D5FSDAH12XHK |  | 9000 | 19.8 | 11.5 | 10000 | 8300 | 83% | 2.31 | 0 | 13 |  |  |  |  | R-454B | 0.75 | Residential & Commercial | VSMSHP | Ducted CEE Tier 1
215324213 | Mini/Multi Split | COMFORTMAKER | HRCU-A-CB | D5CSRAH12AAK |  | Mini-Splits(Ducted) | D5FSDAH12XAK |  | 11500 | 19 | 10.3 | 12000 | 8800 | 73.33% | 2.25 | 0 | 11.7 |  |  |  |  | R-454B | 0.95833 | Residential & Commercial | VSMSHP | Ducted CEE Tier 1
215324214 | Mini/Multi Split | COMFORTMAKER | HRCU-A-CB | D5CSRAH12AAK |  | Mini-Splits(Ducted) | D5FSDAH12XHK |  | 12000 | 19.5 | 10.5 | 12000 | 8900 | 74.17% | 2.44 | 0 | 12 |  |  |  |  | R-454B | 1 | Residential & Commercial | VSMSHP | Ducted CEE Tier 1
215324220 | Mini/Multi Split | COMFORTMAKER | HRCU-A-CB | D5CSRAH18AAK |  | Mini-Splits(Ducted) | D5FSDAH18XAK |  | 17000 | 20 | 10.6 | 20000 | 14000 | 70% | 2.2 | 0 | 12.5 |  |  |  |  | R-454B | 1.4167 | Residential & Commercial | VSMSHP | Ducted CEE Tier 1
215324221 | Mini/Multi Split | COMFORTMAKER | HRCU-A-CB | D5CSRAH18AAK |  | Mini-Splits(Ducted) | D5FSDAH18XHK |  | 17500 | 20 | 11.4 | 20000 | 14200 | 71% | 2.4 | 0 | 13.3 |  |  |  |  | R-454B | 1.4583 | Residential & Commercial | VSMSHP | Ducted CEE Tier 1
215324225 | Mini/Multi Split | COMFORTMAKER | HRCU-A-CB | D5CSRAH24AAK |  | Mini-Splits(Ducted) | D5FSDAH24XHK |  | 24000 | 19 | 11 | 25000 | 19000 | 76% | 2.3 | 0 | 12.5 |  |  |  |  | R-454B | 2 | Residential & Commercial | VSMSHP | Ducted CEE Tier 1
215324234 | Mini/Multi Split | COMFORTMAKER | HRCU-A-CB | D5CLHAH36AAK |  | Mini-Splits(Ducted) | D5FLDAH36XHK |  | 36000 | 17.8 | 11.1 | 42000 | 37600 | 89.52% | 2.1 | 0 | 12 |  |  |  |  | R-454B | 3 | Residential & Commercial | VSMSHP | Ducted CEE Tier 1
215324237 | Mini/Multi Split | COMFORTMAKER | HRCU-A-CB | D5CLHAH48AAK |  | Mini-Splits(Ducted) | D5FLDAH48XHK |  | 48000 | 16.8 | 10.8 | 52000 | 47500 | 91.35% | 2 | 0 | 10.4 |  |  |  |  | R-454B | 4 | Residential & Commercial | VSMSHP | Ducted CEE Tier 1
215324239 | Mini/Multi Split | COMFORTMAKER | HRCU-A-CB | D5CLHAH58AAK |  | Mini-Splits(Ducted) | D5FLDAH58XHK |  | 55000 | 15.9 | 10.4 | 60000 | 53500 | 89.17% | 2.1 | 0 | 10.2 |  |  |  |  | R-454B | 4.5833 | Residential & Commercial | VSMSHP | Ducted CEE Tier 1
215324245 | Mini/Multi Split | COMFORTMAKER | HRCU-A-CB | D5CLRAH48AAK |  | Mini-Splits(Ducted) | D5FLDAH48XHK |  | 48000 | 17.2 | 9.8 | 50000 | 38000 | 76% | 2 | 0 | 10 |  |  |  |  | R-454B | 4 | Residential & Commercial | VSMSHP | Ducted CEE Tier 1
215324250 | Mini/Multi Split | DAY & NIGHT | HRCU-A-CB | D5CSHAH06AAK |  | Mini-Splits(Ducted) | D5FSDAH06XAK |  | 6500 | 21.5 | 13.8 | 8000 | 7800 | 97.5% | 2.4 | 0 | 14.5 |  |  |  |  | R-454B | 0.54167 | Residential & Commercial | VSMSHP | Ducted CEE Tier 1
215324255 | Mini/Multi Split | DAY & NIGHT | HRCU-A-CB | D5CSHAH09AAK |  | Mini-Splits(Ducted) | D5FSDAH12XAK |  | 9000 | 21.5 | 12.5 | 10000 | 11200 | 112% | 1.89 | 0 | 13.5 |  |  |  |  | R-454B | 0.75 | Residential & Commercial | VSMSHP | Ducted CEE Tier 1
215324256 | Mini/Multi Split | DAY & NIGHT | HRCU-A-CB | D5CSHAH09AAK |  | Mini-Splits(Ducted) | D5FSDAH12XHK |  | 9000 | 20.6 | 13.8 | 9900 | 11900 | 120.2% | 1.85 | 0 | 14 |  |  |  |  | R-454B | 0.75 | Residential & Commercial | VSMSHP | Ducted CEE Tier 1
215324261 | Mini/Multi Split | DAY & NIGHT | HRCU-A-CB | D5CSHAH12AAK |  | Mini-Splits(Ducted) | D5FSDAH12XAK |  | 12000 | 20 | 10.2 | 12500 | 11800 | 94.4% | 1.9 | 0 | 12 |  |  |  |  | R-454B | 1 | Residential & Commercial | VSMSHP | Ducted CEE Tier 1
215324262 | Mini/Multi Split | DAY & NIGHT | HRCU-A-CB | D5CSHAH12AAK |  | Mini-Splits(Ducted) | D5FSDAH12XHK |  | 12000 | 20.2 | 10.6 | 12000 | 12000 | 100% | 1.95 | 0 | 12 |  |  |  |  | R-454B | 1 | Residential & Commercial | VSMSHP | Ducted CEE Tier 1
215324268 | Mini/Multi Split | DAY & NIGHT | HRCU-A-CB | D5CSHAH18AAK |  | Mini-Splits(Ducted) | D5FSDAH18XAK |  | 17000 | 18 | 10.8 | 19000 | 18000 | 94.74% | 2 | 0 | 12 |  |  |  |  | R-454B | 1.4167 | Residential & Commercial | VSMSHP | Ducted CEE Tier 1
215324269 | Mini/Multi Split | DAY & NIGHT | HRCU-A-CB | D5CSHAH18AAK |  | Mini-Splits(Ducted) | D5FSDAH18XHK |  | 17500 | 18.5 | 11.1 | 19500 | 18000 | 92.31% | 2.1 | 0 | 12.1 |  |  |  |  | R-454B | 1.4583 | Residential & Commercial | VSMSHP | Ducted CEE Tier 1
215324273 | Mini/Multi Split | DAY & NIGHT | HRCU-A-CB | D5CSHAH24AAK |  | Mini-Splits(Ducted) | D5FSDAH24XHK |  | 24000 | 19.2 | 11.7 | 26000 | 24000 | 92.31% | 2.18 | 0 | 12 |  |  |  |  | R-454B | 2 | Residential & Commercial | VSMSHP | Ducted CEE Tier 1
215324280 | Mini/Multi Split | DAY & NIGHT | HRCU-A-CB | D5CSRAH09AAK |  | Mini-Splits(Ducted) | D5FSDAH12XAK |  | 9000 | 19.6 | 11 | 10000 | 8600 | 86% | 2.25 | 0 | 12.8 |  |  |  |  | R-454B | 0.75 | Residential & Commercial | VSMSHP | Ducted CEE Tier 1
215324281 | Mini/Multi Split | DAY & NIGHT | HRCU-A-CB | D5CSRAH09AAK |  | Mini-Splits(Ducted) | D5FSDAH12XHK |  | 9000 | 19.8 | 11.5 | 10000 | 8300 | 83% | 2.31 | 0 | 13 |  |  |  |  | R-454B | 0.75 | Residential & Commercial | VSMSHP | Ducted CEE Tier 1
215324286 | Mini/Multi Split | DAY & NIGHT | HRCU-A-CB | D5CSRAH12AAK |  | Mini-Splits(Ducted) | D5FSDAH12XAK |  | 11500 | 19 | 10.3 | 12000 | 8800 | 73.33% | 2.25 | 0 | 11.7 |  |  |  |  | R-454B | 0.95833 | Residential & Commercial | VSMSHP | Ducted CEE Tier 1
215324287 | Mini/Multi Split | DAY & NIGHT | HRCU-A-CB | D5CSRAH12AAK |  | Mini-Splits(Ducted) | D5FSDAH12XHK |  | 12000 | 19.5 | 10.5 | 12000 | 8900 | 74.17% | 2.44 | 0 | 12 |  |  |  |  | R-454B | 1 | Residential & Commercial | VSMSHP | Ducted CEE Tier 1
215324293 | Mini/Multi Split | DAY & NIGHT | HRCU-A-CB | D5CSRAH18AAK |  | Mini-Splits(Ducted) | D5FSDAH18XAK |  | 17000 | 20 | 10.6 | 20000 | 14000 | 70% | 2.2 | 0 | 12.5 |  |  |  |  | R-454B | 1.4167 | Residential & Commercial | VSMSHP | Ducted CEE Tier 1
215324294 | Mini/Multi Split | DAY & NIGHT | HRCU-A-CB | D5CSRAH18AAK |  | Mini-Splits(Ducted) | D5FSDAH18XHK |  | 17500 | 20 | 11.4 | 20000 | 14200 | 71% | 2.4 | 0 | 13.3 |  |  |  |  | R-454B | 1.4583 | Residential & Commercial | VSMSHP | Ducted CEE Tier 1
215324298 | Mini/Multi Split | DAY & NIGHT | HRCU-A-CB | D5CSRAH24AAK |  | Mini-Splits(Ducted) | D5FSDAH24XHK |  | 24000 | 19 | 11 | 25000 | 19000 | 76% | 2.3 | 0 | 12.5 |  |  |  |  | R-454B | 2 | Residential & Commercial | VSMSHP | Ducted CEE Tier 1
215324307 | Mini/Multi Split | DAY & NIGHT | HRCU-A-CB | D5CLHAH36AAK |  | Mini-Splits(Ducted) | D5FLDAH36XHK |  | 36000 | 17.8 | 11.1 | 42000 | 37600 | 89.52% | 2.1 | 0 | 12 |  |  |  |  | R-454B | 3 | Residential & Commercial | VSMSHP | Ducted CEE Tier 1
215324310 | Mini/Multi Split | DAY & NIGHT | HRCU-A-CB | D5CLHAH48AAK |  | Mini-Splits(Ducted) | D5FLDAH48XHK |  | 48000 | 16.8 | 10.8 | 52000 | 47500 | 91.35% | 2 | 0 | 10.4 |  |  |  |  | R-454B | 4 | Residential & Commercial | VSMSHP | Ducted CEE Tier 1
215324312 | Mini/Multi Split | DAY & NIGHT | HRCU-A-CB | D5CLHAH58AAK |  | Mini-Splits(Ducted) | D5FLDAH58XHK |  | 55000 | 15.9 | 10.4 | 60000 | 53500 | 89.17% | 2.1 | 0 | 10.2 |  |  |  |  | R-454B | 4.5833 | Residential & Commercial | VSMSHP | Ducted CEE Tier 1
215324318 | Mini/Multi Split | DAY & NIGHT | HRCU-A-CB | D5CLRAH48AAK |  | Mini-Splits(Ducted) | D5FLDAH48XHK |  | 48000 | 17.2 | 9.8 | 50000 | 38000 | 76% | 2 | 0 | 10 |  |  |  |  | R-454B | 4 | Residential & Commercial | VSMSHP | Ducted CEE Tier 1
215324323 | Mini/Multi Split | HEIL | HRCU-A-CB | D5CSHAH06AAK |  | Mini-Splits(Ducted) | D5FSDAH06XAK |  | 6500 | 21.5 | 13.8 | 8000 | 7800 | 97.5% | 2.4 | 0 | 14.5 |  |  |  |  | R-454B | 0.54167 | Residential & Commercial | VSMSHP | Ducted CEE Tier 1
215324328 | Mini/Multi Split | HEIL | HRCU-A-CB | D5CSHAH09AAK |  | Mini-Splits(Ducted) | D5FSDAH12XAK |  | 9000 | 21.5 | 12.5 | 10000 | 11200 | 112% | 1.89 | 0 | 13.5 |  |  |  |  | R-454B | 0.75 | Residential & Commercial | VSMSHP | Ducted CEE Tier 1
215324329 | Mini/Multi Split | HEIL | HRCU-A-CB | D5CSHAH09AAK |  | Mini-Splits(Ducted) | D5FSDAH12XHK |  | 9000 | 20.6 | 13.8 | 9900 | 11900 | 120.2% | 1.85 | 0 | 14 |  |  |  |  | R-454B | 0.75 | Residential & Commercial | VSMSHP | Ducted CEE Tier 1
215324334 | Mini/Multi Split | HEIL | HRCU-A-CB | D5CSHAH12AAK |  | Mini-Splits(Ducted) | D5FSDAH12XAK |  | 12000 | 20 | 10.2 | 12500 | 11800 | 94.4% | 1.9 | 0 | 12 |  |  |  |  | R-454B | 1 | Residential & Commercial | VSMSHP | Ducted CEE Tier 1
215324335 | Mini/Multi Split | HEIL | HRCU-A-CB | D5CSHAH12AAK |  | Mini-Splits(Ducted) | D5FSDAH12XHK |  | 12000 | 20.2 | 10.6 | 12000 | 12000 | 100% | 1.95 | 0 | 12 |  |  |  |  | R-454B | 1 | Residential & Commercial | VSMSHP | Ducted CEE Tier 1
215324341 | Mini/Multi Split | HEIL | HRCU-A-CB | D5CSHAH18AAK |  | Mini-Splits(Ducted) | D5FSDAH18XAK |  | 17000 | 18 | 10.8 | 19000 | 18000 | 94.74% | 2 | 0 | 12 |  |  |  |  | R-454B | 1.4167 | Residential & Commercial | VSMSHP | Ducted CEE Tier 1
215324342 | Mini/Multi Split | HEIL | HRCU-A-CB | D5CSHAH18AAK |  | Mini-Splits(Ducted) | D5FSDAH18XHK |  | 17500 | 18.5 | 11.1 | 19500 | 18000 | 92.31% | 2.1 | 0 | 12.1 |  |  |  |  | R-454B | 1.4583 | Residential & Commercial | VSMSHP | Ducted CEE Tier 1
215324346 | Mini/Multi Split | HEIL | HRCU-A-CB | D5CSHAH24AAK |  | Mini-Splits(Ducted) | D5FSDAH24XHK |  | 24000 | 19.2 | 11.7 | 26000 | 24000 | 92.31% | 2.18 | 0 | 12 |  |  |  |  | R-454B | 2 | Residential & Commercial | VSMSHP | Ducted CEE Tier 1
215324353 | Mini/Multi Split | HEIL | HRCU-A-CB | D5CSRAH09AAK |  | Mini-Splits(Ducted) | D5FSDAH12XAK |  | 9000 | 19.6 | 11 | 10000 | 8600 | 86% | 2.25 | 0 | 12.8 |  |  |  |  | R-454B | 0.75 | Residential & Commercial | VSMSHP | Ducted CEE Tier 1
215324354 | Mini/Multi Split | HEIL | HRCU-A-CB | D5CSRAH09AAK |  | Mini-Splits(Ducted) | D5FSDAH12XHK |  | 9000 | 19.8 | 11.5 | 10000 | 8300 | 83% | 2.31 | 0 | 13 |  |  |  |  | R-454B | 0.75 | Residential & Commercial | VSMSHP | Ducted CEE Tier 1
215324359 | Mini/Multi Split | HEIL | HRCU-A-CB | D5CSRAH12AAK |  | Mini-Splits(Ducted) | D5FSDAH12XAK |  | 11500 | 19 | 10.3 | 12000 | 8800 | 73.33% | 2.25 | 0 | 11.7 |  |  |  |  | R-454B | 0.95833 | Residential & Commercial | VSMSHP | Ducted CEE Tier 1
215324360 | Mini/Multi Split | HEIL | HRCU-A-CB | D5CSRAH12AAK |  | Mini-Splits(Ducted) | D5FSDAH12XHK |  | 12000 | 19.5 | 10.5 | 12000 | 8900 | 74.17% | 2.44 | 0 | 12 |  |  |  |  | R-454B | 1 | Residential & Commercial | VSMSHP | Ducted CEE Tier 1
215324366 | Mini/Multi Split | HEIL | HRCU-A-CB | D5CSRAH18AAK |  | Mini-Splits(Ducted) | D5FSDAH18XAK |  | 17000 | 20 | 10.6 | 20000 | 14000 | 70% | 2.2 | 0 | 12.5 |  |  |  |  | R-454B | 1.4167 | Residential & Commercial | VSMSHP | Ducted CEE Tier 1
215324367 | Mini/Multi Split | HEIL | HRCU-A-CB | D5CSRAH18AAK |  | Mini-Splits(Ducted) | D5FSDAH18XHK |  | 17500 | 20 | 11.4 | 20000 | 14200 | 71% | 2.4 | 0 | 13.3 |  |  |  |  | R-454B | 1.4583 | Residential & Commercial | VSMSHP | Ducted CEE Tier 1
215324371 | Mini/Multi Split | HEIL | HRCU-A-CB | D5CSRAH24AAK |  | Mini-Splits(Ducted) | D5FSDAH24XHK |  | 24000 | 19 | 11 | 25000 | 19000 | 76% | 2.3 | 0 | 12.5 |  |  |  |  | R-454B | 2 | Residential & Commercial | VSMSHP | Ducted CEE Tier 1
215324626 | Mini/Multi Split | TEMPSTAR | HRCU-A-CB | D5CSHAH12AAK |  | Mini-Splits(Ducted) | D5FSDAH12XAK |  | 12000 | 20 | 10.2 | 12500 | 11800 | 94.4% | 1.9 | 0 | 12 |  |  |  |  | R-454B | 1 | Residential & Commercial | VSMSHP | Ducted CEE Tier 1
215324627 | Mini/Multi Split | TEMPSTAR | HRCU-A-CB | D5CSHAH12AAK |  | Mini-Splits(Ducted) | D5FSDAH12XHK |  | 12000 | 20.2 | 10.6 | 12000 | 12000 | 100% | 1.95 | 0 | 12 |  |  |  |  | R-454B | 1 | Residential & Commercial | VSMSHP | Ducted CEE Tier 1
215324633 | Mini/Multi Split | TEMPSTAR | HRCU-A-CB | D5CSHAH18AAK |  | Mini-Splits(Ducted) | D5FSDAH18XAK |  | 17000 | 18 | 10.8 | 19000 | 18000 | 94.74% | 2 | 0 | 12 |  |  |  |  | R-454B | 1.4167 | Residential & Commercial | VSMSHP | Ducted CEE Tier 1
215324634 | Mini/Multi Split | TEMPSTAR | HRCU-A-CB | D5CSHAH18AAK |  | Mini-Splits(Ducted) | D5FSDAH18XHK |  | 17500 | 18.5 | 11.1 | 19500 | 18000 | 92.31% | 2.1 | 0 | 12.1 |  |  |  |  | R-454B | 1.4583 | Residential & Commercial | VSMSHP | Ducted CEE Tier 1
215324638 | Mini/Multi Split | TEMPSTAR | HRCU-A-CB | D5CSHAH24AAK |  | Mini-Splits(Ducted) | D5FSDAH24XHK |  | 24000 | 19.2 | 11.7 | 26000 | 24000 | 92.31% | 2.18 | 0 | 12 |  |  |  |  | R-454B | 2 | Residential & Commercial | VSMSHP | Ducted CEE Tier 1
215324645 | Mini/Multi Split | TEMPSTAR | HRCU-A-CB | D5CSRAH09AAK |  | Mini-Splits(Ducted) | D5FSDAH12XAK |  | 9000 | 19.6 | 11 | 10000 | 8600 | 86% | 2.25 | 0 | 12.8 |  |  |  |  | R-454B | 0.75 | Residential & Commercial | VSMSHP | Ducted CEE Tier 1
215324646 | Mini/Multi Split | TEMPSTAR | HRCU-A-CB | D5CSRAH09AAK |  | Mini-Splits(Ducted) | D5FSDAH12XHK |  | 9000 | 19.8 | 11.5 | 10000 | 8300 | 83% | 2.31 | 0 | 13 |  |  |  |  | R-454B | 0.75 | Residential & Commercial | VSMSHP | Ducted CEE Tier 1
215324651 | Mini/Multi Split | TEMPSTAR | HRCU-A-CB | D5CSRAH12AAK |  | Mini-Splits(Ducted) | D5FSDAH12XAK |  | 11500 | 19 | 10.3 | 12000 | 8800 | 73.33% | 2.25 | 0 | 11.7 |  |  |  |  | R-454B | 0.95833 | Residential & Commercial | VSMSHP | Ducted CEE Tier 1
215324652 | Mini/Multi Split | TEMPSTAR | HRCU-A-CB | D5CSRAH12AAK |  | Mini-Splits(Ducted) | D5FSDAH12XHK |  | 12000 | 19.5 | 10.5 | 12000 | 8900 | 74.17% | 2.44 | 0 | 12 |  |  |  |  | R-454B | 1 | Residential & Commercial | VSMSHP | Ducted CEE Tier 1
215324683 | Mini/Multi Split | TEMPSTAR | HRCU-A-CB | D5CLRAH48AAK |  | Mini-Splits(Ducted) | D5FLDAH48XHK |  | 48000 | 17.2 | 9.8 | 50000 | 38000 | 76% | 2 | 0 | 10 |  |  |  |  | R-454B | 4 | Residential & Commercial | VSMSHP | Ducted CEE Tier 1
215324688 | Mini/Multi Split | SMART COMFORT | HRCU-A-CB | D5CSHAH06AAK |  | Mini-Splits(Ducted) | D5FSDAH06XAK |  | 6500 | 21.5 | 13.8 | 8000 | 7800 | 97.5% | 2.4 | 0 | 14.5 |  |  |  |  | R-454B | 0.54167 | Residential & Commercial | VSMSHP | Ducted CEE Tier 1
215324693 | Mini/Multi Split | SMART COMFORT | HRCU-A-CB | D5CSHAH09AAK |  | Mini-Splits(Ducted) | D5FSDAH12XAK |  | 9000 | 21.5 | 12.5 | 10000 | 11200 | 112% | 1.89 | 0 | 13.5 |  |  |  |  | R-454B | 0.75 | Residential & Commercial | VSMSHP | Ducted CEE Tier 1
215324694 | Mini/Multi Split | SMART COMFORT | HRCU-A-CB | D5CSHAH09AAK |  | Mini-Splits(Ducted) | D5FSDAH12XHK |  | 9000 | 20.6 | 13.8 | 9900 | 11900 | 120.2% | 1.85 | 0 | 14 |  |  |  |  | R-454B | 0.75 | Residential & Commercial | VSMSHP | Ducted CEE Tier 1
215324699 | Mini/Multi Split | SMART COMFORT | HRCU-A-CB | D5CSHAH12AAK |  | Mini-Splits(Ducted) | D5FSDAH12XAK |  | 12000 | 20 | 10.2 | 12500 | 11800 | 94.4% | 1.9 | 0 | 12 |  |  |  |  | R-454B | 1 | Residential & Commercial | VSMSHP | Ducted CEE Tier 1
215324700 | Mini/Multi Split | SMART COMFORT | HRCU-A-CB | D5CSHAH12AAK |  | Mini-Splits(Ducted) | D5FSDAH12XHK |  | 12000 | 20.2 | 10.6 | 12000 | 12000 | 100% | 1.95 | 0 | 12 |  |  |  |  | R-454B | 1 | Residential & Commercial | VSMSHP | Ducted CEE Tier 1
215324706 | Mini/Multi Split | SMART COMFORT | HRCU-A-CB | D5CSHAH18AAK |  | Mini-Splits(Ducted) | D5FSDAH18XAK |  | 17000 | 18 | 10.8 | 19000 | 18000 | 94.74% | 2 | 0 | 12 |  |  |  |  | R-454B | 1.4167 | Residential & Commercial | VSMSHP | Ducted CEE Tier 1
215324707 | Mini/Multi Split | SMART COMFORT | HRCU-A-CB | D5CSHAH18AAK |  | Mini-Splits(Ducted) | D5FSDAH18XHK |  | 17500 | 18.5 | 11.1 | 19500 | 18000 | 92.31% | 2.1 | 0 | 12.1 |  |  |  |  | R-454B | 1.4583 | Residential & Commercial | VSMSHP | Ducted CEE Tier 1
215324711 | Mini/Multi Split | SMART COMFORT | HRCU-A-CB | D5CSHAH24AAK |  | Mini-Splits(Ducted) | D5FSDAH24XHK |  | 24000 | 19.2 | 11.7 | 26000 | 24000 | 92.31% | 2.18 | 0 | 12 |  |  |  |  | R-454B | 2 | Residential & Commercial | VSMSHP | Ducted CEE Tier 1
215324731 | Mini/Multi Split | SMART COMFORT | HRCU-A-CB | D5CSRAH18AAK |  | Mini-Splits(Ducted) | D5FSDAH18XAK |  | 17000 | 20 | 10.6 | 20000 | 14000 | 70% | 2.2 | 0 | 12.5 |  |  |  |  | R-454B | 1.4167 | Residential & Commercial | VSMSHP | Ducted CEE Tier 1
215324732 | Mini/Multi Split | SMART COMFORT | HRCU-A-CB | D5CSRAH18AAK |  | Mini-Splits(Ducted) | D5FSDAH18XHK |  | 17500 | 20 | 11.4 | 20000 | 14200 | 71% | 2.4 | 0 | 13.3 |  |  |  |  | R-454B | 1.4583 | Residential & Commercial | VSMSHP | Ducted CEE Tier 1
215324736 | Mini/Multi Split | SMART COMFORT | HRCU-A-CB | D5CSRAH24AAK |  | Mini-Splits(Ducted) | D5FSDAH24XHK |  | 24000 | 19 | 11 | 25000 | 19000 | 76% | 2.3 | 0 | 12.5 |  |  |  |  | R-454B | 2 | Residential & Commercial | VSMSHP | Ducted CEE Tier 1
215324745 | Mini/Multi Split | SMART COMFORT | HRCU-A-CB | D5CLHAH36AAK |  | Mini-Splits(Ducted) | D5FLDAH36XHK |  | 36000 | 17.8 | 11.1 | 42000 | 37600 | 89.52% | 2.1 | 0 | 12 |  |  |  |  | R-454B | 3 | Residential & Commercial | VSMSHP | Ducted CEE Tier 1
215324748 | Mini/Multi Split | SMART COMFORT | HRCU-A-CB | D5CLHAH48AAK |  | Mini-Splits(Ducted) | D5FLDAH48XHK |  | 48000 | 16.8 | 10.8 | 52000 | 47500 | 91.35% | 2 | 0 | 10.4 |  |  |  |  | R-454B | 4 | Residential & Commercial | VSMSHP | Ducted CEE Tier 1
215324750 | Mini/Multi Split | SMART COMFORT | HRCU-A-CB | D5CLHAH58AAK |  | Mini-Splits(Ducted) | D5FLDAH58XHK |  | 55000 | 15.9 | 10.4 | 60000 | 53500 | 89.17% | 2.1 | 0 | 10.2 |  |  |  |  | R-454B | 4.5833 | Residential & Commercial | VSMSHP | Ducted CEE Tier 1
215324756 | Mini/Multi Split | SMART COMFORT | HRCU-A-CB | D5CLRAH48AAK |  | Mini-Splits(Ducted) | D5FLDAH48XHK |  | 48000 | 17.2 | 9.8 | 50000 | 38000 | 76% | 2 | 0 | 10 |  |  |  |  | R-454B | 4 | Residential & Commercial | VSMSHP | Ducted CEE Tier 1
215324761 | Mini/Multi Split | AIRQUEST | HRCU-A-CB | D5CSHAH06AAK |  | Mini-Splits(Ducted) | D5FSDAH06XAK |  | 6500 | 21.5 | 13.8 | 8000 | 7800 | 97.5% | 2.4 | 0 | 14.5 |  |  |  |  | R-454B | 0.54167 | Residential & Commercial | VSMSHP | Ducted CEE Tier 1
215324766 | Mini/Multi Split | AIRQUEST | HRCU-A-CB | D5CSHAH09AAK |  | Mini-Splits(Ducted) | D5FSDAH12XAK |  | 9000 | 21.5 | 12.5 | 10000 | 11200 | 112% | 1.89 | 0 | 13.5 |  |  |  |  | R-454B | 0.75 | Residential & Commercial | VSMSHP | Ducted CEE Tier 1
215324767 | Mini/Multi Split | AIRQUEST | HRCU-A-CB | D5CSHAH09AAK |  | Mini-Splits(Ducted) | D5FSDAH12XHK |  | 9000 | 20.6 | 13.8 | 9900 | 11900 | 120.2% | 1.85 | 0 | 14 |  |  |  |  | R-454B | 0.75 | Residential & Commercial | VSMSHP | Ducted CEE Tier 1
215324772 | Mini/Multi Split | AIRQUEST | HRCU-A-CB | D5CSHAH12AAK |  | Mini-Splits(Ducted) | D5FSDAH12XAK |  | 12000 | 20 | 10.2 | 12500 | 11800 | 94.4% | 1.9 | 0 | 12 |  |  |  |  | R-454B | 1 | Residential & Commercial | VSMSHP | Ducted CEE Tier 1
215324773 | Mini/Multi Split | AIRQUEST | HRCU-A-CB | D5CSHAH12AAK |  | Mini-Splits(Ducted) | D5FSDAH12XHK |  | 12000 | 20.2 | 10.6 | 12000 | 12000 | 100% | 1.95 | 0 | 12 |  |  |  |  | R-454B | 1 | Residential & Commercial | VSMSHP | Ducted CEE Tier 1
215324779 | Mini/Multi Split | AIRQUEST | HRCU-A-CB | D5CSHAH18AAK |  | Mini-Splits(Ducted) | D5FSDAH18XAK |  | 17000 | 18 | 10.8 | 19000 | 18000 | 94.74% | 2 | 0 | 12 |  |  |  |  | R-454B | 1.4167 | Residential & Commercial | VSMSHP | Ducted CEE Tier 1
215324780 | Mini/Multi Split | AIRQUEST | HRCU-A-CB | D5CSHAH18AAK |  | Mini-Splits(Ducted) | D5FSDAH18XHK |  | 17500 | 18.5 | 11.1 | 19500 | 18000 | 92.31% | 2.1 | 0 | 12.1 |  |  |  |  | R-454B | 1.4583 | Residential & Commercial | VSMSHP | Ducted CEE Tier 1
215324784 | Mini/Multi Split | AIRQUEST | HRCU-A-CB | D5CSHAH24AAK |  | Mini-Splits(Ducted) | D5FSDAH24XHK |  | 24000 | 19.2 | 11.7 | 26000 | 24000 | 92.31% | 2.18 | 0 | 12 |  |  |  |  | R-454B | 2 | Residential & Commercial | VSMSHP | Ducted CEE Tier 1
215324809 | Mini/Multi Split | AIRQUEST | HRCU-A-CB | D5CSRAH24AAK |  | Mini-Splits(Ducted) | D5FSDAH24XHK |  | 24000 | 19 | 11 | 25000 | 19000 | 76% | 2.3 | 0 | 12.5 |  |  |  |  | R-454B | 2 | Residential & Commercial | VSMSHP | Ducted CEE Tier 1
215324818 | Mini/Multi Split | AIRQUEST | HRCU-A-CB | D5CLHAH36AAK |  | Mini-Splits(Ducted) | D5FLDAH36XHK |  | 36000 | 17.8 | 11.1 | 42000 | 37600 | 89.52% | 2.1 | 0 | 12 |  |  |  |  | R-454B | 3 | Residential & Commercial | VSMSHP | Ducted CEE Tier 1
215324821 | Mini/Multi Split | AIRQUEST | HRCU-A-CB | D5CLHAH48AAK |  | Mini-Splits(Ducted) | D5FLDAH48XHK |  | 48000 | 16.8 | 10.8 | 52000 | 47500 | 91.35% | 2 | 0 | 10.4 |  |  |  |  | R-454B | 4 | Residential & Commercial | VSMSHP | Ducted CEE Tier 1
215324823 | Mini/Multi Split | AIRQUEST | HRCU-A-CB | D5CLHAH58AAK |  | Mini-Splits(Ducted) | D5FLDAH58XHK |  | 55000 | 15.9 | 10.4 | 60000 | 53500 | 89.17% | 2.1 | 0 | 10.2 |  |  |  |  | R-454B | 4.5833 | Residential & Commercial | VSMSHP | Ducted CEE Tier 1
215324829 | Mini/Multi Split | AIRQUEST | HRCU-A-CB | D5CLRAH48AAK |  | Mini-Splits(Ducted) | D5FLDAH48XHK |  | 48000 | 17.2 | 9.8 | 50000 | 38000 | 76% | 2 | 0 | 10 |  |  |  |  | R-454B | 4 | Residential & Commercial | VSMSHP | Ducted CEE Tier 1
215324834 | Mini/Multi Split | LPS Legacy | HRCU-A-CB | D5CSHAH06AAK |  | Mini-Splits(Ducted) | D5FSDAH06XAK |  | 6500 | 21.5 | 13.8 | 8000 | 7800 | 97.5% | 2.4 | 0 | 14.5 |  |  |  |  | R-454B | 0.54167 | Residential & Commercial | VSMSHP | Ducted CEE Tier 1
215324839 | Mini/Multi Split | LPS Legacy | HRCU-A-CB | D5CSHAH09AAK |  | Mini-Splits(Ducted) | D5FSDAH12XAK |  | 9000 | 21.5 | 12.5 | 10000 | 11200 | 112% | 1.89 | 0 | 13.5 |  |  |  |  | R-454B | 0.75 | Residential & Commercial | VSMSHP | Ducted CEE Tier 1
215324840 | Mini/Multi Split | LPS Legacy | HRCU-A-CB | D5CSHAH09AAK |  | Mini-Splits(Ducted) | D5FSDAH12XHK |  | 9000 | 20.6 | 13.8 | 9900 | 11900 | 120.2% | 1.85 | 0 | 14 |  |  |  |  | R-454B | 0.75 | Residential & Commercial | VSMSHP | Ducted CEE Tier 1
215324845 | Mini/Multi Split | LPS Legacy | HRCU-A-CB | D5CSHAH12AAK |  | Mini-Splits(Ducted) | D5FSDAH12XAK |  | 12000 | 20 | 10.2 | 12500 | 11800 | 94.4% | 1.9 | 0 | 12 |  |  |  |  | R-454B | 1 | Residential & Commercial | VSMSHP | Ducted CEE Tier 1
215324846 | Mini/Multi Split | LPS Legacy | HRCU-A-CB | D5CSHAH12AAK |  | Mini-Splits(Ducted) | D5FSDAH12XHK |  | 12000 | 20.2 | 10.6 | 12000 | 12000 | 100% | 1.95 | 0 | 12 |  |  |  |  | R-454B | 1 | Residential & Commercial | VSMSHP | Ducted CEE Tier 1
215324852 | Mini/Multi Split | LPS Legacy | HRCU-A-CB | D5CSHAH18AAK |  | Mini-Splits(Ducted) | D5FSDAH18XAK |  | 17000 | 18 | 10.8 | 19000 | 18000 | 94.74% | 2 | 0 | 12 |  |  |  |  | R-454B | 1.4167 | Residential & Commercial | VSMSHP | Ducted CEE Tier 1
215324853 | Mini/Multi Split | LPS Legacy | HRCU-A-CB | D5CSHAH18AAK |  | Mini-Splits(Ducted) | D5FSDAH18XHK |  | 17500 | 18.5 | 11.1 | 19500 | 18000 | 92.31% | 2.1 | 0 | 12.1 |  |  |  |  | R-454B | 1.4583 | Residential & Commercial | VSMSHP | Ducted CEE Tier 1
215324857 | Mini/Multi Split | LPS Legacy | HRCU-A-CB | D5CSHAH24AAK |  | Mini-Splits(Ducted) | D5FSDAH24XHK |  | 24000 | 19.2 | 11.7 | 26000 | 24000 | 92.31% | 2.18 | 0 | 12 |  |  |  |  | R-454B | 2 | Residential & Commercial | VSMSHP | Ducted CEE Tier 1
215324864 | Mini/Multi Split | LPS Legacy | HRCU-A-CB | D5CSRAH09AAK |  | Mini-Splits(Ducted) | D5FSDAH12XAK |  | 9000 | 19.6 | 11 | 10000 | 8600 | 86% | 2.25 | 0 | 12.8 |  |  |  |  | R-454B | 0.75 | Residential & Commercial | VSMSHP | Ducted CEE Tier 1
215324865 | Mini/Multi Split | LPS Legacy | HRCU-A-CB | D5CSRAH09AAK |  | Mini-Splits(Ducted) | D5FSDAH12XHK |  | 9000 | 19.8 | 11.5 | 10000 | 8300 | 83% | 2.31 | 0 | 13 |  |  |  |  | R-454B | 0.75 | Residential & Commercial | VSMSHP | Ducted CEE Tier 1
215324870 | Mini/Multi Split | LPS Legacy | HRCU-A-CB | D5CSRAH12AAK |  | Mini-Splits(Ducted) | D5FSDAH12XAK |  | 11500 | 19 | 10.3 | 12000 | 8800 | 73.33% | 2.25 | 0 | 11.7 |  |  |  |  | R-454B | 0.95833 | Residential & Commercial | VSMSHP | Ducted CEE Tier 1
215324871 | Mini/Multi Split | LPS Legacy | HRCU-A-CB | D5CSRAH12AAK |  | Mini-Splits(Ducted) | D5FSDAH12XHK |  | 12000 | 19.5 | 10.5 | 12000 | 8900 | 74.17% | 2.44 | 0 | 12 |  |  |  |  | R-454B | 1 | Residential & Commercial | VSMSHP | Ducted CEE Tier 1
215324877 | Mini/Multi Split | LPS Legacy | HRCU-A-CB | D5CSRAH18AAK |  | Mini-Splits(Ducted) | D5FSDAH18XAK |  | 17000 | 20 | 10.6 | 20000 | 14000 | 70% | 2.2 | 0 | 12.5 |  |  |  |  | R-454B | 1.4167 | Residential & Commercial | VSMSHP | Ducted CEE Tier 1
215324878 | Mini/Multi Split | LPS Legacy | HRCU-A-CB | D5CSRAH18AAK |  | Mini-Splits(Ducted) | D5FSDAH18XHK |  | 17500 | 20 | 11.4 | 20000 | 14200 | 71% | 2.4 | 0 | 13.3 |  |  |  |  | R-454B | 1.4583 | Residential & Commercial | VSMSHP | Ducted CEE Tier 1
215324882 | Mini/Multi Split | LPS Legacy | HRCU-A-CB | D5CSRAH24AAK |  | Mini-Splits(Ducted) | D5FSDAH24XHK |  | 24000 | 19 | 11 | 25000 | 19000 | 76% | 2.3 | 0 | 12.5 |  |  |  |  | R-454B | 2 | Residential & Commercial | VSMSHP | Ducted CEE Tier 1
215324891 | Mini/Multi Split | LPS Legacy | HRCU-A-CB | D5CLHAH36AAK |  | Mini-Splits(Ducted) | D5FLDAH36XHK |  | 36000 | 17.8 | 11.1 | 42000 | 37600 | 89.52% | 2.1 | 0 | 12 |  |  |  |  | R-454B | 3 | Residential & Commercial | VSMSHP | Ducted CEE Tier 1
215324894 | Mini/Multi Split | LPS Legacy | HRCU-A-CB | D5CLHAH48AAK |  | Mini-Splits(Ducted) | D5FLDAH48XHK |  | 48000 | 16.8 | 10.8 | 52000 | 47500 | 91.35% | 2 | 0 | 10.4 |  |  |  |  | R-454B | 4 | Residential & Commercial | VSMSHP | Ducted CEE Tier 1
215324896 | Mini/Multi Split | LPS Legacy | HRCU-A-CB | D5CLHAH58AAK |  | Mini-Splits(Ducted) | D5FLDAH58XHK |  | 55000 | 15.9 | 10.4 | 60000 | 53500 | 89.17% | 2.1 | 0 | 10.2 |  |  |  |  | R-454B | 4.5833 | Residential & Commercial | VSMSHP | Ducted CEE Tier 1
215324902 | Mini/Multi Split | LPS Legacy | HRCU-A-CB | D5CLRAH48AAK |  | Mini-Splits(Ducted) | D5FLDAH48XHK |  | 48000 | 17.2 | 9.8 | 50000 | 38000 | 76% | 2 | 0 | 10 |  |  |  |  | R-454B | 4 | Residential & Commercial | VSMSHP | Ducted CEE Tier 1
215324907 | Mini/Multi Split | Grandaire | HRCU-A-CB | D5CSHAH06AAK |  | Mini-Splits(Ducted) | D5FSDAH06XAK |  | 6500 | 21.5 | 13.8 | 8000 | 7800 | 97.5% | 2.4 | 0 | 14.5 |  |  |  |  | R-454B | 0.54167 | Residential & Commercial | VSMSHP | Ducted CEE Tier 1
215324912 | Mini/Multi Split | Grandaire | HRCU-A-CB | D5CSHAH09AAK |  | Mini-Splits(Ducted) | D5FSDAH12XAK |  | 9000 | 21.5 | 12.5 | 10000 | 11200 | 112% | 1.89 | 0 | 13.5 |  |  |  |  | R-454B | 0.75 | Residential & Commercial | VSMSHP | Ducted CEE Tier 1
215324913 | Mini/Multi Split | Grandaire | HRCU-A-CB | D5CSHAH09AAK |  | Mini-Splits(Ducted) | D5FSDAH12XHK |  | 9000 | 20.6 | 13.8 | 9900 | 11900 | 120.2% | 1.85 | 0 | 14 |  |  |  |  | R-454B | 0.75 | Residential & Commercial | VSMSHP | Ducted CEE Tier 1
215324918 | Mini/Multi Split | Grandaire | HRCU-A-CB | D5CSHAH12AAK |  | Mini-Splits(Ducted) | D5FSDAH12XAK |  | 12000 | 20 | 10.2 | 12500 | 11800 | 94.4% | 1.9 | 0 | 12 |  |  |  |  | R-454B | 1 | Residential & Commercial | VSMSHP | Ducted CEE Tier 1
215324919 | Mini/Multi Split | Grandaire | HRCU-A-CB | D5CSHAH12AAK |  | Mini-Splits(Ducted) | D5FSDAH12XHK |  | 12000 | 20.2 | 10.6 | 12000 | 12000 | 100% | 1.95 | 0 | 12 |  |  |  |  | R-454B | 1 | Residential & Commercial | VSMSHP | Ducted CEE Tier 1
215324925 | Mini/Multi Split | Grandaire | HRCU-A-CB | D5CSHAH18AAK |  | Mini-Splits(Ducted) | D5FSDAH18XAK |  | 17000 | 18 | 10.8 | 19000 | 18000 | 94.74% | 2 | 0 | 12 |  |  |  |  | R-454B | 1.4167 | Residential & Commercial | VSMSHP | Ducted CEE Tier 1
215324926 | Mini/Multi Split | Grandaire | HRCU-A-CB | D5CSHAH18AAK |  | Mini-Splits(Ducted) | D5FSDAH18XHK |  | 17500 | 18.5 | 11.1 | 19500 | 18000 | 92.31% | 2.1 | 0 | 12.1 |  |  |  |  | R-454B | 1.4583 | Residential & Commercial | VSMSHP | Ducted CEE Tier 1
215324930 | Mini/Multi Split | Grandaire | HRCU-A-CB | D5CSHAH24AAK |  | Mini-Splits(Ducted) | D5FSDAH24XHK |  | 24000 | 19.2 | 11.7 | 26000 | 24000 | 92.31% | 2.18 | 0 | 12 |  |  |  |  | R-454B | 2 | Residential & Commercial | VSMSHP | Ducted CEE Tier 1
215324937 | Mini/Multi Split | Grandaire | HRCU-A-CB | D5CSRAH09AAK |  | Mini-Splits(Ducted) | D5FSDAH12XAK |  | 9000 | 19.6 | 11 | 10000 | 8600 | 86% | 2.25 | 0 | 12.8 |  |  |  |  | R-454B | 0.75 | Residential & Commercial | VSMSHP | Ducted CEE Tier 1
215324938 | Mini/Multi Split | Grandaire | HRCU-A-CB | D5CSRAH09AAK |  | Mini-Splits(Ducted) | D5FSDAH12XHK |  | 9000 | 19.8 | 11.5 | 10000 | 8300 | 83% | 2.31 | 0 | 13 |  |  |  |  | R-454B | 0.75 | Residential & Commercial | VSMSHP | Ducted CEE Tier 1
215324943 | Mini/Multi Split | Grandaire | HRCU-A-CB | D5CSRAH12AAK |  | Mini-Splits(Ducted) | D5FSDAH12XAK |  | 11500 | 19 | 10.3 | 12000 | 8800 | 73.33% | 2.25 | 0 | 11.7 |  |  |  |  | R-454B | 0.95833 | Residential & Commercial | VSMSHP | Ducted CEE Tier 1
215324944 | Mini/Multi Split | Grandaire | HRCU-A-CB | D5CSRAH12AAK |  | Mini-Splits(Ducted) | D5FSDAH12XHK |  | 12000 | 19.5 | 10.5 | 12000 | 8900 | 74.17% | 2.44 | 0 | 12 |  |  |  |  | R-454B | 1 | Residential & Commercial | VSMSHP | Ducted CEE Tier 1
215324950 | Mini/Multi Split | Grandaire | HRCU-A-CB | D5CSRAH18AAK |  | Mini-Splits(Ducted) | D5FSDAH18XAK |  | 17000 | 20 | 10.6 | 20000 | 14000 | 70% | 2.2 | 0 | 12.5 |  |  |  |  | R-454B | 1.4167 | Residential & Commercial | VSMSHP | Ducted CEE Tier 1
215324951 | Mini/Multi Split | Grandaire | HRCU-A-CB | D5CSRAH18AAK |  | Mini-Splits(Ducted) | D5FSDAH18XHK |  | 17500 | 20 | 11.4 | 20000 | 14200 | 71% | 2.4 | 0 | 13.3 |  |  |  |  | R-454B | 1.4583 | Residential & Commercial | VSMSHP | Ducted CEE Tier 1
215324955 | Mini/Multi Split | Grandaire | HRCU-A-CB | D5CSRAH24AAK |  | Mini-Splits(Ducted) | D5FSDAH24XHK |  | 24000 | 19 | 11 | 25000 | 19000 | 76% | 2.3 | 0 | 12.5 |  |  |  |  | R-454B | 2 | Residential & Commercial | VSMSHP | Ducted CEE Tier 1
215324964 | Mini/Multi Split | Grandaire | HRCU-A-CB | D5CLHAH36AAK |  | Mini-Splits(Ducted) | D5FLDAH36XHK |  | 36000 | 17.8 | 11.1 | 42000 | 37600 | 89.52% | 2.1 | 0 | 12 |  |  |  |  | R-454B | 3 | Residential & Commercial | VSMSHP | Ducted CEE Tier 1
215338140 | Mini/Multi Split | Breeze33 | HRCU-A-CB | BZ33-HYP36OUT2-G2-P |  | Mini-Splits(Ducted) | BZ33-DIDU36-P |  | 36000 | 16.5 | 11 | 42000 | 36000 | 85.71% | 1.98 | 9 | 9 |  |  |  |  | R-410A | 3 | Residential & Commercial | VSMSHP
214825958 | Mini/Multi Split | LG | HRCU-A-CB | KUSXB421A |  | Mini-Splits(Ducted) | KNSJB421A |  | 42000 | 18.3 | 9 | 48000 | 39000 | 81.25% | 1.86 | 0 | 12 |  |  |  |  | R-32 | 3.5 | Residential & Commercial | VSMSHP | Ducted CEE Tier 1
214826531 | Mini/Multi Split | LG | HRCU-A-CB | KUSXB091A |  | Mini-Splits(Ducted) | KNUJB091A |  | 9000 | 16.4 | 10.4 | 13500 | 10500 | 77.78% | 2.3 | 0 | 12.2 |  |  |  |  | R-32 | 0.75 | Residential & Commercial | VSMSHP | Ducted CEE Tier 1
215220728 | Mini/Multi Split | SAMSUNG | HRCU-A-CB | AC018DXSCCG |  | Mini-Splits(Ducted) | AC018DNHDCG |  | 18000 | 18.3 | 8.9 | 20000 | 20000 | 100% | 1.8 | 0 | 12 |  |  |  |  | R-32 | 1.5 | Residential & Commercial | VSMSHP | Ducted CEE Tier 1
215220731 | Mini/Multi Split | SAMSUNG | HRCU-A-CB | AC024DXSCCG |  | Mini-Splits(Ducted) | AC024DNHDCG |  | 23000 | 18 | 9.5 | 27000 | 27000 | 100% | 1.8 | 0 | 12 |  |  |  |  | R-32 | 1.9167 | Residential & Commercial | VSMSHP | Ducted CEE Tier 1
215220929 | Mini/Multi Split | SAMSUNG | HRCU-A-CB | AC018DXSCCG |  | Mini-Splits(Ducted) | AC018DNLDCG |  | 17500 | 17 | 9 | 20000 | 20000 | 100% | 1.8 | 0 | 11.7 |  |  |  |  | R-32 | 1.4583 | Residential & Commercial | VSMSHP | Ducted CEE Tier 1
215222822 | Mini/Multi Split | HITACHI | HRCU-A-CB | PAS-18BLFASDQ1 |  | Mini-Splits(Ducted) | PPIM-B18UFA1DQ |  | 18000 | 20.2 | 9.8 | 20000 | 20000 | 100% | 2.2 | 0 | 12.7 |  |  |  |  | R-32 | 1.5 | Residential & Commercial | VSMSHP | Ducted CEE Tier 1
215222823 | Mini/Multi Split | HITACHI | HRCU-A-CB | PAS-24BLFASDQ1 |  | Mini-Splits(Ducted) | PPIM-B24UFA1DQ |  | 24000 | 18.5 | 9.8 | 26000 | 26000 | 100% | 2.1 | 0 | 13.3 |  |  |  |  | R-32 | 2 | Residential & Commercial | VSMSHP | Ducted CEE Tier 1
215222841 | Mini/Multi Split | HITACHI | HRCU-A-CB | PAS-36BLFASDQ1 |  | Mini-Splits(Ducted) | PPIM-B36UFA1DQ |  | 36000 | 21.5 | 10.7 | 38000 | 38000 | 100% | 2.1 | 0 | 13.3 |  |  |  |  | R-32 | 3 | Residential & Commercial | VSMSHP | Ducted CEE Tier 1
215222843 | Mini/Multi Split | HITACHI | HRCU-A-CB | PAS-30BLFASDQ1 |  | Mini-Splits(Ducted) | PPIM-B30UFA1DQ |  | 30000 | 18.7 | 10.1 | 32000 | 32000 | 100% | 2 | 0 | 12.8 |  |  |  |  | R-32 | 2.5 | Residential & Commercial | VSMSHP | Ducted CEE Tier 1
214810646 | Mini/Multi Split | ELIOS | HRCU-A-CB | DEA12HOS25230E8 |  | Mini-Splits(Ducted) | DM12HIDU230X5 |  | 11500 | 19 | 10.3 | 12000 | 8400 | 70% | 2.26 | 12.5 | 11.7 |  |  |  |  | R-410A | 0.95833 | Residential & Commercial | VSMSHP | Ducted CEE Tier 1
214855367 | Mini/Multi Split | HAXXAIR | HRCU-A-CB | HVHSC-24T2D |  | Mini-Splits(Ducted) | HAHS-24T2D |  | 24000 | 18 | 9.5 | 26000 | 19300 | 74.23% | 2 | 10.5 | 10.45 |  |  |  |  | R-410A | 2 | Residential & Commercial | VSMSHP | Ducted CEE Tier 1
214855368 | Mini/Multi Split | HAXXAIR | HRCU-A-CB | HVHSC-36T2D |  | Mini-Splits(Ducted) | HAHS-36T2D |  | 36000 | 17.5 | 9.5 | 36000 | 27400 | 76.11% | 2.2 | 10.9 | 10.9 |  |  |  |  | R-410A | 3 | Residential & Commercial | VSMSHP | Ducted CEE Tier 1
214855402 | Mini/Multi Split | MDV | HRCU-A-CB | MOX230-06HFN10-M1X |  | Mini-Splits(Ducted) | MTI-06HWFN10-M1 |  | 6500 | 21.5 | 13.8 | 8000 | 7800 | 97.5% | 2.4 | 0 | 14.5 |  |  |  |  | R-454B | 0.54167 | Residential & Commercial | VSMSHP | Ducted CEE Tier 1
214432057 | Mini/Multi Split | Multi MFG | HRCU-A-CB | MSH-36HD-A |  | Mini-Splits(Ducted) | 36HCHP0-C-M-A |  | 36000 | 16.5 | 11 | 42000 | 36000 | 85.71% | 1.98 | 9 | 9 |  |  |  |  | R-410A | 3 | Residential & Commercial | VSMSHP
206717837 | Mini/Multi Split | Trane / Mitsubishi Electric | HRCU-A-CB | PUZ-HA24NHA1 |  | Mini-Splits(Ducted) | TPVA0A0241AA70A |  | 24000 | 19 | 9.4 | 28000 | 26000 | 92.86% | 1.9 | 11.4 | 11.4 |  |  |  |  | R-410A | 2 | Residential & Commercial | VSMSHP | Ducted CEE Tier 1
206717875 | Mini/Multi Split | Trane / Mitsubishi Electric | HRCU-A-CB | TRUZH0301KA00** |  | Mini-Splits(Ducted) | PEAD-A30AA**** |  | 30000 | 17.4 | 8.3 | 34000 | 32000 | 94.12% | 1.8 | 12.7 | 12.1 |  |  |  |  | R-410A | 2.5 | Residential & Commercial | VSMSHP | Ducted CEE Tier 1
214855409 | Mini/Multi Split | MDV | HRCU-A-CB | MOX330-09HFN10-M1X |  | Mini-Splits(Ducted) | MTI-09HWFN10-M1 |  | 9000 | 21.5 | 12.5 | 10000 | 11200 | 112% | 1.89 | 0 | 13.5 |  |  |  |  | R-454B | 0.75 | Residential & Commercial | VSMSHP | Ducted CEE Tier 1
214855413 | Mini/Multi Split | MDV | HRCU-A-CB | MOX330-12HFN10-M1X |  | Mini-Splits(Ducted) | MTIM-12HWFN10-M1 |  | 12000 | 20 | 10.2 | 12500 | 11800 | 94.4% | 1.9 | 0 | 12 |  |  |  |  | R-454B | 1 | Residential & Commercial | VSMSHP | Ducted CEE Tier 1
214855417 | Mini/Multi Split | MDV | HRCU-A-CB | MOX430-18HFN10-M1X |  | Mini-Splits(Ducted) | MTI-18HWFN10-M1 |  | 17000 | 18 | 10.8 | 19000 | 18000 | 94.74% | 2 | 0 | 12 |  |  |  |  | R-454B | 1.4167 | Residential & Commercial | VSMSHP | Ducted CEE Tier 1
214855420 | Mini/Multi Split | MDV | HRCU-A-CB | MOD30-24HFN10-M1X |  | Mini-Splits(Ducted) | MTJ-24HWFN10-M1 |  | 24000 | 19.2 | 11.7 | 26000 | 24000 | 92.31% | 2.18 | 0 | 12 |  |  |  |  | R-454B | 2 | Residential & Commercial | VSMSHP | Ducted CEE Tier 1
214855437 | Mini/Multi Split | MDV | HRCU-A-CB | MOX230-09HFN10-M1 |  | Mini-Splits(Ducted) | MTI-09HWFN10-M1 |  | 9000 | 19.6 | 11 | 10000 | 8600 | 86% | 2.25 | 0 | 12.8 |  |  |  |  | R-454B | 0.75 | Residential & Commercial | VSMSHP | Ducted CEE Tier 1
214855444 | Mini/Multi Split | MDV | HRCU-A-CB | MOX230-12HFN10-M1 |  | Mini-Splits(Ducted) | MTIM-12HWFN10-M1 |  | 11500 | 19 | 10.3 | 12000 | 8800 | 73.33% | 2.25 | 0 | 11.7 |  |  |  |  | R-454B | 0.95833 | Residential & Commercial | VSMSHP | Ducted CEE Tier 1
214855451 | Mini/Multi Split | MDV | HRCU-A-CB | MOX430-18HFN10-M1 |  | Mini-Splits(Ducted) | MTI-18HWFN10-M1 |  | 17000 | 20 | 10.6 | 20000 | 14000 | 70% | 2.2 | 0 | 12.5 |  |  |  |  | R-454B | 1.4167 | Residential & Commercial | VSMSHP | Ducted CEE Tier 1
214855455 | Mini/Multi Split | MDV | HRCU-A-CB | MOD30-24HFN10-M1 |  | Mini-Splits(Ducted) | MTJ-24HWFN10-M1 |  | 24000 | 19 | 11 | 25000 | 19000 | 76% | 2.3 | 0 | 12.5 |  |  |  |  | R-454B | 2 | Residential & Commercial | VSMSHP | Ducted CEE Tier 1
214855475 | Mini/Multi Split | MDV | HRCU-A-CB | MOX630-36HFN10-M2X |  | Mini-Splits(Ducted) | MTJ-36HWFN10-M2 |  | 36000 | 17.8 | 11.1 | 42000 | 37600 | 89.52% | 2.1 | 0 | 12 |  |  |  |  | R-454B | 3 | Residential & Commercial | VSMSHP | Ducted CEE Tier 1
214855476 | Mini/Multi Split | MDV | HRCU-A-CB | MOE30-48HFN10-M2X |  | Mini-Splits(Ducted) | MTJ-48HWFN10-M2 |  | 48000 | 16.8 | 10.8 | 52000 | 47500 | 91.35% | 2 | 0 | 10.4 |  |  |  |  | R-454B | 4 | Residential & Commercial | VSMSHP | Ducted CEE Tier 1
214855477 | Mini/Multi Split | MDV | HRCU-A-CB | MOE30-60HFN10-M2X |  | Mini-Splits(Ducted) | MHJ-60HWFN10-M2 |  | 55000 | 15.9 | 10.4 | 60000 | 53500 | 89.17% | 2.1 | 0 | 10.2 |  |  |  |  | R-454B | 4.5833 | Residential & Commercial | VSMSHP | Ducted CEE Tier 1
214855480 | Mini/Multi Split | MDV | HRCU-A-CB | MOE30-48HFN10-M2 |  | Mini-Splits(Ducted) | MTJ-48HWFN10-M2 |  | 48000 | 17.2 | 9.8 | 50000 | 38000 | 76% | 2 | 0 | 10 |  |  |  |  | R-454B | 4 | Residential & Commercial | VSMSHP | Ducted CEE Tier 1
214389553 | Mini/Multi Split | ICONIC AIR SOLUTION | HRCU-A-CB | ICOZ09AK |  | Mini-Splits(Ducted) | IFOV09IK |  | 9000 | 20.5 | 10 | 9800 | 10800 | 110.2% | 1.9 | 0 | 13.6 |  |  |  |  | R-410A | 0.75 | Residential & Commercial | VSMSHP | Ducted CEE Tier 1
214389554 | Mini/Multi Split | ICONIC AIR SOLUTION | HRCU-A-CB | ICOZ12AK |  | Mini-Splits(Ducted) | IFOV12IK |  | 12000 | 20 | 9.5 | 12000 | 12000 | 100% | 1.85 | 0 | 12 |  |  |  |  | R-410A | 1 | Residential & Commercial | VSMSHP | Ducted CEE Tier 1
214389555 | Mini/Multi Split | ICONIC AIR SOLUTION | HRCU-A-CB | ICOZ18AK |  | Mini-Splits(Ducted) | IFOV18IK |  | 17500 | 18 | 10.8 | 19000 | 18000 | 94.74% | 2.2 | 0 | 12.1 |  |  |  |  | R-410A | 1.4583 | Residential & Commercial | VSMSHP | Ducted CEE Tier 1
214389556 | Mini/Multi Split | ICONIC AIR SOLUTION | HRCU-A-CB | ICOZ24AK |  | Mini-Splits(Ducted) | IFOV24IK |  | 24000 | 19.2 | 11.1 | 25000 | 24000 | 96% | 2 | 0 | 12 |  |  |  |  | R-410A | 2 | Residential & Commercial | VSMSHP | Ducted CEE Tier 1
214389558 | Mini/Multi Split | ICONIC AIR SOLUTION | HRCU-A-CB | ICOO48AK |  | Mini-Splits(Ducted) | IFOV48IK |  | 48000 | 15.2 | 9.7 | 50000 | 35600 | 71.2% | 1.93 | 0 | 8.8 |  |  |  |  | R-410A | 4 | Residential & Commercial | VSMSHP
214377796 | Mini/Multi Split | Bladex | HRCU-A-CB | BCUC30-55ODU2024GA-X |  | Mini-Splits(Ducted) | BDI-60HWFN1 |  | 55000 | 15.8 | 9.5 | 57000 | 53000 | 92.98% | 1.97 | 9.4 | 9.4 |  |  |  |  | R-410A | 4.5833 | Residential & Commercial | VSMSHP
215324967 | Mini/Multi Split | Grandaire | HRCU-A-CB | D5CLHAH48AAK |  | Mini-Splits(Ducted) | D5FLDAH48XHK |  | 48000 | 16.8 | 10.8 | 52000 | 47500 | 91.35% | 2 | 0 | 10.4 |  |  |  |  | R-454B | 4 | Residential & Commercial | VSMSHP | Ducted CEE Tier 1
215324969 | Mini/Multi Split | Grandaire | HRCU-A-CB | D5CLHAH58AAK |  | Mini-Splits(Ducted) | D5FLDAH58XHK |  | 55000 | 15.9 | 10.4 | 60000 | 53500 | 89.17% | 2.1 | 0 | 10.2 |  |  |  |  | R-454B | 4.5833 | Residential & Commercial | VSMSHP | Ducted CEE Tier 1
215324975 | Mini/Multi Split | Grandaire | HRCU-A-CB | D5CLRAH48AAK |  | Mini-Splits(Ducted) | D5FLDAH48XHK |  | 48000 | 17.2 | 9.8 | 50000 | 38000 | 76% | 2 | 0 | 10 |  |  |  |  | R-454B | 4 | Residential & Commercial | VSMSHP | Ducted CEE Tier 1
214797741 | Mini/Multi Split | DUOHOME | HRCU-A-CB | DOD33-24HFN1-MT0W |  | Mini-Splits(Ducted) | DTIU-24HWFN1-M |  | 23000 | 19 | 11.2 | 25000 | 20000 | 80% | 2.3 | 12.6 | 12.5 |  |  |  |  | R-410A | 1.9167 | Residential & Commercial | VSMSHP | Ducted CEE Tier 1
207465443 | Mini/Multi Split | SAMSUNG | HRCU-A-CB | AC012BXADCH |  | Mini-Splits(Ducted) | AC012BNLDCH |  | 12000 | 19 | 9.2 | 14000 | 11500 | 82.14% | 1.95 | 12 | 11.5 |  |  |  |  | R-410A | 1 | Residential & Commercial | VSMSHP | Ducted CEE Tier 1
207465448 | Mini/Multi Split | SAMSUNG | HRCU-A-CB | AC018BXADCH |  | Mini-Splits(Ducted) | AC018BNHDCH |  | 18000 | 18 | 8.1 | 20000 | 22000 | 110% | 1.8 | 12.5 | 12 |  |  |  |  | R-410A | 1.5 | Residential & Commercial | VSMSHP | Ducted CEE Tier 1
207465455 | Mini/Multi Split | SAMSUNG | HRCU-A-CB | AC024BXADCH |  | Mini-Splits(Ducted) | AC024BNHDCH |  | 24000 | 19.5 | 8.4 | 27000 | 26400 | 97.78% | 1.8 | 12.6 | 12 |  |  |  |  | R-410A | 2 | Residential & Commercial | VSMSHP | Ducted CEE Tier 1
214796350 | Mini/Multi Split | LG | HRCU-A-CB | KUSXA181A |  | Mini-Splits(Ducted) | KNUJB181A |  | 18000 | 17.5 | 9.2 | 20000 | 20000 | 100% | 1.94 | 0 | 12.4 |  |  |  |  | R-32 | 1.5 | Residential & Commercial | VSMSHP | Ducted CEE Tier 1
214796351 | Mini/Multi Split | LG | HRCU-A-CB | KUSXA241A |  | Mini-Splits(Ducted) | KNUJB241A |  | 23000 | 17 | 9.5 | 27000 | 28000 | 103.7% | 1.86 | 0 | 11.8 |  |  |  |  | R-32 | 1.9167 | Residential & Commercial | VSMSHP | Ducted CEE Tier 1
214796352 | Mini/Multi Split | LG | HRCU-A-CB | KUSXB181A |  | Mini-Splits(Ducted) | KNUJB181A |  | 18000 | 17.5 | 9.2 | 20000 | 19000 | 95% | 1.82 | 0 | 12.4 |  |  |  |  | R-32 | 1.5 | Residential & Commercial | VSMSHP | Ducted CEE Tier 1
214796353 | Mini/Multi Split | LG | HRCU-A-CB | KUSXB241A |  | Mini-Splits(Ducted) | KNUJB241A |  | 23000 | 17 | 9.5 | 27000 | 24000 | 88.89% | 2.12 | 0 | 11.8 |  |  |  |  | R-32 | 1.9167 | Residential & Commercial | VSMSHP | Ducted CEE Tier 1
214796354 | Mini/Multi Split | LG | HRCU-A-CB | KUSXB301A |  | Mini-Splits(Ducted) | KNUJB301A |  | 29000 | 18.5 | 9.4 | 34000 | 30400 | 89.41% | 2.02 | 0 | 11.7 |  |  |  |  | R-32 | 2.4167 | Residential & Commercial | VSMSHP | Ducted CEE Tier 1
214837926 | Mini/Multi Split | LG | HRCU-A-CB | KUSXB361A |  | Mini-Splits(Ducted) | KNUJB361A |  | 36000 | 18.5 | 9.3 | 40000 | 34600 | 86.5% | 1.9 | 0 | 12.1 |  |  |  |  | R-32 | 3 | Residential & Commercial | VSMSHP | Ducted CEE Tier 1
214837928 | Mini/Multi Split | LG | HRCU-A-CB | KUSXA301A |  | Mini-Splits(Ducted) | KNUJB301A |  | 30000 | 18.8 | 9.5 | 34000 | 34000 | 100% | 1.86 | 0 | 13.5 |  |  |  |  | R-32 | 2.5 | Residential & Commercial | VSMSHP | Ducted CEE Tier 1
214837929 | Mini/Multi Split | LG | HRCU-A-CB | KUSXA361A |  | Mini-Splits(Ducted) | KNUJB361A |  | 36000 | 19 | 9.5 | 40000 | 36000 | 90% | 1.9 | 0 | 12.3 |  |  |  |  | R-32 | 3 | Residential & Commercial | VSMSHP | Ducted CEE Tier 1
214837931 | Mini/Multi Split | LG | HRCU-A-CB | KUSXA481A |  | Mini-Splits(Ducted) | KNSJB481A |  | 48000 | 17.8 | 9.3 | 52000 | 44000 | 84.62% | 2.08 | 0 | 12 |  |  |  |  | R-32 | 4 | Residential & Commercial | VSMSHP | Ducted CEE Tier 1
214837932 | Mini/Multi Split | LG | HRCU-A-CB | KUSXA421A |  | Mini-Splits(Ducted) | KNSJB421A |  | 42000 | 18.8 | 9.4 | 48000 | 42500 | 88.54% | 2.08 | 0 | 12.6 |  |  |  |  | R-32 | 3.5 | Residential & Commercial | VSMSHP | Ducted CEE Tier 1
214991605 | Mini/Multi Split | HITACHI | HRCU-A-CB | PAS-30BUFASDQ1 |  | Mini-Splits(Ducted) | JPE30B3XD2HS1A |  | 28000 | 18 | 8.5 | 32000 | 30000 | 93.75% | 2 | 0 | 11.7 |  |  |  |  | R-32 | 2.3333 | Residential & Commercial | VSMSHP | Ducted CEE Tier 1
214991606 | Mini/Multi Split | HITACHI | HRCU-A-CB | PAS-36BUFASDQ1 |  | Mini-Splits(Ducted) | JPE36B3XD2HS1A |  | 33000 | 18 | 8.5 | 38000 | 30200 | 79.47% | 2 | 0 | 10 |  |  |  |  | R-32 | 2.75 | Residential & Commercial | VSMSHP | Ducted CEE Tier 1
214610364 | Mini/Multi Split | Kepler | HRCU-A-CB | ODUMOX230-09HFN1-MW5W |  | Mini-Splits(Ducted) | IDUMTIU-09HWFN1-M |  | 9000 | 19.2 | 10.2 | 10000 | 8000 | 80% | 2.1 | 13.5 | 12.5 |  |  |  |  | R-410A | 0.75 | Residential & Commercial | VSMSHP | Ducted CEE Tier 1
214610365 | Mini/Multi Split | Kepler | HRCU-A-CB | ODUMOX230-12HFN1-MV5W |  | Mini-Splits(Ducted) | IDUMTIU-12HWFN1-M |  | 11500 | 19 | 10.3 | 12000 | 8400 | 70% | 2.26 | 12.5 | 11.7 |  |  |  |  | R-410A | 0.95833 | Residential & Commercial | VSMSHP | Ducted CEE Tier 1
214610367 | Mini/Multi Split | Kepler | HRCU-A-CB | ODUMOD33-24HFN1-MT0W |  | Mini-Splits(Ducted) | IDUMTIU-24HWFN1-M |  | 23000 | 19 | 11.2 | 25000 | 20000 | 80% | 2.3 | 12.6 | 12.5 |  |  |  |  | R-410A | 1.9167 | Residential & Commercial | VSMSHP | Ducted CEE Tier 1
214640126 | Mini/Multi Split | ICONIC AIR SOLUTION | HRCU-A-CB | ICOO09AK |  | Mini-Splits(Ducted) | IFOD09IK |  | 9000 | 19.2 | 10.2 | 10000 | 8000 | 80% | 2.1 | 13.5 | 12.5 |  |  |  |  | R-410A | 0.75 | Residential & Commercial | VSMSHP | Ducted CEE Tier 1
214640127 | Mini/Multi Split | ICONIC AIR SOLUTION | HRCU-A-CB | ICOO12AK |  | Mini-Splits(Ducted) | IFOD12IK |  | 11500 | 19 | 10.3 | 12000 | 8400 | 70% | 2.26 | 12.5 | 11.7 |  |  |  |  | R-410A | 0.95833 | Residential & Commercial | VSMSHP | Ducted CEE Tier 1
214640129 | Mini/Multi Split | ICONIC AIR SOLUTION | HRCU-A-CB | ICOO24AK |  | Mini-Splits(Ducted) | IFOD24IK |  | 23000 | 19 | 11.2 | 25000 | 20000 | 80% | 2.3 | 12.6 | 12.5 |  |  |  |  | R-410A | 1.9167 | Residential & Commercial | VSMSHP | Ducted CEE Tier 1
214606456 | Mini/Multi Split | SLIMAIR | HRCU-A-CB | SHC09VE2AG |  | Mini-Splits(Ducted) | SHD09VC2AG |  | 9000 | 19.2 | 10.2 | 10000 | 8000 | 80% | 2.1 | 13.5 | 12.5 |  |  |  |  | R-410A | 0.75 | Residential & Commercial | VSMSHP | Ducted CEE Tier 1
214606457 | Mini/Multi Split | SLIMAIR | HRCU-A-CB | SHC12VE2AG |  | Mini-Splits(Ducted) | SHD12VC2AG |  | 11500 | 19 | 10.3 | 12000 | 8400 | 70% | 2.26 | 12.5 | 11.7 |  |  |  |  | R-410A | 0.95833 | Residential & Commercial | VSMSHP | Ducted CEE Tier 1
214606459 | Mini/Multi Split | SLIMAIR | HRCU-A-CB | SHC24VE2AG |  | Mini-Splits(Ducted) | SHD24VC2AG |  | 23000 | 19 | 11.2 | 25000 | 20000 | 80% | 2.3 | 12.6 | 12.5 |  |  |  |  | R-410A | 1.9167 | Residential & Commercial | VSMSHP | Ducted CEE Tier 1
214606463 | Mini/Multi Split | SLIMAIR | HRCU-A-CB | SHC09VH2AG |  | Mini-Splits(Ducted) | SHD09VC2AG |  | 9000 | 20.2 | 12 | 10000 | 10800 | 108% | 1.9 | 14 | 13.2 |  |  |  |  | R-410A | 0.75 | Residential & Commercial | VSMSHP | Ducted CEE Tier 1
214606464 | Mini/Multi Split | SLIMAIR | HRCU-A-CB | SHC12VH2AG |  | Mini-Splits(Ducted) | SHD12VC2AG |  | 12000 | 19.5 | 10 | 12500 | 12100 | 96.8% | 1.96 | 13 | 11.7 |  |  |  |  | R-410A | 1 | Residential & Commercial | VSMSHP | Ducted CEE Tier 1
214606465 | Mini/Multi Split | SLIMAIR | HRCU-A-CB | SHC18VH2AG |  | Mini-Splits(Ducted) | SHD18VC2AG |  | 17000 | 18 | 9.5 | 19000 | 17700 | 93.16% | 1.85 | 12.5 | 11.7 |  |  |  |  | R-410A | 1.4167 | Residential & Commercial | VSMSHP | Ducted CEE Tier 1
214606466 | Mini/Multi Split | SLIMAIR | HRCU-A-CB | SHC24VH2AG |  | Mini-Splits(Ducted) | SHD24VC2AG |  | 24000 | 19.2 | 10.5 | 25000 | 27000 | 108% | 2 | 12.5 | 12 |  |  |  |  | R-410A | 2 | Residential & Commercial | VSMSHP | Ducted CEE Tier 1
214606467 | Mini/Multi Split | SLIMAIR | HRCU-A-CB | SHC36VH2AG |  | Mini-Splits(Ducted) | SHD36VC2AG |  | 36000 | 16.5 | 11 | 42000 | 36000 | 85.71% | 1.98 | 9 | 9 |  |  |  |  | R-410A | 3 | Residential & Commercial | VSMSHP
214606469 | Mini/Multi Split | SLIMAIR | HRCU-A-CB | SHC55VH2AG |  | Mini-Splits(Ducted) | SHD60VC2AG |  | 55000 | 15.8 | 9.5 | 57000 | 53000 | 92.98% | 1.97 | 9.4 | 9.4 |  |  |  |  | R-410A | 4.5833 | Residential & Commercial | VSMSHP
214609244 | Mini/Multi Split | Multi MFG | HRCU-A-CB | MSH-09HD-A |  | Mini-Splits(Ducted) | 9HCHP0-C-M-A |  | 9000 | 20.2 | 12 | 10000 | 10800 | 108% | 1.9 | 14 | 13.2 |  |  |  |  | R-410A | 0.75 | Residential & Commercial | VSMSHP | Ducted CEE Tier 1
214609245 | Mini/Multi Split | Multi MFG | HRCU-A-CB | MSH-12HD-A |  | Mini-Splits(Ducted) | 12HCHP0-C-M-A |  | 12000 | 19.5 | 10 | 12500 | 12100 | 96.8% | 1.96 | 13 | 11.7 |  |  |  |  | R-410A | 1 | Residential & Commercial | VSMSHP | Ducted CEE Tier 1
214609246 | Mini/Multi Split | Multi MFG | HRCU-A-CB | MSH-18HD-A |  | Mini-Splits(Ducted) | 18HCHP0-C-M-A |  | 17000 | 18 | 9.5 | 19000 | 17700 | 93.16% | 1.85 | 12.5 | 11.7 |  |  |  |  | R-410A | 1.4167 | Residential & Commercial | VSMSHP | Ducted CEE Tier 1
214609247 | Mini/Multi Split | Multi MFG | HRCU-A-CB | MSH-24HD-A |  | Mini-Splits(Ducted) | 24HCHP0-C-M-A |  | 24000 | 19.2 | 10.5 | 25000 | 27000 | 108% | 2 | 12.5 | 12 |  |  |  |  | R-410A | 2 | Residential & Commercial | VSMSHP | Ducted CEE Tier 1
207590027 | Mini/Multi Split | RHEEM | HRCU-A-CB | ROSH18VGSN |  | Mini-Splits(Ducted) | RIDH18AXCJ |  | 18000 | 16.7 | 9.3 | 21000 | 17900 | 85.24% | 2.2 | 13 | 11.9 |  |  |  |  | R-410A | 1.5 | Residential & Commercial | VSMSHP | Ducted CEE Tier 1
207590028 | Mini/Multi Split | RUUD | HRCU-A-CB | ROSH18VGSN |  | Mini-Splits(Ducted) | RIDH18AXCJ |  | 18000 | 16.7 | 9.3 | 21000 | 17900 | 85.24% | 2.2 | 13 | 11.9 |  |  |  |  | R-410A | 1.5 | Residential & Commercial | VSMSHP | Ducted CEE Tier 1
207590029 | Mini/Multi Split | RHEEM | HRCU-A-CB | ROSH24VGSN |  | Mini-Splits(Ducted) | RIDH24AXCJ |  | 24000 | 16 | 9.5 | 27000 | 22200 | 82.22% | 1.94 | 12.6 | 11.7 |  |  |  |  | R-410A | 2 | Residential & Commercial | VSMSHP | Ducted CEE Tier 1
211727008 | Mini/Multi Split | HAIER | HRCU-A-CB | 1U24LP2HD** |  | Mini-Splits(Ducted) | USYM24UCDD** |  | 24000 | 16.5 | 8.1 | 26000 | 20000 | 76.92% | 1.8 | 0 | 9.5 |  |  |  |  | R-410A | 2 | Residential & Commercial | VSMSHP
211727009 | Mini/Multi Split | HAIER | HRCU-A-CB | 1U3036LP2HD** |  | Mini-Splits(Ducted) | USYM30UCDD** |  | 30000 | 15.2 | 9 | 32000 | 23800 | 74.38% | 1.8 | 0 | 9 |  |  |  |  | R-410A | 2.5 | Residential & Commercial | VSMSHP
213685839 | Mini/Multi Split | HITACHI | HRCU-A-CB | PAS-24BUFASDQ1 |  | Mini-Splits(Ducted) | PPIM-B24UFA1DQ |  | 22000 | 20 | 9.6 | 24000 | 19400 | 80.83% | 2.1 | 0 | 12.7 |  |  |  |  | R-32 | 1.8333 | Residential & Commercial | VSMSHP | Ducted CEE Tier 1
213685840 | Mini/Multi Split | HITACHI | HRCU-A-CB | PAS-30BUFASDQ1 |  | Mini-Splits(Ducted) | PPIM-B30UFA1DQ |  | 30000 | 20 | 10 | 32000 | 30000 | 93.75% | 2 | 0 | 13 |  |  |  |  | R-32 | 2.5 | Residential & Commercial | VSMSHP | Ducted CEE Tier 1
213685841 | Mini/Multi Split | HITACHI | HRCU-A-CB | PAS-36BUFASDQ1 |  | Mini-Splits(Ducted) | PPIM-B36UFA1DQ |  | 36000 | 20 | 9.8 | 38000 | 32000 | 84.21% | 2 | 0 | 12.8 |  |  |  |  | R-32 | 3 | Residential & Commercial | VSMSHP | Ducted CEE Tier 1
201992972 | Mini/Multi Split | C&H | HRCU-A-CB | CH-09LCU/O |  | Mini-Splits(Ducted) | CH-09LCDTU/I |  | 9000 | 18.7 | 9.8 | 10000 | 8000 | 80% | 1.98 | 13.5 | 12.1 |  |  |  |  | R-410A | 0.75 | Residential & Commercial | VSMSHP | Ducted CEE Tier 1
201992973 | Mini/Multi Split | C&H | HRCU-A-CB | CH-12LCU/O |  | Mini-Splits(Ducted) | CH-12LCDTU/I |  | 11500 | 19 | 10 | 12000 | 8400 | 70% | 1.9 | 12.5 | 11.7 |  |  |  |  | R-410A | 0.95833 | Residential & Commercial | VSMSHP | Ducted CEE Tier 1
214056576 | Mini/Multi Split | Mitsutomo | HRCU-A-CB | HO-SZ36-BB-Q |  | Mini-Splits(Ducted) | HD-UZ36-BB-Q |  | 36000 | 16.5 | 11 | 42000 | 36000 | 85.71% | 1.98 | 9 | 9 |  |  |  |  | R-410A | 3 | Residential & Commercial | VSMSHP
214056578 | Mini/Multi Split | Mitsutomo | HRCU-A-CB | HW-SZ60-BB-Q |  | Mini-Splits(Ducted) | HD-UZ60-BB-Q |  | 55000 | 15.8 | 9.5 | 57000 | 53000 | 92.98% | 1.97 | 9.4 | 9.4 |  |  |  |  | R-410A | 4.5833 | Residential & Commercial | VSMSHP
215324791 | Mini/Multi Split | AIRQUEST | HRCU-A-CB | D5CSRAH09AAK |  | Mini-Splits(Ducted) | D5FSDAH12XAK |  | 9000 | 19.6 | 11 | 10000 | 8600 | 86% | 2.25 | 0 | 12.8 |  |  |  |  | R-454B | 0.75 | Residential & Commercial | VSMSHP | Ducted CEE Tier 1
215324792 | Mini/Multi Split | AIRQUEST | HRCU-A-CB | D5CSRAH09AAK |  | Mini-Splits(Ducted) | D5FSDAH12XHK |  | 9000 | 19.8 | 11.5 | 10000 | 8300 | 83% | 2.31 | 0 | 13 |  |  |  |  | R-454B | 0.75 | Residential & Commercial | VSMSHP | Ducted CEE Tier 1
215324797 | Mini/Multi Split | AIRQUEST | HRCU-A-CB | D5CSRAH12AAK |  | Mini-Splits(Ducted) | D5FSDAH12XAK |  | 11500 | 19 | 10.3 | 12000 | 8800 | 73.33% | 2.25 | 0 | 11.7 |  |  |  |  | R-454B | 0.95833 | Residential & Commercial | VSMSHP | Ducted CEE Tier 1
215324798 | Mini/Multi Split | AIRQUEST | HRCU-A-CB | D5CSRAH12AAK |  | Mini-Splits(Ducted) | D5FSDAH12XHK |  | 12000 | 19.5 | 10.5 | 12000 | 8900 | 74.17% | 2.44 | 0 | 12 |  |  |  |  | R-454B | 1 | Residential & Commercial | VSMSHP | Ducted CEE Tier 1
215324804 | Mini/Multi Split | AIRQUEST | HRCU-A-CB | D5CSRAH18AAK |  | Mini-Splits(Ducted) | D5FSDAH18XAK |  | 17000 | 20 | 10.6 | 20000 | 14000 | 70% | 2.2 | 0 | 12.5 |  |  |  |  | R-454B | 1.4167 | Residential & Commercial | VSMSHP | Ducted CEE Tier 1
215324805 | Mini/Multi Split | AIRQUEST | HRCU-A-CB | D5CSRAH18AAK |  | Mini-Splits(Ducted) | D5FSDAH18XHK |  | 17500 | 20 | 11.4 | 20000 | 14200 | 71% | 2.4 | 0 | 13.3 |  |  |  |  | R-454B | 1.4583 | Residential & Commercial | VSMSHP | Ducted CEE Tier 1
215324718 | Mini/Multi Split | SMART COMFORT | HRCU-A-CB | D5CSRAH09AAK |  | Mini-Splits(Ducted) | D5FSDAH12XAK |  | 9000 | 19.6 | 11 | 10000 | 8600 | 86% | 2.25 | 0 | 12.8 |  |  |  |  | R-454B | 0.75 | Residential & Commercial | VSMSHP | Ducted CEE Tier 1
215324719 | Mini/Multi Split | SMART COMFORT | HRCU-A-CB | D5CSRAH09AAK |  | Mini-Splits(Ducted) | D5FSDAH12XHK |  | 9000 | 19.8 | 11.5 | 10000 | 8300 | 83% | 2.31 | 0 | 13 |  |  |  |  | R-454B | 0.75 | Residential & Commercial | VSMSHP | Ducted CEE Tier 1
215324724 | Mini/Multi Split | SMART COMFORT | HRCU-A-CB | D5CSRAH12AAK |  | Mini-Splits(Ducted) | D5FSDAH12XAK |  | 11500 | 19 | 10.3 | 12000 | 8800 | 73.33% | 2.25 | 0 | 11.7 |  |  |  |  | R-454B | 0.95833 | Residential & Commercial | VSMSHP | Ducted CEE Tier 1
215324725 | Mini/Multi Split | SMART COMFORT | HRCU-A-CB | D5CSRAH12AAK |  | Mini-Splits(Ducted) | D5FSDAH12XHK |  | 12000 | 19.5 | 10.5 | 12000 | 8900 | 74.17% | 2.44 | 0 | 12 |  |  |  |  | R-454B | 1 | Residential & Commercial | VSMSHP | Ducted CEE Tier 1
213617706 | Mini/Multi Split | Mitsubishi Electric | HRCU-A-CB | PUZ-HA30NKA1*** |  | Mini-Splits(Ducted) | PVA-A30AA* |  | 30000 | 18 | 8.7 | 34000 | 32000 | 94.12% | 2.1 | 0 | 13 |  |  |  |  | R-410A | 2.5 | Residential & Commercial | VSMSHP | Ducted CEE Tier 1
213617710 | Mini/Multi Split | Mitsubishi Electric | HRCU-A-CB | PUZ-HA36NKA1*** |  | Mini-Splits(Ducted) | PVA-A36AA* |  | 33000 | 18.2 | 10 | 40000 | 38000 | 95% | 2 | 0 | 13.2 |  |  |  |  | R-410A | 2.75 | Residential & Commercial | VSMSHP | Ducted CEE Tier 1
213617714 | Mini/Multi Split | Mitsubishi Electric | HRCU-A-CB | SUZ-KA30NAHZ1*** |  | Mini-Splits(Ducted) | SVZ-KP30NA* |  | 27000 | 15.2 | 8.5 | 34000 | 32000 | 94.12% | 1.75 | 0 | 12.8 |  |  |  |  | R-410A | 2.25 | Residential & Commercial | VSMSHP | Ducted CEE Tier 1
213617715 | Mini/Multi Split | Mitsubishi Electric | HRCU-A-CB | SUZ-KA36NAHZ1*** |  | Mini-Splits(Ducted) | SVZ-KP36NA* |  | 36000 | 16 | 9 | 40000 | 29800 | 74.5% | 1.97 | 0 | 9.5 |  |  |  |  | R-410A | 3 | Residential & Commercial | VSMSHP
213617719 | Mini/Multi Split | Trane / Mitsubishi Electric | HRCU-A-CB | PUZ-HA30NKA1*** |  | Mini-Splits(Ducted) | TPVA0A0301AA*** |  | 30000 | 18 | 8.7 | 34000 | 32000 | 94.12% | 2.1 | 0 | 13 |  |  |  |  | R-410A | 2.5 | Residential & Commercial | VSMSHP | Ducted CEE Tier 1
213617723 | Mini/Multi Split | Trane / Mitsubishi Electric | HRCU-A-CB | PUZ-HA36NKA1*** |  | Mini-Splits(Ducted) | TPVA0A0361AA*** |  | 33000 | 18.2 | 10 | 40000 | 38000 | 95% | 2 | 0 | 13.2 |  |  |  |  | R-410A | 2.75 | Residential & Commercial | VSMSHP | Ducted CEE Tier 1
213617727 | Mini/Multi Split | Trane / Mitsubishi Electric | HRCU-A-CB | SUZ-KA30NAHZ1*** |  | Mini-Splits(Ducted) | NTXAMT30A112** |  | 27000 | 15.2 | 8.5 | 34000 | 32000 | 94.12% | 1.75 | 0 | 12.8 |  |  |  |  | R-410A | 2.25 | Residential & Commercial | VSMSHP | Ducted CEE Tier 1
213617748 | Mini/Multi Split | Trane / Mitsubishi Electric | HRCU-A-CB | TRUZH0301KA10** |  | Mini-Splits(Ducted) | TPVA0A0301AA*** |  | 30000 | 18 | 8.7 | 34000 | 32000 | 94.12% | 2.1 | 0 | 13 |  |  |  |  | R-410A | 2.5 | Residential & Commercial | VSMSHP | Ducted CEE Tier 1
213617752 | Mini/Multi Split | Trane / Mitsubishi Electric | HRCU-A-CB | TRUZH0361KA10** |  | Mini-Splits(Ducted) | TPVA0A0361AA*** |  | 33000 | 18.2 | 10 | 40000 | 38000 | 95% | 2 | 0 | 13.2 |  |  |  |  | R-410A | 2.75 | Residential & Commercial | VSMSHP | Ducted CEE Tier 1
213617753 | Mini/Multi Split | Trane / Mitsubishi Electric | HRCU-A-CB | NTXSKH30A112** |  | Mini-Splits(Ducted) | NTXAMT30A112** |  | 27000 | 15.2 | 8.5 | 34000 | 32000 | 94.12% | 1.75 | 0 | 12.8 |  |  |  |  | R-410A | 2.25 | Residential & Commercial | VSMSHP | Ducted CEE Tier 1
213617757 | Mini/Multi Split | Trane / Mitsubishi Electric | HRCU-A-CB | TRUZH0301KA10** |  | Mini-Splits(Ducted) | PVA-A30AA* |  | 30000 | 18 | 8.7 | 34000 | 32000 | 94.12% | 2.1 | 0 | 13 |  |  |  |  | R-410A | 2.5 | Residential & Commercial | VSMSHP | Ducted CEE Tier 1
213617763 | Mini/Multi Split | Trane / Mitsubishi Electric | HRCU-A-CB | TRUZH0361KA10** |  | Mini-Splits(Ducted) | PVA-A36AA* |  | 33000 | 18.2 | 10 | 40000 | 38000 | 95% | 2 | 0 | 13.2 |  |  |  |  | R-410A | 2.75 | Residential & Commercial | VSMSHP | Ducted CEE Tier 1
213617764 | Mini/Multi Split | Trane / Mitsubishi Electric | HRCU-A-CB | NTXSKH30A112** |  | Mini-Splits(Ducted) | SVZ-KP30NA* |  | 27000 | 15.2 | 8.5 | 34000 | 32000 | 94.12% | 1.75 | 0 | 12.8 |  |  |  |  | R-410A | 2.25 | Residential & Commercial | VSMSHP | Ducted CEE Tier 1
213685838 | Mini/Multi Split | HITACHI | HRCU-A-CB | PAS-18BUFASDQ1 |  | Mini-Splits(Ducted) | PPIM-B18UFA1DQ |  | 18000 | 21 | 9.5 | 20000 | 14100 | 70.5% | 2.1 | 0 | 13 |  |  |  |  | R-32 | 1.5 | Residential & Commercial | VSMSHP | Ducted CEE Tier 1
213685842 | Mini/Multi Split | HITACHI | HRCU-A-CB | PAS-48BUFASDQ1 |  | Mini-Splits(Ducted) | PPIM-B48UFA1DQ |  | 43500 | 21 | 10 | 45500 | 34200 | 75.16% | 2 | 0 | 12.7 |  |  |  |  | R-32 | 3.625 | Residential & Commercial | VSMSHP | Ducted CEE Tier 1
215324663 | Mini/Multi Split | TEMPSTAR | HRCU-A-CB | D5CSRAH24AAK |  | Mini-Splits(Ducted) | D5FSDAH24XHK |  | 24000 | 19 | 11 | 25000 | 19000 | 76% | 2.3 | 0 | 12.5 |  |  |  |  | R-454B | 2 | Residential & Commercial | VSMSHP | Ducted CEE Tier 1
215324672 | Mini/Multi Split | TEMPSTAR | HRCU-A-CB | D5CLHAH36AAK |  | Mini-Splits(Ducted) | D5FLDAH36XHK |  | 36000 | 17.8 | 11.1 | 42000 | 37600 | 89.52% | 2.1 | 0 | 12 |  |  |  |  | R-454B | 3 | Residential & Commercial | VSMSHP | Ducted CEE Tier 1
215324675 | Mini/Multi Split | TEMPSTAR | HRCU-A-CB | D5CLHAH48AAK |  | Mini-Splits(Ducted) | D5FLDAH48XHK |  | 48000 | 16.8 | 10.8 | 52000 | 47500 | 91.35% | 2 | 0 | 10.4 |  |  |  |  | R-454B | 4 | Residential & Commercial | VSMSHP | Ducted CEE Tier 1
215324677 | Mini/Multi Split | TEMPSTAR | HRCU-A-CB | D5CLHAH58AAK |  | Mini-Splits(Ducted) | D5FLDAH58XHK |  | 55000 | 15.9 | 10.4 | 60000 | 53500 | 89.17% | 2.1 | 0 | 10.2 |  |  |  |  | R-454B | 4.5833 | Residential & Commercial | VSMSHP | Ducted CEE Tier 1
213479385 | Mini/Multi Split | TEMP SHIFT | HRCU-A-CB | TSMOX33009HFN1MY5W |  | Mini-Splits(Ducted) | TSMTIU09HWFN1M |  | 9000 | 20.2 | 12 | 10000 | 10800 | 108% | 1.9 | 14 | 13.2 |  |  |  |  | R-410A | 0.75 | Residential & Commercial | VSMSHP | Ducted CEE Tier 1
213479386 | Mini/Multi Split | TEMP SHIFT | HRCU-A-CB | TSMOX33012HFN1MW5W |  | Mini-Splits(Ducted) | TSMTIU12HWFN1M |  | 12000 | 19.5 | 10 | 12500 | 12100 | 96.8% | 1.96 | 13 | 11.7 |  |  |  |  | R-410A | 1 | Residential & Commercial | VSMSHP | Ducted CEE Tier 1
213479387 | Mini/Multi Split | TEMP SHIFT | HRCU-A-CB | TSMOX43017HFN1MT0W |  | Mini-Splits(Ducted) | TSMTIU18HWFN1M |  | 17000 | 18 | 9.5 | 19000 | 17700 | 93.16% | 1.85 | 12.5 | 11.7 |  |  |  |  | R-410A | 1.4167 | Residential & Commercial | VSMSHP | Ducted CEE Tier 1
213479388 | Mini/Multi Split | TEMP SHIFT | HRCU-A-CB | TSMOD3024HFN1MU0W |  | Mini-Splits(Ducted) | TSMTIU24HWFN1M |  | 24000 | 19.2 | 10.5 | 25000 | 27000 | 108% | 2 | 12.5 | 12 |  |  |  |  | R-410A | 2 | Residential & Commercial | VSMSHP | Ducted CEE Tier 1
215324658 | Mini/Multi Split | TEMPSTAR | HRCU-A-CB | D5CSRAH18AAK |  | Mini-Splits(Ducted) | D5FSDAH18XAK |  | 17000 | 20 | 10.6 | 20000 | 14000 | 70% | 2.2 | 0 | 12.5 |  |  |  |  | R-454B | 1.4167 | Residential & Commercial | VSMSHP | Ducted CEE Tier 1
215324659 | Mini/Multi Split | TEMPSTAR | HRCU-A-CB | D5CSRAH18AAK |  | Mini-Splits(Ducted) | D5FSDAH18XHK |  | 17500 | 20 | 11.4 | 20000 | 14200 | 71% | 2.4 | 0 | 13.3 |  |  |  |  | R-454B | 1.4583 | Residential & Commercial | VSMSHP | Ducted CEE Tier 1
215324407 | Mini/Multi Split | KEEPRITE | HRCU-A-CB | D5CSHAH12AAK |  | Mini-Splits(Ducted) | D5FSDAH12XAK |  | 12000 | 20 | 10.2 | 12500 | 11800 | 94.4% | 1.9 | 0 | 12 |  |  |  |  | R-454B | 1 | Residential & Commercial | VSMSHP | Ducted CEE Tier 1
215324408 | Mini/Multi Split | KEEPRITE | HRCU-A-CB | D5CSHAH12AAK |  | Mini-Splits(Ducted) | D5FSDAH12XHK |  | 12000 | 20.2 | 10.6 | 12000 | 12000 | 100% | 1.95 | 0 | 12 |  |  |  |  | R-454B | 1 | Residential & Commercial | VSMSHP | Ducted CEE Tier 1
215324414 | Mini/Multi Split | KEEPRITE | HRCU-A-CB | D5CSHAH18AAK |  | Mini-Splits(Ducted) | D5FSDAH18XAK |  | 17000 | 18 | 10.8 | 19000 | 18000 | 94.74% | 2 | 0 | 12 |  |  |  |  | R-454B | 1.4167 | Residential & Commercial | VSMSHP | Ducted CEE Tier 1
215324415 | Mini/Multi Split | KEEPRITE | HRCU-A-CB | D5CSHAH18AAK |  | Mini-Splits(Ducted) | D5FSDAH18XHK |  | 17500 | 18.5 | 11.1 | 19500 | 18000 | 92.31% | 2.1 | 0 | 12.1 |  |  |  |  | R-454B | 1.4583 | Residential & Commercial | VSMSHP | Ducted CEE Tier 1
215324419 | Mini/Multi Split | KEEPRITE | HRCU-A-CB | D5CSHAH24AAK |  | Mini-Splits(Ducted) | D5FSDAH24XHK |  | 24000 | 19.2 | 11.7 | 26000 | 24000 | 92.31% | 2.18 | 0 | 12 |  |  |  |  | R-454B | 2 | Residential & Commercial | VSMSHP | Ducted CEE Tier 1
215324426 | Mini/Multi Split | KEEPRITE | HRCU-A-CB | D5CSRAH09AAK |  | Mini-Splits(Ducted) | D5FSDAH12XAK |  | 9000 | 19.6 | 11 | 10000 | 8600 | 86% | 2.25 | 0 | 12.8 |  |  |  |  | R-454B | 0.75 | Residential & Commercial | VSMSHP | Ducted CEE Tier 1
215324427 | Mini/Multi Split | KEEPRITE | HRCU-A-CB | D5CSRAH09AAK |  | Mini-Splits(Ducted) | D5FSDAH12XHK |  | 9000 | 19.8 | 11.5 | 10000 | 8300 | 83% | 2.31 | 0 | 13 |  |  |  |  | R-454B | 0.75 | Residential & Commercial | VSMSHP | Ducted CEE Tier 1
215324432 | Mini/Multi Split | KEEPRITE | HRCU-A-CB | D5CSRAH12AAK |  | Mini-Splits(Ducted) | D5FSDAH12XAK |  | 11500 | 19 | 10.3 | 12000 | 8800 | 73.33% | 2.25 | 0 | 11.7 |  |  |  |  | R-454B | 0.95833 | Residential & Commercial | VSMSHP | Ducted CEE Tier 1
215324433 | Mini/Multi Split | KEEPRITE | HRCU-A-CB | D5CSRAH12AAK |  | Mini-Splits(Ducted) | D5FSDAH12XHK |  | 12000 | 19.5 | 10.5 | 12000 | 8900 | 74.17% | 2.44 | 0 | 12 |  |  |  |  | R-454B | 1 | Residential & Commercial | VSMSHP | Ducted CEE Tier 1
215324439 | Mini/Multi Split | KEEPRITE | HRCU-A-CB | D5CSRAH18AAK |  | Mini-Splits(Ducted) | D5FSDAH18XAK |  | 17000 | 20 | 10.6 | 20000 | 14000 | 70% | 2.2 | 0 | 12.5 |  |  |  |  | R-454B | 1.4167 | Residential & Commercial | VSMSHP | Ducted CEE Tier 1
215324440 | Mini/Multi Split | KEEPRITE | HRCU-A-CB | D5CSRAH18AAK |  | Mini-Splits(Ducted) | D5FSDAH18XHK |  | 17500 | 20 | 11.4 | 20000 | 14200 | 71% | 2.4 | 0 | 13.3 |  |  |  |  | R-454B | 1.4583 | Residential & Commercial | VSMSHP | Ducted CEE Tier 1
215324444 | Mini/Multi Split | KEEPRITE | HRCU-A-CB | D5CSRAH24AAK |  | Mini-Splits(Ducted) | D5FSDAH24XHK |  | 24000 | 19 | 11 | 25000 | 19000 | 76% | 2.3 | 0 | 12.5 |  |  |  |  | R-454B | 2 | Residential & Commercial | VSMSHP | Ducted CEE Tier 1
215324453 | Mini/Multi Split | KEEPRITE | HRCU-A-CB | D5CLHAH36AAK |  | Mini-Splits(Ducted) | D5FLDAH36XHK |  | 36000 | 17.8 | 11.1 | 42000 | 37600 | 89.52% | 2.1 | 0 | 12 |  |  |  |  | R-454B | 3 | Residential & Commercial | VSMSHP | Ducted CEE Tier 1
215324456 | Mini/Multi Split | KEEPRITE | HRCU-A-CB | D5CLHAH48AAK |  | Mini-Splits(Ducted) | D5FLDAH48XHK |  | 48000 | 16.8 | 10.8 | 52000 | 47500 | 91.35% | 2 | 0 | 10.4 |  |  |  |  | R-454B | 4 | Residential & Commercial | VSMSHP | Ducted CEE Tier 1
215324458 | Mini/Multi Split | KEEPRITE | HRCU-A-CB | D5CLHAH58AAK |  | Mini-Splits(Ducted) | D5FLDAH58XHK |  | 55000 | 15.9 | 10.4 | 60000 | 53500 | 89.17% | 2.1 | 0 | 10.2 |  |  |  |  | R-454B | 4.5833 | Residential & Commercial | VSMSHP | Ducted CEE Tier 1
215324464 | Mini/Multi Split | KEEPRITE | HRCU-A-CB | D5CLRAH48AAK |  | Mini-Splits(Ducted) | D5FLDAH48XHK |  | 48000 | 17.2 | 9.8 | 50000 | 38000 | 76% | 2 | 0 | 10 |  |  |  |  | R-454B | 4 | Residential & Commercial | VSMSHP | Ducted CEE Tier 1
215324474 | Mini/Multi Split | KENMORE | HRCU-A-CB | D5CSHAH09AAK |  | Mini-Splits(Ducted) | D5FSDAH12XAK |  | 9000 | 21.5 | 12.5 | 10000 | 11200 | 112% | 1.89 | 0 | 13.5 |  |  |  |  | R-454B | 0.75 | Residential & Commercial | VSMSHP | Ducted CEE Tier 1
215324475 | Mini/Multi Split | KENMORE | HRCU-A-CB | D5CSHAH09AAK |  | Mini-Splits(Ducted) | D5FSDAH12XHK |  | 9000 | 20.6 | 13.8 | 9900 | 11900 | 120.2% | 1.85 | 0 | 14 |  |  |  |  | R-454B | 0.75 | Residential & Commercial | VSMSHP | Ducted CEE Tier 1
215324480 | Mini/Multi Split | KENMORE | HRCU-A-CB | D5CSHAH12AAK |  | Mini-Splits(Ducted) | D5FSDAH12XAK |  | 12000 | 20 | 10.2 | 12500 | 11800 | 94.4% | 1.9 | 0 | 12 |  |  |  |  | R-454B | 1 | Residential & Commercial | VSMSHP | Ducted CEE Tier 1
215324481 | Mini/Multi Split | KENMORE | HRCU-A-CB | D5CSHAH12AAK |  | Mini-Splits(Ducted) | D5FSDAH12XHK |  | 12000 | 20.2 | 10.6 | 12000 | 12000 | 100% | 1.95 | 0 | 12 |  |  |  |  | R-454B | 1 | Residential & Commercial | VSMSHP | Ducted CEE Tier 1
215324487 | Mini/Multi Split | KENMORE | HRCU-A-CB | D5CSHAH18AAK |  | Mini-Splits(Ducted) | D5FSDAH18XAK |  | 17000 | 18 | 10.8 | 19000 | 18000 | 94.74% | 2 | 0 | 12 |  |  |  |  | R-454B | 1.4167 | Residential & Commercial | VSMSHP | Ducted CEE Tier 1
215324488 | Mini/Multi Split | KENMORE | HRCU-A-CB | D5CSHAH18AAK |  | Mini-Splits(Ducted) | D5FSDAH18XHK |  | 17500 | 18.5 | 11.1 | 19500 | 18000 | 92.31% | 2.1 | 0 | 12.1 |  |  |  |  | R-454B | 1.4583 | Residential & Commercial | VSMSHP | Ducted CEE Tier 1
215324492 | Mini/Multi Split | KENMORE | HRCU-A-CB | D5CSHAH24AAK |  | Mini-Splits(Ducted) | D5FSDAH24XHK |  | 24000 | 19.2 | 11.7 | 26000 | 24000 | 92.31% | 2.18 | 0 | 12 |  |  |  |  | R-454B | 2 | Residential & Commercial | VSMSHP | Ducted CEE Tier 1
215324505 | Mini/Multi Split | KENMORE | HRCU-A-CB | D5CSRAH12AAK |  | Mini-Splits(Ducted) | D5FSDAH12XAK |  | 11500 | 19 | 10.3 | 12000 | 8800 | 73.33% | 2.25 | 0 | 11.7 |  |  |  |  | R-454B | 0.95833 | Residential & Commercial | VSMSHP | Ducted CEE Tier 1
215324506 | Mini/Multi Split | KENMORE | HRCU-A-CB | D5CSRAH12AAK |  | Mini-Splits(Ducted) | D5FSDAH12XHK |  | 12000 | 19.5 | 10.5 | 12000 | 8900 | 74.17% | 2.44 | 0 | 12 |  |  |  |  | R-454B | 1 | Residential & Commercial | VSMSHP | Ducted CEE Tier 1
215324512 | Mini/Multi Split | KENMORE | HRCU-A-CB | D5CSRAH18AAK |  | Mini-Splits(Ducted) | D5FSDAH18XAK |  | 17000 | 20 | 10.6 | 20000 | 14000 | 70% | 2.2 | 0 | 12.5 |  |  |  |  | R-454B | 1.4167 | Residential & Commercial | VSMSHP | Ducted CEE Tier 1
215324513 | Mini/Multi Split | KENMORE | HRCU-A-CB | D5CSRAH18AAK |  | Mini-Splits(Ducted) | D5FSDAH18XHK |  | 17500 | 20 | 11.4 | 20000 | 14200 | 71% | 2.4 | 0 | 13.3 |  |  |  |  | R-454B | 1.4583 | Residential & Commercial | VSMSHP | Ducted CEE Tier 1
215324517 | Mini/Multi Split | KENMORE | HRCU-A-CB | D5CSRAH24AAK |  | Mini-Splits(Ducted) | D5FSDAH24XHK |  | 24000 | 19 | 11 | 25000 | 19000 | 76% | 2.3 | 0 | 12.5 |  |  |  |  | R-454B | 2 | Residential & Commercial | VSMSHP | Ducted CEE Tier 1
215324526 | Mini/Multi Split | KENMORE | HRCU-A-CB | D5CLHAH36AAK |  | Mini-Splits(Ducted) | D5FLDAH36XHK |  | 36000 | 17.8 | 11.1 | 42000 | 37600 | 89.52% | 2.1 | 0 | 12 |  |  |  |  | R-454B | 3 | Residential & Commercial | VSMSHP | Ducted CEE Tier 1
215324529 | Mini/Multi Split | KENMORE | HRCU-A-CB | D5CLHAH48AAK |  | Mini-Splits(Ducted) | D5FLDAH48XHK |  | 48000 | 16.8 | 10.8 | 52000 | 47500 | 91.35% | 2 | 0 | 10.4 |  |  |  |  | R-454B | 4 | Residential & Commercial | VSMSHP | Ducted CEE Tier 1
215324537 | Mini/Multi Split | KENMORE | HRCU-A-CB | D5CLRAH48AAK |  | Mini-Splits(Ducted) | D5FLDAH48XHK |  | 48000 | 17.2 | 9.8 | 50000 | 38000 | 76% | 2 | 0 | 10 |  |  |  |  | R-454B | 4 | Residential & Commercial | VSMSHP | Ducted CEE Tier 1
215324542 | Mini/Multi Split | MIDEA | HRCU-A-CB | D5CSHAH06AAK |  | Mini-Splits(Ducted) | D5FSDAH06XAK |  | 6500 | 21.5 | 13.8 | 8000 | 7800 | 97.5% | 2.4 | 0 | 14.5 |  |  |  |  | R-454B | 0.54167 | Residential & Commercial | VSMSHP | Ducted CEE Tier 1
215324547 | Mini/Multi Split | MIDEA | HRCU-A-CB | D5CSHAH09AAK |  | Mini-Splits(Ducted) | D5FSDAH12XAK |  | 9000 | 21.5 | 12.5 | 10000 | 11200 | 112% | 1.89 | 0 | 13.5 |  |  |  |  | R-454B | 0.75 | Residential & Commercial | VSMSHP | Ducted CEE Tier 1
215324548 | Mini/Multi Split | MIDEA | HRCU-A-CB | D5CSHAH09AAK |  | Mini-Splits(Ducted) | D5FSDAH12XHK |  | 9000 | 20.6 | 13.8 | 9900 | 11900 | 120.2% | 1.85 | 0 | 14 |  |  |  |  | R-454B | 0.75 | Residential & Commercial | VSMSHP | Ducted CEE Tier 1
215324553 | Mini/Multi Split | MIDEA | HRCU-A-CB | D5CSHAH12AAK |  | Mini-Splits(Ducted) | D5FSDAH12XAK |  | 12000 | 20 | 10.2 | 12500 | 11800 | 94.4% | 1.9 | 0 | 12 |  |  |  |  | R-454B | 1 | Residential & Commercial | VSMSHP | Ducted CEE Tier 1
215324554 | Mini/Multi Split | MIDEA | HRCU-A-CB | D5CSHAH12AAK |  | Mini-Splits(Ducted) | D5FSDAH12XHK |  | 12000 | 20.2 | 10.6 | 12000 | 12000 | 100% | 1.95 | 0 | 12 |  |  |  |  | R-454B | 1 | Residential & Commercial | VSMSHP | Ducted CEE Tier 1
215324560 | Mini/Multi Split | MIDEA | HRCU-A-CB | D5CSHAH18AAK |  | Mini-Splits(Ducted) | D5FSDAH18XAK |  | 17000 | 18 | 10.8 | 19000 | 18000 | 94.74% | 2 | 0 | 12 |  |  |  |  | R-454B | 1.4167 | Residential & Commercial | VSMSHP | Ducted CEE Tier 1
215324561 | Mini/Multi Split | MIDEA | HRCU-A-CB | D5CSHAH18AAK |  | Mini-Splits(Ducted) | D5FSDAH18XHK |  | 17500 | 18.5 | 11.1 | 19500 | 18000 | 92.31% | 2.1 | 0 | 12.1 |  |  |  |  | R-454B | 1.4583 | Residential & Commercial | VSMSHP | Ducted CEE Tier 1
215324572 | Mini/Multi Split | MIDEA | HRCU-A-CB | D5CSRAH09AAK |  | Mini-Splits(Ducted) | D5FSDAH12XAK |  | 9000 | 19.6 | 11 | 10000 | 8600 | 86% | 2.25 | 0 | 12.8 |  |  |  |  | R-454B | 0.75 | Residential & Commercial | VSMSHP | Ducted CEE Tier 1
215324573 | Mini/Multi Split | MIDEA | HRCU-A-CB | D5CSRAH09AAK |  | Mini-Splits(Ducted) | D5FSDAH12XHK |  | 9000 | 19.8 | 11.5 | 10000 | 8300 | 83% | 2.31 | 0 | 13 |  |  |  |  | R-454B | 0.75 | Residential & Commercial | VSMSHP | Ducted CEE Tier 1
215324578 | Mini/Multi Split | MIDEA | HRCU-A-CB | D5CSRAH12AAK |  | Mini-Splits(Ducted) | D5FSDAH12XAK |  | 11500 | 19 | 10.3 | 12000 | 8800 | 73.33% | 2.25 | 0 | 11.7 |  |  |  |  | R-454B | 0.95833 | Residential & Commercial | VSMSHP | Ducted CEE Tier 1
215324579 | Mini/Multi Split | MIDEA | HRCU-A-CB | D5CSRAH12AAK |  | Mini-Splits(Ducted) | D5FSDAH12XHK |  | 12000 | 19.5 | 10.5 | 12000 | 8900 | 74.17% | 2.44 | 0 | 12 |  |  |  |  | R-454B | 1 | Residential & Commercial | VSMSHP | Ducted CEE Tier 1
215324585 | Mini/Multi Split | MIDEA | HRCU-A-CB | D5CSRAH18AAK |  | Mini-Splits(Ducted) | D5FSDAH18XAK |  | 17000 | 20 | 10.6 | 20000 | 14000 | 70% | 2.2 | 0 | 12.5 |  |  |  |  | R-454B | 1.4167 | Residential & Commercial | VSMSHP | Ducted CEE Tier 1
215324586 | Mini/Multi Split | MIDEA | HRCU-A-CB | D5CSRAH18AAK |  | Mini-Splits(Ducted) | D5FSDAH18XHK |  | 17500 | 20 | 11.4 | 20000 | 14200 | 71% | 2.4 | 0 | 13.3 |  |  |  |  | R-454B | 1.4583 | Residential & Commercial | VSMSHP | Ducted CEE Tier 1
215324599 | Mini/Multi Split | MIDEA | HRCU-A-CB | D5CLHAH36AAK |  | Mini-Splits(Ducted) | D5FLDAH36XHK |  | 36000 | 17.8 | 11.1 | 42000 | 37600 | 89.52% | 2.1 | 0 | 12 |  |  |  |  | R-454B | 3 | Residential & Commercial | VSMSHP | Ducted CEE Tier 1
215324602 | Mini/Multi Split | MIDEA | HRCU-A-CB | D5CLHAH48AAK |  | Mini-Splits(Ducted) | D5FLDAH48XHK |  | 48000 | 16.8 | 10.8 | 52000 | 47500 | 91.35% | 2 | 0 | 10.4 |  |  |  |  | R-454B | 4 | Residential & Commercial | VSMSHP | Ducted CEE Tier 1
215324604 | Mini/Multi Split | MIDEA | HRCU-A-CB | D5CLHAH58AAK |  | Mini-Splits(Ducted) | D5FLDAH58XHK |  | 55000 | 15.9 | 10.4 | 60000 | 53500 | 89.17% | 2.1 | 0 | 10.2 |  |  |  |  | R-454B | 4.5833 | Residential & Commercial | VSMSHP | Ducted CEE Tier 1
215324610 | Mini/Multi Split | MIDEA | HRCU-A-CB | D5CLRAH48AAK |  | Mini-Splits(Ducted) | D5FLDAH48XHK |  | 48000 | 17.2 | 9.8 | 50000 | 38000 | 76% | 2 | 0 | 10 |  |  |  |  | R-454B | 4 | Residential & Commercial | VSMSHP | Ducted CEE Tier 1
215324615 | Mini/Multi Split | TEMPSTAR | HRCU-A-CB | D5CSHAH06AAK |  | Mini-Splits(Ducted) | D5FSDAH06XAK |  | 6500 | 21.5 | 13.8 | 8000 | 7800 | 97.5% | 2.4 | 0 | 14.5 |  |  |  |  | R-454B | 0.54167 | Residential & Commercial | VSMSHP | Ducted CEE Tier 1
215324620 | Mini/Multi Split | TEMPSTAR | HRCU-A-CB | D5CSHAH09AAK |  | Mini-Splits(Ducted) | D5FSDAH12XAK |  | 9000 | 21.5 | 12.5 | 10000 | 11200 | 112% | 1.89 | 0 | 13.5 |  |  |  |  | R-454B | 0.75 | Residential & Commercial | VSMSHP | Ducted CEE Tier 1
215324621 | Mini/Multi Split | TEMPSTAR | HRCU-A-CB | D5CSHAH09AAK |  | Mini-Splits(Ducted) | D5FSDAH12XHK |  | 9000 | 20.6 | 13.8 | 9900 | 11900 | 120.2% | 1.85 | 0 | 14 |  |  |  |  | R-454B | 0.75 | Residential & Commercial | VSMSHP | Ducted CEE Tier 1
215735335 | Mini/Multi Split | INNOVAIR | HRCU-A-CB | MOS36H2BH0A |  | Mini-Splits(Ducted) | MDH36H2MHWA |  | 36000 | 17.7 | 11.1 | 42000 | 37600 | 89.52% | 2.1 | 0 | 12 |  |  |  |  | R-454B | 3 | Residential & Commercial | VSMSHP | Ducted CEE Tier 1
215735336 | Mini/Multi Split | INNOVAIR | HRCU-A-CB | MOS48H2BH0A |  | Mini-Splits(Ducted) | MDH48H2MHWA |  | 48000 | 16.7 | 10.8 | 52000 | 47500 | 91.35% | 2 | 0 | 10.4 |  |  |  |  | R-454B | 4 | Residential & Commercial | VSMSHP | Ducted CEE Tier 1
215735337 | Mini/Multi Split | INNOVAIR | HRCU-A-CB | MOS60H2BH0A |  | Mini-Splits(Ducted) | MDH60H2MHWA |  | 55000 | 15.8 | 10.4 | 60000 | 53500 | 89.17% | 2.1 | 0 | 10.2 |  |  |  |  | R-454B | 4.5833 | Residential & Commercial | VSMSHP | Ducted CEE Tier 1
213259620 | Mini/Multi Split | RHEEM | HRCU-A-CB | RP1736HJVXA |  | Mini-Splits(Ducted) | RHMVZ3621MNAUNJ |  | 36000 | 17.1 | 8.8 | 42000 | 32800 | 78.1% | 2 | 11.3 | 10.7 |  |  |  |  | R-410A | 3 | Residential & Commercial | VSMSHP | Ducted CEE Tier 1
213259621 | Mini/Multi Split | RUUD | HRCU-A-CB | RP1736HJVXA |  | Mini-Splits(Ducted) | RHMVZ3621MNAUNJ |  | 36000 | 17.1 | 8.8 | 42000 | 32800 | 78.1% | 2 | 11.3 | 10.7 |  |  |  |  | R-410A | 3 | Residential & Commercial | VSMSHP | Ducted CEE Tier 1
213265585 | Mini/Multi Split | Cooper&Hunter | HRCU-A-CB | CH-NHPR60LCU-230VO |  | Mini-Splits(Ducted) | CH-60LCDT-W |  | 55000 | 15.8 | 9.5 | 57000 | 53000 | 92.98% | 1.97 | 9.4 | 9.4 |  |  |  |  | R-410A | 4.5833 | Residential & Commercial | VSMSHP
215324380 | Mini/Multi Split | HEIL | HRCU-A-CB | D5CLHAH36AAK |  | Mini-Splits(Ducted) | D5FLDAH36XHK |  | 36000 | 17.8 | 11.1 | 42000 | 37600 | 89.52% | 2.1 | 0 | 12 |  |  |  |  | R-454B | 3 | Residential & Commercial | VSMSHP | Ducted CEE Tier 1
215324383 | Mini/Multi Split | HEIL | HRCU-A-CB | D5CLHAH48AAK |  | Mini-Splits(Ducted) | D5FLDAH48XHK |  | 48000 | 16.8 | 10.8 | 52000 | 47500 | 91.35% | 2 | 0 | 10.4 |  |  |  |  | R-454B | 4 | Residential & Commercial | VSMSHP | Ducted CEE Tier 1
215324385 | Mini/Multi Split | HEIL | HRCU-A-CB | D5CLHAH58AAK |  | Mini-Splits(Ducted) | D5FLDAH58XHK |  | 55000 | 15.9 | 10.4 | 60000 | 53500 | 89.17% | 2.1 | 0 | 10.2 |  |  |  |  | R-454B | 4.5833 | Residential & Commercial | VSMSHP | Ducted CEE Tier 1
215324391 | Mini/Multi Split | HEIL | HRCU-A-CB | D5CLRAH48AAK |  | Mini-Splits(Ducted) | D5FLDAH48XHK |  | 48000 | 17.2 | 9.8 | 50000 | 38000 | 76% | 2 | 0 | 10 |  |  |  |  | R-454B | 4 | Residential & Commercial | VSMSHP | Ducted CEE Tier 1
215324396 | Mini/Multi Split | KEEPRITE | HRCU-A-CB | D5CSHAH06AAK |  | Mini-Splits(Ducted) | D5FSDAH06XAK |  | 6500 | 21.5 | 13.8 | 8000 | 7800 | 97.5% | 2.4 | 0 | 14.5 |  |  |  |  | R-454B | 0.54167 | Residential & Commercial | VSMSHP | Ducted CEE Tier 1
215324401 | Mini/Multi Split | KEEPRITE | HRCU-A-CB | D5CSHAH09AAK |  | Mini-Splits(Ducted) | D5FSDAH12XAK |  | 9000 | 21.5 | 12.5 | 10000 | 11200 | 112% | 1.89 | 0 | 13.5 |  |  |  |  | R-454B | 0.75 | Residential & Commercial | VSMSHP | Ducted CEE Tier 1
215324402 | Mini/Multi Split | KEEPRITE | HRCU-A-CB | D5CSHAH09AAK |  | Mini-Splits(Ducted) | D5FSDAH12XHK |  | 9000 | 20.6 | 13.8 | 9900 | 11900 | 120.2% | 1.85 | 0 | 14 |  |  |  |  | R-454B | 0.75 | Residential & Commercial | VSMSHP | Ducted CEE Tier 1
215324469 | Mini/Multi Split | KENMORE | HRCU-A-CB | D5CSHAH06AAK |  | Mini-Splits(Ducted) | D5FSDAH06XAK |  | 6500 | 21.5 | 13.8 | 8000 | 7800 | 97.5% | 2.4 | 0 | 14.5 |  |  |  |  | R-454B | 0.54167 | Residential & Commercial | VSMSHP | Ducted CEE Tier 1
215324499 | Mini/Multi Split | KENMORE | HRCU-A-CB | D5CSRAH09AAK |  | Mini-Splits(Ducted) | D5FSDAH12XAK |  | 9000 | 19.6 | 11 | 10000 | 8600 | 86% | 2.25 | 0 | 12.8 |  |  |  |  | R-454B | 0.75 | Residential & Commercial | VSMSHP | Ducted CEE Tier 1
215324500 | Mini/Multi Split | KENMORE | HRCU-A-CB | D5CSRAH09AAK |  | Mini-Splits(Ducted) | D5FSDAH12XHK |  | 9000 | 19.8 | 11.5 | 10000 | 8300 | 83% | 2.31 | 0 | 13 |  |  |  |  | R-454B | 0.75 | Residential & Commercial | VSMSHP | Ducted CEE Tier 1
215324531 | Mini/Multi Split | KENMORE | HRCU-A-CB | D5CLHAH58AAK |  | Mini-Splits(Ducted) | D5FLDAH58XHK |  | 55000 | 15.9 | 10.4 | 60000 | 53500 | 89.17% | 2.1 | 0 | 10.2 |  |  |  |  | R-454B | 4.5833 | Residential & Commercial | VSMSHP | Ducted CEE Tier 1
215324565 | Mini/Multi Split | MIDEA | HRCU-A-CB | D5CSHAH24AAK |  | Mini-Splits(Ducted) | D5FSDAH24XHK |  | 24000 | 19.2 | 11.7 | 26000 | 24000 | 92.31% | 2.18 | 0 | 12 |  |  |  |  | R-454B | 2 | Residential & Commercial | VSMSHP | Ducted CEE Tier 1
215324590 | Mini/Multi Split | MIDEA | HRCU-A-CB | D5CSRAH24AAK |  | Mini-Splits(Ducted) | D5FSDAH24XHK |  | 24000 | 19 | 11 | 25000 | 19000 | 76% | 2.3 | 0 | 12.5 |  |  |  |  | R-454B | 2 | Residential & Commercial | VSMSHP | Ducted CEE Tier 1
207465440 | Mini/Multi Split | SAMSUNG | HRCU-A-CB | AC009BXADCH |  | Mini-Splits(Ducted) | AC009BNLDCH |  | 9000 | 20 | 9 | 12000 | 11000 | 91.67% | 1.85 | 14 | 13.5 |  |  |  |  | R-410A | 0.75 | Residential & Commercial | VSMSHP | Ducted CEE Tier 1
207465441 | Mini/Multi Split | SAMSUNG | HRCU-A-CB | AC012BXADCH |  | Mini-Splits(Ducted) | AC012BNHDCH |  | 12000 | 18.5 | 9.1 | 14000 | 10100 | 72.14% | 1.9 | 12.5 | 11.1 |  |  |  |  | R-410A | 1 | Residential & Commercial | VSMSHP | Ducted CEE Tier 1
212409472 | Mini/Multi Split | HAIER | HRCU-A-CB | 1U09EH2HE** |  | Mini-Splits(Ducted) | USYM09UCDSA* |  | 9000 | 18 | 9.5 | 10000 | 9800 | 98% | 1.75 | 0 | 11.5 |  |  |  |  | R-410A | 0.75 | Residential & Commercial | VSMSHP | Ducted CEE Tier 1
212409488 | Mini/Multi Split | GE Appliances | HRCU-A-CB | ASH109URDE** |  | Mini-Splits(Ducted) | USYM09UCDSA* |  | 9000 | 18 | 9.5 | 10000 | 9800 | 98% | 1.75 | 0 | 11.5 |  |  |  |  | R-410A | 0.75 | Residential & Commercial | VSMSHP | Ducted CEE Tier 1
212365394 | Mini/Multi Split | TOSOT | HRCU-A-CB | TW12HXP2A1DO |  | Mini-Splits(Ducted) | TM12HSFDI |  | 12000 | 20 | 8.5 | 12000 | 8800 | 73.33% | 1.9 | 0 | 11.8 |  |  |  |  | R-410A | 1 | Residential & Commercial | VSMSHP | Ducted CEE Tier 1
212365397 | Mini/Multi Split | TOSOT | HRCU-A-CB | TW18HXP2A1DO |  | Mini-Splits(Ducted) | TM18HSFDI |  | 18000 | 20 | 8.5 | 18000 | 13300 | 73.89% | 2.12 | 0 | 12.5 |  |  |  |  | R-410A | 1.5 | Residential & Commercial | VSMSHP | Ducted CEE Tier 1
212365400 | Mini/Multi Split | TOSOT | HRCU-A-CB | TW24HXP2A1DO |  | Mini-Splits(Ducted) | TM24HSFDI |  | 22000 | 20 | 9 | 24000 | 19000 | 79.17% | 1.9 | 0 | 12.7 |  |  |  |  | R-410A | 1.8333 | Residential & Commercial | VSMSHP | Ducted CEE Tier 1
212365415 | Mini/Multi Split | Custom Comfort | HRCU-A-CB | CCOXHASZ09HP |  | Mini-Splits(Ducted) | CCOXHASD09 |  | 9000 | 20.2 | 12 | 10000 | 10800 | 108% | 1.9 | 14 | 13.2 |  |  |  |  | R-410A | 0.75 | Residential & Commercial | VSMSHP | Ducted CEE Tier 1
212365416 | Mini/Multi Split | Custom Comfort | HRCU-A-CB | CCOXHASZ12HP |  | Mini-Splits(Ducted) | CCOXHASD12 |  | 12000 | 19.5 | 10 | 12500 | 12100 | 96.8% | 1.96 | 13 | 11.7 |  |  |  |  | R-410A | 1 | Residential & Commercial | VSMSHP | Ducted CEE Tier 1
212365417 | Mini/Multi Split | Custom Comfort | HRCU-A-CB | CCOXHASZ17HP |  | Mini-Splits(Ducted) | CCOXHASD18 |  | 17000 | 18 | 9.5 | 19000 | 17700 | 93.16% | 1.85 | 12.5 | 11.7 |  |  |  |  | R-410A | 1.4167 | Residential & Commercial | VSMSHP | Ducted CEE Tier 1
212365418 | Mini/Multi Split | Custom Comfort | HRCU-A-CB | CCOXHASZ24HP |  | Mini-Splits(Ducted) | CCOXHASD24 |  | 24000 | 19.2 | 10.5 | 25000 | 27000 | 108% | 2 | 12.5 | 12 |  |  |  |  | R-410A | 2 | Residential & Commercial | VSMSHP | Ducted CEE Tier 1
212365419 | Mini/Multi Split | Custom Comfort | HRCU-A-CB | CCOXHASZ36CHP |  | Mini-Splits(Ducted) | CCOXHASD36 |  | 36000 | 16.5 | 11 | 42000 | 36000 | 85.71% | 1.98 | 9 | 9 |  |  |  |  | R-410A | 3 | Residential & Commercial | VSMSHP
212365421 | Mini/Multi Split | Custom Comfort | HRCU-A-CB | CCOXHASZ60CHP |  | Mini-Splits(Ducted) | CCOXHASD60 |  | 55000 | 15.8 | 9.5 | 57000 | 53000 | 92.98% | 1.97 | 9.4 | 9.4 |  |  |  |  | R-410A | 4.5833 | Residential & Commercial | VSMSHP
213362161 | Mini/Multi Split | Mitsubishi Electric | HRCU-A-CB | SUZ-KA24NAHZ* |  | Mini-Splits(Ducted) | PEAD-A24AA9 |  | 24000 | 16.7 | 9.4 | 28000 | 25000 | 89.29% | 1.75 | 0 | 11.7 |  |  |  |  | R-410A | 2 | Residential & Commercial | VSMSHP | Ducted CEE Tier 1
213362162 | Mini/Multi Split | Trane / Mitsubishi Electric | HRCU-A-CB | SUZ-KA24NAHZ* |  | Mini-Splits(Ducted) | TPEADA0241AA90A |  | 24000 | 16.7 | 9.4 | 28000 | 25000 | 89.29% | 1.75 | 0 | 11.7 |  |  |  |  | R-410A | 2 | Residential & Commercial | VSMSHP | Ducted CEE Tier 1
213362163 | Mini/Multi Split | Trane / Mitsubishi Electric | HRCU-A-CB | TRUZH0241HA**** |  | Mini-Splits(Ducted) | TPEADA0241AA90A |  | 24000 | 16.7 | 9.4 | 28000 | 25000 | 89.29% | 2.08 | 0 | 11.7 |  |  |  |  | R-410A | 2 | Residential & Commercial | VSMSHP | Ducted CEE Tier 1
213362165 | Mini/Multi Split | Trane / Mitsubishi Electric | HRCU-A-CB | TRUZH0241HA**** |  | Mini-Splits(Ducted) | PEAD-A24AA9 |  | 24000 | 16.7 | 9.4 | 28000 | 25000 | 89.29% | 2.08 | 0 | 11.7 |  |  |  |  | R-410A | 2 | Residential & Commercial | VSMSHP | Ducted CEE Tier 1
213362171 | Mini/Multi Split | Mitsubishi Electric | HRCU-A-CB | PUZ-HA30NKA* |  | Mini-Splits(Ducted) | PEAD-A30AA9 |  | 30000 | 17.8 | 8.6 | 34000 | 32000 | 94.12% | 1.93 | 0 | 12.5 |  |  |  |  | R-410A | 2.5 | Residential & Commercial | VSMSHP | Ducted CEE Tier 1
213362175 | Mini/Multi Split | Trane / Mitsubishi Electric | HRCU-A-CB | TRUZH0301KA**** |  | Mini-Splits(Ducted) | TPEADA0301AA90A |  | 30000 | 17.8 | 8.6 | 34000 | 32000 | 94.12% | 1.93 | 0 | 12.5 |  |  |  |  | R-410A | 2.5 | Residential & Commercial | VSMSHP | Ducted CEE Tier 1
213362176 | Mini/Multi Split | Trane / Mitsubishi Electric | HRCU-A-CB | TRUZH0301KA**** |  | Mini-Splits(Ducted) | PEAD-A30AA9 |  | 30000 | 17.8 | 8.6 | 34000 | 32000 | 94.12% | 1.93 | 0 | 12.5 |  |  |  |  | R-410A | 2.5 | Residential & Commercial | VSMSHP | Ducted CEE Tier 1
213362189 | Mini/Multi Split | Trane / Mitsubishi Electric | HRCU-A-CB | TRUZH0361KA**** |  | Mini-Splits(Ducted) | TPEADA0361AA90A |  | 36000 | 17.6 | 9.3 | 40000 | 38000 | 95% | 2.01 | 0 | 12.7 |  |  |  |  | R-410A | 3 | Residential & Commercial | VSMSHP | Ducted CEE Tier 1
213362190 | Mini/Multi Split | Trane / Mitsubishi Electric | HRCU-A-CB | TRUZH0361KA**** |  | Mini-Splits(Ducted) | PEAD-A36AA9 |  | 36000 | 17.6 | 9.3 | 40000 | 38000 | 95% | 2.01 | 0 | 12.7 |  |  |  |  | R-410A | 3 | Residential & Commercial | VSMSHP | Ducted CEE Tier 1
213362194 | Mini/Multi Split | Mitsubishi Electric | HRCU-A-CB | PUZ-HA42NKA* |  | Mini-Splits(Ducted) | PEAD-A42AA9 |  | 42000 | 15.4 | 8.9 | 54000 | 48000 | 88.89% | 1.95 | 0 | 10 |  |  |  |  | R-410A | 3.5 | Residential & Commercial | VSMSHP | Ducted CEE Tier 1
213362200 | Mini/Multi Split | Mitsubishi Electric | HRCU-A-CB | PUZ-HA24NHA**** |  | Mini-Splits(Ducted) | PEAD-A24AA9 |  | 24000 | 16.7 | 9.4 | 28000 | 25000 | 89.29% | 2.08 | 0 | 11.7 |  |  |  |  | R-410A | 2 | Residential & Commercial | VSMSHP | Ducted CEE Tier 1
213362255 | Mini/Multi Split | Trane / Mitsubishi Electric | HRCU-A-CB | TRUZH0421KA**** |  | Mini-Splits(Ducted) | PEAD-A42AA9 |  | 42000 | 15.4 | 8.9 | 54000 | 48000 | 88.89% | 1.95 | 0 | 10 |  |  |  |  | R-410A | 3.5 | Residential & Commercial | VSMSHP | Ducted CEE Tier 1
213362258 | Mini/Multi Split | Trane / Mitsubishi Electric | HRCU-A-CB | NTXSKH09A112** |  | Mini-Splits(Ducted) | TPEADA0091AA90A |  | 9000 | 19 | 9.9 | 12000 | 8800 | 73.33% | 3.28 | 0 | 13.4 |  |  |  |  | R-410A | 0.75 | Residential & Commercial | VSMSHP | Ducted CEE Tier 1
213362260 | Mini/Multi Split | Trane / Mitsubishi Electric | HRCU-A-CB | NTXSKH09A112** |  | Mini-Splits(Ducted) | PEAD-A09AA9 |  | 9000 | 19 | 9.9 | 12000 | 8800 | 73.33% | 3.28 | 0 | 13.4 |  |  |  |  | R-410A | 0.75 | Residential & Commercial | VSMSHP | Ducted CEE Tier 1
213362264 | Mini/Multi Split | Trane / Mitsubishi Electric | HRCU-A-CB | NTXSKH12A112** |  | Mini-Splits(Ducted) | TPEADA0121AA90A |  | 12000 | 20.6 | 10 | 15000 | 15000 | 100% | 2.08 | 0 | 14.1 |  |  |  |  | R-410A | 1 | Residential & Commercial | VSMSHP | Ducted CEE Tier 1
213362267 | Mini/Multi Split | Trane / Mitsubishi Electric | HRCU-A-CB | NTXSKH12A112** |  | Mini-Splits(Ducted) | PEAD-A12AA9 |  | 12000 | 20.6 | 10 | 15000 | 15000 | 100% | 2.08 | 0 | 14.1 |  |  |  |  | R-410A | 1 | Residential & Commercial | VSMSHP | Ducted CEE Tier 1
213362270 | Mini/Multi Split | Trane / Mitsubishi Electric | HRCU-A-CB | NTXSKH15A112** |  | Mini-Splits(Ducted) | TPEADA0151AA90A |  | 15000 | 18.3 | 9.2 | 18000 | 18000 | 100% | 1.83 | 0 | 12.5 |  |  |  |  | R-410A | 1.25 | Residential & Commercial | VSMSHP | Ducted CEE Tier 1
213362272 | Mini/Multi Split | Trane / Mitsubishi Electric | HRCU-A-CB | NTXSKH15A112** |  | Mini-Splits(Ducted) | PEAD-A15AA9 |  | 15000 | 18.3 | 9.2 | 18000 | 18000 | 100% | 1.83 | 0 | 12.5 |  |  |  |  | R-410A | 1.25 | Residential & Commercial | VSMSHP | Ducted CEE Tier 1
213362278 | Mini/Multi Split | Trane / Mitsubishi Electric | HRCU-A-CB | NTXSKH24A112** |  | Mini-Splits(Ducted) | TPEADA0241AA90A |  | 24000 | 16.7 | 9.4 | 28000 | 25000 | 89.29% | 1.75 | 0 | 11.7 |  |  |  |  | R-410A | 2 | Residential & Commercial | VSMSHP | Ducted CEE Tier 1
213362280 | Mini/Multi Split | Trane / Mitsubishi Electric | HRCU-A-CB | NTXSKH24A112** |  | Mini-Splits(Ducted) | PEAD-A24AA9 |  | 24000 | 16.7 | 9.4 | 28000 | 25000 | 89.29% | 1.75 | 0 | 11.7 |  |  |  |  | R-410A | 2 | Residential & Commercial | VSMSHP | Ducted CEE Tier 1
213362283 | Mini/Multi Split | Trane / Mitsubishi Electric | HRCU-A-CB | NTXSKH30A112** |  | Mini-Splits(Ducted) | TPEADA0301AA90A |  | 30000 | 17.8 | 8.6 | 34000 | 32000 | 94.12% | 1.75 | 0 | 12.5 |  |  |  |  | R-410A | 2.5 | Residential & Commercial | VSMSHP | Ducted CEE Tier 1
213362284 | Mini/Multi Split | Trane / Mitsubishi Electric | HRCU-A-CB | NTXSKH30A112** |  | Mini-Splits(Ducted) | PEAD-A30AA9 |  | 30000 | 17.8 | 8.6 | 34000 | 32000 | 94.12% | 1.75 | 0 | 12.5 |  |  |  |  | R-410A | 2.5 | Residential & Commercial | VSMSHP | Ducted CEE Tier 1
213362287 | Mini/Multi Split | Trane / Mitsubishi Electric | HRCU-A-CB | NTXSKH36A112** |  | Mini-Splits(Ducted) | TPEADA0361AA90A |  | 33000 | 15.2 | 9.3 | 40000 | 38000 | 95% | 1.75 | 0 | 12.5 |  |  |  |  | R-410A | 2.75 | Residential & Commercial | VSMSHP | Ducted CEE Tier 1
213362288 | Mini/Multi Split | Trane / Mitsubishi Electric | HRCU-A-CB | NTXSKH36A112** |  | Mini-Splits(Ducted) | PEAD-A36AA9 |  | 33000 | 15.2 | 9.3 | 40000 | 38000 | 95% | 1.75 | 0 | 12.5 |  |  |  |  | R-410A | 2.75 | Residential & Commercial | VSMSHP | Ducted CEE Tier 1
213363174 | Mini/Multi Split | Trane / Mitsubishi Electric | HRCU-A-CB | SUZ-KA24NAH* |  | Mini-Splits(Ducted) | TPEADA0241AA90A |  | 27000 | 15.2 | 8.5 | 34000 | 32000 | 94.12% | 1.75 | 0 | 12.8 |  |  |  |  | R-410A | 2.25 | Residential & Commercial | VSMSHP | Ducted CEE Tier 1
212316191 | Mini/Multi Split | STEALTH | HRCU-A-CB | ACIQ-36ZPL-HP230B |  | Mini-Splits(Ducted) | ACIQ-36CD-HH-MB |  | 36000 | 16.5 | 11 | 42000 | 36000 | 85.71% | 1.98 | 9 | 9 |  |  |  |  | R-410A | 3 | Residential & Commercial | VSMSHP
212316193 | Mini/Multi Split | STEALTH | HRCU-A-CB | ACIQ-60ZPL-HP230B |  | Mini-Splits(Ducted) | ACIQ-60CD-HH-MB |  | 55000 | 15.8 | 9.5 | 57000 | 53000 | 92.98% | 1.97 | 9.4 | 9.4 |  |  |  |  | R-410A | 4.5833 | Residential & Commercial | VSMSHP
212316164 | Mini/Multi Split | STEALTH | HRCU-A-CB | ACIQ-09ZPL-HP230B |  | Mini-Splits(Ducted) | ACIQ-09CD-HH-MB |  | 9000 | 20.2 | 12 | 10000 | 10800 | 108% | 1.9 | 14 | 13.2 |  |  |  |  | R-410A | 0.75 | Residential & Commercial | VSMSHP | Ducted CEE Tier 1
212316165 | Mini/Multi Split | STEALTH | HRCU-A-CB | ACIQ-12ZPL-HP230B |  | Mini-Splits(Ducted) | ACIQ-12CD-HH-MB |  | 12000 | 19.5 | 10 | 12500 | 12100 | 96.8% | 1.96 | 13 | 11.7 |  |  |  |  | R-410A | 1 | Residential & Commercial | VSMSHP | Ducted CEE Tier 1
212316166 | Mini/Multi Split | STEALTH | HRCU-A-CB | ACIQ-18ZPL-HP230B |  | Mini-Splits(Ducted) | ACIQ-18CD-HH-MB |  | 17000 | 18 | 9.5 | 19000 | 17700 | 93.16% | 1.85 | 12.5 | 11.7 |  |  |  |  | R-410A | 1.4167 | Residential & Commercial | VSMSHP | Ducted CEE Tier 1
212316167 | Mini/Multi Split | STEALTH | HRCU-A-CB | ACIQ-24ZPL-HP230B |  | Mini-Splits(Ducted) | ACIQ-24CD-HH-MB |  | 24000 | 19.2 | 10.5 | 25000 | 27000 | 108% | 2 | 12.5 | 12 |  |  |  |  | R-410A | 2 | Residential & Commercial | VSMSHP | Ducted CEE Tier 1
212316105 | Mini/Multi Split | PolarWave | HRCU-A-CB | ACIQ-36ZPL-HP230B |  | Mini-Splits(Ducted) | ACIQ-36CD-HH-MB |  | 36000 | 16.5 | 11 | 42000 | 36000 | 85.71% | 1.98 | 9 | 9 |  |  |  |  | R-410A | 3 | Residential & Commercial | VSMSHP
212316107 | Mini/Multi Split | PolarWave | HRCU-A-CB | ACIQ-60ZPL-HP230B |  | Mini-Splits(Ducted) | ACIQ-60CD-HH-MB |  | 55000 | 15.8 | 9.5 | 57000 | 53000 | 92.98% | 1.97 | 9.4 | 9.4 |  |  |  |  | R-410A | 4.5833 | Residential & Commercial | VSMSHP
212316078 | Mini/Multi Split | PolarWave | HRCU-A-CB | ACIQ-09ZPL-HP230B |  | Mini-Splits(Ducted) | ACIQ-09CD-HH-MB |  | 9000 | 20.2 | 12 | 10000 | 10800 | 108% | 1.9 | 14 | 13.2 |  |  |  |  | R-410A | 0.75 | Residential & Commercial | VSMSHP | Ducted CEE Tier 1
212316079 | Mini/Multi Split | PolarWave | HRCU-A-CB | ACIQ-12ZPL-HP230B |  | Mini-Splits(Ducted) | ACIQ-12CD-HH-MB |  | 12000 | 19.5 | 10 | 12500 | 12100 | 96.8% | 1.96 | 13 | 11.7 |  |  |  |  | R-410A | 1 | Residential & Commercial | VSMSHP | Ducted CEE Tier 1
212316080 | Mini/Multi Split | PolarWave | HRCU-A-CB | ACIQ-18ZPL-HP230B |  | Mini-Splits(Ducted) | ACIQ-18CD-HH-MB |  | 17000 | 18 | 9.5 | 19000 | 17700 | 93.16% | 1.85 | 12.5 | 11.7 |  |  |  |  | R-410A | 1.4167 | Residential & Commercial | VSMSHP | Ducted CEE Tier 1
212316081 | Mini/Multi Split | PolarWave | HRCU-A-CB | ACIQ-24ZPL-HP230B |  | Mini-Splits(Ducted) | ACIQ-24CD-HH-MB |  | 24000 | 19.2 | 10.5 | 25000 | 27000 | 108% | 2 | 12.5 | 12 |  |  |  |  | R-410A | 2 | Residential & Commercial | VSMSHP | Ducted CEE Tier 1
211756579 | Mini/Multi Split | LPS Legacy | HRCU-A-CB | DLCSRBH24AAK |  | Mini-Splits(Ducted) | DLFSDAH24XAK |  | 24000 | 19.2 | 10.5 | 25000 | 27000 | 108% | 2 | 12.5 | 12 |  |  |  |  | R-410A | 2 | Residential & Commercial | VSMSHP | Ducted CEE Tier 1
211756582 | Mini/Multi Split | LPS Legacy | HRCU-A-CB | DLCSRBH18AAK |  | Mini-Splits(Ducted) | DLFSDAH24XAK |  | 17500 | 18 | 10.5 | 19000 | 16000 | 84.21% | 2 | 13.2 | 12.1 |  |  |  |  | R-410A | 1.4583 | Residential & Commercial | VSMSHP | Ducted CEE Tier 1
211756586 | Mini/Multi Split | LPS Legacy | HRCU-A-CB | DLCSRBH18AAK |  | Mini-Splits(Ducted) | DLFSDAH18XHK |  | 17500 | 18 | 10.8 | 19000 | 18000 | 94.74% | 2.2 | 0 | 12.1 |  |  |  |  | R-410A | 1.4583 | Residential & Commercial | VSMSHP | Ducted CEE Tier 1
211756587 | Mini/Multi Split | LPS Legacy | HRCU-A-CB | DLCSRBH09AAK |  | Mini-Splits(Ducted) | DLFSDAH09XHK |  | 9000 | 20.5 | 10 | 9800 | 10800 | 110.2% | 1.9 | 0 | 13.6 |  |  |  |  | R-410A | 0.75 | Residential & Commercial | VSMSHP | Ducted CEE Tier 1
211756588 | Mini/Multi Split | LPS Legacy | HRCU-A-CB | DLCSRBH12AAK |  | Mini-Splits(Ducted) | DLFSDAH12XHK |  | 12000 | 20 | 9.5 | 12000 | 12000 | 100% | 1.85 | 0 | 12 |  |  |  |  | R-410A | 1 | Residential & Commercial | VSMSHP | Ducted CEE Tier 1
211756589 | Mini/Multi Split | LPS Legacy | HRCU-A-CB | DLCLRCH48AAK |  | Mini-Splits(Ducted) | DLFLDAH48XHK |  | 48000 | 15.2 | 9.7 | 50000 | 35600 | 71.2% | 1.93 | 0 | 8.8 |  |  |  |  | R-410A | 4 | Residential & Commercial | VSMSHP
211756590 | Mini/Multi Split | LPS Legacy | HRCU-A-CB | DLCSRBH24AAK |  | Mini-Splits(Ducted) | DLFSDAH24XHK |  | 24000 | 19.2 | 11.1 | 25000 | 24000 | 96% | 2 | 0 | 12 |  |  |  |  | R-410A | 2 | Residential & Commercial | VSMSHP | Ducted CEE Tier 1
211781740 | Mini/Multi Split | RHEEM | HRCU-A-CB | RO1HHZ24AJ8S |  | Mini-Splits(Ducted) | RIMHHZ24AJ8S |  | 24000 | 18.5 | 10 | 27000 | 23200 | 85.93% | 2 | 0 | 11.7 |  |  |  |  | R-410A | 2 | Residential & Commercial | VSMSHP | Ducted CEE Tier 1
211781741 | Mini/Multi Split | RHEEM | HRCU-A-CB | RO1HHZ30AJ8S |  | Mini-Splits(Ducted) | RIMHHZ30AJ8S |  | 30000 | 18.5 | 10 | 32000 | 28000 | 87.5% | 2.04 | 0 | 10.4 |  |  |  |  | R-410A | 2.5 | Residential & Commercial | VSMSHP | Ducted CEE Tier 1
211781742 | Mini/Multi Split | RHEEM | HRCU-A-CB | RO1HHZ36AJ8S |  | Mini-Splits(Ducted) | RIMHHZ36AJ8S |  | 36000 | 18 | 9.8 | 38000 | 31000 | 81.58% | 2.08 | 0 | 9.6 |  |  |  |  | R-410A | 3 | Residential & Commercial | VSMSHP
211781751 | Mini/Multi Split | RHEEM | HRCU-A-CB | RD16AZ24AJVUA |  | Mini-Splits(Ducted) | RHMVZ2421MNAUNJ |  | 24000 | 18.8 | 10 | 27000 | 23000 | 85.19% | 1.94 | 0 | 11.7 |  |  |  |  | R-410A | 2 | Residential & Commercial | VSMSHP | Ducted CEE Tier 1
211781752 | Mini/Multi Split | RHEEM | HRCU-A-CB | RD16AZ30AJVUA |  | Mini-Splits(Ducted) | RHMVZ3021SNAUNJ |  | 30000 | 18.5 | 9.5 | 32000 | 27000 | 84.38% | 1.92 | 0 | 10 |  |  |  |  | R-410A | 2.5 | Residential & Commercial | VSMSHP | Ducted CEE Tier 1
211781753 | Mini/Multi Split | RHEEM | HRCU-A-CB | RD16AZ30AJHUA |  | Mini-Splits(Ducted) | RHMVZ3021SNAUNJ |  | 28600 | 18.8 | 9.7 | 32000 | 33000 | 103.1% | 1.76 | 12 | 11.7 |  |  |  |  | R-410A | 2.3833 | Residential & Commercial | VSMSHP | Ducted CEE Tier 1
211781754 | Mini/Multi Split | RHEEM | HRCU-A-CB | RD16AZ36AJHUA |  | Mini-Splits(Ducted) | RHMVZ3621MNAUAJ |  | 33000 | 17.1 | 10.4 | 38000 | 42000 | 110.5% | 1.84 | 11.5 | 11 |  |  |  |  | R-410A | 2.75 | Residential & Commercial | VSMSHP | Ducted CEE Tier 1
211781755 | Mini/Multi Split | RHEEM | HRCU-A-CB | RD16AZ48AJHUA |  | Mini-Splits(Ducted) | RHMVZ4821SNAUAJ |  | 45500 | 16.6 | 10 | 51000 | 51000 | 100% | 1.92 | 9.1 | 8.8 |  |  |  |  | R-410A | 3.7917 | Residential & Commercial | VSMSHP
211781756 | Mini/Multi Split | RUUD | HRCU-A-CB | RO1HHZ18AJ8S |  | Mini-Splits(Ducted) | RIMHHZ18AJ8S |  | 17100 | 18.6 | 10 | 21600 | 16800 | 77.78% | 2.12 | 0 | 11.7 |  |  |  |  | R-410A | 1.425 | Residential & Commercial | VSMSHP | Ducted CEE Tier 1
211781757 | Mini/Multi Split | RUUD | HRCU-A-CB | RO1HHZ24AJ8S |  | Mini-Splits(Ducted) | RIMHHZ24AJ8S |  | 24000 | 18.5 | 10 | 27000 | 23200 | 85.93% | 2 | 0 | 11.7 |  |  |  |  | R-410A | 2 | Residential & Commercial | VSMSHP | Ducted CEE Tier 1
211781758 | Mini/Multi Split | RUUD | HRCU-A-CB | RO1HHZ30AJ8S |  | Mini-Splits(Ducted) | RIMHHZ30AJ8S |  | 30000 | 18.5 | 10 | 32000 | 28000 | 87.5% | 2.04 | 0 | 10.4 |  |  |  |  | R-410A | 2.5 | Residential & Commercial | VSMSHP | Ducted CEE Tier 1
211781759 | Mini/Multi Split | RUUD | HRCU-A-CB | RO1HHZ36AJ8S |  | Mini-Splits(Ducted) | RIMHHZ36AJ8S |  | 36000 | 18 | 9.8 | 38000 | 31000 | 81.58% | 2.08 | 0 | 9.6 |  |  |  |  | R-410A | 3 | Residential & Commercial | VSMSHP
211781768 | Mini/Multi Split | RUUD | HRCU-A-CB | RD16AZ24AJVUA |  | Mini-Splits(Ducted) | RHMVZ2421MNAUNJ |  | 24000 | 18.8 | 10 | 27000 | 23000 | 85.19% | 1.94 | 0 | 11.7 |  |  |  |  | R-410A | 2 | Residential & Commercial | VSMSHP | Ducted CEE Tier 1
211781769 | Mini/Multi Split | RUUD | HRCU-A-CB | RD16AZ30AJVUA |  | Mini-Splits(Ducted) | RHMVZ3021SNAUNJ |  | 30000 | 18.5 | 9.5 | 32000 | 27000 | 84.38% | 1.92 | 0 | 10 |  |  |  |  | R-410A | 2.5 | Residential & Commercial | VSMSHP | Ducted CEE Tier 1
211781770 | Mini/Multi Split | RUUD | HRCU-A-CB | RD16AZ30AJHUA |  | Mini-Splits(Ducted) | RHMVZ3021SNAUNJ |  | 28600 | 18.8 | 9.7 | 32000 | 33000 | 103.1% | 1.76 | 12 | 11.7 |  |  |  |  | R-410A | 2.3833 | Residential & Commercial | VSMSHP | Ducted CEE Tier 1
211781771 | Mini/Multi Split | RUUD | HRCU-A-CB | RD16AZ36AJHUA |  | Mini-Splits(Ducted) | RHMVZ3621MNAUAJ |  | 33000 | 17.1 | 10.4 | 38000 | 42000 | 110.5% | 1.84 | 11.5 | 11 |  |  |  |  | R-410A | 2.75 | Residential & Commercial | VSMSHP | Ducted CEE Tier 1
211781772 | Mini/Multi Split | RUUD | HRCU-A-CB | RD16AZ48AJHUA |  | Mini-Splits(Ducted) | RHMVZ4821SNAUAJ |  | 45500 | 16.6 | 10 | 51000 | 51000 | 100% | 1.92 | 9.1 | 8.8 |  |  |  |  | R-410A | 3.7917 | Residential & Commercial | VSMSHP
211756568 | Mini/Multi Split | LPS Legacy | HRCU-A-CB | DLCSRBH09AAK |  | Mini-Splits(Ducted) | DLFSDAH09XAK |  | 9000 | 20.2 | 12 | 10000 | 10800 | 108% | 1.9 | 14 | 13.2 |  |  |  |  | R-410A | 0.75 | Residential & Commercial | VSMSHP | Ducted CEE Tier 1
211756570 | Mini/Multi Split | LPS Legacy | HRCU-A-CB | DLCSRBH12AAK |  | Mini-Splits(Ducted) | DLFSDAH12XAK |  | 12000 | 19.5 | 10 | 12500 | 12100 | 96.8% | 1.96 | 13 | 11.7 |  |  |  |  | R-410A | 1 | Residential & Commercial | VSMSHP | Ducted CEE Tier 1
211756573 | Mini/Multi Split | LPS Legacy | HRCU-A-CB | DLCSRBH18AAK |  | Mini-Splits(Ducted) | DLFSDAH18XAK |  | 17000 | 18 | 9.5 | 19000 | 17700 | 93.16% | 1.85 | 12.5 | 11.7 |  |  |  |  | R-410A | 1.4167 | Residential & Commercial | VSMSHP | Ducted CEE Tier 1
211727011 | Mini/Multi Split | GE Appliances | HRCU-A-CB | ASH124UCDD** |  | Mini-Splits(Ducted) | USYM24UCDD** |  | 24000 | 16.5 | 8.1 | 26000 | 20000 | 76.92% | 1.8 | 0 | 9.5 |  |  |  |  | R-410A | 2 | Residential & Commercial | VSMSHP
211727012 | Mini/Multi Split | GE Appliances | HRCU-A-CB | ASH3036UCDD** |  | Mini-Splits(Ducted) | USYM30UCDD** |  | 30000 | 15.2 | 9 | 32000 | 23800 | 74.38% | 1.8 | 0 | 9 |  |  |  |  | R-410A | 2.5 | Residential & Commercial | VSMSHP
211727031 | Mini/Multi Split | AMERICAN STANDARD | HRCU-A-CB | 4TXK2512A10N0** |  | Mini-Splits(Ducted) | 4MXD2312A10N0** |  | 12000 | 20 | 8.5 | 12000 | 8800 | 73.33% | 1.9 | 11.8 | 11.8 |  |  |  |  | R-410A | 1 | Residential & Commercial | VSMSHP | Ducted CEE Tier 1
211727035 | Mini/Multi Split | AMERICAN STANDARD | HRCU-A-CB | 4TXK2524A10N0** |  | Mini-Splits(Ducted) | 4MXD2324A10N0** |  | 22000 | 20 | 9 | 24000 | 19000 | 79.17% | 1.9 | 12.5 | 12.5 |  |  |  |  | R-410A | 1.8333 | Residential & Commercial | VSMSHP | Ducted CEE Tier 1
211727038 | Mini/Multi Split | TRANE | HRCU-A-CB | 4TXK2512A10N0** |  | Mini-Splits(Ducted) | 4MXD2312A10N0** |  | 12000 | 20 | 8.5 | 12000 | 8800 | 73.33% | 1.9 | 11.8 | 11.8 |  |  |  |  | R-410A | 1 | Residential & Commercial | VSMSHP | Ducted CEE Tier 1
211727042 | Mini/Multi Split | TRANE | HRCU-A-CB | 4TXK2524A10N0** |  | Mini-Splits(Ducted) | 4MXD2324A10N0** |  | 22000 | 20 | 9 | 24000 | 19000 | 79.17% | 1.9 | 12.5 | 12.5 |  |  |  |  | R-410A | 1.8333 | Residential & Commercial | VSMSHP | Ducted CEE Tier 1
211729105 | Mini/Multi Split | HAIER | HRCU-A-CB | 1U4248LP2HD** |  | Mini-Splits(Ducted) | USYM42UCDD** |  | 42000 | 15.2 | 8.7 | 45000 | 36800 | 81.78% | 1.75 | 0 | 7.8 |  |  |  |  | R-410A | 3.5 | Residential & Commercial | VSMSHP
211729106 | Mini/Multi Split | HAIER | HRCU-A-CB | 1U4248LP2HD** |  | Mini-Splits(Ducted) | USYM48UCDD** |  | 46000 | 15.2 | 8.8 | 48000 | 35600 | 74.17% | 1.75 | 0 | 7.3 |  |  |  |  | R-410A | 3.8333 | Residential & Commercial | VSMSHP
211729713 | Mini/Multi Split | GE Appliances | HRCU-A-CB | ASH4248UCDD** |  | Mini-Splits(Ducted) | USYM42UCDD** |  | 42000 | 15.2 | 8.7 | 45000 | 36800 | 81.78% | 1.75 | 0 | 7.8 |  |  |  |  | R-410A | 3.5 | Residential & Commercial | VSMSHP
211729714 | Mini/Multi Split | GE Appliances | HRCU-A-CB | ASH4248UCDD** |  | Mini-Splits(Ducted) | USYM48UCDD** |  | 46000 | 15.2 | 8.8 | 48000 | 35600 | 74.17% | 1.75 | 0 | 7.3 |  |  |  |  | R-410A | 3.8333 | Residential & Commercial | VSMSHP
211749838 | Mini/Multi Split | KINGHOME | HRCU-A-CB | KAM12HO |  | Mini-Splits(Ducted) | KM12HF1DI |  | 12000 | 20 | 8.5 | 12000 | 8800 | 73.33% | 1.9 | 0 | 11.8 |  |  |  |  | R-410A | 1 | Residential & Commercial | VSMSHP | Ducted CEE Tier 1
211749844 | Mini/Multi Split | KINGHOME | HRCU-A-CB | KAM24HO |  | Mini-Splits(Ducted) | KM24HF1DI |  | 22000 | 20 | 9 | 24000 | 19000 | 79.17% | 1.9 | 0 | 12.5 |  |  |  |  | R-410A | 1.8333 | Residential & Commercial | VSMSHP | Ducted CEE Tier 1
211726522 | Mini/Multi Split | Star Air Kontrol | HRCU-A-CB | SAK-24-DTMS/220V |  | Mini-Splits(Ducted) | SAK-24-DTMS/220V |  | 23000 | 19 | 11.2 | 25000 | 20000 | 80% | 2.3 | 12.6 | 12.5 |  |  |  |  | R-410A | 1.9167 | Residential & Commercial | VSMSHP | Ducted CEE Tier 1
211726652 | Mini/Multi Split | GREE | HRCU-A-CB | 3VIR12HP230V1BO |  | Mini-Splits(Ducted) | DUCT12HP230V1BD |  | 12000 | 20 | 8.5 | 12000 | 8800 | 73.33% | 1.9 | 0 | 11.8 |  |  |  |  | R-410A | 1 | Residential & Commercial | VSMSHP | Ducted CEE Tier 1
211726655 | Mini/Multi Split | GREE | HRCU-A-CB | 3VIR18HP230V1BO |  | Mini-Splits(Ducted) | DUCT18HP230V1BD |  | 18000 | 20 | 8.5 | 18000 | 13300 | 73.89% | 2.12 | 0 | 12.5 |  |  |  |  | R-410A | 1.5 | Residential & Commercial | VSMSHP | Ducted CEE Tier 1
211726658 | Mini/Multi Split | GREE | HRCU-A-CB | 3VIR24HP230V1BO |  | Mini-Splits(Ducted) | DUCT24HP230V1BD |  | 22000 | 20 | 9 | 24000 | 19000 | 79.17% | 1.9 | 0 | 12.7 |  |  |  |  | R-410A | 1.8333 | Residential & Commercial | VSMSHP | Ducted CEE Tier 1
211644024 | Mini/Multi Split | Alsetria | HRCU-A-CB | MOX230-09HFN1-MW5W |  | Mini-Splits(Ducted) | MTIU-09HWFN1-M |  | 9000 | 19.2 | 10.2 | 10000 | 8000 | 80% | 2.1 | 13.5 | 12.5 |  |  |  |  | R-410A | 0.75 | Residential & Commercial | VSMSHP | Ducted CEE Tier 1
211644025 | Mini/Multi Split | Alsetria | HRCU-A-CB | MOX230-12HFN1-MV5W |  | Mini-Splits(Ducted) | MTIU-12HWFN1-M |  | 11500 | 19 | 10.3 | 12000 | 8400 | 70% | 2.26 | 12.5 | 11.7 |  |  |  |  | R-410A | 0.95833 | Residential & Commercial | VSMSHP | Ducted CEE Tier 1
211644027 | Mini/Multi Split | Alsetria | HRCU-A-CB | MOD33-24HFN1-MT0W |  | Mini-Splits(Ducted) | MTIU-24HWFN1-M |  | 23000 | 19 | 11.2 | 25000 | 20000 | 80% | 2.3 | 12.6 | 12.5 |  |  |  |  | R-410A | 1.9167 | Residential & Commercial | VSMSHP | Ducted CEE Tier 1
211644037 | Mini/Multi Split | Alsetria | HRCU-A-CB | MOX330-09HFN1-MY5W |  | Mini-Splits(Ducted) | MTIU-09HWFN1-M |  | 9000 | 20.2 | 12 | 10000 | 10800 | 108% | 1.9 | 14 | 13.2 |  |  |  |  | R-410A | 0.75 | Residential & Commercial | VSMSHP | Ducted CEE Tier 1
211644038 | Mini/Multi Split | Alsetria | HRCU-A-CB | MOX330-12HFN1-MW5W |  | Mini-Splits(Ducted) | MTIU-12HWFN1-M |  | 12000 | 19.5 | 10 | 12500 | 12100 | 96.8% | 1.96 | 13 | 11.7 |  |  |  |  | R-410A | 1 | Residential & Commercial | VSMSHP | Ducted CEE Tier 1
211644039 | Mini/Multi Split | Alsetria | HRCU-A-CB | MOX430-17HFN1-MT0W |  | Mini-Splits(Ducted) | MTIU-18HWFN1-M |  | 17000 | 18 | 9.5 | 19000 | 17700 | 93.16% | 1.85 | 12.5 | 11.7 |  |  |  |  | R-410A | 1.4167 | Residential & Commercial | VSMSHP | Ducted CEE Tier 1
211644040 | Mini/Multi Split | Alsetria | HRCU-A-CB | MOD30-24HFN1-MU0W |  | Mini-Splits(Ducted) | MTIU-24HWFN1-M |  | 24000 | 19.2 | 10.5 | 25000 | 27000 | 108% | 2 | 12.5 | 12 |  |  |  |  | R-410A | 2 | Residential & Commercial | VSMSHP | Ducted CEE Tier 1
211644041 | Mini/Multi Split | Alsetria | HRCU-A-CB | MOE30U-36HFN1-M(GA) |  | Mini-Splits(Ducted) | MTI-36HWFN1-M |  | 36000 | 16.5 | 11 | 42000 | 36000 | 85.71% | 1.98 | 9 | 9 |  |  |  |  | R-410A | 3 | Residential & Commercial | VSMSHP
211644049 | Mini/Multi Split | ECO-AIR | HRCU-A-CB | MOX230-09HFN1-MW5W |  | Mini-Splits(Ducted) | MTIU-09HWFN1-M |  | 9000 | 19.2 | 10.2 | 10000 | 8000 | 80% | 2.1 | 13.5 | 12.5 |  |  |  |  | R-410A | 0.75 | Residential & Commercial | VSMSHP | Ducted CEE Tier 1
211644050 | Mini/Multi Split | ECO-AIR | HRCU-A-CB | MOX230-12HFN1-MV5W |  | Mini-Splits(Ducted) | MTIU-12HWFN1-M |  | 11500 | 19 | 10.3 | 12000 | 8400 | 70% | 2.26 | 12.5 | 11.7 |  |  |  |  | R-410A | 0.95833 | Residential & Commercial | VSMSHP | Ducted CEE Tier 1
211644052 | Mini/Multi Split | ECO-AIR | HRCU-A-CB | MOD33-24HFN1-MT0W |  | Mini-Splits(Ducted) | MTIU-24HWFN1-M |  | 23000 | 19 | 11.2 | 25000 | 20000 | 80% | 2.3 | 12.6 | 12.5 |  |  |  |  | R-410A | 1.9167 | Residential & Commercial | VSMSHP | Ducted CEE Tier 1
211644062 | Mini/Multi Split | ECO-AIR | HRCU-A-CB | MOX330-09HFN1-MY5W |  | Mini-Splits(Ducted) | MTIU-09HWFN1-M |  | 9000 | 20.2 | 12 | 10000 | 10800 | 108% | 1.9 | 14 | 13.2 |  |  |  |  | R-410A | 0.75 | Residential & Commercial | VSMSHP | Ducted CEE Tier 1
211644063 | Mini/Multi Split | ECO-AIR | HRCU-A-CB | MOX330-12HFN1-MW5W |  | Mini-Splits(Ducted) | MTIU-12HWFN1-M |  | 12000 | 19.5 | 10 | 12500 | 12100 | 96.8% | 1.96 | 13 | 11.7 |  |  |  |  | R-410A | 1 | Residential & Commercial | VSMSHP | Ducted CEE Tier 1
211644064 | Mini/Multi Split | ECO-AIR | HRCU-A-CB | MOX430-17HFN1-MT0W |  | Mini-Splits(Ducted) | MTIU-18HWFN1-M |  | 17000 | 18 | 9.5 | 19000 | 17700 | 93.16% | 1.85 | 12.5 | 11.7 |  |  |  |  | R-410A | 1.4167 | Residential & Commercial | VSMSHP | Ducted CEE Tier 1
211644065 | Mini/Multi Split | ECO-AIR | HRCU-A-CB | MOD30-24HFN1-MU0W |  | Mini-Splits(Ducted) | MTIU-24HWFN1-M |  | 24000 | 19.2 | 10.5 | 25000 | 27000 | 108% | 2 | 12.5 | 12 |  |  |  |  | R-410A | 2 | Residential & Commercial | VSMSHP | Ducted CEE Tier 1
211644066 | Mini/Multi Split | ECO-AIR | HRCU-A-CB | MOE30U-36HFN1-M(GA) |  | Mini-Splits(Ducted) | MTI-36HWFN1-M |  | 36000 | 16.5 | 11 | 42000 | 36000 | 85.71% | 1.98 | 9 | 9 |  |  |  |  | R-410A | 3 | Residential & Commercial | VSMSHP
211781739 | Mini/Multi Split | RHEEM | HRCU-A-CB | RO1HHZ18AJ8S |  | Mini-Splits(Ducted) | RIMHHZ18AJ8S |  | 17100 | 18.6 | 10 | 21600 | 16800 | 77.78% | 2.12 | 0 | 11.7 |  |  |  |  | R-410A | 1.425 | Residential & Commercial | VSMSHP | Ducted CEE Tier 1
213081463 | Mini/Multi Split | Star Air Kontrol | HRCU-A-CB | SAK-12-DTMS/220V |  | Mini-Splits(Ducted) | SAK-12-DTMS/220V |  | 11500 | 19 | 10.3 | 12000 | 8400 | 70% | 2.26 | 12.5 | 11.7 |  |  |  |  | R-410A | 0.95833 | Residential & Commercial | VSMSHP | Ducted CEE Tier 1
207657376 | Mini/Multi Split | FUJITSU | HRCU-A-CB | AOUH30LUAH1 |  | Mini-Splits(Ducted) | AMUG30LMAS |  | 28600 | 18.8 | 9.7 | 32000 | 33000 | 103.1% | 1.76 | 12 | 11.7 |  |  |  |  | R-410A | 2.3833 | Residential & Commercial | VSMSHP | Ducted CEE Tier 1
207657377 | Mini/Multi Split | FUJITSU | HRCU-A-CB | AOUH36LMAH1 |  | Mini-Splits(Ducted) | AMUG36LMAS |  | 33000 | 17.1 | 10.4 | 38000 | 42000 | 110.5% | 1.84 | 11.5 | 11 |  |  |  |  | R-410A | 2.75 | Residential & Commercial | VSMSHP | Ducted CEE Tier 1
207657378 | Mini/Multi Split | FUJITSU | HRCU-A-CB | AOUH48LMAH1 |  | Mini-Splits(Ducted) | AMUG48LMAS |  | 45500 | 16.6 | 10 | 51000 | 51000 | 100% | 1.92 | 9.1 | 8.8 |  |  |  |  | R-410A | 3.7917 | Residential & Commercial | VSMSHP
211635170 | Mini/Multi Split | DAIKIN | HRCU-A-CB | RZQ18TBVJU* |  | Mini-Splits(Ducted) | FBQ18TBVJU |  | 17700 | 15.5 | 8.5 | 20600 | 20200 | 98.06% | 1.8 | 0 | 12.5 |  |  |  |  | R-410A | 1.475 | Residential & Commercial | VSMSHP | Ducted CEE Tier 1
211635171 | Mini/Multi Split | DAIKIN | HRCU-A-CB | RZQ24TBVJU* |  | Mini-Splits(Ducted) | FBQ24TBVJU |  | 23400 | 15.4 | 9.3 | 27400 | 21000 | 76.64% | 2 | 0 | 10.5 |  |  |  |  | R-410A | 1.95 | Residential & Commercial | VSMSHP | Ducted CEE Tier 1
211635172 | Mini/Multi Split | DAIKIN | HRCU-A-CB | RZQ30TBVJU* |  | Mini-Splits(Ducted) | FBQ30TBVJU |  | 28400 | 16.5 | 8.9 | 34800 | 38000 | 109.2% | 1.8 | 0 | 12.2 |  |  |  |  | R-410A | 2.3667 | Residential & Commercial | VSMSHP | Ducted CEE Tier 1
211635173 | Mini/Multi Split | DAIKIN | HRCU-A-CB | RZQ36TBVJU* |  | Mini-Splits(Ducted) | FBQ36TBVJU |  | 35000 | 16.9 | 8.8 | 40000 | 40000 | 100% | 2.1 | 0 | 11.7 |  |  |  |  | R-410A | 2.9167 | Residential & Commercial | VSMSHP | Ducted CEE Tier 1
211635174 | Mini/Multi Split | DAIKIN | HRCU-A-CB | RZQ42TBVJU* |  | Mini-Splits(Ducted) | FBQ42TBVJU |  | 40000 | 15.6 | 9.5 | 47000 | 41500 | 88.3% | 2.15 | 0 | 10.3 |  |  |  |  | R-410A | 3.3333 | Residential & Commercial | VSMSHP | Ducted CEE Tier 1
211635175 | Mini/Multi Split | DAIKIN | HRCU-A-CB | RZQ48TBVJU* |  | Mini-Splits(Ducted) | FBQ48TBVJU |  | 46500 | 15.3 | 9.3 | 54000 | 42000 | 77.78% | 2.05 | 0 | 8.3 |  |  |  |  | R-410A | 3.875 | Residential & Commercial | VSMSHP
211635176 | Mini/Multi Split | DAIKIN | HRCU-A-CB | RZQ18TBVJU* |  | Mini-Splits(Ducted) | FTQ18TAVJU*A* |  | 17200 | 15.6 | 8.1 | 20000 | 19000 | 95% | 1.85 | 0 | 11.7 |  |  |  |  | R-410A | 1.4333 | Residential & Commercial | VSMSHP | Ducted CEE Tier 1
211635177 | Mini/Multi Split | DAIKIN | HRCU-A-CB | RZQ24TBVJU* |  | Mini-Splits(Ducted) | FTQ24TAVJU*A* |  | 23400 | 16.2 | 8.7 | 27400 | 20800 | 75.91% | 2.1 | 0 | 10 |  |  |  |  | R-410A | 1.95 | Residential & Commercial | VSMSHP | Ducted CEE Tier 1
211635178 | Mini/Multi Split | DAIKIN | HRCU-A-CB | RZQ42TBVJU* |  | Mini-Splits(Ducted) | FTQ42TAVJU*A* |  | 40500 | 16 | 9.2 | 47000 | 40500 | 86.17% | 1.95 | 0 | 10.6 |  |  |  |  | R-410A | 3.375 | Residential & Commercial | VSMSHP | Ducted CEE Tier 1
211635179 | Mini/Multi Split | DAIKIN | HRCU-A-CB | RZQ48TBVJU* |  | Mini-Splits(Ducted) | FTQ48TAVJU*A* |  | 47000 | 15.3 | 8.8 | 54000 | 41000 | 75.93% | 1.95 | 0 | 9.1 |  |  |  |  | R-410A | 3.9167 | Residential & Commercial | VSMSHP
211635180 | Mini/Multi Split | DAIKIN | HRCU-A-CB | RZQ30TBVJU* |  | Mini-Splits(Ducted) | FTQ30TAVJU*A* |  | 29400 | 15.6 | 9.1 | 34000 | 38000 | 111.8% | 1.8 | 0 | 11.9 |  |  |  |  | R-410A | 2.45 | Residential & Commercial | VSMSHP | Ducted CEE Tier 1
211635181 | Mini/Multi Split | DAIKIN | HRCU-A-CB | RZQ36TBVJU* |  | Mini-Splits(Ducted) | FTQ36TAVJU*A* |  | 35000 | 16.4 | 8.8 | 40000 | 40000 | 100% | 1.95 | 0 | 11.2 |  |  |  |  | R-410A | 2.9167 | Residential & Commercial | VSMSHP | Ducted CEE Tier 1
211497195 | Mini/Multi Split | GREE | HRCU-A-CB | GWH18AGDXF-D3DNA1A/O |  | Mini-Splits(Ducted) | GFH(18)DB-D3DN***/I |  | 18000 | 20 | 8.5 | 18000 | 13300 | 73.89% | 2.12 | 0 | 12.5 |  |  |  |  | R-410A | 1.5 | Residential & Commercial | VSMSHP | Ducted CEE Tier 1
211497198 | Mini/Multi Split | GREE | HRCU-A-CB | GWH18QDXF-D3DNB2A/O |  | Mini-Splits(Ducted) | GFH(18)DB-D3DN***/I |  | 18000 | 20 | 8.5 | 18000 | 13300 | 73.89% | 2.12 | 0 | 12.5 |  |  |  |  | R-410A | 1.5 | Residential & Commercial | VSMSHP | Ducted CEE Tier 1
211497046 | Mini/Multi Split | Trane / Mitsubishi Electric | HRCU-A-CB | TRUZH0241HA10NA |  | Mini-Splits(Ducted) | TPVA0A0241AA*** |  | 24000 | 19 | 9.4 | 28000 | 26000 | 92.86% | 1.9 | 11.4 | 11.4 |  |  |  |  | R-410A | 2 | Residential & Commercial | VSMSHP | Ducted CEE Tier 1
211497057 | Mini/Multi Split | Trane / Mitsubishi Electric | HRCU-A-CB | TRUZH0301KA00NA |  | Mini-Splits(Ducted) | TPVA0A0301AA*** |  | 30000 | 18 | 8.7 | 34000 | 32000 | 94.12% | 2.1 | 13 | 13 |  |  |  |  | R-410A | 2.5 | Residential & Commercial | VSMSHP | Ducted CEE Tier 1
211497072 | Mini/Multi Split | Trane / Mitsubishi Electric | HRCU-A-CB | NTXSKH18A112AA |  | Mini-Splits(Ducted) | NAXAMT18A112** |  | 18000 | 18.7 | 9.2 | 21600 | 21600 | 100% | 1.75 | 12.5 | 12.4 |  |  |  |  | R-410A | 1.5 | Residential & Commercial | VSMSHP | Ducted CEE Tier 1
211497073 | Mini/Multi Split | Trane / Mitsubishi Electric | HRCU-A-CB | NTXSKH30A112AA |  | Mini-Splits(Ducted) | NAXAMT30A112** |  | 27000 | 15.2 | 8.5 | 34000 | 32000 | 94.12% | 1.75 | 12.5 | 12.8 |  |  |  |  | R-410A | 2.25 | Residential & Commercial | VSMSHP | Ducted CEE Tier 1
211497077 | Mini/Multi Split | Trane / Mitsubishi Electric | HRCU-A-CB | NTXSKH30A112AA |  | Mini-Splits(Ducted) | NTXAMT30A112** |  | 27000 | 15.2 | 8.5 | 34000 | 32000 | 94.12% | 1.75 | 12.5 | 12.8 |  |  |  |  | R-410A | 2.25 | Residential & Commercial | VSMSHP | Ducted CEE Tier 1
211497081 | Mini/Multi Split | Trane / Mitsubishi Electric | HRCU-A-CB | NTXSKH36A112AA |  | Mini-Splits(Ducted) | NAXAMT36A112** |  | 36000 | 16 | 9 | 40000 | 29800 | 74.5% | 1.97 | 9.5 | 9.5 |  |  |  |  | R-410A | 3 | Residential & Commercial | VSMSHP
211497082 | Mini/Multi Split | Trane / Mitsubishi Electric | HRCU-A-CB | NTXSKH36A112AA |  | Mini-Splits(Ducted) | NTXAMT36A112** |  | 36000 | 16 | 9 | 40000 | 29800 | 74.5% | 1.97 | 9.5 | 9.5 |  |  |  |  | R-410A | 3 | Residential & Commercial | VSMSHP
211497093 | Mini/Multi Split | Trane / Mitsubishi Electric | HRCU-A-CB | NTXSKH18A112AA |  | Mini-Splits(Ducted) | NTXAMT18A112** |  | 18000 | 18.7 | 9.2 | 21600 | 21600 | 100% | 1.75 | 12.5 | 12.4 |  |  |  |  | R-410A | 1.5 | Residential & Commercial | VSMSHP | Ducted CEE Tier 1
211259274 | Mini/Multi Split | Mitsubishi Electric | HRCU-A-CB | PUZ-HA30NKA |  | Mini-Splits(Ducted) | PVA-A30AA* |  | 30000 | 18 | 8.7 | 34000 | 32000 | 94.12% | 2.1 | 13 | 13 |  |  |  |  | R-410A | 2.5 | Residential & Commercial | VSMSHP | Ducted CEE Tier 1
211259279 | Mini/Multi Split | Mitsubishi Electric | HRCU-A-CB | PUZ-HA36NKA |  | Mini-Splits(Ducted) | PVA-A36AA* |  | 33000 | 18.2 | 10 | 40000 | 38000 | 95% | 2 | 13 | 13.2 |  |  |  |  | R-410A | 2.75 | Residential & Commercial | VSMSHP | Ducted CEE Tier 1
211273652 | Mini/Multi Split | Mitsubishi Electric | HRCU-A-CB | SUZ-KA30NAHZ |  | Mini-Splits(Ducted) | SVZ-KP30NA* |  | 27000 | 15.2 | 8.5 | 34000 | 32000 | 94.12% | 1.75 | 12.5 | 12.8 |  |  |  |  | R-410A | 2.25 | Residential & Commercial | VSMSHP | Ducted CEE Tier 1
211273654 | Mini/Multi Split | Mitsubishi Electric | HRCU-A-CB | SUZ-KA36NAHZ |  | Mini-Splits(Ducted) | SVZ-KP36NA* |  | 36000 | 16 | 9 | 40000 | 29800 | 74.5% | 1.97 | 9.5 | 9.5 |  |  |  |  | R-410A | 3 | Residential & Commercial | VSMSHP
211277583 | Mini/Multi Split | Breeze33 | HRCU-A-CB | HSZ9H424ZMO |  | Mini-Splits(Ducted) | D9H424ZMI |  | 9000 | 20.2 | 12 | 10000 | 10800 | 108% | 1.9 | 14 | 13.2 |  |  |  |  | R-410A | 0.75 | Residential & Commercial | VSMSHP | Ducted CEE Tier 1
211277586 | Mini/Multi Split | Breeze33 | HRCU-A-CB | HSZ12H424ZMO |  | Mini-Splits(Ducted) | D12H424ZMI |  | 12000 | 19.5 | 10 | 12500 | 12100 | 96.8% | 1.96 | 13 | 11.7 |  |  |  |  | R-410A | 1 | Residential & Commercial | VSMSHP | Ducted CEE Tier 1
211277590 | Mini/Multi Split | Breeze33 | HRCU-A-CB | HSZ18H424ZMO |  | Mini-Splits(Ducted) | D18H424ZMI |  | 17000 | 18 | 9.5 | 19000 | 17700 | 93.16% | 1.85 | 12.5 | 11.7 |  |  |  |  | R-410A | 1.4167 | Residential & Commercial | VSMSHP | Ducted CEE Tier 1
211277594 | Mini/Multi Split | Breeze33 | HRCU-A-CB | HSZ24H424ZMO |  | Mini-Splits(Ducted) | D24H424ZMI |  | 24000 | 19.2 | 10.5 | 25000 | 27000 | 108% | 2 | 12.5 | 12 |  |  |  |  | R-410A | 2 | Residential & Commercial | VSMSHP | Ducted CEE Tier 1
211289256 | Mini/Multi Split | Mitsubishi Electric | HRCU-A-CB | SUZ-KA18NAHZ |  | Mini-Splits(Ducted) | SVZ-KP18NA* |  | 18000 | 18.7 | 9.2 | 21600 | 21600 | 100% | 1.75 | 12.5 | 12.4 |  |  |  |  | R-410A | 1.5 | Residential & Commercial | VSMSHP | Ducted CEE Tier 1
211234505 | Mini/Multi Split | LG | HRCU-A-CB | LUU180HV |  | Mini-Splits(Ducted) | LVN181HV4 |  | 18000 | 17.25 | 9.25 | 20000 | 16200 | 81% | 2.02 | 0 | 12.3 |  |  |  |  | R-410A | 1.5 | Residential & Commercial | VSMSHP | Ducted CEE Tier 1
211234506 | Mini/Multi Split | LG | HRCU-A-CB | LUU240HV |  | Mini-Splits(Ducted) | LHN248HV |  | 24000 | 16.85 | 9 | 27000 | 21400 | 79.26% | 1.94 | 0 | 11.7 |  |  |  |  | R-410A | 2 | Residential & Commercial | VSMSHP | Ducted CEE Tier 1
211234507 | Mini/Multi Split | LG | HRCU-A-CB | LUU240HV |  | Mini-Splits(Ducted) | LVN241HV4 |  | 23200 | 17.6 | 9.7 | 27000 | 21400 | 79.26% | 2.15 | 0 | 11.7 |  |  |  |  | R-410A | 1.9333 | Residential & Commercial | VSMSHP | Ducted CEE Tier 1
211234509 | Mini/Multi Split | LG | HRCU-A-CB | LUU360HV |  | Mini-Splits(Ducted) | LHN368HV |  | 36000 | 18.85 | 9.2 | 40000 | 33600 | 84% | 1.87 | 0 | 11.85 |  |  |  |  | R-410A | 3 | Residential & Commercial | VSMSHP | Ducted CEE Tier 1
211234510 | Mini/Multi Split | LG | HRCU-A-CB | LUU360HV |  | Mini-Splits(Ducted) | LVN361HV4 |  | 33200 | 16.25 | 8.95 | 40000 | 33800 | 84.5% | 1.81 | 0 | 11.9 |  |  |  |  | R-410A | 2.7667 | Residential & Commercial | VSMSHP | Ducted CEE Tier 1
211234515 | Mini/Multi Split | LG | HRCU-A-CB | LUU420HV |  | Mini-Splits(Ducted) | LVN420HV |  | 42000 | 17.2 | 9.35 | 47000 | 38500 | 81.91% | 1.88 | 0 | 10.75 |  |  |  |  | R-410A | 3.5 | Residential & Commercial | VSMSHP | Ducted CEE Tier 1
211234516 | Mini/Multi Split | LG | HRCU-A-CB | LUU480HV |  | Mini-Splits(Ducted) | LVN480HV |  | 48000 | 16.5 | 9.3 | 50000 | 39500 | 79% | 1.93 | 0 | 9.7 |  |  |  |  | R-410A | 4 | Residential & Commercial | VSMSHP
211246028 | Mini/Multi Split | Cooper&Hunter | HRCU-A-CB | CH-NHPR60LCU-230VO |  | Mini-Splits(Ducted) | CH-60LCDTU/I |  | 55000 | 15.8 | 9.5 | 57000 | 53000 | 92.98% | 1.97 | 9.4 | 9.4 |  |  |  |  | R-410A | 4.5833 | Residential & Commercial | VSMSHP
211150927 | Mini/Multi Split | Trane / Mitsubishi Electric | HRCU-A-C | TRUZH0241HA10NA |  | Mini-Splits(Ducted) | PAA-A24AA* |  | 24000 | 15.6 | 9.3 | 25400 | 25400 | 100% | 1.75 | 11 | 10.5 |  |  |  |  | R-410A | 2 | Residential & Commercial | VSMSHP | Ducted CEE Tier 1
211150928 | Mini/Multi Split | Trane / Mitsubishi Electric | HRCU-A-C | TRUZH0241HA10NA |  | Mini-Splits(Ducted) | PAA-A24BA* |  | 24000 | 15.6 | 9.3 | 25400 | 25400 | 100% | 1.8 | 11 | 10.5 |  |  |  |  | R-410A | 2 | Residential & Commercial | VSMSHP | Ducted CEE Tier 1
211150929 | Mini/Multi Split | Trane / Mitsubishi Electric | HRCU-A-C | TRUZH0301KA00NA |  | Mini-Splits(Ducted) | PAA-A30AA* |  | 30000 | 18 | 8.9 | 35400 | 35400 | 100% | 1.8 | 12.5 | 12 |  |  |  |  | R-410A | 2.5 | Residential & Commercial | VSMSHP | Ducted CEE Tier 1
211150930 | Mini/Multi Split | Trane / Mitsubishi Electric | HRCU-A-C | TRUZH0301KA00NA |  | Mini-Splits(Ducted) | PAA-A30BA* |  | 30000 | 18 | 8.9 | 35400 | 35400 | 100% | 1.75 | 12.5 | 12 |  |  |  |  | R-410A | 2.5 | Residential & Commercial | VSMSHP | Ducted CEE Tier 1
211150931 | Mini/Multi Split | Trane / Mitsubishi Electric | HRCU-A-C | TRUZH0361KA00NA |  | Mini-Splits(Ducted) | PAA-A36BA* |  | 36000 | 15.3 | 9.5 | 42000 | 42000 | 100% | 1.8 | 11 | 10.5 |  |  |  |  | R-410A | 3 | Residential & Commercial | VSMSHP | Ducted CEE Tier 1
211150932 | Mini/Multi Split | Trane / Mitsubishi Electric | HRCU-A-C | TRUZH0361KA00NA |  | Mini-Splits(Ducted) | PAA-A36CA* |  | 36000 | 15.3 | 9.5 | 42000 | 42000 | 100% | 1.8 | 11 | 10.5 |  |  |  |  | R-410A | 3 | Residential & Commercial | VSMSHP | Ducted CEE Tier 1
211132740 | Mini/Multi Split | TEMPSTAR | HRCU-A-CB | DLCSRBH24AAK |  | Mini-Splits(Ducted) | DLFSDAH24XHK |  | 24000 | 19.2 | 11.1 | 25000 | 24000 | 96% | 2 | 0 | 12 |  |  |  |  | R-410A | 2 | Residential & Commercial | VSMSHP | Ducted CEE Tier 1
211132743 | Mini/Multi Split | SMART COMFORT | HRCU-A-CB | DLCLRCH48AAK |  | Mini-Splits(Ducted) | DLFLDAH48XHK |  | 48000 | 15.2 | 9.7 | 50000 | 35600 | 71.2% | 1.93 | 0 | 8.8 |  |  |  |  | R-410A | 4 | Residential & Commercial | VSMSHP
211132744 | Mini/Multi Split | SMART COMFORT | HRCU-A-CB | DLCSRBH24AAK |  | Mini-Splits(Ducted) | DLFSDAH24XHK |  | 24000 | 19.2 | 11.1 | 25000 | 24000 | 96% | 2 | 0 | 12 |  |  |  |  | R-410A | 2 | Residential & Commercial | VSMSHP | Ducted CEE Tier 1
211132747 | Mini/Multi Split | AIRQUEST | HRCU-A-CB | DLCLRCH48AAK |  | Mini-Splits(Ducted) | DLFLDAH48XHK |  | 48000 | 15.2 | 9.7 | 50000 | 35600 | 71.2% | 1.93 | 0 | 8.8 |  |  |  |  | R-410A | 4 | Residential & Commercial | VSMSHP
211132748 | Mini/Multi Split | AIRQUEST | HRCU-A-CB | DLCSRBH24AAK |  | Mini-Splits(Ducted) | DLFSDAH24XHK |  | 24000 | 19.2 | 11.1 | 25000 | 24000 | 96% | 2 | 0 | 12 |  |  |  |  | R-410A | 2 | Residential & Commercial | VSMSHP | Ducted CEE Tier 1
211132918 | Mini/Multi Split | CARRIER | HRCU-A-CB | 38MARBQ18AA3 |  | Mini-Splits(Ducted) | 40MBDAQ18XH3 |  | 17500 | 18 | 10.8 | 19000 | 18000 | 94.74% | 2.2 | 0 | 12.1 |  |  |  |  | R-410A | 1.4583 | Residential & Commercial | VSMSHP | Ducted CEE Tier 1
211132920 | Mini/Multi Split | CARRIER | HRCU-A-CB | 38MARBQ09AA3 |  | Mini-Splits(Ducted) | 40MBDAQ09XH3 |  | 9000 | 20.5 | 10 | 9800 | 10800 | 110.2% | 1.9 | 0 | 13.6 |  |  |  |  | R-410A | 0.75 | Residential & Commercial | VSMSHP | Ducted CEE Tier 1
211132922 | Mini/Multi Split | CARRIER | HRCU-A-CB | 38MBRCQ48AA3 |  | Mini-Splits(Ducted) | 40MBDAQ48XH3 |  | 48000 | 15.2 | 9.7 | 50000 | 35600 | 71.2% | 1.93 | 0 | 8.8 |  |  |  |  | R-410A | 4 | Residential & Commercial | VSMSHP
211132923 | Mini/Multi Split | CARRIER | HRCU-A-CB | 38MARBQ24AA3 |  | Mini-Splits(Ducted) | 40MBDAQ24XH3 |  | 24000 | 19.2 | 11.1 | 25000 | 24000 | 96% | 2 | 0 | 12 |  |  |  |  | R-410A | 2 | Residential & Commercial | VSMSHP | Ducted CEE Tier 1
211132925 | Mini/Multi Split | CARRIER | HRCU-A-CB | 38MARBQ12AA3 |  | Mini-Splits(Ducted) | 40MBDAQ12XH3 |  | 12000 | 20 | 9.5 | 12000 | 12000 | 100% | 1.85 | 0 | 12 |  |  |  |  | R-410A | 1 | Residential & Commercial | VSMSHP | Ducted CEE Tier 1
211132930 | Mini/Multi Split | BRYANT | HRCU-A-CB | 38MARBQ18AA3 |  | Mini-Splits(Ducted) | 40MBDAQ18XH3 |  | 17500 | 18 | 10.8 | 19000 | 18000 | 94.74% | 2.2 | 0 | 12.1 |  |  |  |  | R-410A | 1.4583 | Residential & Commercial | VSMSHP | Ducted CEE Tier 1
211132932 | Mini/Multi Split | BRYANT | HRCU-A-CB | 38MARBQ09AA3 |  | Mini-Splits(Ducted) | 40MBDAQ09XH3 |  | 9000 | 20.5 | 10 | 9800 | 10800 | 110.2% | 1.9 | 0 | 13.6 |  |  |  |  | R-410A | 0.75 | Residential & Commercial | VSMSHP | Ducted CEE Tier 1
211132933 | Mini/Multi Split | BRYANT | HRCU-A-CB | 38MBRCQ48AA3 |  | Mini-Splits(Ducted) | 40MBDAQ48XH3 |  | 48000 | 15.2 | 9.7 | 50000 | 35600 | 71.2% | 1.93 | 0 | 8.8 |  |  |  |  | R-410A | 4 | Residential & Commercial | VSMSHP
211132935 | Mini/Multi Split | BRYANT | HRCU-A-CB | 38MARBQ24AA3 |  | Mini-Splits(Ducted) | 40MBDAQ24XH3 |  | 24000 | 19.2 | 11.1 | 25000 | 24000 | 96% | 2 | 0 | 12 |  |  |  |  | R-410A | 2 | Residential & Commercial | VSMSHP | Ducted CEE Tier 1
211132937 | Mini/Multi Split | BRYANT | HRCU-A-CB | 38MARBQ12AA3 |  | Mini-Splits(Ducted) | 40MBDAQ12XH3 |  | 12000 | 20 | 9.5 | 12000 | 12000 | 100% | 1.85 | 0 | 12 |  |  |  |  | R-410A | 1 | Residential & Commercial | VSMSHP | Ducted CEE Tier 1
211132941 | Mini/Multi Split | PAYNE | HRCU-A-CB | 38MARBQ18AA3 |  | Mini-Splits(Ducted) | 40MBDAQ18XH3 |  | 17500 | 18 | 10.8 | 19000 | 18000 | 94.74% | 2.2 | 0 | 12.1 |  |  |  |  | R-410A | 1.4583 | Residential & Commercial | VSMSHP | Ducted CEE Tier 1
211132943 | Mini/Multi Split | PAYNE | HRCU-A-CB | 38MARBQ09AA3 |  | Mini-Splits(Ducted) | 40MBDAQ09XH3 |  | 9000 | 20.5 | 10 | 9800 | 10800 | 110.2% | 1.9 | 0 | 13.6 |  |  |  |  | R-410A | 0.75 | Residential & Commercial | VSMSHP | Ducted CEE Tier 1
211132944 | Mini/Multi Split | PAYNE | HRCU-A-CB | 38MBRCQ48AA3 |  | Mini-Splits(Ducted) | 40MBDAQ48XH3 |  | 48000 | 15.2 | 9.7 | 50000 | 35600 | 71.2% | 1.93 | 0 | 8.8 |  |  |  |  | R-410A | 4 | Residential & Commercial | VSMSHP
211132946 | Mini/Multi Split | PAYNE | HRCU-A-CB | 38MARBQ24AA3 |  | Mini-Splits(Ducted) | 40MBDAQ24XH3 |  | 24000 | 19.2 | 11.1 | 25000 | 24000 | 96% | 2 | 0 | 12 |  |  |  |  | R-410A | 2 | Residential & Commercial | VSMSHP | Ducted CEE Tier 1
211132948 | Mini/Multi Split | PAYNE | HRCU-A-CB | 38MARBQ12AA3 |  | Mini-Splits(Ducted) | 40MBDAQ12XH3 |  | 12000 | 20 | 9.5 | 12000 | 12000 | 100% | 1.85 | 0 | 12 |  |  |  |  | R-410A | 1 | Residential & Commercial | VSMSHP | Ducted CEE Tier 1
211132952 | Mini/Multi Split | Weathermaker | HRCU-A-CB | 38MARBQ18AA3 |  | Mini-Splits(Ducted) | 40MBDAQ18XH3 |  | 17500 | 18 | 10.8 | 19000 | 18000 | 94.74% | 2.2 | 0 | 12.1 |  |  |  |  | R-410A | 1.4583 | Residential & Commercial | VSMSHP | Ducted CEE Tier 1
211132954 | Mini/Multi Split | Weathermaker | HRCU-A-CB | 38MARBQ09AA3 |  | Mini-Splits(Ducted) | 40MBDAQ09XH3 |  | 9000 | 20.5 | 10 | 9800 | 10800 | 110.2% | 1.9 | 0 | 13.6 |  |  |  |  | R-410A | 0.75 | Residential & Commercial | VSMSHP | Ducted CEE Tier 1
211132956 | Mini/Multi Split | Weathermaker | HRCU-A-CB | 38MBRCQ48AA3 |  | Mini-Splits(Ducted) | 40MBDAQ48XH3 |  | 48000 | 15.2 | 9.7 | 50000 | 35600 | 71.2% | 1.93 | 0 | 8.8 |  |  |  |  | R-410A | 4 | Residential & Commercial | VSMSHP
211132957 | Mini/Multi Split | Weathermaker | HRCU-A-CB | 38MARBQ24AA3 |  | Mini-Splits(Ducted) | 40MBDAQ24XH3 |  | 24000 | 19.2 | 11.1 | 25000 | 24000 | 96% | 2 | 0 | 12 |  |  |  |  | R-410A | 2 | Residential & Commercial | VSMSHP | Ducted CEE Tier 1
211132959 | Mini/Multi Split | Weathermaker | HRCU-A-CB | 38MARBQ12AA3 |  | Mini-Splits(Ducted) | 40MBDAQ12XH3 |  | 12000 | 20 | 9.5 | 12000 | 12000 | 100% | 1.85 | 0 | 12 |  |  |  |  | R-410A | 1 | Residential & Commercial | VSMSHP | Ducted CEE Tier 1
211132964 | Mini/Multi Split | MIDEA | HRCU-A-CB | 38MARBQ18AA3 |  | Mini-Splits(Ducted) | 40MBDAQ18XH3 |  | 17500 | 18 | 10.8 | 19000 | 18000 | 94.74% | 2.2 | 0 | 12.1 |  |  |  |  | R-410A | 1.4583 | Residential & Commercial | VSMSHP | Ducted CEE Tier 1
211132965 | Mini/Multi Split | MIDEA | HRCU-A-CB | 38MARBQ09AA3 |  | Mini-Splits(Ducted) | 40MBDAQ09XH3 |  | 9000 | 20.5 | 10 | 9800 | 10800 | 110.2% | 1.9 | 0 | 13.6 |  |  |  |  | R-410A | 0.75 | Residential & Commercial | VSMSHP | Ducted CEE Tier 1
211132966 | Mini/Multi Split | MIDEA | HRCU-A-CB | 38MBRCQ48AA3 |  | Mini-Splits(Ducted) | 40MBDAQ48XH3 |  | 48000 | 15.2 | 9.7 | 50000 | 35600 | 71.2% | 1.93 | 0 | 8.8 |  |  |  |  | R-410A | 4 | Residential & Commercial | VSMSHP
211132968 | Mini/Multi Split | MIDEA | HRCU-A-CB | 38MARBQ24AA3 |  | Mini-Splits(Ducted) | 40MBDAQ24XH3 |  | 24000 | 19.2 | 11.1 | 25000 | 24000 | 96% | 2 | 0 | 12 |  |  |  |  | R-410A | 2 | Residential & Commercial | VSMSHP | Ducted CEE Tier 1
211132970 | Mini/Multi Split | MIDEA | HRCU-A-CB | 38MARBQ12AA3 |  | Mini-Splits(Ducted) | 40MBDAQ12XH3 |  | 12000 | 20 | 9.5 | 12000 | 12000 | 100% | 1.85 | 0 | 12 |  |  |  |  | R-410A | 1 | Residential & Commercial | VSMSHP | Ducted CEE Tier 1
211078834 | Mini/Multi Split | FUJITSU | HRCU-A-CB | AOUH24LUAS1 |  | Mini-Splits(Ducted) | ARUH24LUAS |  | 24000 | 18.5 | 10 | 27000 | 23200 | 85.93% | 2 | 0 | 11.7 |  |  |  |  | R-410A | 2 | Residential & Commercial | VSMSHP | Ducted CEE Tier 1
211078835 | Mini/Multi Split | FUJITSU | HRCU-A-CB | AOUH24LUAS1 |  | Mini-Splits(Ducted) | AMUG24LMAS |  | 24000 | 18.8 | 10 | 27000 | 23000 | 85.19% | 1.94 | 0 | 11.7 |  |  |  |  | R-410A | 2 | Residential & Commercial | VSMSHP | Ducted CEE Tier 1
211078837 | Mini/Multi Split | FUJITSU | HRCU-A-CB | AOUH30LUAS1 |  | Mini-Splits(Ducted) | ARUH30LUAS |  | 30000 | 18.5 | 10 | 32000 | 28000 | 87.5% | 2.04 | 0 | 10.4 |  |  |  |  | R-410A | 2.5 | Residential & Commercial | VSMSHP | Ducted CEE Tier 1
211078838 | Mini/Multi Split | FUJITSU | HRCU-A-CB | AOUH30LUAS1 |  | Mini-Splits(Ducted) | AMUG30LMAS |  | 30000 | 18.5 | 9.5 | 32000 | 27000 | 84.38% | 1.92 | 0 | 10 |  |  |  |  | R-410A | 2.5 | Residential & Commercial | VSMSHP | Ducted CEE Tier 1
211078840 | Mini/Multi Split | FUJITSU | HRCU-A-CB | AOUH36LUAS1 |  | Mini-Splits(Ducted) | ARUH36LUAS |  | 36000 | 18 | 9.8 | 38000 | 31000 | 81.58% | 2.08 | 0 | 9.6 |  |  |  |  | R-410A | 3 | Residential & Commercial | VSMSHP
211078842 | Mini/Multi Split | FUJITSU | HRCU-A-CB | AOUH18LUAS1 |  | Mini-Splits(Ducted) | ARUH18LUAS |  | 17100 | 18.6 | 10 | 21600 | 16800 | 77.78% | 2.12 | 0 | 11.7 |  |  |  |  | R-410A | 1.425 | Residential & Commercial | VSMSHP | Ducted CEE Tier 1
213362131 | Mini/Multi Split | Trane / Mitsubishi Electric | HRCU-A-CB | SUZ-KA09NAHZ* |  | Mini-Splits(Ducted) | TPEADA0091AA90A |  | 9000 | 19 | 9.9 | 12000 | 8800 | 73.33% | 3.28 | 0 | 13.4 |  |  |  |  | R-410A | 0.75 | Residential & Commercial | VSMSHP | Ducted CEE Tier 1
213362132 | Mini/Multi Split | Mitsubishi Electric | HRCU-A-CB | SUZ-KA09NAHZ* |  | Mini-Splits(Ducted) | PEAD-A09AA9 |  | 9000 | 19 | 9.9 | 12000 | 8800 | 73.33% | 3.28 | 0 | 13.4 |  |  |  |  | R-410A | 0.75 | Residential & Commercial | VSMSHP | Ducted CEE Tier 1
213362139 | Mini/Multi Split | Trane / Mitsubishi Electric | HRCU-A-CB | SUZ-KA12NAHZ* |  | Mini-Splits(Ducted) | TPEADA0121AA90A |  | 12000 | 20.6 | 10 | 15000 | 15000 | 100% | 2.08 | 0 | 14.1 |  |  |  |  | R-410A | 1 | Residential & Commercial | VSMSHP | Ducted CEE Tier 1
213362140 | Mini/Multi Split | Mitsubishi Electric | HRCU-A-CB | SUZ-KA12NAHZ* |  | Mini-Splits(Ducted) | PEAD-A12AA9 |  | 12000 | 20.6 | 10 | 15000 | 15000 | 100% | 2.08 | 0 | 14.1 |  |  |  |  | R-410A | 1 | Residential & Commercial | VSMSHP | Ducted CEE Tier 1
213362145 | Mini/Multi Split | Trane / Mitsubishi Electric | HRCU-A-CB | SUZ-KA15NAHZ* |  | Mini-Splits(Ducted) | TPEADA0151AA90A |  | 15000 | 18.3 | 9.2 | 18000 | 18000 | 100% | 1.83 | 0 | 12.5 |  |  |  |  | R-410A | 1.25 | Residential & Commercial | VSMSHP | Ducted CEE Tier 1
213362146 | Mini/Multi Split | Mitsubishi Electric | HRCU-A-CB | SUZ-KA15NAHZ* |  | Mini-Splits(Ducted) | PEAD-A15AA9 |  | 15000 | 18.3 | 9.2 | 18000 | 18000 | 100% | 1.83 | 0 | 12.5 |  |  |  |  | R-410A | 1.25 | Residential & Commercial | VSMSHP | Ducted CEE Tier 1
213361978 | Mini/Multi Split | LG | HRCU-A-CB | LUU360HV |  | Mini-Splits(Ducted) | LVN300HCV |  | 30000 | 17 | 9.2 | 34000 | 32600 | 95.88% | 1.8 | 0 | 12.8 |  |  |  |  | R-410A | 2.5 | Residential & Commercial | VSMSHP | Ducted CEE Tier 1
213361979 | Mini/Multi Split | LG | HRCU-A-CB | LUU601HV |  | Mini-Splits(Ducted) | LVN420HV |  | 42000 | 17.2 | 9.3 | 48000 | 40000 | 83.33% | 2.1 | 0 | 11.7 |  |  |  |  | R-410A | 3.5 | Residential & Commercial | VSMSHP | Ducted CEE Tier 1
213361980 | Mini/Multi Split | LG | HRCU-A-CB | LUU601HV |  | Mini-Splits(Ducted) | LVN480HV |  | 46000 | 17.5 | 9.2 | 50000 | 40500 | 81% | 2.1 | 0 | 11.7 |  |  |  |  | R-410A | 3.8333 | Residential & Commercial | VSMSHP | Ducted CEE Tier 1
213361981 | Mini/Multi Split | LG | HRCU-A-CB | LUU601HV |  | Mini-Splits(Ducted) | LVN600HV |  | 52500 | 16.5 | 9.2 | 56500 | 41500 | 73.45% | 1.8 | 0 | 11.7 |  |  |  |  | R-410A | 4.375 | Residential & Commercial | VSMSHP | Ducted CEE Tier 1
211132679 | Mini/Multi Split | ARCOAIRE | HRCU-A-CB | DLCSRBH18AAK |  | Mini-Splits(Ducted) | DLFSDAH18XHK |  | 17500 | 18 | 10.8 | 19000 | 18000 | 94.74% | 2.2 | 0 | 12.1 |  |  |  |  | R-410A | 1.4583 | Residential & Commercial | VSMSHP | Ducted CEE Tier 1
211132680 | Mini/Multi Split | ARCOAIRE | HRCU-A-CB | DLCSRBH09AAK |  | Mini-Splits(Ducted) | DLFSDAH09XHK |  | 9000 | 20.5 | 10 | 9800 | 10800 | 110.2% | 1.9 | 0 | 13.6 |  |  |  |  | R-410A | 0.75 | Residential & Commercial | VSMSHP | Ducted CEE Tier 1
211132681 | Mini/Multi Split | ARCOAIRE | HRCU-A-CB | DLCSRBH12AAK |  | Mini-Splits(Ducted) | DLFSDAH12XHK |  | 12000 | 20 | 9.5 | 12000 | 12000 | 100% | 1.85 | 0 | 12 |  |  |  |  | R-410A | 1 | Residential & Commercial | VSMSHP | Ducted CEE Tier 1
211132682 | Mini/Multi Split | COMFORTMAKER | HRCU-A-CB | DLCSRBH18AAK |  | Mini-Splits(Ducted) | DLFSDAH18XHK |  | 17500 | 18 | 10.8 | 19000 | 18000 | 94.74% | 2.2 | 0 | 12.1 |  |  |  |  | R-410A | 1.4583 | Residential & Commercial | VSMSHP | Ducted CEE Tier 1
211132683 | Mini/Multi Split | COMFORTMAKER | HRCU-A-CB | DLCSRBH09AAK |  | Mini-Splits(Ducted) | DLFSDAH09XHK |  | 9000 | 20.5 | 10 | 9800 | 10800 | 110.2% | 1.9 | 0 | 13.6 |  |  |  |  | R-410A | 0.75 | Residential & Commercial | VSMSHP | Ducted CEE Tier 1
211132684 | Mini/Multi Split | COMFORTMAKER | HRCU-A-CB | DLCSRBH12AAK |  | Mini-Splits(Ducted) | DLFSDAH12XHK |  | 12000 | 20 | 9.5 | 12000 | 12000 | 100% | 1.85 | 0 | 12 |  |  |  |  | R-410A | 1 | Residential & Commercial | VSMSHP | Ducted CEE Tier 1
211132685 | Mini/Multi Split | DAY & NIGHT | HRCU-A-CB | DLCSRBH18AAK |  | Mini-Splits(Ducted) | DLFSDAH18XHK |  | 17500 | 18 | 10.8 | 19000 | 18000 | 94.74% | 2.2 | 0 | 12.1 |  |  |  |  | R-410A | 1.4583 | Residential & Commercial | VSMSHP | Ducted CEE Tier 1
211132686 | Mini/Multi Split | DAY & NIGHT | HRCU-A-CB | DLCSRBH09AAK |  | Mini-Splits(Ducted) | DLFSDAH09XHK |  | 9000 | 20.5 | 10 | 9800 | 10800 | 110.2% | 1.9 | 0 | 13.6 |  |  |  |  | R-410A | 0.75 | Residential & Commercial | VSMSHP | Ducted CEE Tier 1
211132687 | Mini/Multi Split | DAY & NIGHT | HRCU-A-CB | DLCSRBH12AAK |  | Mini-Splits(Ducted) | DLFSDAH12XHK |  | 12000 | 20 | 9.5 | 12000 | 12000 | 100% | 1.85 | 0 | 12 |  |  |  |  | R-410A | 1 | Residential & Commercial | VSMSHP | Ducted CEE Tier 1
211132688 | Mini/Multi Split | HEIL | HRCU-A-CB | DLCSRBH18AAK |  | Mini-Splits(Ducted) | DLFSDAH18XHK |  | 17500 | 18 | 10.8 | 19000 | 18000 | 94.74% | 2.2 | 0 | 12.1 |  |  |  |  | R-410A | 1.4583 | Residential & Commercial | VSMSHP | Ducted CEE Tier 1
211132689 | Mini/Multi Split | HEIL | HRCU-A-CB | DLCSRBH09AAK |  | Mini-Splits(Ducted) | DLFSDAH09XHK |  | 9000 | 20.5 | 10 | 9800 | 10800 | 110.2% | 1.9 | 0 | 13.6 |  |  |  |  | R-410A | 0.75 | Residential & Commercial | VSMSHP | Ducted CEE Tier 1
211132690 | Mini/Multi Split | HEIL | HRCU-A-CB | DLCSRBH12AAK |  | Mini-Splits(Ducted) | DLFSDAH12XHK |  | 12000 | 20 | 9.5 | 12000 | 12000 | 100% | 1.85 | 0 | 12 |  |  |  |  | R-410A | 1 | Residential & Commercial | VSMSHP | Ducted CEE Tier 1
211132691 | Mini/Multi Split | KEEPRITE | HRCU-A-CB | DLCSRBH18AAK |  | Mini-Splits(Ducted) | DLFSDAH18XHK |  | 17500 | 18 | 10.8 | 19000 | 18000 | 94.74% | 2.2 | 0 | 12.1 |  |  |  |  | R-410A | 1.4583 | Residential & Commercial | VSMSHP | Ducted CEE Tier 1
211132692 | Mini/Multi Split | KEEPRITE | HRCU-A-CB | DLCSRBH09AAK |  | Mini-Splits(Ducted) | DLFSDAH09XHK |  | 9000 | 20.5 | 10 | 9800 | 10800 | 110.2% | 1.9 | 0 | 13.6 |  |  |  |  | R-410A | 0.75 | Residential & Commercial | VSMSHP | Ducted CEE Tier 1
211132693 | Mini/Multi Split | KEEPRITE | HRCU-A-CB | DLCSRBH12AAK |  | Mini-Splits(Ducted) | DLFSDAH12XHK |  | 12000 | 20 | 9.5 | 12000 | 12000 | 100% | 1.85 | 0 | 12 |  |  |  |  | R-410A | 1 | Residential & Commercial | VSMSHP | Ducted CEE Tier 1
211132694 | Mini/Multi Split | KENMORE | HRCU-A-CB | DLCSRBH18AAK |  | Mini-Splits(Ducted) | DLFSDAH18XHK |  | 17500 | 18 | 10.8 | 19000 | 18000 | 94.74% | 2.2 | 0 | 12.1 |  |  |  |  | R-410A | 1.4583 | Residential & Commercial | VSMSHP | Ducted CEE Tier 1
211132695 | Mini/Multi Split | KENMORE | HRCU-A-CB | DLCSRBH09AAK |  | Mini-Splits(Ducted) | DLFSDAH09XHK |  | 9000 | 20.5 | 10 | 9800 | 10800 | 110.2% | 1.9 | 0 | 13.6 |  |  |  |  | R-410A | 0.75 | Residential & Commercial | VSMSHP | Ducted CEE Tier 1
211132696 | Mini/Multi Split | KENMORE | HRCU-A-CB | DLCSRBH12AAK |  | Mini-Splits(Ducted) | DLFSDAH12XHK |  | 12000 | 20 | 9.5 | 12000 | 12000 | 100% | 1.85 | 0 | 12 |  |  |  |  | R-410A | 1 | Residential & Commercial | VSMSHP | Ducted CEE Tier 1
211132697 | Mini/Multi Split | MIDEA | HRCU-A-CB | DLCSRBH18AAK |  | Mini-Splits(Ducted) | DLFSDAH18XHK |  | 17500 | 18 | 10.8 | 19000 | 18000 | 94.74% | 2.2 | 0 | 12.1 |  |  |  |  | R-410A | 1.4583 | Residential & Commercial | VSMSHP | Ducted CEE Tier 1
211132698 | Mini/Multi Split | MIDEA | HRCU-A-CB | DLCSRBH09AAK |  | Mini-Splits(Ducted) | DLFSDAH09XHK |  | 9000 | 20.5 | 10 | 9800 | 10800 | 110.2% | 1.9 | 0 | 13.6 |  |  |  |  | R-410A | 0.75 | Residential & Commercial | VSMSHP | Ducted CEE Tier 1
211132699 | Mini/Multi Split | MIDEA | HRCU-A-CB | DLCSRBH12AAK |  | Mini-Splits(Ducted) | DLFSDAH12XHK |  | 12000 | 20 | 9.5 | 12000 | 12000 | 100% | 1.85 | 0 | 12 |  |  |  |  | R-410A | 1 | Residential & Commercial | VSMSHP | Ducted CEE Tier 1
211132700 | Mini/Multi Split | TEMPSTAR | HRCU-A-CB | DLCSRBH18AAK |  | Mini-Splits(Ducted) | DLFSDAH18XHK |  | 17500 | 18 | 10.8 | 19000 | 18000 | 94.74% | 2.2 | 0 | 12.1 |  |  |  |  | R-410A | 1.4583 | Residential & Commercial | VSMSHP | Ducted CEE Tier 1
211132701 | Mini/Multi Split | TEMPSTAR | HRCU-A-CB | DLCSRBH09AAK |  | Mini-Splits(Ducted) | DLFSDAH09XHK |  | 9000 | 20.5 | 10 | 9800 | 10800 | 110.2% | 1.9 | 0 | 13.6 |  |  |  |  | R-410A | 0.75 | Residential & Commercial | VSMSHP | Ducted CEE Tier 1
211132702 | Mini/Multi Split | TEMPSTAR | HRCU-A-CB | DLCSRBH12AAK |  | Mini-Splits(Ducted) | DLFSDAH12XHK |  | 12000 | 20 | 9.5 | 12000 | 12000 | 100% | 1.85 | 0 | 12 |  |  |  |  | R-410A | 1 | Residential & Commercial | VSMSHP | Ducted CEE Tier 1
211132703 | Mini/Multi Split | SMART COMFORT | HRCU-A-CB | DLCSRBH18AAK |  | Mini-Splits(Ducted) | DLFSDAH18XHK |  | 17500 | 18 | 10.8 | 19000 | 18000 | 94.74% | 2.2 | 0 | 12.1 |  |  |  |  | R-410A | 1.4583 | Residential & Commercial | VSMSHP | Ducted CEE Tier 1
211132704 | Mini/Multi Split | SMART COMFORT | HRCU-A-CB | DLCSRBH09AAK |  | Mini-Splits(Ducted) | DLFSDAH09XHK |  | 9000 | 20.5 | 10 | 9800 | 10800 | 110.2% | 1.9 | 0 | 13.6 |  |  |  |  | R-410A | 0.75 | Residential & Commercial | VSMSHP | Ducted CEE Tier 1
211132705 | Mini/Multi Split | SMART COMFORT | HRCU-A-CB | DLCSRBH12AAK |  | Mini-Splits(Ducted) | DLFSDAH12XHK |  | 12000 | 20 | 9.5 | 12000 | 12000 | 100% | 1.85 | 0 | 12 |  |  |  |  | R-410A | 1 | Residential & Commercial | VSMSHP | Ducted CEE Tier 1
211132706 | Mini/Multi Split | AIRQUEST | HRCU-A-CB | DLCSRBH18AAK |  | Mini-Splits(Ducted) | DLFSDAH18XHK |  | 17500 | 18 | 10.8 | 19000 | 18000 | 94.74% | 2.2 | 0 | 12.1 |  |  |  |  | R-410A | 1.4583 | Residential & Commercial | VSMSHP | Ducted CEE Tier 1
211132707 | Mini/Multi Split | AIRQUEST | HRCU-A-CB | DLCSRBH09AAK |  | Mini-Splits(Ducted) | DLFSDAH09XHK |  | 9000 | 20.5 | 10 | 9800 | 10800 | 110.2% | 1.9 | 0 | 13.6 |  |  |  |  | R-410A | 0.75 | Residential & Commercial | VSMSHP | Ducted CEE Tier 1
211132708 | Mini/Multi Split | AIRQUEST | HRCU-A-CB | DLCSRBH12AAK |  | Mini-Splits(Ducted) | DLFSDAH12XHK |  | 12000 | 20 | 9.5 | 12000 | 12000 | 100% | 1.85 | 0 | 12 |  |  |  |  | R-410A | 1 | Residential & Commercial | VSMSHP | Ducted CEE Tier 1
211132711 | Mini/Multi Split | ARCOAIRE | HRCU-A-CB | DLCLRCH48AAK |  | Mini-Splits(Ducted) | DLFLDAH48XHK |  | 48000 | 15.2 | 9.7 | 50000 | 35600 | 71.2% | 1.93 | 0 | 8.8 |  |  |  |  | R-410A | 4 | Residential & Commercial | VSMSHP
211132712 | Mini/Multi Split | ARCOAIRE | HRCU-A-CB | DLCSRBH24AAK |  | Mini-Splits(Ducted) | DLFSDAH24XHK |  | 24000 | 19.2 | 11.1 | 25000 | 24000 | 96% | 2 | 0 | 12 |  |  |  |  | R-410A | 2 | Residential & Commercial | VSMSHP | Ducted CEE Tier 1
211132715 | Mini/Multi Split | COMFORTMAKER | HRCU-A-CB | DLCLRCH48AAK |  | Mini-Splits(Ducted) | DLFLDAH48XHK |  | 48000 | 15.2 | 9.7 | 50000 | 35600 | 71.2% | 1.93 | 0 | 8.8 |  |  |  |  | R-410A | 4 | Residential & Commercial | VSMSHP
211132716 | Mini/Multi Split | COMFORTMAKER | HRCU-A-CB | DLCSRBH24AAK |  | Mini-Splits(Ducted) | DLFSDAH24XHK |  | 24000 | 19.2 | 11.1 | 25000 | 24000 | 96% | 2 | 0 | 12 |  |  |  |  | R-410A | 2 | Residential & Commercial | VSMSHP | Ducted CEE Tier 1
211132719 | Mini/Multi Split | DAY & NIGHT | HRCU-A-CB | DLCLRCH48AAK |  | Mini-Splits(Ducted) | DLFLDAH48XHK |  | 48000 | 15.2 | 9.7 | 50000 | 35600 | 71.2% | 1.93 | 0 | 8.8 |  |  |  |  | R-410A | 4 | Residential & Commercial | VSMSHP
211132720 | Mini/Multi Split | DAY & NIGHT | HRCU-A-CB | DLCSRBH24AAK |  | Mini-Splits(Ducted) | DLFSDAH24XHK |  | 24000 | 19.2 | 11.1 | 25000 | 24000 | 96% | 2 | 0 | 12 |  |  |  |  | R-410A | 2 | Residential & Commercial | VSMSHP | Ducted CEE Tier 1
211132723 | Mini/Multi Split | HEIL | HRCU-A-CB | DLCLRCH48AAK |  | Mini-Splits(Ducted) | DLFLDAH48XHK |  | 48000 | 15.2 | 9.7 | 50000 | 35600 | 71.2% | 1.93 | 0 | 8.8 |  |  |  |  | R-410A | 4 | Residential & Commercial | VSMSHP
211132724 | Mini/Multi Split | HEIL | HRCU-A-CB | DLCSRBH24AAK |  | Mini-Splits(Ducted) | DLFSDAH24XHK |  | 24000 | 19.2 | 11.1 | 25000 | 24000 | 96% | 2 | 0 | 12 |  |  |  |  | R-410A | 2 | Residential & Commercial | VSMSHP | Ducted CEE Tier 1
211132727 | Mini/Multi Split | KEEPRITE | HRCU-A-CB | DLCLRCH48AAK |  | Mini-Splits(Ducted) | DLFLDAH48XHK |  | 48000 | 15.2 | 9.7 | 50000 | 35600 | 71.2% | 1.93 | 0 | 8.8 |  |  |  |  | R-410A | 4 | Residential & Commercial | VSMSHP
211132728 | Mini/Multi Split | KEEPRITE | HRCU-A-CB | DLCSRBH24AAK |  | Mini-Splits(Ducted) | DLFSDAH24XHK |  | 24000 | 19.2 | 11.1 | 25000 | 24000 | 96% | 2 | 0 | 12 |  |  |  |  | R-410A | 2 | Residential & Commercial | VSMSHP | Ducted CEE Tier 1
211132731 | Mini/Multi Split | KENMORE | HRCU-A-CB | DLCLRCH48AAK |  | Mini-Splits(Ducted) | DLFLDAH48XHK |  | 48000 | 15.2 | 9.7 | 50000 | 35600 | 71.2% | 1.93 | 0 | 8.8 |  |  |  |  | R-410A | 4 | Residential & Commercial | VSMSHP
211132732 | Mini/Multi Split | KENMORE | HRCU-A-CB | DLCSRBH24AAK |  | Mini-Splits(Ducted) | DLFSDAH24XHK |  | 24000 | 19.2 | 11.1 | 25000 | 24000 | 96% | 2 | 0 | 12 |  |  |  |  | R-410A | 2 | Residential & Commercial | VSMSHP | Ducted CEE Tier 1
211132735 | Mini/Multi Split | MIDEA | HRCU-A-CB | DLCLRCH48AAK |  | Mini-Splits(Ducted) | DLFLDAH48XHK |  | 48000 | 15.2 | 9.7 | 50000 | 35600 | 71.2% | 1.93 | 0 | 8.8 |  |  |  |  | R-410A | 4 | Residential & Commercial | VSMSHP
211132736 | Mini/Multi Split | MIDEA | HRCU-A-CB | DLCSRBH24AAK |  | Mini-Splits(Ducted) | DLFSDAH24XHK |  | 24000 | 19.2 | 11.1 | 25000 | 24000 | 96% | 2 | 0 | 12 |  |  |  |  | R-410A | 2 | Residential & Commercial | VSMSHP | Ducted CEE Tier 1
211132739 | Mini/Multi Split | TEMPSTAR | HRCU-A-CB | DLCLRCH48AAK |  | Mini-Splits(Ducted) | DLFLDAH48XHK |  | 48000 | 15.2 | 9.7 | 50000 | 35600 | 71.2% | 1.93 | 0 | 8.8 |  |  |  |  | R-410A | 4 | Residential & Commercial | VSMSHP
213216531 | Mini/Multi Split | RHEEM | HRCU-A-CB | RP1724HJVXA |  | Mini-Splits(Ducted) | RHMVZ2421MNAUNJ |  | 24000 | 17.6 | 9.2 | 27000 | 19800 | 73.33% | 1.8 | 12 | 11.7 |  |  |  |  | R-410A | 2 | Residential & Commercial | VSMSHP | Ducted CEE Tier 1
213216534 | Mini/Multi Split | RUUD | HRCU-A-CB | RP1724HJVXA |  | Mini-Splits(Ducted) | RHMVZ2421MNAUNJ |  | 24000 | 17.6 | 9.2 | 27000 | 19800 | 73.33% | 1.8 | 12 | 11.7 |  |  |  |  | R-410A | 2 | Residential & Commercial | VSMSHP | Ducted CEE Tier 1
211034423 | Mini/Multi Split | LENNOX | HRCU-A-CB | MPC009S4S-1P |  | Mini-Splits(Ducted) | MMDB009S4-*P |  | 9000 | 19.2 | 10 | 10000 | 8000 | 80% | 2.1 | 13.5 | 12.5 |  |  |  |  | R-410A | 0.75 | Residential & Commercial | VSMSHP | Ducted CEE Tier 1
211034424 | Mini/Multi Split | LENNOX | HRCU-A-CB | MPC012S4S-1P |  | Mini-Splits(Ducted) | MMDB012S4-*P |  | 11500 | 18.8 | 10.3 | 12000 | 8400 | 70% | 2.26 | 12.5 | 11.7 |  |  |  |  | R-410A | 0.95833 | Residential & Commercial | VSMSHP | Ducted CEE Tier 1
211034426 | Mini/Multi Split | LENNOX | HRCU-A-CB | MPC024S4S-1P |  | Mini-Splits(Ducted) | MMDB024S4-*P |  | 23000 | 19 | 11 | 25000 | 20000 | 80% | 2.3 | 12.6 | 12.3 |  |  |  |  | R-410A | 1.9167 | Residential & Commercial | VSMSHP | Ducted CEE Tier 1
211034444 | Mini/Multi Split | LENNOX | HRCU-A-CB | MLB009S4S-1P |  | Mini-Splits(Ducted) | MMDB009S4-*P |  | 8800 | 20.2 | 12 | 10000 | 10800 | 108% | 1.9 | 14 | 13.2 |  |  |  |  | R-410A | 0.73333 | Residential & Commercial | VSMSHP | Ducted CEE Tier 1
211034445 | Mini/Multi Split | LENNOX | HRCU-A-CB | MLB012S4S-1P |  | Mini-Splits(Ducted) | MMDB012S4-*P |  | 11800 | 19.5 | 10 | 12500 | 12100 | 96.8% | 1.96 | 13 | 11.7 |  |  |  |  | R-410A | 0.98333 | Residential & Commercial | VSMSHP | Ducted CEE Tier 1
211034446 | Mini/Multi Split | LENNOX | HRCU-A-CB | MLB018S4S-1P |  | Mini-Splits(Ducted) | MMDB018S4-*P |  | 17000 | 18 | 9.2 | 19000 | 17700 | 93.16% | 1.85 | 12.5 | 11.7 |  |  |  |  | R-410A | 1.4167 | Residential & Commercial | VSMSHP | Ducted CEE Tier 1
211034447 | Mini/Multi Split | LENNOX | HRCU-A-CB | MLB024S4S-1P |  | Mini-Splits(Ducted) | MMDB024S4-*P |  | 23800 | 19.2 | 10.5 | 25000 | 27000 | 108% | 2 | 12.5 | 12 |  |  |  |  | R-410A | 1.9833 | Residential & Commercial | VSMSHP | Ducted CEE Tier 1
211034448 | Mini/Multi Split | LENNOX | HRCU-A-CB | MLB036S4S-2P |  | Mini-Splits(Ducted) | MMDB036S4-*P |  | 36000 | 16.5 | 11 | 42000 | 36000 | 85.71% | 1.98 | 9 | 9 |  |  |  |  | R-410A | 3 | Residential & Commercial | VSMSHP
211034475 | Mini/Multi Split | AirEase | HRCU-A-CB | 4DHPS209S-1P |  | Mini-Splits(Ducted) | DMD209S4-*P |  | 9000 | 19.2 | 10 | 10000 | 8000 | 80% | 2.1 | 13.5 | 12.5 |  |  |  |  | R-410A | 0.75 | Residential & Commercial | VSMSHP | Ducted CEE Tier 1
211034476 | Mini/Multi Split | AirEase | HRCU-A-CB | 4DHP2S12S-1P |  | Mini-Splits(Ducted) | DMD212S4-*P |  | 11500 | 18.8 | 10.3 | 12000 | 8400 | 70% | 2.26 | 12.5 | 11.7 |  |  |  |  | R-410A | 0.95833 | Residential & Commercial | VSMSHP | Ducted CEE Tier 1
211034478 | Mini/Multi Split | AirEase | HRCU-A-CB | 4DHP2S24S-1P |  | Mini-Splits(Ducted) | DMD224S4-*P |  | 23000 | 19 | 11 | 25000 | 20000 | 80% | 2.3 | 12.6 | 12.3 |  |  |  |  | R-410A | 1.9167 | Residential & Commercial | VSMSHP | Ducted CEE Tier 1
211034501 | Mini/Multi Split | Allied | HRCU-A-CB | 4DHPS209S-1P |  | Mini-Splits(Ducted) | DMD209S4-*P |  | 9000 | 19.2 | 10 | 10000 | 8000 | 80% | 2.1 | 13.5 | 12.5 |  |  |  |  | R-410A | 0.75 | Residential & Commercial | VSMSHP | Ducted CEE Tier 1
211034502 | Mini/Multi Split | Allied | HRCU-A-CB | 4DHP2S12S-1P |  | Mini-Splits(Ducted) | DMD212S4-*P |  | 11500 | 18.8 | 10.3 | 12000 | 8400 | 70% | 2.26 | 12.5 | 11.7 |  |  |  |  | R-410A | 0.95833 | Residential & Commercial | VSMSHP | Ducted CEE Tier 1
211034504 | Mini/Multi Split | Allied | HRCU-A-CB | 4DHP2S24S-1P |  | Mini-Splits(Ducted) | DMD224S4-*P |  | 23000 | 19 | 11 | 25000 | 20000 | 80% | 2.3 | 12.6 | 12.3 |  |  |  |  | R-410A | 1.9167 | Residential & Commercial | VSMSHP | Ducted CEE Tier 1
211034527 | Mini/Multi Split | Armstrong Air | HRCU-A-CB | 4DHPS209S-1P |  | Mini-Splits(Ducted) | DMD209S4-*P |  | 9000 | 19.2 | 10 | 10000 | 8000 | 80% | 2.1 | 13.5 | 12.5 |  |  |  |  | R-410A | 0.75 | Residential & Commercial | VSMSHP | Ducted CEE Tier 1
211034528 | Mini/Multi Split | Armstrong Air | HRCU-A-CB | 4DHP2S12S-1P |  | Mini-Splits(Ducted) | DMD212S4-*P |  | 11500 | 18.8 | 10.3 | 12000 | 8400 | 70% | 2.26 | 12.5 | 11.7 |  |  |  |  | R-410A | 0.95833 | Residential & Commercial | VSMSHP | Ducted CEE Tier 1
211034530 | Mini/Multi Split | Armstrong Air | HRCU-A-CB | 4DHP2S24S-1P |  | Mini-Splits(Ducted) | DMD224S4-*P |  | 23000 | 19 | 11 | 25000 | 20000 | 80% | 2.3 | 12.6 | 12.3 |  |  |  |  | R-410A | 1.9167 | Residential & Commercial | VSMSHP | Ducted CEE Tier 1
211034553 | Mini/Multi Split | CONCORD | HRCU-A-CB | 4DHPS209S-1P |  | Mini-Splits(Ducted) | DMD209S4-*P |  | 9000 | 19.2 | 10 | 10000 | 8000 | 80% | 2.1 | 13.5 | 12.5 |  |  |  |  | R-410A | 0.75 | Residential & Commercial | VSMSHP | Ducted CEE Tier 1
211034554 | Mini/Multi Split | CONCORD | HRCU-A-CB | 4DHP2S12S-1P |  | Mini-Splits(Ducted) | DMD212S4-*P |  | 11500 | 18.8 | 10.3 | 12000 | 8400 | 70% | 2.26 | 12.5 | 11.7 |  |  |  |  | R-410A | 0.95833 | Residential & Commercial | VSMSHP | Ducted CEE Tier 1
211034556 | Mini/Multi Split | CONCORD | HRCU-A-CB | 4DHP2S24S-1P |  | Mini-Splits(Ducted) | DMD224S4-*P |  | 23000 | 19 | 11 | 25000 | 20000 | 80% | 2.3 | 12.6 | 12.3 |  |  |  |  | R-410A | 1.9167 | Residential & Commercial | VSMSHP | Ducted CEE Tier 1
211034579 | Mini/Multi Split | DUCANE | HRCU-A-CB | 4DHPS209S-1P |  | Mini-Splits(Ducted) | DMD209S4-*P |  | 9000 | 19.2 | 10 | 10000 | 8000 | 80% | 2.1 | 13.5 | 12.5 |  |  |  |  | R-410A | 0.75 | Residential & Commercial | VSMSHP | Ducted CEE Tier 1
211034580 | Mini/Multi Split | DUCANE | HRCU-A-CB | 4DHP2S12S-1P |  | Mini-Splits(Ducted) | DMD212S4-*P |  | 11500 | 18.8 | 10.3 | 12000 | 8400 | 70% | 2.26 | 12.5 | 11.7 |  |  |  |  | R-410A | 0.95833 | Residential & Commercial | VSMSHP | Ducted CEE Tier 1
211034582 | Mini/Multi Split | DUCANE | HRCU-A-CB | 4DHP2S24S-1P |  | Mini-Splits(Ducted) | DMD224S4-*P |  | 23000 | 19 | 11 | 25000 | 20000 | 80% | 2.3 | 12.6 | 12.3 |  |  |  |  | R-410A | 1.9167 | Residential & Commercial | VSMSHP | Ducted CEE Tier 1
210857301 | Mini/Multi Split | 1HVAC | HRCU-A-CB | ACIQ-36ZPL-HP230B |  | Mini-Splits(Ducted) | ACIQ-36CD-HH-MB |  | 36000 | 16.5 | 11 | 42000 | 36000 | 85.71% | 1.98 | 9 | 9 |  |  |  |  | R-410A | 3 | Residential & Commercial | VSMSHP
210857303 | Mini/Multi Split | 1HVAC | HRCU-A-CB | ACIQ-60ZPL-HP230B |  | Mini-Splits(Ducted) | ACIQ-60CD-HH-MB |  | 55000 | 15.8 | 9.5 | 57000 | 53000 | 92.98% | 1.97 | 9.4 | 9.4 |  |  |  |  | R-410A | 4.5833 | Residential & Commercial | VSMSHP
210857321 | Mini/Multi Split | ACIQ | HRCU-A-CB | ACIQ-36ZPL-HP230B |  | Mini-Splits(Ducted) | ACIQ-36CD-HH-MB |  | 36000 | 16.5 | 11 | 42000 | 36000 | 85.71% | 1.98 | 9 | 9 |  |  |  |  | R-410A | 3 | Residential & Commercial | VSMSHP
210857323 | Mini/Multi Split | ACIQ | HRCU-A-CB | ACIQ-60ZPL-HP230B |  | Mini-Splits(Ducted) | ACIQ-60CD-HH-MB |  | 55000 | 15.8 | 9.5 | 57000 | 53000 | 92.98% | 1.97 | 9.4 | 9.4 |  |  |  |  | R-410A | 4.5833 | Residential & Commercial | VSMSHP
210857341 | Mini/Multi Split | DIYCOOL | HRCU-A-CB | ACIQ-36ZPL-HP230B |  | Mini-Splits(Ducted) | ACIQ-36CD-HH-MB |  | 36000 | 16.5 | 11 | 42000 | 36000 | 85.71% | 1.98 | 9 | 9 |  |  |  |  | R-410A | 3 | Residential & Commercial | VSMSHP
210857343 | Mini/Multi Split | DIYCOOL | HRCU-A-CB | ACIQ-60ZPL-HP230B |  | Mini-Splits(Ducted) | ACIQ-60CD-HH-MB |  | 55000 | 15.8 | 9.5 | 57000 | 53000 | 92.98% | 1.97 | 9.4 | 9.4 |  |  |  |  | R-410A | 4.5833 | Residential & Commercial | VSMSHP
212941749 | Mini/Multi Split | Nutech | HRCU-A-CB | NOX330-12HFN1-MW5W |  | Mini-Splits(Ducted) | NTIU-12HWFN1-M |  | 12000 | 19.5 | 10 | 12500 | 12100 | 96.8% | 1.96 | 13 | 11.7 |  |  |  |  | R-410A | 1 | Residential & Commercial | VSMSHP | Ducted CEE Tier 1
212941750 | Mini/Multi Split | Nutech | HRCU-A-CB | NOX430-17HFN1-MT0W |  | Mini-Splits(Ducted) | NTIU-18HWFN1-M |  | 17000 | 18 | 9.5 | 19000 | 17700 | 93.16% | 1.85 | 12.5 | 11.7 |  |  |  |  | R-410A | 1.4167 | Residential & Commercial | VSMSHP | Ducted CEE Tier 1
212941751 | Mini/Multi Split | Nutech | HRCU-A-CB | NOD30-24HFN1-MU0W |  | Mini-Splits(Ducted) | NTIU-24HWFN1-M |  | 24000 | 19.2 | 10.5 | 25000 | 27000 | 108% | 2 | 12.5 | 12 |  |  |  |  | R-410A | 2 | Residential & Commercial | VSMSHP | Ducted CEE Tier 1
212494265 | Mini/Multi Split | DAIKIN | HRCU-A-CB | RXL18WMVJU* |  | Mini-Splits(Ducted) | FDMQ18WVJU* |  | 17600 | 15.2 | 8.5 | 21600 | 21600 | 100% | 1.8 | 0 | 10 |  |  |  |  | R-410A | 1.4667 | Residential & Commercial | VSMSHP | Ducted CEE Tier 1
213265572 | Mini/Multi Split | Cooper&Hunter | HRCU-A-CB | CH-ES09-230VO |  | Mini-Splits(Ducted) | CH-09MDT-W |  | 9000 | 19.2 | 10.2 | 10000 | 8000 | 80% | 2.1 | 13.5 | 12.5 |  |  |  |  | R-410A | 0.75 | Residential & Commercial | VSMSHP | Ducted CEE Tier 1
213265573 | Mini/Multi Split | Cooper&Hunter | HRCU-A-CB | CH-HPR09-230VO |  | Mini-Splits(Ducted) | CH-09MDT-W |  | 9000 | 20.2 | 12 | 10000 | 10800 | 108% | 1.9 | 14 | 13.2 |  |  |  |  | R-410A | 0.75 | Residential & Commercial | VSMSHP | Ducted CEE Tier 1
213265574 | Mini/Multi Split | Cooper&Hunter | HRCU-A-CB | CH-ES12-230VO |  | Mini-Splits(Ducted) | CH-12MDT-W |  | 11500 | 19 | 10.3 | 12000 | 8400 | 70% | 2.26 | 12.5 | 11.7 |  |  |  |  | R-410A | 0.95833 | Residential & Commercial | VSMSHP | Ducted CEE Tier 1
213265575 | Mini/Multi Split | Cooper&Hunter | HRCU-A-CB | CH-HPR12-230VO |  | Mini-Splits(Ducted) | CH-12MDT-W |  | 12000 | 19.5 | 10 | 12500 | 12100 | 96.8% | 1.96 | 13 | 11.7 |  |  |  |  | R-410A | 1 | Residential & Commercial | VSMSHP | Ducted CEE Tier 1
213265577 | Mini/Multi Split | Cooper&Hunter | HRCU-A-CB | CH-HPR18-230VO |  | Mini-Splits(Ducted) | CH-18MDT-W |  | 17000 | 18 | 9.5 | 19000 | 17700 | 93.16% | 1.85 | 12.5 | 11.7 |  |  |  |  | R-410A | 1.4167 | Residential & Commercial | VSMSHP | Ducted CEE Tier 1
213265578 | Mini/Multi Split | Cooper&Hunter | HRCU-A-CB | CH-ES24-230VO |  | Mini-Splits(Ducted) | CH-24MDT-W |  | 23000 | 19 | 11.2 | 25000 | 20000 | 80% | 2.3 | 12.6 | 12.5 |  |  |  |  | R-410A | 1.9167 | Residential & Commercial | VSMSHP | Ducted CEE Tier 1
213265579 | Mini/Multi Split | Cooper&Hunter | HRCU-A-CB | CH-HPR24-230VO |  | Mini-Splits(Ducted) | CH-24MDT-W |  | 24000 | 19.2 | 10.5 | 25000 | 27000 | 108% | 2 | 12.5 | 12 |  |  |  |  | R-410A | 2 | Residential & Commercial | VSMSHP | Ducted CEE Tier 1
213265581 | Mini/Multi Split | Cooper&Hunter | HRCU-A-CB | CH-NHPR36LCU-230VO |  | Mini-Splits(Ducted) | CH-36LCDT-W |  | 36000 | 16.5 | 11 | 42000 | 36000 | 85.71% | 1.98 | 9 | 9 |  |  |  |  | R-410A | 3 | Residential & Commercial | VSMSHP
210824722 | Mini/Multi Split | RHEEM | HRCU-A-CB | RO1HHZ12AJ8S |  | Mini-Splits(Ducted) | RIMHHZ12AJ8S |  | 12000 | 19.1 | 10.5 | 16000 | 15500 | 96.88% | 2.02 | 13.4 | 12.5 |  |  |  |  | R-410A | 1 | Residential & Commercial | VSMSHP | Ducted CEE Tier 1
210824724 | Mini/Multi Split | RUUD | HRCU-A-CB | RO1HHZ12AJ8S |  | Mini-Splits(Ducted) | RIMHHZ12AJ8S |  | 12000 | 19.1 | 10.5 | 16000 | 15500 | 96.88% | 2.02 | 13.4 | 12.5 |  |  |  |  | R-410A | 1 | Residential & Commercial | VSMSHP | Ducted CEE Tier 1
210824748 | Mini/Multi Split | RHEEM | HRCU-A-CB | RD16AZ36AJVUA |  | Mini-Splits(Ducted) | RHMVZ3621MNAUAJ |  | 36000 | 17.1 | 8.8 | 42000 | 32800 | 78.1% | 2 | 11.3 | 10.7 |  |  |  |  | R-410A | 3 | Residential & Commercial | VSMSHP | Ducted CEE Tier 1
210824751 | Mini/Multi Split | RUUD | HRCU-A-CB | RD16AZ36AJVUA |  | Mini-Splits(Ducted) | RHMVZ3621MNAUAJ |  | 36000 | 17.1 | 8.8 | 42000 | 32800 | 78.1% | 2 | 11.3 | 10.7 |  |  |  |  | R-410A | 3 | Residential & Commercial | VSMSHP | Ducted CEE Tier 1
210799540 | Mini/Multi Split | Cooper&Hunter | HRCU-A-CB | CH-HYP36LCUO |  | Mini-Splits(Ducted) | CH-36LCDTU/I |  | 36000 | 16.5 | 11 | 42000 | 36000 | 85.71% | 1.98 | 9 | 9 |  |  |  |  | R-410A | 3 | Residential & Commercial | VSMSHP
210799581 | Mini/Multi Split | Cooper&Hunter | HRCU-A-CB | CH-ES09-230VO |  | Mini-Splits(Ducted) | CH-M09DTUI |  | 9000 | 19.2 | 10.2 | 10000 | 8000 | 80% | 2.1 | 13.5 | 12.5 |  |  |  |  | R-410A | 0.75 | Residential & Commercial | VSMSHP | Ducted CEE Tier 1
210799583 | Mini/Multi Split | Cooper&Hunter | HRCU-A-CB | CH-ES12-230VO |  | Mini-Splits(Ducted) | CH-M12DTUI |  | 11500 | 19 | 10.3 | 12000 | 8400 | 70% | 2.26 | 12.5 | 11.7 |  |  |  |  | R-410A | 0.95833 | Residential & Commercial | VSMSHP | Ducted CEE Tier 1
210799589 | Mini/Multi Split | Cooper&Hunter | HRCU-A-CB | CH-ES24-230VO |  | Mini-Splits(Ducted) | CH-M24DTUI |  | 23000 | 19 | 11.2 | 25000 | 20000 | 80% | 2.3 | 12.6 | 12.5 |  |  |  |  | R-410A | 1.9167 | Residential & Commercial | VSMSHP | Ducted CEE Tier 1
210799592 | Mini/Multi Split | Cooper&Hunter | HRCU-A-CB | CH-HPR09-230VO |  | Mini-Splits(Ducted) | CH-M09DTUI |  | 9000 | 20.2 | 12 | 10000 | 10800 | 108% | 1.9 | 14 | 13.2 |  |  |  |  | R-410A | 0.75 | Residential & Commercial | VSMSHP | Ducted CEE Tier 1
210799594 | Mini/Multi Split | Cooper&Hunter | HRCU-A-CB | CH-HPR12-230VO |  | Mini-Splits(Ducted) | CH-M12DTUI |  | 12000 | 19.5 | 10 | 12500 | 12100 | 96.8% | 1.96 | 13 | 11.7 |  |  |  |  | R-410A | 1 | Residential & Commercial | VSMSHP | Ducted CEE Tier 1
210799597 | Mini/Multi Split | Cooper&Hunter | HRCU-A-CB | CH-HPR18-230VO |  | Mini-Splits(Ducted) | CH-M18DTUI |  | 17000 | 18 | 9.5 | 19000 | 17700 | 93.16% | 1.85 | 12.5 | 11.7 |  |  |  |  | R-410A | 1.4167 | Residential & Commercial | VSMSHP | Ducted CEE Tier 1
210799600 | Mini/Multi Split | Cooper&Hunter | HRCU-A-CB | CH-HPR24-230VO |  | Mini-Splits(Ducted) | CH-M24DTUI |  | 24000 | 19.2 | 10.5 | 25000 | 27000 | 108% | 2 | 12.5 | 12 |  |  |  |  | R-410A | 2 | Residential & Commercial | VSMSHP | Ducted CEE Tier 1
210799611 | Mini/Multi Split | Cooper&Hunter | HRCU-A-CB | CH-NHPR36LCU-230VO |  | Mini-Splits(Ducted) | CH-36LCDTU/I |  | 36000 | 16.5 | 11 | 42000 | 36000 | 85.71% | 1.98 | 9 | 9 |  |  |  |  | R-410A | 3 | Residential & Commercial | VSMSHP
210799486 | Mini/Multi Split | Cooper&Hunter | HRCU-A-CB | CH-HYP09SPH230VO |  | Mini-Splits(Ducted) | CH-M09DTUI |  | 9000 | 18.5 | 11.5 | 10000 | 10800 | 108% | 1.9 | 13.5 | 12.1 |  |  |  |  | R-410A | 0.75 | Residential & Commercial | VSMSHP | Ducted CEE Tier 1
210799487 | Mini/Multi Split | Cooper&Hunter | HRCU-A-CB | CH-09SPH-230VO |  | Mini-Splits(Ducted) | CH-M09DTUI |  | 9000 | 18.7 | 9.8 | 10000 | 8000 | 80% | 1.98 | 13.5 | 12.1 |  |  |  |  | R-410A | 0.75 | Residential & Commercial | VSMSHP | Ducted CEE Tier 1
210799488 | Mini/Multi Split | Cooper&Hunter | HRCU-A-CB | CH-HYP12SPH230VO |  | Mini-Splits(Ducted) | CH-M12DTUI |  | 12000 | 19 | 10 | 12000 | 11800 | 98.33% | 1.75 | 12.5 | 11.7 |  |  |  |  | R-410A | 1 | Residential & Commercial | VSMSHP | Ducted CEE Tier 1
210799489 | Mini/Multi Split | Cooper&Hunter | HRCU-A-CB | CH-12SPH-230VO |  | Mini-Splits(Ducted) | CH-M12DTUI |  | 11500 | 19 | 10 | 12000 | 8400 | 70% | 1.9 | 12.5 | 11.7 |  |  |  |  | R-410A | 0.95833 | Residential & Commercial | VSMSHP | Ducted CEE Tier 1
210799492 | Mini/Multi Split | Cooper&Hunter | HRCU-A-CB | CH-24LCU/O |  | Mini-Splits(Ducted) | CH-M24DTUI |  | 24000 | 19.2 | 10.5 | 24000 | 24000 | 100% | 1.9 | 12.5 | 11.7 |  |  |  |  | R-410A | 2 | Residential & Commercial | VSMSHP | Ducted CEE Tier 1
210799493 | Mini/Multi Split | Cooper&Hunter | HRCU-A-CB | CH-HYP24SPH230VO |  | Mini-Splits(Ducted) | CH-M24DTUI |  | 24000 | 19.2 | 10.5 | 24000 | 24000 | 100% | 1.9 | 12.5 | 11.7 |  |  |  |  | R-410A | 2 | Residential & Commercial | VSMSHP | Ducted CEE Tier 1
210799494 | Mini/Multi Split | Cooper&Hunter | HRCU-A-CB | CH-24SPH-230VO |  | Mini-Splits(Ducted) | CH-M24DTUI |  | 23000 | 19 | 10 | 24400 | 18400 | 75.41% | 2 | 12.5 | 11.7 |  |  |  |  | R-410A | 1.9167 | Residential & Commercial | VSMSHP | Ducted CEE Tier 1
210665610 | Mini/Multi Split | LENNOX | HRCU-A-CB | MPC009S4S-1P |  | Mini-Splits(Ducted) | MMDB009S4* |  | 9000 | 19.2 | 10 | 10000 | 8000 | 80% | 2.1 | 13.5 | 12.5 |  |  |  |  | R-410A | 0.75 | Residential & Commercial | VSMSHP | Ducted CEE Tier 1
210665611 | Mini/Multi Split | LENNOX | HRCU-A-CB | MPC012S4S-1P |  | Mini-Splits(Ducted) | MMDB012S4* |  | 11500 | 18.8 | 10.3 | 12000 | 8400 | 70% | 2.26 | 12.5 | 11.7 |  |  |  |  | R-410A | 0.95833 | Residential & Commercial | VSMSHP | Ducted CEE Tier 1
210665613 | Mini/Multi Split | LENNOX | HRCU-A-CB | MPC024S4S-1P |  | Mini-Splits(Ducted) | MMDB024S4* |  | 23000 | 19 | 11 | 25000 | 20000 | 80% | 2.3 | 12.6 | 12.3 |  |  |  |  | R-410A | 1.9167 | Residential & Commercial | VSMSHP | Ducted CEE Tier 1
210665631 | Mini/Multi Split | LENNOX | HRCU-A-CB | MLB009S4S-1P |  | Mini-Splits(Ducted) | MMDB009S4* |  | 8800 | 20.2 | 12 | 10000 | 10800 | 108% | 1.9 | 14 | 13.2 |  |  |  |  | R-410A | 0.73333 | Residential & Commercial | VSMSHP | Ducted CEE Tier 1
210665632 | Mini/Multi Split | LENNOX | HRCU-A-CB | MLB012S4S-1P |  | Mini-Splits(Ducted) | MMDB012S4* |  | 11800 | 19.5 | 10 | 12500 | 12100 | 96.8% | 1.96 | 13 | 11.7 |  |  |  |  | R-410A | 0.98333 | Residential & Commercial | VSMSHP | Ducted CEE Tier 1
210665633 | Mini/Multi Split | LENNOX | HRCU-A-CB | MLB018S4S-1P |  | Mini-Splits(Ducted) | MMDB018S4* |  | 17000 | 18 | 9.2 | 19000 | 17700 | 93.16% | 1.85 | 12.5 | 11.7 |  |  |  |  | R-410A | 1.4167 | Residential & Commercial | VSMSHP | Ducted CEE Tier 1
210665634 | Mini/Multi Split | LENNOX | HRCU-A-CB | MLB024S4S-1P |  | Mini-Splits(Ducted) | MMDB024S4* |  | 23800 | 19.2 | 10.5 | 25000 | 27000 | 108% | 2 | 12.5 | 12 |  |  |  |  | R-410A | 1.9833 | Residential & Commercial | VSMSHP | Ducted CEE Tier 1
210665635 | Mini/Multi Split | LENNOX | HRCU-A-CB | MLB036S4S-2P |  | Mini-Splits(Ducted) | MMDB036S4* |  | 36000 | 16.5 | 11 | 42000 | 36000 | 85.71% | 1.98 | 9 | 9 |  |  |  |  | R-410A | 3 | Residential & Commercial | VSMSHP
210799455 | Mini/Multi Split | Cooper&Hunter | HRCU-A-CB | CH-09SPH-230VO |  | Mini-Splits(Ducted) | CH-09LCDTU/I |  | 9000 | 18.7 | 9.8 | 10000 | 8000 | 80% | 1.98 | 13.5 | 12.1 |  |  |  |  | R-410A | 0.75 | Residential & Commercial | VSMSHP | Ducted CEE Tier 1
210799456 | Mini/Multi Split | Cooper&Hunter | HRCU-A-CB | CH-12SPH-230VO |  | Mini-Splits(Ducted) | CH-12LCDTU/I |  | 11500 | 19 | 10 | 12000 | 8400 | 70% | 1.9 | 12.5 | 11.7 |  |  |  |  | R-410A | 0.95833 | Residential & Commercial | VSMSHP | Ducted CEE Tier 1
210799458 | Mini/Multi Split | Cooper&Hunter | HRCU-A-CB | CH-24SPH-230VO |  | Mini-Splits(Ducted) | CH-24LCDTU/I |  | 23000 | 19 | 10 | 24400 | 18400 | 75.41% | 2 | 12.5 | 11.7 |  |  |  |  | R-410A | 1.9167 | Residential & Commercial | VSMSHP | Ducted CEE Tier 1
210799459 | Mini/Multi Split | Cooper&Hunter | HRCU-A-CB | CH-09DKT230VO |  | Mini-Splits(Ducted) | CH-09LCDTU/I |  | 9000 | 18.5 | 11.5 | 10000 | 10800 | 108% | 1.9 | 13.5 | 12.1 |  |  |  |  | R-410A | 0.75 | Residential & Commercial | VSMSHP | Ducted CEE Tier 1
210799460 | Mini/Multi Split | Cooper&Hunter | HRCU-A-CB | CH-12DKT230VO |  | Mini-Splits(Ducted) | CH-12LCDTU/I |  | 12000 | 19 | 10 | 12000 | 11800 | 98.33% | 1.75 | 12.5 | 11.7 |  |  |  |  | R-410A | 1 | Residential & Commercial | VSMSHP | Ducted CEE Tier 1
210799462 | Mini/Multi Split | Cooper&Hunter | HRCU-A-CB | CH-24DKT230VO |  | Mini-Splits(Ducted) | CH-24LCDTU/I |  | 24000 | 19.2 | 10.5 | 24000 | 24000 | 100% | 1.9 | 12.5 | 11.7 |  |  |  |  | R-410A | 2 | Residential & Commercial | VSMSHP | Ducted CEE Tier 1
210799425 | Mini/Multi Split | Cooper&Hunter | HRCU-A-CB | CH-24LCDTU/O |  | Mini-Splits(Ducted) | CH-24LCDTU/I |  | 24000 | 19.2 | 10.5 | 24000 | 24000 | 100% | 1.9 | 12.5 | 11.7 |  |  |  |  | R-410A | 2 | Residential & Commercial | VSMSHP | Ducted CEE Tier 1
210799429 | Mini/Multi Split | Cooper&Hunter | HRCU-A-CB | CH-24LCU/O |  | Mini-Splits(Ducted) | CH-24LCDTU/I |  | 24000 | 19.2 | 10.5 | 24000 | 24000 | 100% | 1.9 | 12.5 | 11.7 |  |  |  |  | R-410A | 2 | Residential & Commercial | VSMSHP | Ducted CEE Tier 1
210799435 | Mini/Multi Split | Cooper&Hunter | HRCU-A-CB | CH-09LCU/O |  | Mini-Splits(Ducted) | CH-09LCDTU/I |  | 9000 | 18.7 | 9.8 | 10000 | 8000 | 80% | 1.98 | 13.5 | 12.1 |  |  |  |  | R-410A | 0.75 | Residential & Commercial | VSMSHP | Ducted CEE Tier 1
210799436 | Mini/Multi Split | Cooper&Hunter | HRCU-A-CB | CH-12LCU/O |  | Mini-Splits(Ducted) | CH-12LCDTU/I |  | 11500 | 19 | 10 | 12000 | 8400 | 70% | 1.9 | 12.5 | 11.7 |  |  |  |  | R-410A | 0.95833 | Residential & Commercial | VSMSHP | Ducted CEE Tier 1
210644033 | Mini/Multi Split | MDV | HRCU-A-CB | MOX230-09HFN1-MW5W-L |  | Mini-Splits(Ducted) | MTIU-09HWFN1-M |  | 9000 | 19.2 | 10 | 10000 | 8000 | 80% | 2.1 | 13.5 | 12.5 |  |  |  |  | R-410A | 0.75 | Residential & Commercial | VSMSHP | Ducted CEE Tier 1
210644039 | Mini/Multi Split | MDV | HRCU-A-CB | MOD30-24HFN1-MU0W-L |  | Mini-Splits(Ducted) | MTIU-24HWFN1-M |  | 23800 | 19.2 | 10.5 | 25000 | 27000 | 108% | 2 | 12.5 | 12 |  |  |  |  | R-410A | 1.9833 | Residential & Commercial | VSMSHP | Ducted CEE Tier 1
210644040 | Mini/Multi Split | MDV | HRCU-A-CB | MOE30U-36HFN1-M(GA)-L |  | Mini-Splits(Ducted) | MTI-36HWFN1-M |  | 36000 | 16.5 | 11 | 42000 | 36000 | 85.71% | 1.98 | 9 | 9 |  |  |  |  | R-410A | 3 | Residential & Commercial | VSMSHP
210568239 | Mini/Multi Split | COMFORT-AIRE | HRCU-A-CB | A-VMH18SV-1 |  | Mini-Splits(Ducted) | B-VMH18DU-1 |  | 17000 | 18 | 9.5 | 19000 | 17700 | 93.16% | 1.85 | 12.5 | 11.7 |  |  |  |  | R-410A | 1.4167 | Residential & Commercial | VSMSHP | Ducted CEE Tier 1
210568243 | Mini/Multi Split | COMFORT-AIRE | HRCU-A-CB | A-VMH24SV-1 |  | Mini-Splits(Ducted) | B-VMH24DU-1 |  | 24000 | 19.2 | 10.5 | 25000 | 27000 | 108% | 2 | 12.5 | 12 |  |  |  |  | R-410A | 2 | Residential & Commercial | VSMSHP | Ducted CEE Tier 1
210568245 | Mini/Multi Split | COMFORT-AIRE | HRCU-A-CB | A-VMH09SV-1 |  | Mini-Splits(Ducted) | B-VMH09DU-1 |  | 9000 | 20.2 | 12 | 10000 | 10800 | 108% | 1.9 | 14 | 13.2 |  |  |  |  | R-410A | 0.75 | Residential & Commercial | VSMSHP | Ducted CEE Tier 1
210568246 | Mini/Multi Split | COMFORT-AIRE | HRCU-A-CB | A-VMH12SV-1 |  | Mini-Splits(Ducted) | B-VMH12DU-1 |  | 12000 | 19.5 | 10 | 12500 | 12100 | 96.8% | 1.96 | 13 | 11.7 |  |  |  |  | R-410A | 1 | Residential & Commercial | VSMSHP | Ducted CEE Tier 1
210568247 | Mini/Multi Split | KERR | HRCU-A-CB | A-KMH24SV-1 |  | Mini-Splits(Ducted) | B-KMH24DU-1 |  | 24000 | 19.2 | 10.5 | 25000 | 27000 | 108% | 2 | 12.5 | 12 |  |  |  |  | R-410A | 2 | Residential & Commercial | VSMSHP | Ducted CEE Tier 1
210568253 | Mini/Multi Split | KERR | HRCU-A-CB | A-KMH18SV-1 |  | Mini-Splits(Ducted) | B-KMH18DU-1 |  | 17000 | 18 | 9.5 | 19000 | 17700 | 93.16% | 1.85 | 12.5 | 11.7 |  |  |  |  | R-410A | 1.4167 | Residential & Commercial | VSMSHP | Ducted CEE Tier 1
210568255 | Mini/Multi Split | KERR | HRCU-A-CB | A-KMH09SV-1 |  | Mini-Splits(Ducted) | B-KMH09DU-1 |  | 9000 | 20.2 | 12 | 10000 | 10800 | 108% | 1.9 | 14 | 13.2 |  |  |  |  | R-410A | 0.75 | Residential & Commercial | VSMSHP | Ducted CEE Tier 1
210568257 | Mini/Multi Split | KERR | HRCU-A-CB | A-KMH12SV-1 |  | Mini-Splits(Ducted) | B-KMH12DU-1 |  | 12000 | 19.5 | 10 | 12500 | 12100 | 96.8% | 1.96 | 13 | 11.7 |  |  |  |  | R-410A | 1 | Residential & Commercial | VSMSHP | Ducted CEE Tier 1
210568115 | Mini/Multi Split | Durastar | HRCU-A-CB | DRA1H09S1A |  | Mini-Splits(Ducted) | DRAD09F1A |  | 9000 | 20.2 | 12 | 10000 | 10800 | 108% | 1.9 | 14 | 13.2 |  |  |  |  | R-410A | 0.75 | Residential & Commercial | VSMSHP | Ducted CEE Tier 1
210568116 | Mini/Multi Split | Durastar | HRCU-A-CB | DRA1H12S1A |  | Mini-Splits(Ducted) | DRAD12F1A |  | 12000 | 19.5 | 10 | 12500 | 12100 | 96.8% | 1.96 | 13 | 11.7 |  |  |  |  | R-410A | 1 | Residential & Commercial | VSMSHP | Ducted CEE Tier 1
210568117 | Mini/Multi Split | Durastar | HRCU-A-CB | DRA1H18S1A |  | Mini-Splits(Ducted) | DRAD18F1A |  | 17000 | 18 | 9.5 | 19000 | 17700 | 93.16% | 1.85 | 12.5 | 11.7 |  |  |  |  | R-410A | 1.4167 | Residential & Commercial | VSMSHP | Ducted CEE Tier 1
210568118 | Mini/Multi Split | Durastar | HRCU-A-CB | DRA1H24S1A |  | Mini-Splits(Ducted) | DRAD24F1A |  | 24000 | 19.2 | 10.5 | 25000 | 27000 | 108% | 2 | 12.5 | 12 |  |  |  |  | R-410A | 2 | Residential & Commercial | VSMSHP | Ducted CEE Tier 1
213362201 | Mini/Multi Split | Trane / Mitsubishi Electric | HRCU-A-CB | PUZ-HA24NHA**** |  | Mini-Splits(Ducted) | TPEADA0241AA90A |  | 24000 | 16.7 | 9.4 | 28000 | 25000 | 89.29% | 2.08 | 0 | 11.7 |  |  |  |  | R-410A | 2 | Residential & Commercial | VSMSHP | Ducted CEE Tier 1
210435437 | Mini/Multi Split | Mitsubishi Electric | HRCU-A-C | PUZ-HA30NKA* |  | Mini-Splits(Ducted) | PAA-A30AA1 |  | 30000 | 18 | 8.9 | 35400 | 35400 | 100% | 1.75 | 12.5 | 12 |  |  |  |  | R-410A | 2.5 | Residential & Commercial | VSMSHP | Ducted CEE Tier 1
210435438 | Mini/Multi Split | Mitsubishi Electric | HRCU-A-C | PUZ-HA30NKA* |  | Mini-Splits(Ducted) | PAA-A30BA1 |  | 30000 | 18 | 8.9 | 35400 | 35400 | 100% | 1.75 | 12.5 | 12 |  |  |  |  | R-410A | 2.5 | Residential & Commercial | VSMSHP | Ducted CEE Tier 1
210435439 | Mini/Multi Split | Mitsubishi Electric | HRCU-A-C | PUZ-HA36NKA* |  | Mini-Splits(Ducted) | PAA-A36CA1 |  | 36000 | 15.3 | 9.5 | 42000 | 42000 | 100% | 1.8 | 11 | 10.5 |  |  |  |  | R-410A | 3 | Residential & Commercial | VSMSHP | Ducted CEE Tier 1
210446125 | Mini/Multi Split | Mitsubishi Electric | HRCU-A-CB | PUZ-HA24NHA1*** |  | Mini-Splits(Ducted) | PVA-A24AA* |  | 24000 | 19 | 9.4 | 28000 | 26000 | 92.86% | 1.9 | 0 | 11.4 |  |  |  |  | R-410A | 2 | Residential & Commercial | VSMSHP | Ducted CEE Tier 1
210299301 | Mini/Multi Split | MDV | HRCU-A-CB | MOE30U-48HFN1-MP0(GA) |  | Mini-Splits(Ducted) | MTI-48HWFN1-MSN12 |  | 48000 | 15.2 | 9.7 | 50000 | 35600 | 71.2% | 1.93 | 0 | 8.8 |  |  |  |  | R-410A | 4 | Residential & Commercial | VSMSHP
210299303 | Mini/Multi Split | MDV | HRCU-A-CB | MOX330-09HFN1-MY5W |  | Mini-Splits(Ducted) | MTI-09HWFN1-MSS8 |  | 9000 | 20.5 | 10 | 9800 | 10800 | 110.2% | 1.9 | 0 | 13.6 |  |  |  |  | R-410A | 0.75 | Residential & Commercial | VSMSHP | Ducted CEE Tier 1
210299304 | Mini/Multi Split | MDV | HRCU-A-CB | MOX330-12HFN1-MW5W |  | Mini-Splits(Ducted) | MTI-12HWFN1-MST0 |  | 12000 | 20 | 9.5 | 12000 | 12000 | 100% | 1.85 | 0 | 12 |  |  |  |  | R-410A | 1 | Residential & Commercial | VSMSHP | Ducted CEE Tier 1
210299844 | Mini/Multi Split | MDV | HRCU-A-CB | MOD30-24HFN1-MU0W |  | Mini-Splits(Ducted) | MTI-24HWFN1-MSP5 |  | 24000 | 19.2 | 11.1 | 25000 | 24000 | 96% | 2 | 0 | 12 |  |  |  |  | R-410A | 2 | Residential & Commercial | VSMSHP | Ducted CEE Tier 1
210299845 | Mini/Multi Split | MDV | HRCU-A-CB | MOX430-17HFN1-MT0W |  | Mini-Splits(Ducted) | MTI-18HWFN1-MSP0 |  | 17500 | 18 | 10.8 | 19000 | 18000 | 94.74% | 2.2 | 0 | 12.1 |  |  |  |  | R-410A | 1.4583 | Residential & Commercial | VSMSHP | Ducted CEE Tier 1
210135401 | Mini/Multi Split | MDV | HRCU-A-CB | MOE30U-48HFN1-M[X] |  | Mini-Splits(Ducted) | MHG-48HWFN1-MW |  | 48000 | 16.5 | 10.3 | 57000 | 53000 | 92.98% | 1.97 | 11.7 | 11 |  |  |  |  | R-410A | 4 | Residential & Commercial | VSMSHP | Ducted CEE Tier 1
210135402 | Mini/Multi Split | MDV | HRCU-A-CB | MOE30U-55HFN1-M-[X](GA) |  | Mini-Splits(Ducted) | MHG-60HWFN1-MW |  | 55000 | 15.8 | 9.5 | 57000 | 53000 | 92.98% | 1.97 | 9.4 | 9.4 |  |  |  |  | R-410A | 4.5833 | Residential & Commercial | VSMSHP
210191033 | Mini/Multi Split | CTMorley | HRCU-A-CB | MOU-A55LH-2 |  | Mini-Splits(Ducted) | MIU-A60LD-2 |  | 55000 | 15.8 | 9.5 | 57000 | 53000 | 92.98% | 1.97 | 9.4 | 9.4 |  |  |  |  | R-410A | 4.5833 | Residential & Commercial | VSMSHP
213351328 | Central HP <5.4 tons | CARRIER | HRCU-A-CB (Split System: Heat Pump with Remote Outdoor Unit-Air-Source) | 38MURAQ24AB3* | AspenPRO |  | PE(S,T)354 | 0 | 23000 | 15.5 | 8.5 | 26400 | 20400 | 77.27% | 2.81 | 0 | 10 |  |  |  |  | R-410A | 1.9167 | Residential & Commercial | USHP | Ducted CEE Tier 1
213296455 | Central HP <5.4 tons | SAMSUNG | HRCU-A-CB (Split System: Heat Pump with Remote Outdoor Unit-Air-Source) | AC036BXUDCH | SUMMIT |  | MSVT36***8U4YHX | 0 | 36000 | 17 | 8.1 | 33600 | 31800 | 94.64% | 1.9 | 0 | 9 |  |  |  |  | R-410A | 3 | Residential & Commercial | USHP
216957160 | Central HP <5.4 tons | TRANE | HRCU-A-CB (Split System: Heat Pump with Remote Outdoor Unit-Air-Source) | 5TWR5060A1 | TRANE |  | 5PXFH009AZ3 | S8X2C100M5PTC | 52500 | 15.5 | 8.1 | 52000 | 36400 | 70% | 2.82 | 0 | 9.8 |  |  |  |  | R-454B | 4.375 | Residential & Commercial | USHP
211175681 | Central HP <5.4 tons | COMFORT-AIRE | HRCU-A-CB (Split System: Heat Pump with Remote Outdoor Unit-Air-Source) | HRG1536S1R-**A | COMFORT-AIRE |  | MCG48T(C,D)2M | GDD96C110C5M | 35400 | 16.4 | 8.2 | 32000 | 22400 | 70% | 2.8 | 0 | 13 |  |  |  |  | R-410A | 2.95 | Residential & Commercial | USHP | Ducted CEE Tier 1
211176425 | Central HP <5.4 tons | COMFORT-AIRE | HRCU-A-CB (Split System: Heat Pump with Remote Outdoor Unit-Air-Source) | HRG1548S1R-**A | COMFORT-AIRE |  | MCG48T(C,D)2M | GUH96C110C5M | 44500 | 15.4 | 8.3 | 45000 | 31600 | 70.22% | 2.82 | 0 | 12.3 |  |  |  |  | R-410A | 3.7083 | Residential & Commercial | USHP | Ducted CEE Tier 1
214649681 | Central HP <5.4 tons | TOSOT | HRCU-A-CB (Split System: Heat Pump with Remote Outdoor Unit-Air-Source) | TU36-24WADU | AspenPRO |  | PE(S,T)354 | 0 | 21600 | 15.2 | 8.1 | 23600 | 22000 | 93.22% | 1.8 | 0 | 11.2 |  |  |  |  | R-410A | 1.8 | Residential & Commercial | USHP | Ducted CEE Tier 1
214728491 | Central HP <5.4 tons | BOSCH | HRCU-A-CB (Split System: Heat Pump with Remote Outdoor Unit-Air-Source) | BOVA-36HDN1-M20G | AspenPRO |  | PE(S,T)274 | 0 | 20400 | 18 | 8.5 | 23200 | 17600 | 75.86% | 2 | 0 | 11.7 |  |  |  |  | R-410A | 1.7 | Residential & Commercial | USHP | Ducted CEE Tier 1
214728492 | Central HP <5.4 tons | BOSCH | HRCU-A-CB (Split System: Heat Pump with Remote Outdoor Unit-Air-Source) | BOVA-36HDN1-M20G | AspenPRO |  | PE(S,T)284 | 0 | 20800 | 18 | 8.5 | 23200 | 17600 | 75.86% | 2 | 0 | 11.7 |  |  |  |  | R-410A | 1.7333 | Residential & Commercial | USHP | Ducted CEE Tier 1
211176421 | Central HP <5.4 tons | COMFORT-AIRE | HRCU-A-CB (Split System: Heat Pump with Remote Outdoor Unit-Air-Source) | HRG1548S1R-**A | COMFORT-AIRE |  | (C,M,V)CG48P(B,C,D)1M+TXV | GUH96C110C5M | 43000 | 15.3 | 8.3 | 45000 | 31600 | 70.22% | 2.79 | 0 | 12.3 |  |  |  |  | R-410A | 3.5833 | Residential & Commercial | USHP | Ducted CEE Tier 1
211176431 | Central HP <5.4 tons | COMFORT-AIRE | HRCU-A-CB (Split System: Heat Pump with Remote Outdoor Unit-Air-Source) | HRG1548S1R-**A | COMFORT-AIRE |  | MCG60T(C,D)2M | GUH96C110C5M | 44000 | 15.5 | 8.4 | 45000 | 31600 | 70.22% | 2.86 | 0 | 12.4 |  |  |  |  | R-410A | 3.6667 | Residential & Commercial | USHP | Ducted CEE Tier 1
213296454 | Central HP <5.4 tons | SAMSUNG | HRCU-A-CB (Split System: Heat Pump with Remote Outdoor Unit-Air-Source) | AC048BXUPCH | SUMMIT |  | MSVT48***9U4YHX | 0 | 48000 | 17 | 8.5 | 43000 | 41500 | 96.51% | 1.94 | 0 | 8.6 |  |  |  |  | R-410A | 4 | Residential & Commercial | USHP
215654393 | Central HP <5.4 tons | DAY & NIGHT | HRCU-A-CB (Split System: Heat Pump with Remote Outdoor Unit-Air-Source) | DLCURAH24ABK | AspenPRO |  | RE(S,T)304 | 0 | 22200 | 15.5 | 8.5 | 26200 | 20200 | 77.1% | 2.76 | 0 | 10 |  |  |  |  | R-410A | 1.85 | Residential & Commercial | USHP | Ducted CEE Tier 1
213821648 | Central HP <5.4 tons | TEMPSTAR | HRCU-A-CB (Split System: Heat Pump with Remote Outdoor Unit-Air-Source) | DLCURAH36ABK | ASPEN |  | D(A,C,E)42B34+TDR | *96MSN1002122A* | 34000 | 16.5 | 8.5 | 37800 | 31800 | 84.13% | 2.71 | 0 | 9.9 |  |  |  |  | R-410A | 2.8333 | Residential & Commercial | USHP
213205525 | Central HP <5.4 tons | TEMPSTAR | HRCU-A-CB (Split System: Heat Pump with Remote Outdoor Unit-Air-Source) | DLCURAH36ABK | ASPEN |  | D(A,C,E)42B34+TDR | *80ES(N,L)0901714A* | 34600 | 16 | 8.5 | 38500 | 31400 | 81.56% | 2.75 | 0 | 9.9 |  |  |  |  | R-410A | 2.8833 | Residential & Commercial | USHP
213205576 | Central HP <5.4 tons | TEMPSTAR | HRCU-A-CB (Split System: Heat Pump with Remote Outdoor Unit-Air-Source) | DLCURAH36ABK | ASPEN |  | D(A,C,E)36B34+TDR | *92ESN0601412A* | 35400 | 15.2 | 8.1 | 39500 | 32000 | 81.01% | 2.52 | 0 | 9.5 |  |  |  |  | R-410A | 2.95 | Residential & Commercial | USHP
213205611 | Central HP <5.4 tons | TEMPSTAR | HRCU-A-CB (Split System: Heat Pump with Remote Outdoor Unit-Air-Source) | DLCURAH36ABK | ASPEN |  | D(A,C,E)36B34+TDR | *92ESN1002122A* | 35400 | 15.5 | 8.5 | 39500 | 31600 | 80% | 2.71 | 0 | 10.5 |  |  |  |  | R-410A | 2.95 | Residential & Commercial | USHP | Ducted CEE Tier 1
216955363 | Central HP <5.4 tons | TRANE | HRCU-A-CB (Split System: Heat Pump with Remote Outdoor Unit-Air-Source) | 5TWX5036A1 | TRANE |  | 5PXFH005AZ3 | S8V2C080M5PCA | 32000 | 16 | 8.1 | 28800 | 20400 | 70.83% | 2.9 | 0 | 12 |  |  |  |  | R-454B | 2.6667 | Residential & Commercial | USHP | Ducted CEE Tier 1
216955372 | Central HP <5.4 tons | TRANE | HRCU-A-CB (Split System: Heat Pump with Remote Outdoor Unit-Air-Source) | 5TWX5036A1 | TRANE |  | 5PXFH005AZ3 | S8X1B060M4PSC | 31800 | 16.5 | 8.1 | 28600 | 20600 | 72.03% | 2.9 | 0 | 12 |  |  |  |  | R-454B | 2.65 | Residential & Commercial | USHP | Ducted CEE Tier 1
216955397 | Central HP <5.4 tons | TRANE | HRCU-A-CB (Split System: Heat Pump with Remote Outdoor Unit-Air-Source) | 5TWX5036A1 | TRANE |  | 5PXFH005AZ3 | S9V2B060D3PSC | 31400 | 16 | 8.1 | 29000 | 20600 | 71.03% | 2.8 | 0 | 11.7 |  |  |  |  | R-454B | 2.6167 | Residential & Commercial | USHP | Ducted CEE Tier 1
216955413 | Central HP <5.4 tons | TRANE | HRCU-A-CB (Split System: Heat Pump with Remote Outdoor Unit-Air-Source) | 5TWX5036A1 | TRANE |  | 5PXFH005AZ3 | S9V2C100D5VSB | 31800 | 16.5 | 8.1 | 29200 | 20600 | 70.55% | 2.92 | 0 | 12 |  |  |  |  | R-454B | 2.65 | Residential & Commercial | USHP | Ducted CEE Tier 1
215654392 | Central HP <5.4 tons | DAY & NIGHT | HRCU-A-CB (Split System: Heat Pump with Remote Outdoor Unit-Air-Source) | DLCURAH24ABK | AspenPRO |  | PE(S,T)284 | 0 | 22200 | 15.2 | 8.5 | 26200 | 20200 | 77.1% | 2.73 | 0 | 10 |  |  |  |  | R-410A | 1.85 | Residential & Commercial | USHP | Ducted CEE Tier 1
216955422 | Central HP <5.4 tons | TRANE | HRCU-A-CB (Split System: Heat Pump with Remote Outdoor Unit-Air-Source) | 5TWX5036A1 | TRANE |  | 5PXFH005AZ3 | S9X1B080U4PSB | 31800 | 16 | 8.1 | 28600 | 20600 | 72.03% | 2.93 | 0 | 12 |  |  |  |  | R-454B | 2.65 | Residential & Commercial | USHP | Ducted CEE Tier 1
214572633 | Central HP <5.4 tons | COMFORTMAKER | HRCU-A-CB (Split System: Heat Pump with Remote Outdoor Unit-Air-Source) | CVH837GKA** |  |  | EA*4X42L21A*+WALLCON | *97CMN0802120B* | 31800 | 17 | 8.5 | 32800 | 24400 | 74.39% | 1.9 | 0 | 11 |  |  |  |  | R-410A | 2.65 | Residential & Commercial | USHP | Ducted CEE Tier 1
214572853 | Central HP <5.4 tons | COMFORTMAKER | HRCU-A-CB (Split System: Heat Pump with Remote Outdoor Unit-Air-Source) | CVH837GKA** |  |  | EA*4X48L24A*+WALLCON | *95CSU1002122B* | 32400 | 17.5 | 8.5 | 32200 | 24800 | 77.02% | 2 | 0 | 11.5 |  |  |  |  | R-410A | 2.7 | Residential & Commercial | USHP | Ducted CEE Tier 1
214572953 | Central HP <5.4 tons | COMFORTMAKER | HRCU-A-CB (Split System: Heat Pump with Remote Outdoor Unit-Air-Source) | CVH837GKA** |  |  | EA*4X61L21A*+WALLCON | *80CTL0702120B* | 33200 | 17.5 | 8.5 | 32000 | 25000 | 78.12% | 2 | 0 | 11.5 |  |  |  |  | R-410A | 2.7667 | Residential & Commercial | USHP | Ducted CEE Tier 1
213204404 | Central HP <5.4 tons | TEMPSTAR | HRCU-A-CB (Split System: Heat Pump with Remote Outdoor Unit-Air-Source) | DLCURAH24ABK | ASPEN |  | D(A,C,E)36C34+TDR | *80ES(N,L)0451712A* | 23800 | 17 | 8.5 | 26200 | 24800 | 94.66% | 2.57 | 0 | 10 |  |  |  |  | R-410A | 1.9833 | Residential & Commercial | USHP | Ducted CEE Tier 1
213204424 | Central HP <5.4 tons | TEMPSTAR | HRCU-A-CB (Split System: Heat Pump with Remote Outdoor Unit-Air-Source) | DLCURAH24ABK | ASPEN |  | D(A,C,E)36B34+TDR | *80ES(N,L)0701712A* | 23200 | 17 | 8.5 | 25600 | 25200 | 98.44% | 2.55 | 0 | 10 |  |  |  |  | R-410A | 1.9333 | Residential & Commercial | USHP | Ducted CEE Tier 1
213204455 | Central HP <5.4 tons | TEMPSTAR | HRCU-A-CB (Split System: Heat Pump with Remote Outdoor Unit-Air-Source) | DLCURAH24ABK | ASPEN |  | D(A,C,E)30B34+TDR | *80ES(N,L)0901714A* | 23200 | 16.7 | 8.3 | 25600 | 26200 | 102.3% | 2.71 | 0 | 10 |  |  |  |  | R-410A | 1.9333 | Residential & Commercial | USHP | Ducted CEE Tier 1
213204822 | Central HP <5.4 tons | TEMPSTAR | HRCU-A-CB (Split System: Heat Pump with Remote Outdoor Unit-Air-Source) | DLCURAH24ABK | ASPEN |  | D(A,C,E)36C34+TDR | *80ES(N,L)1102120A* | 23800 | 16.5 | 8.5 | 26200 | 20200 | 77.1% | 2.99 | 0 | 10.3 |  |  |  |  | R-410A | 1.9833 | Residential & Commercial | USHP | Ducted CEE Tier 1
213204942 | Central HP <5.4 tons | TEMPSTAR | HRCU-A-CB (Split System: Heat Pump with Remote Outdoor Unit-Air-Source) | DLCURAH24ABK | ASPEN |  | D(A,C,E)24B44+TDR | *95ESN0601412A* | 23200 | 15.9 | 8.5 | 26000 | 20400 | 78.46% | 2.97 | 0 | 9.8 |  |  |  |  | R-410A | 1.9333 | Residential & Commercial | USHP
213204991 | Central HP <5.4 tons | TEMPSTAR | HRCU-A-CB (Split System: Heat Pump with Remote Outdoor Unit-Air-Source) | DLCURAH24ABK | ASPEN |  | D(A,C,E)30B34+TDR | *96VTN0401410A* | 23000 | 16 | 8.5 | 25600 | 20200 | 78.91% | 2.86 | 0 | 10 |  |  |  |  | R-410A | 1.9167 | Residential & Commercial | USHP | Ducted CEE Tier 1
213205008 | Central HP <5.4 tons | TEMPSTAR | HRCU-A-CB (Split System: Heat Pump with Remote Outdoor Unit-Air-Source) | DLCURAH24ABK | ASPEN |  | D(A,C,E)36B34+TDR | *96VTN0401712A* | 23200 | 16 | 8.5 | 25800 | 20000 | 77.52% | 2.85 | 0 | 10 |  |  |  |  | R-410A | 1.9333 | Residential & Commercial | USHP | Ducted CEE Tier 1
216955378 | Central HP <5.4 tons | TRANE | HRCU-A-CB (Split System: Heat Pump with Remote Outdoor Unit-Air-Source) | 5TWX5036A1 | TRANE |  | 5PXFH005AZ3 | S8X1C100M5PSC | 32000 | 16.5 | 8.1 | 28800 | 20800 | 72.22% | 2.95 | 0 | 12 |  |  |  |  | R-454B | 2.6667 | Residential & Commercial | USHP | Ducted CEE Tier 1
216955428 | Central HP <5.4 tons | TRANE | HRCU-A-CB (Split System: Heat Pump with Remote Outdoor Unit-Air-Source) | 5TWX5036A1 | TRANE |  | 5PXFH005AZ3 | S9X2B060U4PSB | 31600 | 16 | 8.1 | 28600 | 20600 | 72.03% | 2.91 | 0 | 11.7 |  |  |  |  | R-454B | 2.6333 | Residential & Commercial | USHP | Ducted CEE Tier 1
213752180 | Central HP <5.4 tons | CARRIER | HRCU-A-CB (Split System: Heat Pump with Remote Outdoor Unit-Air-Source) | 38MURAQ24AA3* | ASPEN |  | D(A,C,E)24B44+TDR | 58S(B,C)*B070M17**12 | 23600 | 16.5 | 8.1 | 24600 | 22200 | 90.24% | 2.87 | 0 | 9.5 |  |  |  |  | R-410A | 1.9667 | Residential & Commercial | USHP
216764403 | Central HP <5.4 tons | TRANE | HRCU-A-CB (Split System: Heat Pump with Remote Outdoor Unit-Air-Source) | 5TWX7036A1 |  |  | 5TXCC007AS3 | S9V2C100D4VSB | 31800 | 16.5 | 9 | 31600 | 23600 | 74.68% | 2.1 | 0 | 11.5 |  |  |  |  | R-454B | 2.65 | Residential & Commercial | USHP | Ducted CEE Tier 1
216764404 | Central HP <5.4 tons | TRANE | HRCU-A-CB (Split System: Heat Pump with Remote Outdoor Unit-Air-Source) | 5TWX7036A1 |  |  | 5TXCC007AS3 | S8X1C100M5PSC | 33400 | 17.1 | 9 | 32600 | 24000 | 73.62% | 2.1 | 0 | 12 |  |  |  |  | R-454B | 2.7833 | Residential & Commercial | USHP | Ducted CEE Tier 1
216764405 | Central HP <5.4 tons | TRANE | HRCU-A-CB (Split System: Heat Pump with Remote Outdoor Unit-Air-Source) | 5TWX7036A1 |  |  | 5TXCC009AS3 | *UHMC100CCV4 | 34000 | 17.5 | 9 | 32200 | 23800 | 73.91% | 2.2 | 0 | 12.5 |  |  |  |  | R-454B | 2.8333 | Residential & Commercial | USHP | Ducted CEE Tier 1
216764436 | Central HP <5.4 tons | TRANE | HRCU-A-CB (Split System: Heat Pump with Remote Outdoor Unit-Air-Source) | 5TWX7048A1 |  |  | 5PX*D008AS3 | L8V1C100U5VSB | 43000 | 16.5 | 9 | 44500 | 32600 | 73.26% | 2.2 | 0 | 12 |  |  |  |  | R-454B | 3.5833 | Residential & Commercial | USHP | Ducted CEE Tier 1
216764486 | Central HP <5.4 tons | TRANE | HRCU-A-CB (Split System: Heat Pump with Remote Outdoor Unit-Air-Source) | 5TWX7048A1 |  |  | 5TXCD010AS3 | S9V2C100U4VSB | 43000 | 16.5 | 9 | 44000 | 32000 | 72.73% | 2.1 | 0 | 12 |  |  |  |  | R-454B | 3.5833 | Residential & Commercial | USHP | Ducted CEE Tier 1
216764505 | Central HP <5.4 tons | TRANE | HRCU-A-CB (Split System: Heat Pump with Remote Outdoor Unit-Air-Source) | 5TWX7060A1 |  |  | 5PX*D010AS3 | S9V2D120U5PSC | 52500 | 16.5 | 9 | 51000 | 38500 | 75.49% | 2.2 | 0 | 11.2 |  |  |  |  | R-454B | 4.375 | Residential & Commercial | USHP | Ducted CEE Tier 1
216764537 | Central HP <5.4 tons | TRANE | HRCU-A-CB (Split System: Heat Pump with Remote Outdoor Unit-Air-Source) | 5TWX7060A1 |  |  | 5TXCD010AS3 | S8X1D120M5PSC | 52000 | 16.5 | 8.7 | 51000 | 38500 | 75.49% | 2.2 | 0 | 11.2 |  |  |  |  | R-454B | 4.3333 | Residential & Commercial | USHP | Ducted CEE Tier 1
213752199 | Central HP <5.4 tons | CARRIER | HRCU-A-CB (Split System: Heat Pump with Remote Outdoor Unit-Air-Source) | 38MURAQ24AA3* | ASPEN |  | D(A,C,E)30C44+TDR | 58S(B,C)*B070M17**16 | 23800 | 16.5 | 8.1 | 24800 | 22400 | 90.32% | 2.91 | 0 | 9 |  |  |  |  | R-410A | 1.9833 | Residential & Commercial | USHP
213752266 | Central HP <5.4 tons | CARRIER | HRCU-A-CB (Split System: Heat Pump with Remote Outdoor Unit-Air-Source) | 38MURAQ24AA3* | ASPEN |  | D(A,C,E)36B34+TDR | 58S(B,C)*B110M21**20 | 23600 | 16.5 | 8.1 | 24800 | 22200 | 89.52% | 2.88 | 0 | 9.5 |  |  |  |  | R-410A | 1.9667 | Residential & Commercial | USHP
213752314 | Central HP <5.4 tons | CARRIER | HRCU-A-CB (Split System: Heat Pump with Remote Outdoor Unit-Air-Source) | 38MURAQ24AA3* | ASPEN |  | D(A,C,E)30B34+TDR | 58TP*B090V17**16 | 23400 | 16 | 8.1 | 25000 | 22400 | 89.6% | 2.87 | 0 | 9.5 |  |  |  |  | R-410A | 1.95 | Residential & Commercial | USHP
213752416 | Central HP <5.4 tons | CARRIER | HRCU-A-CB (Split System: Heat Pump with Remote Outdoor Unit-Air-Source) | 38MURAQ24AA3* | ASPEN |  | D(A,C,E)24B44+TDR | 59SC2E100M21**20 | 23600 | 16.5 | 8.1 | 24800 | 22400 | 90.32% | 2.91 | 0 | 9 |  |  |  |  | R-410A | 1.9667 | Residential & Commercial | USHP
213752531 | Central HP <5.4 tons | CARRIER | HRCU-A-CB (Split System: Heat Pump with Remote Outdoor Unit-Air-Source) | 38MURAQ24AA3* | ASPEN |  | D(A,C,E)30B34+TDR | 59SP6A080V17**16 | 23800 | 16 | 8.1 | 25400 | 22600 | 88.98% | 2.89 | 0 | 9 |  |  |  |  | R-410A | 1.9833 | Residential & Commercial | USHP
213752635 | Central HP <5.4 tons | CARRIER | HRCU-A-CB (Split System: Heat Pump with Remote Outdoor Unit-Air-Source) | 38MURAQ24AB3* | ASPEN |  | D(A,C,E)30C44+TDR | 58S(B,C)*B045M14**12 | 23400 | 17 | 8.5 | 27000 | 20400 | 75.56% | 2.88 | 0 | 10 |  |  |  |  | R-410A | 1.95 | Residential & Commercial | USHP | Ducted CEE Tier 1
216955359 | Central HP <5.4 tons | TRANE | HRCU-A-CB (Split System: Heat Pump with Remote Outdoor Unit-Air-Source) | 5TWX5036A1 | TRANE |  | 5PXFH005AZ3 | S8V2B080M4PCA | 32000 | 16 | 8.1 | 29000 | 20400 | 70.34% | 2.93 | 0 | 12 |  |  |  |  | R-454B | 2.6667 | Residential & Commercial | USHP | Ducted CEE Tier 1
216955361 | Central HP <5.4 tons | TRANE | HRCU-A-CB (Split System: Heat Pump with Remote Outdoor Unit-Air-Source) | 5TWX5036A1 | TRANE |  | 5PXFH005AZ3 | S8V2B080M4PDA | 32000 | 16 | 8.1 | 29000 | 20400 | 70.34% | 2.93 | 0 | 12 |  |  |  |  | R-454B | 2.6667 | Residential & Commercial | USHP | Ducted CEE Tier 1
216955411 | Central HP <5.4 tons | TRANE | HRCU-A-CB (Split System: Heat Pump with Remote Outdoor Unit-Air-Source) | 5TWX5036A1 | TRANE |  | 5PXFH005AZ3 | S9V2C100D4VSB | 32000 | 16.5 | 8.1 | 29200 | 20600 | 70.55% | 2.89 | 0 | 12 |  |  |  |  | R-454B | 2.6667 | Residential & Commercial | USHP | Ducted CEE Tier 1
216955426 | Central HP <5.4 tons | TRANE | HRCU-A-CB (Split System: Heat Pump with Remote Outdoor Unit-Air-Source) | 5TWX5036A1 | TRANE |  | 5PXFH005AZ3 | S9X2B040U3PSB | 31800 | 16 | 8.1 | 28800 | 20800 | 72.22% | 2.94 | 0 | 12 |  |  |  |  | R-454B | 2.65 | Residential & Commercial | USHP | Ducted CEE Tier 1
216955477 | Central HP <5.4 tons | TRANE | HRCU-A-CB (Split System: Heat Pump with Remote Outdoor Unit-Air-Source) | 5TWX5036A1 | TRANE |  | 5PXFH005AZ3 | S8X2A040M3PSC | 30600 | 16 | 8.1 | 27800 | 20200 | 72.66% | 2.82 | 0 | 12 |  |  |  |  | R-454B | 2.55 | Residential & Commercial | USHP | Ducted CEE Tier 1
216956813 | Central HP <5.4 tons | TRANE | HRCU-A-CB (Split System: Heat Pump with Remote Outdoor Unit-Air-Source) | 5TWX5036A1 | TRANE |  | 5PXFH009AZ3 | S9X1B080D4PSB | 32400 | 16 | 8.1 | 29200 | 21000 | 71.92% | 2.9 | 0 | 12 |  |  |  |  | R-454B | 2.7 | Residential & Commercial | USHP | Ducted CEE Tier 1
216956814 | Central HP <5.4 tons | TRANE | HRCU-A-CB (Split System: Heat Pump with Remote Outdoor Unit-Air-Source) | 5TWX5036A1 | TRANE |  | 5PXFH009AZ3 | S9X2B040D3PSB | 32200 | 16 | 8.1 | 29000 | 20600 | 71.03% | 2.9 | 0 | 12 |  |  |  |  | R-454B | 2.6833 | Residential & Commercial | USHP | Ducted CEE Tier 1
213205159 | Central HP <5.4 tons | TEMPSTAR | HRCU-A-CB (Split System: Heat Pump with Remote Outdoor Unit-Air-Source) | DLCURAH30ABK | ASPEN |  | D(A,C,E)30C44+TDR | *80ES(N,L)0702116A* | 29600 | 15.2 | 8.1 | 33600 | 23800 | 70.83% | 2.69 | 0 | 9 |  |  |  |  | R-410A | 2.4667 | Residential & Commercial | USHP
213205274 | Central HP <5.4 tons | TEMPSTAR | HRCU-A-CB (Split System: Heat Pump with Remote Outdoor Unit-Air-Source) | DLCURAH30ABK | ASPEN |  | D(A,C,E)30D44+TDR | *80ES(N,L)1552420A* | 29600 | 15.2 | 8.1 | 33800 | 24000 | 71.01% | 2.7 | 0 | 9 |  |  |  |  | R-410A | 2.4667 | Residential & Commercial | USHP
211176503 | Central HP <5.4 tons | COMFORT-AIRE | HRCU-A-CB (Split System: Heat Pump with Remote Outdoor Unit-Air-Source) | HRG1548S1R-**A | COMFORT-AIRE |  | MCG48T(C,D)2M | GUH97M090C3M | 45000 | 15.2 | 8.1 | 45000 | 31600 | 70.22% | 2.8 | 0 | 12.3 |  |  |  |  | R-410A | 3.75 | Residential & Commercial | USHP | Ducted CEE Tier 1
216955350 | Central HP <5.4 tons | TRANE | HRCU-A-CB (Split System: Heat Pump with Remote Outdoor Unit-Air-Source) | 5TWX5036A1 | TRANE |  | 5PXFH005AZ3 | *UHMB060CCV3 | 31800 | 16 | 8.1 | 28600 | 20800 | 72.73% | 2.94 | 0 | 12 |  |  |  |  | R-454B | 2.65 | Residential & Commercial | USHP | Ducted CEE Tier 1
216955370 | Central HP <5.4 tons | TRANE | HRCU-A-CB (Split System: Heat Pump with Remote Outdoor Unit-Air-Source) | 5TWX5036A1 | TRANE |  | 5PXFH005AZ3 | S8V2C100M5PDA | 32000 | 16 | 8.1 | 28800 | 20400 | 70.83% | 2.9 | 0 | 12 |  |  |  |  | R-454B | 2.6667 | Residential & Commercial | USHP | Ducted CEE Tier 1
216955387 | Central HP <5.4 tons | TRANE | HRCU-A-CB (Split System: Heat Pump with Remote Outdoor Unit-Air-Source) | 5TWX5036A1 | TRANE |  | 5PXFH005AZ3 | S8X2C080M5PTC | 32200 | 16.5 | 8.1 | 29000 | 20400 | 70.34% | 2.93 | 0 | 12 |  |  |  |  | R-454B | 2.6833 | Residential & Commercial | USHP | Ducted CEE Tier 1
216955418 | Central HP <5.4 tons | TRANE | HRCU-A-CB (Split System: Heat Pump with Remote Outdoor Unit-Air-Source) | 5TWX5036A1 | TRANE |  | 5PXFH005AZ3 | S9X1B040U3PSB | 31800 | 16 | 8.1 | 28800 | 20800 | 72.22% | 2.94 | 0 | 12 |  |  |  |  | R-454B | 2.65 | Residential & Commercial | USHP | Ducted CEE Tier 1
215678015 | Central HP <5.4 tons | HEIL | HRCU-A-CB (Split System: Heat Pump with Remote Outdoor Unit-Air-Source) | H5H0V60*K*AAA* |  |  | EA*5X61M24A*+WALLCON | *96CTN1002122B* | 56000 | 18.5 | 9 | 60000 | 42000 | 70% | 2.02 | 0 | 9 |  |  |  |  | R-454B | 4.6667 | Residential & Commercial | USHP
213204827 | Central HP <5.4 tons | TEMPSTAR | HRCU-A-CB (Split System: Heat Pump with Remote Outdoor Unit-Air-Source) | DLCURAH24ABK | ASPEN |  | D(A,C,E)30B34+TDR | *92ESN0401410A* | 23000 | 15.3 | 8.4 | 26000 | 20400 | 78.46% | 2.92 | 0 | 9.8 |  |  |  |  | R-410A | 1.9167 | Residential & Commercial | USHP
213204888 | Central HP <5.4 tons | TEMPSTAR | HRCU-A-CB (Split System: Heat Pump with Remote Outdoor Unit-Air-Source) | DLCURAH24ABK | ASPEN |  | D(A,C,E)30C44+TDR | *92ESN0802120A* | 23800 | 17 | 8.5 | 26000 | 20200 | 77.69% | 3.03 | 0 | 10.4 |  |  |  |  | R-410A | 1.9833 | Residential & Commercial | USHP | Ducted CEE Tier 1
213204893 | Central HP <5.4 tons | TEMPSTAR | HRCU-A-CB (Split System: Heat Pump with Remote Outdoor Unit-Air-Source) | DLCURAH24ABK | ASPEN |  | D(A,C,E)36C34+TDR | *92ESN0802120A* | 23800 | 17 | 8.5 | 26000 | 20200 | 77.69% | 3.03 | 0 | 10.3 |  |  |  |  | R-410A | 1.9833 | Residential & Commercial | USHP | Ducted CEE Tier 1
213203932 | Central HP <5.4 tons | TEMPSTAR | HRCU-A-CB (Split System: Heat Pump with Remote Outdoor Unit-Air-Source) | DLCURAH18ABK | ASPEN |  | D(A,C,E)24B44+TDR | *80ES(N,L)0451412A* | 18000 | 16.5 | 8.5 | 18700 | 13800 | 73.8% | 2.29 | 0 | 11 |  |  |  |  | R-410A | 1.5 | Residential & Commercial | USHP | Ducted CEE Tier 1
213205011 | Central HP <5.4 tons | TEMPSTAR | HRCU-A-CB (Split System: Heat Pump with Remote Outdoor Unit-Air-Source) | DLCURAH24ABK | ASPEN |  | D(A,C,E)36C34+TDR | *96VTN0401712A* | 23400 | 16 | 8.5 | 25800 | 20000 | 77.52% | 2.85 | 0 | 10 |  |  |  |  | R-410A | 1.95 | Residential & Commercial | USHP | Ducted CEE Tier 1
214573053 | Central HP <5.4 tons | COMFORTMAKER | HRCU-A-CB (Split System: Heat Pump with Remote Outdoor Unit-Air-Source) | CVH837GKA** |  |  | EA*4X61L24A*+WALLCON | *97CMN0802120B* | 33200 | 17.5 | 8.5 | 31800 | 24800 | 77.99% | 2 | 0 | 11.5 |  |  |  |  | R-410A | 2.7667 | Residential & Commercial | USHP | Ducted CEE Tier 1
215439645 | Central HP <5.4 tons | DAIKIN | HRCU-A-CB (Split System: Heat Pump with Remote Outdoor Unit-Air-Source) | DH6VSA1810A* |  |  | CA*EA3022*3A* | D*80TC0805C*A* | 17000 | 19 | 8.8 | 16800 | 13000 | 77.38% | 2.1 | 0 | 12 |  |  |  |  | R-32 | 1.4167 | Residential & Commercial | USHP | Ducted CEE Tier 1
211175680 | Central HP <5.4 tons | Century | HRCU-A-CB (Split System: Heat Pump with Remote Outdoor Unit-Air-Source) | HRG1536S1R-**A | CENTURY |  | MCG48T(C,D)2M | GDD96C110C5M | 35400 | 16.4 | 8.2 | 32000 | 22400 | 70% | 2.8 | 0 | 13 |  |  |  |  | R-410A | 2.95 | Residential & Commercial | USHP | Ducted CEE Tier 1
213205058 | Central HP <5.4 tons | TEMPSTAR | HRCU-A-CB (Split System: Heat Pump with Remote Outdoor Unit-Air-Source) | DLCURAH24ABK | ASPEN |  | D(A,C,E)36B34+TDR | *96VTN0802120A* | 23600 | 17 | 8.1 | 25800 | 20000 | 77.52% | 2.86 | 0 | 10 |  |  |  |  | R-410A | 1.9667 | Residential & Commercial | USHP | Ducted CEE Tier 1
215869093 | Central HP <5.4 tons | AMERICAN STANDARD | HRCU-A-CB (Split System: Heat Pump with Remote Outdoor Unit-Air-Source) | 5A6V8X36A1 |  |  | 5PX*C005AS3 | S9V2C100U5VSB+LRP | 31800 | 18.1 | 8.5 | 32800 | 25400 | 77.44% | 2.1 | 0 | 10 |  |  |  |  | R-454B | 2.65 | Residential & Commercial | USHP | Ducted CEE Tier 1
216955369 | Central HP <5.4 tons | TRANE | HRCU-A-CB (Split System: Heat Pump with Remote Outdoor Unit-Air-Source) | 5TWX5036A1 | TRANE |  | 5PXFH005AZ3 | S8V2C100M5PCB | 32200 | 16.5 | 8.1 | 29000 | 21000 | 72.41% | 2.95 | 0 | 12 |  |  |  |  | R-454B | 2.6833 | Residential & Commercial | USHP | Ducted CEE Tier 1
216955385 | Central HP <5.4 tons | TRANE | HRCU-A-CB (Split System: Heat Pump with Remote Outdoor Unit-Air-Source) | 5TWX5036A1 | TRANE |  | 5PXFH005AZ3 | S8X2B080M4PTC | 31800 | 16 | 8.1 | 28600 | 20800 | 72.73% | 2.94 | 0 | 12 |  |  |  |  | R-454B | 2.65 | Residential & Commercial | USHP | Ducted CEE Tier 1
216764587 | Central HP <5.4 tons | TRANE | HRCU-A-CB (Split System: Heat Pump with Remote Outdoor Unit-Air-Source) | 5TWR7036A1 |  |  | 5PX*B004AS3 | S8X2A040M3PTC | 32400 | 17.1 | 8.7 | 32600 | 24200 | 74.23% | 2.1 | 0 | 11.5 |  |  |  |  | R-454B | 2.7 | Residential & Commercial | USHP | Ducted CEE Tier 1
215418108 | Central HP <5.4 tons | ECOER | HRCU-A-C (Split System: Heat Pump with Remote Outdoor Unit with No Indoor Fan --Air Source) | EODA19H-4860A | ADP |  | HG86960+TD | 0 | 52000 | 15.2 | 8.6 | 51000 | 36800 | 72.16% | 1.9 | 0 | 10.5 |  |  |  |  | R-410A | 4.3333 | Residential & Commercial | USHP | Ducted CEE Tier 1
213205035 | Central HP <5.4 tons | TEMPSTAR | HRCU-A-CB (Split System: Heat Pump with Remote Outdoor Unit-Air-Source) | DLCURAH24ABK | ASPEN |  | D(A,C,E)36C34+TDR | *96VTN0601714A* | 23800 | 16.5 | 8.5 | 26000 | 20400 | 78.46% | 2.91 | 0 | 10 |  |  |  |  | R-410A | 1.9833 | Residential & Commercial | USHP | Ducted CEE Tier 1
213205055 | Central HP <5.4 tons | TEMPSTAR | HRCU-A-CB (Split System: Heat Pump with Remote Outdoor Unit-Air-Source) | DLCURAH24ABK | ASPEN |  | D(A,C,E)30C44+TDR | *96VTN0802120A* | 23600 | 17 | 8.1 | 25800 | 20000 | 77.52% | 2.86 | 0 | 10.5 |  |  |  |  | R-410A | 1.9667 | Residential & Commercial | USHP | Ducted CEE Tier 1
213205062 | Central HP <5.4 tons | TEMPSTAR | HRCU-A-CB (Split System: Heat Pump with Remote Outdoor Unit-Air-Source) | DLCURAH24ABK | ASPEN |  | D(A,C,E)24B44+TDR | *96VTN1002120A* | 22600 | 16.8 | 8.4 | 25200 | 19900 | 78.97% | 2.94 | 0 | 10.2 |  |  |  |  | R-410A | 1.8833 | Residential & Commercial | USHP | Ducted CEE Tier 1
213205080 | Central HP <5.4 tons | TEMPSTAR | HRCU-A-CB (Split System: Heat Pump with Remote Outdoor Unit-Air-Source) | DLCURAH24ABK | ASPEN |  | D(A,C,E)30C44+TDR | *96VTN1002122A* | 23600 | 17 | 8.1 | 25800 | 20000 | 77.52% | 2.85 | 0 | 10.5 |  |  |  |  | R-410A | 1.9667 | Residential & Commercial | USHP | Ducted CEE Tier 1
216955349 | Central HP <5.4 tons | TRANE | HRCU-A-CB (Split System: Heat Pump with Remote Outdoor Unit-Air-Source) | 5TWX5036A1 | TRANE |  | 5PXFH005AZ3 | *UHMB060ACV3 | 32000 | 16 | 8.1 | 28800 | 20400 | 70.83% | 2.9 | 0 | 11.7 |  |  |  |  | R-454B | 2.6667 | Residential & Commercial | USHP | Ducted CEE Tier 1
215941129 | Central HP <5.4 tons | COMFORTMAKER | HRCU-A-CB (Split System: Heat Pump with Remote Outdoor Unit-Air-Source) | C5H3V48*K*AAA* |  |  | EA*5X61M24A*+WALLCON | *97CTN1202422A* | 45500 | 21.5 | 9.5 | 48500 | 36600 | 75.46% | 2 | 0 | 11.5 |  |  |  |  | R-454B | 3.7917 | Residential & Commercial | USHP | Ducted CEE Tier 1
215941599 | Central HP <5.4 tons | COMFORTMAKER | HRCU-A-CB (Split System: Heat Pump with Remote Outdoor Unit-Air-Source) | C5H3V48*K*AAA* |  |  | EVD5X48M24A*+WALLCON | *97CTN0802120A* | 44500 | 20 | 8.1 | 52000 | 38000 | 73.08% | 1.9 | 0 | 11 |  |  |  |  | R-454B | 3.7083 | Residential & Commercial | USHP | Ducted CEE Tier 1
215941749 | Central HP <5.4 tons | COMFORTMAKER | HRCU-A-CB (Split System: Heat Pump with Remote Outdoor Unit-Air-Source) | C5H3V48*K*AAA* |  |  | EVD5X60M24A*+WALLCON | *97CTN1002122A* | 45500 | 20.5 | 8.1 | 52500 | 38000 | 72.38% | 1.9 | 0 | 11.5 |  |  |  |  | R-454B | 3.7917 | Residential & Commercial | USHP | Ducted CEE Tier 1
213203934 | Central HP <5.4 tons | TEMPSTAR | HRCU-A-CB (Split System: Heat Pump with Remote Outdoor Unit-Air-Source) | DLCURAH18ABK | ASPEN |  | D(A,C,E)30B34+TDR | *80ES(N,L)0451412A* | 17900 | 16.5 | 8.5 | 18700 | 15300 | 81.82% | 2.35 | 0 | 11 |  |  |  |  | R-410A | 1.4917 | Residential & Commercial | USHP | Ducted CEE Tier 1
213203977 | Central HP <5.4 tons | TEMPSTAR | HRCU-A-CB (Split System: Heat Pump with Remote Outdoor Unit-Air-Source) | DLCURAH18ABK | ASPEN |  | D(A,C,E)30B34+TDR | *95ESN0261410A* | 17400 | 15.9 | 8.5 | 18600 | 13900 | 74.73% | 2.26 | 0 | 10.8 |  |  |  |  | R-410A | 1.45 | Residential & Commercial | USHP | Ducted CEE Tier 1
215654391 | Central HP <5.4 tons | DAY & NIGHT | HRCU-A-CB (Split System: Heat Pump with Remote Outdoor Unit-Air-Source) | DLCURAH24ABK | AspenPRO |  | PE(S,T)274 | 0 | 21600 | 15.2 | 8.5 | 26200 | 20200 | 77.1% | 2.71 | 0 | 9.8 |  |  |  |  | R-410A | 1.8 | Residential & Commercial | USHP
216955371 | Central HP <5.4 tons | TRANE | HRCU-A-CB (Split System: Heat Pump with Remote Outdoor Unit-Air-Source) | 5TWX5036A1 | TRANE |  | 5PXFH005AZ3 | S8V2C100M5PDB | 32200 | 16.5 | 8.1 | 29000 | 21000 | 72.41% | 2.95 | 0 | 12 |  |  |  |  | R-454B | 2.6833 | Residential & Commercial | USHP | Ducted CEE Tier 1
216955396 | Central HP <5.4 tons | TRANE | HRCU-A-CB (Split System: Heat Pump with Remote Outdoor Unit-Air-Source) | 5TWX5036A1 | TRANE |  | 5PXFH005AZ3 | S9V2B040U3VSB | 31800 | 16 | 8.1 | 28600 | 20800 | 72.73% | 2.95 | 0 | 12 |  |  |  |  | R-454B | 2.65 | Residential & Commercial | USHP | Ducted CEE Tier 1
216956809 | Central HP <5.4 tons | TRANE | HRCU-A-CB (Split System: Heat Pump with Remote Outdoor Unit-Air-Source) | 5TWX5036A1 | TRANE |  | 5PXFH009AZ3 | L9X1B070U4VSA | 32400 | 16 | 8.1 | 28600 | 20800 | 72.73% | 2.91 | 0 | 11.7 |  |  |  |  | R-454B | 2.7 | Residential & Commercial | USHP | Ducted CEE Tier 1
216956811 | Central HP <5.4 tons | TRANE | HRCU-A-CB (Split System: Heat Pump with Remote Outdoor Unit-Air-Source) | 5TWX5036A1 | TRANE |  | 5PXFH009AZ3 | S9X1B060D3PSB | 32800 | 16 | 8.1 | 29400 | 20800 | 70.75% | 2.93 | 0 | 12 |  |  |  |  | R-454B | 2.7333 | Residential & Commercial | USHP | Ducted CEE Tier 1
216957155 | Central HP <5.4 tons | TRANE | HRCU-A-CB (Split System: Heat Pump with Remote Outdoor Unit-Air-Source) | 5TWR5060A1 | TRANE |  | 5PXFH009AZ3 | S8X1D120M5PSC | 53000 | 15.5 | 8.1 | 50500 | 35600 | 70.5% | 2.9 | 0 | 11.7 |  |  |  |  | R-454B | 4.4167 | Residential & Commercial | USHP | Ducted CEE Tier 1
216957159 | Central HP <5.4 tons | TRANE | HRCU-A-CB (Split System: Heat Pump with Remote Outdoor Unit-Air-Source) | 5TWR5060A1 | TRANE |  | 5PXFH009AZ3 | S8X2C100M5PSC | 52500 | 15.5 | 8.1 | 52000 | 36400 | 70% | 2.82 | 0 | 9.8 |  |  |  |  | R-454B | 4.375 | Residential & Commercial | USHP
211176509 | Central HP <5.4 tons | COMFORT-AIRE | HRCU-A-CB (Split System: Heat Pump with Remote Outdoor Unit-Air-Source) | HRG1548S1R-**A | COMFORT-AIRE |  | MCG60T(C,D)2M | GUH97M090C3M | 44500 | 15.3 | 8.2 | 45000 | 32000 | 71.11% | 2.86 | 0 | 12.4 |  |  |  |  | R-410A | 3.7083 | Residential & Commercial | USHP | Ducted CEE Tier 1
213204387 | Central HP <5.4 tons | TEMPSTAR | HRCU-A-CB (Split System: Heat Pump with Remote Outdoor Unit-Air-Source) | DLCURAH24ABK | ASPEN |  | D(A,C,E)30C44+TDR | *80ES(N,L)0451412A* | 23800 | 16.5 | 8.5 | 26000 | 26000 | 100% | 2.76 | 0 | 10.4 |  |  |  |  | R-410A | 1.9833 | Residential & Commercial | USHP | Ducted CEE Tier 1
213205038 | Central HP <5.4 tons | TEMPSTAR | HRCU-A-CB (Split System: Heat Pump with Remote Outdoor Unit-Air-Source) | DLCURAH24ABK | ASPEN |  | D(A,C,E)24B44+TDR | *96VTN0801716A* | 22800 | 16.8 | 8.4 | 25600 | 19900 | 77.73% | 2.96 | 0 | 10.2 |  |  |  |  | R-410A | 1.9 | Residential & Commercial | USHP | Ducted CEE Tier 1
216955402 | Central HP <5.4 tons | TRANE | HRCU-A-CB (Split System: Heat Pump with Remote Outdoor Unit-Air-Source) | 5TWX5036A1 | TRANE |  | 5PXFH005AZ3 | S9V2B060U4PSC | 32000 | 16 | 8.1 | 28600 | 20800 | 72.73% | 2.91 | 0 | 12 |  |  |  |  | R-454B | 2.6667 | Residential & Commercial | USHP | Ducted CEE Tier 1
216955420 | Central HP <5.4 tons | TRANE | HRCU-A-CB (Split System: Heat Pump with Remote Outdoor Unit-Air-Source) | 5TWX5036A1 | TRANE |  | 5PXFH005AZ3 | S9X1B060U4PSB | 31600 | 16 | 8.1 | 28600 | 20600 | 72.03% | 2.91 | 0 | 11.7 |  |  |  |  | R-454B | 2.6333 | Residential & Commercial | USHP | Ducted CEE Tier 1
216955242 | Central HP <5.4 tons | TRANE | HRCU-A-CB (Split System: Heat Pump with Remote Outdoor Unit-Air-Source) | 5TWX5036A1 | TRANE |  | 5PXFH005AZ3 | S8V2A040M3PDB | 30400 | 16 | 8.1 | 27400 | 19900 | 72.63% | 2.8 | 0 | 11.7 |  |  |  |  | R-454B | 2.5333 | Residential & Commercial | USHP | Ducted CEE Tier 1
216955386 | Central HP <5.4 tons | TRANE | HRCU-A-CB (Split System: Heat Pump with Remote Outdoor Unit-Air-Source) | 5TWX5036A1 | TRANE |  | 5PXFH005AZ3 | S8X2C080M5PSC | 32200 | 16.5 | 8.1 | 29000 | 20400 | 70.34% | 2.93 | 0 | 12 |  |  |  |  | R-454B | 2.6833 | Residential & Commercial | USHP | Ducted CEE Tier 1
216955403 | Central HP <5.4 tons | TRANE | HRCU-A-CB (Split System: Heat Pump with Remote Outdoor Unit-Air-Source) | 5TWX5036A1 | TRANE |  | 5PXFH005AZ3 | S9V2B060U4VSB | 31800 | 16.5 | 8.1 | 28800 | 20800 | 72.22% | 2.93 | 0 | 12 |  |  |  |  | R-454B | 2.65 | Residential & Commercial | USHP | Ducted CEE Tier 1
216955404 | Central HP <5.4 tons | TRANE | HRCU-A-CB (Split System: Heat Pump with Remote Outdoor Unit-Air-Source) | 5TWX5036A1 | TRANE |  | 5PXFH005AZ3 | S9V2B080D4PSC | 31400 | 16 | 8.1 | 29000 | 20600 | 71.03% | 2.8 | 0 | 11.7 |  |  |  |  | R-454B | 2.6167 | Residential & Commercial | USHP | Ducted CEE Tier 1
216955419 | Central HP <5.4 tons | TRANE | HRCU-A-CB (Split System: Heat Pump with Remote Outdoor Unit-Air-Source) | 5TWX5036A1 | TRANE |  | 5PXFH005AZ3 | S9X1B060D3PSB | 31600 | 16 | 8.1 | 29200 | 21000 | 71.92% | 2.83 | 0 | 12 |  |  |  |  | R-454B | 2.6333 | Residential & Commercial | USHP | Ducted CEE Tier 1
215676265 | Central HP <5.4 tons | HEIL | HRCU-A-CB (Split System: Heat Pump with Remote Outdoor Unit-Air-Source) | H5H0V48*K*AAA* |  |  | EVD5X48M24A*+WALLCON | *97CMN1202422B* | 47000 | 18.5 | 9 | 50000 | 36400 | 72.8% | 2 | 0 | 10 |  |  |  |  | R-454B | 3.9167 | Residential & Commercial | USHP | Ducted CEE Tier 1
216957163 | Central HP <5.4 tons | TRANE | HRCU-A-CB (Split System: Heat Pump with Remote Outdoor Unit-Air-Source) | 5TWR5060A1 | TRANE |  | 5PXFH009AZ3 | S8X2D120M5PTC | 53000 | 15.5 | 8.1 | 50500 | 35600 | 70.5% | 2.9 | 0 | 11.7 |  |  |  |  | R-454B | 4.4167 | Residential & Commercial | USHP | Ducted CEE Tier 1
214728487 | Central HP <5.4 tons | BOSCH | HRCU-A-CB (Split System: Heat Pump with Remote Outdoor Unit-Air-Source) | BOVA-24HDN1-M15G | AspenPRO |  | RE(S,T)244 | 0 | 16100 | 15.2 | 8.1 | 17700 | 12900 | 72.88% | 1.81 | 0 | 10 |  |  |  |  | R-410A | 1.3417 | Residential & Commercial | USHP | Ducted CEE Tier 1
216955365 | Central HP <5.4 tons | TRANE | HRCU-A-CB (Split System: Heat Pump with Remote Outdoor Unit-Air-Source) | 5TWX5036A1 | TRANE |  | 5PXFH005AZ3 | S8V2C080M5PCB | 32000 | 16.5 | 8.1 | 29000 | 20600 | 71.03% | 2.95 | 0 | 12 |  |  |  |  | R-454B | 2.6667 | Residential & Commercial | USHP | Ducted CEE Tier 1
216955383 | Central HP <5.4 tons | TRANE | HRCU-A-CB (Split System: Heat Pump with Remote Outdoor Unit-Air-Source) | 5TWX5036A1 | TRANE |  | 5PXFH005AZ3 | S8X2B060M4PTC | 31800 | 16.5 | 8.1 | 28600 | 20600 | 72.03% | 2.9 | 0 | 12 |  |  |  |  | R-454B | 2.65 | Residential & Commercial | USHP | Ducted CEE Tier 1
216955474 | Central HP <5.4 tons | TRANE | HRCU-A-CB (Split System: Heat Pump with Remote Outdoor Unit-Air-Source) | 5TWX5036A1 | TRANE |  | 5PXFH005AZ3 | L8V1A060U3VSB | 30400 | 16 | 8.1 | 27400 | 20000 | 72.99% | 2.84 | 0 | 11.7 |  |  |  |  | R-454B | 2.5333 | Residential & Commercial | USHP | Ducted CEE Tier 1
216955375 | Central HP <5.4 tons | TRANE | HRCU-A-CB (Split System: Heat Pump with Remote Outdoor Unit-Air-Source) | 5TWX5036A1 | TRANE |  | 5PXFH005AZ3 | S8X1B080M4PTC | 31800 | 16 | 8.1 | 28600 | 20800 | 72.73% | 2.94 | 0 | 12 |  |  |  |  | R-454B | 2.65 | Residential & Commercial | USHP | Ducted CEE Tier 1
216955356 | Central HP <5.4 tons | TRANE | HRCU-A-CB (Split System: Heat Pump with Remote Outdoor Unit-Air-Source) | 5TWX5036A1 | TRANE |  | 5PXFH005AZ3 | S8V2B060M4PCB | 31800 | 16 | 8.1 | 28400 | 20600 | 72.54% | 2.91 | 0 | 12 |  |  |  |  | R-454B | 2.65 | Residential & Commercial | USHP | Ducted CEE Tier 1
216955358 | Central HP <5.4 tons | TRANE | HRCU-A-CB (Split System: Heat Pump with Remote Outdoor Unit-Air-Source) | 5TWX5036A1 | TRANE |  | 5PXFH005AZ3 | S8V2B060M4PDB | 31800 | 16 | 8.1 | 28400 | 20600 | 72.54% | 2.91 | 0 | 12 |  |  |  |  | R-454B | 2.65 | Residential & Commercial | USHP | Ducted CEE Tier 1
216955390 | Central HP <5.4 tons | TRANE | HRCU-A-CB (Split System: Heat Pump with Remote Outdoor Unit-Air-Source) | 5TWX5036A1 | TRANE |  | 5PXFH005AZ3 | S8X2D120M5PSC | 32200 | 16.5 | 8.1 | 28800 | 20400 | 70.83% | 2.91 | 0 | 12 |  |  |  |  | R-454B | 2.6833 | Residential & Commercial | USHP | Ducted CEE Tier 1
216955432 | Central HP <5.4 tons | TRANE | HRCU-A-CB (Split System: Heat Pump with Remote Outdoor Unit-Air-Source) | 5TWX5036A1 | TRANE |  | 5PXFH005AZ3 | S9X2C080U5PSB | 32000 | 16.5 | 8.1 | 28800 | 20800 | 72.22% | 2.95 | 0 | 12 |  |  |  |  | R-454B | 2.6667 | Residential & Commercial | USHP | Ducted CEE Tier 1
216955475 | Central HP <5.4 tons | TRANE | HRCU-A-CB (Split System: Heat Pump with Remote Outdoor Unit-Air-Source) | 5TWX5036A1 | TRANE |  | 5PXFH005AZ3 | S8X1A040M3PSC | 30600 | 16 | 8.1 | 27800 | 20200 | 72.66% | 2.82 | 0 | 12 |  |  |  |  | R-454B | 2.55 | Residential & Commercial | USHP | Ducted CEE Tier 1
213205077 | Central HP <5.4 tons | TEMPSTAR | HRCU-A-CB (Split System: Heat Pump with Remote Outdoor Unit-Air-Source) | DLCURAH24ABK | ASPEN |  | D(A,C,E)30B34+TDR | *96VTN1002122A* | 23400 | 17 | 8.1 | 25800 | 20000 | 77.52% | 2.85 | 0 | 10.5 |  |  |  |  | R-410A | 1.95 | Residential & Commercial | USHP | Ducted CEE Tier 1
213612208 | Central HP <5.4 tons | GUARDIAN | HRCU-A-CB (Split System: Heat Pump with Remote Outdoor Unit-Air-Source) | RHP15048B21 | ASPEN |  | L(E,G)M60A4 | 0 | 45000 | 15.5 | 8.1 | 45500 | 37800 | 83.08% | 3.7 | 0 | 11.8 |  |  |  |  | R-410A | 3.75 | Residential & Commercial | USHP | Ducted CEE Tier 1
215678235 | Central HP <5.4 tons | HEIL | HRCU-A-CB (Split System: Heat Pump with Remote Outdoor Unit-Air-Source) | H5H0V24*K*AAA* |  |  | EA*5X25M17A*+WALLCON | *80CSU0601716B* | 24000 | 17 | 9 | 23200 | 16300 | 70.26% | 2.02 | 0 | 10.5 |  |  |  |  | R-454B | 2 | Residential & Commercial | USHP | Ducted CEE Tier 1
215678335 | Central HP <5.4 tons | HEIL | HRCU-A-CB (Split System: Heat Pump with Remote Outdoor Unit-Air-Source) | H5H0V24*K*AAA* |  |  | EA*5X36M17A*+WALLCON | *97CTN0801716A* | 23000 | 17 | 9 | 23800 | 16700 | 70.17% | 1.98 | 0 | 10 |  |  |  |  | R-454B | 1.9167 | Residential & Commercial | USHP | Ducted CEE Tier 1
213204443 | Central HP <5.4 tons | TEMPSTAR | HRCU-A-CB (Split System: Heat Pump with Remote Outdoor Unit-Air-Source) | DLCURAH24ABK | ASPEN |  | D(A,C,E)30B34+TDR | *80ES(N,L)0702116A* | 23800 | 17 | 8.1 | 26200 | 27000 | 103.1% | 2.69 | 0 | 10.5 |  |  |  |  | R-410A | 1.9833 | Residential & Commercial | USHP | Ducted CEE Tier 1
213204813 | Central HP <5.4 tons | TEMPSTAR | HRCU-A-CB (Split System: Heat Pump with Remote Outdoor Unit-Air-Source) | DLCURAH24ABK | ASPEN |  | D(A,C,E)24B44+TDR | *80ES(N,L)1102120A* | 23800 | 16.3 | 8.4 | 26200 | 20200 | 77.1% | 2.97 | 0 | 10.2 |  |  |  |  | R-410A | 1.9833 | Residential & Commercial | USHP | Ducted CEE Tier 1
213204879 | Central HP <5.4 tons | TEMPSTAR | HRCU-A-CB (Split System: Heat Pump with Remote Outdoor Unit-Air-Source) | DLCURAH24ABK | ASPEN |  | D(A,C,E)36B34+TDR | *92ESN0801716A* | 23600 | 17.5 | 8.5 | 25600 | 20000 | 78.12% | 3 | 0 | 10.3 |  |  |  |  | R-410A | 1.9667 | Residential & Commercial | USHP | Ducted CEE Tier 1
213204918 | Central HP <5.4 tons | TEMPSTAR | HRCU-A-CB (Split System: Heat Pump with Remote Outdoor Unit-Air-Source) | DLCURAH24ABK | ASPEN |  | D(A,C,E)24B44+TDR | *95ESN0401410A* | 23800 | 15.2 | 8.5 | 26600 | 20600 | 77.44% | 2.84 | 0 | 10 |  |  |  |  | R-410A | 1.9833 | Residential & Commercial | USHP | Ducted CEE Tier 1
213204963 | Central HP <5.4 tons | TEMPSTAR | HRCU-A-CB (Split System: Heat Pump with Remote Outdoor Unit-Air-Source) | DLCURAH24ABK | ASPEN |  | D(A,C,E)36C34+TDR | *95ESN0601714A* | 23800 | 16.5 | 8.5 | 26000 | 20200 | 77.69% | 2.96 | 0 | 10.3 |  |  |  |  | R-410A | 1.9833 | Residential & Commercial | USHP | Ducted CEE Tier 1
213204972 | Central HP <5.4 tons | TEMPSTAR | HRCU-A-CB (Split System: Heat Pump with Remote Outdoor Unit-Air-Source) | DLCURAH24ABK | ASPEN |  | D(A,C,E)36B34+TDR | *95ESN0801716A* | 23600 | 15.8 | 8.4 | 26200 | 20200 | 77.1% | 2.92 | 0 | 9.8 |  |  |  |  | R-410A | 1.9667 | Residential & Commercial | USHP
213205018 | Central HP <5.4 tons | TEMPSTAR | HRCU-A-CB (Split System: Heat Pump with Remote Outdoor Unit-Air-Source) | DLCURAH24ABK | ASPEN |  | D(A,C,E)30C44+TDR | *96VTN0601412A* | 23600 | 16.5 | 8.5 | 25800 | 20000 | 77.52% | 2.86 | 0 | 10 |  |  |  |  | R-410A | 1.9667 | Residential & Commercial | USHP | Ducted CEE Tier 1
213205045 | Central HP <5.4 tons | TEMPSTAR | HRCU-A-CB (Split System: Heat Pump with Remote Outdoor Unit-Air-Source) | DLCURAH24ABK | ASPEN |  | D(A,C,E)36B34+TDR | *96VTN0801716A* | 23000 | 16.9 | 8.5 | 25600 | 19900 | 77.73% | 2.98 | 0 | 10.3 |  |  |  |  | R-410A | 1.9167 | Residential & Commercial | USHP | Ducted CEE Tier 1
216955376 | Central HP <5.4 tons | TRANE | HRCU-A-CB (Split System: Heat Pump with Remote Outdoor Unit-Air-Source) | 5TWX5036A1 | TRANE |  | 5PXFH005AZ3 | S8X1C080M5PSC | 32200 | 16.5 | 8.1 | 29000 | 20400 | 70.34% | 2.93 | 0 | 12 |  |  |  |  | R-454B | 2.6833 | Residential & Commercial | USHP | Ducted CEE Tier 1
216955377 | Central HP <5.4 tons | TRANE | HRCU-A-CB (Split System: Heat Pump with Remote Outdoor Unit-Air-Source) | 5TWX5036A1 | TRANE |  | 5PXFH005AZ3 | S8X1C080M5PTC | 32200 | 16.5 | 8.1 | 29000 | 20400 | 70.34% | 2.93 | 0 | 12 |  |  |  |  | R-454B | 2.6833 | Residential & Commercial | USHP | Ducted CEE Tier 1
216955429 | Central HP <5.4 tons | TRANE | HRCU-A-CB (Split System: Heat Pump with Remote Outdoor Unit-Air-Source) | 5TWX5036A1 | TRANE |  | 5PXFH005AZ3 | S9X2B080D4PSB | 31200 | 15.5 | 8.1 | 29000 | 20600 | 71.03% | 2.8 | 0 | 11.7 |  |  |  |  | R-454B | 2.6 | Residential & Commercial | USHP | Ducted CEE Tier 1
215676315 | Central HP <5.4 tons | HEIL | HRCU-A-CB (Split System: Heat Pump with Remote Outdoor Unit-Air-Source) | H5H0V48*K*AAA* |  |  | EVD5X49M24A*+WALLCON | *80CTL1102120B* | 48000 | 19 | 9 | 50000 | 36400 | 72.8% | 2 | 0 | 10.5 |  |  |  |  | R-454B | 4 | Residential & Commercial | USHP | Ducted CEE Tier 1
215676345 | Central HP <5.4 tons | HEIL | HRCU-A-CB (Split System: Heat Pump with Remote Outdoor Unit-Air-Source) | H5H0V48*K*AAA* |  |  | EVD5X49M24A*+WALLCON | *97CMN0602120B* | 47500 | 18.5 | 9 | 50000 | 37000 | 74% | 1.98 | 0 | 10 |  |  |  |  | R-454B | 3.9583 | Residential & Commercial | USHP | Ducted CEE Tier 1
215676395 | Central HP <5.4 tons | HEIL | HRCU-A-CB (Split System: Heat Pump with Remote Outdoor Unit-Air-Source) | H5H0V48*K*AAA* |  |  | EVD5X49M24A*+WALLCON | *96CTN1202422B* | 48000 | 19 | 9 | 50000 | 36600 | 73.2% | 2 | 0 | 10.5 |  |  |  |  | R-454B | 4 | Residential & Commercial | USHP | Ducted CEE Tier 1
216957158 | Central HP <5.4 tons | TRANE | HRCU-A-CB (Split System: Heat Pump with Remote Outdoor Unit-Air-Source) | 5TWR5060A1 | TRANE |  | 5PXFH009AZ3 | S8X2C080M5PTC | 51500 | 15.5 | 8.1 | 50000 | 35400 | 70.8% | 2.85 | 0 | 11 |  |  |  |  | R-454B | 4.2917 | Residential & Commercial | USHP | Ducted CEE Tier 1
213752668 | Central HP <5.4 tons | CARRIER | HRCU-A-CB (Split System: Heat Pump with Remote Outdoor Unit-Air-Source) | 38MURAQ24AB3* | ASPEN |  | D(A,C,E)36B34+TDR | 58S(B,C)*B070M17**16 | 22600 | 17.4 | 8.5 | 25200 | 20000 | 79.37% | 3 | 0 | 10.3 |  |  |  |  | R-410A | 1.8833 | Residential & Commercial | USHP | Ducted CEE Tier 1
213752699 | Central HP <5.4 tons | CARRIER | HRCU-A-CB (Split System: Heat Pump with Remote Outdoor Unit-Air-Source) | 38MURAQ24AB3* | ASPEN |  | D(A,C,E)36B34+TDR | 58S(B,C)*B090M21**16 | 22800 | 17.4 | 8.5 | 25200 | 19900 | 78.97% | 2.99 | 0 | 10.3 |  |  |  |  | R-410A | 1.9 | Residential & Commercial | USHP | Ducted CEE Tier 1
213752766 | Central HP <5.4 tons | CARRIER | HRCU-A-CB (Split System: Heat Pump with Remote Outdoor Unit-Air-Source) | 38MURAQ24AB3* | ASPEN |  | D(A,C,E)30B34+TDR | 58TP*B090V21**20 | 23200 | 17 | 8.5 | 26200 | 20200 | 77.1% | 2.92 | 0 | 10 |  |  |  |  | R-410A | 1.9333 | Residential & Commercial | USHP | Ducted CEE Tier 1
213752817 | Central HP <5.4 tons | CARRIER | HRCU-A-CB (Split System: Heat Pump with Remote Outdoor Unit-Air-Source) | 38MURAQ24AB3* | ASPEN |  | D(A,C,E)30B34+TDR | 59SC2E080M17**16 | 23200 | 17.5 | 8.5 | 26200 | 20200 | 77.1% | 2.86 | 0 | 10 |  |  |  |  | R-410A | 1.9333 | Residential & Commercial | USHP | Ducted CEE Tier 1
213752819 | Central HP <5.4 tons | CARRIER | HRCU-A-CB (Split System: Heat Pump with Remote Outdoor Unit-Air-Source) | 38MURAQ24AB3* | ASPEN |  | D(A,C,E)30C44+TDR | 59SC2E080M17**16 | 23400 | 17.5 | 8.5 | 26200 | 20200 | 77.1% | 2.86 | 0 | 10 |  |  |  |  | R-410A | 1.95 | Residential & Commercial | USHP | Ducted CEE Tier 1
213752551 | Central HP <5.4 tons | CARRIER | HRCU-A-CB (Split System: Heat Pump with Remote Outdoor Unit-Air-Source) | 38MURAQ24AA3* | ASPEN |  | D(A,C,E)30B34+TDR | 59SP6A100V21**20 | 23600 | 16 | 8.1 | 25000 | 22400 | 89.6% | 2.88 | 0 | 9 |  |  |  |  | R-410A | 1.9667 | Residential & Commercial | USHP
213752566 | Central HP <5.4 tons | CARRIER | HRCU-A-CB (Split System: Heat Pump with Remote Outdoor Unit-Air-Source) | 38MURAQ24AA3* | ASPEN |  | D(A,C,E)36B34+TDR | 59TP6C040V14**10 | 22600 | 15.4 | 8.1 | 24400 | 22200 | 90.98% | 2.86 | 0 | 9.3 |  |  |  |  | R-410A | 1.8833 | Residential & Commercial | USHP
213204427 | Central HP <5.4 tons | TEMPSTAR | HRCU-A-CB (Split System: Heat Pump with Remote Outdoor Unit-Air-Source) | DLCURAH24ABK | ASPEN |  | D(A,C,E)36C34+TDR | *80ES(N,L)0701712A* | 23400 | 17 | 8.5 | 25600 | 25200 | 98.44% | 2.55 | 0 | 10 |  |  |  |  | R-410A | 1.95 | Residential & Commercial | USHP | Ducted CEE Tier 1
213204870 | Central HP <5.4 tons | TEMPSTAR | HRCU-A-CB (Split System: Heat Pump with Remote Outdoor Unit-Air-Source) | DLCURAH24ABK | ASPEN |  | D(A,C,E)36C34+TDR | *92ESN0601714A* | 23800 | 17 | 8.5 | 26200 | 20200 | 77.1% | 2.91 | 0 | 10 |  |  |  |  | R-410A | 1.9833 | Residential & Commercial | USHP | Ducted CEE Tier 1
213204904 | Central HP <5.4 tons | TEMPSTAR | HRCU-A-CB (Split System: Heat Pump with Remote Outdoor Unit-Air-Source) | DLCURAH24ABK | ASPEN |  | D(A,C,E)36C34+TDR | *92ESN1002120A* | 23800 | 17 | 8.5 | 26000 | 20200 | 77.69% | 3 | 0 | 10.3 |  |  |  |  | R-410A | 1.9833 | Residential & Commercial | USHP | Ducted CEE Tier 1
213204911 | Central HP <5.4 tons | TEMPSTAR | HRCU-A-CB (Split System: Heat Pump with Remote Outdoor Unit-Air-Source) | DLCURAH24ABK | ASPEN |  | D(A,C,E)30C44+TDR | *95ESN0261410A* | 23400 | 16.5 | 8.5 | 25600 | 20200 | 78.91% | 2.86 | 0 | 10 |  |  |  |  | R-410A | 1.95 | Residential & Commercial | USHP | Ducted CEE Tier 1
213205052 | Central HP <5.4 tons | TEMPSTAR | HRCU-A-CB (Split System: Heat Pump with Remote Outdoor Unit-Air-Source) | DLCURAH24ABK | ASPEN |  | D(A,C,E)30B34+TDR | *96VTN0802120A* | 23400 | 17 | 8.1 | 25800 | 20000 | 77.52% | 2.86 | 0 | 10.5 |  |  |  |  | R-410A | 1.95 | Residential & Commercial | USHP | Ducted CEE Tier 1
213205070 | Central HP <5.4 tons | TEMPSTAR | HRCU-A-CB (Split System: Heat Pump with Remote Outdoor Unit-Air-Source) | DLCURAH24ABK | ASPEN |  | D(A,C,E)36B34+TDR | *96VTN1002120A* | 22800 | 16.9 | 8.5 | 25200 | 19900 | 78.97% | 2.96 | 0 | 10.3 |  |  |  |  | R-410A | 1.9 | Residential & Commercial | USHP | Ducted CEE Tier 1
216955374 | Central HP <5.4 tons | TRANE | HRCU-A-CB (Split System: Heat Pump with Remote Outdoor Unit-Air-Source) | 5TWX5036A1 | TRANE |  | 5PXFH005AZ3 | S8X1B080M4PSC | 31800 | 16 | 8.1 | 28600 | 20800 | 72.73% | 2.94 | 0 | 12 |  |  |  |  | R-454B | 2.65 | Residential & Commercial | USHP | Ducted CEE Tier 1
216955381 | Central HP <5.4 tons | TRANE | HRCU-A-CB (Split System: Heat Pump with Remote Outdoor Unit-Air-Source) | 5TWX5036A1 | TRANE |  | 5PXFH005AZ3 | S8X1D120M5PTC | 32200 | 16.5 | 8.1 | 28800 | 20400 | 70.83% | 2.91 | 0 | 12 |  |  |  |  | R-454B | 2.6833 | Residential & Commercial | USHP | Ducted CEE Tier 1
216955399 | Central HP <5.4 tons | TRANE | HRCU-A-CB (Split System: Heat Pump with Remote Outdoor Unit-Air-Source) | 5TWX5036A1 | TRANE |  | 5PXFH005AZ3 | S9V2B060U3VSA | 31800 | 16 | 8.1 | 29000 | 20400 | 70.34% | 2.9 | 0 | 11 |  |  |  |  | R-454B | 2.65 | Residential & Commercial | USHP | Ducted CEE Tier 1
216955406 | Central HP <5.4 tons | TRANE | HRCU-A-CB (Split System: Heat Pump with Remote Outdoor Unit-Air-Source) | 5TWX5036A1 | TRANE |  | 5PXFH005AZ3 | S9V2B080U4PSC | 31600 | 16 | 8.1 | 28400 | 20600 | 72.54% | 2.92 | 0 | 11.7 |  |  |  |  | R-454B | 2.6333 | Residential & Commercial | USHP | Ducted CEE Tier 1
216955408 | Central HP <5.4 tons | TRANE | HRCU-A-CB (Split System: Heat Pump with Remote Outdoor Unit-Air-Source) | 5TWX5036A1 | TRANE |  | 5PXFH005AZ3 | S9V2C080U5PSC | 32200 | 16.5 | 8.1 | 28800 | 20400 | 70.83% | 2.94 | 0 | 12 |  |  |  |  | R-454B | 2.6833 | Residential & Commercial | USHP | Ducted CEE Tier 1
216957152 | Central HP <5.4 tons | TRANE | HRCU-A-CB (Split System: Heat Pump with Remote Outdoor Unit-Air-Source) | 5TWR5060A1 | TRANE |  | 5PXFH009AZ3 | S8X1C100M5PSC | 52500 | 15.5 | 8.1 | 52000 | 36400 | 70% | 2.82 | 0 | 9.8 |  |  |  |  | R-454B | 4.375 | Residential & Commercial | USHP
213204000 | Central HP <5.4 tons | TEMPSTAR | HRCU-A-CB (Split System: Heat Pump with Remote Outdoor Unit-Air-Source) | DLCURAH18ABK | ASPEN |  | D(A,C,E)30B34+TDR | *96VTN0401712A* | 17600 | 15.5 | 8.5 | 18500 | 13700 | 74.05% | 2.27 | 0 | 10.5 |  |  |  |  | R-410A | 1.4667 | Residential & Commercial | USHP | Ducted CEE Tier 1
213204107 | Central HP <5.4 tons | TEMPSTAR | HRCU-A-CB (Split System: Heat Pump with Remote Outdoor Unit-Air-Source) | DLCURAH24AAK | ASPEN |  | D(A,C,E)36C34+TDR | *80ES(N,L)0902120A* | 23800 | 16 | 8.5 | 25800 | 27400 | 106.2% | 2.68 | 0 | 9.5 |  |  |  |  | R-410A | 1.9833 | Residential & Commercial | USHP
216957135 | Central HP <5.4 tons | TRANE | HRCU-A-CB (Split System: Heat Pump with Remote Outdoor Unit-Air-Source) | 5TWR5060A1 | TRANE |  | 5PXFH009AZ3 | L8V1C100U5VSB | 52500 | 15.5 | 8.1 | 50000 | 35000 | 70% | 3.06 | 0 | 11.7 |  |  |  |  | R-454B | 4.375 | Residential & Commercial | USHP | Ducted CEE Tier 1
216957151 | Central HP <5.4 tons | TRANE | HRCU-A-CB (Split System: Heat Pump with Remote Outdoor Unit-Air-Source) | 5TWR5060A1 | TRANE |  | 5PXFH009AZ3 | S8X1C080M5PTC | 51500 | 15.5 | 8.1 | 50000 | 35400 | 70.8% | 2.85 | 0 | 11 |  |  |  |  | R-454B | 4.2917 | Residential & Commercial | USHP | Ducted CEE Tier 1
216955431 | Central HP <5.4 tons | TRANE | HRCU-A-CB (Split System: Heat Pump with Remote Outdoor Unit-Air-Source) | 5TWX5036A1 | TRANE |  | 5PXFH005AZ3 | S9X2B080U4PSB | 31800 | 16 | 8.1 | 28600 | 20600 | 72.03% | 2.93 | 0 | 12 |  |  |  |  | R-454B | 2.65 | Residential & Commercial | USHP | Ducted CEE Tier 1
216956810 | Central HP <5.4 tons | TRANE | HRCU-A-CB (Split System: Heat Pump with Remote Outdoor Unit-Air-Source) | 5TWX5036A1 | TRANE |  | 5PXFH009AZ3 | S9X1B040D3PSB | 33000 | 16 | 8.1 | 29800 | 21000 | 70.47% | 2.92 | 0 | 12 |  |  |  |  | R-454B | 2.75 | Residential & Commercial | USHP | Ducted CEE Tier 1
216956785 | Central HP <5.4 tons | TRANE | HRCU-A-C (Split System: Heat Pump with Remote Outdoor Unit with No Indoor Fan --Air Source) | 5TWX5036A1 | TRANE |  | 5PXFH009AZ3 | 0 | 32600 | 15.5 | 8.1 | 29000 | 21000 | 72.41% | 2.91 | 0 | 11 |  |  |  |  | R-454B | 2.7167 | Residential & Commercial | USHP | Ducted CEE Tier 1
216955392 | Central HP <5.4 tons | TRANE | HRCU-A-CB (Split System: Heat Pump with Remote Outdoor Unit-Air-Source) | 5TWX5036A1 | TRANE |  | 5PXFH005AZ3 | S8X2D120M5PTC | 32200 | 16.5 | 8.1 | 28800 | 20400 | 70.83% | 2.91 | 0 | 12 |  |  |  |  | R-454B | 2.6833 | Residential & Commercial | USHP | Ducted CEE Tier 1
216955412 | Central HP <5.4 tons | TRANE | HRCU-A-CB (Split System: Heat Pump with Remote Outdoor Unit-Air-Source) | 5TWX5036A1 | TRANE |  | 5PXFH005AZ3 | S9V2C100D5PSC | 31800 | 16.5 | 8.1 | 29200 | 20600 | 70.55% | 2.92 | 0 | 12 |  |  |  |  | R-454B | 2.65 | Residential & Commercial | USHP | Ducted CEE Tier 1
216955478 | Central HP <5.4 tons | TRANE | HRCU-A-CB (Split System: Heat Pump with Remote Outdoor Unit-Air-Source) | 5TWX5036A1 | TRANE |  | 5PXFH005AZ3 | S8X2A040M3PTC | 30600 | 16 | 8.1 | 27800 | 20200 | 72.66% | 2.82 | 0 | 12 |  |  |  |  | R-454B | 2.55 | Residential & Commercial | USHP | Ducted CEE Tier 1
216956815 | Central HP <5.4 tons | TRANE | HRCU-A-CB (Split System: Heat Pump with Remote Outdoor Unit-Air-Source) | 5TWX5036A1 | TRANE |  | 5PXFH009AZ3 | S9X2B060D3PSB | 32800 | 16 | 8.1 | 29400 | 20800 | 70.75% | 2.93 | 0 | 12 |  |  |  |  | R-454B | 2.7333 | Residential & Commercial | USHP | Ducted CEE Tier 1
216955479 | Central HP <5.4 tons | TRANE | HRCU-A-CB (Split System: Heat Pump with Remote Outdoor Unit-Air-Source) | 5TWX5036A1 | TRANE |  | 5PXFH005AZ3 | S9V2B040U3PSB | 31600 | 16 | 8.1 | 28600 | 20200 | 70.63% | 2.91 | 0 | 11.7 |  |  |  |  | R-454B | 2.6333 | Residential & Commercial | USHP | Ducted CEE Tier 1
213753763 | Central HP <5.4 tons | CARRIER | HRCU-A-CB (Split System: Heat Pump with Remote Outdoor Unit-Air-Source) | 38MURAQ36AB3* | ASPEN |  | D(A,C,E)36B34+TDR | 59SC2E080M21**20 | 35000 | 16.5 | 8.1 | 38500 | 32200 | 83.64% | 2.55 | 0 | 9 |  |  |  |  | R-410A | 2.9167 | Residential & Commercial | USHP
216955380 | Central HP <5.4 tons | TRANE | HRCU-A-CB (Split System: Heat Pump with Remote Outdoor Unit-Air-Source) | 5TWX5036A1 | TRANE |  | 5PXFH005AZ3 | S8X1D120M5PSC | 32200 | 16.5 | 8.1 | 28800 | 20400 | 70.83% | 2.91 | 0 | 12 |  |  |  |  | R-454B | 2.6833 | Residential & Commercial | USHP | Ducted CEE Tier 1
213205072 | Central HP <5.4 tons | TEMPSTAR | HRCU-A-CB (Split System: Heat Pump with Remote Outdoor Unit-Air-Source) | DLCURAH24ABK | ASPEN |  | D(A,C,E)36C34+TDR | *96VTN1002120A* | 23000 | 17 | 8.5 | 25200 | 19900 | 78.97% | 2.96 | 0 | 10.3 |  |  |  |  | R-410A | 1.9167 | Residential & Commercial | USHP | Ducted CEE Tier 1
213203991 | Central HP <5.4 tons | TEMPSTAR | HRCU-A-CB (Split System: Heat Pump with Remote Outdoor Unit-Air-Source) | DLCURAH18ABK | ASPEN |  | D(A,C,E)30B34+TDR | *95ESN0601412A* | 17200 | 16.4 | 8.5 | 18300 | 14100 | 77.05% | 2.33 | 0 | 10.8 |  |  |  |  | R-410A | 1.4333 | Residential & Commercial | USHP | Ducted CEE Tier 1
213204138 | Central HP <5.4 tons | TEMPSTAR | HRCU-A-CB (Split System: Heat Pump with Remote Outdoor Unit-Air-Source) | DLCURAH24AAK | ASPEN |  | D(A,C,E)30C44+TDR | *92ESN0401712A* | 23800 | 15.2 | 8.1 | 25200 | 28600 | 113.5% | 2.64 | 0 | 9 |  |  |  |  | R-410A | 1.9833 | Residential & Commercial | USHP
213204140 | Central HP <5.4 tons | TEMPSTAR | HRCU-A-CB (Split System: Heat Pump with Remote Outdoor Unit-Air-Source) | DLCURAH24AAK | ASPEN |  | D(A,C,E)36B34+TDR | *92ESN0401712A* | 23800 | 15.2 | 8.1 | 25200 | 27200 | 107.9% | 2.63 | 0 | 9 |  |  |  |  | R-410A | 1.9833 | Residential & Commercial | USHP
213204323 | Central HP <5.4 tons | TEMPSTAR | HRCU-A-CB (Split System: Heat Pump with Remote Outdoor Unit-Air-Source) | DLCURAH24AAK | ASPEN |  | D(A,C,E)24B44+TDR | *96VTN0601714A* | 23600 | 15.5 | 8.1 | 25200 | 26000 | 103.2% | 2.76 | 0 | 9 |  |  |  |  | R-410A | 1.9667 | Residential & Commercial | USHP
213204356 | Central HP <5.4 tons | TEMPSTAR | HRCU-A-CB (Split System: Heat Pump with Remote Outdoor Unit-Air-Source) | DLCURAH24AAK | ASPEN |  | D(A,C,E)36C34+TDR | *96VTN0802120A* | 23800 | 16 | 8.1 | 24800 | 25800 | 104% | 2.76 | 0 | 9 |  |  |  |  | R-410A | 1.9833 | Residential & Commercial | USHP
213204373 | Central HP <5.4 tons | TEMPSTAR | HRCU-A-CB (Split System: Heat Pump with Remote Outdoor Unit-Air-Source) | DLCURAH24AAK | ASPEN |  | D(A,C,E)30B34+TDR | *96VTN1002122A* | 23600 | 16.5 | 8.1 | 24800 | 27000 | 108.9% | 2.69 | 0 | 10 |  |  |  |  | R-410A | 1.9667 | Residential & Commercial | USHP | Ducted CEE Tier 1
213752852 | Central HP <5.4 tons | CARRIER | HRCU-A-CB (Split System: Heat Pump with Remote Outdoor Unit-Air-Source) | 38MURAQ24AB3* | ASPEN |  | D(A,C,E)36B34+TDR | 59SC6A026M14**10 | 23200 | 16.5 | 8.5 | 27000 | 20600 | 76.3% | 2.86 | 0 | 10 |  |  |  |  | R-410A | 1.9333 | Residential & Commercial | USHP | Ducted CEE Tier 1
213821554 | Central HP <5.4 tons | TEMPSTAR | HRCU-A-CB (Split System: Heat Pump with Remote Outdoor Unit-Air-Source) | DLCURAH30ABK | ASPEN |  | D(A,C,E)36C34+TDR | *96VTN1002122B* | 29600 | 15.2 | 8.1 | 34200 | 24200 | 70.76% | 2.65 | 0 | 9 |  |  |  |  | R-410A | 2.4667 | Residential & Commercial | USHP
216955382 | Central HP <5.4 tons | TRANE | HRCU-A-CB (Split System: Heat Pump with Remote Outdoor Unit-Air-Source) | 5TWX5036A1 | TRANE |  | 5PXFH005AZ3 | S8X2B060M4PSC | 31800 | 16.5 | 8.1 | 28600 | 20600 | 72.03% | 2.9 | 0 | 12 |  |  |  |  | R-454B | 2.65 | Residential & Commercial | USHP | Ducted CEE Tier 1
216955398 | Central HP <5.4 tons | TRANE | HRCU-A-CB (Split System: Heat Pump with Remote Outdoor Unit-Air-Source) | 5TWX5036A1 | TRANE |  | 5PXFH005AZ3 | S9V2B060D3VSB | 31400 | 16 | 8.1 | 29000 | 20600 | 71.03% | 2.8 | 0 | 11.7 |  |  |  |  | R-454B | 2.6167 | Residential & Commercial | USHP | Ducted CEE Tier 1
216955414 | Central HP <5.4 tons | TRANE | HRCU-A-CB (Split System: Heat Pump with Remote Outdoor Unit-Air-Source) | 5TWX5036A1 | TRANE |  | 5PXFH005AZ3 | S9V2C100U4VSB | 32200 | 16.5 | 8.1 | 29000 | 20400 | 70.34% | 2.9 | 0 | 12 |  |  |  |  | R-454B | 2.6833 | Residential & Commercial | USHP | Ducted CEE Tier 1
216955416 | Central HP <5.4 tons | TRANE | HRCU-A-CB (Split System: Heat Pump with Remote Outdoor Unit-Air-Source) | 5TWX5036A1 | TRANE |  | 5PXFH005AZ3 | S9V2C100U5VSB | 32200 | 16.5 | 8.5 | 29000 | 20400 | 70.34% | 2.9 | 0 | 12 |  |  |  |  | R-454B | 2.6833 | Residential & Commercial | USHP | Ducted CEE Tier 1
216955423 | Central HP <5.4 tons | TRANE | HRCU-A-CB (Split System: Heat Pump with Remote Outdoor Unit-Air-Source) | 5TWX5036A1 | TRANE |  | 5PXFH005AZ3 | S9X1C080U5PSB | 32000 | 16.5 | 8.1 | 28800 | 20800 | 72.22% | 2.95 | 0 | 12 |  |  |  |  | R-454B | 2.6667 | Residential & Commercial | USHP | Ducted CEE Tier 1
216955480 | Central HP <5.4 tons | TRANE | HRCU-A-CB (Split System: Heat Pump with Remote Outdoor Unit-Air-Source) | 5TWX5036A1 | TRANE |  | 5PXFH005AZ3 | S9V2B040U3VSA | 31600 | 16 | 8.1 | 28600 | 20200 | 70.63% | 2.91 | 0 | 11.7 |  |  |  |  | R-454B | 2.6333 | Residential & Commercial | USHP | Ducted CEE Tier 1
215654389 | Central HP <5.4 tons | DAY & NIGHT | HRCU-A-CB (Split System: Heat Pump with Remote Outdoor Unit-Air-Source) | DLCURAH24AAK | AspenPRO |  | PE(S,T)284 | 0 | 22200 | 15.2 | 8.5 | 25200 | 22400 | 88.89% | 2.78 | 0 | 9.5 |  |  |  |  | R-410A | 1.85 | Residential & Commercial | USHP
213204093 | Central HP <5.4 tons | TEMPSTAR | HRCU-A-CB (Split System: Heat Pump with Remote Outdoor Unit-Air-Source) | DLCURAH24AAK | ASPEN |  | D(A,C,E)36B34+TDR | *80ES(N,L)0901714A* | 23800 | 16 | 8.1 | 25600 | 27400 | 107% | 2.61 | 0 | 9 |  |  |  |  | R-410A | 1.9833 | Residential & Commercial | USHP
216955487 | Central HP <5.4 tons | TRANE | HRCU-A-CB (Split System: Heat Pump with Remote Outdoor Unit-Air-Source) | 5TWX5036A1 | TRANE |  | 5PXFH005AZ3 | S9X1D120U5PSB | 32000 | 16 | 8.1 | 28200 | 20400 | 72.34% | 3.03 | 0 | 12 |  |  |  |  | R-454B | 2.6667 | Residential & Commercial | USHP | Ducted CEE Tier 1
215654403 | Central HP <5.4 tons | COMFORTMAKER | HRCU-A-CB (Split System: Heat Pump with Remote Outdoor Unit-Air-Source) | DLCURAH24ABK | AspenPRO |  | PE(S,T)274 | 0 | 21600 | 15.2 | 8.5 | 26200 | 20200 | 77.1% | 2.71 | 0 | 9.8 |  |  |  |  | R-410A | 1.8 | Residential & Commercial | USHP
216957157 | Central HP <5.4 tons | TRANE | HRCU-A-CB (Split System: Heat Pump with Remote Outdoor Unit-Air-Source) | 5TWR5060A1 | TRANE |  | 5PXFH009AZ3 | S8X2C080M5PSC | 51500 | 15.5 | 8.1 | 50000 | 35400 | 70.8% | 2.85 | 0 | 11 |  |  |  |  | R-454B | 4.2917 | Residential & Commercial | USHP | Ducted CEE Tier 1
213204086 | Central HP <5.4 tons | TEMPSTAR | HRCU-A-CB (Split System: Heat Pump with Remote Outdoor Unit-Air-Source) | DLCURAH24AAK | ASPEN |  | D(A,C,E)24B44+TDR | *80ES(N,L)0901714A* | 23800 | 16 | 8.1 | 25600 | 27400 | 107% | 2.61 | 0 | 9.5 |  |  |  |  | R-410A | 1.9833 | Residential & Commercial | USHP
213204159 | Central HP <5.4 tons | TEMPSTAR | HRCU-A-CB (Split System: Heat Pump with Remote Outdoor Unit-Air-Source) | DLCURAH24AAK | ASPEN |  | D(A,C,E)30B34+TDR | *92ESN0601714A* | 23800 | 16 | 8.1 | 25400 | 28000 | 110.2% | 2.79 | 0 | 9 |  |  |  |  | R-410A | 1.9833 | Residential & Commercial | USHP
213612886 | Central HP <5.4 tons | GUARDIAN | HRCU-A-CB (Split System: Heat Pump with Remote Outdoor Unit-Air-Source) | RHP15048B21 | ASPEN |  | L(E,G)M60A6 | 0 | 45000 | 15.5 | 8.1 | 45500 | 37800 | 83.08% | 3.7 | 0 | 11.8 |  |  |  |  | R-410A | 3.75 | Residential & Commercial | USHP | Ducted CEE Tier 1
216957277 | Central HP <5.4 tons | TRANE | HRCU-A-CB (Split System: Heat Pump with Remote Outdoor Unit-Air-Source) | 5TWX5060A1 | TRANE |  | 5PXFH009AZ3 | S9X1D120U5PSB | 52500 | 15.5 | 8.1 | 52000 | 36400 | 70% | 2.81 | 0 | 9.8 |  |  |  |  | R-454B | 4.375 | Residential & Commercial | USHP
216957279 | Central HP <5.4 tons | TRANE | HRCU-A-CB (Split System: Heat Pump with Remote Outdoor Unit-Air-Source) | 5TWX5060A1 | TRANE |  | 5PXFH009AZ3 | S9X2D120U5PSB | 52500 | 15.5 | 8.1 | 52000 | 36400 | 70% | 2.81 | 0 | 9.8 |  |  |  |  | R-454B | 4.375 | Residential & Commercial | USHP
216955357 | Central HP <5.4 tons | TRANE | HRCU-A-CB (Split System: Heat Pump with Remote Outdoor Unit-Air-Source) | 5TWX5036A1 | TRANE |  | 5PXFH005AZ3 | S8V2B060M4PDA | 32000 | 16 | 8.1 | 28800 | 20400 | 70.83% | 2.9 | 0 | 12 |  |  |  |  | R-454B | 2.6667 | Residential & Commercial | USHP | Ducted CEE Tier 1
216955366 | Central HP <5.4 tons | TRANE | HRCU-A-CB (Split System: Heat Pump with Remote Outdoor Unit-Air-Source) | 5TWX5036A1 | TRANE |  | 5PXFH005AZ3 | S8V2C080M5PDA | 32000 | 16 | 8.1 | 28800 | 20400 | 70.83% | 2.9 | 0 | 12 |  |  |  |  | R-454B | 2.6667 | Residential & Commercial | USHP | Ducted CEE Tier 1
213204277 | Central HP <5.4 tons | TEMPSTAR | HRCU-A-CB (Split System: Heat Pump with Remote Outdoor Unit-Air-Source) | DLCURAH24AAK | ASPEN |  | D(A,C,E)30B34+TDR | *95ESN0802120A* | 23800 | 15.5 | 8.5 | 26000 | 25800 | 99.23% | 2.76 | 0 | 9.5 |  |  |  |  | R-410A | 1.9833 | Residential & Commercial | USHP
213204311 | Central HP <5.4 tons | TEMPSTAR | HRCU-A-CB (Split System: Heat Pump with Remote Outdoor Unit-Air-Source) | DLCURAH24AAK | ASPEN |  | D(A,C,E)24B44+TDR | *96VTN0601412A* | 22600 | 15.8 | 8.1 | 24400 | 24800 | 101.6% | 2.5 | 0 | 9.3 |  |  |  |  | R-410A | 1.8833 | Residential & Commercial | USHP
213204359 | Central HP <5.4 tons | TEMPSTAR | HRCU-A-CB (Split System: Heat Pump with Remote Outdoor Unit-Air-Source) | DLCURAH24AAK | ASPEN |  | D(A,C,E)24B44+TDR | *96VTN1002120A* | 23600 | 16 | 8.1 | 25000 | 26000 | 104% | 2.73 | 0 | 9 |  |  |  |  | R-410A | 1.9667 | Residential & Commercial | USHP
213204361 | Central HP <5.4 tons | TEMPSTAR | HRCU-A-CB (Split System: Heat Pump with Remote Outdoor Unit-Air-Source) | DLCURAH24AAK | ASPEN |  | D(A,C,E)30B34+TDR | *96VTN1002120A* | 23600 | 16 | 8.1 | 25000 | 26000 | 104% | 2.74 | 0 | 9 |  |  |  |  | R-410A | 1.9667 | Residential & Commercial | USHP
213204370 | Central HP <5.4 tons | TEMPSTAR | HRCU-A-CB (Split System: Heat Pump with Remote Outdoor Unit-Air-Source) | DLCURAH24AAK | ASPEN |  | D(A,C,E)24B44+TDR | *96VTN1002122A* | 23600 | 16.5 | 8.1 | 24800 | 26800 | 108.1% | 2.7 | 0 | 10 |  |  |  |  | R-410A | 1.9667 | Residential & Commercial | USHP | Ducted CEE Tier 1
215439659 | Central HP <5.4 tons | DAIKIN | HRCU-A-CB (Split System: Heat Pump with Remote Outdoor Unit-Air-Source) | DH6VSA1810A* |  |  | CA*EA2418*3A* | D*96SC0805CUA* | 17000 | 19 | 8.8 | 16800 | 13000 | 77.38% | 2.1 | 0 | 12 |  |  |  |  | R-32 | 1.4167 | Residential & Commercial | USHP | Ducted CEE Tier 1
214238978 | Central HP <5.4 tons | COMFORTMAKER | HRCU-A-CB (Split System: Heat Pump with Remote Outdoor Unit-Air-Source) | CVH837GKA2* |  |  | END4X42L17**+WALLCON | *80CTL0701716B* | 32000 | 16.5 | 8.1 | 33000 | 24800 | 75.15% | 1.9 | 0 | 11 |  |  |  |  | R-410A | 2.6667 | Residential & Commercial | USHP | Ducted CEE Tier 1
215439761 | Central HP <5.4 tons | DAIKIN | HRCU-A-CB (Split System: Heat Pump with Remote Outdoor Unit-Air-Source) | DH6VSA1810A* |  |  | CA*EA2418*3A*+MBVK16CP1X00A* | 0 | 17000 | 19 | 8.8 | 16800 | 13000 | 77.38% | 2.1 | 0 | 12 |  |  |  |  | R-32 | 1.4167 | Residential & Commercial | USHP | Ducted CEE Tier 1
213204417 | Central HP <5.4 tons | TEMPSTAR | HRCU-A-CB (Split System: Heat Pump with Remote Outdoor Unit-Air-Source) | DLCURAH24ABK | ASPEN |  | D(A,C,E)24B44+TDR | *80ES(N,L)0701712A* | 23000 | 17 | 8.5 | 25600 | 25200 | 98.44% | 2.56 | 0 | 10 |  |  |  |  | R-410A | 1.9167 | Residential & Commercial | USHP | Ducted CEE Tier 1
213204453 | Central HP <5.4 tons | TEMPSTAR | HRCU-A-CB (Split System: Heat Pump with Remote Outdoor Unit-Air-Source) | DLCURAH24ABK | ASPEN |  | D(A,C,E)24B44+TDR | *80ES(N,L)0901714A* | 23400 | 16.8 | 8.4 | 25800 | 26200 | 101.6% | 2.75 | 0 | 10.2 |  |  |  |  | R-410A | 1.95 | Residential & Commercial | USHP | Ducted CEE Tier 1
213204860 | Central HP <5.4 tons | TEMPSTAR | HRCU-A-CB (Split System: Heat Pump with Remote Outdoor Unit-Air-Source) | DLCURAH24ABK | ASPEN |  | D(A,C,E)24B44+TDR | *92ESN0601714A* | 23800 | 17 | 8.5 | 26200 | 20200 | 77.1% | 2.91 | 0 | 10 |  |  |  |  | R-410A | 1.9833 | Residential & Commercial | USHP | Ducted CEE Tier 1
214813279 | Central HP <5.4 tons | CARRIER | HRCU-A-CB (Split System: Heat Pump with Remote Outdoor Unit-Air-Source) | 38MURAQ24AB3* | AspenPRO |  | RE(S,T)304 | 0 | 22200 | 16 | 8.5 | 26200 | 23400 | 89.31% | 1.92 | 0 | 10 |  |  |  |  | R-410A | 1.85 | Residential & Commercial | USHP | Ducted CEE Tier 1
213203951 | Central HP <5.4 tons | TEMPSTAR | HRCU-A-CB (Split System: Heat Pump with Remote Outdoor Unit-Air-Source) | DLCURAH18ABK | ASPEN |  | D(A,C,E)24B44+TDR | *92ESN0401410A* | 17000 | 15.3 | 8.5 | 18400 | 13800 | 75% | 2.28 | 0 | 10.2 |  |  |  |  | R-410A | 1.4167 | Residential & Commercial | USHP | Ducted CEE Tier 1
213204862 | Central HP <5.4 tons | TEMPSTAR | HRCU-A-CB (Split System: Heat Pump with Remote Outdoor Unit-Air-Source) | DLCURAH24ABK | ASPEN |  | D(A,C,E)30B34+TDR | *92ESN0601714A* | 23800 | 17 | 8.5 | 26200 | 20200 | 77.1% | 2.91 | 0 | 10 |  |  |  |  | R-410A | 1.9833 | Residential & Commercial | USHP | Ducted CEE Tier 1
213204928 | Central HP <5.4 tons | TEMPSTAR | HRCU-A-CB (Split System: Heat Pump with Remote Outdoor Unit-Air-Source) | DLCURAH24ABK | ASPEN |  | D(A,C,E)36C34+TDR | *95ESN0401410A* | 23800 | 15.2 | 8.5 | 26600 | 20600 | 77.44% | 2.84 | 0 | 10 |  |  |  |  | R-410A | 1.9833 | Residential & Commercial | USHP | Ducted CEE Tier 1
213204937 | Central HP <5.4 tons | TEMPSTAR | HRCU-A-CB (Split System: Heat Pump with Remote Outdoor Unit-Air-Source) | DLCURAH24ABK | ASPEN |  | D(A,C,E)36B34+TDR | *95ESN0401712A* | 23800 | 15.2 | 8.5 | 26400 | 20400 | 77.27% | 2.82 | 0 | 9 |  |  |  |  | R-410A | 1.9833 | Residential & Commercial | USHP
213204284 | Central HP <5.4 tons | TEMPSTAR | HRCU-A-CB (Split System: Heat Pump with Remote Outdoor Unit-Air-Source) | DLCURAH24AAK | ASPEN |  | D(A,C,E)36C34+TDR | *95ESN0802120A* | 23800 | 15.5 | 8.5 | 26000 | 26000 | 100% | 2.77 | 0 | 9.5 |  |  |  |  | R-410A | 1.9833 | Residential & Commercial | USHP
213204318 | Central HP <5.4 tons | TEMPSTAR | HRCU-A-CB (Split System: Heat Pump with Remote Outdoor Unit-Air-Source) | DLCURAH24AAK | ASPEN |  | D(A,C,E)36B34+TDR | *96VTN0601412A* | 22800 | 15.9 | 8.1 | 24400 | 27000 | 110.7% | 2.7 | 0 | 9.3 |  |  |  |  | R-410A | 1.9 | Residential & Commercial | USHP
216955351 | Central HP <5.4 tons | TRANE | HRCU-A-CB (Split System: Heat Pump with Remote Outdoor Unit-Air-Source) | 5TWX5036A1 | TRANE |  | 5PXFH005AZ3 | *UHMB080CCV3 | 31800 | 16.5 | 8.1 | 28600 | 20600 | 72.03% | 2.9 | 0 | 12 |  |  |  |  | R-454B | 2.65 | Residential & Commercial | USHP | Ducted CEE Tier 1
216955367 | Central HP <5.4 tons | TRANE | HRCU-A-CB (Split System: Heat Pump with Remote Outdoor Unit-Air-Source) | 5TWX5036A1 | TRANE |  | 5PXFH005AZ3 | S8V2C080M5PDB | 32000 | 16.5 | 8.1 | 29000 | 20600 | 71.03% | 2.95 | 0 | 12 |  |  |  |  | R-454B | 2.6667 | Residential & Commercial | USHP | Ducted CEE Tier 1
213205028 | Central HP <5.4 tons | TEMPSTAR | HRCU-A-CB (Split System: Heat Pump with Remote Outdoor Unit-Air-Source) | DLCURAH24ABK | ASPEN |  | D(A,C,E)30B34+TDR | *96VTN0601714A* | 23600 | 16.5 | 8.5 | 26000 | 20400 | 78.46% | 2.91 | 0 | 10 |  |  |  |  | R-410A | 1.9667 | Residential & Commercial | USHP | Ducted CEE Tier 1
215654401 | Central HP <5.4 tons | COMFORTMAKER | HRCU-A-CB (Split System: Heat Pump with Remote Outdoor Unit-Air-Source) | DLCURAH24AAK | AspenPRO |  | PE(S,T)284 | 0 | 22200 | 15.2 | 8.5 | 25200 | 22400 | 88.89% | 2.78 | 0 | 9.5 |  |  |  |  | R-410A | 1.85 | Residential & Commercial | USHP
215654390 | Central HP <5.4 tons | DAY & NIGHT | HRCU-A-CB (Split System: Heat Pump with Remote Outdoor Unit-Air-Source) | DLCURAH24AAK | AspenPRO |  | RE(S,T)244 | 0 | 22200 | 15.2 | 8.5 | 26200 | 24000 | 91.6% | 2.56 | 0 | 9 |  |  |  |  | R-410A | 1.85 | Residential & Commercial | USHP
213752985 | Central HP <5.4 tons | CARRIER | HRCU-A-CB (Split System: Heat Pump with Remote Outdoor Unit-Air-Source) | 38MURAQ24AB3* | ASPEN |  | D(A,C,E)30C44+TDR | 59TP6C040V14**10 | 23000 | 16 | 8.5 | 27000 | 20600 | 76.3% | 2.85 | 0 | 9.5 |  |  |  |  | R-410A | 1.9167 | Residential & Commercial | USHP
214595160 | Central HP <5.4 tons | BRYANT HEATING AND COOLING SYSTEMS | HRCU-A-CB (Split System: Heat Pump with Remote Outdoor Unit-Air-Source) | 38MURAQ24AB3* | ASPEN |  | L(E,G)M36A4 | 0 | 22800 | 15.2 | 8.5 | 26400 | 23400 | 88.64% | 1.92 | 0 | 9.8 |  |  |  |  | R-410A | 1.9 | Residential & Commercial | USHP
216955384 | Central HP <5.4 tons | TRANE | HRCU-A-CB (Split System: Heat Pump with Remote Outdoor Unit-Air-Source) | 5TWX5036A1 | TRANE |  | 5PXFH005AZ3 | S8X2B080M4PSC | 31800 | 16 | 8.1 | 28600 | 20800 | 72.73% | 2.94 | 0 | 12 |  |  |  |  | R-454B | 2.65 | Residential & Commercial | USHP | Ducted CEE Tier 1
216955401 | Central HP <5.4 tons | TRANE | HRCU-A-CB (Split System: Heat Pump with Remote Outdoor Unit-Air-Source) | 5TWX5036A1 | TRANE |  | 5PXFH005AZ3 | S9V2B060U4PSB | 31600 | 16 | 8.1 | 28600 | 20600 | 72.03% | 2.9 | 0 | 12 |  |  |  |  | R-454B | 2.6333 | Residential & Commercial | USHP | Ducted CEE Tier 1
215676215 | Central HP <5.4 tons | HEIL | HRCU-A-CB (Split System: Heat Pump with Remote Outdoor Unit-Air-Source) | H5H0V48*K*AAA* |  |  | EVD5X48M24A*+WALLCON | *80CTL1102120B* | 47000 | 19 | 9 | 50000 | 36200 | 72.4% | 2 | 0 | 10 |  |  |  |  | R-454B | 3.9167 | Residential & Commercial | USHP | Ducted CEE Tier 1
215676365 | Central HP <5.4 tons | HEIL | HRCU-A-CB (Split System: Heat Pump with Remote Outdoor Unit-Air-Source) | H5H0V48*K*AAA* |  |  | EVD5X49M24A*+WALLCON | *97CMN1002122B* | 48000 | 19 | 9 | 50000 | 36600 | 73.2% | 2 | 0 | 10 |  |  |  |  | R-454B | 4 | Residential & Commercial | USHP | Ducted CEE Tier 1
216955360 | Central HP <5.4 tons | TRANE | HRCU-A-CB (Split System: Heat Pump with Remote Outdoor Unit-Air-Source) | 5TWX5036A1 | TRANE |  | 5PXFH005AZ3 | S8V2B080M4PCB | 31800 | 16 | 8.1 | 28600 | 20600 | 72.03% | 2.93 | 0 | 12 |  |  |  |  | R-454B | 2.65 | Residential & Commercial | USHP | Ducted CEE Tier 1
216955362 | Central HP <5.4 tons | TRANE | HRCU-A-CB (Split System: Heat Pump with Remote Outdoor Unit-Air-Source) | 5TWX5036A1 | TRANE |  | 5PXFH005AZ3 | S8V2B080M4PDB | 31800 | 16 | 8.1 | 28600 | 20600 | 72.03% | 2.93 | 0 | 12 |  |  |  |  | R-454B | 2.65 | Residential & Commercial | USHP | Ducted CEE Tier 1
216955379 | Central HP <5.4 tons | TRANE | HRCU-A-CB (Split System: Heat Pump with Remote Outdoor Unit-Air-Source) | 5TWX5036A1 | TRANE |  | 5PXFH005AZ3 | S8X1C100M5PTC | 32000 | 16.5 | 8.1 | 28800 | 20800 | 72.22% | 2.95 | 0 | 12 |  |  |  |  | R-454B | 2.6667 | Residential & Commercial | USHP | Ducted CEE Tier 1
216955393 | Central HP <5.4 tons | TRANE | HRCU-A-CB (Split System: Heat Pump with Remote Outdoor Unit-Air-Source) | 5TWX5036A1 | TRANE |  | 5PXFH005AZ3 | S9V2B040D3PSC | 31400 | 16 | 8.1 | 29200 | 21000 | 71.92% | 2.79 | 0 | 11.7 |  |  |  |  | R-454B | 2.6167 | Residential & Commercial | USHP | Ducted CEE Tier 1
216955394 | Central HP <5.4 tons | TRANE | HRCU-A-CB (Split System: Heat Pump with Remote Outdoor Unit-Air-Source) | 5TWX5036A1 | TRANE |  | 5PXFH005AZ3 | S9V2B040D3VSB | 31400 | 16 | 8.1 | 29200 | 21000 | 71.92% | 2.79 | 0 | 11.7 |  |  |  |  | R-454B | 2.6167 | Residential & Commercial | USHP | Ducted CEE Tier 1
216955395 | Central HP <5.4 tons | TRANE | HRCU-A-CB (Split System: Heat Pump with Remote Outdoor Unit-Air-Source) | 5TWX5036A1 | TRANE |  | 5PXFH005AZ3 | S9V2B040U3PSC | 31800 | 16 | 8.1 | 28600 | 20800 | 72.73% | 2.95 | 0 | 12 |  |  |  |  | R-454B | 2.65 | Residential & Commercial | USHP | Ducted CEE Tier 1
216955410 | Central HP <5.4 tons | TRANE | HRCU-A-CB (Split System: Heat Pump with Remote Outdoor Unit-Air-Source) | 5TWX5036A1 | TRANE |  | 5PXFH005AZ3 | S9V2C080U5VSB | 32200 | 16.5 | 8.1 | 28800 | 20400 | 70.83% | 2.94 | 0 | 12 |  |  |  |  | R-454B | 2.6833 | Residential & Commercial | USHP | Ducted CEE Tier 1
216955427 | Central HP <5.4 tons | TRANE | HRCU-A-CB (Split System: Heat Pump with Remote Outdoor Unit-Air-Source) | 5TWX5036A1 | TRANE |  | 5PXFH005AZ3 | S9X2B060D3PSB | 31600 | 16 | 8.1 | 29200 | 21000 | 71.92% | 2.83 | 0 | 12 |  |  |  |  | R-454B | 2.6333 | Residential & Commercial | USHP | Ducted CEE Tier 1
216955476 | Central HP <5.4 tons | TRANE | HRCU-A-CB (Split System: Heat Pump with Remote Outdoor Unit-Air-Source) | 5TWX5036A1 | TRANE |  | 5PXFH005AZ3 | S8X1A040M3PTC | 30600 | 16 | 8.1 | 27800 | 20200 | 72.66% | 2.82 | 0 | 12 |  |  |  |  | R-454B | 2.55 | Residential & Commercial | USHP | Ducted CEE Tier 1
216956816 | Central HP <5.4 tons | TRANE | HRCU-A-CB (Split System: Heat Pump with Remote Outdoor Unit-Air-Source) | 5TWX5036A1 | TRANE |  | 5PXFH009AZ3 | S9X2B080D4PSB | 32400 | 16 | 8.1 | 29200 | 21000 | 71.92% | 2.9 | 0 | 12 |  |  |  |  | R-454B | 2.7 | Residential & Commercial | USHP | Ducted CEE Tier 1
216957255 | Central HP <5.4 tons | TRANE | HRCU-A-CB (Split System: Heat Pump with Remote Outdoor Unit-Air-Source) | 5TWX5060A1 | TRANE |  | 5PXFH009AZ3 | S8X1C100M5PTC | 51500 | 15.5 | 8.1 | 50000 | 35400 | 70.8% | 2.7 | 0 | 9.8 |  |  |  |  | R-454B | 4.2917 | Residential & Commercial | USHP
213204394 | Central HP <5.4 tons | TEMPSTAR | HRCU-A-CB (Split System: Heat Pump with Remote Outdoor Unit-Air-Source) | DLCURAH24ABK | ASPEN |  | D(A,C,E)24B44+TDR | *80ES(N,L)0451712A* | 23800 | 17 | 8.5 | 26200 | 24800 | 94.66% | 2.54 | 0 | 10 |  |  |  |  | R-410A | 1.9833 | Residential & Commercial | USHP | Ducted CEE Tier 1
213204408 | Central HP <5.4 tons | TEMPSTAR | HRCU-A-CB (Split System: Heat Pump with Remote Outdoor Unit-Air-Source) | DLCURAH24ABK | ASPEN |  | D(A,C,E)30B34+TDR | *80ES(N,L)0701412A* | 23800 | 17 | 8.5 | 26200 | 26400 | 100.8% | 2.81 | 0 | 10 |  |  |  |  | R-410A | 1.9833 | Residential & Commercial | USHP | Ducted CEE Tier 1
216732984 | Central HP <5.4 tons | BRYANT HEATING AND COOLING SYSTEMS | HRCU-A-CB (Split System: Heat Pump with Remote Outdoor Unit-Air-Source) | 37MUHAQ24AA3 |  |  | CAA**2417AM* | 926SB48080V17*** | 22200 | 16 | 8.5 | 21200 | 19200 | 90.57% | 1.96 | 0 | 10.5 |  |  |  |  | R-454B | 1.85 | Residential & Commercial | USHP | Ducted CEE Tier 1
213752598 | Central HP <5.4 tons | CARRIER | HRCU-A-CB (Split System: Heat Pump with Remote Outdoor Unit-Air-Source) | 38MURAQ24AA3* | ASPEN |  | D(A,C,E)24B44+TDR | 59TP6C080V21**20 | 23800 | 16 | 8.5 | 25000 | 22400 | 89.6% | 2.92 | 0 | 9 |  |  |  |  | R-410A | 1.9833 | Residential & Commercial | USHP
213205986 | Central HP <5.4 tons | CARRIER | HRCU-A-CB (Split System: Heat Pump with Remote Outdoor Unit-Air-Source) | 38MURAQ24AA3* | ASPEN |  | D(A,C,E)30C44+TDR | 59SC2D040E17**12 | 23800 | 15.2 | 8.1 | 25200 | 22400 | 88.89% | 2.88 | 0 | 9 |  |  |  |  | R-410A | 1.9833 | Residential & Commercial | USHP
213206104 | Central HP <5.4 tons | CARRIER | HRCU-A-CB (Split System: Heat Pump with Remote Outdoor Unit-Air-Source) | 38MURAQ24AA3* | ASPEN |  | D(A,C,E)36B34+TDR | 59SC5B060E17**14 | 23600 | 15.3 | 8.4 | 25400 | 22600 | 88.98% | 2.89 | 0 | 9.3 |  |  |  |  | R-410A | 1.9667 | Residential & Commercial | USHP
216955373 | Central HP <5.4 tons | TRANE | HRCU-A-CB (Split System: Heat Pump with Remote Outdoor Unit-Air-Source) | 5TWX5036A1 | TRANE |  | 5PXFH005AZ3 | S8X1B060M4PTC | 31800 | 16.5 | 8.1 | 28600 | 20600 | 72.03% | 2.9 | 0 | 12 |  |  |  |  | R-454B | 2.65 | Residential & Commercial | USHP | Ducted CEE Tier 1
213204077 | Central HP <5.4 tons | TEMPSTAR | HRCU-A-CB (Split System: Heat Pump with Remote Outdoor Unit-Air-Source) | DLCURAH24AAK | ASPEN |  | D(A,C,E)30B34+TDR | *80ES(N,L)0702116A* | 23800 | 16 | 8.1 | 25400 | 27800 | 109.4% | 2.58 | 0 | 9 |  |  |  |  | R-410A | 1.9833 | Residential & Commercial | USHP
213204143 | Central HP <5.4 tons | TEMPSTAR | HRCU-A-CB (Split System: Heat Pump with Remote Outdoor Unit-Air-Source) | DLCURAH24AAK | ASPEN |  | D(A,C,E)36C34+TDR | *92ESN0401712A* | 23800 | 15.2 | 8.1 | 25200 | 27000 | 107.1% | 2.63 | 0 | 9 |  |  |  |  | R-410A | 1.9833 | Residential & Commercial | USHP
213204250 | Central HP <5.4 tons | TEMPSTAR | HRCU-A-CB (Split System: Heat Pump with Remote Outdoor Unit-Air-Source) | DLCURAH24AAK | ASPEN |  | D(A,C,E)24B44+TDR | *95ESN0601714A* | 23400 | 15.3 | 8.4 | 25400 | 27600 | 108.7% | 2.7 | 0 | 9.3 |  |  |  |  | R-410A | 1.95 | Residential & Commercial | USHP
216955405 | Central HP <5.4 tons | TRANE | HRCU-A-CB (Split System: Heat Pump with Remote Outdoor Unit-Air-Source) | 5TWX5036A1 | TRANE |  | 5PXFH005AZ3 | S9V2B080D4VSB | 31400 | 16 | 8.1 | 29000 | 20600 | 71.03% | 2.8 | 0 | 11.7 |  |  |  |  | R-454B | 2.6167 | Residential & Commercial | USHP | Ducted CEE Tier 1
215654405 | Central HP <5.4 tons | COMFORTMAKER | HRCU-A-CB (Split System: Heat Pump with Remote Outdoor Unit-Air-Source) | DLCURAH24ABK | AspenPRO |  | RE(S,T)304 | 0 | 22200 | 15.5 | 8.5 | 26200 | 20200 | 77.1% | 2.76 | 0 | 10 |  |  |  |  | R-410A | 1.85 | Residential & Commercial | USHP | Ducted CEE Tier 1
213206187 | Central HP <5.4 tons | CARRIER | HRCU-A-CB (Split System: Heat Pump with Remote Outdoor Unit-Air-Source) | 38MURAQ24AA3* | ASPEN |  | D(A,C,E)36C34+TDR | 59TP6B080V17**16 | 23800 | 16 | 8.1 | 25400 | 22600 | 88.98% | 2.88 | 0 | 9.5 |  |  |  |  | R-410A | 1.9833 | Residential & Commercial | USHP
213206270 | Central HP <5.4 tons | CARRIER | HRCU-A-CB (Split System: Heat Pump with Remote Outdoor Unit-Air-Source) | 38MURAQ24AB3* | ASPEN |  | D(A,C,E)36C34+TDR | 58S(B,C)*A070E17**12 | 23400 | 17 | 8.1 | 25600 | 20000 | 78.12% | 2.87 | 0 | 10 |  |  |  |  | R-410A | 1.95 | Residential & Commercial | USHP | Ducted CEE Tier 1
213206369 | Central HP <5.4 tons | CARRIER | HRCU-A-CB (Split System: Heat Pump with Remote Outdoor Unit-Air-Source) | 38MURAQ24AB3* | ASPEN |  | D(A,C,E)30C44+TDR | 58TP*A090V17**16 | 23800 | 17 | 8.1 | 26000 | 20200 | 77.69% | 2.82 | 0 | 10 |  |  |  |  | R-410A | 1.9833 | Residential & Commercial | USHP | Ducted CEE Tier 1
213206371 | Central HP <5.4 tons | CARRIER | HRCU-A-CB (Split System: Heat Pump with Remote Outdoor Unit-Air-Source) | 38MURAQ24AB3* | ASPEN |  | D(A,C,E)36B34+TDR | 58TP*A090V17**16 | 23800 | 17 | 8.1 | 26000 | 20200 | 77.69% | 2.82 | 0 | 10 |  |  |  |  | R-410A | 1.9833 | Residential & Commercial | USHP | Ducted CEE Tier 1
213206453 | Central HP <5.4 tons | CARRIER | HRCU-A-CB (Split System: Heat Pump with Remote Outdoor Unit-Air-Source) | 38MURAQ24AB3* | ASPEN |  | D(A,C,E)36B34+TDR | 59SC2D080E17**16 | 23600 | 17.5 | 8.1 | 25600 | 20000 | 78.12% | 2.86 | 0 | 10.3 |  |  |  |  | R-410A | 1.9667 | Residential & Commercial | USHP | Ducted CEE Tier 1
216733252 | Central HP <5.4 tons | BRYANT HEATING AND COOLING SYSTEMS | HRCU-A-CB (Split System: Heat Pump with Remote Outdoor Unit-Air-Source) | 37MUHAQ24AA3 |  |  | CAA**2517AM* | 83*SB36040M17*** | 23000 | 17 | 8.5 | 20600 | 18400 | 89.32% | 1.96 | 0 | 11 |  |  |  |  | R-454B | 1.9167 | Residential & Commercial | USHP | Ducted CEE Tier 1
213204851 | Central HP <5.4 tons | TEMPSTAR | HRCU-A-CB (Split System: Heat Pump with Remote Outdoor Unit-Air-Source) | DLCURAH24ABK | ASPEN |  | D(A,C,E)30B34+TDR | *92ESN0601412A* | 23200 | 17 | 8.5 | 25600 | 20000 | 78.12% | 2.87 | 0 | 10 |  |  |  |  | R-410A | 1.9333 | Residential & Commercial | USHP | Ducted CEE Tier 1
213204855 | Central HP <5.4 tons | TEMPSTAR | HRCU-A-CB (Split System: Heat Pump with Remote Outdoor Unit-Air-Source) | DLCURAH24ABK | ASPEN |  | D(A,C,E)36B34+TDR | *92ESN0601412A* | 23400 | 17 | 8.5 | 25600 | 20000 | 78.12% | 2.87 | 0 | 10 |  |  |  |  | R-410A | 1.95 | Residential & Commercial | USHP | Ducted CEE Tier 1
213204935 | Central HP <5.4 tons | TEMPSTAR | HRCU-A-CB (Split System: Heat Pump with Remote Outdoor Unit-Air-Source) | DLCURAH24ABK | ASPEN |  | D(A,C,E)30C44+TDR | *95ESN0401712A* | 23800 | 15.2 | 8.5 | 26400 | 20400 | 77.27% | 2.82 | 0 | 9.5 |  |  |  |  | R-410A | 1.9833 | Residential & Commercial | USHP
213204946 | Central HP <5.4 tons | TEMPSTAR | HRCU-A-CB (Split System: Heat Pump with Remote Outdoor Unit-Air-Source) | DLCURAH24ABK | ASPEN |  | D(A,C,E)30C44+TDR | *95ESN0601412A* | 23800 | 16 | 8.5 | 26000 | 20400 | 78.46% | 2.97 | 0 | 9.9 |  |  |  |  | R-410A | 1.9833 | Residential & Commercial | USHP
213204960 | Central HP <5.4 tons | TEMPSTAR | HRCU-A-CB (Split System: Heat Pump with Remote Outdoor Unit-Air-Source) | DLCURAH24ABK | ASPEN |  | D(A,C,E)36B34+TDR | *95ESN0601714A* | 23600 | 16.3 | 8.4 | 26000 | 20200 | 77.69% | 2.94 | 0 | 10.3 |  |  |  |  | R-410A | 1.9667 | Residential & Commercial | USHP | Ducted CEE Tier 1
215678215 | Central HP <5.4 tons | HEIL | HRCU-A-CB (Split System: Heat Pump with Remote Outdoor Unit-Air-Source) | H5H0V24*K*AAA* |  |  | EA*5X24M17A*+WALLCON | *97CTN0801716A* | 22800 | 16.5 | 9 | 24000 | 16900 | 70.42% | 1.94 | 0 | 10 |  |  |  |  | R-454B | 1.9 | Residential & Commercial | USHP | Ducted CEE Tier 1
215678265 | Central HP <5.4 tons | HEIL | HRCU-A-CB (Split System: Heat Pump with Remote Outdoor Unit-Air-Source) | H5H0V24*K*AAA* |  |  | EA*5X30M17A*+WALLCON | *80CSU0401712B* | 23200 | 17 | 8.5 | 23600 | 16600 | 70.34% | 1.98 | 0 | 10 |  |  |  |  | R-454B | 1.9333 | Residential & Commercial | USHP | Ducted CEE Tier 1
214505260 | Central HP <5.4 tons | DAIKIN | HRCU-A-CB (Split System: Heat Pump with Remote Outdoor Unit-Air-Source) | DZ6VSA241EA* |  |  | CA*EA3026*4B* | D*96VC0804CNA* | 23000 | 17 | 8.6 | 23000 | 16100 | 70% | 2 | 0 | 10 |  |  |  |  | R-410A | 1.9167 | Residential & Commercial | USHP | Ducted CEE Tier 1
216960334 | Central HP <5.4 tons | TRANE | HRCU-A-CB (Split System: Heat Pump with Remote Outdoor Unit-Air-Source) | 5TWV0X24A1 | ASPEN |  | D(A,C,E)30A3J+TDR | S9V2B080U4PSC+LRP | 19000 | 20.5 | 9 | 22200 | 26200 | 118% | 2.78 | 0 | 11.2 |  |  |  |  | R-454B | 1.5833 | Residential & Commercial | USHP | Ducted CEE Tier 1
213296457 | Central HP <5.4 tons | SAMSUNG | HRCU-A-CB (Split System: Heat Pump with Remote Outdoor Unit-Air-Source) | AC024BXUPCH | SUMMIT |  | MSVT25***8U4DHX | 0 | 24000 | 16.5 | 8.1 | 25000 | 25600 | 102.4% | 1.8 | 0 | 10.1 |  |  |  |  | R-410A | 2 | Residential & Commercial | USHP | Ducted CEE Tier 1
213613579 | Central HP <5.4 tons | BRYANT HEATING AND COOLING SYSTEMS | HRCU-A-CB (Split System: Heat Pump with Remote Outdoor Unit-Air-Source) | 38MURAQ24AA3* | ASPEN |  | L(E,G)M24D4 | 0 | 23800 | 15.5 | 9 | 25400 | 22600 | 88.98% | 2.89 | 0 | 9.5 |  |  |  |  | R-410A | 1.9833 | Residential & Commercial | USHP
216957262 | Central HP <5.4 tons | TRANE | HRCU-A-CB (Split System: Heat Pump with Remote Outdoor Unit-Air-Source) | 5TWX5060A1 | TRANE |  | 5PXFH009AZ3 | S8X2C100M5PTC | 51500 | 15.5 | 8.1 | 50000 | 35400 | 70.8% | 2.7 | 0 | 9.8 |  |  |  |  | R-454B | 4.2917 | Residential & Commercial | USHP
215654404 | Central HP <5.4 tons | COMFORTMAKER | HRCU-A-CB (Split System: Heat Pump with Remote Outdoor Unit-Air-Source) | DLCURAH24ABK | AspenPRO |  | PE(S,T)284 | 0 | 22200 | 15.2 | 8.5 | 26200 | 20200 | 77.1% | 2.73 | 0 | 10 |  |  |  |  | R-410A | 1.85 | Residential & Commercial | USHP | Ducted CEE Tier 1
216956881 | Central HP <5.4 tons | TRANE | HRCU-A-CB (Split System: Heat Pump with Remote Outdoor Unit-Air-Source) | 5TWX5036A1 | TRANE |  | 5PXFH009AZ3 | L8V1A040U3VSB | 31400 | 16 | 8.1 | 27400 | 20000 | 72.99% | 2.91 | 0 | 12 |  |  |  |  | R-454B | 2.6167 | Residential & Commercial | USHP | Ducted CEE Tier 1
213753668 | Central HP <5.4 tons | CARRIER | HRCU-A-CB (Split System: Heat Pump with Remote Outdoor Unit-Air-Source) | 38MURAQ36AB3* | ASPEN |  | D(A,C,E)42B34+TDR | 58S(B,C)*B070M21**16 | 35000 | 16.5 | 8.1 | 38500 | 32200 | 83.64% | 2.6 | 0 | 9 |  |  |  |  | R-410A | 2.9167 | Residential & Commercial | USHP
213753671 | Central HP <5.4 tons | CARRIER | HRCU-A-CB (Split System: Heat Pump with Remote Outdoor Unit-Air-Source) | 38MURAQ36AB3* | ASPEN |  | D(A,C,E)36B34+TDR | 58S(B,C)*B090M17**14 | 35200 | 16.5 | 8.1 | 38500 | 32200 | 83.64% | 2.58 | 0 | 10 |  |  |  |  | R-410A | 2.9333 | Residential & Commercial | USHP | Ducted CEE Tier 1
213753735 | Central HP <5.4 tons | CARRIER | HRCU-A-CB (Split System: Heat Pump with Remote Outdoor Unit-Air-Source) | 38MURAQ36AB3* | ASPEN |  | D(A,C,E)42B34+TDR | 58TP*B090V21**20 | 34000 | 16.5 | 8.5 | 37800 | 31800 | 84.13% | 2.72 | 0 | 9.9 |  |  |  |  | R-410A | 2.8333 | Residential & Commercial | USHP
213753804 | Central HP <5.4 tons | CARRIER | HRCU-A-CB (Split System: Heat Pump with Remote Outdoor Unit-Air-Source) | 38MURAQ36AB3* | ASPEN |  | D(A,C,E)36B34+TDR | 59SC6A100M21**22 | 33600 | 16.4 | 8.5 | 37800 | 31800 | 84.13% | 2.71 | 0 | 9.8 |  |  |  |  | R-410A | 2.8 | Residential & Commercial | USHP
213753836 | Central HP <5.4 tons | CARRIER | HRCU-A-CB (Split System: Heat Pump with Remote Outdoor Unit-Air-Source) | 38MURAQ36AB3* | ASPEN |  | D(A,C,E)42B34+TDR | 59SP6A080V21**20 | 35400 | 16 | 8.1 | 39500 | 31600 | 80% | 2.51 | 0 | 9.5 |  |  |  |  | R-410A | 2.95 | Residential & Commercial | USHP
213753386 | Central HP <5.4 tons | CARRIER | HRCU-A-CB (Split System: Heat Pump with Remote Outdoor Unit-Air-Source) | 38MURAQ30AB3* | ASPEN |  | D(A,C,E)36B34+TDR | 59SC2E080M21**20 | 28600 | 15.3 | 8.4 | 33400 | 23800 | 71.26% | 2.76 | 0 | 8.8 |  |  |  |  | R-410A | 2.3833 | Residential & Commercial | USHP
213613594 | Central HP <5.4 tons | BRYANT HEATING AND COOLING SYSTEMS | HRCU-A-CB (Split System: Heat Pump with Remote Outdoor Unit-Air-Source) | 38MURAQ24AB3* | ASPEN |  | A(E,F)M244+TDR | 0 | 23000 | 16 | 8.5 | 25800 | 20200 | 78.29% | 2.92 | 0 | 10 |  |  |  |  | R-410A | 1.9167 | Residential & Commercial | USHP | Ducted CEE Tier 1
213753829 | Central HP <5.4 tons | CARRIER | HRCU-A-CB (Split System: Heat Pump with Remote Outdoor Unit-Air-Source) | 38MURAQ36AB3* | ASPEN |  | D(A,C,E)36B34+TDR | 59SP6A080V17**16 | 33600 | 15.9 | 8.1 | 38500 | 31400 | 81.56% | 2.71 | 0 | 9.8 |  |  |  |  | R-410A | 2.8 | Residential & Commercial | USHP
213753880 | Central HP <5.4 tons | CARRIER | HRCU-A-CB (Split System: Heat Pump with Remote Outdoor Unit-Air-Source) | 38MURAQ36AB3* | ASPEN |  | D(A,C,E)36B34+TDR | 59TP6C120V24**22 | 33600 | 16.4 | 8.5 | 37800 | 31800 | 84.13% | 2.72 | 0 | 9.8 |  |  |  |  | R-410A | 2.8 | Residential & Commercial | USHP
213204876 | Central HP <5.4 tons | TEMPSTAR | HRCU-A-CB (Split System: Heat Pump with Remote Outdoor Unit-Air-Source) | DLCURAH24ABK | ASPEN |  | D(A,C,E)30C44+TDR | *92ESN0801716A* | 23800 | 17.5 | 8.5 | 25600 | 20000 | 78.12% | 3 | 0 | 10.4 |  |  |  |  | R-410A | 1.9833 | Residential & Commercial | USHP | Ducted CEE Tier 1
213821218 | Central HP <5.4 tons | TEMPSTAR | HRCU-A-CB (Split System: Heat Pump with Remote Outdoor Unit-Air-Source) | DLCURAH24ABK | ASPEN |  | D(A,C,E)30C44+TDR | *80MS(N,L)1102120A* | 23400 | 17.5 | 8.5 | 25600 | 20000 | 78.12% | 3.01 | 0 | 10.3 |  |  |  |  | R-410A | 1.95 | Residential & Commercial | USHP | Ducted CEE Tier 1
213821232 | Central HP <5.4 tons | TEMPSTAR | HRCU-A-CB (Split System: Heat Pump with Remote Outdoor Unit-Air-Source) | DLCURAH24ABK | ASPEN |  | D(A,C,E)30B34+TDR | *80VTL0902120B* | 22800 | 16.7 | 8.4 | 25600 | 20200 | 78.91% | 2.96 | 0 | 10 |  |  |  |  | R-410A | 1.9 | Residential & Commercial | USHP | Ducted CEE Tier 1
213821234 | Central HP <5.4 tons | TEMPSTAR | HRCU-A-CB (Split System: Heat Pump with Remote Outdoor Unit-Air-Source) | DLCURAH24ABK | ASPEN |  | D(A,C,E)36B34+TDR | *80VTL0902120B* | 23200 | 16.9 | 8.5 | 25600 | 20200 | 78.91% | 3.01 | 0 | 10.3 |  |  |  |  | R-410A | 1.9333 | Residential & Commercial | USHP | Ducted CEE Tier 1
213821250 | Central HP <5.4 tons | TEMPSTAR | HRCU-A-CB (Split System: Heat Pump with Remote Outdoor Unit-Air-Source) | DLCURAH24ABK | ASPEN |  | D(A,C,E)36C34+TDR | *92MSN0601412A* | 23800 | 17 | 8.5 | 26400 | 20400 | 77.27% | 2.94 | 0 | 10 |  |  |  |  | R-410A | 1.9833 | Residential & Commercial | USHP | Ducted CEE Tier 1
215418106 | Central HP <5.4 tons | ECOER | HRCU-A-C (Split System: Heat Pump with Remote Outdoor Unit with No Indoor Fan --Air Source) | EODA19H-4860A | ADP |  | HG86948+TD | 0 | 42000 | 15.2 | 8.6 | 41000 | 32000 | 78.05% | 1.9 | 0 | 11.7 |  |  |  |  | R-410A | 3.5 | Residential & Commercial | USHP | Ducted CEE Tier 1
213821259 | Central HP <5.4 tons | TEMPSTAR | HRCU-A-CB (Split System: Heat Pump with Remote Outdoor Unit-Air-Source) | DLCURAH24ABK | ASPEN |  | D(A,C,E)36B34+TDR | *92MSN0801716A* | 23400 | 17.5 | 8.5 | 26200 | 20000 | 76.34% | 2.91 | 0 | 10 |  |  |  |  | R-410A | 1.95 | Residential & Commercial | USHP | Ducted CEE Tier 1
213821277 | Central HP <5.4 tons | TEMPSTAR | HRCU-A-CB (Split System: Heat Pump with Remote Outdoor Unit-Air-Source) | DLCURAH24ABK | ASPEN |  | D(A,C,E)30B34+TDR | *96MSN0401410A* | 22400 | 16.3 | 8.4 | 25400 | 20200 | 79.53% | 2.95 | 0 | 9.8 |  |  |  |  | R-410A | 1.8667 | Residential & Commercial | USHP
213204895 | Central HP <5.4 tons | TEMPSTAR | HRCU-A-CB (Split System: Heat Pump with Remote Outdoor Unit-Air-Source) | DLCURAH24ABK | ASPEN |  | D(A,C,E)24B44+TDR | *92ESN1002120A* | 23600 | 16.8 | 8.4 | 26000 | 20200 | 77.69% | 2.98 | 0 | 10.2 |  |  |  |  | R-410A | 1.9667 | Residential & Commercial | USHP | Ducted CEE Tier 1
213204986 | Central HP <5.4 tons | TEMPSTAR | HRCU-A-CB (Split System: Heat Pump with Remote Outdoor Unit-Air-Source) | DLCURAH24ABK | ASPEN |  | D(A,C,E)36C34+TDR | *95ESN0802120A* | 23800 | 16.5 | 8.5 | 26600 | 20400 | 76.69% | 2.89 | 0 | 10.5 |  |  |  |  | R-410A | 1.9833 | Residential & Commercial | USHP | Ducted CEE Tier 1
216797134 | Central HP <5.4 tons | TRANE | HRCU-A-CB (Split System: Heat Pump with Remote Outdoor Unit-Air-Source) | 5TWV8X48A1 | ASPEN |  | D(A,C,E)60B3J+TDR | L8V1B080U4VSB+LRP | 45000 | 18 | 8.5 | 46000 | 46000 | 100% | 2.65 | 0 | 9.8 |  |  |  |  | R-454B | 3.75 | Residential & Commercial | USHP
216055335 | Central HP <5.4 tons | LUXAIRE | HRCU-A-CB (Split System: Heat Pump with Remote Outdoor Unit-Air-Source) | HH860E2S11 | ASPEN |  | C(A,C,D,E)60A3K+TDR | TMLE080C16MP11 | 41000 | 18 | 8.5 | 45000 | 34200 | 76% | 2 | 0 | 10.5 |  |  |  |  | R-454B | 3.4167 | Residential & Commercial | USHP | Ducted CEE Tier 1
216055352 | Central HP <5.4 tons | LUXAIRE | HRCU-A-CB (Split System: Heat Pump with Remote Outdoor Unit-Air-Source) | HH860E2S11 | ASPEN |  | C(A,C,D,E)48A3K+TDR | TMLE130D20MP11 | 41500 | 16.5 | 8.1 | 46000 | 35200 | 76.52% | 2 | 0 | 10.5 |  |  |  |  | R-454B | 3.4583 | Residential & Commercial | USHP | Ducted CEE Tier 1
215677208 | Central HP <5.4 tons | COMFORTMAKER | HRCU-A-CB (Split System: Heat Pump with Remote Outdoor Unit-Air-Source) | C5H0V60*K*AAA* |  |  | EVM5X60M24A*+WALLCON | *96CTN1202422B* | 56500 | 18.5 | 9 | 63000 | 44500 | 70.63% | 2.1 | 0 | 9 |  |  |  |  | R-454B | 4.7083 | Residential & Commercial | USHP
213821587 | Central HP <5.4 tons | TEMPSTAR | HRCU-A-CB (Split System: Heat Pump with Remote Outdoor Unit-Air-Source) | DLCURAH36ABK | ASPEN |  | D(A,C,E)36C34+TDR | *80MS(N,L)0902420A* | 35200 | 16.5 | 8.1 | 38500 | 31800 | 82.6% | 2.72 | 0 | 10.5 |  |  |  |  | R-410A | 2.9333 | Residential & Commercial | USHP | Ducted CEE Tier 1
213821671 | Central HP <5.4 tons | TEMPSTAR | HRCU-A-CB (Split System: Heat Pump with Remote Outdoor Unit-Air-Source) | DLCURAH36ABK | ASPEN |  | D(A,C,E)36C34+TDR | *96VTN1002122B* | 35200 | 17 | 8.1 | 38500 | 31800 | 82.6% | 2.72 | 0 | 10.5 |  |  |  |  | R-410A | 2.9333 | Residential & Commercial | USHP | Ducted CEE Tier 1
213205536 | Central HP <5.4 tons | TEMPSTAR | HRCU-A-CB (Split System: Heat Pump with Remote Outdoor Unit-Air-Source) | DLCURAH36ABK | ASPEN |  | D(A,C,E)36C34+TDR | *80ES(N,L)0902120A* | 35400 | 16 | 8.1 | 39500 | 31600 | 80% | 2.52 | 0 | 10 |  |  |  |  | R-410A | 2.95 | Residential & Commercial | USHP | Ducted CEE Tier 1
213205618 | Central HP <5.4 tons | TEMPSTAR | HRCU-A-CB (Split System: Heat Pump with Remote Outdoor Unit-Air-Source) | DLCURAH36ABK | ASPEN |  | D(A,C,E)36B34+TDR | *92ESN1202420A* | 35200 | 16 | 8.1 | 38500 | 31800 | 82.6% | 2.72 | 0 | 10.5 |  |  |  |  | R-410A | 2.9333 | Residential & Commercial | USHP | Ducted CEE Tier 1
216955388 | Central HP <5.4 tons | TRANE | HRCU-A-CB (Split System: Heat Pump with Remote Outdoor Unit-Air-Source) | 5TWX5036A1 | TRANE |  | 5PXFH005AZ3 | S8X2C100M5PSC | 32000 | 16.5 | 8.1 | 28800 | 20800 | 72.22% | 2.95 | 0 | 12 |  |  |  |  | R-454B | 2.6667 | Residential & Commercial | USHP | Ducted CEE Tier 1
216955472 | Central HP <5.4 tons | TRANE | HRCU-A-CB (Split System: Heat Pump with Remote Outdoor Unit-Air-Source) | 5TWX5036A1 | TRANE |  | 5PXFH005AZ3 | *UHMC100CCV4 | 32000 | 16.5 | 8.1 | 28400 | 20200 | 71.13% | 2.88 | 0 | 12 |  |  |  |  | R-454B | 2.6667 | Residential & Commercial | USHP | Ducted CEE Tier 1
213204176 | Central HP <5.4 tons | TEMPSTAR | HRCU-A-CB (Split System: Heat Pump with Remote Outdoor Unit-Air-Source) | DLCURAH24AAK | ASPEN |  | D(A,C,E)36B34+TDR | *92ESN0801716A* | 23800 | 16.5 | 8.1 | 25400 | 28600 | 112.6% | 2.61 | 0 | 9 |  |  |  |  | R-410A | 1.9833 | Residential & Commercial | USHP
213204194 | Central HP <5.4 tons | TEMPSTAR | HRCU-A-CB (Split System: Heat Pump with Remote Outdoor Unit-Air-Source) | DLCURAH24AAK | ASPEN |  | D(A,C,E)30B34+TDR | *92ESN1002120A* | 23800 | 16 | 8.5 | 26000 | 27400 | 105.4% | 2.68 | 0 | 9.5 |  |  |  |  | R-410A | 1.9833 | Residential & Commercial | USHP
216957261 | Central HP <5.4 tons | TRANE | HRCU-A-CB (Split System: Heat Pump with Remote Outdoor Unit-Air-Source) | 5TWX5060A1 | TRANE |  | 5PXFH009AZ3 | S8X2C100M5PSC | 51500 | 15.5 | 8.1 | 50000 | 35400 | 70.8% | 2.7 | 0 | 9.8 |  |  |  |  | R-454B | 4.2917 | Residential & Commercial | USHP
216055369 | Central HP <5.4 tons | LUXAIRE | HRCU-A-CB (Split System: Heat Pump with Remote Outdoor Unit-Air-Source) | HH860E2S11 | ASPEN |  | D(A,C,E)60A3K+TDR | TP9C100C20MP13 | 41000 | 18 | 8.5 | 44500 | 33800 | 75.96% | 2 | 0 | 10.5 |  |  |  |  | R-454B | 3.4167 | Residential & Commercial | USHP | Ducted CEE Tier 1
215399940 | Central HP <5.4 tons | LUXAIRE | HRCU-A-C (Split System: Heat Pump with Remote Outdoor Unit with No Indoor Fan --Air Source) | HH836E2S11 | ASPEN |  | C(A,C,D,E)36B3K+TDR | 0 | 30600 | 15.2 | 8.1 | 31000 | 31600 | 101.9% | 2.56 | 0 | 10.5 |  |  |  |  | R-454B | 2.55 | Residential & Commercial | USHP | Ducted CEE Tier 1
214093140 | Central HP <5.4 tons | LUXAIRE | HRCU-A-CB (Split System: Heat Pump with Remote Outdoor Unit-Air-Source) | HMH72B341 | ASPEN |  | D(A,C,E)48B36+TDR | TPLC060A12MP13 | 32800 | 17.5 | 8.1 | 32400 | 45000 | 138.9% | 3.09 | 0 | 9.5 |  |  |  |  | R-410A | 2.7333 | Residential & Commercial | USHP
214093141 | Central HP <5.4 tons | LUXAIRE | HRCU-A-CB (Split System: Heat Pump with Remote Outdoor Unit-Air-Source) | HMH72B341 | ASPEN |  | D(A,C,E)36A36+TDR | TPLC080B12MP13 | 32400 | 17 | 8.1 | 32400 | 45500 | 140.4% | 2.97 | 0 | 9.5 |  |  |  |  | R-410A | 2.7 | Residential & Commercial | USHP
214093142 | Central HP <5.4 tons | LUXAIRE | HRCU-A-CB (Split System: Heat Pump with Remote Outdoor Unit-Air-Source) | HMH72B341 | ASPEN |  | D(A,C,E)42A46+TDR | TPLC080B12MP13 | 32400 | 17 | 8.1 | 32400 | 46000 | 142% | 3.03 | 0 | 9.5 |  |  |  |  | R-410A | 2.7 | Residential & Commercial | USHP
214093143 | Central HP <5.4 tons | LUXAIRE | HRCU-A-CB (Split System: Heat Pump with Remote Outdoor Unit-Air-Source) | HMH72B341 | ASPEN |  | D(A,C,E)48B36+TDR | TPLC080B12MP13 | 32400 | 17 | 8.1 | 32400 | 45500 | 140.4% | 3 | 0 | 9.5 |  |  |  |  | R-410A | 2.7 | Residential & Commercial | USHP
214093126 | Central HP <5.4 tons | LUXAIRE | HRCU-A-CB (Split System: Heat Pump with Remote Outdoor Unit-Air-Source) | HMH72B341 | ASPEN |  | D(A,C,E)36A36+TDR | TP9C080C16MP13 | 31600 | 17.5 | 8.1 | 32400 | 44000 | 135.8% | 3.09 | 0 | 9.8 |  |  |  |  | R-410A | 2.6333 | Residential & Commercial | USHP
213205082 | Central HP <5.4 tons | TEMPSTAR | HRCU-A-CB (Split System: Heat Pump with Remote Outdoor Unit-Air-Source) | DLCURAH24ABK | ASPEN |  | D(A,C,E)36B34+TDR | *96VTN1002122A* | 23600 | 17 | 8.1 | 25800 | 20000 | 77.52% | 2.85 | 0 | 10 |  |  |  |  | R-410A | 1.9667 | Residential & Commercial | USHP | Ducted CEE Tier 1
213205248 | Central HP <5.4 tons | TEMPSTAR | HRCU-A-CB (Split System: Heat Pump with Remote Outdoor Unit-Air-Source) | DLCURAH30ABK | ASPEN |  | D(A,C,E)36B34+TDR | *80ES(N,L)1102420A* | 29600 | 15.2 | 8.1 | 33800 | 24000 | 71.01% | 2.7 | 0 | 9 |  |  |  |  | R-410A | 2.4667 | Residential & Commercial | USHP
213205318 | Central HP <5.4 tons | TEMPSTAR | HRCU-A-CB (Split System: Heat Pump with Remote Outdoor Unit-Air-Source) | DLCURAH30ABK | ASPEN |  | D(A,C,E)36B34+TDR | *92ESN0801716A* | 29600 | 15.2 | 8.1 | 33800 | 24000 | 71.01% | 2.67 | 0 | 9 |  |  |  |  | R-410A | 2.4667 | Residential & Commercial | USHP
213753610 | Central HP <5.4 tons | CARRIER | HRCU-A-CB (Split System: Heat Pump with Remote Outdoor Unit-Air-Source) | 38MURAQ30AB3* | ASPEN |  | D(A,C,E)30C44+TDR | 59TP6C100V21**20 | 29600 | 15.2 | 8.5 | 34200 | 24200 | 70.76% | 2.69 | 0 | 9 |  |  |  |  | R-410A | 2.4667 | Residential & Commercial | USHP
216055003 | Central HP <5.4 tons | LUXAIRE | HRCU-A-CB (Split System: Heat Pump with Remote Outdoor Unit-Air-Source) | HH836E2S11 | ASPEN |  | C(A,C,D,E)48A3K+TDR | LP9C080C16MP13 | 31200 | 18 | 8.5 | 31400 | 25400 | 80.89% | 2 | 0 | 11 |  |  |  |  | R-454B | 2.6 | Residential & Commercial | USHP | Ducted CEE Tier 1
214093024 | Central HP <5.4 tons | LUXAIRE | HRCU-A-CB (Split System: Heat Pump with Remote Outdoor Unit-Air-Source) | HMH72B341 | ASPEN |  | D(A,C,E)36A36+TDR | TM8Y100C20MP11 | 33600 | 18 | 8.1 | 32400 | 46500 | 143.5% | 3.12 | 0 | 9.5 |  |  |  |  | R-410A | 2.8 | Residential & Commercial | USHP
214093026 | Central HP <5.4 tons | LUXAIRE | HRCU-A-CB (Split System: Heat Pump with Remote Outdoor Unit-Air-Source) | HMH72B341 | ASPEN |  | D(A,C,E)48B36+TDR | TM8Y100C20MP11 | 33600 | 18 | 8.2 | 32400 | 46500 | 143.5% | 3.17 | 0 | 9.5 |  |  |  |  | R-410A | 2.8 | Residential & Commercial | USHP
214093042 | Central HP <5.4 tons | LUXAIRE | HRCU-A-CB (Split System: Heat Pump with Remote Outdoor Unit-Air-Source) | HMH72B341 | ASPEN |  | D(A,C,E)36A36+TDR | TM9E080C16MP12 | 33000 | 18 | 8.1 | 32400 | 45000 | 138.9% | 3.04 | 0 | 10 |  |  |  |  | R-410A | 2.75 | Residential & Commercial | USHP | Ducted CEE Tier 1
214093106 | Central HP <5.4 tons | LUXAIRE | HRCU-A-CB (Split System: Heat Pump with Remote Outdoor Unit-Air-Source) | HMH72B341 | ASPEN |  | D(A,C,E)42A46+TDR | TMLE100C16MP11 | 33000 | 18 | 8.3 | 32400 | 45000 | 138.9% | 3.11 | 0 | 10 |  |  |  |  | R-410A | 2.75 | Residential & Commercial | USHP | Ducted CEE Tier 1
214093109 | Central HP <5.4 tons | LUXAIRE | HRCU-A-CB (Split System: Heat Pump with Remote Outdoor Unit-Air-Source) | HMH72B341 | ASPEN |  | D(A,C,E)42A46+TDR | TMLE120C16MP11 | 33200 | 18 | 8.3 | 32400 | 45500 | 140.4% | 3.15 | 0 | 10 |  |  |  |  | R-410A | 2.7667 | Residential & Commercial | USHP | Ducted CEE Tier 1
214093124 | Central HP <5.4 tons | LUXAIRE | HRCU-A-CB (Split System: Heat Pump with Remote Outdoor Unit-Air-Source) | HMH72B341 | ASPEN |  | D(A,C,E)42A46+TDR | TP9C080B12MP13 | 32800 | 17 | 8.1 | 32400 | 46500 | 143.5% | 3.12 | 0 | 9.5 |  |  |  |  | R-410A | 2.7333 | Residential & Commercial | USHP
214092924 | Central HP <5.4 tons | LUXAIRE | HRCU-A-CB (Split System: Heat Pump with Remote Outdoor Unit-Air-Source) | HMH72B341 | ASPEN |  | D(A,C,E)48B36+TDR | LP9C080B12MP13 | 32800 | 17 | 8.1 | 32400 | 46000 | 142% | 3.06 | 0 | 9.5 |  |  |  |  | R-410A | 2.7333 | Residential & Commercial | USHP
214092940 | Central HP <5.4 tons | LUXAIRE | HRCU-A-CB (Split System: Heat Pump with Remote Outdoor Unit-Air-Source) | HMH72B341 | ASPEN |  | D(A,C,E)36A36+TDR | LPLC080B12MP13 | 32400 | 17 | 8.1 | 32400 | 45500 | 140.4% | 2.97 | 0 | 9.5 |  |  |  |  | R-410A | 2.7 | Residential & Commercial | USHP
214239178 | Central HP <5.4 tons | COMFORTMAKER | HRCU-A-CB (Split System: Heat Pump with Remote Outdoor Unit-Air-Source) | CVH837GKA2* |  |  | EN(A,D,W)4X48L21**+WALLCON | *80CTL0701716B* | 32200 | 17 | 8.1 | 32800 | 24800 | 75.61% | 1.94 | 0 | 11.5 |  |  |  |  | R-410A | 2.6833 | Residential & Commercial | USHP | Ducted CEE Tier 1
216055281 | Central HP <5.4 tons | LUXAIRE | HRCU-A-CB (Split System: Heat Pump with Remote Outdoor Unit-Air-Source) | HH860E2S11 | ASPEN |  | C(A,C,D,E)60A3K+TDR | TM8V120C20MP12 | 41000 | 18 | 8.5 | 44500 | 33800 | 75.96% | 2 | 0 | 10.5 |  |  |  |  | R-454B | 3.4167 | Residential & Commercial | USHP | Ducted CEE Tier 1
216055333 | Central HP <5.4 tons | LUXAIRE | HRCU-A-CB (Split System: Heat Pump with Remote Outdoor Unit-Air-Source) | HH860E2S11 | ASPEN |  | D(A,C,E)60A3K+TDR | TM9Y120D20MP11 | 41000 | 17.5 | 8.1 | 43500 | 33400 | 76.78% | 2 | 0 | 11.5 |  |  |  |  | R-454B | 3.4167 | Residential & Commercial | USHP | Ducted CEE Tier 1
216055347 | Central HP <5.4 tons | LUXAIRE | HRCU-A-CB (Split System: Heat Pump with Remote Outdoor Unit-Air-Source) | HH860E2S11 | ASPEN |  | C(A,C,D,E)60A3K+TDR | TMLE120C16MP11 | 41000 | 18 | 8.5 | 45000 | 34200 | 76% | 2 | 0 | 10.5 |  |  |  |  | R-454B | 3.4167 | Residential & Commercial | USHP | Ducted CEE Tier 1
213206204 | Central HP <5.4 tons | CARRIER | HRCU-A-CB (Split System: Heat Pump with Remote Outdoor Unit-Air-Source) | 38MURAQ24AA3* | ASPEN |  | D(A,C,E)30B34+TDR | 59TP6B100V21**20 | 23600 | 16 | 8.1 | 25000 | 22400 | 89.6% | 2.98 | 0 | 9 |  |  |  |  | R-410A | 1.9667 | Residential & Commercial | USHP
216957150 | Central HP <5.4 tons | TRANE | HRCU-A-CB (Split System: Heat Pump with Remote Outdoor Unit-Air-Source) | 5TWR5060A1 | TRANE |  | 5PXFH009AZ3 | S8X1C080M5PSC | 51500 | 15.5 | 8.1 | 50000 | 35400 | 70.8% | 2.85 | 0 | 11 |  |  |  |  | R-454B | 4.2917 | Residential & Commercial | USHP | Ducted CEE Tier 1
216957181 | Central HP <5.4 tons | TRANE | HRCU-A-CB (Split System: Heat Pump with Remote Outdoor Unit-Air-Source) | 5TWR5060A1 | TRANE |  | 5PXFH009AZ3 | S9X2C080U5PSB | 52500 | 15.5 | 8.1 | 52000 | 36400 | 70% | 2.85 | 0 | 9.8 |  |  |  |  | R-454B | 4.375 | Residential & Commercial | USHP
214264156 | Central HP <5.4 tons | ARMSTRONG AIR | HRCU-A-CB (Split System: Heat Pump with Remote Outdoor Unit-Air-Source) | 4SHP22LX124P-**A | ADP |  | H,A,DG9J(1,2)36+TXV | A80UH2E070A12 | 24000 | 21 | 8.5 | 22000 | 15400 | 70% | 1.92 | 0 | 13.5 |  |  |  |  | R-410A | 2 | Residential & Commercial | USHP | Ducted CEE Tier 1
214320589 | Central HP <5.4 tons | Frigidaire | HRCU-A-C (Split System: Heat Pump with Remote Outdoor Unit with No Indoor Fan --Air Source) | GXH24-36MSK4DH | ASPEN |  | D(A,C,E)36B34+TDR | 0 | 32000 | 15.2 | 8.5 | 34000 | 24000 | 70.59% | 1.8 | 0 | 9.5 |  |  |  |  | R-410A | 2.6667 | Residential & Commercial | USHP
216055349 | Central HP <5.4 tons | LUXAIRE | HRCU-A-CB (Split System: Heat Pump with Remote Outdoor Unit-Air-Source) | HH860E2S11 | ASPEN |  | C(A,C,D,E)48A3K+TDR | TMLE120C20MP11 | 41000 | 16.5 | 8.1 | 46000 | 35000 | 76.09% | 2 | 0 | 10.5 |  |  |  |  | R-454B | 3.4167 | Residential & Commercial | USHP | Ducted CEE Tier 1
216055358 | Central HP <5.4 tons | LUXAIRE | HRCU-A-CB (Split System: Heat Pump with Remote Outdoor Unit-Air-Source) | HH860E2S11 | ASPEN |  | C(A,C,D,E)48A3K+TDR | TMLV120C20MP12 | 40000 | 17.5 | 8.1 | 44500 | 33800 | 75.96% | 2 | 0 | 10.5 |  |  |  |  | R-454B | 3.3333 | Residential & Commercial | USHP | Ducted CEE Tier 1
216055365 | Central HP <5.4 tons | LUXAIRE | HRCU-A-CB (Split System: Heat Pump with Remote Outdoor Unit-Air-Source) | HH860E2S11 | ASPEN |  | C(A,C,D,E)60A3K+TDR | TP9C100C16MP13 | 40500 | 17 | 8.5 | 43500 | 33200 | 76.32% | 2 | 0 | 11 |  |  |  |  | R-454B | 3.375 | Residential & Commercial | USHP | Ducted CEE Tier 1
216055390 | Central HP <5.4 tons | LUXAIRE | HRCU-A-CB (Split System: Heat Pump with Remote Outdoor Unit-Air-Source) | HH860E2S11 | ASPEN |  | D(A,C,E)60A3K+TDR | Z8ES080C20SMPS1 | 41000 | 18 | 8.5 | 44000 | 33400 | 75.91% | 2 | 0 | 11.7 |  |  |  |  | R-454B | 3.4167 | Residential & Commercial | USHP | Ducted CEE Tier 1
216055413 | Central HP <5.4 tons | LUXAIRE | HRCU-A-CB (Split System: Heat Pump with Remote Outdoor Unit-Air-Source) | HH860E2S11 | ASPEN |  | C(A,C,D,E)60A3K+TDR | Z9ES100C16SMPS1 | 42000 | 18 | 8.5 | 46500 | 34200 | 73.55% | 2 | 0 | 10.5 |  |  |  |  | R-454B | 3.5 | Residential & Commercial | USHP | Ducted CEE Tier 1
215031218 | Central HP <5.4 tons | DAIKIN | HRCU-A-CB (Split System: Heat Pump with Remote Outdoor Unit-Air-Source) | DZ9VCA3610A* | ASPEN |  | CH48B34+TDR | D*80VC1005C*A* | 31600 | 19 | 8.1 | 34000 | 24400 | 71.76% | 1.8 | 0 | 11.9 |  |  |  |  | R-410A | 2.6333 | Residential & Commercial | USHP | Ducted CEE Tier 1
213204253 | Central HP <5.4 tons | TEMPSTAR | HRCU-A-CB (Split System: Heat Pump with Remote Outdoor Unit-Air-Source) | DLCURAH24AAK | ASPEN |  | D(A,C,E)30B34+TDR | *95ESN0601714A* | 23200 | 15.2 | 8.3 | 25200 | 27600 | 109.5% | 2.7 | 0 | 9.2 |  |  |  |  | R-410A | 1.9333 | Residential & Commercial | USHP
216957162 | Central HP <5.4 tons | TRANE | HRCU-A-CB (Split System: Heat Pump with Remote Outdoor Unit-Air-Source) | 5TWR5060A1 | TRANE |  | 5PXFH009AZ3 | S8X2D120M5PSC | 53000 | 15.5 | 8.1 | 50500 | 35600 | 70.5% | 2.9 | 0 | 11.7 |  |  |  |  | R-454B | 4.4167 | Residential & Commercial | USHP | Ducted CEE Tier 1
213161300 | Central HP <5.4 tons | ARMSTRONG AIR | HRCU-A-CB (Split System: Heat Pump with Remote Outdoor Unit-Air-Source) | 4SHP22LX124P-**A | ADP |  | PL36H175P149+AEFE4B* | 0 | 23000 | 21 | 8.55 | 20600 | 15700 | 76.21% | 2.24 | 0 | 13 |  |  |  |  | R-410A | 1.9167 | Residential & Commercial | USHP | Ducted CEE Tier 1
216764351 | Central HP <5.4 tons | TRANE | HRCU-A-CB (Split System: Heat Pump with Remote Outdoor Unit-Air-Source) | 5TWX7036A1 |  |  | 5TXCB004AS3 | S8X1B060M4PSC | 32200 | 17.1 | 8.7 | 32200 | 23800 | 73.91% | 2.1 | 0 | 11.7 |  |  |  |  | R-454B | 2.6833 | Residential & Commercial | USHP | Ducted CEE Tier 1
216764383 | Central HP <5.4 tons | TRANE | HRCU-A-CB (Split System: Heat Pump with Remote Outdoor Unit-Air-Source) | 5TWX7036A1 |  |  | 5TXCB006AS3 | L8V1B080U4VSB | 33000 | 17.1 | 8.7 | 32600 | 24200 | 74.23% | 2.1 | 0 | 12 |  |  |  |  | R-454B | 2.75 | Residential & Commercial | USHP | Ducted CEE Tier 1
216764451 | Central HP <5.4 tons | TRANE | HRCU-A-CB (Split System: Heat Pump with Remote Outdoor Unit-Air-Source) | 5TWX7048A1 |  |  | 5PX*D010AS3 | S8X1D120M5PSC | 44000 | 17.1 | 9 | 44500 | 32400 | 72.81% | 2.2 | 0 | 12 |  |  |  |  | R-454B | 3.6667 | Residential & Commercial | USHP | Ducted CEE Tier 1
216764460 | Central HP <5.4 tons | TRANE | HRCU-A-CB (Split System: Heat Pump with Remote Outdoor Unit-Air-Source) | 5TWX7048A1 |  |  | 5TEMCD06AV41+TDR | 0 | 44000 | 17.1 | 9 | 43500 | 31800 | 73.1% | 2.2 | 0 | 12.7 |  |  |  |  | R-454B | 3.6667 | Residential & Commercial | USHP | Ducted CEE Tier 1
216955352 | Central HP <5.4 tons | TRANE | HRCU-A-CB (Split System: Heat Pump with Remote Outdoor Unit-Air-Source) | 5TWX5036A1 | TRANE |  | 5PXFH005AZ3 | L8V1B080U4VSB | 31800 | 16 | 8.1 | 28600 | 20600 | 72.03% | 2.94 | 0 | 12 |  |  |  |  | R-454B | 2.65 | Residential & Commercial | USHP | Ducted CEE Tier 1
216955353 | Central HP <5.4 tons | TRANE | HRCU-A-CB (Split System: Heat Pump with Remote Outdoor Unit-Air-Source) | 5TWX5036A1 | TRANE |  | 5PXFH005AZ3 | L9X1B070U4VSA | 31200 | 15.5 | 8.1 | 28400 | 20600 | 72.54% | 2.8 | 0 | 11.5 |  |  |  |  | R-454B | 2.6 | Residential & Commercial | USHP | Ducted CEE Tier 1
216955368 | Central HP <5.4 tons | TRANE | HRCU-A-CB (Split System: Heat Pump with Remote Outdoor Unit-Air-Source) | 5TWX5036A1 | TRANE |  | 5PXFH005AZ3 | S8V2C100M5PCA | 32000 | 16 | 8.1 | 28800 | 20400 | 70.83% | 2.9 | 0 | 12 |  |  |  |  | R-454B | 2.6667 | Residential & Commercial | USHP | Ducted CEE Tier 1
216955417 | Central HP <5.4 tons | TRANE | HRCU-A-CB (Split System: Heat Pump with Remote Outdoor Unit-Air-Source) | 5TWX5036A1 | TRANE |  | 5PXFH005AZ3 | S9X1B040D3PSB | 31800 | 16 | 8.1 | 29600 | 21000 | 70.95% | 2.86 | 0 | 11.7 |  |  |  |  | R-454B | 2.65 | Residential & Commercial | USHP | Ducted CEE Tier 1
215850239 | Central HP <5.4 tons | COLEMAN | HRCU-A-CB (Split System: Heat Pump with Remote Outdoor Unit-Air-Source) | HH836E2S11 | ASPEN |  | C(A,C,D,E)48A3K+TDR | CP9C080C16MP13 | 31200 | 18 | 8.5 | 31400 | 25400 | 80.89% | 2 | 0 | 11 |  |  |  |  | R-454B | 2.6 | Residential & Commercial | USHP | Ducted CEE Tier 1
215850392 | Central HP <5.4 tons | COLEMAN | HRCU-A-CB (Split System: Heat Pump with Remote Outdoor Unit-Air-Source) | HH836E2S11 | ASPEN |  | C(A,C,D,E)48A3K+TDR | TM8Y120C20MP11 | 31000 | 18 | 8.1 | 30600 | 25000 | 81.7% | 2 | 0 | 11.2 |  |  |  |  | R-454B | 2.5833 | Residential & Commercial | USHP | Ducted CEE Tier 1
215678325 | Central HP <5.4 tons | HEIL | HRCU-A-CB (Split System: Heat Pump with Remote Outdoor Unit-Air-Source) | H5H0V24*K*AAA* |  |  | EA*5X36M17A*+WALLCON | *97CTN0601716A* | 23000 | 16.5 | 9 | 23800 | 16700 | 70.17% | 1.98 | 0 | 10 |  |  |  |  | R-454B | 1.9167 | Residential & Commercial | USHP | Ducted CEE Tier 1
213821192 | Central HP <5.4 tons | TEMPSTAR | HRCU-A-CB (Split System: Heat Pump with Remote Outdoor Unit-Air-Source) | DLCURAH24ABK | ASPEN |  | D(A,C,E)30B34+TDR | *80MS(N,L)0701716A* | 22400 | 17.2 | 8.4 | 25200 | 20000 | 79.37% | 2.98 | 0 | 10 |  |  |  |  | R-410A | 1.8667 | Residential & Commercial | USHP | Ducted CEE Tier 1
213821199 | Central HP <5.4 tons | TEMPSTAR | HRCU-A-CB (Split System: Heat Pump with Remote Outdoor Unit-Air-Source) | DLCURAH24ABK | ASPEN |  | D(A,C,E)36B34+TDR | *80MS(N,L)0702116A* | 23800 | 17.5 | 8.5 | 26400 | 20200 | 76.52% | 2.92 | 0 | 10 |  |  |  |  | R-410A | 1.9833 | Residential & Commercial | USHP | Ducted CEE Tier 1
214826419 | Central HP <5.4 tons | LUXAIRE | HRCU-A-CB (Split System: Heat Pump with Remote Outdoor Unit-Air-Source) | HMH72B341 | ASPEN |  | D(A,C,E)42D34+TDR | TM9Y080B12MP11 | 33200 | 18 | 8.1 | 34000 | 28000 | 82.35% | 2.41 | 0 | 9 |  |  |  |  | R-410A | 2.7667 | Residential & Commercial | USHP
213821178 | Central HP <5.4 tons | TEMPSTAR | HRCU-A-CB (Split System: Heat Pump with Remote Outdoor Unit-Air-Source) | DLCURAH24ABK | ASPEN |  | D(A,C,E)30C44+TDR | *80MS(N,L)0451412A* | 23800 | 17 | 8.5 | 26200 | 20200 | 77.1% | 2.91 | 0 | 10 |  |  |  |  | R-410A | 1.9833 | Residential & Commercial | USHP | Ducted CEE Tier 1
213821181 | Central HP <5.4 tons | TEMPSTAR | HRCU-A-CB (Split System: Heat Pump with Remote Outdoor Unit-Air-Source) | DLCURAH24ABK | ASPEN |  | D(A,C,E)24B44+TDR | *80MS(N,L)0701412A* | 23200 | 17.5 | 8.5 | 26200 | 20000 | 76.34% | 2.9 | 0 | 10 |  |  |  |  | R-410A | 1.9333 | Residential & Commercial | USHP | Ducted CEE Tier 1
215850473 | Central HP <5.4 tons | COLEMAN | HRCU-A-CB (Split System: Heat Pump with Remote Outdoor Unit-Air-Source) | HH836E2S11 | ASPEN |  | C(A,C,D,E)48A3K+TDR | TM9Y080B12MP11 | 30800 | 18 | 8.1 | 31000 | 25400 | 81.94% | 2 | 0 | 10.5 |  |  |  |  | R-454B | 2.5667 | Residential & Commercial | USHP | Ducted CEE Tier 1
215850542 | Central HP <5.4 tons | COLEMAN | HRCU-A-CB (Split System: Heat Pump with Remote Outdoor Unit-Air-Source) | HH836E2S11 | ASPEN |  | C(A,C,D,E)48A3K+TDR | TP9C080C16MP13 | 31200 | 18 | 8.1 | 31400 | 25400 | 80.89% | 2 | 0 | 10.5 |  |  |  |  | R-454B | 2.6 | Residential & Commercial | USHP | Ducted CEE Tier 1
215850576 | Central HP <5.4 tons | COLEMAN | HRCU-A-CB (Split System: Heat Pump with Remote Outdoor Unit-Air-Source) | HH836E2S11 | ASPEN |  | C(A,C,D,E)36B3K+TDR | Z8ES100B12SMPS1 | 30600 | 18 | 8.5 | 30400 | 24800 | 81.58% | 2 | 0 | 11 |  |  |  |  | R-454B | 2.55 | Residential & Commercial | USHP | Ducted CEE Tier 1
215850693 | Central HP <5.4 tons | COLEMAN | HRCU-A-CB (Split System: Heat Pump with Remote Outdoor Unit-Air-Source) | HH860E2S11 | ASPEN |  | C(A,C,D,E)48A3K+TDR | TL8E080C16UH11 | 40000 | 16.5 | 8.1 | 44000 | 33600 | 76.36% | 2 | 0 | 11.2 |  |  |  |  | R-454B | 3.3333 | Residential & Commercial | USHP | Ducted CEE Tier 1
215850707 | Central HP <5.4 tons | COLEMAN | HRCU-A-CB (Split System: Heat Pump with Remote Outdoor Unit-Air-Source) | HH860E2S11 | ASPEN |  | C(A,C,D,E)60B3K+TDR | TL8E100C20UH11 | 42000 | 18 | 8.5 | 45000 | 34000 | 75.56% | 2 | 0 | 11.5 |  |  |  |  | R-454B | 3.5 | Residential & Commercial | USHP | Ducted CEE Tier 1
215850758 | Central HP <5.4 tons | COLEMAN | HRCU-A-CB (Split System: Heat Pump with Remote Outdoor Unit-Air-Source) | HH860E2S11 | ASPEN |  | D(A,C,E)60A3K+TDR | TM8E100C16MP11 | 41000 | 18 | 8.5 | 45000 | 34200 | 76% | 2 | 0 | 10.5 |  |  |  |  | R-454B | 3.4167 | Residential & Commercial | USHP | Ducted CEE Tier 1
215677888 | Central HP <5.4 tons | COMFORTMAKER | HRCU-A-CB (Split System: Heat Pump with Remote Outdoor Unit-Air-Source) | C5H0V60*K*AAA* |  |  | EA*5X61M21A*+WALLCON | *80CTL0701716B* | 54500 | 18 | 8.5 | 58500 | 41500 | 70.94% | 1.92 | 0 | 9 |  |  |  |  | R-454B | 4.5417 | Residential & Commercial | USHP
212594777 | Central HP <5.4 tons | ARMSTRONG AIR | HRCU-A-CB (Split System: Heat Pump with Remote Outdoor Unit-Air-Source) | 4SHP22LX124P-**A | ADP |  | H,A,DD12936 | A97USMV070B12 | 23800 | 20 | 8.45 | 22000 | 15400 | 70% | 1.92 | 0 | 13.5 |  |  |  |  | R-410A | 1.9833 | Residential & Commercial | USHP | Ducted CEE Tier 1
215678425 | Central HP <5.4 tons | HEIL | HRCU-A-CB (Split System: Heat Pump with Remote Outdoor Unit-Air-Source) | H5H0V24*K*AAA* |  |  | EA*5X37M21A*+WALLCON | *97CTN1002122A* | 24000 | 17.5 | 9 | 23200 | 16300 | 70.26% | 2.02 | 0 | 10.5 |  |  |  |  | R-454B | 2 | Residential & Commercial | USHP | Ducted CEE Tier 1
213821242 | Central HP <5.4 tons | TEMPSTAR | HRCU-A-CB (Split System: Heat Pump with Remote Outdoor Unit-Air-Source) | DLCURAH24ABK | ASPEN |  | D(A,C,E)30B34+TDR | *92MSN0401712A* | 23000 | 16 | 8.5 | 26400 | 20400 | 77.27% | 2.88 | 0 | 10 |  |  |  |  | R-410A | 1.9167 | Residential & Commercial | USHP | Ducted CEE Tier 1
216957156 | Central HP <5.4 tons | TRANE | HRCU-A-CB (Split System: Heat Pump with Remote Outdoor Unit-Air-Source) | 5TWR5060A1 | TRANE |  | 5PXFH009AZ3 | S8X1D120M5PTC | 53000 | 15.5 | 8.1 | 50500 | 35600 | 70.5% | 2.9 | 0 | 11.7 |  |  |  |  | R-454B | 4.4167 | Residential & Commercial | USHP | Ducted CEE Tier 1
215654388 | Central HP <5.4 tons | DAY & NIGHT | HRCU-A-CB (Split System: Heat Pump with Remote Outdoor Unit-Air-Source) | DLCURAH24AAK | AspenPRO |  | PE(S,T)274 | 0 | 21600 | 15.2 | 8.5 | 25200 | 22400 | 88.89% | 2.75 | 0 | 9 |  |  |  |  | R-410A | 1.8 | Residential & Commercial | USHP
216733895 | Central HP <5.4 tons | BRYANT HEATING AND COOLING SYSTEMS | HRCU-A-CB (Split System: Heat Pump with Remote Outdoor Unit-Air-Source) | 37MUHAQ24AA3 |  |  | CAA**3017AM* | 82*SB36070V14*** | 22400 | 16.5 | 8.5 | 21000 | 18800 | 89.52% | 1.96 | 0 | 11 |  |  |  |  | R-454B | 1.8667 | Residential & Commercial | USHP | Ducted CEE Tier 1
212437571 | Central HP <5.4 tons | ARMSTRONG AIR | HRCU-A-CB (Split System: Heat Pump with Remote Outdoor Unit-Air-Source) | 4SHP22LX124P-**A | ADP |  | 36AX** | A80UH2E090B12 | 24000 | 21 | 8.5 | 22000 | 15400 | 70% | 1.92 | 0 | 13.5 |  |  |  |  | R-410A | 2 | Residential & Commercial | USHP | Ducted CEE Tier 1
213203998 | Central HP <5.4 tons | TEMPSTAR | HRCU-A-CB (Split System: Heat Pump with Remote Outdoor Unit-Air-Source) | DLCURAH18ABK | ASPEN |  | D(A,C,E)24B44+TDR | *96VTN0401712A* | 17600 | 15.5 | 8.5 | 18500 | 13900 | 75.14% | 2.27 | 0 | 10 |  |  |  |  | R-410A | 1.4667 | Residential & Commercial | USHP | Ducted CEE Tier 1
213204399 | Central HP <5.4 tons | TEMPSTAR | HRCU-A-CB (Split System: Heat Pump with Remote Outdoor Unit-Air-Source) | DLCURAH24ABK | ASPEN |  | D(A,C,E)30C44+TDR | *80ES(N,L)0451712A* | 23800 | 17 | 8.5 | 26200 | 24600 | 93.89% | 2.52 | 0 | 10 |  |  |  |  | R-410A | 1.9833 | Residential & Commercial | USHP | Ducted CEE Tier 1
213204415 | Central HP <5.4 tons | TEMPSTAR | HRCU-A-CB (Split System: Heat Pump with Remote Outdoor Unit-Air-Source) | DLCURAH24ABK | ASPEN |  | D(A,C,E)36C34+TDR | *80ES(N,L)0701412A* | 23800 | 17 | 8.5 | 26200 | 25200 | 96.18% | 2.56 | 0 | 10 |  |  |  |  | R-410A | 1.9833 | Residential & Commercial | USHP | Ducted CEE Tier 1
213204834 | Central HP <5.4 tons | TEMPSTAR | HRCU-A-CB (Split System: Heat Pump with Remote Outdoor Unit-Air-Source) | DLCURAH24ABK | ASPEN |  | D(A,C,E)36C34+TDR | *92ESN0401410A* | 23600 | 15.5 | 8.5 | 26000 | 20400 | 78.46% | 2.94 | 0 | 9.9 |  |  |  |  | R-410A | 1.9667 | Residential & Commercial | USHP
213204932 | Central HP <5.4 tons | TEMPSTAR | HRCU-A-CB (Split System: Heat Pump with Remote Outdoor Unit-Air-Source) | DLCURAH24ABK | ASPEN |  | D(A,C,E)30B34+TDR | *95ESN0401712A* | 23800 | 15.2 | 8.5 | 26400 | 20400 | 77.27% | 2.82 | 0 | 9 |  |  |  |  | R-410A | 1.9833 | Residential & Commercial | USHP
213204951 | Central HP <5.4 tons | TEMPSTAR | HRCU-A-CB (Split System: Heat Pump with Remote Outdoor Unit-Air-Source) | DLCURAH24ABK | ASPEN |  | D(A,C,E)36C34+TDR | *95ESN0601412A* | 23800 | 16 | 8.5 | 26000 | 20400 | 78.46% | 2.97 | 0 | 9.9 |  |  |  |  | R-410A | 1.9833 | Residential & Commercial | USHP
213204965 | Central HP <5.4 tons | TEMPSTAR | HRCU-A-CB (Split System: Heat Pump with Remote Outdoor Unit-Air-Source) | DLCURAH24ABK | ASPEN |  | D(A,C,E)24B44+TDR | *95ESN0801716A* | 23600 | 15.8 | 8.4 | 26200 | 20200 | 77.1% | 2.92 | 0 | 9.7 |  |  |  |  | R-410A | 1.9667 | Residential & Commercial | USHP
213204967 | Central HP <5.4 tons | TEMPSTAR | HRCU-A-CB (Split System: Heat Pump with Remote Outdoor Unit-Air-Source) | DLCURAH24ABK | ASPEN |  | D(A,C,E)30B34+TDR | *95ESN0801716A* | 23400 | 15.7 | 8.3 | 26000 | 20200 | 77.69% | 2.89 | 0 | 9 |  |  |  |  | R-410A | 1.95 | Residential & Commercial | USHP
213204981 | Central HP <5.4 tons | TEMPSTAR | HRCU-A-CB (Split System: Heat Pump with Remote Outdoor Unit-Air-Source) | DLCURAH24ABK | ASPEN |  | D(A,C,E)30C44+TDR | *95ESN0802120A* | 23800 | 16.5 | 8.5 | 26600 | 20400 | 76.69% | 2.89 | 0 | 10.5 |  |  |  |  | R-410A | 1.9833 | Residential & Commercial | USHP | Ducted CEE Tier 1
213204984 | Central HP <5.4 tons | TEMPSTAR | HRCU-A-CB (Split System: Heat Pump with Remote Outdoor Unit-Air-Source) | DLCURAH24ABK | ASPEN |  | D(A,C,E)36B34+TDR | *95ESN0802120A* | 23800 | 16.5 | 8.5 | 26600 | 20400 | 76.69% | 2.89 | 0 | 10.5 |  |  |  |  | R-410A | 1.9833 | Residential & Commercial | USHP | Ducted CEE Tier 1
213205001 | Central HP <5.4 tons | TEMPSTAR | HRCU-A-CB (Split System: Heat Pump with Remote Outdoor Unit-Air-Source) | DLCURAH24ABK | ASPEN |  | D(A,C,E)24B44+TDR | *96VTN0401712A* | 23000 | 16 | 8.5 | 25800 | 20000 | 77.52% | 2.85 | 0 | 10 |  |  |  |  | R-410A | 1.9167 | Residential & Commercial | USHP | Ducted CEE Tier 1
213821246 | Central HP <5.4 tons | TEMPSTAR | HRCU-A-CB (Split System: Heat Pump with Remote Outdoor Unit-Air-Source) | DLCURAH24ABK | ASPEN |  | D(A,C,E)24B44+TDR | *92MSN0601412A* | 23600 | 17 | 8.5 | 26400 | 20400 | 77.27% | 2.94 | 0 | 10 |  |  |  |  | R-410A | 1.9667 | Residential & Commercial | USHP | Ducted CEE Tier 1
213821248 | Central HP <5.4 tons | TEMPSTAR | HRCU-A-CB (Split System: Heat Pump with Remote Outdoor Unit-Air-Source) | DLCURAH24ABK | ASPEN |  | D(A,C,E)30C44+TDR | *92MSN0601412A* | 23800 | 17 | 8.5 | 26400 | 20400 | 77.27% | 2.94 | 0 | 10 |  |  |  |  | R-410A | 1.9833 | Residential & Commercial | USHP | Ducted CEE Tier 1
213821296 | Central HP <5.4 tons | TEMPSTAR | HRCU-A-CB (Split System: Heat Pump with Remote Outdoor Unit-Air-Source) | DLCURAH24ABK | ASPEN |  | D(A,C,E)24B44+TDR | *96MSN0802120A* | 22400 | 17.3 | 8.4 | 25200 | 20000 | 79.37% | 2.95 | 0 | 9.7 |  |  |  |  | R-410A | 1.8667 | Residential & Commercial | USHP
213821315 | Central HP <5.4 tons | TEMPSTAR | HRCU-A-CB (Split System: Heat Pump with Remote Outdoor Unit-Air-Source) | DLCURAH24ABK | ASPEN |  | D(A,C,E)36C34+TDR | *96VTN0601412B* | 23600 | 17 | 8.5 | 26200 | 20200 | 77.1% | 2.89 | 0 | 10 |  |  |  |  | R-410A | 1.9667 | Residential & Commercial | USHP | Ducted CEE Tier 1
213205060 | Central HP <5.4 tons | TEMPSTAR | HRCU-A-CB (Split System: Heat Pump with Remote Outdoor Unit-Air-Source) | DLCURAH24ABK | ASPEN |  | D(A,C,E)36C34+TDR | *96VTN0802120A* | 23600 | 17 | 8.1 | 25800 | 20000 | 77.52% | 2.86 | 0 | 10.5 |  |  |  |  | R-410A | 1.9667 | Residential & Commercial | USHP | Ducted CEE Tier 1
216733913 | Central HP <5.4 tons | BRYANT HEATING AND COOLING SYSTEMS | HRCU-A-CB (Split System: Heat Pump with Remote Outdoor Unit-Air-Source) | 37MUHAQ24AA3 |  |  | CAA**3017AM* | 82*SB48090V17*** | 22200 | 16 | 8.1 | 20800 | 18800 | 90.38% | 1.85 | 0 | 10.5 |  |  |  |  | R-454B | 1.85 | Residential & Commercial | USHP | Ducted CEE Tier 1
215850306 | Central HP <5.4 tons | COLEMAN | HRCU-A-CB (Split System: Heat Pump with Remote Outdoor Unit-Air-Source) | HH836E2S11 | ASPEN |  | C(A,C,D,E)48A3K+TDR | TM8E080C16MP11 | 31200 | 18 | 8.1 | 31000 | 25200 | 81.29% | 2 | 0 | 10.5 |  |  |  |  | R-454B | 2.6 | Residential & Commercial | USHP | Ducted CEE Tier 1
215850675 | Central HP <5.4 tons | COLEMAN | HRCU-A-CB (Split System: Heat Pump with Remote Outdoor Unit-Air-Source) | HH860E2S11 | ASPEN |  | C(A,C,D,E)60A3K+TDR | CPLC100C20MP13 | 41000 | 18 | 8.5 | 45000 | 33800 | 75.11% | 2 | 0 | 10.5 |  |  |  |  | R-454B | 3.4167 | Residential & Commercial | USHP | Ducted CEE Tier 1
215850355 | Central HP <5.4 tons | COLEMAN | HRCU-A-CB (Split System: Heat Pump with Remote Outdoor Unit-Air-Source) | HH836E2S11 | ASPEN |  | C(A,C,D,E)48A3K+TDR | TM8V080C16MP12 | 31200 | 18 | 8.1 | 31200 | 25400 | 81.41% | 2 | 0 | 10.5 |  |  |  |  | R-454B | 2.6 | Residential & Commercial | USHP | Ducted CEE Tier 1
215850589 | Central HP <5.4 tons | COLEMAN | HRCU-A-CB (Split System: Heat Pump with Remote Outdoor Unit-Air-Source) | HH836E2S11 | ASPEN |  | C(A,C,D,E)36B3K+TDR | Z8ES120C16SMPS1 | 31400 | 18 | 8.5 | 31200 | 25200 | 80.77% | 2 | 0 | 11 |  |  |  |  | R-454B | 2.6167 | Residential & Commercial | USHP | Ducted CEE Tier 1
213205016 | Central HP <5.4 tons | TEMPSTAR | HRCU-A-CB (Split System: Heat Pump with Remote Outdoor Unit-Air-Source) | DLCURAH24ABK | ASPEN |  | D(A,C,E)30B34+TDR | *96VTN0601412A* | 23200 | 16.5 | 8.5 | 25800 | 20000 | 77.52% | 2.86 | 0 | 10 |  |  |  |  | R-410A | 1.9333 | Residential & Commercial | USHP | Ducted CEE Tier 1
213205033 | Central HP <5.4 tons | TEMPSTAR | HRCU-A-CB (Split System: Heat Pump with Remote Outdoor Unit-Air-Source) | DLCURAH24ABK | ASPEN |  | D(A,C,E)36B34+TDR | *96VTN0601714A* | 23800 | 16.5 | 8.5 | 26000 | 20400 | 78.46% | 2.91 | 0 | 10 |  |  |  |  | R-410A | 1.9833 | Residential & Commercial | USHP | Ducted CEE Tier 1
215850709 | Central HP <5.4 tons | COLEMAN | HRCU-A-CB (Split System: Heat Pump with Remote Outdoor Unit-Air-Source) | HH860E2S11 | ASPEN |  | D(A,C,E)60A3K+TDR | TL8E100C20UH11 | 41500 | 18 | 8.5 | 45000 | 34000 | 75.56% | 2 | 0 | 11.5 |  |  |  |  | R-454B | 3.4583 | Residential & Commercial | USHP | Ducted CEE Tier 1
215850840 | Central HP <5.4 tons | COLEMAN | HRCU-A-CB (Split System: Heat Pump with Remote Outdoor Unit-Air-Source) | HH860E2S11 | ASPEN |  | D(A,C,E)60B3K+TDR | TM8V120C20MP12 | 41500 | 18 | 8.5 | 44500 | 33800 | 75.96% | 2 | 0 | 10.5 |  |  |  |  | R-454B | 3.4583 | Residential & Commercial | USHP | Ducted CEE Tier 1
215850909 | Central HP <5.4 tons | COLEMAN | HRCU-A-CB (Split System: Heat Pump with Remote Outdoor Unit-Air-Source) | HH860E2S11 | ASPEN |  | D(A,C,E)60A3K+TDR | TM9E100C16MP12 | 41000 | 18 | 8.5 | 45500 | 34400 | 75.6% | 2 | 0 | 10.5 |  |  |  |  | R-454B | 3.4167 | Residential & Commercial | USHP | Ducted CEE Tier 1
215850974 | Central HP <5.4 tons | COLEMAN | HRCU-A-CB (Split System: Heat Pump with Remote Outdoor Unit-Air-Source) | HH860E2S11 | ASPEN |  | C(A,C,D,E)48A3K+TDR | TM9Y080C16MP11 | 39500 | 16.5 | 8.1 | 44000 | 33800 | 76.82% | 2 | 0 | 10.5 |  |  |  |  | R-454B | 3.2917 | Residential & Commercial | USHP | Ducted CEE Tier 1
215851244 | Central HP <5.4 tons | COLEMAN | HRCU-A-CB (Split System: Heat Pump with Remote Outdoor Unit-Air-Source) | HH860E2S11 | ASPEN |  | C(A,C,D,E)60A3K+TDR | Z8ES080C20SMPS1 | 41000 | 18 | 8.5 | 44000 | 33400 | 75.91% | 2 | 0 | 11.7 |  |  |  |  | R-454B | 3.4167 | Residential & Commercial | USHP | Ducted CEE Tier 1
215851325 | Central HP <5.4 tons | COLEMAN | HRCU-A-CB (Split System: Heat Pump with Remote Outdoor Unit-Air-Source) | HH860E2S11 | ASPEN |  | D(A,C,E)60A3K+TDR | Z9ES080C16SMPS1 | 41500 | 17.5 | 8.1 | 46500 | 33800 | 72.69% | 2 | 0 | 11.5 |  |  |  |  | R-454B | 3.4583 | Residential & Commercial | USHP | Ducted CEE Tier 1
214802752 | Central HP <5.4 tons | RHEEM | HRCU-A-CB (Split System: Heat Pump with Remote Outdoor Unit-Air-Source) | RP15AZ30AJ2N | ASPEN |  | D(A,C,E)36A34+TDR | R801V0504A17UHU | 27400 | 15.4 | 8.1 | 28400 | 20200 | 71.13% | 2.63 | 0 | 11.7 |  |  |  |  | R-410A | 2.2833 | Residential & Commercial | USHP | Ducted CEE Tier 1
214802754 | Central HP <5.4 tons | RHEEM | HRCU-A-CB (Split System: Heat Pump with Remote Outdoor Unit-Air-Source) | RP15AZ30AJ2N | ASPEN |  | D(A,C,E)36A34+TDR | R801V0704A17UHU | 27400 | 15.4 | 8.1 | 28400 | 20200 | 71.13% | 2.62 | 0 | 11.7 |  |  |  |  | R-410A | 2.2833 | Residential & Commercial | USHP | Ducted CEE Tier 1
213821206 | Central HP <5.4 tons | TEMPSTAR | HRCU-A-CB (Split System: Heat Pump with Remote Outdoor Unit-Air-Source) | DLCURAH24ABK | ASPEN |  | D(A,C,E)24B44+TDR | *80MS(N,L)0902116A* | 22600 | 17.3 | 8.4 | 25200 | 19900 | 78.97% | 2.96 | 0 | 10.2 |  |  |  |  | R-410A | 1.8833 | Residential & Commercial | USHP | Ducted CEE Tier 1
213821238 | Central HP <5.4 tons | TEMPSTAR | HRCU-A-CB (Split System: Heat Pump with Remote Outdoor Unit-Air-Source) | DLCURAH24ABK | ASPEN |  | D(A,C,E)30C44+TDR | *80VTL1102122B* | 23000 | 17.5 | 8.5 | 25400 | 20200 | 79.53% | 2.99 | 0 | 10.3 |  |  |  |  | R-410A | 1.9167 | Residential & Commercial | USHP | Ducted CEE Tier 1
213821355 | Central HP <5.4 tons | TEMPSTAR | HRCU-A-CB (Split System: Heat Pump with Remote Outdoor Unit-Air-Source) | DLCURAH30ABK | ASPEN |  | D(A,C,E)36B34+TDR | *80MS(N,L)0701412A* | 29000 | 15.2 | 8.1 | 34000 | 23800 | 70% | 2.72 | 0 | 9 |  |  |  |  | R-410A | 2.4167 | Residential & Commercial | USHP
213821287 | Central HP <5.4 tons | TEMPSTAR | HRCU-A-CB (Split System: Heat Pump with Remote Outdoor Unit-Air-Source) | DLCURAH24ABK | ASPEN |  | D(A,C,E)30B34+TDR | *96MSN0601412A* | 22600 | 16.8 | 8.4 | 25200 | 20000 | 79.37% | 2.92 | 0 | 9.8 |  |  |  |  | R-410A | 1.8833 | Residential & Commercial | USHP
213821289 | Central HP <5.4 tons | TEMPSTAR | HRCU-A-CB (Split System: Heat Pump with Remote Outdoor Unit-Air-Source) | DLCURAH24ABK | ASPEN |  | D(A,C,E)36B34+TDR | *96MSN0601412A* | 22800 | 17 | 8.5 | 25200 | 20000 | 79.37% | 2.95 | 0 | 9.8 |  |  |  |  | R-410A | 1.9 | Residential & Commercial | USHP
213821306 | Central HP <5.4 tons | TEMPSTAR | HRCU-A-CB (Split System: Heat Pump with Remote Outdoor Unit-Air-Source) | DLCURAH24ABK | ASPEN |  | D(A,C,E)24B44+TDR | *96VTN0401712B* | 23000 | 16.5 | 8.5 | 26200 | 20200 | 77.1% | 2.84 | 0 | 10 |  |  |  |  | R-410A | 1.9167 | Residential & Commercial | USHP | Ducted CEE Tier 1
213821323 | Central HP <5.4 tons | TEMPSTAR | HRCU-A-CB (Split System: Heat Pump with Remote Outdoor Unit-Air-Source) | DLCURAH24ABK | ASPEN |  | D(A,C,E)30C44+TDR | *96VTN0801716B* | 23600 | 17 | 8.5 | 26000 | 20200 | 77.69% | 2.91 | 0 | 10 |  |  |  |  | R-410A | 1.9667 | Residential & Commercial | USHP | Ducted CEE Tier 1
214802749 | Central HP <5.4 tons | RHEEM | HRCU-A-CB (Split System: Heat Pump with Remote Outdoor Unit-Air-Source) | RP15AZ30AJ2N | ASPEN |  | D(A,C,E)30B34+TDR | R801V0504A17UH | 27400 | 15.4 | 8.1 | 28400 | 20200 | 71.13% | 2.63 | 0 | 11.7 |  |  |  |  | R-410A | 2.2833 | Residential & Commercial | USHP | Ducted CEE Tier 1
214802924 | Central HP <5.4 tons | RHEEM | HRCU-A-CB (Split System: Heat Pump with Remote Outdoor Unit-Air-Source) | RP15AZ48AJ2N | ASPEN |  | D(A,C,E)48D44+TDR | R801V1005A21UHN | 45500 | 15.5 | 8.4 | 46000 | 33800 | 73.48% | 3.1 | 0 | 10 |  |  |  |  | R-410A | 3.7917 | Residential & Commercial | USHP | Ducted CEE Tier 1
214802931 | Central HP <5.4 tons | RHEEM | HRCU-A-CB (Split System: Heat Pump with Remote Outdoor Unit-Air-Source) | RP15AZ48AJ2N | ASPEN |  | D(A,C,E)60B44+TDR | R801V1005A21UHS | 45000 | 15.6 | 8.2 | 45500 | 33800 | 74.29% | 3.06 | 0 | 10.1 |  |  |  |  | R-410A | 3.75 | Residential & Commercial | USHP | Ducted CEE Tier 1
216955490 | Central HP <5.4 tons | TRANE | HRCU-A-CB (Split System: Heat Pump with Remote Outdoor Unit-Air-Source) | 5TWX5036A1 | TRANE |  | 5PXFH005AZ3 | S9X2D120U5PSB | 32000 | 16 | 8.1 | 28200 | 20400 | 72.34% | 3.03 | 0 | 12 |  |  |  |  | R-454B | 2.6667 | Residential & Commercial | USHP | Ducted CEE Tier 1
213204420 | Central HP <5.4 tons | TEMPSTAR | HRCU-A-CB (Split System: Heat Pump with Remote Outdoor Unit-Air-Source) | DLCURAH24ABK | ASPEN |  | D(A,C,E)30B34+TDR | *80ES(N,L)0701712A* | 23000 | 17 | 8.5 | 25600 | 26800 | 104.7% | 2.84 | 0 | 10 |  |  |  |  | R-410A | 1.9167 | Residential & Commercial | USHP | Ducted CEE Tier 1
214092958 | Central HP <5.4 tons | LUXAIRE | HRCU-A-CB (Split System: Heat Pump with Remote Outdoor Unit-Air-Source) | HMH72B341 | ASPEN |  | D(A,C,E)36A36+TDR | TL8E080C16UH11 | 31600 | 17.5 | 8.1 | 32400 | 44500 | 137.3% | 3.15 | 0 | 9.8 |  |  |  |  | R-410A | 2.6333 | Residential & Commercial | USHP
214092992 | Central HP <5.4 tons | LUXAIRE | HRCU-A-CB (Split System: Heat Pump with Remote Outdoor Unit-Air-Source) | HMH72B341 | ASPEN |  | D(A,C,E)42A46+TDR | TM8E120C16MP11 | 33200 | 18 | 8.3 | 32400 | 45500 | 140.4% | 3.15 | 0 | 10 |  |  |  |  | R-410A | 2.7667 | Residential & Commercial | USHP | Ducted CEE Tier 1
214093008 | Central HP <5.4 tons | LUXAIRE | HRCU-A-CB (Split System: Heat Pump with Remote Outdoor Unit-Air-Source) | HMH72B341 | ASPEN |  | D(A,C,E)48B36+TDR | TM8V100C20MP12 | 32000 | 16.5 | 8.5 | 32400 | 44000 | 135.8% | 3.14 | 0 | 8.9 |  |  |  |  | R-410A | 2.6667 | Residential & Commercial | USHP
216055385 | Central HP <5.4 tons | LUXAIRE | HRCU-A-CB (Split System: Heat Pump with Remote Outdoor Unit-Air-Source) | HH860E2S11 | ASPEN |  | C(A,C,D,E)48A3K+TDR | Z8ES080C16SMPS1 | 40500 | 17.5 | 8.1 | 44000 | 33400 | 75.91% | 2 | 0 | 11.7 |  |  |  |  | R-454B | 3.375 | Residential & Commercial | USHP | Ducted CEE Tier 1
216055404 | Central HP <5.4 tons | LUXAIRE | HRCU-A-CB (Split System: Heat Pump with Remote Outdoor Unit-Air-Source) | HH860E2S11 | ASPEN |  | C(A,C,D,E)60A3K+TDR | Z8ES130D20SMPS1 | 41500 | 18 | 9 | 44500 | 33600 | 75.51% | 2 | 0 | 11.7 |  |  |  |  | R-454B | 3.4583 | Residential & Commercial | USHP | Ducted CEE Tier 1
216797170 | Central HP <5.4 tons | TRANE | HRCU-A-CB (Split System: Heat Pump with Remote Outdoor Unit-Air-Source) | 5TWV8X48A1 | ASPEN |  | D(A,C,E)60B3J+TDR | S9V2C100U4VSB+LRP | 45000 | 18 | 8.5 | 45500 | 45500 | 100% | 2.8 | 0 | 9.8 |  |  |  |  | R-454B | 3.75 | Residential & Commercial | USHP
216055020 | Central HP <5.4 tons | LUXAIRE | HRCU-A-CB (Split System: Heat Pump with Remote Outdoor Unit-Air-Source) | HH836E2S11 | ASPEN |  | C(A,C,D,E)48A3K+TDR | TL8E080C16UH11 | 31400 | 18 | 8.5 | 31600 | 25600 | 81.01% | 2 | 0 | 10.5 |  |  |  |  | R-454B | 2.6167 | Residential & Commercial | USHP | Ducted CEE Tier 1
216055069 | Central HP <5.4 tons | LUXAIRE | HRCU-A-CB (Split System: Heat Pump with Remote Outdoor Unit-Air-Source) | HH836E2S11 | ASPEN |  | D(A,C,E)36A4K+TDR | TM8Y080C16MP11 | 30800 | 18 | 8.5 | 30400 | 25000 | 82.24% | 2 | 0 | 11 |  |  |  |  | R-454B | 2.5667 | Residential & Commercial | USHP | Ducted CEE Tier 1
216055102 | Central HP <5.4 tons | LUXAIRE | HRCU-A-CB (Split System: Heat Pump with Remote Outdoor Unit-Air-Source) | HH836E2S11 | ASPEN |  | D(A,C,E)36A4K+TDR | TM9V080B12MP12 | 30600 | 18 | 8.5 | 30800 | 25200 | 81.82% | 2 | 0 | 10.5 |  |  |  |  | R-454B | 2.55 | Residential & Commercial | USHP | Ducted CEE Tier 1
216055152 | Central HP <5.4 tons | LUXAIRE | HRCU-A-CB (Split System: Heat Pump with Remote Outdoor Unit-Air-Source) | HH836E2S11 | ASPEN |  | C(A,C,D,E)48A3K+TDR | TMLV100C16MP12 | 31200 | 18 | 8.1 | 31200 | 25400 | 81.41% | 2 | 0 | 10.5 |  |  |  |  | R-454B | 2.6 | Residential & Commercial | USHP | Ducted CEE Tier 1
213204434 | Central HP <5.4 tons | TEMPSTAR | HRCU-A-CB (Split System: Heat Pump with Remote Outdoor Unit-Air-Source) | DLCURAH24ABK | ASPEN |  | D(A,C,E)30C44+TDR | *80ES(N,L)0701716A* | 23800 | 16.5 | 8.5 | 26000 | 24800 | 95.38% | 2.55 | 0 | 10.4 |  |  |  |  | R-410A | 1.9833 | Residential & Commercial | USHP | Ducted CEE Tier 1
213204436 | Central HP <5.4 tons | TEMPSTAR | HRCU-A-CB (Split System: Heat Pump with Remote Outdoor Unit-Air-Source) | DLCURAH24ABK | ASPEN |  | D(A,C,E)36B34+TDR | *80ES(N,L)0701716A* | 23800 | 16.3 | 8.4 | 26000 | 25200 | 96.92% | 2.52 | 0 | 10.3 |  |  |  |  | R-410A | 1.9833 | Residential & Commercial | USHP | Ducted CEE Tier 1
213204445 | Central HP <5.4 tons | TEMPSTAR | HRCU-A-CB (Split System: Heat Pump with Remote Outdoor Unit-Air-Source) | DLCURAH24ABK | ASPEN |  | D(A,C,E)30C44+TDR | *80ES(N,L)0702116A* | 23800 | 17 | 8.1 | 26200 | 27000 | 103.1% | 2.74 | 0 | 10.5 |  |  |  |  | R-410A | 1.9833 | Residential & Commercial | USHP | Ducted CEE Tier 1
213204450 | Central HP <5.4 tons | TEMPSTAR | HRCU-A-CB (Split System: Heat Pump with Remote Outdoor Unit-Air-Source) | DLCURAH24ABK | ASPEN |  | D(A,C,E)36C34+TDR | *80ES(N,L)0702116A* | 23800 | 17 | 8.1 | 26200 | 25600 | 97.71% | 2.54 | 0 | 10.5 |  |  |  |  | R-410A | 1.9833 | Residential & Commercial | USHP | Ducted CEE Tier 1
213204820 | Central HP <5.4 tons | TEMPSTAR | HRCU-A-CB (Split System: Heat Pump with Remote Outdoor Unit-Air-Source) | DLCURAH24ABK | ASPEN |  | D(A,C,E)36B34+TDR | *80ES(N,L)1102120A* | 23800 | 16.3 | 8.4 | 26200 | 20200 | 77.1% | 2.97 | 0 | 10.3 |  |  |  |  | R-410A | 1.9833 | Residential & Commercial | USHP | Ducted CEE Tier 1
213204886 | Central HP <5.4 tons | TEMPSTAR | HRCU-A-CB (Split System: Heat Pump with Remote Outdoor Unit-Air-Source) | DLCURAH24ABK | ASPEN |  | D(A,C,E)30B34+TDR | *92ESN0802120A* | 23400 | 16.7 | 8.3 | 25800 | 20000 | 77.52% | 2.95 | 0 | 10 |  |  |  |  | R-410A | 1.95 | Residential & Commercial | USHP | Ducted CEE Tier 1
213204902 | Central HP <5.4 tons | TEMPSTAR | HRCU-A-CB (Split System: Heat Pump with Remote Outdoor Unit-Air-Source) | DLCURAH24ABK | ASPEN |  | D(A,C,E)36B34+TDR | *92ESN1002120A* | 23600 | 16.9 | 8.4 | 26000 | 20200 | 77.69% | 2.98 | 0 | 10.3 |  |  |  |  | R-410A | 1.9667 | Residential & Commercial | USHP | Ducted CEE Tier 1
213204970 | Central HP <5.4 tons | TEMPSTAR | HRCU-A-CB (Split System: Heat Pump with Remote Outdoor Unit-Air-Source) | DLCURAH24ABK | ASPEN |  | D(A,C,E)30C44+TDR | *95ESN0801716A* | 23800 | 16 | 8.5 | 26200 | 20200 | 77.1% | 2.94 | 0 | 9.9 |  |  |  |  | R-410A | 1.9833 | Residential & Commercial | USHP
213821337 | Central HP <5.4 tons | TEMPSTAR | HRCU-A-CB (Split System: Heat Pump with Remote Outdoor Unit-Air-Source) | DLCURAH24ABK | ASPEN |  | D(A,C,E)30B34+TDR | *96VTN1002122B* | 22600 | 17.2 | 8.4 | 25200 | 19900 | 78.97% | 2.94 | 0 | 10 |  |  |  |  | R-410A | 1.8833 | Residential & Commercial | USHP | Ducted CEE Tier 1
213821340 | Central HP <5.4 tons | TEMPSTAR | HRCU-A-CB (Split System: Heat Pump with Remote Outdoor Unit-Air-Source) | DLCURAH24ABK | ASPEN |  | D(A,C,E)36C34+TDR | *96VTN1002122B* | 23200 | 17.5 | 8.5 | 25200 | 19900 | 78.97% | 2.99 | 0 | 10.3 |  |  |  |  | R-410A | 1.9333 | Residential & Commercial | USHP | Ducted CEE Tier 1
215676255 | Central HP <5.4 tons | HEIL | HRCU-A-CB (Split System: Heat Pump with Remote Outdoor Unit-Air-Source) | H5H0V48*K*AAA* |  |  | EVD5X48M24A*+WALLCON | *97CMN0802120B* | 47000 | 18.5 | 9 | 50000 | 36400 | 72.8% | 2 | 0 | 10 |  |  |  |  | R-454B | 3.9167 | Residential & Commercial | USHP | Ducted CEE Tier 1
215676305 | Central HP <5.4 tons | HEIL | HRCU-A-CB (Split System: Heat Pump with Remote Outdoor Unit-Air-Source) | H5H0V48*K*AAA* |  |  | EVD5X49M24A*+WALLCON | *80CTL0902120B* | 48000 | 19 | 9 | 50000 | 36400 | 72.8% | 2 | 0 | 10.5 |  |  |  |  | R-454B | 4 | Residential & Commercial | USHP | Ducted CEE Tier 1
215676465 | Central HP <5.4 tons | HEIL | HRCU-A-CB (Split System: Heat Pump with Remote Outdoor Unit-Air-Source) | H5H0V48*K*AAA* |  |  | EVD5X60M21A*+WALLCON | *80CTL0901716B* | 48000 | 19 | 9 | 50000 | 36800 | 73.6% | 1.98 | 0 | 10 |  |  |  |  | R-454B | 4 | Residential & Commercial | USHP | Ducted CEE Tier 1
215676715 | Central HP <5.4 tons | HEIL | HRCU-A-CB (Split System: Heat Pump with Remote Outdoor Unit-Air-Source) | H5H0V48*K*AAA* |  |  | EVD5X61M21A*+WALLCON | *80CTL0701716B* | 48500 | 19 | 9 | 50000 | 37200 | 74.4% | 1.98 | 0 | 10 |  |  |  |  | R-454B | 4.0417 | Residential & Commercial | USHP | Ducted CEE Tier 1
215676815 | Central HP <5.4 tons | HEIL | HRCU-A-CB (Split System: Heat Pump with Remote Outdoor Unit-Air-Source) | H5H0V48*K*AAA* |  |  | EVD5X61M21A*+WALLCON | *97CMN1002122B* | 48500 | 19.5 | 9.5 | 50000 | 36800 | 73.6% | 2.12 | 0 | 10.5 |  |  |  |  | R-454B | 4.0417 | Residential & Commercial | USHP | Ducted CEE Tier 1
213206221 | Central HP <5.4 tons | CARRIER | HRCU-A-CB (Split System: Heat Pump with Remote Outdoor Unit-Air-Source) | 38MURAQ24AA3* | ASPEN |  | D(A,C,E)36B34+TDR | 59TP6B100V21**22 | 23800 | 16.5 | 8.1 | 24800 | 22200 | 89.52% | 2.89 | 0 | 10 |  |  |  |  | R-410A | 1.9833 | Residential & Commercial | USHP | Ducted CEE Tier 1
216497872 | Central HP <5.4 tons | RHEEM | HRCU-A-CB (Split System: Heat Pump with Remote Outdoor Unit-Air-Source) | RD17AZ24AJ3N | ASPEN |  | D(A,C,E)24A34+TDR | R962V0603A17M4S | 20600 | 16.5 | 9 | 22400 | 16800 | 75% | 2.55 | 0 | 9.8 |  |  |  |  | R-410A | 1.7167 | Residential & Commercial | USHP
213204977 | Central HP <5.4 tons | TEMPSTAR | HRCU-A-CB (Split System: Heat Pump with Remote Outdoor Unit-Air-Source) | DLCURAH24ABK | ASPEN |  | D(A,C,E)24B44+TDR | *95ESN0802120A* | 23800 | 16.5 | 8.5 | 26600 | 20400 | 76.69% | 2.89 | 0 | 10.5 |  |  |  |  | R-410A | 1.9833 | Residential & Commercial | USHP | Ducted CEE Tier 1
213204979 | Central HP <5.4 tons | TEMPSTAR | HRCU-A-CB (Split System: Heat Pump with Remote Outdoor Unit-Air-Source) | DLCURAH24ABK | ASPEN |  | D(A,C,E)30B34+TDR | *95ESN0802120A* | 23800 | 16.5 | 8.5 | 26600 | 20400 | 76.69% | 2.89 | 0 | 10 |  |  |  |  | R-410A | 1.9833 | Residential & Commercial | USHP | Ducted CEE Tier 1
213203993 | Central HP <5.4 tons | TEMPSTAR | HRCU-A-CB (Split System: Heat Pump with Remote Outdoor Unit-Air-Source) | DLCURAH18ABK | ASPEN |  | D(A,C,E)24B44+TDR | *96VTN0401410A* | 17400 | 16 | 8.5 | 18300 | 13700 | 74.86% | 2.26 | 0 | 10.5 |  |  |  |  | R-410A | 1.45 | Residential & Commercial | USHP | Ducted CEE Tier 1
213820985 | Central HP <5.4 tons | TEMPSTAR | HRCU-A-CB (Split System: Heat Pump with Remote Outdoor Unit-Air-Source) | DLCURAH18ABK | ASPEN |  | D(A,C,E)30B34+TDR | *80VTL0451412B* | 17700 | 16.5 | 8.5 | 17900 | 12900 | 72.07% | 2.61 | 0 | 11 |  |  |  |  | R-410A | 1.475 | Residential & Commercial | USHP | Ducted CEE Tier 1
216955239 | Central HP <5.4 tons | TRANE | HRCU-A-CB (Split System: Heat Pump with Remote Outdoor Unit-Air-Source) | 5TWX5036A1 | TRANE |  | 5PXFH005AZ3 | S8V2A040M3PCB | 30400 | 16 | 8.1 | 27400 | 19900 | 72.63% | 2.8 | 0 | 11.7 |  |  |  |  | R-454B | 2.5333 | Residential & Commercial | USHP | Ducted CEE Tier 1
216955348 | Central HP <5.4 tons | TRANE | HRCU-A-CB (Split System: Heat Pump with Remote Outdoor Unit-Air-Source) | 5TWX5036A1 | TRANE |  | 5PXFH005AZ3 | *DHMB080CCV3 | 31400 | 16 | 8.1 | 29200 | 21000 | 71.92% | 2.79 | 0 | 11.7 |  |  |  |  | R-454B | 2.6167 | Residential & Commercial | USHP | Ducted CEE Tier 1
215654400 | Central HP <5.4 tons | COMFORTMAKER | HRCU-A-CB (Split System: Heat Pump with Remote Outdoor Unit-Air-Source) | DLCURAH24AAK | AspenPRO |  | PE(S,T)274 | 0 | 21600 | 15.2 | 8.5 | 25200 | 22400 | 88.89% | 2.75 | 0 | 9 |  |  |  |  | R-410A | 1.8 | Residential & Commercial | USHP
216764555 | Central HP <5.4 tons | TRANE | HRCU-A-CB (Split System: Heat Pump with Remote Outdoor Unit-Air-Source) | 5TWR7024A1 |  |  | 5PX*B004AS3 | S8X2B060M4PSC | 23000 | 17.1 | 9 | 21600 | 17100 | 79.17% | 2 | 0 | 12.5 |  |  |  |  | R-454B | 1.9167 | Residential & Commercial | USHP | Ducted CEE Tier 1
214802892 | Central HP <5.4 tons | RHEEM | HRCU-A-CB (Split System: Heat Pump with Remote Outdoor Unit-Air-Source) | RP15AZ48AJ2N | ASPEN |  | D(A,C,E)48B44+TDR | R801V0755A21DZ | 44000 | 15.4 | 8.1 | 45500 | 33800 | 74.29% | 3.02 | 0 | 10 |  |  |  |  | R-410A | 3.6667 | Residential & Commercial | USHP | Ducted CEE Tier 1
214802897 | Central HP <5.4 tons | RHEEM | HRCU-A-CB (Split System: Heat Pump with Remote Outdoor Unit-Air-Source) | RP15AZ48AJ2N | ASPEN |  | D(A,C,E)60D34+TDR | R801V0755A21DZ | 46000 | 15.5 | 8.4 | 46000 | 34000 | 73.91% | 3.14 | 0 | 10.2 |  |  |  |  | R-410A | 3.8333 | Residential & Commercial | USHP | Ducted CEE Tier 1
214802901 | Central HP <5.4 tons | RHEEM | HRCU-A-CB (Split System: Heat Pump with Remote Outdoor Unit-Air-Source) | RP15AZ48AJ2N | ASPEN |  | D(A,C,E)60B44+TDR | R801V0755A21UH | 45000 | 15.6 | 8.2 | 46000 | 34200 | 74.35% | 3.07 | 0 | 10.1 |  |  |  |  | R-410A | 3.75 | Residential & Commercial | USHP | Ducted CEE Tier 1
214802917 | Central HP <5.4 tons | RHEEM | HRCU-A-CB (Split System: Heat Pump with Remote Outdoor Unit-Air-Source) | RP15AZ48AJ2N | ASPEN |  | D(A,C,E)48D34+TDR | R801V1005A21DZ | 44500 | 15.5 | 8.2 | 45500 | 33600 | 73.85% | 3.03 | 0 | 10 |  |  |  |  | R-410A | 3.7083 | Residential & Commercial | USHP | Ducted CEE Tier 1
216955484 | Central HP <5.4 tons | TRANE | HRCU-A-CB (Split System: Heat Pump with Remote Outdoor Unit-Air-Source) | 5TWX5036A1 | TRANE |  | 5PXFH005AZ3 | S9V2C100U4VSA | 31400 | 16.5 | 8.1 | 28400 | 20200 | 71.13% | 2.88 | 0 | 11.7 |  |  |  |  | R-454B | 2.6167 | Residential & Commercial | USHP | Ducted CEE Tier 1
216955355 | Central HP <5.4 tons | TRANE | HRCU-A-CB (Split System: Heat Pump with Remote Outdoor Unit-Air-Source) | 5TWX5036A1 | TRANE |  | 5PXFH005AZ3 | S8V2B060M4PCA | 32000 | 16 | 8.1 | 28800 | 20400 | 70.83% | 2.9 | 0 | 12 |  |  |  |  | R-454B | 2.6667 | Residential & Commercial | USHP | Ducted CEE Tier 1
216955389 | Central HP <5.4 tons | TRANE | HRCU-A-CB (Split System: Heat Pump with Remote Outdoor Unit-Air-Source) | 5TWX5036A1 | TRANE |  | 5PXFH005AZ3 | S8X2C100M5PTC | 32000 | 16.5 | 8.1 | 28800 | 20800 | 72.22% | 2.95 | 0 | 12 |  |  |  |  | R-454B | 2.6667 | Residential & Commercial | USHP | Ducted CEE Tier 1
216955400 | Central HP <5.4 tons | TRANE | HRCU-A-CB (Split System: Heat Pump with Remote Outdoor Unit-Air-Source) | 5TWX5036A1 | TRANE |  | 5PXFH005AZ3 | S9V2B060U3VSB | 32000 | 16 | 8.1 | 28600 | 20800 | 72.73% | 2.91 | 0 | 12 |  |  |  |  | R-454B | 2.6667 | Residential & Commercial | USHP | Ducted CEE Tier 1
216955407 | Central HP <5.4 tons | TRANE | HRCU-A-CB (Split System: Heat Pump with Remote Outdoor Unit-Air-Source) | 5TWX5036A1 | TRANE |  | 5PXFH005AZ3 | S9V2B080U4VSB | 31600 | 16 | 8.1 | 28400 | 20600 | 72.54% | 2.92 | 0 | 11.7 |  |  |  |  | R-454B | 2.6333 | Residential & Commercial | USHP | Ducted CEE Tier 1
216955421 | Central HP <5.4 tons | TRANE | HRCU-A-CB (Split System: Heat Pump with Remote Outdoor Unit-Air-Source) | 5TWX5036A1 | TRANE |  | 5PXFH005AZ3 | S9X1B080D4PSB | 31200 | 15.5 | 8.1 | 29000 | 20600 | 71.03% | 2.8 | 0 | 11.7 |  |  |  |  | R-454B | 2.6 | Residential & Commercial | USHP | Ducted CEE Tier 1
216955482 | Central HP <5.4 tons | TRANE | HRCU-A-CB (Split System: Heat Pump with Remote Outdoor Unit-Air-Source) | 5TWX5036A1 | TRANE |  | 5PXFH005AZ3 | S9V2B080U4VSA | 31800 | 16 | 8.1 | 28600 | 20200 | 70.63% | 2.91 | 0 | 11.7 |  |  |  |  | R-454B | 2.65 | Residential & Commercial | USHP | Ducted CEE Tier 1
213821197 | Central HP <5.4 tons | TEMPSTAR | HRCU-A-CB (Split System: Heat Pump with Remote Outdoor Unit-Air-Source) | DLCURAH24ABK | ASPEN |  | D(A,C,E)30B34+TDR | *80MS(N,L)0702116A* | 23600 | 17.5 | 8.5 | 26400 | 20200 | 76.52% | 2.92 | 0 | 10 |  |  |  |  | R-410A | 1.9667 | Residential & Commercial | USHP | Ducted CEE Tier 1
213821212 | Central HP <5.4 tons | TEMPSTAR | HRCU-A-CB (Split System: Heat Pump with Remote Outdoor Unit-Air-Source) | DLCURAH24ABK | ASPEN |  | D(A,C,E)30B34+TDR | *80MS(N,L)0902120A* | 23400 | 17.5 | 8.5 | 26200 | 20200 | 77.1% | 2.91 | 0 | 10 |  |  |  |  | R-410A | 1.95 | Residential & Commercial | USHP | Ducted CEE Tier 1
215850639 | Central HP <5.4 tons | COLEMAN | HRCU-A-CB (Split System: Heat Pump with Remote Outdoor Unit-Air-Source) | HH860E2S11 | ASPEN |  | D(A,C,E)60A3K+TDR | CP9C100C20MP13 | 41000 | 18 | 8.5 | 45000 | 33800 | 75.11% | 2 | 0 | 10.5 |  |  |  |  | R-454B | 3.4167 | Residential & Commercial | USHP | Ducted CEE Tier 1
213821308 | Central HP <5.4 tons | TEMPSTAR | HRCU-A-CB (Split System: Heat Pump with Remote Outdoor Unit-Air-Source) | DLCURAH24ABK | ASPEN |  | D(A,C,E)30C44+TDR | *96VTN0401712B* | 23400 | 16.5 | 8.5 | 26200 | 20200 | 77.1% | 2.84 | 0 | 10 |  |  |  |  | R-410A | 1.95 | Residential & Commercial | USHP | Ducted CEE Tier 1
213821324 | Central HP <5.4 tons | TEMPSTAR | HRCU-A-CB (Split System: Heat Pump with Remote Outdoor Unit-Air-Source) | DLCURAH24ABK | ASPEN |  | D(A,C,E)36B34+TDR | *96VTN0801716B* | 23400 | 17 | 8.5 | 26000 | 20200 | 77.69% | 2.91 | 0 | 10 |  |  |  |  | R-410A | 1.95 | Residential & Commercial | USHP | Ducted CEE Tier 1
213770606 | Central HP <5.4 tons | BRYANT HEATING AND COOLING SYSTEMS | HRCU-A-CB (Split System: Heat Pump with Remote Outdoor Unit-Air-Source) | 288BNV025*0**B* |  |  | CAP**2517AL*+UI | 88*TB48070C17*** | 24400 | 16.5 | 8.1 | 21200 | 16700 | 78.77% | 2.02 | 0 | 11 |  |  |  |  | R-410A | 2.0333 | Residential & Commercial | USHP | Ducted CEE Tier 1
213770626 | Central HP <5.4 tons | BRYANT HEATING AND COOLING SYSTEMS | HRCU-A-CB (Split System: Heat Pump with Remote Outdoor Unit-Air-Source) | 288BNV025*0**B* |  |  | CAP**2517AL*+UI | 935CB48060C17*** | 24200 | 16.5 | 8.1 | 21400 | 16700 | 78.04% | 2.02 | 0 | 10.5 |  |  |  |  | R-410A | 2.0167 | Residential & Commercial | USHP | Ducted CEE Tier 1
216054751 | Central HP <5.4 tons | LUXAIRE | HRCU-A-CB (Split System: Heat Pump with Remote Outdoor Unit-Air-Source) | HH824E2S11 | ASPEN |  | C(A,C,D,E)24D2K+TDR | LP9C060B12MP13 | 21200 | 16.5 | 8.5 | 22800 | 18000 | 78.95% | 2 | 0 | 11.7 |  |  |  |  | R-454B | 1.7667 | Residential & Commercial | USHP | Ducted CEE Tier 1
216054752 | Central HP <5.4 tons | LUXAIRE | HRCU-A-CB (Split System: Heat Pump with Remote Outdoor Unit-Air-Source) | HH824E2S11 | ASPEN |  | D(A,C,E)24B3K+TDR | LP9C060B12MP13 | 22000 | 17 | 8.1 | 22600 | 18000 | 79.65% | 2 | 0 | 12 |  |  |  |  | R-454B | 1.8333 | Residential & Commercial | USHP | Ducted CEE Tier 1
216054786 | Central HP <5.4 tons | LUXAIRE | HRCU-A-CB (Split System: Heat Pump with Remote Outdoor Unit-Air-Source) | HH824E2S11 | ASPEN |  | C(A,C,D,E)24A3K+TDR | TM8E060A12MP11 | 20200 | 17.5 | 8.5 | 22600 | 17900 | 79.2% | 2 | 0 | 11.2 |  |  |  |  | R-454B | 1.6833 | Residential & Commercial | USHP | Ducted CEE Tier 1
216054802 | Central HP <5.4 tons | LUXAIRE | HRCU-A-CB (Split System: Heat Pump with Remote Outdoor Unit-Air-Source) | HH824E2S11 | ASPEN |  | D(A,C,E)36A3K+TDR | TM8E100B12MP11 | 22400 | 17 | 8.1 | 22600 | 18000 | 79.65% | 2 | 0 | 12 |  |  |  |  | R-454B | 1.8667 | Residential & Commercial | USHP | Ducted CEE Tier 1
216054818 | Central HP <5.4 tons | LUXAIRE | HRCU-A-CB (Split System: Heat Pump with Remote Outdoor Unit-Air-Source) | HH824E2S11 | ASPEN |  | D(A,C,E)24B3K+TDR | TM8Y080B12MP11 | 22000 | 17 | 8.1 | 22600 | 18300 | 80.97% | 2 | 0 | 12 |  |  |  |  | R-454B | 1.8333 | Residential & Commercial | USHP | Ducted CEE Tier 1
216054834 | Central HP <5.4 tons | LUXAIRE | HRCU-A-CB (Split System: Heat Pump with Remote Outdoor Unit-Air-Source) | HH824E2S11 | ASPEN |  | C(A,C,D,E)24A3K+TDR | TM9E060A10MP12 | 20000 | 16.5 | 8.5 | 22600 | 18100 | 80.09% | 2 | 0 | 9.8 |  |  |  |  | R-454B | 1.6667 | Residential & Commercial | USHP
216054835 | Central HP <5.4 tons | LUXAIRE | HRCU-A-CB (Split System: Heat Pump with Remote Outdoor Unit-Air-Source) | HH824E2S11 | ASPEN |  | C(A,C,D,E)24D2K+TDR | TM9E060A10MP12 | 19500 | 16 | 9 | 23000 | 18100 | 78.7% | 2 | 0 | 10 |  |  |  |  | R-454B | 1.625 | Residential & Commercial | USHP | Ducted CEE Tier 1
216955415 | Central HP <5.4 tons | TRANE | HRCU-A-CB (Split System: Heat Pump with Remote Outdoor Unit-Air-Source) | 5TWX5036A1 | TRANE |  | 5PXFH005AZ3 | S9V2C100U5PSC | 32200 | 16.5 | 8.1 | 29000 | 20400 | 70.34% | 2.9 | 0 | 12 |  |  |  |  | R-454B | 2.6833 | Residential & Commercial | USHP | Ducted CEE Tier 1
214802731 | Central HP <5.4 tons | RHEEM | HRCU-A-CB (Split System: Heat Pump with Remote Outdoor Unit-Air-Source) | RP15AZ24AJ2N | ASPEN |  | D(A,C,E)24B34+TDR | R801V1004A17UHN | 22400 | 16 | 8.3 | 23000 | 16300 | 70.87% | 3.03 | 0 | 11.9 |  |  |  |  | R-410A | 1.8667 | Residential & Commercial | USHP | Ducted CEE Tier 1
214802740 | Central HP <5.4 tons | RHEEM | HRCU-A-CB (Split System: Heat Pump with Remote Outdoor Unit-Air-Source) | RP15AZ24AJ2N | ASPEN |  | D(A,C,E)24C34+TDR | R801V1004A17UHS | 22800 | 16 | 8.4 | 23000 | 16300 | 70.87% | 3.07 | 0 | 12 |  |  |  |  | R-410A | 1.9 | Residential & Commercial | USHP | Ducted CEE Tier 1
215849807 | Central HP <5.4 tons | COLEMAN | HRCU-A-CB (Split System: Heat Pump with Remote Outdoor Unit-Air-Source) | HH824E2S11 | ASPEN |  | D(A,C,E)36A3K+TDR | TL8E060A12UH11 | 20600 | 17.5 | 8.5 | 22600 | 17900 | 79.2% | 2 | 0 | 11.2 |  |  |  |  | R-454B | 1.7167 | Residential & Commercial | USHP | Ducted CEE Tier 1
215850023 | Central HP <5.4 tons | COLEMAN | HRCU-A-CB (Split System: Heat Pump with Remote Outdoor Unit-Air-Source) | HH824E2S11 | ASPEN |  | C(A,C,D,E)24C3K+TDR | TM9Y060B12MP11 | 22200 | 17 | 8.5 | 22800 | 18400 | 80.7% | 2 | 0 | 11.7 |  |  |  |  | R-454B | 1.85 | Residential & Commercial | USHP | Ducted CEE Tier 1
215850071 | Central HP <5.4 tons | COLEMAN | HRCU-A-CB (Split System: Heat Pump with Remote Outdoor Unit-Air-Source) | HH824E2S11 | ASPEN |  | C(A,C,D,E)24A3K+TDR | TMLE080B12MP11 | 21600 | 17 | 8.1 | 22600 | 18000 | 79.65% | 2 | 0 | 12 |  |  |  |  | R-454B | 1.8 | Residential & Commercial | USHP | Ducted CEE Tier 1
215850124 | Central HP <5.4 tons | COLEMAN | HRCU-A-CB (Split System: Heat Pump with Remote Outdoor Unit-Air-Source) | HH824E2S11 | ASPEN |  | C(A,C,D,E)24C3K+TDR | TPLC080B12MP13 | 22200 | 17 | 8.5 | 22800 | 17700 | 77.63% | 2 | 0 | 12 |  |  |  |  | R-454B | 1.85 | Residential & Commercial | USHP | Ducted CEE Tier 1
215850158 | Central HP <5.4 tons | COLEMAN | HRCU-A-CB (Split System: Heat Pump with Remote Outdoor Unit-Air-Source) | HH824E2S11 | ASPEN |  | C(A,C,D,E)24A3K+TDR | Z8ES080B12SMPS1 | 21600 | 18 | 8.1 | 22400 | 18500 | 82.59% | 2 | 0 | 12 |  |  |  |  | R-454B | 1.8 | Residential & Commercial | USHP | Ducted CEE Tier 1
214802734 | Central HP <5.4 tons | RHEEM | HRCU-A-CB (Split System: Heat Pump with Remote Outdoor Unit-Air-Source) | RP15AZ24AJ2N | ASPEN |  | D(A,C,E)30B34+TDR | R801V1004A17UHN | 22800 | 16 | 8.4 | 23000 | 16300 | 70.87% | 3.07 | 0 | 12 |  |  |  |  | R-410A | 1.9 | Residential & Commercial | USHP | Ducted CEE Tier 1
213296453 | Central HP <5.4 tons | SAMSUNG | HRCU-A-CB (Split System: Heat Pump with Remote Outdoor Unit-Air-Source) | AC060BXUPCH | SUMMIT |  | MSVT60***9U7YHX | 0 | 57000 | 17.5 | 9 | 52000 | 47500 | 91.35% | 1.82 | 0 | 8.5 |  |  |  |  | R-410A | 4.75 | Residential & Commercial | USHP
214802899 | Central HP <5.4 tons | RHEEM | HRCU-A-CB (Split System: Heat Pump with Remote Outdoor Unit-Air-Source) | RP15AZ48AJ2N | ASPEN |  | D(A,C,E)48D34+TDR | R801V0755A21UH | 44500 | 15.5 | 8.2 | 45500 | 34000 | 74.73% | 3.05 | 0 | 10 |  |  |  |  | R-410A | 3.7083 | Residential & Commercial | USHP | Ducted CEE Tier 1
214802831 | Central HP <5.4 tons | RHEEM | HRCU-A-CB (Split System: Heat Pump with Remote Outdoor Unit-Air-Source) | RP15AZ42AJ2N | ASPEN |  | D(A,C,E)60D34+TDR | R801V1005A21DZ | 40000 | 15.5 | 8.4 | 40500 | 28800 | 71.11% | 3.05 | 0 | 10.2 |  |  |  |  | R-410A | 3.3333 | Residential & Commercial | USHP | Ducted CEE Tier 1
214802827 | Central HP <5.4 tons | RHEEM | HRCU-A-CB (Split System: Heat Pump with Remote Outdoor Unit-Air-Source) | RP15AZ42AJ2N | ASPEN |  | D(A,C,E)48D34+TDR | R801V1005A21DZ | 39000 | 15.5 | 8.2 | 40000 | 28600 | 71.5% | 2.99 | 0 | 10 |  |  |  |  | R-410A | 3.25 | Residential & Commercial | USHP | Ducted CEE Tier 1
215849821 | Central HP <5.4 tons | COLEMAN | HRCU-A-CB (Split System: Heat Pump with Remote Outdoor Unit-Air-Source) | HH824E2S11 | ASPEN |  | D(A,C,E)36A3K+TDR | TL9E060B12UH11 | 22400 | 17 | 8.1 | 22600 | 18000 | 79.65% | 2 | 0 | 12 |  |  |  |  | R-454B | 1.8667 | Residential & Commercial | USHP | Ducted CEE Tier 1
215849940 | Central HP <5.4 tons | COLEMAN | HRCU-A-CB (Split System: Heat Pump with Remote Outdoor Unit-Air-Source) | HH824E2S11 | ASPEN |  | D(A,C,E)24C3K+TDR | TM9E060A10MP12 | 20800 | 16.5 | 9 | 22800 | 18100 | 79.39% | 2 | 0 | 10.5 |  |  |  |  | R-454B | 1.7333 | Residential & Commercial | USHP | Ducted CEE Tier 1
215849956 | Central HP <5.4 tons | COLEMAN | HRCU-A-CB (Split System: Heat Pump with Remote Outdoor Unit-Air-Source) | HH824E2S11 | ASPEN |  | D(A,C,E)36A3K+TDR | TM9E060B12MP12 | 22200 | 17 | 8.1 | 22600 | 18300 | 80.97% | 2 | 0 | 11.7 |  |  |  |  | R-454B | 1.85 | Residential & Commercial | USHP | Ducted CEE Tier 1
216955470 | Central HP <5.4 tons | TRANE | HRCU-A-CB (Split System: Heat Pump with Remote Outdoor Unit-Air-Source) | 5TWX5036A1 | TRANE |  | 5PXFH005AZ3 | *UHMB080ACV3 | 31400 | 16 | 8.1 | 28400 | 20200 | 71.13% | 2.88 | 0 | 11.7 |  |  |  |  | R-454B | 2.6167 | Residential & Commercial | USHP | Ducted CEE Tier 1
215399939 | Central HP <5.4 tons | LUXAIRE | HRCU-A-C (Split System: Heat Pump with Remote Outdoor Unit with No Indoor Fan --Air Source) | HH824E2S11 | ASPEN |  | D(A,C,E)36A4K+TDR | 0 | 22600 | 15.2 | 8.5 | 22800 | 21200 | 92.98% | 2.69 | 0 | 11 |  |  |  |  | R-454B | 1.8833 | Residential & Commercial | USHP | Ducted CEE Tier 1
215849867 | Central HP <5.4 tons | COLEMAN | HRCU-A-CB (Split System: Heat Pump with Remote Outdoor Unit-Air-Source) | HH824E2S11 | ASPEN |  | D(A,C,E)24C3K+TDR | TM8E100B12MP11 | 22400 | 17 | 8.5 | 22600 | 18000 | 79.65% | 2 | 0 | 12 |  |  |  |  | R-454B | 1.8667 | Residential & Commercial | USHP | Ducted CEE Tier 1
215849919 | Central HP <5.4 tons | COLEMAN | HRCU-A-CB (Split System: Heat Pump with Remote Outdoor Unit-Air-Source) | HH824E2S11 | ASPEN |  | D(A,C,E)36A3K+TDR | TM9E026A08MP12 | 20800 | 16.5 | 8.5 | 22800 | 17600 | 77.19% | 2 | 0 | 10.5 |  |  |  |  | R-454B | 1.7333 | Residential & Commercial | USHP | Ducted CEE Tier 1
214802729 | Central HP <5.4 tons | RHEEM | HRCU-A-CB (Split System: Heat Pump with Remote Outdoor Unit-Air-Source) | RP15AZ24AJ2N | ASPEN |  | D(A,C,E)24A34+TDR | R801V1004A17UHN | 22000 | 16.3 | 8.1 | 22800 | 16200 | 71.05% | 2.96 | 0 | 11.8 |  |  |  |  | R-410A | 1.8333 | Residential & Commercial | USHP | Ducted CEE Tier 1
216054849 | Central HP <5.4 tons | LUXAIRE | HRCU-A-CB (Split System: Heat Pump with Remote Outdoor Unit-Air-Source) | HH824E2S11 | ASPEN |  | D(A,C,E)24B4K+TDR | TM9E080B12MP12 | 22600 | 17 | 8.5 | 22600 | 18700 | 82.74% | 2 | 0 | 11.7 |  |  |  |  | R-454B | 1.8833 | Residential & Commercial | USHP | Ducted CEE Tier 1
216054883 | Central HP <5.4 tons | LUXAIRE | HRCU-A-CB (Split System: Heat Pump with Remote Outdoor Unit-Air-Source) | HH824E2S11 | ASPEN |  | C(A,C,D,E)24D2K+TDR | TM9Y080B12MP11 | 21000 | 17 | 8.5 | 22800 | 18500 | 81.14% | 2 | 0 | 11.2 |  |  |  |  | R-454B | 1.75 | Residential & Commercial | USHP | Ducted CEE Tier 1
216054884 | Central HP <5.4 tons | LUXAIRE | HRCU-A-CB (Split System: Heat Pump with Remote Outdoor Unit-Air-Source) | HH824E2S11 | ASPEN |  | D(A,C,E)24B3K+TDR | TM9Y080B12MP11 | 22000 | 17 | 8.5 | 22600 | 18500 | 81.86% | 2 | 0 | 11.7 |  |  |  |  | R-454B | 1.8333 | Residential & Commercial | USHP | Ducted CEE Tier 1
216054933 | Central HP <5.4 tons | LUXAIRE | HRCU-A-CB (Split System: Heat Pump with Remote Outdoor Unit-Air-Source) | HH824E2S11 | ASPEN |  | D(A,C,E)24B4K+TDR | Z8ES040A12SMPS1 | 21000 | 18 | 9.5 | 22800 | 18100 | 79.39% | 2 | 0 | 11.2 |  |  |  |  | R-454B | 1.75 | Residential & Commercial | USHP | Ducted CEE Tier 1
216054985 | Central HP <5.4 tons | LUXAIRE | HRCU-A-CB (Split System: Heat Pump with Remote Outdoor Unit-Air-Source) | HH824E2S11 | ASPEN |  | C(A,C,D,E)24D2K+TDR | Z9ES060B12SMPS1 | 21000 | 17 | 8.5 | 22800 | 18600 | 81.58% | 2 | 0 | 11.2 |  |  |  |  | R-454B | 1.75 | Residential & Commercial | USHP | Ducted CEE Tier 1
214813278 | Central HP <5.4 tons | CARRIER | HRCU-A-CB (Split System: Heat Pump with Remote Outdoor Unit-Air-Source) | 38MURAQ24AB3* | AspenPRO |  | RE(S,T)244 | 0 | 22200 | 16 | 8.2 | 27200 | 23400 | 86.03% | 1.92 | 0 | 9.8 |  |  |  |  | R-410A | 1.85 | Residential & Commercial | USHP
216497871 | Central HP <5.4 tons | RHEEM | HRCU-A-CB (Split System: Heat Pump with Remote Outdoor Unit-Air-Source) | RD17AZ24AJ3N | ASPEN |  | D(A,C,E)24A34+TDR | R962V0403A17M4S | 20600 | 16.5 | 9 | 22400 | 16800 | 75% | 2.55 | 0 | 11 |  |  |  |  | R-410A | 1.7167 | Residential & Commercial | USHP | Ducted CEE Tier 1
215654402 | Central HP <5.4 tons | COMFORTMAKER | HRCU-A-CB (Split System: Heat Pump with Remote Outdoor Unit-Air-Source) | DLCURAH24AAK | AspenPRO |  | RE(S,T)244 | 0 | 22200 | 15.2 | 8.5 | 26200 | 24000 | 91.6% | 2.56 | 0 | 9 |  |  |  |  | R-410A | 1.85 | Residential & Commercial | USHP
213821382 | Central HP <5.4 tons | TEMPSTAR | HRCU-A-CB (Split System: Heat Pump with Remote Outdoor Unit-Air-Source) | DLCURAH30ABK | ASPEN |  | D(A,C,E)30B34+TDR | *80MS(N,L)0902116A* | 29000 | 15.2 | 8.1 | 34000 | 23800 | 70% | 2.63 | 0 | 9 |  |  |  |  | R-410A | 2.4167 | Residential & Commercial | USHP
213821229 | Central HP <5.4 tons | TEMPSTAR | HRCU-A-CB (Split System: Heat Pump with Remote Outdoor Unit-Air-Source) | DLCURAH24ABK | ASPEN |  | D(A,C,E)36B34+TDR | *80VTL0701716B* | 22600 | 17.4 | 8.5 | 25200 | 20000 | 79.37% | 3 | 0 | 9.8 |  |  |  |  | R-410A | 1.8833 | Residential & Commercial | USHP
213821231 | Central HP <5.4 tons | TEMPSTAR | HRCU-A-CB (Split System: Heat Pump with Remote Outdoor Unit-Air-Source) | DLCURAH24ABK | ASPEN |  | D(A,C,E)24B44+TDR | *80VTL0902120B* | 23000 | 16.8 | 8.4 | 25600 | 20200 | 78.91% | 2.99 | 0 | 10.2 |  |  |  |  | R-410A | 1.9167 | Residential & Commercial | USHP | Ducted CEE Tier 1
213296456 | Central HP <5.4 tons | SAMSUNG | HRCU-A-CB (Split System: Heat Pump with Remote Outdoor Unit-Air-Source) | AC036BXUPCH | SUMMIT |  | MSVT36***8U4YHX | 0 | 36000 | 18.5 | 8.4 | 33600 | 34400 | 102.4% | 1.92 | 0 | 10.5 |  |  |  |  | R-410A | 3 | Residential & Commercial | USHP | Ducted CEE Tier 1
216957254 | Central HP <5.4 tons | TRANE | HRCU-A-CB (Split System: Heat Pump with Remote Outdoor Unit-Air-Source) | 5TWX5060A1 | TRANE |  | 5PXFH009AZ3 | S8X1C100M5PSC | 51500 | 15.5 | 8.1 | 50000 | 35400 | 70.8% | 2.7 | 0 | 9.8 |  |  |  |  | R-454B | 4.2917 | Residential & Commercial | USHP
213821183 | Central HP <5.4 tons | TEMPSTAR | HRCU-A-CB (Split System: Heat Pump with Remote Outdoor Unit-Air-Source) | DLCURAH24ABK | ASPEN |  | D(A,C,E)30C44+TDR | *80MS(N,L)0701412A* | 23600 | 17.5 | 8.5 | 26200 | 20000 | 76.34% | 2.9 | 0 | 10 |  |  |  |  | R-410A | 1.9667 | Residential & Commercial | USHP | Ducted CEE Tier 1
213821383 | Central HP <5.4 tons | TEMPSTAR | HRCU-A-CB (Split System: Heat Pump with Remote Outdoor Unit-Air-Source) | DLCURAH30ABK | ASPEN |  | D(A,C,E)30C44+TDR | *80MS(N,L)0902116A* | 29400 | 15.2 | 8.1 | 34000 | 23800 | 70% | 2.63 | 0 | 9 |  |  |  |  | R-410A | 2.45 | Residential & Commercial | USHP
213821187 | Central HP <5.4 tons | TEMPSTAR | HRCU-A-CB (Split System: Heat Pump with Remote Outdoor Unit-Air-Source) | DLCURAH24ABK | ASPEN |  | D(A,C,E)30B34+TDR | *80MS(N,L)0701712A* | 23200 | 17.5 | 8.5 | 26000 | 20200 | 77.69% | 2.9 | 0 | 10 |  |  |  |  | R-410A | 1.9333 | Residential & Commercial | USHP | Ducted CEE Tier 1
213821205 | Central HP <5.4 tons | TEMPSTAR | HRCU-A-CB (Split System: Heat Pump with Remote Outdoor Unit-Air-Source) | DLCURAH24ABK | ASPEN |  | D(A,C,E)36C34+TDR | *80MS(N,L)0901714A* | 23800 | 17.5 | 8.5 | 26200 | 20200 | 77.1% | 2.9 | 0 | 10 |  |  |  |  | R-410A | 1.9833 | Residential & Commercial | USHP | Ducted CEE Tier 1
213821185 | Central HP <5.4 tons | TEMPSTAR | HRCU-A-CB (Split System: Heat Pump with Remote Outdoor Unit-Air-Source) | DLCURAH24ABK | ASPEN |  | D(A,C,E)36C34+TDR | *80MS(N,L)0701412A* | 23600 | 17.5 | 8.5 | 26200 | 20000 | 76.34% | 2.9 | 0 | 10 |  |  |  |  | R-410A | 1.9667 | Residential & Commercial | USHP | Ducted CEE Tier 1
213821190 | Central HP <5.4 tons | TEMPSTAR | HRCU-A-CB (Split System: Heat Pump with Remote Outdoor Unit-Air-Source) | DLCURAH24ABK | ASPEN |  | D(A,C,E)36C34+TDR | *80MS(N,L)0701712A* | 23600 | 17.5 | 8.5 | 26000 | 20200 | 77.69% | 2.9 | 0 | 10 |  |  |  |  | R-410A | 1.9667 | Residential & Commercial | USHP | Ducted CEE Tier 1
216497875 | Central HP <5.4 tons | RHEEM | HRCU-A-CB (Split System: Heat Pump with Remote Outdoor Unit-Air-Source) | RD17AZ24AJ3N | ASPEN |  | D(A,C,E)24A34+TDR | R98MV0703A17UPS | 20600 | 16.5 | 9 | 22400 | 16800 | 75% | 2.55 | 0 | 11 |  |  |  |  | R-410A | 1.7167 | Residential & Commercial | USHP | Ducted CEE Tier 1
216797160 | Central HP <5.4 tons | TRANE | HRCU-A-CB (Split System: Heat Pump with Remote Outdoor Unit-Air-Source) | 5TWV8X48A1 | ASPEN |  | D(A,C,E)60B3J+TDR | S9V2B080U4PSC+LRP | 45000 | 18 | 8.5 | 46000 | 46000 | 100% | 2.65 | 0 | 9.8 |  |  |  |  | R-454B | 3.75 | Residential & Commercial | USHP
213821219 | Central HP <5.4 tons | TEMPSTAR | HRCU-A-CB (Split System: Heat Pump with Remote Outdoor Unit-Air-Source) | DLCURAH24ABK | ASPEN |  | D(A,C,E)36B34+TDR | *80MS(N,L)1102120A* | 23200 | 17.4 | 8.5 | 25600 | 20000 | 78.12% | 3.01 | 0 | 10.3 |  |  |  |  | R-410A | 1.9333 | Residential & Commercial | USHP | Ducted CEE Tier 1
213821244 | Central HP <5.4 tons | TEMPSTAR | HRCU-A-CB (Split System: Heat Pump with Remote Outdoor Unit-Air-Source) | DLCURAH24ABK | ASPEN |  | D(A,C,E)36B34+TDR | *92MSN0401712A* | 23200 | 16 | 8.5 | 26400 | 20400 | 77.27% | 2.88 | 0 | 10 |  |  |  |  | R-410A | 1.9333 | Residential & Commercial | USHP | Ducted CEE Tier 1
213821194 | Central HP <5.4 tons | TEMPSTAR | HRCU-A-CB (Split System: Heat Pump with Remote Outdoor Unit-Air-Source) | DLCURAH24ABK | ASPEN |  | D(A,C,E)36B34+TDR | *80MS(N,L)0701716A* | 22600 | 17.4 | 8.5 | 25200 | 20000 | 79.37% | 3 | 0 | 10.3 |  |  |  |  | R-410A | 1.8833 | Residential & Commercial | USHP | Ducted CEE Tier 1
213821208 | Central HP <5.4 tons | TEMPSTAR | HRCU-A-CB (Split System: Heat Pump with Remote Outdoor Unit-Air-Source) | DLCURAH24ABK | ASPEN |  | D(A,C,E)30C44+TDR | *80MS(N,L)0902116A* | 23000 | 17.5 | 8.5 | 25200 | 19900 | 78.97% | 2.99 | 0 | 10.3 |  |  |  |  | R-410A | 1.9167 | Residential & Commercial | USHP | Ducted CEE Tier 1
213821210 | Central HP <5.4 tons | TEMPSTAR | HRCU-A-CB (Split System: Heat Pump with Remote Outdoor Unit-Air-Source) | DLCURAH24ABK | ASPEN |  | D(A,C,E)36C34+TDR | *80MS(N,L)0902116A* | 23000 | 17.5 | 8.5 | 25200 | 19900 | 78.97% | 2.99 | 0 | 10.3 |  |  |  |  | R-410A | 1.9167 | Residential & Commercial | USHP | Ducted CEE Tier 1
213821217 | Central HP <5.4 tons | TEMPSTAR | HRCU-A-CB (Split System: Heat Pump with Remote Outdoor Unit-Air-Source) | DLCURAH24ABK | ASPEN |  | D(A,C,E)30B34+TDR | *80MS(N,L)1102120A* | 22800 | 17.2 | 8.4 | 25600 | 20000 | 78.12% | 2.96 | 0 | 10 |  |  |  |  | R-410A | 1.9 | Residential & Commercial | USHP | Ducted CEE Tier 1
213821233 | Central HP <5.4 tons | TEMPSTAR | HRCU-A-CB (Split System: Heat Pump with Remote Outdoor Unit-Air-Source) | DLCURAH24ABK | ASPEN |  | D(A,C,E)30C44+TDR | *80VTL0902120B* | 23400 | 17 | 8.5 | 25600 | 20200 | 78.91% | 3.01 | 0 | 10.3 |  |  |  |  | R-410A | 1.95 | Residential & Commercial | USHP | Ducted CEE Tier 1
215869107 | Central HP <5.4 tons | AMERICAN STANDARD | HRCU-A-CB (Split System: Heat Pump with Remote Outdoor Unit-Air-Source) | 5A6V8X36A1 |  |  | 5TXCC005AS3 | S9V2C080U5VSB+LRP | 31800 | 18.1 | 8.5 | 32800 | 25400 | 77.44% | 2.1 | 0 | 10 |  |  |  |  | R-454B | 2.65 | Residential & Commercial | USHP | Ducted CEE Tier 1
211176466 | Central HP <5.4 tons | COMFORT-AIRE | HRCU-A-CB (Split System: Heat Pump with Remote Outdoor Unit-Air-Source) | HRG1548S1R-**A | COMFORT-AIRE |  | MCG60T(C,D)2M | GUH96T090C3M | 44500 | 15.3 | 8.2 | 45000 | 32000 | 71.11% | 2.86 | 0 | 12.4 |  |  |  |  | R-410A | 3.7083 | Residential & Commercial | USHP | Ducted CEE Tier 1
211176427 | Central HP <5.4 tons | COMFORT-AIRE | HRCU-A-CB (Split System: Heat Pump with Remote Outdoor Unit-Air-Source) | HRG1548S1R-**A | COMFORT-AIRE |  | (M,V)CG60P(C,D)1M+TXV | GUH96C110C5M | 45000 | 15.3 | 8.1 | 45000 | 31600 | 70.22% | 2.76 | 0 | 12.3 |  |  |  |  | R-410A | 3.75 | Residential & Commercial | USHP | Ducted CEE Tier 1
216957153 | Central HP <5.4 tons | TRANE | HRCU-A-CB (Split System: Heat Pump with Remote Outdoor Unit-Air-Source) | 5TWR5060A1 | TRANE |  | 5PXFH009AZ3 | S8X1C100M5PTC | 52500 | 15.5 | 8.1 | 52000 | 36400 | 70% | 2.82 | 0 | 9.8 |  |  |  |  | R-454B | 4.375 | Residential & Commercial | USHP
215850176 | Central HP <5.4 tons | COLEMAN | HRCU-A-CB (Split System: Heat Pump with Remote Outdoor Unit-Air-Source) | HH824E2S11 | ASPEN |  | D(A,C,E)24C3K+TDR | Z8ES100B12SMPS1 | 20800 | 18.9 | 9.5 | 22800 | 18000 | 78.95% | 2 | 0 | 11.2 |  |  |  |  | R-454B | 1.7333 | Residential & Commercial | USHP | Ducted CEE Tier 1
215850185 | Central HP <5.4 tons | COLEMAN | HRCU-A-CB (Split System: Heat Pump with Remote Outdoor Unit-Air-Source) | HH824E2S11 | ASPEN |  | D(A,C,E)36A3K+TDR | Z8ET080B12LMPS1 | 22200 | 18 | 8.1 | 22400 | 18500 | 82.59% | 2 | 0 | 12 |  |  |  |  | R-454B | 1.85 | Residential & Commercial | USHP | Ducted CEE Tier 1
216957178 | Central HP <5.4 tons | TRANE | HRCU-A-CB (Split System: Heat Pump with Remote Outdoor Unit-Air-Source) | 5TWR5060A1 | TRANE |  | 5PXFH009AZ3 | S9X1C080U5PSB | 52500 | 15.5 | 8.1 | 52000 | 36400 | 70% | 2.85 | 0 | 9.8 |  |  |  |  | R-454B | 4.375 | Residential & Commercial | USHP
213821249 | Central HP <5.4 tons | TEMPSTAR | HRCU-A-CB (Split System: Heat Pump with Remote Outdoor Unit-Air-Source) | DLCURAH24ABK | ASPEN |  | D(A,C,E)36B34+TDR | *92MSN0601412A* | 23800 | 17 | 8.5 | 26400 | 20400 | 77.27% | 2.94 | 0 | 10 |  |  |  |  | R-410A | 1.9833 | Residential & Commercial | USHP | Ducted CEE Tier 1
213821267 | Central HP <5.4 tons | TEMPSTAR | HRCU-A-CB (Split System: Heat Pump with Remote Outdoor Unit-Air-Source) | DLCURAH24ABK | ASPEN |  | D(A,C,E)30B34+TDR | *92MSN1002120A* | 23400 | 17.5 | 8.5 | 26200 | 20200 | 77.1% | 2.93 | 0 | 10 |  |  |  |  | R-410A | 1.95 | Residential & Commercial | USHP | Ducted CEE Tier 1
213821269 | Central HP <5.4 tons | TEMPSTAR | HRCU-A-CB (Split System: Heat Pump with Remote Outdoor Unit-Air-Source) | DLCURAH24ABK | ASPEN |  | D(A,C,E)36B34+TDR | *92MSN1002120A* | 23600 | 17.5 | 8.5 | 26200 | 20200 | 77.1% | 2.93 | 0 | 10 |  |  |  |  | R-410A | 1.9667 | Residential & Commercial | USHP | Ducted CEE Tier 1
213821274 | Central HP <5.4 tons | TEMPSTAR | HRCU-A-CB (Split System: Heat Pump with Remote Outdoor Unit-Air-Source) | DLCURAH24ABK | ASPEN |  | D(A,C,E)36B34+TDR | *96MSN0261410A* | 23200 | 16.5 | 8.5 | 26200 | 20200 | 77.1% | 2.88 | 0 | 10 |  |  |  |  | R-410A | 1.9333 | Residential & Commercial | USHP | Ducted CEE Tier 1
213821301 | Central HP <5.4 tons | TEMPSTAR | HRCU-A-CB (Split System: Heat Pump with Remote Outdoor Unit-Air-Source) | DLCURAH24ABK | ASPEN |  | D(A,C,E)24B44+TDR | *96VTN0401410B* | 23000 | 16 | 8.5 | 26200 | 20400 | 77.86% | 2.85 | 0 | 10 |  |  |  |  | R-410A | 1.9167 | Residential & Commercial | USHP | Ducted CEE Tier 1
213821333 | Central HP <5.4 tons | TEMPSTAR | HRCU-A-CB (Split System: Heat Pump with Remote Outdoor Unit-Air-Source) | DLCURAH24ABK | ASPEN |  | D(A,C,E)30C44+TDR | *96VTN1002120B* | 23600 | 17.5 | 8.5 | 26200 | 20000 | 76.34% | 2.91 | 0 | 10 |  |  |  |  | R-410A | 1.9667 | Residential & Commercial | USHP | Ducted CEE Tier 1
213821335 | Central HP <5.4 tons | TEMPSTAR | HRCU-A-CB (Split System: Heat Pump with Remote Outdoor Unit-Air-Source) | DLCURAH24ABK | ASPEN |  | D(A,C,E)36C34+TDR | *96VTN1002120B* | 23600 | 17.5 | 8.5 | 26200 | 20000 | 76.34% | 2.91 | 0 | 10 |  |  |  |  | R-410A | 1.9667 | Residential & Commercial | USHP | Ducted CEE Tier 1
213821186 | Central HP <5.4 tons | TEMPSTAR | HRCU-A-CB (Split System: Heat Pump with Remote Outdoor Unit-Air-Source) | DLCURAH24ABK | ASPEN |  | D(A,C,E)24B44+TDR | *80MS(N,L)0701712A* | 23200 | 17.5 | 8.5 | 26000 | 20200 | 77.69% | 2.9 | 0 | 10 |  |  |  |  | R-410A | 1.9333 | Residential & Commercial | USHP | Ducted CEE Tier 1
213821189 | Central HP <5.4 tons | TEMPSTAR | HRCU-A-CB (Split System: Heat Pump with Remote Outdoor Unit-Air-Source) | DLCURAH24ABK | ASPEN |  | D(A,C,E)36B34+TDR | *80MS(N,L)0701712A* | 23400 | 17.5 | 8.5 | 26000 | 20200 | 77.69% | 2.9 | 0 | 10 |  |  |  |  | R-410A | 1.95 | Residential & Commercial | USHP | Ducted CEE Tier 1
213821247 | Central HP <5.4 tons | TEMPSTAR | HRCU-A-CB (Split System: Heat Pump with Remote Outdoor Unit-Air-Source) | DLCURAH24ABK | ASPEN |  | D(A,C,E)30B34+TDR | *92MSN0601412A* | 23600 | 17 | 8.5 | 26400 | 20400 | 77.27% | 2.94 | 0 | 10 |  |  |  |  | R-410A | 1.9667 | Residential & Commercial | USHP | Ducted CEE Tier 1
213821265 | Central HP <5.4 tons | TEMPSTAR | HRCU-A-CB (Split System: Heat Pump with Remote Outdoor Unit-Air-Source) | DLCURAH24ABK | ASPEN |  | D(A,C,E)36C34+TDR | *92MSN0802120A* | 23400 | 17.5 | 8.5 | 25600 | 20200 | 78.91% | 3 | 0 | 10.3 |  |  |  |  | R-410A | 1.95 | Residential & Commercial | USHP | Ducted CEE Tier 1
213821028 | Central HP <5.4 tons | TEMPSTAR | HRCU-A-CB (Split System: Heat Pump with Remote Outdoor Unit-Air-Source) | DLCURAH24AAK | ASPEN |  | D(A,C,E)30C44+TDR | *80MS(N,L)0701712A* | 23600 | 16.5 | 8.1 | 24600 | 22200 | 90.24% | 2.86 | 0 | 9 |  |  |  |  | R-410A | 1.9667 | Residential & Commercial | USHP
213821080 | Central HP <5.4 tons | TEMPSTAR | HRCU-A-CB (Split System: Heat Pump with Remote Outdoor Unit-Air-Source) | DLCURAH24AAK | ASPEN |  | D(A,C,E)36C34+TDR | *80VTL1102122B* | 23800 | 16 | 8.5 | 25200 | 22400 | 88.89% | 2.92 | 0 | 9.5 |  |  |  |  | R-410A | 1.9833 | Residential & Commercial | USHP
213821097 | Central HP <5.4 tons | TEMPSTAR | HRCU-A-CB (Split System: Heat Pump with Remote Outdoor Unit-Air-Source) | DLCURAH24AAK | ASPEN |  | D(A,C,E)30B34+TDR | *92MSN0801716A* | 23400 | 16.5 | 8.1 | 24600 | 22200 | 90.24% | 2.88 | 0 | 9.5 |  |  |  |  | R-410A | 1.95 | Residential & Commercial | USHP
213821112 | Central HP <5.4 tons | TEMPSTAR | HRCU-A-CB (Split System: Heat Pump with Remote Outdoor Unit-Air-Source) | DLCURAH24AAK | ASPEN |  | D(A,C,E)30B34+TDR | *96MSN0261410A* | 23200 | 15.5 | 8.1 | 24600 | 22200 | 90.24% | 2.83 | 0 | 9.5 |  |  |  |  | R-410A | 1.9333 | Residential & Commercial | USHP
213821113 | Central HP <5.4 tons | TEMPSTAR | HRCU-A-CB (Split System: Heat Pump with Remote Outdoor Unit-Air-Source) | DLCURAH24AAK | ASPEN |  | D(A,C,E)30C44+TDR | *96MSN0261410A* | 23600 | 15.5 | 8.1 | 24600 | 22200 | 90.24% | 2.83 | 0 | 9 |  |  |  |  | R-410A | 1.9667 | Residential & Commercial | USHP
213821144 | Central HP <5.4 tons | TEMPSTAR | HRCU-A-CB (Split System: Heat Pump with Remote Outdoor Unit-Air-Source) | DLCURAH24AAK | ASPEN |  | D(A,C,E)36B34+TDR | *96VTN0401410B* | 22600 | 15.4 | 8.1 | 24400 | 22200 | 90.98% | 2.86 | 0 | 9.3 |  |  |  |  | R-410A | 1.8833 | Residential & Commercial | USHP
213204098 | Central HP <5.4 tons | TEMPSTAR | HRCU-A-CB (Split System: Heat Pump with Remote Outdoor Unit-Air-Source) | DLCURAH24AAK | ASPEN |  | D(A,C,E)24B44+TDR | *80ES(N,L)0902120A* | 23800 | 16 | 8.5 | 25800 | 28600 | 110.9% | 2.66 | 0 | 9 |  |  |  |  | R-410A | 1.9833 | Residential & Commercial | USHP
213204182 | Central HP <5.4 tons | TEMPSTAR | HRCU-A-CB (Split System: Heat Pump with Remote Outdoor Unit-Air-Source) | DLCURAH24AAK | ASPEN |  | D(A,C,E)30B34+TDR | *92ESN0802120A* | 23800 | 16 | 8.5 | 26000 | 28200 | 108.5% | 2.63 | 0 | 9.5 |  |  |  |  | R-410A | 1.9833 | Residential & Commercial | USHP
213204347 | Central HP <5.4 tons | TEMPSTAR | HRCU-A-CB (Split System: Heat Pump with Remote Outdoor Unit-Air-Source) | DLCURAH24AAK | ASPEN |  | D(A,C,E)24B44+TDR | *96VTN0802120A* | 23400 | 16 | 8.1 | 24800 | 23600 | 95.16% | 2.47 | 0 | 9 |  |  |  |  | R-410A | 1.95 | Residential & Commercial | USHP
213821036 | Central HP <5.4 tons | TEMPSTAR | HRCU-A-CB (Split System: Heat Pump with Remote Outdoor Unit-Air-Source) | DLCURAH24AAK | ASPEN |  | D(A,C,E)24B44+TDR | *80MS(N,L)0702116A* | 23600 | 16.5 | 8.5 | 25000 | 22400 | 89.6% | 2.92 | 0 | 9 |  |  |  |  | R-410A | 1.9667 | Residential & Commercial | USHP
213821037 | Central HP <5.4 tons | TEMPSTAR | HRCU-A-CB (Split System: Heat Pump with Remote Outdoor Unit-Air-Source) | DLCURAH24AAK | ASPEN |  | D(A,C,E)30B34+TDR | *80MS(N,L)0702116A* | 23600 | 16.5 | 8.5 | 25000 | 22400 | 89.6% | 2.92 | 0 | 9 |  |  |  |  | R-410A | 1.9667 | Residential & Commercial | USHP
213821039 | Central HP <5.4 tons | TEMPSTAR | HRCU-A-CB (Split System: Heat Pump with Remote Outdoor Unit-Air-Source) | DLCURAH24AAK | ASPEN |  | D(A,C,E)36B34+TDR | *80MS(N,L)0702116A* | 23800 | 16.5 | 8.5 | 25000 | 22400 | 89.6% | 2.92 | 0 | 9.5 |  |  |  |  | R-410A | 1.9833 | Residential & Commercial | USHP
213204133 | Central HP <5.4 tons | TEMPSTAR | HRCU-A-CB (Split System: Heat Pump with Remote Outdoor Unit-Air-Source) | DLCURAH24AAK | ASPEN |  | D(A,C,E)24B44+TDR | *92ESN0401712A* | 23400 | 15.2 | 8.1 | 25200 | 28000 | 111.1% | 2.57 | 0 | 9 |  |  |  |  | R-410A | 1.95 | Residential & Commercial | USHP
213204178 | Central HP <5.4 tons | TEMPSTAR | HRCU-A-CB (Split System: Heat Pump with Remote Outdoor Unit-Air-Source) | DLCURAH24AAK | ASPEN |  | D(A,C,E)36C34+TDR | *92ESN0801716A* | 23800 | 16.5 | 8.1 | 25400 | 27400 | 107.9% | 2.61 | 0 | 9.5 |  |  |  |  | R-410A | 1.9833 | Residential & Commercial | USHP
213204201 | Central HP <5.4 tons | TEMPSTAR | HRCU-A-CB (Split System: Heat Pump with Remote Outdoor Unit-Air-Source) | DLCURAH24AAK | ASPEN |  | D(A,C,E)36C34+TDR | *92ESN1002120A* | 23800 | 16 | 8.5 | 26000 | 29400 | 113.1% | 2.63 | 0 | 9.5 |  |  |  |  | R-410A | 1.9833 | Residential & Commercial | USHP
213204342 | Central HP <5.4 tons | TEMPSTAR | HRCU-A-CB (Split System: Heat Pump with Remote Outdoor Unit-Air-Source) | DLCURAH24AAK | ASPEN |  | D(A,C,E)36B34+TDR | *96VTN0801716A* | 23800 | 16 | 8.1 | 25400 | 27000 | 106.3% | 2.68 | 0 | 9.5 |  |  |  |  | R-410A | 1.9833 | Residential & Commercial | USHP
213821018 | Central HP <5.4 tons | TEMPSTAR | HRCU-A-CB (Split System: Heat Pump with Remote Outdoor Unit-Air-Source) | DLCURAH24AAK | ASPEN |  | D(A,C,E)30C44+TDR | *80MS(N,L)0451412A* | 23400 | 16.5 | 8.1 | 24400 | 22200 | 90.98% | 2.92 | 0 | 9.4 |  |  |  |  | R-410A | 1.95 | Residential & Commercial | USHP
213821073 | Central HP <5.4 tons | TEMPSTAR | HRCU-A-CB (Split System: Heat Pump with Remote Outdoor Unit-Air-Source) | DLCURAH24AAK | ASPEN |  | D(A,C,E)30C44+TDR | *80VTL0902120B* | 23800 | 16 | 8.1 | 24800 | 22400 | 90.32% | 2.9 | 0 | 9 |  |  |  |  | R-410A | 1.9833 | Residential & Commercial | USHP
213821084 | Central HP <5.4 tons | TEMPSTAR | HRCU-A-CB (Split System: Heat Pump with Remote Outdoor Unit-Air-Source) | DLCURAH24AAK | ASPEN |  | D(A,C,E)36B34+TDR | *92MSN0401712A* | 23400 | 15.2 | 8.1 | 24800 | 22600 | 91.13% | 2.84 | 0 | 9 |  |  |  |  | R-410A | 1.95 | Residential & Commercial | USHP
213821102 | Central HP <5.4 tons | TEMPSTAR | HRCU-A-CB (Split System: Heat Pump with Remote Outdoor Unit-Air-Source) | DLCURAH24AAK | ASPEN |  | D(A,C,E)30B34+TDR | *92MSN0802120A* | 23400 | 16.5 | 8.1 | 24600 | 22200 | 90.24% | 2.88 | 0 | 9.5 |  |  |  |  | R-410A | 1.95 | Residential & Commercial | USHP
213821045 | Central HP <5.4 tons | TEMPSTAR | HRCU-A-CB (Split System: Heat Pump with Remote Outdoor Unit-Air-Source) | DLCURAH24AAK | ASPEN |  | D(A,C,E)36C34+TDR | *80MS(N,L)0901714A* | 23800 | 16.5 | 8.1 | 24800 | 22400 | 90.32% | 2.91 | 0 | 9 |  |  |  |  | R-410A | 1.9833 | Residential & Commercial | USHP
213821046 | Central HP <5.4 tons | TEMPSTAR | HRCU-A-CB (Split System: Heat Pump with Remote Outdoor Unit-Air-Source) | DLCURAH24AAK | ASPEN |  | D(A,C,E)24B44+TDR | *80MS(N,L)0902116A* | 23200 | 16.5 | 8.1 | 24600 | 22000 | 89.43% | 2.86 | 0 | 9.5 |  |  |  |  | R-410A | 1.9333 | Residential & Commercial | USHP
213821081 | Central HP <5.4 tons | TEMPSTAR | HRCU-A-CB (Split System: Heat Pump with Remote Outdoor Unit-Air-Source) | DLCURAH24AAK | ASPEN |  | D(A,C,E)24B44+TDR | *92MSN0401712A* | 23200 | 15.2 | 8.1 | 24800 | 22600 | 91.13% | 2.84 | 0 | 9 |  |  |  |  | R-410A | 1.9333 | Residential & Commercial | USHP
213821094 | Central HP <5.4 tons | TEMPSTAR | HRCU-A-CB (Split System: Heat Pump with Remote Outdoor Unit-Air-Source) | DLCURAH24AAK | ASPEN |  | D(A,C,E)36B34+TDR | *92MSN0601714A* | 23800 | 16.5 | 8.1 | 24800 | 22400 | 90.32% | 2.91 | 0 | 9.5 |  |  |  |  | R-410A | 1.9833 | Residential & Commercial | USHP
213821111 | Central HP <5.4 tons | TEMPSTAR | HRCU-A-CB (Split System: Heat Pump with Remote Outdoor Unit-Air-Source) | DLCURAH24AAK | ASPEN |  | D(A,C,E)24B44+TDR | *96MSN0261410A* | 23200 | 15.5 | 8.1 | 24600 | 22200 | 90.24% | 2.83 | 0 | 9.5 |  |  |  |  | R-410A | 1.9333 | Residential & Commercial | USHP
213821128 | Central HP <5.4 tons | TEMPSTAR | HRCU-A-CB (Split System: Heat Pump with Remote Outdoor Unit-Air-Source) | DLCURAH24AAK | ASPEN |  | D(A,C,E)30C44+TDR | *96MSN0601412A* | 23200 | 16 | 8.1 | 24400 | 22200 | 90.98% | 2.9 | 0 | 9.4 |  |  |  |  | R-410A | 1.9333 | Residential & Commercial | USHP
213821253 | Central HP <5.4 tons | TEMPSTAR | HRCU-A-CB (Split System: Heat Pump with Remote Outdoor Unit-Air-Source) | DLCURAH24ABK | ASPEN |  | D(A,C,E)30C44+TDR | *92MSN0601714A* | 23800 | 17.5 | 8.5 | 26200 | 20200 | 77.1% | 2.9 | 0 | 10 |  |  |  |  | R-410A | 1.9833 | Residential & Commercial | USHP | Ducted CEE Tier 1
213821255 | Central HP <5.4 tons | TEMPSTAR | HRCU-A-CB (Split System: Heat Pump with Remote Outdoor Unit-Air-Source) | DLCURAH24ABK | ASPEN |  | D(A,C,E)36C34+TDR | *92MSN0601714A* | 23800 | 17.5 | 8.5 | 26200 | 20200 | 77.1% | 2.9 | 0 | 10 |  |  |  |  | R-410A | 1.9833 | Residential & Commercial | USHP | Ducted CEE Tier 1
213821288 | Central HP <5.4 tons | TEMPSTAR | HRCU-A-CB (Split System: Heat Pump with Remote Outdoor Unit-Air-Source) | DLCURAH24ABK | ASPEN |  | D(A,C,E)30C44+TDR | *96MSN0601412A* | 23200 | 17 | 8.5 | 25200 | 20000 | 79.37% | 2.95 | 0 | 9.9 |  |  |  |  | R-410A | 1.9333 | Residential & Commercial | USHP
213821290 | Central HP <5.4 tons | TEMPSTAR | HRCU-A-CB (Split System: Heat Pump with Remote Outdoor Unit-Air-Source) | DLCURAH24ABK | ASPEN |  | D(A,C,E)36C34+TDR | *96MSN0601412A* | 23200 | 17 | 8.5 | 25200 | 20000 | 79.37% | 2.95 | 0 | 9.9 |  |  |  |  | R-410A | 1.9333 | Residential & Commercial | USHP
213821469 | Central HP <5.4 tons | TEMPSTAR | HRCU-A-CB (Split System: Heat Pump with Remote Outdoor Unit-Air-Source) | DLCURAH30ABK | ASPEN |  | D(A,C,E)36B34+TDR | *92MSN0802120A* | 28600 | 15.3 | 8.4 | 33400 | 23800 | 71.26% | 2.76 | 0 | 8.8 |  |  |  |  | R-410A | 2.3833 | Residential & Commercial | USHP
213821024 | Central HP <5.4 tons | TEMPSTAR | HRCU-A-CB (Split System: Heat Pump with Remote Outdoor Unit-Air-Source) | DLCURAH24AAK | ASPEN |  | D(A,C,E)36B34+TDR | *80MS(N,L)0701412A* | 23600 | 16.5 | 8.1 | 24800 | 22200 | 89.52% | 2.88 | 0 | 9.5 |  |  |  |  | R-410A | 1.9667 | Residential & Commercial | USHP
213821033 | Central HP <5.4 tons | TEMPSTAR | HRCU-A-CB (Split System: Heat Pump with Remote Outdoor Unit-Air-Source) | DLCURAH24AAK | ASPEN |  | D(A,C,E)30C44+TDR | *80MS(N,L)0701716A* | 23800 | 16.5 | 8.1 | 24800 | 22400 | 90.32% | 2.91 | 0 | 9 |  |  |  |  | R-410A | 1.9833 | Residential & Commercial | USHP
213821042 | Central HP <5.4 tons | TEMPSTAR | HRCU-A-CB (Split System: Heat Pump with Remote Outdoor Unit-Air-Source) | DLCURAH24AAK | ASPEN |  | D(A,C,E)30B34+TDR | *80MS(N,L)0901714A* | 23600 | 16.5 | 8.1 | 24800 | 22400 | 90.32% | 2.91 | 0 | 9 |  |  |  |  | R-410A | 1.9667 | Residential & Commercial | USHP
213821085 | Central HP <5.4 tons | TEMPSTAR | HRCU-A-CB (Split System: Heat Pump with Remote Outdoor Unit-Air-Source) | DLCURAH24AAK | ASPEN |  | D(A,C,E)36C34+TDR | *92MSN0401712A* | 23600 | 15.2 | 8.1 | 24800 | 22600 | 91.13% | 2.84 | 0 | 9 |  |  |  |  | R-410A | 1.9667 | Residential & Commercial | USHP
213821110 | Central HP <5.4 tons | TEMPSTAR | HRCU-A-CB (Split System: Heat Pump with Remote Outdoor Unit-Air-Source) | DLCURAH24AAK | ASPEN |  | D(A,C,E)36C34+TDR | *92MSN1002120A* | 23800 | 16.5 | 8.1 | 24800 | 22400 | 90.32% | 2.91 | 0 | 9 |  |  |  |  | R-410A | 1.9833 | Residential & Commercial | USHP
213821115 | Central HP <5.4 tons | TEMPSTAR | HRCU-A-CB (Split System: Heat Pump with Remote Outdoor Unit-Air-Source) | DLCURAH24AAK | ASPEN |  | D(A,C,E)36C34+TDR | *96MSN0261410A* | 23600 | 15.5 | 8.1 | 24600 | 22200 | 90.24% | 2.83 | 0 | 9 |  |  |  |  | R-410A | 1.9667 | Residential & Commercial | USHP
213821133 | Central HP <5.4 tons | TEMPSTAR | HRCU-A-CB (Split System: Heat Pump with Remote Outdoor Unit-Air-Source) | DLCURAH24AAK | ASPEN |  | D(A,C,E)30C44+TDR | *96MSN0801716A* | 23800 | 16 | 8.1 | 25000 | 22400 | 89.6% | 2.9 | 0 | 9.5 |  |  |  |  | R-410A | 1.9833 | Residential & Commercial | USHP
213821055 | Central HP <5.4 tons | TEMPSTAR | HRCU-A-CB (Split System: Heat Pump with Remote Outdoor Unit-Air-Source) | DLCURAH24AAK | ASPEN |  | D(A,C,E)36C34+TDR | *80MS(N,L)0902120A* | 23800 | 16.5 | 8.1 | 24800 | 22400 | 90.32% | 2.89 | 0 | 9 |  |  |  |  | R-410A | 1.9833 | Residential & Commercial | USHP
213821070 | Central HP <5.4 tons | TEMPSTAR | HRCU-A-CB (Split System: Heat Pump with Remote Outdoor Unit-Air-Source) | DLCURAH24AAK | ASPEN |  | D(A,C,E)36C34+TDR | *80VTL0701716B* | 23800 | 16 | 8.1 | 24800 | 22400 | 90.32% | 2.89 | 0 | 9 |  |  |  |  | R-410A | 1.9833 | Residential & Commercial | USHP
213821072 | Central HP <5.4 tons | TEMPSTAR | HRCU-A-CB (Split System: Heat Pump with Remote Outdoor Unit-Air-Source) | DLCURAH24AAK | ASPEN |  | D(A,C,E)30B34+TDR | *80VTL0902120B* | 23400 | 16 | 8.1 | 24800 | 22400 | 90.32% | 2.9 | 0 | 9.5 |  |  |  |  | R-410A | 1.95 | Residential & Commercial | USHP
213821089 | Central HP <5.4 tons | TEMPSTAR | HRCU-A-CB (Split System: Heat Pump with Remote Outdoor Unit-Air-Source) | DLCURAH24AAK | ASPEN |  | D(A,C,E)36B34+TDR | *92MSN0601412A* | 23800 | 16 | 8.5 | 25000 | 22400 | 89.6% | 2.88 | 0 | 9.5 |  |  |  |  | R-410A | 1.9833 | Residential & Commercial | USHP
213821104 | Central HP <5.4 tons | TEMPSTAR | HRCU-A-CB (Split System: Heat Pump with Remote Outdoor Unit-Air-Source) | DLCURAH24AAK | ASPEN |  | D(A,C,E)36B34+TDR | *92MSN0802120A* | 23600 | 16.5 | 8.1 | 24600 | 22200 | 90.24% | 2.88 | 0 | 9.5 |  |  |  |  | R-410A | 1.9667 | Residential & Commercial | USHP
213821106 | Central HP <5.4 tons | TEMPSTAR | HRCU-A-CB (Split System: Heat Pump with Remote Outdoor Unit-Air-Source) | DLCURAH24AAK | ASPEN |  | D(A,C,E)24B44+TDR | *92MSN1002120A* | 23600 | 16.5 | 8.1 | 24800 | 22400 | 90.32% | 2.91 | 0 | 9 |  |  |  |  | R-410A | 1.9667 | Residential & Commercial | USHP
213821123 | Central HP <5.4 tons | TEMPSTAR | HRCU-A-CB (Split System: Heat Pump with Remote Outdoor Unit-Air-Source) | DLCURAH24AAK | ASPEN |  | D(A,C,E)30C44+TDR | *96MSN0401712A* | 23600 | 15.2 | 8.1 | 24800 | 22600 | 91.13% | 2.85 | 0 | 9 |  |  |  |  | R-410A | 1.9667 | Residential & Commercial | USHP
213821138 | Central HP <5.4 tons | TEMPSTAR | HRCU-A-CB (Split System: Heat Pump with Remote Outdoor Unit-Air-Source) | DLCURAH24AAK | ASPEN |  | D(A,C,E)30C44+TDR | *96MSN0802120A* | 23800 | 16 | 8.1 | 25000 | 22200 | 88.8% | 2.9 | 0 | 9.5 |  |  |  |  | R-410A | 1.9833 | Residential & Commercial | USHP
213204185 | Central HP <5.4 tons | TEMPSTAR | HRCU-A-CB (Split System: Heat Pump with Remote Outdoor Unit-Air-Source) | DLCURAH24AAK | ASPEN |  | D(A,C,E)30C44+TDR | *92ESN0802120A* | 23800 | 16 | 8.5 | 26000 | 27400 | 105.4% | 2.61 | 0 | 9.5 |  |  |  |  | R-410A | 1.9833 | Residential & Commercial | USHP
213821184 | Central HP <5.4 tons | TEMPSTAR | HRCU-A-CB (Split System: Heat Pump with Remote Outdoor Unit-Air-Source) | DLCURAH24ABK | ASPEN |  | D(A,C,E)36B34+TDR | *80MS(N,L)0701412A* | 23400 | 17.5 | 8.5 | 26200 | 20000 | 76.34% | 2.9 | 0 | 10 |  |  |  |  | R-410A | 1.95 | Residential & Commercial | USHP | Ducted CEE Tier 1
213821202 | Central HP <5.4 tons | TEMPSTAR | HRCU-A-CB (Split System: Heat Pump with Remote Outdoor Unit-Air-Source) | DLCURAH24ABK | ASPEN |  | D(A,C,E)30B34+TDR | *80MS(N,L)0901714A* | 23400 | 17.5 | 8.5 | 26200 | 20200 | 77.1% | 2.9 | 0 | 10 |  |  |  |  | R-410A | 1.95 | Residential & Commercial | USHP | Ducted CEE Tier 1
213821207 | Central HP <5.4 tons | TEMPSTAR | HRCU-A-CB (Split System: Heat Pump with Remote Outdoor Unit-Air-Source) | DLCURAH24ABK | ASPEN |  | D(A,C,E)30B34+TDR | *80MS(N,L)0902116A* | 22400 | 17.2 | 8.4 | 25200 | 19900 | 78.97% | 2.94 | 0 | 10 |  |  |  |  | R-410A | 1.8667 | Residential & Commercial | USHP | Ducted CEE Tier 1
213821227 | Central HP <5.4 tons | TEMPSTAR | HRCU-A-CB (Split System: Heat Pump with Remote Outdoor Unit-Air-Source) | DLCURAH24ABK | ASPEN |  | D(A,C,E)30B34+TDR | *80VTL0701716B* | 22400 | 17.2 | 8.4 | 25200 | 20000 | 79.37% | 2.98 | 0 | 9 |  |  |  |  | R-410A | 1.8667 | Residential & Commercial | USHP
213821252 | Central HP <5.4 tons | TEMPSTAR | HRCU-A-CB (Split System: Heat Pump with Remote Outdoor Unit-Air-Source) | DLCURAH24ABK | ASPEN |  | D(A,C,E)30B34+TDR | *92MSN0601714A* | 23400 | 17.5 | 8.5 | 26200 | 20200 | 77.1% | 2.9 | 0 | 10 |  |  |  |  | R-410A | 1.95 | Residential & Commercial | USHP | Ducted CEE Tier 1
213821286 | Central HP <5.4 tons | TEMPSTAR | HRCU-A-CB (Split System: Heat Pump with Remote Outdoor Unit-Air-Source) | DLCURAH24ABK | ASPEN |  | D(A,C,E)24B44+TDR | *96MSN0601412A* | 22600 | 16.9 | 8.5 | 25200 | 20000 | 79.37% | 2.95 | 0 | 9.8 |  |  |  |  | R-410A | 1.8833 | Residential & Commercial | USHP
213821022 | Central HP <5.4 tons | TEMPSTAR | HRCU-A-CB (Split System: Heat Pump with Remote Outdoor Unit-Air-Source) | DLCURAH24AAK | ASPEN |  | D(A,C,E)30B34+TDR | *80MS(N,L)0701412A* | 23400 | 16.5 | 8.1 | 24800 | 22200 | 89.52% | 2.88 | 0 | 9.5 |  |  |  |  | R-410A | 1.95 | Residential & Commercial | USHP
213821038 | Central HP <5.4 tons | TEMPSTAR | HRCU-A-CB (Split System: Heat Pump with Remote Outdoor Unit-Air-Source) | DLCURAH24AAK | ASPEN |  | D(A,C,E)30C44+TDR | *80MS(N,L)0702116A* | 23800 | 16.5 | 8.5 | 25000 | 22400 | 89.6% | 2.92 | 0 | 9.5 |  |  |  |  | R-410A | 1.9833 | Residential & Commercial | USHP
213821053 | Central HP <5.4 tons | TEMPSTAR | HRCU-A-CB (Split System: Heat Pump with Remote Outdoor Unit-Air-Source) | DLCURAH24AAK | ASPEN |  | D(A,C,E)30C44+TDR | *80MS(N,L)0902120A* | 23800 | 16.5 | 8.1 | 24800 | 22400 | 90.32% | 2.89 | 0 | 9 |  |  |  |  | R-410A | 1.9833 | Residential & Commercial | USHP
213821056 | Central HP <5.4 tons | TEMPSTAR | HRCU-A-CB (Split System: Heat Pump with Remote Outdoor Unit-Air-Source) | DLCURAH24AAK | ASPEN |  | D(A,C,E)24B44+TDR | *80MS(N,L)1102120A* | 23400 | 16.5 | 8.1 | 24800 | 22200 | 89.52% | 2.88 | 0 | 9 |  |  |  |  | R-410A | 1.95 | Residential & Commercial | USHP
213821120 | Central HP <5.4 tons | TEMPSTAR | HRCU-A-CB (Split System: Heat Pump with Remote Outdoor Unit-Air-Source) | DLCURAH24AAK | ASPEN |  | D(A,C,E)36C34+TDR | *96MSN0401410A* | 23200 | 15.5 | 8.1 | 24400 | 22200 | 90.98% | 2.87 | 0 | 9.4 |  |  |  |  | R-410A | 1.9333 | Residential & Commercial | USHP
213821136 | Central HP <5.4 tons | TEMPSTAR | HRCU-A-CB (Split System: Heat Pump with Remote Outdoor Unit-Air-Source) | DLCURAH24AAK | ASPEN |  | D(A,C,E)24B44+TDR | *96MSN0802120A* | 23600 | 16 | 8.1 | 25000 | 22200 | 88.8% | 2.9 | 0 | 9 |  |  |  |  | R-410A | 1.9667 | Residential & Commercial | USHP
213821204 | Central HP <5.4 tons | TEMPSTAR | HRCU-A-CB (Split System: Heat Pump with Remote Outdoor Unit-Air-Source) | DLCURAH24ABK | ASPEN |  | D(A,C,E)36B34+TDR | *80MS(N,L)0901714A* | 23600 | 17.5 | 8.5 | 26200 | 20200 | 77.1% | 2.9 | 0 | 10 |  |  |  |  | R-410A | 1.9667 | Residential & Commercial | USHP | Ducted CEE Tier 1
213821237 | Central HP <5.4 tons | TEMPSTAR | HRCU-A-CB (Split System: Heat Pump with Remote Outdoor Unit-Air-Source) | DLCURAH24ABK | ASPEN |  | D(A,C,E)30B34+TDR | *80VTL1102122B* | 22400 | 17.2 | 8.4 | 25400 | 20200 | 79.53% | 2.95 | 0 | 10 |  |  |  |  | R-410A | 1.8667 | Residential & Commercial | USHP | Ducted CEE Tier 1
213821239 | Central HP <5.4 tons | TEMPSTAR | HRCU-A-CB (Split System: Heat Pump with Remote Outdoor Unit-Air-Source) | DLCURAH24ABK | ASPEN |  | D(A,C,E)36B34+TDR | *80VTL1102122B* | 22800 | 17.4 | 8.5 | 25400 | 20200 | 79.53% | 2.99 | 0 | 10.3 |  |  |  |  | R-410A | 1.9 | Residential & Commercial | USHP | Ducted CEE Tier 1
214092994 | Central HP <5.4 tons | LUXAIRE | HRCU-A-CB (Split System: Heat Pump with Remote Outdoor Unit-Air-Source) | HMH72B341 | ASPEN |  | D(A,C,E)36A36+TDR | TM8V060A12MP12 | 32800 | 17.5 | 8.1 | 32400 | 45000 | 138.9% | 3.04 | 0 | 9.5 |  |  |  |  | R-410A | 2.7333 | Residential & Commercial | USHP
214092996 | Central HP <5.4 tons | LUXAIRE | HRCU-A-CB (Split System: Heat Pump with Remote Outdoor Unit-Air-Source) | HMH72B341 | ASPEN |  | D(A,C,E)48B36+TDR | TM8V060A12MP12 | 32800 | 17.5 | 8.1 | 32400 | 45000 | 138.9% | 3.09 | 0 | 9.5 |  |  |  |  | R-410A | 2.7333 | Residential & Commercial | USHP
214093044 | Central HP <5.4 tons | LUXAIRE | HRCU-A-CB (Split System: Heat Pump with Remote Outdoor Unit-Air-Source) | HMH72B341 | ASPEN |  | D(A,C,E)48B36+TDR | TM9E080C16MP12 | 33000 | 18 | 8.1 | 32400 | 45000 | 138.9% | 3.09 | 0 | 10 |  |  |  |  | R-410A | 2.75 | Residential & Commercial | USHP | Ducted CEE Tier 1
214093055 | Central HP <5.4 tons | LUXAIRE | HRCU-A-CB (Split System: Heat Pump with Remote Outdoor Unit-Air-Source) | HMH72B341 | ASPEN |  | D(A,C,E)42A46+TDR | TM9V060B12MP12 | 32600 | 17.5 | 8.1 | 32400 | 44500 | 137.3% | 3.07 | 0 | 9.5 |  |  |  |  | R-410A | 2.7167 | Residential & Commercial | USHP
214093078 | Central HP <5.4 tons | LUXAIRE | HRCU-A-CB (Split System: Heat Pump with Remote Outdoor Unit-Air-Source) | HMH72B341 | ASPEN |  | D(A,C,E)36A36+TDR | TM9Y080C16MP11 | 31600 | 18.4 | 8.1 | 32400 | 44500 | 137.3% | 3.12 | 0 | 9.3 |  |  |  |  | R-410A | 2.6333 | Residential & Commercial | USHP
213821201 | Central HP <5.4 tons | TEMPSTAR | HRCU-A-CB (Split System: Heat Pump with Remote Outdoor Unit-Air-Source) | DLCURAH24ABK | ASPEN |  | D(A,C,E)24B44+TDR | *80MS(N,L)0901714A* | 23400 | 17.5 | 8.5 | 26200 | 20200 | 77.1% | 2.9 | 0 | 10 |  |  |  |  | R-410A | 1.95 | Residential & Commercial | USHP | Ducted CEE Tier 1
213821226 | Central HP <5.4 tons | TEMPSTAR | HRCU-A-CB (Split System: Heat Pump with Remote Outdoor Unit-Air-Source) | DLCURAH24ABK | ASPEN |  | D(A,C,E)24B44+TDR | *80VTL0701716B* | 22400 | 17.3 | 8.4 | 25200 | 20000 | 79.37% | 2.97 | 0 | 9.7 |  |  |  |  | R-410A | 1.8667 | Residential & Commercial | USHP
213821235 | Central HP <5.4 tons | TEMPSTAR | HRCU-A-CB (Split System: Heat Pump with Remote Outdoor Unit-Air-Source) | DLCURAH24ABK | ASPEN |  | D(A,C,E)36C34+TDR | *80VTL0902120B* | 23400 | 17 | 8.5 | 25600 | 20200 | 78.91% | 3.01 | 0 | 10.3 |  |  |  |  | R-410A | 1.95 | Residential & Commercial | USHP | Ducted CEE Tier 1
213821283 | Central HP <5.4 tons | TEMPSTAR | HRCU-A-CB (Split System: Heat Pump with Remote Outdoor Unit-Air-Source) | DLCURAH24ABK | ASPEN |  | D(A,C,E)30C44+TDR | *96MSN0401712A* | 23400 | 16 | 8.5 | 26200 | 20400 | 77.86% | 2.86 | 0 | 9 |  |  |  |  | R-410A | 1.95 | Residential & Commercial | USHP
213821317 | Central HP <5.4 tons | TEMPSTAR | HRCU-A-CB (Split System: Heat Pump with Remote Outdoor Unit-Air-Source) | DLCURAH24ABK | ASPEN |  | D(A,C,E)30B34+TDR | *96VTN0601716B* | 23200 | 16.5 | 8.5 | 26800 | 20400 | 76.12% | 2.93 | 0 | 10 |  |  |  |  | R-410A | 1.9333 | Residential & Commercial | USHP | Ducted CEE Tier 1
214093112 | Central HP <5.4 tons | LUXAIRE | HRCU-A-CB (Split System: Heat Pump with Remote Outdoor Unit-Air-Source) | HMH72B341 | ASPEN |  | D(A,C,E)42A46+TDR | TMLV060A12MP12 | 32800 | 17.5 | 8.1 | 32400 | 45000 | 138.9% | 3.09 | 0 | 9.5 |  |  |  |  | R-410A | 2.7333 | Residential & Commercial | USHP
214093144 | Central HP <5.4 tons | LUXAIRE | HRCU-A-CB (Split System: Heat Pump with Remote Outdoor Unit-Air-Source) | HMH72B341 | ASPEN |  | D(A,C,E)36A36+TDR | TPLC080C16MP13 | 31600 | 17.5 | 8.4 | 32400 | 44000 | 135.8% | 3.14 | 0 | 9.8 |  |  |  |  | R-410A | 2.6333 | Residential & Commercial | USHP
214092978 | Central HP <5.4 tons | LUXAIRE | HRCU-A-CB (Split System: Heat Pump with Remote Outdoor Unit-Air-Source) | HMH72B341 | ASPEN |  | D(A,C,E)48B36+TDR | TM8E060A12MP11 | 32800 | 18 | 8.1 | 32400 | 44000 | 135.8% | 3.09 | 0 | 10 |  |  |  |  | R-410A | 2.7333 | Residential & Commercial | USHP | Ducted CEE Tier 1
214093014 | Central HP <5.4 tons | LUXAIRE | HRCU-A-CB (Split System: Heat Pump with Remote Outdoor Unit-Air-Source) | HMH72B341 | ASPEN |  | D(A,C,E)48B36+TDR | TM8Y060A12MP11 | 32800 | 18 | 8.1 | 32400 | 44000 | 135.8% | 3.09 | 0 | 10 |  |  |  |  | R-410A | 2.7333 | Residential & Commercial | USHP | Ducted CEE Tier 1
214093053 | Central HP <5.4 tons | LUXAIRE | HRCU-A-CB (Split System: Heat Pump with Remote Outdoor Unit-Air-Source) | HMH72B341 | ASPEN |  | D(A,C,E)48B36+TDR | TM9V040A10MP12 | 32200 | 17 | 8.1 | 32400 | 44000 | 135.8% | 3.06 | 0 | 9.5 |  |  |  |  | R-410A | 2.6833 | Residential & Commercial | USHP
214092946 | Central HP <5.4 tons | LUXAIRE | HRCU-A-CB (Split System: Heat Pump with Remote Outdoor Unit-Air-Source) | HMH72B341 | ASPEN |  | D(A,C,E)36A36+TDR | LPLC100C16MP13 | 31600 | 17.5 | 8.4 | 32400 | 44000 | 135.8% | 3.14 | 0 | 9.8 |  |  |  |  | R-410A | 2.6333 | Residential & Commercial | USHP
214092921 | Central HP <5.4 tons | LUXAIRE | HRCU-A-CB (Split System: Heat Pump with Remote Outdoor Unit-Air-Source) | HMH72B341 | ASPEN |  | D(A,C,E)48B36+TDR | LP9C060B12MP13 | 32800 | 17.5 | 8.1 | 32400 | 44500 | 137.3% | 3.07 | 0 | 9.5 |  |  |  |  | R-410A | 2.7333 | Residential & Commercial | USHP
214092928 | Central HP <5.4 tons | LUXAIRE | HRCU-A-CB (Split System: Heat Pump with Remote Outdoor Unit-Air-Source) | HMH72B341 | ASPEN |  | D(A,C,E)36A36+TDR | LP9C100C16MP13 | 31600 | 17.5 | 8.4 | 32400 | 44000 | 135.8% | 3.14 | 0 | 9.8 |  |  |  |  | R-410A | 2.6333 | Residential & Commercial | USHP
213204328 | Central HP <5.4 tons | TEMPSTAR | HRCU-A-CB (Split System: Heat Pump with Remote Outdoor Unit-Air-Source) | DLCURAH24AAK | ASPEN |  | D(A,C,E)30C44+TDR | *96VTN0601714A* | 23800 | 15.5 | 8.1 | 25200 | 26800 | 106.3% | 2.7 | 0 | 9.5 |  |  |  |  | R-410A | 1.9833 | Residential & Commercial | USHP
213204378 | Central HP <5.4 tons | TEMPSTAR | HRCU-A-CB (Split System: Heat Pump with Remote Outdoor Unit-Air-Source) | DLCURAH24AAK | ASPEN |  | D(A,C,E)36B34+TDR | *96VTN1002122A* | 23800 | 16.5 | 8.1 | 24800 | 26400 | 106.5% | 2.77 | 0 | 10 |  |  |  |  | R-410A | 1.9833 | Residential & Commercial | USHP | Ducted CEE Tier 1
215472299 | Central HP <5.4 tons | TRANE | HRCU-A-CB (Split System: Heat Pump with Remote Outdoor Unit-Air-Source) | 4TWV8X36A1 | ASPEN |  | D(A,C,E)48C34+TDR | S9V2B060U4PSB+RP | 32800 | 18 | 8.2 | 31000 | 25800 | 83.23% | 2.39 | 0 | 11.7 |  |  |  |  | R-410A | 2.7333 | Residential & Commercial | USHP | Ducted CEE Tier 1
216057051 | Central HP <5.4 tons | LUXAIRE | HRCU-A-C (Split System: Heat Pump with Remote Outdoor Unit with No Indoor Fan --Air Source) | HH824E2S11 | ASPEN |  | D(A,C,E)24B4K+TDR | 0 | 22600 | 15.2 | 8.5 | 22800 | 21200 | 92.98% | 2.72 | 0 | 11 |  |  |  |  | R-454B | 1.8833 | Residential & Commercial | USHP | Ducted CEE Tier 1
215851260 | Central HP <5.4 tons | COLEMAN | HRCU-A-CB (Split System: Heat Pump with Remote Outdoor Unit-Air-Source) | HH860E2S11 | ASPEN |  | D(A,C,E)60A3K+TDR | Z8ES100C16SMPS1 | 41000 | 17 | 8.5 | 43500 | 33200 | 76.32% | 2 | 0 | 11.7 |  |  |  |  | R-454B | 3.4167 | Residential & Commercial | USHP | Ducted CEE Tier 1
216055218 | Central HP <5.4 tons | LUXAIRE | HRCU-A-CB (Split System: Heat Pump with Remote Outdoor Unit-Air-Source) | HH860E2S11 | ASPEN |  | C(A,C,D,E)60A3K+TDR | LP9C100C16MP13 | 40500 | 17 | 8.5 | 44000 | 33200 | 75.45% | 2 | 0 | 11 |  |  |  |  | R-454B | 3.375 | Residential & Commercial | USHP | Ducted CEE Tier 1
216055234 | Central HP <5.4 tons | LUXAIRE | HRCU-A-CB (Split System: Heat Pump with Remote Outdoor Unit-Air-Source) | HH860E2S11 | ASPEN |  | D(A,C,E)60A3K+TDR | LPLC100C20MP13 | 41000 | 18 | 8.5 | 45000 | 33800 | 75.11% | 2 | 0 | 10.5 |  |  |  |  | R-454B | 3.4167 | Residential & Commercial | USHP | Ducted CEE Tier 1
216055236 | Central HP <5.4 tons | LUXAIRE | HRCU-A-CB (Split System: Heat Pump with Remote Outdoor Unit-Air-Source) | HH860E2S11 | ASPEN |  | C(A,C,D,E)60A3K+TDR | LPLC120C20MP13 | 41000 | 18 | 8.5 | 45000 | 33800 | 75.11% | 2 | 0 | 10.5 |  |  |  |  | R-454B | 3.4167 | Residential & Commercial | USHP | Ducted CEE Tier 1
216055250 | Central HP <5.4 tons | LUXAIRE | HRCU-A-CB (Split System: Heat Pump with Remote Outdoor Unit-Air-Source) | HH860E2S11 | ASPEN |  | C(A,C,D,E)48A3K+TDR | TM8E080C16MP11 | 40000 | 17.5 | 8.1 | 45000 | 34200 | 76% | 2 | 0 | 10.5 |  |  |  |  | R-454B | 3.3333 | Residential & Commercial | USHP | Ducted CEE Tier 1
216055253 | Central HP <5.4 tons | LUXAIRE | HRCU-A-CB (Split System: Heat Pump with Remote Outdoor Unit-Air-Source) | HH860E2S11 | ASPEN |  | C(A,C,D,E)48A3K+TDR | TM8E080C20MP11 | 41000 | 16.5 | 8.1 | 46000 | 35000 | 76.09% | 2 | 0 | 10.5 |  |  |  |  | R-454B | 3.4167 | Residential & Commercial | USHP | Ducted CEE Tier 1
213821109 | Central HP <5.4 tons | TEMPSTAR | HRCU-A-CB (Split System: Heat Pump with Remote Outdoor Unit-Air-Source) | DLCURAH24AAK | ASPEN |  | D(A,C,E)36B34+TDR | *92MSN1002120A* | 23800 | 16.5 | 8.1 | 24800 | 22400 | 90.32% | 2.91 | 0 | 9.5 |  |  |  |  | R-410A | 1.9833 | Residential & Commercial | USHP
213821132 | Central HP <5.4 tons | TEMPSTAR | HRCU-A-CB (Split System: Heat Pump with Remote Outdoor Unit-Air-Source) | DLCURAH24AAK | ASPEN |  | D(A,C,E)30B34+TDR | *96MSN0801716A* | 23600 | 16 | 8.1 | 25000 | 22400 | 89.6% | 2.9 | 0 | 9 |  |  |  |  | R-410A | 1.9667 | Residential & Commercial | USHP
213821134 | Central HP <5.4 tons | TEMPSTAR | HRCU-A-CB (Split System: Heat Pump with Remote Outdoor Unit-Air-Source) | DLCURAH24AAK | ASPEN |  | D(A,C,E)36B34+TDR | *96MSN0801716A* | 23800 | 16 | 8.1 | 25000 | 22400 | 89.6% | 2.9 | 0 | 9.5 |  |  |  |  | R-410A | 1.9833 | Residential & Commercial | USHP
213821150 | Central HP <5.4 tons | TEMPSTAR | HRCU-A-CB (Split System: Heat Pump with Remote Outdoor Unit-Air-Source) | DLCURAH24AAK | ASPEN |  | D(A,C,E)36C34+TDR | *96VTN0401712B* | 23600 | 15.5 | 8.1 | 24600 | 22400 | 91.06% | 2.85 | 0 | 9 |  |  |  |  | R-410A | 1.9667 | Residential & Commercial | USHP
213821159 | Central HP <5.4 tons | TEMPSTAR | HRCU-A-CB (Split System: Heat Pump with Remote Outdoor Unit-Air-Source) | DLCURAH24AAK | ASPEN |  | D(A,C,E)36B34+TDR | *96VTN0801716B* | 23400 | 16 | 8.1 | 24600 | 22200 | 90.24% | 2.86 | 0 | 9.5 |  |  |  |  | R-410A | 1.95 | Residential & Commercial | USHP
213821168 | Central HP <5.4 tons | TEMPSTAR | HRCU-A-CB (Split System: Heat Pump with Remote Outdoor Unit-Air-Source) | DLCURAH24AAK | ASPEN |  | D(A,C,E)30C44+TDR | *96VTN1002120B* | 23800 | 16.5 | 8.1 | 24800 | 22200 | 89.52% | 2.88 | 0 | 9 |  |  |  |  | R-410A | 1.9833 | Residential & Commercial | USHP
216055172 | Central HP <5.4 tons | LUXAIRE | HRCU-A-CB (Split System: Heat Pump with Remote Outdoor Unit-Air-Source) | HH836E2S11 | ASPEN |  | C(A,C,D,E)36B3K+TDR | TPLC080C16MP13 | 31000 | 18 | 8.5 | 31200 | 25400 | 81.41% | 2 | 0 | 10.5 |  |  |  |  | R-454B | 2.5833 | Residential & Commercial | USHP | Ducted CEE Tier 1
216055174 | Central HP <5.4 tons | LUXAIRE | HRCU-A-CB (Split System: Heat Pump with Remote Outdoor Unit-Air-Source) | HH836E2S11 | ASPEN |  | D(A,C,E)36A4K+TDR | TPLC080C16MP13 | 31000 | 18 | 8.5 | 31200 | 25400 | 81.41% | 2 | 0 | 10.5 |  |  |  |  | R-454B | 2.5833 | Residential & Commercial | USHP | Ducted CEE Tier 1
215850512 | Central HP <5.4 tons | COLEMAN | HRCU-A-CB (Split System: Heat Pump with Remote Outdoor Unit-Air-Source) | HH836E2S11 | ASPEN |  | C(A,C,D,E)36B3K+TDR | TMLE100C16MP11 | 31000 | 18 | 8.5 | 31200 | 25200 | 80.77% | 2 | 0 | 10.5 |  |  |  |  | R-454B | 2.5833 | Residential & Commercial | USHP | Ducted CEE Tier 1
213821177 | Central HP <5.4 tons | TEMPSTAR | HRCU-A-CB (Split System: Heat Pump with Remote Outdoor Unit-Air-Source) | DLCURAH24ABK | ASPEN |  | D(A,C,E)30B34+TDR | *80MS(N,L)0451412A* | 23400 | 17 | 8.5 | 26200 | 20200 | 77.1% | 2.91 | 0 | 10 |  |  |  |  | R-410A | 1.95 | Residential & Commercial | USHP | Ducted CEE Tier 1
213821182 | Central HP <5.4 tons | TEMPSTAR | HRCU-A-CB (Split System: Heat Pump with Remote Outdoor Unit-Air-Source) | DLCURAH24ABK | ASPEN |  | D(A,C,E)30B34+TDR | *80MS(N,L)0701412A* | 23200 | 17.5 | 8.5 | 26200 | 20000 | 76.34% | 2.9 | 0 | 10 |  |  |  |  | R-410A | 1.9333 | Residential & Commercial | USHP | Ducted CEE Tier 1
213821200 | Central HP <5.4 tons | TEMPSTAR | HRCU-A-CB (Split System: Heat Pump with Remote Outdoor Unit-Air-Source) | DLCURAH24ABK | ASPEN |  | D(A,C,E)36C34+TDR | *80MS(N,L)0702116A* | 23800 | 17.5 | 8.5 | 26400 | 20200 | 76.52% | 2.92 | 0 | 10 |  |  |  |  | R-410A | 1.9833 | Residential & Commercial | USHP | Ducted CEE Tier 1
213821216 | Central HP <5.4 tons | TEMPSTAR | HRCU-A-CB (Split System: Heat Pump with Remote Outdoor Unit-Air-Source) | DLCURAH24ABK | ASPEN |  | D(A,C,E)24B44+TDR | *80MS(N,L)1102120A* | 22800 | 17.3 | 8.4 | 25600 | 20000 | 78.12% | 2.98 | 0 | 10.2 |  |  |  |  | R-410A | 1.9 | Residential & Commercial | USHP | Ducted CEE Tier 1
213821020 | Central HP <5.4 tons | TEMPSTAR | HRCU-A-CB (Split System: Heat Pump with Remote Outdoor Unit-Air-Source) | DLCURAH24AAK | ASPEN |  | D(A,C,E)36C34+TDR | *80MS(N,L)0451412A* | 23400 | 16.5 | 8.1 | 24400 | 22200 | 90.98% | 2.92 | 0 | 9.4 |  |  |  |  | R-410A | 1.95 | Residential & Commercial | USHP
213821054 | Central HP <5.4 tons | TEMPSTAR | HRCU-A-CB (Split System: Heat Pump with Remote Outdoor Unit-Air-Source) | DLCURAH24AAK | ASPEN |  | D(A,C,E)36B34+TDR | *80MS(N,L)0902120A* | 23600 | 16.5 | 8.1 | 24800 | 22400 | 90.32% | 2.89 | 0 | 9.5 |  |  |  |  | R-410A | 1.9667 | Residential & Commercial | USHP
213821069 | Central HP <5.4 tons | TEMPSTAR | HRCU-A-CB (Split System: Heat Pump with Remote Outdoor Unit-Air-Source) | DLCURAH24AAK | ASPEN |  | D(A,C,E)36B34+TDR | *80VTL0701716B* | 23600 | 16 | 8.1 | 24800 | 22400 | 90.32% | 2.89 | 0 | 9.5 |  |  |  |  | R-410A | 1.9667 | Residential & Commercial | USHP
213821086 | Central HP <5.4 tons | TEMPSTAR | HRCU-A-CB (Split System: Heat Pump with Remote Outdoor Unit-Air-Source) | DLCURAH24AAK | ASPEN |  | D(A,C,E)24B44+TDR | *92MSN0601412A* | 23600 | 16 | 8.5 | 25000 | 22400 | 89.6% | 2.88 | 0 | 9 |  |  |  |  | R-410A | 1.9667 | Residential & Commercial | USHP
213821088 | Central HP <5.4 tons | TEMPSTAR | HRCU-A-CB (Split System: Heat Pump with Remote Outdoor Unit-Air-Source) | DLCURAH24AAK | ASPEN |  | D(A,C,E)30C44+TDR | *92MSN0601412A* | 23800 | 16 | 8.5 | 25000 | 22400 | 89.6% | 2.88 | 0 | 9.5 |  |  |  |  | R-410A | 1.9833 | Residential & Commercial | USHP
213204075 | Central HP <5.4 tons | TEMPSTAR | HRCU-A-CB (Split System: Heat Pump with Remote Outdoor Unit-Air-Source) | DLCURAH24AAK | ASPEN |  | D(A,C,E)24B44+TDR | *80ES(N,L)0702116A* | 23800 | 16 | 8.1 | 25400 | 27400 | 107.9% | 2.68 | 0 | 9.5 |  |  |  |  | R-410A | 1.9833 | Residential & Commercial | USHP
213204091 | Central HP <5.4 tons | TEMPSTAR | HRCU-A-CB (Split System: Heat Pump with Remote Outdoor Unit-Air-Source) | DLCURAH24AAK | ASPEN |  | D(A,C,E)30C44+TDR | *80ES(N,L)0901714A* | 23800 | 16 | 8.1 | 25600 | 28200 | 110.2% | 2.63 | 0 | 9.5 |  |  |  |  | R-410A | 1.9833 | Residential & Commercial | USHP
213204100 | Central HP <5.4 tons | TEMPSTAR | HRCU-A-CB (Split System: Heat Pump with Remote Outdoor Unit-Air-Source) | DLCURAH24AAK | ASPEN |  | D(A,C,E)30B34+TDR | *80ES(N,L)0902120A* | 23800 | 16 | 8.5 | 25800 | 28200 | 109.3% | 2.61 | 0 | 9.5 |  |  |  |  | R-410A | 1.9833 | Residential & Commercial | USHP
213204161 | Central HP <5.4 tons | TEMPSTAR | HRCU-A-CB (Split System: Heat Pump with Remote Outdoor Unit-Air-Source) | DLCURAH24AAK | ASPEN |  | D(A,C,E)30C44+TDR | *92ESN0601714A* | 23800 | 16 | 8.1 | 25400 | 29400 | 115.7% | 2.6 | 0 | 9.5 |  |  |  |  | R-410A | 1.9833 | Residential & Commercial | USHP
213204243 | Central HP <5.4 tons | TEMPSTAR | HRCU-A-CB (Split System: Heat Pump with Remote Outdoor Unit-Air-Source) | DLCURAH24AAK | ASPEN |  | D(A,C,E)30C44+TDR | *95ESN0601412A* | 23800 | 15.2 | 8.1 | 25400 | 29000 | 114.2% | 2.59 | 0 | 9.4 |  |  |  |  | R-410A | 1.9833 | Residential & Commercial | USHP
213204352 | Central HP <5.4 tons | TEMPSTAR | HRCU-A-CB (Split System: Heat Pump with Remote Outdoor Unit-Air-Source) | DLCURAH24AAK | ASPEN |  | D(A,C,E)30C44+TDR | *96VTN0802120A* | 23800 | 16 | 8.1 | 24800 | 26400 | 106.5% | 2.71 | 0 | 9 |  |  |  |  | R-410A | 1.9833 | Residential & Commercial | USHP
213204375 | Central HP <5.4 tons | TEMPSTAR | HRCU-A-CB (Split System: Heat Pump with Remote Outdoor Unit-Air-Source) | DLCURAH24AAK | ASPEN |  | D(A,C,E)30C44+TDR | *96VTN1002122A* | 23800 | 16.5 | 8.1 | 24800 | 27000 | 108.9% | 2.74 | 0 | 10 |  |  |  |  | R-410A | 1.9833 | Residential & Commercial | USHP | Ducted CEE Tier 1
213821035 | Central HP <5.4 tons | TEMPSTAR | HRCU-A-CB (Split System: Heat Pump with Remote Outdoor Unit-Air-Source) | DLCURAH24AAK | ASPEN |  | D(A,C,E)36C34+TDR | *80MS(N,L)0701716A* | 23800 | 16.5 | 8.1 | 24800 | 22400 | 90.32% | 2.91 | 0 | 9 |  |  |  |  | R-410A | 1.9833 | Residential & Commercial | USHP
213821040 | Central HP <5.4 tons | TEMPSTAR | HRCU-A-CB (Split System: Heat Pump with Remote Outdoor Unit-Air-Source) | DLCURAH24AAK | ASPEN |  | D(A,C,E)36C34+TDR | *80MS(N,L)0702116A* | 23800 | 16.5 | 8.5 | 25000 | 22400 | 89.6% | 2.92 | 0 | 9 |  |  |  |  | R-410A | 1.9833 | Residential & Commercial | USHP
213821051 | Central HP <5.4 tons | TEMPSTAR | HRCU-A-CB (Split System: Heat Pump with Remote Outdoor Unit-Air-Source) | DLCURAH24AAK | ASPEN |  | D(A,C,E)24B44+TDR | *80MS(N,L)0902120A* | 23400 | 16.5 | 8.1 | 24800 | 22400 | 90.32% | 2.89 | 0 | 9 |  |  |  |  | R-410A | 1.95 | Residential & Commercial | USHP
213821060 | Central HP <5.4 tons | TEMPSTAR | HRCU-A-CB (Split System: Heat Pump with Remote Outdoor Unit-Air-Source) | DLCURAH24AAK | ASPEN |  | D(A,C,E)36C34+TDR | *80MS(N,L)1102120A* | 23800 | 16.5 | 8.1 | 24800 | 22200 | 89.52% | 2.88 | 0 | 9 |  |  |  |  | R-410A | 1.9833 | Residential & Commercial | USHP
213821083 | Central HP <5.4 tons | TEMPSTAR | HRCU-A-CB (Split System: Heat Pump with Remote Outdoor Unit-Air-Source) | DLCURAH24AAK | ASPEN |  | D(A,C,E)30C44+TDR | *92MSN0401712A* | 23600 | 15.2 | 8.1 | 24800 | 22600 | 91.13% | 2.84 | 0 | 9 |  |  |  |  | R-410A | 1.9667 | Residential & Commercial | USHP
213821151 | Central HP <5.4 tons | TEMPSTAR | HRCU-A-CB (Split System: Heat Pump with Remote Outdoor Unit-Air-Source) | DLCURAH24AAK | ASPEN |  | D(A,C,E)24B44+TDR | *96VTN0601412B* | 23200 | 16 | 8.1 | 24800 | 22400 | 90.32% | 2.87 | 0 | 9 |  |  |  |  | R-410A | 1.9333 | Residential & Commercial | USHP
214802939 | Central HP <5.4 tons | RHEEM | HRCU-A-CB (Split System: Heat Pump with Remote Outdoor Unit-Air-Source) | RP15AZ48AJ2N | ASPEN |  | D(A,C,E)60D34+TDR | R801V1005A21UHU | 46000 | 15.5 | 8.4 | 46000 | 34000 | 73.91% | 3.15 | 0 | 10.2 |  |  |  |  | R-410A | 3.8333 | Residential & Commercial | USHP | Ducted CEE Tier 1
214802766 | Central HP <5.4 tons | RHEEM | HRCU-A-CB (Split System: Heat Pump with Remote Outdoor Unit-Air-Source) | RP15AZ30AJ2N | ASPEN |  | D(A,C,E)36A34+TDR | R801V1004A17UHN | 27400 | 15.4 | 8.1 | 28400 | 20000 | 70.42% | 2.62 | 0 | 11.7 |  |  |  |  | R-410A | 2.2833 | Residential & Commercial | USHP | Ducted CEE Tier 1
214802730 | Central HP <5.4 tons | RHEEM | HRCU-A-CB (Split System: Heat Pump with Remote Outdoor Unit-Air-Source) | RP15AZ24AJ2N | ASPEN |  | D(A,C,E)24A44+TDR | R801V1004A17UHN | 22400 | 16.4 | 8.2 | 23000 | 16300 | 70.87% | 3.01 | 0 | 11.8 |  |  |  |  | R-410A | 1.8667 | Residential & Commercial | USHP | Ducted CEE Tier 1
213821307 | Central HP <5.4 tons | TEMPSTAR | HRCU-A-CB (Split System: Heat Pump with Remote Outdoor Unit-Air-Source) | DLCURAH24ABK | ASPEN |  | D(A,C,E)30B34+TDR | *96VTN0401712B* | 23000 | 16.5 | 8.5 | 26200 | 20200 | 77.1% | 2.84 | 0 | 10 |  |  |  |  | R-410A | 1.9167 | Residential & Commercial | USHP | Ducted CEE Tier 1
213821309 | Central HP <5.4 tons | TEMPSTAR | HRCU-A-CB (Split System: Heat Pump with Remote Outdoor Unit-Air-Source) | DLCURAH24ABK | ASPEN |  | D(A,C,E)36B34+TDR | *96VTN0401712B* | 23200 | 16.5 | 8.5 | 26200 | 20200 | 77.1% | 2.84 | 0 | 10 |  |  |  |  | R-410A | 1.9333 | Residential & Commercial | USHP | Ducted CEE Tier 1
213821386 | Central HP <5.4 tons | TEMPSTAR | HRCU-A-CB (Split System: Heat Pump with Remote Outdoor Unit-Air-Source) | DLCURAH30ABK | ASPEN |  | D(A,C,E)36C34+TDR | *80MS(N,L)0902116A* | 29400 | 15.2 | 8.1 | 34000 | 23800 | 70% | 2.63 | 0 | 9 |  |  |  |  | R-410A | 2.45 | Residential & Commercial | USHP
214802921 | Central HP <5.4 tons | RHEEM | HRCU-A-CB (Split System: Heat Pump with Remote Outdoor Unit-Air-Source) | RP15AZ48AJ2N | ASPEN |  | D(A,C,E)60D34+TDR | R801V1005A21DZ | 46000 | 15.5 | 8.4 | 46000 | 33800 | 73.48% | 3.13 | 0 | 10.2 |  |  |  |  | R-410A | 3.8333 | Residential & Commercial | USHP | Ducted CEE Tier 1
214802937 | Central HP <5.4 tons | RHEEM | HRCU-A-CB (Split System: Heat Pump with Remote Outdoor Unit-Air-Source) | RP15AZ48AJ2N | ASPEN |  | D(A,C,E)60B44+TDR | R801V1005A21UHU | 45000 | 15.6 | 8.2 | 46000 | 34000 | 73.91% | 3.06 | 0 | 10.1 |  |  |  |  | R-410A | 3.75 | Residential & Commercial | USHP | Ducted CEE Tier 1
213821257 | Central HP <5.4 tons | TEMPSTAR | HRCU-A-CB (Split System: Heat Pump with Remote Outdoor Unit-Air-Source) | DLCURAH24ABK | ASPEN |  | D(A,C,E)30B34+TDR | *92MSN0801716A* | 23200 | 17.5 | 8.5 | 26200 | 20000 | 76.34% | 2.91 | 0 | 10 |  |  |  |  | R-410A | 1.9333 | Residential & Commercial | USHP | Ducted CEE Tier 1
213821384 | Central HP <5.4 tons | TEMPSTAR | HRCU-A-CB (Split System: Heat Pump with Remote Outdoor Unit-Air-Source) | DLCURAH30ABK | ASPEN |  | D(A,C,E)30D44+TDR | *80MS(N,L)0902116A* | 29400 | 15.2 | 8.1 | 34000 | 23800 | 70% | 2.63 | 0 | 9 |  |  |  |  | R-410A | 2.45 | Residential & Commercial | USHP
213821179 | Central HP <5.4 tons | TEMPSTAR | HRCU-A-CB (Split System: Heat Pump with Remote Outdoor Unit-Air-Source) | DLCURAH24ABK | ASPEN |  | D(A,C,E)36B34+TDR | *80MS(N,L)0451412A* | 23600 | 17 | 8.5 | 26200 | 20200 | 77.1% | 2.91 | 0 | 10 |  |  |  |  | R-410A | 1.9667 | Residential & Commercial | USHP | Ducted CEE Tier 1
213821180 | Central HP <5.4 tons | TEMPSTAR | HRCU-A-CB (Split System: Heat Pump with Remote Outdoor Unit-Air-Source) | DLCURAH24ABK | ASPEN |  | D(A,C,E)36C34+TDR | *80MS(N,L)0451412A* | 23800 | 17 | 8.5 | 26200 | 20200 | 77.1% | 2.91 | 0 | 10 |  |  |  |  | R-410A | 1.9833 | Residential & Commercial | USHP | Ducted CEE Tier 1
213821211 | Central HP <5.4 tons | TEMPSTAR | HRCU-A-CB (Split System: Heat Pump with Remote Outdoor Unit-Air-Source) | DLCURAH24ABK | ASPEN |  | D(A,C,E)24B44+TDR | *80MS(N,L)0902120A* | 23400 | 17.5 | 8.5 | 26200 | 20200 | 77.1% | 2.91 | 0 | 10 |  |  |  |  | R-410A | 1.95 | Residential & Commercial | USHP | Ducted CEE Tier 1
213821215 | Central HP <5.4 tons | TEMPSTAR | HRCU-A-CB (Split System: Heat Pump with Remote Outdoor Unit-Air-Source) | DLCURAH24ABK | ASPEN |  | D(A,C,E)36C34+TDR | *80MS(N,L)0902120A* | 23800 | 17.5 | 8.5 | 26200 | 20200 | 77.1% | 2.91 | 0 | 10 |  |  |  |  | R-410A | 1.9833 | Residential & Commercial | USHP | Ducted CEE Tier 1
213821245 | Central HP <5.4 tons | TEMPSTAR | HRCU-A-CB (Split System: Heat Pump with Remote Outdoor Unit-Air-Source) | DLCURAH24ABK | ASPEN |  | D(A,C,E)36C34+TDR | *92MSN0401712A* | 23400 | 16 | 8.5 | 26400 | 20400 | 77.27% | 2.88 | 0 | 10 |  |  |  |  | R-410A | 1.95 | Residential & Commercial | USHP | Ducted CEE Tier 1
213821261 | Central HP <5.4 tons | TEMPSTAR | HRCU-A-CB (Split System: Heat Pump with Remote Outdoor Unit-Air-Source) | DLCURAH24ABK | ASPEN |  | D(A,C,E)24B44+TDR | *92MSN0802120A* | 23000 | 17.3 | 8.4 | 25600 | 20200 | 78.91% | 2.98 | 0 | 10.2 |  |  |  |  | R-410A | 1.9167 | Residential & Commercial | USHP | Ducted CEE Tier 1
213821366 | Central HP <5.4 tons | TEMPSTAR | HRCU-A-CB (Split System: Heat Pump with Remote Outdoor Unit-Air-Source) | DLCURAH30ABK | ASPEN |  | D(A,C,E)30D44+TDR | *80MS(N,L)0701716A* | 29400 | 15.2 | 8.5 | 33600 | 23800 | 70.83% | 2.79 | 0 | 8.9 |  |  |  |  | R-410A | 2.45 | Residential & Commercial | USHP
213821334 | Central HP <5.4 tons | TEMPSTAR | HRCU-A-CB (Split System: Heat Pump with Remote Outdoor Unit-Air-Source) | DLCURAH24ABK | ASPEN |  | D(A,C,E)36B34+TDR | *96VTN1002120B* | 23400 | 17.5 | 8.5 | 26200 | 20000 | 76.34% | 2.91 | 0 | 10 |  |  |  |  | R-410A | 1.95 | Residential & Commercial | USHP | Ducted CEE Tier 1
213821191 | Central HP <5.4 tons | TEMPSTAR | HRCU-A-CB (Split System: Heat Pump with Remote Outdoor Unit-Air-Source) | DLCURAH24ABK | ASPEN |  | D(A,C,E)24B44+TDR | *80MS(N,L)0701716A* | 22400 | 17.3 | 8.4 | 25200 | 20000 | 79.37% | 2.97 | 0 | 10 |  |  |  |  | R-410A | 1.8667 | Residential & Commercial | USHP | Ducted CEE Tier 1
213821266 | Central HP <5.4 tons | TEMPSTAR | HRCU-A-CB (Split System: Heat Pump with Remote Outdoor Unit-Air-Source) | DLCURAH24ABK | ASPEN |  | D(A,C,E)24B44+TDR | *92MSN1002120A* | 23400 | 17.5 | 8.5 | 26200 | 20200 | 77.1% | 2.93 | 0 | 10 |  |  |  |  | R-410A | 1.95 | Residential & Commercial | USHP | Ducted CEE Tier 1
213821268 | Central HP <5.4 tons | TEMPSTAR | HRCU-A-CB (Split System: Heat Pump with Remote Outdoor Unit-Air-Source) | DLCURAH24ABK | ASPEN |  | D(A,C,E)30C44+TDR | *92MSN1002120A* | 23800 | 17.5 | 8.5 | 26200 | 20200 | 77.1% | 2.93 | 0 | 10 |  |  |  |  | R-410A | 1.9833 | Residential & Commercial | USHP | Ducted CEE Tier 1
213821275 | Central HP <5.4 tons | TEMPSTAR | HRCU-A-CB (Split System: Heat Pump with Remote Outdoor Unit-Air-Source) | DLCURAH24ABK | ASPEN |  | D(A,C,E)36C34+TDR | *96MSN0261410A* | 23400 | 16.5 | 8.5 | 26200 | 20200 | 77.1% | 2.88 | 0 | 10 |  |  |  |  | R-410A | 1.95 | Residential & Commercial | USHP | Ducted CEE Tier 1
213821282 | Central HP <5.4 tons | TEMPSTAR | HRCU-A-CB (Split System: Heat Pump with Remote Outdoor Unit-Air-Source) | DLCURAH24ABK | ASPEN |  | D(A,C,E)30B34+TDR | *96MSN0401712A* | 23000 | 16 | 8.5 | 26200 | 20400 | 77.86% | 2.86 | 0 | 9.5 |  |  |  |  | R-410A | 1.9167 | Residential & Commercial | USHP
213821121 | Central HP <5.4 tons | TEMPSTAR | HRCU-A-CB (Split System: Heat Pump with Remote Outdoor Unit-Air-Source) | DLCURAH24AAK | ASPEN |  | D(A,C,E)24B44+TDR | *96MSN0401712A* | 23200 | 15.2 | 8.1 | 24800 | 22600 | 91.13% | 2.85 | 0 | 9 |  |  |  |  | R-410A | 1.9333 | Residential & Commercial | USHP
213821256 | Central HP <5.4 tons | TEMPSTAR | HRCU-A-CB (Split System: Heat Pump with Remote Outdoor Unit-Air-Source) | DLCURAH24ABK | ASPEN |  | D(A,C,E)24B44+TDR | *92MSN0801716A* | 23200 | 17.5 | 8.5 | 26200 | 20000 | 76.34% | 2.91 | 0 | 10 |  |  |  |  | R-410A | 1.9333 | Residential & Commercial | USHP | Ducted CEE Tier 1
213821271 | Central HP <5.4 tons | TEMPSTAR | HRCU-A-CB (Split System: Heat Pump with Remote Outdoor Unit-Air-Source) | DLCURAH24ABK | ASPEN |  | D(A,C,E)24B44+TDR | *96MSN0261410A* | 23000 | 16.5 | 8.5 | 26200 | 20200 | 77.1% | 2.88 | 0 | 10 |  |  |  |  | R-410A | 1.9167 | Residential & Commercial | USHP | Ducted CEE Tier 1
213821272 | Central HP <5.4 tons | TEMPSTAR | HRCU-A-CB (Split System: Heat Pump with Remote Outdoor Unit-Air-Source) | DLCURAH24ABK | ASPEN |  | D(A,C,E)30B34+TDR | *96MSN0261410A* | 23000 | 16.5 | 8.5 | 26200 | 20200 | 77.1% | 2.88 | 0 | 10 |  |  |  |  | R-410A | 1.9167 | Residential & Commercial | USHP | Ducted CEE Tier 1
213821273 | Central HP <5.4 tons | TEMPSTAR | HRCU-A-CB (Split System: Heat Pump with Remote Outdoor Unit-Air-Source) | DLCURAH24ABK | ASPEN |  | D(A,C,E)30C44+TDR | *96MSN0261410A* | 23400 | 16.5 | 8.5 | 26200 | 20200 | 77.1% | 2.88 | 0 | 10 |  |  |  |  | R-410A | 1.95 | Residential & Commercial | USHP | Ducted CEE Tier 1
213821320 | Central HP <5.4 tons | TEMPSTAR | HRCU-A-CB (Split System: Heat Pump with Remote Outdoor Unit-Air-Source) | DLCURAH24ABK | ASPEN |  | D(A,C,E)36C34+TDR | *96VTN0601716B* | 23200 | 16.5 | 8.5 | 26800 | 20400 | 76.12% | 2.93 | 0 | 10 |  |  |  |  | R-410A | 1.9333 | Residential & Commercial | USHP | Ducted CEE Tier 1
213821322 | Central HP <5.4 tons | TEMPSTAR | HRCU-A-CB (Split System: Heat Pump with Remote Outdoor Unit-Air-Source) | DLCURAH24ABK | ASPEN |  | D(A,C,E)30B34+TDR | *96VTN0801716B* | 23200 | 17 | 8.5 | 26000 | 20200 | 77.69% | 2.91 | 0 | 10 |  |  |  |  | R-410A | 1.9333 | Residential & Commercial | USHP | Ducted CEE Tier 1
213821385 | Central HP <5.4 tons | TEMPSTAR | HRCU-A-CB (Split System: Heat Pump with Remote Outdoor Unit-Air-Source) | DLCURAH30ABK | ASPEN |  | D(A,C,E)36B34+TDR | *80MS(N,L)0902116A* | 29400 | 15.2 | 8.1 | 34000 | 23800 | 70% | 2.63 | 0 | 9 |  |  |  |  | R-410A | 2.45 | Residential & Commercial | USHP
213205013 | Central HP <5.4 tons | TEMPSTAR | HRCU-A-CB (Split System: Heat Pump with Remote Outdoor Unit-Air-Source) | DLCURAH24ABK | ASPEN |  | D(A,C,E)24B44+TDR | *96VTN0601412A* | 23200 | 16.5 | 8.5 | 25800 | 20000 | 77.52% | 2.86 | 0 | 10 |  |  |  |  | R-410A | 1.9333 | Residential & Commercial | USHP | Ducted CEE Tier 1
213821176 | Central HP <5.4 tons | TEMPSTAR | HRCU-A-CB (Split System: Heat Pump with Remote Outdoor Unit-Air-Source) | DLCURAH24ABK | ASPEN |  | D(A,C,E)24B44+TDR | *80MS(N,L)0451412A* | 23400 | 17 | 8.5 | 26200 | 20200 | 77.1% | 2.91 | 0 | 10 |  |  |  |  | R-410A | 1.95 | Residential & Commercial | USHP | Ducted CEE Tier 1
213821251 | Central HP <5.4 tons | TEMPSTAR | HRCU-A-CB (Split System: Heat Pump with Remote Outdoor Unit-Air-Source) | DLCURAH24ABK | ASPEN |  | D(A,C,E)24B44+TDR | *92MSN0601714A* | 23400 | 17.5 | 8.5 | 26200 | 20200 | 77.1% | 2.9 | 0 | 10 |  |  |  |  | R-410A | 1.95 | Residential & Commercial | USHP | Ducted CEE Tier 1
213821302 | Central HP <5.4 tons | TEMPSTAR | HRCU-A-CB (Split System: Heat Pump with Remote Outdoor Unit-Air-Source) | DLCURAH24ABK | ASPEN |  | D(A,C,E)30B34+TDR | *96VTN0401410B* | 23000 | 16 | 8.5 | 26200 | 20400 | 77.86% | 2.85 | 0 | 10 |  |  |  |  | R-410A | 1.9167 | Residential & Commercial | USHP | Ducted CEE Tier 1
213821311 | Central HP <5.4 tons | TEMPSTAR | HRCU-A-CB (Split System: Heat Pump with Remote Outdoor Unit-Air-Source) | DLCURAH24ABK | ASPEN |  | D(A,C,E)24B44+TDR | *96VTN0601412B* | 23200 | 17 | 8.5 | 26200 | 20200 | 77.1% | 2.89 | 0 | 10 |  |  |  |  | R-410A | 1.9333 | Residential & Commercial | USHP | Ducted CEE Tier 1
213821318 | Central HP <5.4 tons | TEMPSTAR | HRCU-A-CB (Split System: Heat Pump with Remote Outdoor Unit-Air-Source) | DLCURAH24ABK | ASPEN |  | D(A,C,E)30C44+TDR | *96VTN0601716B* | 23200 | 16.5 | 8.5 | 26800 | 20400 | 76.12% | 2.93 | 0 | 10 |  |  |  |  | R-410A | 1.9333 | Residential & Commercial | USHP | Ducted CEE Tier 1
213821327 | Central HP <5.4 tons | TEMPSTAR | HRCU-A-CB (Split System: Heat Pump with Remote Outdoor Unit-Air-Source) | DLCURAH24ABK | ASPEN |  | D(A,C,E)30B34+TDR | *96VTN0802120B* | 23600 | 17 | 8.5 | 26400 | 20200 | 76.52% | 2.92 | 0 | 10 |  |  |  |  | R-410A | 1.9667 | Residential & Commercial | USHP | Ducted CEE Tier 1
213821461 | Central HP <5.4 tons | TEMPSTAR | HRCU-A-CB (Split System: Heat Pump with Remote Outdoor Unit-Air-Source) | DLCURAH30ABK | ASPEN |  | D(A,C,E)30C44+TDR | *92MSN0801716A* | 29000 | 15.5 | 8.1 | 33200 | 24000 | 72.29% | 2.79 | 0 | 8.9 |  |  |  |  | R-410A | 2.4167 | Residential & Commercial | USHP
216055004 | Central HP <5.4 tons | LUXAIRE | HRCU-A-CB (Split System: Heat Pump with Remote Outdoor Unit-Air-Source) | HH836E2S11 | ASPEN |  | D(A,C,E)36A4K+TDR | LP9C080C16MP13 | 30800 | 18 | 8.5 | 31400 | 25400 | 80.89% | 2 | 0 | 11 |  |  |  |  | R-454B | 2.5667 | Residential & Commercial | USHP | Ducted CEE Tier 1
214092930 | Central HP <5.4 tons | LUXAIRE | HRCU-A-CB (Split System: Heat Pump with Remote Outdoor Unit-Air-Source) | HMH72B341 | ASPEN |  | D(A,C,E)48B36+TDR | LP9C100C16MP13 | 32600 | 17.5 | 8.5 | 32400 | 44000 | 135.8% | 3.14 | 0 | 10 |  |  |  |  | R-410A | 2.7167 | Residential & Commercial | USHP | Ducted CEE Tier 1
214092333 | Central HP <5.4 tons | LUXAIRE | HRCU-A-CB (Split System: Heat Pump with Remote Outdoor Unit-Air-Source) | HMH72B341 | ASPEN |  | D(A,C,E)42A44+TDR | TM8Y100C20MP11 | 33600 | 18 | 8.3 | 32400 | 47000 | 145.1% | 3.23 | 0 | 9.5 |  |  |  |  | R-410A | 2.8 | Residential & Commercial | USHP
214092376 | Central HP <5.4 tons | LUXAIRE | HRCU-A-CB (Split System: Heat Pump with Remote Outdoor Unit-Air-Source) | HMH72B341 | ASPEN |  | D(A,C,E)48B34+TDR | TM9V100C20MP12 | 32600 | 17.5 | 8.1 | 32400 | 45000 | 138.9% | 3.16 | 0 | 9.5 |  |  |  |  | R-410A | 2.7167 | Residential & Commercial | USHP
214092437 | Central HP <5.4 tons | LUXAIRE | HRCU-A-CB (Split System: Heat Pump with Remote Outdoor Unit-Air-Source) | HMH72B341 | ASPEN |  | D(A,C,E)36A34+TDR | TP9C100C16MP13 | 31600 | 17.5 | 8.4 | 32400 | 44000 | 135.8% | 3.14 | 0 | 9.8 |  |  |  |  | R-410A | 2.6333 | Residential & Commercial | USHP
214092442 | Central HP <5.4 tons | LUXAIRE | HRCU-A-CB (Split System: Heat Pump with Remote Outdoor Unit-Air-Source) | HMH72B341 | ASPEN |  | D(A,C,E)48B34+TDR | TP9C100C20MP13 | 32600 | 17.5 | 8.1 | 32400 | 45000 | 138.9% | 3.16 | 0 | 9.5 |  |  |  |  | R-410A | 2.7167 | Residential & Commercial | USHP
214092228 | Central HP <5.4 tons | LUXAIRE | HRCU-A-CB (Split System: Heat Pump with Remote Outdoor Unit-Air-Source) | HMH72B341 | ASPEN |  | D(A,C,E)42A44+TDR | LP9C060B12MP13 | 32600 | 17.5 | 8.1 | 32400 | 44500 | 137.3% | 3.07 | 0 | 9.5 |  |  |  |  | R-410A | 2.7167 | Residential & Commercial | USHP
214092278 | Central HP <5.4 tons | LUXAIRE | HRCU-A-CB (Split System: Heat Pump with Remote Outdoor Unit-Air-Source) | HMH72B341 | ASPEN |  | D(A,C,E)36A34+TDR | TL9E100C20UH11 | 33400 | 17 | 8.1 | 32400 | 45500 | 140.4% | 3.12 | 0 | 10 |  |  |  |  | R-410A | 2.7833 | Residential & Commercial | USHP | Ducted CEE Tier 1
214092292 | Central HP <5.4 tons | LUXAIRE | HRCU-A-CB (Split System: Heat Pump with Remote Outdoor Unit-Air-Source) | HMH72B341 | ASPEN |  | D(A,C,E)48B34+TDR | TM8E080C16MP11 | 33000 | 18 | 8.2 | 32400 | 45000 | 138.9% | 3.11 | 0 | 10 |  |  |  |  | R-410A | 2.75 | Residential & Commercial | USHP | Ducted CEE Tier 1
213821155 | Central HP <5.4 tons | TEMPSTAR | HRCU-A-CB (Split System: Heat Pump with Remote Outdoor Unit-Air-Source) | DLCURAH24AAK | ASPEN |  | D(A,C,E)36C34+TDR | *96VTN0601412B* | 23600 | 16 | 8.1 | 24800 | 22400 | 90.32% | 2.87 | 0 | 9 |  |  |  |  | R-410A | 1.9667 | Residential & Commercial | USHP
213821171 | Central HP <5.4 tons | TEMPSTAR | HRCU-A-CB (Split System: Heat Pump with Remote Outdoor Unit-Air-Source) | DLCURAH24AAK | ASPEN |  | D(A,C,E)24B44+TDR | *96VTN1002122B* | 23800 | 16.5 | 8.5 | 25200 | 22400 | 88.89% | 2.91 | 0 | 9 |  |  |  |  | R-410A | 1.9833 | Residential & Commercial | USHP
216764619 | Central HP <5.4 tons | TRANE | HRCU-A-CB (Split System: Heat Pump with Remote Outdoor Unit-Air-Source) | 5TWR7036A1 |  |  | 5PX*BD04AS3 | S8X2B080M4PTC | 32600 | 17.1 | 8.2 | 33400 | 24400 | 73.05% | 1.9 | 0 | 11.7 |  |  |  |  | R-454B | 2.7167 | Residential & Commercial | USHP | Ducted CEE Tier 1
216764671 | Central HP <5.4 tons | TRANE | HRCU-A-CB (Split System: Heat Pump with Remote Outdoor Unit-Air-Source) | 5TWR7036A1 |  |  | 5PX*C007AS3 | S8X1C100M5PTC | 34200 | 17.1 | 9 | 33000 | 24400 | 73.94% | 2.2 | 0 | 12 |  |  |  |  | R-454B | 2.85 | Residential & Commercial | USHP | Ducted CEE Tier 1
213821067 | Central HP <5.4 tons | TEMPSTAR | HRCU-A-CB (Split System: Heat Pump with Remote Outdoor Unit-Air-Source) | DLCURAH24AAK | ASPEN |  | D(A,C,E)30B34+TDR | *80VTL0701716B* | 23400 | 16 | 8.1 | 24800 | 22400 | 90.32% | 2.89 | 0 | 9.5 |  |  |  |  | R-410A | 1.95 | Residential & Commercial | USHP
213821092 | Central HP <5.4 tons | TEMPSTAR | HRCU-A-CB (Split System: Heat Pump with Remote Outdoor Unit-Air-Source) | DLCURAH24AAK | ASPEN |  | D(A,C,E)30B34+TDR | *92MSN0601714A* | 23600 | 16.5 | 8.1 | 24800 | 22400 | 90.32% | 2.91 | 0 | 9 |  |  |  |  | R-410A | 1.9667 | Residential & Commercial | USHP
213821142 | Central HP <5.4 tons | TEMPSTAR | HRCU-A-CB (Split System: Heat Pump with Remote Outdoor Unit-Air-Source) | DLCURAH24AAK | ASPEN |  | D(A,C,E)30B34+TDR | *96VTN0401410B* | 22400 | 15.3 | 8.1 | 24400 | 22200 | 90.98% | 2.86 | 0 | 9.3 |  |  |  |  | R-410A | 1.8667 | Residential & Commercial | USHP
213821149 | Central HP <5.4 tons | TEMPSTAR | HRCU-A-CB (Split System: Heat Pump with Remote Outdoor Unit-Air-Source) | DLCURAH24AAK | ASPEN |  | D(A,C,E)36B34+TDR | *96VTN0401712B* | 23400 | 15.5 | 8.1 | 24600 | 22400 | 91.06% | 2.85 | 0 | 9.5 |  |  |  |  | R-410A | 1.95 | Residential & Commercial | USHP
213821264 | Central HP <5.4 tons | TEMPSTAR | HRCU-A-CB (Split System: Heat Pump with Remote Outdoor Unit-Air-Source) | DLCURAH24ABK | ASPEN |  | D(A,C,E)36B34+TDR | *92MSN0802120A* | 23200 | 17.4 | 8.5 | 25600 | 20200 | 78.91% | 3 | 0 | 10.3 |  |  |  |  | R-410A | 1.9333 | Residential & Commercial | USHP | Ducted CEE Tier 1
213821279 | Central HP <5.4 tons | TEMPSTAR | HRCU-A-CB (Split System: Heat Pump with Remote Outdoor Unit-Air-Source) | DLCURAH24ABK | ASPEN |  | D(A,C,E)36B34+TDR | *96MSN0401410A* | 22600 | 16.4 | 8.5 | 25400 | 20200 | 79.53% | 2.94 | 0 | 9.8 |  |  |  |  | R-410A | 1.8833 | Residential & Commercial | USHP
213821280 | Central HP <5.4 tons | TEMPSTAR | HRCU-A-CB (Split System: Heat Pump with Remote Outdoor Unit-Air-Source) | DLCURAH24ABK | ASPEN |  | D(A,C,E)36C34+TDR | *96MSN0401410A* | 23000 | 16.5 | 8.5 | 25400 | 20200 | 79.53% | 2.94 | 0 | 9.9 |  |  |  |  | R-410A | 1.9167 | Residential & Commercial | USHP
213821281 | Central HP <5.4 tons | TEMPSTAR | HRCU-A-CB (Split System: Heat Pump with Remote Outdoor Unit-Air-Source) | DLCURAH24ABK | ASPEN |  | D(A,C,E)24B44+TDR | *96MSN0401712A* | 23000 | 16 | 8.5 | 26200 | 20400 | 77.86% | 2.86 | 0 | 9.5 |  |  |  |  | R-410A | 1.9167 | Residential & Commercial | USHP
213821297 | Central HP <5.4 tons | TEMPSTAR | HRCU-A-CB (Split System: Heat Pump with Remote Outdoor Unit-Air-Source) | DLCURAH24ABK | ASPEN |  | D(A,C,E)30B34+TDR | *96MSN0802120A* | 22400 | 17.2 | 8.4 | 25200 | 20000 | 79.37% | 2.96 | 0 | 9 |  |  |  |  | R-410A | 1.8667 | Residential & Commercial | USHP
213821365 | Central HP <5.4 tons | TEMPSTAR | HRCU-A-CB (Split System: Heat Pump with Remote Outdoor Unit-Air-Source) | DLCURAH30ABK | ASPEN |  | D(A,C,E)30C44+TDR | *80MS(N,L)0701716A* | 29000 | 15.2 | 8.5 | 33600 | 23800 | 70.83% | 2.79 | 0 | 8.9 |  |  |  |  | R-410A | 2.4167 | Residential & Commercial | USHP
213821314 | Central HP <5.4 tons | TEMPSTAR | HRCU-A-CB (Split System: Heat Pump with Remote Outdoor Unit-Air-Source) | DLCURAH24ABK | ASPEN |  | D(A,C,E)36B34+TDR | *96VTN0601412B* | 23400 | 17 | 8.5 | 26200 | 20200 | 77.1% | 2.89 | 0 | 10 |  |  |  |  | R-410A | 1.95 | Residential & Commercial | USHP | Ducted CEE Tier 1
213821276 | Central HP <5.4 tons | TEMPSTAR | HRCU-A-CB (Split System: Heat Pump with Remote Outdoor Unit-Air-Source) | DLCURAH24ABK | ASPEN |  | D(A,C,E)24B44+TDR | *96MSN0401410A* | 22400 | 16.3 | 8.5 | 25400 | 20200 | 79.53% | 2.94 | 0 | 9.8 |  |  |  |  | R-410A | 1.8667 | Residential & Commercial | USHP
213821285 | Central HP <5.4 tons | TEMPSTAR | HRCU-A-CB (Split System: Heat Pump with Remote Outdoor Unit-Air-Source) | DLCURAH24ABK | ASPEN |  | D(A,C,E)36C34+TDR | *96MSN0401712A* | 23400 | 16 | 8.5 | 26200 | 20400 | 77.86% | 2.86 | 0 | 9 |  |  |  |  | R-410A | 1.95 | Residential & Commercial | USHP
216055014 | Central HP <5.4 tons | LUXAIRE | HRCU-A-CB (Split System: Heat Pump with Remote Outdoor Unit-Air-Source) | HH836E2S11 | ASPEN |  | C(A,C,D,E)48A3K+TDR | LPLC080C16MP13 | 31200 | 18 | 8.5 | 31200 | 25400 | 81.41% | 2 | 0 | 11 |  |  |  |  | R-454B | 2.6 | Residential & Commercial | USHP | Ducted CEE Tier 1
216055116 | Central HP <5.4 tons | LUXAIRE | HRCU-A-CB (Split System: Heat Pump with Remote Outdoor Unit-Air-Source) | HH836E2S11 | ASPEN |  | C(A,C,D,E)48A3K+TDR | TM9Y080B12MP11 | 30800 | 18 | 8.1 | 31000 | 25400 | 81.94% | 2 | 0 | 10.5 |  |  |  |  | R-454B | 2.5667 | Residential & Commercial | USHP | Ducted CEE Tier 1
216055123 | Central HP <5.4 tons | LUXAIRE | HRCU-A-CB (Split System: Heat Pump with Remote Outdoor Unit-Air-Source) | HH836E2S11 | ASPEN |  | D(A,C,E)36A4K+TDR | TM9Y100C16MP11 | 30800 | 18 | 8.5 | 31000 | 25200 | 81.29% | 2 | 0 | 10.5 |  |  |  |  | R-454B | 2.5667 | Residential & Commercial | USHP | Ducted CEE Tier 1
216055130 | Central HP <5.4 tons | LUXAIRE | HRCU-A-CB (Split System: Heat Pump with Remote Outdoor Unit-Air-Source) | HH836E2S11 | ASPEN |  | C(A,C,D,E)36B3K+TDR | TMLE080C16MP11 | 31000 | 18 | 8.5 | 31000 | 25200 | 81.29% | 2 | 0 | 10.5 |  |  |  |  | R-454B | 2.5833 | Residential & Commercial | USHP | Ducted CEE Tier 1
216055139 | Central HP <5.4 tons | LUXAIRE | HRCU-A-CB (Split System: Heat Pump with Remote Outdoor Unit-Air-Source) | HH836E2S11 | ASPEN |  | C(A,C,D,E)36B3K+TDR | TMLE100C16MP11 | 31000 | 18 | 8.5 | 31200 | 25200 | 80.77% | 2 | 0 | 10.5 |  |  |  |  | R-454B | 2.5833 | Residential & Commercial | USHP | Ducted CEE Tier 1
213821456 | Central HP <5.4 tons | TEMPSTAR | HRCU-A-CB (Split System: Heat Pump with Remote Outdoor Unit-Air-Source) | DLCURAH30ABK | ASPEN |  | D(A,C,E)30D44+TDR | *92MSN0601714A* | 29200 | 15.2 | 8.1 | 33400 | 23800 | 71.26% | 2.77 | 0 | 8.9 |  |  |  |  | R-410A | 2.4333 | Residential & Commercial | USHP
213821471 | Central HP <5.4 tons | TEMPSTAR | HRCU-A-CB (Split System: Heat Pump with Remote Outdoor Unit-Air-Source) | DLCURAH30ABK | ASPEN |  | D(A,C,E)42B34+TDR | *92MSN0802120A* | 29000 | 15.4 | 8.3 | 33200 | 24000 | 72.29% | 2.76 | 0 | 8.8 |  |  |  |  | R-410A | 2.4167 | Residential & Commercial | USHP
216055009 | Central HP <5.4 tons | LUXAIRE | HRCU-A-CB (Split System: Heat Pump with Remote Outdoor Unit-Air-Source) | HH836E2S11 | ASPEN |  | C(A,C,D,E)48A3K+TDR | LP9C100C20MP13 | 31600 | 18 | 8.5 | 32200 | 26000 | 80.75% | 2 | 0 | 10 |  |  |  |  | R-454B | 2.6333 | Residential & Commercial | USHP | Ducted CEE Tier 1
216055075 | Central HP <5.4 tons | LUXAIRE | HRCU-A-CB (Split System: Heat Pump with Remote Outdoor Unit-Air-Source) | HH836E2S11 | ASPEN |  | D(A,C,E)36A4K+TDR | TM8Y100C20MP11 | 30800 | 18 | 8.5 | 30600 | 25000 | 81.7% | 2 | 0 | 11 |  |  |  |  | R-454B | 2.5667 | Residential & Commercial | USHP | Ducted CEE Tier 1
216055077 | Central HP <5.4 tons | LUXAIRE | HRCU-A-CB (Split System: Heat Pump with Remote Outdoor Unit-Air-Source) | HH836E2S11 | ASPEN |  | C(A,C,D,E)48A3K+TDR | TM8Y120C20MP11 | 31000 | 18 | 8.1 | 30600 | 25000 | 81.7% | 2 | 0 | 11.2 |  |  |  |  | R-454B | 2.5833 | Residential & Commercial | USHP | Ducted CEE Tier 1
214093009 | Central HP <5.4 tons | LUXAIRE | HRCU-A-CB (Split System: Heat Pump with Remote Outdoor Unit-Air-Source) | HMH72B341 | ASPEN |  | D(A,C,E)36A36+TDR | TM8V120C20MP12 | 31000 | 16.3 | 8.5 | 32400 | 43500 | 134.3% | 3.13 | 0 | 8.8 |  |  |  |  | R-410A | 2.5833 | Residential & Commercial | USHP
214092389 | Central HP <5.4 tons | LUXAIRE | HRCU-A-CB (Split System: Heat Pump with Remote Outdoor Unit-Air-Source) | HMH72B341 | ASPEN |  | D(A,C,E)36A34+TDR | TM9Y100C16MP11 | 32800 | 18 | 8.1 | 32400 | 45000 | 138.9% | 3.04 | 0 | 10 |  |  |  |  | R-410A | 2.7333 | Residential & Commercial | USHP | Ducted CEE Tier 1
214092407 | Central HP <5.4 tons | LUXAIRE | HRCU-A-CB (Split System: Heat Pump with Remote Outdoor Unit-Air-Source) | HMH72B341 | ASPEN |  | D(A,C,E)36A34+TDR | TMLE080C16MP11 | 33000 | 18 | 8.1 | 32400 | 45000 | 138.9% | 3.06 | 0 | 10 |  |  |  |  | R-410A | 2.75 | Residential & Commercial | USHP | Ducted CEE Tier 1
214092424 | Central HP <5.4 tons | LUXAIRE | HRCU-A-CB (Split System: Heat Pump with Remote Outdoor Unit-Air-Source) | HMH72B341 | ASPEN |  | D(A,C,E)48B34+TDR | TMLV100C16MP12 | 32600 | 17.5 | 8.5 | 32400 | 44000 | 135.8% | 3.14 | 0 | 10 |  |  |  |  | R-410A | 2.7167 | Residential & Commercial | USHP | Ducted CEE Tier 1
214092441 | Central HP <5.4 tons | LUXAIRE | HRCU-A-CB (Split System: Heat Pump with Remote Outdoor Unit-Air-Source) | HMH72B341 | ASPEN |  | D(A,C,E)42A44+TDR | TP9C100C20MP13 | 32400 | 17.5 | 8.1 | 32400 | 45000 | 138.9% | 3.16 | 0 | 9.5 |  |  |  |  | R-410A | 2.7 | Residential & Commercial | USHP
214092455 | Central HP <5.4 tons | LUXAIRE | HRCU-A-CB (Split System: Heat Pump with Remote Outdoor Unit-Air-Source) | HMH72B341 | ASPEN |  | D(A,C,E)36A34+TDR | TPLC100C16MP13 | 31600 | 17.5 | 8.4 | 32400 | 44000 | 135.8% | 3.14 | 0 | 9.8 |  |  |  |  | R-410A | 2.6333 | Residential & Commercial | USHP
214092456 | Central HP <5.4 tons | LUXAIRE | HRCU-A-CB (Split System: Heat Pump with Remote Outdoor Unit-Air-Source) | HMH72B341 | ASPEN |  | D(A,C,E)42A44+TDR | TPLC100C16MP13 | 32400 | 17.5 | 8.5 | 32400 | 44000 | 135.8% | 3.14 | 0 | 10 |  |  |  |  | R-410A | 2.7 | Residential & Commercial | USHP | Ducted CEE Tier 1
214092255 | Central HP <5.4 tons | LUXAIRE | HRCU-A-CB (Split System: Heat Pump with Remote Outdoor Unit-Air-Source) | HMH72B341 | ASPEN |  | D(A,C,E)42A44+TDR | LPLC100C16MP13 | 32400 | 17.5 | 8.5 | 32400 | 44000 | 135.8% | 3.14 | 0 | 10 |  |  |  |  | R-410A | 2.7 | Residential & Commercial | USHP | Ducted CEE Tier 1
213821135 | Central HP <5.4 tons | TEMPSTAR | HRCU-A-CB (Split System: Heat Pump with Remote Outdoor Unit-Air-Source) | DLCURAH24AAK | ASPEN |  | D(A,C,E)36C34+TDR | *96MSN0801716A* | 23800 | 16 | 8.1 | 25000 | 22400 | 89.6% | 2.9 | 0 | 9 |  |  |  |  | R-410A | 1.9833 | Residential & Commercial | USHP
213821165 | Central HP <5.4 tons | TEMPSTAR | HRCU-A-CB (Split System: Heat Pump with Remote Outdoor Unit-Air-Source) | DLCURAH24AAK | ASPEN |  | D(A,C,E)36C34+TDR | *96VTN0802120B* | 23800 | 16 | 8.5 | 25000 | 22400 | 89.6% | 2.92 | 0 | 9.5 |  |  |  |  | R-410A | 1.9833 | Residential & Commercial | USHP
216055023 | Central HP <5.4 tons | LUXAIRE | HRCU-A-CB (Split System: Heat Pump with Remote Outdoor Unit-Air-Source) | HH836E2S11 | ASPEN |  | C(A,C,D,E)48A3K+TDR | TL8E100C20UH11 | 31200 | 17 | 8.1 | 30800 | 25000 | 81.17% | 2 | 0 | 11.2 |  |  |  |  | R-454B | 2.6 | Residential & Commercial | USHP | Ducted CEE Tier 1
216055030 | Central HP <5.4 tons | LUXAIRE | HRCU-A-CB (Split System: Heat Pump with Remote Outdoor Unit-Air-Source) | HH836E2S11 | ASPEN |  | D(A,C,E)36A4K+TDR | TL9E100C20UH11 | 31200 | 17 | 8.5 | 31600 | 25400 | 80.38% | 2 | 0 | 10.5 |  |  |  |  | R-454B | 2.6 | Residential & Commercial | USHP | Ducted CEE Tier 1
216055064 | Central HP <5.4 tons | LUXAIRE | HRCU-A-CB (Split System: Heat Pump with Remote Outdoor Unit-Air-Source) | HH836E2S11 | ASPEN |  | C(A,C,D,E)36B3K+TDR | TM8Y080B12MP11 | 30600 | 18 | 8.5 | 30800 | 25200 | 81.82% | 2 | 0 | 10.5 |  |  |  |  | R-454B | 2.55 | Residential & Commercial | USHP | Ducted CEE Tier 1
216055066 | Central HP <5.4 tons | LUXAIRE | HRCU-A-CB (Split System: Heat Pump with Remote Outdoor Unit-Air-Source) | HH836E2S11 | ASPEN |  | D(A,C,E)36A4K+TDR | TM8Y080B12MP11 | 30600 | 18 | 8.5 | 30800 | 25200 | 81.82% | 2 | 0 | 10.5 |  |  |  |  | R-454B | 2.55 | Residential & Commercial | USHP | Ducted CEE Tier 1
216055073 | Central HP <5.4 tons | LUXAIRE | HRCU-A-CB (Split System: Heat Pump with Remote Outdoor Unit-Air-Source) | HH836E2S11 | ASPEN |  | C(A,C,D,E)36B3K+TDR | TM8Y100C20MP11 | 30800 | 18 | 8.5 | 30600 | 25000 | 81.7% | 2 | 0 | 11 |  |  |  |  | R-454B | 2.5667 | Residential & Commercial | USHP | Ducted CEE Tier 1
216055107 | Central HP <5.4 tons | LUXAIRE | HRCU-A-CB (Split System: Heat Pump with Remote Outdoor Unit-Air-Source) | HH836E2S11 | ASPEN |  | C(A,C,D,E)48A3K+TDR | TM9V100C16MP12 | 31200 | 18 | 8.1 | 31000 | 25200 | 81.29% | 2 | 0 | 10.5 |  |  |  |  | R-454B | 2.6 | Residential & Commercial | USHP | Ducted CEE Tier 1
216055121 | Central HP <5.4 tons | LUXAIRE | HRCU-A-CB (Split System: Heat Pump with Remote Outdoor Unit-Air-Source) | HH836E2S11 | ASPEN |  | C(A,C,D,E)36B3K+TDR | TM9Y100C16MP11 | 30800 | 18 | 8.5 | 31000 | 25200 | 81.29% | 2 | 0 | 10.5 |  |  |  |  | R-454B | 2.5667 | Residential & Commercial | USHP | Ducted CEE Tier 1
216055132 | Central HP <5.4 tons | LUXAIRE | HRCU-A-CB (Split System: Heat Pump with Remote Outdoor Unit-Air-Source) | HH836E2S11 | ASPEN |  | D(A,C,E)36A4K+TDR | TMLE080C16MP11 | 31000 | 18 | 8.5 | 31000 | 25200 | 81.29% | 2 | 0 | 10.5 |  |  |  |  | R-454B | 2.5833 | Residential & Commercial | USHP | Ducted CEE Tier 1
216055146 | Central HP <5.4 tons | LUXAIRE | HRCU-A-CB (Split System: Heat Pump with Remote Outdoor Unit-Air-Source) | HH836E2S11 | ASPEN |  | C(A,C,D,E)48A3K+TDR | TMLE120C16MP11 | 30800 | 18 | 8.1 | 30200 | 24800 | 82.12% | 2 | 0 | 11.2 |  |  |  |  | R-454B | 2.5667 | Residential & Commercial | USHP | Ducted CEE Tier 1
216055198 | Central HP <5.4 tons | LUXAIRE | HRCU-A-CB (Split System: Heat Pump with Remote Outdoor Unit-Air-Source) | HH836E2S11 | ASPEN |  | D(A,C,E)36A4K+TDR | Z8ES120C16SMPS1 | 31400 | 18 | 8.5 | 31200 | 25200 | 80.77% | 2 | 0 | 11 |  |  |  |  | R-454B | 2.6167 | Residential & Commercial | USHP | Ducted CEE Tier 1
216055367 | Central HP <5.4 tons | LUXAIRE | HRCU-A-CB (Split System: Heat Pump with Remote Outdoor Unit-Air-Source) | HH860E2S11 | ASPEN |  | C(A,C,D,E)48A3K+TDR | TP9C100C20MP13 | 40000 | 17.5 | 8.1 | 44500 | 33800 | 75.96% | 2 | 0 | 10.5 |  |  |  |  | R-454B | 3.3333 | Residential & Commercial | USHP | Ducted CEE Tier 1
213821195 | Central HP <5.4 tons | TEMPSTAR | HRCU-A-CB (Split System: Heat Pump with Remote Outdoor Unit-Air-Source) | DLCURAH24ABK | ASPEN |  | D(A,C,E)36C34+TDR | *80MS(N,L)0701716A* | 22800 | 17.5 | 8.5 | 25200 | 20000 | 79.37% | 3 | 0 | 10.3 |  |  |  |  | R-410A | 1.9 | Residential & Commercial | USHP | Ducted CEE Tier 1
216055187 | Central HP <5.4 tons | LUXAIRE | HRCU-A-CB (Split System: Heat Pump with Remote Outdoor Unit-Air-Source) | HH836E2S11 | ASPEN |  | C(A,C,D,E)36B3K+TDR | Z8ES100B12SMPS1 | 30600 | 18 | 8.5 | 30400 | 24800 | 81.58% | 2 | 0 | 11 |  |  |  |  | R-454B | 2.55 | Residential & Commercial | USHP | Ducted CEE Tier 1
214437568 | Central HP <5.4 tons | LUXAIRE | HRCU-A-CB (Split System: Heat Pump with Remote Outdoor Unit-Air-Source) | HMH72B341 | ASPEN |  | D(A,C,E)42D34+TDR | TM9E080B12MP12 | 33200 | 17.5 | 8.5 | 33800 | 27400 | 81.07% | 2.65 | 0 | 10 |  |  |  |  | R-410A | 2.7667 | Residential & Commercial | USHP | Ducted CEE Tier 1
215850242 | Central HP <5.4 tons | COLEMAN | HRCU-A-CB (Split System: Heat Pump with Remote Outdoor Unit-Air-Source) | HH836E2S11 | ASPEN |  | C(A,C,D,E)36B3K+TDR | CP9C100C16MP13 | 30800 | 17.5 | 8.1 | 31400 | 25200 | 80.25% | 2 | 0 | 10.5 |  |  |  |  | R-454B | 2.5667 | Residential & Commercial | USHP | Ducted CEE Tier 1
215850325 | Central HP <5.4 tons | COLEMAN | HRCU-A-CB (Split System: Heat Pump with Remote Outdoor Unit-Air-Source) | HH836E2S11 | ASPEN |  | C(A,C,D,E)48A3K+TDR | TM8E100C16MP11 | 31400 | 18 | 8.1 | 31200 | 25200 | 80.77% | 2 | 0 | 10.5 |  |  |  |  | R-454B | 2.6167 | Residential & Commercial | USHP | Ducted CEE Tier 1
215850358 | Central HP <5.4 tons | COLEMAN | HRCU-A-CB (Split System: Heat Pump with Remote Outdoor Unit-Air-Source) | HH836E2S11 | ASPEN |  | C(A,C,D,E)36B3K+TDR | TM8V100C16MP12 | 31000 | 18 | 8.5 | 31200 | 25400 | 81.41% | 2 | 0 | 10.5 |  |  |  |  | R-454B | 2.5833 | Residential & Commercial | USHP | Ducted CEE Tier 1
213821258 | Central HP <5.4 tons | TEMPSTAR | HRCU-A-CB (Split System: Heat Pump with Remote Outdoor Unit-Air-Source) | DLCURAH24ABK | ASPEN |  | D(A,C,E)30C44+TDR | *92MSN0801716A* | 23600 | 17.5 | 8.5 | 26200 | 20000 | 76.34% | 2.91 | 0 | 10 |  |  |  |  | R-410A | 1.9667 | Residential & Commercial | USHP | Ducted CEE Tier 1
213821260 | Central HP <5.4 tons | TEMPSTAR | HRCU-A-CB (Split System: Heat Pump with Remote Outdoor Unit-Air-Source) | DLCURAH24ABK | ASPEN |  | D(A,C,E)36C34+TDR | *92MSN0801716A* | 23600 | 17.5 | 8.5 | 26200 | 20000 | 76.34% | 2.91 | 0 | 10 |  |  |  |  | R-410A | 1.9667 | Residential & Commercial | USHP | Ducted CEE Tier 1
213821299 | Central HP <5.4 tons | TEMPSTAR | HRCU-A-CB (Split System: Heat Pump with Remote Outdoor Unit-Air-Source) | DLCURAH24ABK | ASPEN |  | D(A,C,E)36B34+TDR | *96MSN0802120A* | 22600 | 17.4 | 8.5 | 25200 | 20000 | 79.37% | 2.97 | 0 | 9.8 |  |  |  |  | R-410A | 1.8833 | Residential & Commercial | USHP
213821310 | Central HP <5.4 tons | TEMPSTAR | HRCU-A-CB (Split System: Heat Pump with Remote Outdoor Unit-Air-Source) | DLCURAH24ABK | ASPEN |  | D(A,C,E)36C34+TDR | *96VTN0401712B* | 23400 | 16.5 | 8.5 | 26200 | 20200 | 77.1% | 2.84 | 0 | 10 |  |  |  |  | R-410A | 1.95 | Residential & Commercial | USHP | Ducted CEE Tier 1
213204084 | Central HP <5.4 tons | TEMPSTAR | HRCU-A-CB (Split System: Heat Pump with Remote Outdoor Unit-Air-Source) | DLCURAH24AAK | ASPEN |  | D(A,C,E)36C34+TDR | *80ES(N,L)0702116A* | 23800 | 16 | 8.1 | 25400 | 28600 | 112.6% | 2.61 | 0 | 9.5 |  |  |  |  | R-410A | 1.9833 | Residential & Commercial | USHP
213204166 | Central HP <5.4 tons | TEMPSTAR | HRCU-A-CB (Split System: Heat Pump with Remote Outdoor Unit-Air-Source) | DLCURAH24AAK | ASPEN |  | D(A,C,E)36C34+TDR | *92ESN0601714A* | 23800 | 16 | 8.1 | 25400 | 27800 | 109.4% | 2.65 | 0 | 9.5 |  |  |  |  | R-410A | 1.9833 | Residential & Commercial | USHP
213204168 | Central HP <5.4 tons | TEMPSTAR | HRCU-A-CB (Split System: Heat Pump with Remote Outdoor Unit-Air-Source) | DLCURAH24AAK | ASPEN |  | D(A,C,E)24B44+TDR | *92ESN0801716A* | 23800 | 16.5 | 8.1 | 25400 | 28200 | 111% | 2.61 | 0 | 9.5 |  |  |  |  | R-410A | 1.9833 | Residential & Commercial | USHP
213204345 | Central HP <5.4 tons | TEMPSTAR | HRCU-A-CB (Split System: Heat Pump with Remote Outdoor Unit-Air-Source) | DLCURAH24AAK | ASPEN |  | D(A,C,E)36C34+TDR | *96VTN0801716A* | 23800 | 16 | 8.1 | 25400 | 26000 | 102.4% | 2.72 | 0 | 9.5 |  |  |  |  | R-410A | 1.9833 | Residential & Commercial | USHP
213204368 | Central HP <5.4 tons | TEMPSTAR | HRCU-A-CB (Split System: Heat Pump with Remote Outdoor Unit-Air-Source) | DLCURAH24AAK | ASPEN |  | D(A,C,E)36C34+TDR | *96VTN1002120A* | 23800 | 16 | 8.1 | 25000 | 26000 | 104% | 2.76 | 0 | 9.5 |  |  |  |  | R-410A | 1.9833 | Residential & Commercial | USHP
213821058 | Central HP <5.4 tons | TEMPSTAR | HRCU-A-CB (Split System: Heat Pump with Remote Outdoor Unit-Air-Source) | DLCURAH24AAK | ASPEN |  | D(A,C,E)30C44+TDR | *80MS(N,L)1102120A* | 23800 | 16.5 | 8.1 | 24800 | 22200 | 89.52% | 2.88 | 0 | 9 |  |  |  |  | R-410A | 1.9833 | Residential & Commercial | USHP
213821074 | Central HP <5.4 tons | TEMPSTAR | HRCU-A-CB (Split System: Heat Pump with Remote Outdoor Unit-Air-Source) | DLCURAH24AAK | ASPEN |  | D(A,C,E)36B34+TDR | *80VTL0902120B* | 23600 | 16 | 8.1 | 24800 | 22400 | 90.32% | 2.9 | 0 | 9.5 |  |  |  |  | R-410A | 1.9667 | Residential & Commercial | USHP
213821076 | Central HP <5.4 tons | TEMPSTAR | HRCU-A-CB (Split System: Heat Pump with Remote Outdoor Unit-Air-Source) | DLCURAH24AAK | ASPEN |  | D(A,C,E)24B44+TDR | *80VTL1102122B* | 23800 | 16 | 8.5 | 25200 | 22400 | 88.89% | 2.92 | 0 | 9 |  |  |  |  | R-410A | 1.9833 | Residential & Commercial | USHP
213821090 | Central HP <5.4 tons | TEMPSTAR | HRCU-A-CB (Split System: Heat Pump with Remote Outdoor Unit-Air-Source) | DLCURAH24AAK | ASPEN |  | D(A,C,E)36C34+TDR | *92MSN0601412A* | 23800 | 16 | 8.5 | 25000 | 22400 | 89.6% | 2.88 | 0 | 9 |  |  |  |  | R-410A | 1.9833 | Residential & Commercial | USHP
213821140 | Central HP <5.4 tons | TEMPSTAR | HRCU-A-CB (Split System: Heat Pump with Remote Outdoor Unit-Air-Source) | DLCURAH24AAK | ASPEN |  | D(A,C,E)36C34+TDR | *96MSN0802120A* | 23800 | 16 | 8.1 | 25000 | 22200 | 88.8% | 2.9 | 0 | 9 |  |  |  |  | R-410A | 1.9833 | Residential & Commercial | USHP
215849793 | Central HP <5.4 tons | COLEMAN | HRCU-A-CB (Split System: Heat Pump with Remote Outdoor Unit-Air-Source) | HH824E2S11 | ASPEN |  | D(A,C,E)36A3K+TDR | CPLC080B12MP13 | 22400 | 17 | 9 | 22600 | 17700 | 78.32% | 2 | 0 | 12 |  |  |  |  | R-454B | 1.8667 | Residential & Commercial | USHP | Ducted CEE Tier 1
215849818 | Central HP <5.4 tons | COLEMAN | HRCU-A-CB (Split System: Heat Pump with Remote Outdoor Unit-Air-Source) | HH824E2S11 | ASPEN |  | D(A,C,E)24C3K+TDR | TL9E060B12UH11 | 22400 | 17 | 8.5 | 22600 | 18000 | 79.65% | 2 | 0 | 12 |  |  |  |  | R-454B | 1.8667 | Residential & Commercial | USHP | Ducted CEE Tier 1
215849895 | Central HP <5.4 tons | COLEMAN | HRCU-A-CB (Split System: Heat Pump with Remote Outdoor Unit-Air-Source) | HH824E2S11 | ASPEN |  | D(A,C,E)36A3K+TDR | TM8Y060A12MP11 | 20600 | 17.5 | 8.5 | 22600 | 18400 | 81.42% | 2 | 0 | 10.5 |  |  |  |  | R-454B | 1.7167 | Residential & Commercial | USHP | Ducted CEE Tier 1
215849943 | Central HP <5.4 tons | COLEMAN | HRCU-A-CB (Split System: Heat Pump with Remote Outdoor Unit-Air-Source) | HH824E2S11 | ASPEN |  | D(A,C,E)36A3K+TDR | TM9E060A10MP12 | 20600 | 16.5 | 8.5 | 22600 | 18100 | 80.09% | 2 | 0 | 10.5 |  |  |  |  | R-454B | 1.7167 | Residential & Commercial | USHP | Ducted CEE Tier 1
215850054 | Central HP <5.4 tons | COLEMAN | HRCU-A-CB (Split System: Heat Pump with Remote Outdoor Unit-Air-Source) | HH824E2S11 | ASPEN |  | D(A,C,E)36A3K+TDR | TMLE040A12MP11 | 20800 | 16.5 | 8.5 | 22400 | 17200 | 76.79% | 2 | 0 | 11.7 |  |  |  |  | R-454B | 1.7333 | Residential & Commercial | USHP | Ducted CEE Tier 1
215850068 | Central HP <5.4 tons | COLEMAN | HRCU-A-CB (Split System: Heat Pump with Remote Outdoor Unit-Air-Source) | HH824E2S11 | ASPEN |  | D(A,C,E)36A3K+TDR | TMLE060A12MP11 | 20800 | 17.5 | 8.5 | 22800 | 17900 | 78.51% | 2 | 0 | 11.2 |  |  |  |  | R-454B | 1.7333 | Residential & Commercial | USHP | Ducted CEE Tier 1
215850077 | Central HP <5.4 tons | COLEMAN | HRCU-A-CB (Split System: Heat Pump with Remote Outdoor Unit-Air-Source) | HH824E2S11 | ASPEN |  | D(A,C,E)24C3K+TDR | TMLE080B12MP11 | 22400 | 17 | 8.5 | 22600 | 18000 | 79.65% | 2 | 0 | 12 |  |  |  |  | R-454B | 1.8667 | Residential & Commercial | USHP | Ducted CEE Tier 1
215850229 | Central HP <5.4 tons | COLEMAN | HRCU-A-CB (Split System: Heat Pump with Remote Outdoor Unit-Air-Source) | HH836E2S11 | ASPEN |  | C(A,C,D,E)36B3K+TDR | CP9C080B12MP13 | 30600 | 17.5 | 8.1 | 30800 | 25200 | 81.82% | 2 | 0 | 10.5 |  |  |  |  | R-454B | 2.55 | Residential & Commercial | USHP | Ducted CEE Tier 1
216055006 | Central HP <5.4 tons | LUXAIRE | HRCU-A-CB (Split System: Heat Pump with Remote Outdoor Unit-Air-Source) | HH836E2S11 | ASPEN |  | C(A,C,D,E)48A3K+TDR | LP9C100C16MP13 | 31200 | 18 | 8.5 | 31400 | 25200 | 80.25% | 2 | 0 | 11 |  |  |  |  | R-454B | 2.6 | Residential & Commercial | USHP | Ducted CEE Tier 1
216055024 | Central HP <5.4 tons | LUXAIRE | HRCU-A-CB (Split System: Heat Pump with Remote Outdoor Unit-Air-Source) | HH836E2S11 | ASPEN |  | D(A,C,E)36A4K+TDR | TL8E100C20UH11 | 31000 | 17 | 8.5 | 30800 | 25000 | 81.17% | 2 | 0 | 11 |  |  |  |  | R-454B | 2.5833 | Residential & Commercial | USHP | Ducted CEE Tier 1
216055065 | Central HP <5.4 tons | LUXAIRE | HRCU-A-CB (Split System: Heat Pump with Remote Outdoor Unit-Air-Source) | HH836E2S11 | ASPEN |  | C(A,C,D,E)48A3K+TDR | TM8Y080B12MP11 | 30800 | 18 | 8.1 | 30800 | 25200 | 81.82% | 2 | 0 | 10.5 |  |  |  |  | R-454B | 2.5667 | Residential & Commercial | USHP | Ducted CEE Tier 1
216055115 | Central HP <5.4 tons | LUXAIRE | HRCU-A-CB (Split System: Heat Pump with Remote Outdoor Unit-Air-Source) | HH836E2S11 | ASPEN |  | C(A,C,D,E)36B3K+TDR | TM9Y080B12MP11 | 30600 | 18 | 8.5 | 31000 | 25400 | 81.94% | 2 | 0 | 10.5 |  |  |  |  | R-454B | 2.55 | Residential & Commercial | USHP | Ducted CEE Tier 1
216055138 | Central HP <5.4 tons | LUXAIRE | HRCU-A-CB (Split System: Heat Pump with Remote Outdoor Unit-Air-Source) | HH836E2S11 | ASPEN |  | D(A,C,E)36A4K+TDR | TMLE100B12MP11 | 30600 | 18 | 8.5 | 31200 | 25400 | 81.41% | 2 | 0 | 10.5 |  |  |  |  | R-454B | 2.55 | Residential & Commercial | USHP | Ducted CEE Tier 1
216055147 | Central HP <5.4 tons | LUXAIRE | HRCU-A-CB (Split System: Heat Pump with Remote Outdoor Unit-Air-Source) | HH836E2S11 | ASPEN |  | D(A,C,E)36A4K+TDR | TMLE120C16MP11 | 30400 | 18 | 8.5 | 30200 | 24800 | 82.12% | 2 | 0 | 11.2 |  |  |  |  | R-454B | 2.5333 | Residential & Commercial | USHP | Ducted CEE Tier 1
216055163 | Central HP <5.4 tons | LUXAIRE | HRCU-A-CB (Split System: Heat Pump with Remote Outdoor Unit-Air-Source) | HH836E2S11 | ASPEN |  | C(A,C,D,E)36B3K+TDR | TP9C100C16MP13 | 31000 | 18 | 8.5 | 31000 | 25200 | 81.29% | 2 | 0 | 10.5 |  |  |  |  | R-454B | 2.5833 | Residential & Commercial | USHP | Ducted CEE Tier 1
213821129 | Central HP <5.4 tons | TEMPSTAR | HRCU-A-CB (Split System: Heat Pump with Remote Outdoor Unit-Air-Source) | DLCURAH24AAK | ASPEN |  | D(A,C,E)36B34+TDR | *96MSN0601412A* | 22800 | 15.9 | 8.1 | 24400 | 22200 | 90.98% | 2.9 | 0 | 9.3 |  |  |  |  | R-410A | 1.9 | Residential & Commercial | USHP
213821147 | Central HP <5.4 tons | TEMPSTAR | HRCU-A-CB (Split System: Heat Pump with Remote Outdoor Unit-Air-Source) | DLCURAH24AAK | ASPEN |  | D(A,C,E)30B34+TDR | *96VTN0401712B* | 23200 | 15.5 | 8.1 | 24600 | 22400 | 91.06% | 2.85 | 0 | 9.5 |  |  |  |  | R-410A | 1.9333 | Residential & Commercial | USHP
214802770 | Central HP <5.4 tons | RHEEM | HRCU-A-CB (Split System: Heat Pump with Remote Outdoor Unit-Air-Source) | RP15AZ36AJ2N | ASPEN |  | D(A,C,E)36A34+TDR | R801V1004A17UHN | 33200 | 15.4 | 8.1 | 34200 | 24800 | 72.51% | 2.77 | 0 | 11.7 |  |  |  |  | R-410A | 2.7667 | Residential & Commercial | USHP | Ducted CEE Tier 1
215850607 | Central HP <5.4 tons | COLEMAN | HRCU-A-CB (Split System: Heat Pump with Remote Outdoor Unit-Air-Source) | HH836E2S11 | ASPEN |  | C(A,C,D,E)48A3K+TDR | Z9ES080C20SMPS1 | 31400 | 18 | 8.1 | 31800 | 24200 | 76.1% | 2 | 0 | 10.5 |  |  |  |  | R-454B | 2.6167 | Residential & Commercial | USHP | Ducted CEE Tier 1
216055001 | Central HP <5.4 tons | LUXAIRE | HRCU-A-CB (Split System: Heat Pump with Remote Outdoor Unit-Air-Source) | HH836E2S11 | ASPEN |  | D(A,C,E)36A4K+TDR | LP9C080B12MP13 | 30600 | 18 | 8.5 | 30800 | 25200 | 81.82% | 2 | 0 | 11 |  |  |  |  | R-454B | 2.55 | Residential & Commercial | USHP | Ducted CEE Tier 1
215850695 | Central HP <5.4 tons | COLEMAN | HRCU-A-CB (Split System: Heat Pump with Remote Outdoor Unit-Air-Source) | HH860E2S11 | ASPEN |  | C(A,C,D,E)60A3K+TDR | TL8E080C16UH11 | 41000 | 17 | 8.5 | 44000 | 33600 | 76.36% | 2 | 0 | 11.5 |  |  |  |  | R-454B | 3.4167 | Residential & Commercial | USHP | Ducted CEE Tier 1
215850697 | Central HP <5.4 tons | COLEMAN | HRCU-A-CB (Split System: Heat Pump with Remote Outdoor Unit-Air-Source) | HH860E2S11 | ASPEN |  | C(A,C,D,E)60B3K+TDR | TL8E080C16UH11 | 41500 | 17 | 8.5 | 44000 | 33600 | 76.36% | 2 | 0 | 11.5 |  |  |  |  | R-454B | 3.4583 | Residential & Commercial | USHP | Ducted CEE Tier 1
215850711 | Central HP <5.4 tons | COLEMAN | HRCU-A-CB (Split System: Heat Pump with Remote Outdoor Unit-Air-Source) | HH860E2S11 | ASPEN |  | D(A,C,E)60B3K+TDR | TL8E100C20UH11 | 42000 | 18 | 8.5 | 45000 | 34000 | 75.56% | 2 | 0 | 11.5 |  |  |  |  | R-454B | 3.5 | Residential & Commercial | USHP | Ducted CEE Tier 1
215850747 | Central HP <5.4 tons | COLEMAN | HRCU-A-CB (Split System: Heat Pump with Remote Outdoor Unit-Air-Source) | HH860E2S11 | ASPEN |  | C(A,C,D,E)60B3K+TDR | TM8E080C20MP11 | 42500 | 17 | 8.5 | 46500 | 35000 | 75.27% | 2 | 0 | 11 |  |  |  |  | R-454B | 3.5417 | Residential & Commercial | USHP | Ducted CEE Tier 1
215850820 | Central HP <5.4 tons | COLEMAN | HRCU-A-CB (Split System: Heat Pump with Remote Outdoor Unit-Air-Source) | HH860E2S11 | ASPEN |  | D(A,C,E)60B3K+TDR | TM8V100C16MP12 | 41000 | 17 | 8.5 | 43500 | 33400 | 76.78% | 2 | 0 | 11.5 |  |  |  |  | R-454B | 3.4167 | Residential & Commercial | USHP | Ducted CEE Tier 1
215850152 | Central HP <5.4 tons | COLEMAN | HRCU-A-CB (Split System: Heat Pump with Remote Outdoor Unit-Air-Source) | HH824E2S11 | ASPEN |  | D(A,C,E)24C3K+TDR | Z8ES060A12SMPS1 | 21000 | 17.5 | 8.5 | 22600 | 17300 | 76.55% | 2 | 0 | 11.7 |  |  |  |  | R-454B | 1.75 | Residential & Commercial | USHP | Ducted CEE Tier 1
215850170 | Central HP <5.4 tons | COLEMAN | HRCU-A-CB (Split System: Heat Pump with Remote Outdoor Unit-Air-Source) | HH824E2S11 | ASPEN |  | C(A,C,D,E)24A3K+TDR | Z8ES100B12SMPS1 | 20000 | 18.5 | 9 | 22600 | 18000 | 79.65% | 2 | 0 | 11.2 |  |  |  |  | R-454B | 1.6667 | Residential & Commercial | USHP | Ducted CEE Tier 1
215850538 | Central HP <5.4 tons | COLEMAN | HRCU-A-CB (Split System: Heat Pump with Remote Outdoor Unit-Air-Source) | HH836E2S11 | ASPEN |  | C(A,C,D,E)48A3K+TDR | TP9C080B12MP13 | 30800 | 18 | 8.1 | 30800 | 25200 | 81.82% | 2 | 0 | 10.5 |  |  |  |  | R-454B | 2.5667 | Residential & Commercial | USHP | Ducted CEE Tier 1
213821303 | Central HP <5.4 tons | TEMPSTAR | HRCU-A-CB (Split System: Heat Pump with Remote Outdoor Unit-Air-Source) | DLCURAH24ABK | ASPEN |  | D(A,C,E)30C44+TDR | *96VTN0401410B* | 23400 | 16 | 8.5 | 26200 | 20400 | 77.86% | 2.85 | 0 | 10 |  |  |  |  | R-410A | 1.95 | Residential & Commercial | USHP | Ducted CEE Tier 1
213821305 | Central HP <5.4 tons | TEMPSTAR | HRCU-A-CB (Split System: Heat Pump with Remote Outdoor Unit-Air-Source) | DLCURAH24ABK | ASPEN |  | D(A,C,E)36C34+TDR | *96VTN0401410B* | 23400 | 16 | 8.5 | 26200 | 20400 | 77.86% | 2.85 | 0 | 10 |  |  |  |  | R-410A | 1.95 | Residential & Commercial | USHP | Ducted CEE Tier 1
213821356 | Central HP <5.4 tons | TEMPSTAR | HRCU-A-CB (Split System: Heat Pump with Remote Outdoor Unit-Air-Source) | DLCURAH30ABK | ASPEN |  | D(A,C,E)36C34+TDR | *80MS(N,L)0701412A* | 29400 | 15.2 | 8.1 | 34000 | 23800 | 70% | 2.72 | 0 | 9 |  |  |  |  | R-410A | 2.45 | Residential & Commercial | USHP
216055178 | Central HP <5.4 tons | LUXAIRE | HRCU-A-CB (Split System: Heat Pump with Remote Outdoor Unit-Air-Source) | HH836E2S11 | ASPEN |  | C(A,C,D,E)36B3K+TDR | Z8ES080B12SMPS1 | 30600 | 18 | 8.5 | 30000 | 24800 | 82.67% | 2 | 0 | 11 |  |  |  |  | R-454B | 2.55 | Residential & Commercial | USHP | Ducted CEE Tier 1
216055194 | Central HP <5.4 tons | LUXAIRE | HRCU-A-CB (Split System: Heat Pump with Remote Outdoor Unit-Air-Source) | HH836E2S11 | ASPEN |  | C(A,C,D,E)48A3K+TDR | Z8ES100C20SMPS1 | 31800 | 18 | 8.5 | 31600 | 25400 | 80.38% | 2 | 0 | 10.5 |  |  |  |  | R-454B | 2.65 | Residential & Commercial | USHP | Ducted CEE Tier 1
216055159 | Central HP <5.4 tons | LUXAIRE | HRCU-A-CB (Split System: Heat Pump with Remote Outdoor Unit-Air-Source) | HH836E2S11 | ASPEN |  | D(A,C,E)36A4K+TDR | TP9C080B12MP13 | 30600 | 18 | 8.5 | 30800 | 25200 | 81.82% | 2 | 0 | 10.5 |  |  |  |  | R-454B | 2.55 | Residential & Commercial | USHP | Ducted CEE Tier 1
213821329 | Central HP <5.4 tons | TEMPSTAR | HRCU-A-CB (Split System: Heat Pump with Remote Outdoor Unit-Air-Source) | DLCURAH24ABK | ASPEN |  | D(A,C,E)36B34+TDR | *96VTN0802120B* | 23800 | 17 | 8.5 | 26400 | 20200 | 76.52% | 2.92 | 0 | 10 |  |  |  |  | R-410A | 1.9833 | Residential & Commercial | USHP | Ducted CEE Tier 1
216055002 | Central HP <5.4 tons | LUXAIRE | HRCU-A-CB (Split System: Heat Pump with Remote Outdoor Unit-Air-Source) | HH836E2S11 | ASPEN |  | C(A,C,D,E)36B3K+TDR | LP9C080C16MP13 | 30800 | 17.5 | 8.1 | 31400 | 25400 | 80.89% | 2 | 0 | 10.5 |  |  |  |  | R-454B | 2.5667 | Residential & Commercial | USHP | Ducted CEE Tier 1
216055018 | Central HP <5.4 tons | LUXAIRE | HRCU-A-CB (Split System: Heat Pump with Remote Outdoor Unit-Air-Source) | HH836E2S11 | ASPEN |  | D(A,C,E)36A4K+TDR | LPLC100C16MP13 | 31000 | 18 | 8.5 | 31200 | 25400 | 81.41% | 2 | 0 | 11 |  |  |  |  | R-454B | 2.5833 | Residential & Commercial | USHP | Ducted CEE Tier 1
216055033 | Central HP <5.4 tons | LUXAIRE | HRCU-A-CB (Split System: Heat Pump with Remote Outdoor Unit-Air-Source) | HH836E2S11 | ASPEN |  | D(A,C,E)36A4K+TDR | TM8E080B12MP11 | 30600 | 18 | 8.5 | 31400 | 25400 | 80.89% | 2 | 0 | 10.5 |  |  |  |  | R-454B | 2.55 | Residential & Commercial | USHP | Ducted CEE Tier 1
216055051 | Central HP <5.4 tons | LUXAIRE | HRCU-A-CB (Split System: Heat Pump with Remote Outdoor Unit-Air-Source) | HH836E2S11 | ASPEN |  | D(A,C,E)36A4K+TDR | TM8E120C16MP11 | 30400 | 18 | 8.5 | 30200 | 24800 | 82.12% | 2 | 0 | 11.2 |  |  |  |  | R-454B | 2.5333 | Residential & Commercial | USHP | Ducted CEE Tier 1
216055067 | Central HP <5.4 tons | LUXAIRE | HRCU-A-CB (Split System: Heat Pump with Remote Outdoor Unit-Air-Source) | HH836E2S11 | ASPEN |  | C(A,C,D,E)36B3K+TDR | TM8Y080C16MP11 | 30800 | 18 | 8.5 | 30400 | 25000 | 82.24% | 2 | 0 | 11 |  |  |  |  | R-454B | 2.5667 | Residential & Commercial | USHP | Ducted CEE Tier 1
216055162 | Central HP <5.4 tons | LUXAIRE | HRCU-A-CB (Split System: Heat Pump with Remote Outdoor Unit-Air-Source) | HH836E2S11 | ASPEN |  | D(A,C,E)36A4K+TDR | TP9C080C16MP13 | 30800 | 18 | 8.5 | 31400 | 25400 | 80.89% | 2 | 0 | 10.5 |  |  |  |  | R-454B | 2.5667 | Residential & Commercial | USHP | Ducted CEE Tier 1
216055041 | Central HP <5.4 tons | LUXAIRE | HRCU-A-CB (Split System: Heat Pump with Remote Outdoor Unit-Air-Source) | HH836E2S11 | ASPEN |  | C(A,C,D,E)48A3K+TDR | TM8E100B12MP11 | 31000 | 18 | 8.1 | 31200 | 25400 | 81.41% | 2 | 0 | 10.5 |  |  |  |  | R-454B | 2.5833 | Residential & Commercial | USHP | Ducted CEE Tier 1
216055045 | Central HP <5.4 tons | LUXAIRE | HRCU-A-CB (Split System: Heat Pump with Remote Outdoor Unit-Air-Source) | HH836E2S11 | ASPEN |  | D(A,C,E)36A4K+TDR | TM8E100C16MP11 | 31000 | 18 | 8.5 | 31200 | 25200 | 80.77% | 2 | 0 | 10.5 |  |  |  |  | R-454B | 2.5833 | Residential & Commercial | USHP | Ducted CEE Tier 1
216055058 | Central HP <5.4 tons | LUXAIRE | HRCU-A-CB (Split System: Heat Pump with Remote Outdoor Unit-Air-Source) | HH836E2S11 | ASPEN |  | C(A,C,D,E)36B3K+TDR | TM8V080C16MP12 | 31000 | 18 | 8.5 | 31200 | 25400 | 81.41% | 2 | 0 | 10.5 |  |  |  |  | R-454B | 2.5833 | Residential & Commercial | USHP | Ducted CEE Tier 1
216055060 | Central HP <5.4 tons | LUXAIRE | HRCU-A-CB (Split System: Heat Pump with Remote Outdoor Unit-Air-Source) | HH836E2S11 | ASPEN |  | D(A,C,E)36A4K+TDR | TM8V080C16MP12 | 31000 | 18 | 8.5 | 31200 | 25400 | 81.41% | 2 | 0 | 10.5 |  |  |  |  | R-454B | 2.5833 | Residential & Commercial | USHP | Ducted CEE Tier 1
216055076 | Central HP <5.4 tons | LUXAIRE | HRCU-A-CB (Split System: Heat Pump with Remote Outdoor Unit-Air-Source) | HH836E2S11 | ASPEN |  | C(A,C,D,E)36B3K+TDR | TM8Y120C20MP11 | 30800 | 18 | 8.5 | 30600 | 25000 | 81.7% | 2 | 0 | 11 |  |  |  |  | R-454B | 2.5667 | Residential & Commercial | USHP | Ducted CEE Tier 1
216055078 | Central HP <5.4 tons | LUXAIRE | HRCU-A-CB (Split System: Heat Pump with Remote Outdoor Unit-Air-Source) | HH836E2S11 | ASPEN |  | D(A,C,E)36A4K+TDR | TM8Y120C20MP11 | 30800 | 18 | 8.5 | 30600 | 25000 | 81.7% | 2 | 0 | 11 |  |  |  |  | R-454B | 2.5667 | Residential & Commercial | USHP | Ducted CEE Tier 1
216055128 | Central HP <5.4 tons | LUXAIRE | HRCU-A-CB (Split System: Heat Pump with Remote Outdoor Unit-Air-Source) | HH836E2S11 | ASPEN |  | C(A,C,D,E)48A3K+TDR | TMLE080B12MP11 | 31000 | 18 | 8.1 | 31400 | 25400 | 80.89% | 2 | 0 | 10.5 |  |  |  |  | R-454B | 2.5833 | Residential & Commercial | USHP | Ducted CEE Tier 1
216055118 | Central HP <5.4 tons | LUXAIRE | HRCU-A-CB (Split System: Heat Pump with Remote Outdoor Unit-Air-Source) | HH836E2S11 | ASPEN |  | C(A,C,D,E)36B3K+TDR | TM9Y080C16MP11 | 31200 | 18 | 8.5 | 32000 | 25800 | 80.62% | 2 | 0 | 10.5 |  |  |  |  | R-454B | 2.6 | Residential & Commercial | USHP | Ducted CEE Tier 1
216055151 | Central HP <5.4 tons | LUXAIRE | HRCU-A-CB (Split System: Heat Pump with Remote Outdoor Unit-Air-Source) | HH836E2S11 | ASPEN |  | C(A,C,D,E)36B3K+TDR | TMLV100C16MP12 | 31000 | 18 | 8.5 | 31200 | 25400 | 81.41% | 2 | 0 | 10.5 |  |  |  |  | R-454B | 2.5833 | Residential & Commercial | USHP | Ducted CEE Tier 1
216055168 | Central HP <5.4 tons | LUXAIRE | HRCU-A-CB (Split System: Heat Pump with Remote Outdoor Unit-Air-Source) | HH836E2S11 | ASPEN |  | D(A,C,E)36A4K+TDR | TP9C100C20MP13 | 31600 | 18 | 8.5 | 32400 | 26000 | 80.25% | 2 | 0 | 9.8 |  |  |  |  | R-454B | 2.6333 | Residential & Commercial | USHP
216055183 | Central HP <5.4 tons | LUXAIRE | HRCU-A-CB (Split System: Heat Pump with Remote Outdoor Unit-Air-Source) | HH836E2S11 | ASPEN |  | D(A,C,E)36A4K+TDR | Z8ES080C16SMPS1 | 31000 | 18 | 8.5 | 30800 | 25000 | 81.17% | 2 | 0 | 11 |  |  |  |  | R-454B | 2.5833 | Residential & Commercial | USHP | Ducted CEE Tier 1
216055203 | Central HP <5.4 tons | LUXAIRE | HRCU-A-CB (Split System: Heat Pump with Remote Outdoor Unit-Air-Source) | HH836E2S11 | ASPEN |  | C(A,C,D,E)48A3K+TDR | Z8ET080B12LMPS1 | 30800 | 19 | 8.1 | 30000 | 24800 | 82.67% | 2 | 0 | 11.2 |  |  |  |  | R-454B | 2.5667 | Residential & Commercial | USHP | Ducted CEE Tier 1
213821468 | Central HP <5.4 tons | TEMPSTAR | HRCU-A-CB (Split System: Heat Pump with Remote Outdoor Unit-Air-Source) | DLCURAH30ABK | ASPEN |  | D(A,C,E)30D44+TDR | *92MSN0802120A* | 29400 | 15.5 | 8.5 | 33400 | 23800 | 71.26% | 2.79 | 0 | 8.9 |  |  |  |  | R-410A | 2.45 | Residential & Commercial | USHP