215487668 | Central HP <5.4 tons | AMANA | HRCU-A-CB (Split System: Heat Pump with Remote Outdoor Unit-Air-Source) | AZV7SA2410A* |  |  | CA*EA3626*3A* | A*VC801005C*A* | 23200 | 19 | 8.6 | 23200 | 17000 | 73.28% | 2 | 0 | 11 |  |  |  | No | R-32 | 1.9333 | Residential & Commercial | Ducted CEE Tier 1
215487691 | Central HP <5.4 tons | AMANA | HRCU-A-CB (Split System: Heat Pump with Remote Outdoor Unit-Air-Source) | AZV7SA3610A* |  |  | CA*EA4830*3A* | A*VC960804CNB* | 34800 | 18.5 | 8.5 | 35000 | 28400 | 81.14% | 2 | 0 | 10.5 |  |  |  | No | R-32 | 2.9 | Residential & Commercial | Ducted CEE Tier 1
215487693 | Central HP <5.4 tons | AMANA | HRCU-A-CB (Split System: Heat Pump with Remote Outdoor Unit-Air-Source) | AZV7SA3610A* |  |  | CA*EA4830*3A* | A*VC800805D*A* | 34800 | 18.5 | 8.5 | 35000 | 28400 | 81.14% | 2 | 0 | 10.5 |  |  |  | No | R-32 | 2.9 | Residential & Commercial | Ducted CEE Tier 1
215487700 | Central HP <5.4 tons | AMANA | HRCU-A-CB (Split System: Heat Pump with Remote Outdoor Unit-Air-Source) | AZV7SA3610A* |  |  | CA*EA6030*3A* | A*VC800805D*A* | 35000 | 18.5 | 8.5 | 35000 | 28400 | 81.14% | 2 | 0 | 10.5 |  |  |  | No | R-32 | 2.9167 | Residential & Commercial | Ducted CEE Tier 1
212987077 | Central HP <5.4 tons | CARRIER | HRCU-A-CB (Split System: Heat Pump with Remote Outdoor Unit-Air-Source) | 38MURAQ18AB3* |  |  | CNPV*3017AL* | 59SC6A060M14**12 | 17500 | 16 | 8.1 | 18000 | 18600 | 103.3% | 2.24 | 0 | 11 |  |  |  | No | R-410A | 1.4583 | Residential & Commercial | Ducted CEE Tier 1
212987543 | Central HP <5.4 tons | CARRIER | HRCU-A-CB (Split System: Heat Pump with Remote Outdoor Unit-Air-Source) | 38MURAQ18AB3* |  |  | CNPV*2417AL* | 59SC6A080M17**16 | 17600 | 16 | 8.5 | 18600 | 19100 | 102.7% | 2.3 | 0 | 11 |  |  |  | No | R-410A | 1.4667 | Residential & Commercial | Ducted CEE Tier 1
212988781 | Central HP <5.4 tons | CARRIER | HRCU-A-CB (Split System: Heat Pump with Remote Outdoor Unit-Air-Source) | 38MURAQ18AB3* |  |  | CAP**2417AL* | 59SU5B040M17**12 | 17200 | 16 | 8.5 | 18200 | 19400 | 106.6% | 2.34 | 0 | 10.5 |  |  |  | No | R-410A | 1.4333 | Residential & Commercial | Ducted CEE Tier 1
215853292 | Central HP <5.4 tons | YORK | HRCU-A-CB (Split System: Heat Pump with Remote Outdoor Unit-Air-Source) | HH836E2S11 |  |  | CTF36B5CDS1 | TL9E060B12UH11 | 33000 | 18 | 8.5 | 30800 | 25200 | 81.82% | 2 | 0 | 11 |  |  |  | No | R-454B | 2.75 | Residential & Commercial | Ducted CEE Tier 1
213350747 | Central HP <5.4 tons | DNAIR | HRCU-A-C (Split System: Heat Pump with Remote Outdoor Unit with No Indoor Fan --Air Source) | DNHP0024H-C |  |  | DNCL0024H-E |  | 24000 | 16.5 | 9.5 | 25000 | 20000 | 80% | 1.95 | 11 | 10.7 |  |  |  | No | R-410A | 2 | Residential & Commercial | Ducted CEE Tier 1
214719832 | Central HP <5.4 tons | JOHNSON CONTROLS | HRCU-A-CB (Split System: Heat Pump with Remote Outdoor Unit-Air-Source) | HH836E2S11 |  |  | CTU48C5XFS1+TXV | TM8E080C16MP11 | 33200 | 19 | 9 | 31200 | 25400 | 81.41% | 2 | 0 | 11 |  |  |  | No | R-454B | 2.7667 | Residential & Commercial | Ducted CEE Tier 1
214719867 | Central HP <5.4 tons | JOHNSON CONTROLS | HRCU-A-CB (Split System: Heat Pump with Remote Outdoor Unit-Air-Source) | HH836E2S11 |  |  | CTU48C5XFS1+TXV | TMLE120C20MP11 | 34400 | 17 | 8.5 | 32400 | 25600 | 79.01% | 2 | 0 | 11 |  |  |  | No | R-454B | 2.8667 | Residential & Commercial | Ducted CEE Tier 1
212384774 | Central HP <5.4 tons | CARRIER | HRCU-A-CB (Split System: Heat Pump with Remote Outdoor Unit-Air-Source) | 38MURAQ36AB3* |  |  | CNPV*4821AL* | 58S(B,C)*A070E17**16 | 35800 | 16 | 8.1 | 39000 | 34800 | 89.23% | 2 | 0 | 10 |  |  |  | No | R-410A | 2.9833 | Residential & Commercial | Ducted CEE Tier 1
212384324 | Central HP <5.4 tons | CARRIER | HRCU-A-CB (Split System: Heat Pump with Remote Outdoor Unit-Air-Source) | 38MURAQ36AB3* |  |  | CNPV*4217AL* | 59SC2D080E17**16 | 35600 | 16 | 8.1 | 39000 | 35000 | 89.74% | 1.96 | 0 | 10 |  |  |  | No | R-410A | 2.9667 | Residential & Commercial | Ducted CEE Tier 1
211230948 | Central HP <5.4 tons | CARRIER | HRCU-A-CB (Split System: Heat Pump with Remote Outdoor Unit-Air-Source) | 38MURAQ36AB3* |  |  | CAP**4321AL* | GG96VTAA60100C | 36800 | 16.5 | 8.5 | 38500 | 34800 | 90.39% | 2.1 | 0 | 10 |  |  |  | No | R-410A | 3.0667 | Residential & Commercial | Ducted CEE Tier 1
212988011 | Central HP <5.4 tons | CARRIER | HRCU-A-CB (Split System: Heat Pump with Remote Outdoor Unit-Air-Source) | 38MURAQ36AB3* |  |  | CAP**4824AL* | 59SC6A100M21**20 | 36000 | 16.5 | 8.5 | 37800 | 34600 | 91.53% | 2.04 | 0 | 10 |  |  |  | No | R-410A | 3 | Residential & Commercial | Ducted CEE Tier 1
214242684 | Central HP <5.4 tons | TEMPSTAR | HRCU-A-CB (Split System: Heat Pump with Remote Outdoor Unit-Air-Source) | TVH825GKA2* |  |  | EN(A,D,W)4X36L17**+WALLCON | *95CSU0601716B* | 23400 | 16.5 | 8.1 | 21600 | 16700 | 77.31% | 1.92 | 0 | 10.5 |  |  |  | No | R-410A | 1.95 | Residential & Commercial | Ducted CEE Tier 1
214242734 | Central HP <5.4 tons | TEMPSTAR | HRCU-A-CB (Split System: Heat Pump with Remote Outdoor Unit-Air-Source) | TVH825GKA2* |  |  | EN(A,D,W)4X36L17**+WALLCON | *96CTN0801714B* | 23400 | 16.5 | 8.1 | 21600 | 16700 | 77.31% | 1.92 | 0 | 11 |  |  |  | No | R-410A | 1.95 | Residential & Commercial | Ducted CEE Tier 1
214242884 | Central HP <5.4 tons | TEMPSTAR | HRCU-A-CB (Split System: Heat Pump with Remote Outdoor Unit-Air-Source) | TVH825GKA2* |  |  | END4X42L17**+WALLCON | *80CTL0701716B* | 24000 | 16.5 | 8.1 | 21400 | 16700 | 78.04% | 1.98 | 0 | 11 |  |  |  | No | R-410A | 2 | Residential & Commercial | Ducted CEE Tier 1
214243134 | Central HP <5.4 tons | TEMPSTAR | HRCU-A-CB (Split System: Heat Pump with Remote Outdoor Unit-Air-Source) | TVH825GKA2* |  |  | EN(A,D,W)4X48L21**+WALLCON | *95CSU0601716B* | 24000 | 16.5 | 8.1 | 21400 | 16600 | 77.57% | 2 | 0 | 11 |  |  |  | No | R-410A | 2 | Residential & Commercial | Ducted CEE Tier 1
215864835 | Central HP <5.4 tons | TRANE | HRCU-A-CB (Split System: Heat Pump with Remote Outdoor Unit-Air-Source) | 5TWV8X48A1 |  |  | 5PX*C009AS3 | S8V2C080M5PDB | 46000 | 18.1 | 8.5 | 45000 | 34800 | 77.33% | 2.1 | 0 | 10.5 |  |  |  | No | R-454B | 3.8333 | Residential & Commercial | Ducted CEE Tier 1
215864883 | Central HP <5.4 tons | TRANE | HRCU-A-CB (Split System: Heat Pump with Remote Outdoor Unit-Air-Source) | 5TWV8X48A1 |  |  | 5PX*D010AS3 | L8V1C100U5VSB+LRP | 46500 | 18.1 | 8.5 | 45000 | 34600 | 76.89% | 2.2 | 0 | 10.5 |  |  |  | No | R-454B | 3.875 | Residential & Commercial | Ducted CEE Tier 1
215864903 | Central HP <5.4 tons | TRANE | HRCU-A-CB (Split System: Heat Pump with Remote Outdoor Unit-Air-Source) | 5TWV8X48A1 |  |  | 5PX*DD10AS3 | *DHMC100CCV4+LRP | 44500 | 18.1 | 8.5 | 45000 | 34800 | 77.33% | 2.1 | 0 | 10 |  |  |  | No | R-454B | 3.7083 | Residential & Commercial | Ducted CEE Tier 1
215864917 | Central HP <5.4 tons | TRANE | HRCU-A-CB (Split System: Heat Pump with Remote Outdoor Unit-Air-Source) | 5TWV8X48A1 |  |  | 5PX*DD10AS3 | S8V2C080M5PCB | 45000 | 18.1 | 8.5 | 45000 | 34800 | 77.33% | 2.1 | 0 | 10 |  |  |  | No | R-454B | 3.75 | Residential & Commercial | Ducted CEE Tier 1
215864951 | Central HP <5.4 tons | TRANE | HRCU-A-CB (Split System: Heat Pump with Remote Outdoor Unit-Air-Source) | 5TWV8X48A1 |  |  | 5TXCC009AS3 | S8V2C080M5PCB | 46000 | 18.1 | 8.5 | 45000 | 34800 | 77.33% | 2.1 | 0 | 10.5 |  |  |  | No | R-454B | 3.8333 | Residential & Commercial | Ducted CEE Tier 1
215487761 | Central HP <5.4 tons | AMANA | HRCU-A-CB (Split System: Heat Pump with Remote Outdoor Unit-Air-Source) | AZV7SA4810A* |  |  | CHPEA4830*3A* | A*VC961205DNB* | 45500 | 16.5 | 8.5 | 46000 | 33600 | 73.04% | 2 | 0 | 10 |  |  |  | No | R-32 | 3.7917 | Residential & Commercial | Ducted CEE Tier 1
215487766 | Central HP <5.4 tons | AMANA | HRCU-A-CB (Split System: Heat Pump with Remote Outdoor Unit-Air-Source) | AZV7SA4810A* |  |  | CHPEA6030*3A* | A*VC960804CNB* | 45500 | 16.2 | 8.5 | 46500 | 33600 | 72.26% | 2 | 0 | 10 |  |  |  | No | R-32 | 3.7917 | Residential & Commercial | Ducted CEE Tier 1
214240062 | Central HP <5.4 tons | TEMPSTAR | HRCU-A-CB (Split System: Heat Pump with Remote Outdoor Unit-Air-Source) | TVH837GKA** |  |  | EN(A,D,W)4X60L24**+WALLCON | *80CTL1352422B* | 32800 | 17.5 | 8.1 | 32200 | 24600 | 76.4% | 1.96 | 0 | 12 |  |  |  | No | R-410A | 2.7333 | Residential & Commercial | Ducted CEE Tier 1
214719882 | Central HP <5.4 tons | JOHNSON CONTROLS | HRCU-A-CB (Split System: Heat Pump with Remote Outdoor Unit-Air-Source) | HH836E2S11 |  |  | CTU48C5XFS1+TXV | TL8E100C20UH11 | 33400 | 18 | 9 | 31400 | 25200 | 80.25% | 2 | 0 | 11 |  |  |  | No | R-454B | 2.7833 | Residential & Commercial | Ducted CEE Tier 1
214719902 | Central HP <5.4 tons | JOHNSON CONTROLS | HRCU-A-CB (Split System: Heat Pump with Remote Outdoor Unit-Air-Source) | HH836E2S11 |  |  | CTU48C5XFS1+TXV | TP9C080C16MP13 | 33200 | 18 | 9 | 31600 | 25400 | 80.38% | 2 | 0 | 11 |  |  |  | No | R-454B | 2.7667 | Residential & Commercial | Ducted CEE Tier 1
214719939 | Central HP <5.4 tons | JOHNSON CONTROLS | HRCU-A-CB (Split System: Heat Pump with Remote Outdoor Unit-Air-Source) | HH836E2S11 |  |  | CTU48C5XFS1+TXV | TP9C100C16MP13 | 33200 | 18 | 9 | 31200 | 25200 | 80.77% | 2 | 0 | 11 |  |  |  | No | R-454B | 2.7667 | Residential & Commercial | Ducted CEE Tier 1
214719837 | Central HP <5.4 tons | JOHNSON CONTROLS | HRCU-A-CB (Split System: Heat Pump with Remote Outdoor Unit-Air-Source) | HH836E2S11 |  |  | CTU48C5XFS1+TXV | TMLE080C16MP11 | 33200 | 19 | 9 | 31200 | 25400 | 81.41% | 2 | 0 | 11 |  |  |  | No | R-454B | 2.7667 | Residential & Commercial | Ducted CEE Tier 1
214719862 | Central HP <5.4 tons | JOHNSON CONTROLS | HRCU-A-CB (Split System: Heat Pump with Remote Outdoor Unit-Air-Source) | HH836E2S11 |  |  | CTU48C5XFS1+TXV | TM8E120C20MP11 | 34400 | 17 | 8.5 | 32400 | 25600 | 79.01% | 2 | 0 | 11 |  |  |  | No | R-454B | 2.8667 | Residential & Commercial | Ducted CEE Tier 1
214720067 | Central HP <5.4 tons | JOHNSON CONTROLS | HRCU-A-CB (Split System: Heat Pump with Remote Outdoor Unit-Air-Source) | HH836E2S11 |  |  | CTU48C5XFS1+TXV | TMLV100C16MP12 | 33400 | 18 | 9 | 31600 | 25400 | 80.38% | 2 | 0 | 11 |  |  |  | No | R-454B | 2.7833 | Residential & Commercial | Ducted CEE Tier 1
212384823 | Central HP <5.4 tons | CARRIER | HRCU-A-CB (Split System: Heat Pump with Remote Outdoor Unit-Air-Source) | 38MURAQ36AB3* |  |  | FJ4DN*C42L* |  | 37000 | 16 | 8.1 | 39000 | 34800 | 89.23% | 2 | 0 | 10 |  |  |  | No | R-410A | 3.0833 | Residential & Commercial | Ducted CEE Tier 1
215439735 | Central HP <5.4 tons | GOODMAN | HRCU-A-CB (Split System: Heat Pump with Remote Outdoor Unit-Air-Source) | GZV6SA1810A* |  |  | CA*EA2418*3A* | G*VT800803B*A* | 17000 | 19 | 8.8 | 16800 | 13000 | 77.38% | 2.1 | 0 | 12 |  |  |  | No | R-32 | 1.4167 | Residential & Commercial | Ducted CEE Tier 1
215439771 | Central HP <5.4 tons | GOODMAN | HRCU-A-CB (Split System: Heat Pump with Remote Outdoor Unit-Air-Source) | GZV6SA1810A* |  |  | CA*EA2418*3A*+MBVK16CP1X00A* |  | 17000 | 19 | 8.8 | 16800 | 13000 | 77.38% | 2.1 | 0 | 12 |  |  |  | No | R-32 | 1.4167 | Residential & Commercial | Ducted CEE Tier 1
212609334 | Central HP <5.4 tons | RUUD | HRCU-A-CB (Split System: Heat Pump with Remote Outdoor Unit-Air-Source) | UP18AZ24AJVC |  |  | RCFZ2421HEAAM | R802V0504A17UHN | 22800 | 20 | 8.5 | 22800 | 26000 | 114% | 2.1 | 0 | 12.5 |  |  |  | No | R-410A | 1.9 | Residential & Commercial | Ducted CEE Tier 1
215864953 | Central HP <5.4 tons | TRANE | HRCU-A-CB (Split System: Heat Pump with Remote Outdoor Unit-Air-Source) | 5TWV8X48A1 |  |  | 5TXCD008AS3 | L8V1C100U5VSB+LRP | 45500 | 18.1 | 8.5 | 45500 | 35000 | 76.92% | 2.2 | 0 | 10.5 |  |  |  | No | R-454B | 3.7917 | Residential & Commercial | Ducted CEE Tier 1
215864969 | Central HP <5.4 tons | TRANE | HRCU-A-CB (Split System: Heat Pump with Remote Outdoor Unit-Air-Source) | 5TWV8X48A1 |  |  | 5TXCD008AS3 | S8V2C100M5PCB | 45500 | 18.1 | 8.5 | 45500 | 35200 | 77.36% | 2.1 | 0 | 10 |  |  |  | No | R-454B | 3.7917 | Residential & Commercial | Ducted CEE Tier 1
215865085 | Central HP <5.4 tons | TRANE | HRCU-A-CB (Split System: Heat Pump with Remote Outdoor Unit-Air-Source) | 5TWV8X48A1 |  |  | 5PX*B006AS3+P0V0B000M40SD+LRP |  | 45000 | 18.1 | 8.5 | 46000 | 35200 | 76.52% | 2.1 | 0 | 10 |  |  |  | No | R-454B | 3.75 | Residential & Commercial | Ducted CEE Tier 1
213350744 | Central HP <5.4 tons | DNAIR | HRCU-A-CB (Split System: Heat Pump with Remote Outdoor Unit-Air-Source) | DNHP0030H-C |  |  | DNHU0030H-E |  | 30000 | 16.2 | 8.9 | 33000 | 24000 | 72.73% | 1.8 | 11 | 10 |  |  |  | No | R-410A | 2.5 | Residential & Commercial | Ducted CEE Tier 1
214242054 | Central HP <5.4 tons | TEMPSTAR | HRCU-A-CB (Split System: Heat Pump with Remote Outdoor Unit-Air-Source) | TVH825GKA3* |  |  | END4X42L17**+WALLCON | *97CMN0801714B* | 23800 | 16.5 | 8.1 | 21400 | 16700 | 78.04% | 1.96 | 0 | 11 |  |  |  | No | R-410A | 1.9833 | Residential & Commercial | Ducted CEE Tier 1
214241984 | Central HP <5.4 tons | TEMPSTAR | HRCU-A-CB (Split System: Heat Pump with Remote Outdoor Unit-Air-Source) | TVH825GKA3* |  |  | EN(A,D)4X36L21**+WALLCON | *96CTN1002122B* | 23600 | 16.5 | 8.1 | 21400 | 16700 | 78.04% | 1.92 | 0 | 11 |  |  |  | No | R-410A | 1.9667 | Residential & Commercial | Ducted CEE Tier 1
214242234 | Central HP <5.4 tons | TEMPSTAR | HRCU-A-CB (Split System: Heat Pump with Remote Outdoor Unit-Air-Source) | TVH825GKA3* |  |  | EN(A,D,W)4X48L21**+WALLCON | *80CTL0901716B* | 24200 | 17 | 8.1 | 21200 | 16600 | 78.3% | 2 | 0 | 11 |  |  |  | No | R-410A | 2.0167 | Residential & Commercial | Ducted CEE Tier 1
215487765 | Central HP <5.4 tons | AMANA | HRCU-A-CB (Split System: Heat Pump with Remote Outdoor Unit-Air-Source) | AZV7SA4810A* |  |  | CHPEA6030*3A* | A*VC801005C*A* | 45500 | 16.5 | 8.5 | 46500 | 33600 | 72.26% | 2 | 0 | 10 |  |  |  | No | R-32 | 3.7917 | Residential & Commercial | Ducted CEE Tier 1
214499810 | Central HP <5.4 tons | GOODMAN | HRCU-A-CB (Split System: Heat Pump with Remote Outdoor Unit-Air-Source) | GSZS601810A* |  |  | CA*EA2422*4B* | G*VC800804C*A* | 16600 | 17.5 | 8.5 | 17400 | 13000 | 74.71% | 2.1 | 0 | 10.9 |  |  |  | No | R-410A | 1.3833 | Residential & Commercial | Ducted CEE Tier 1
214499910 | Central HP <5.4 tons | GOODMAN | HRCU-A-CB (Split System: Heat Pump with Remote Outdoor Unit-Air-Source) | GSZS601810A* |  |  | CA*EA2422*4B*+MBVC1600**-1A* |  | 16600 | 17.5 | 8.5 | 17400 | 13000 | 74.71% | 2.1 | 0 | 10.9 |  |  |  | No | R-410A | 1.3833 | Residential & Commercial | Ducted CEE Tier 1
214239632 | Central HP <5.4 tons | TEMPSTAR | HRCU-A-CB (Split System: Heat Pump with Remote Outdoor Unit-Air-Source) | TVH837GKA** |  |  | EN(A,D)4X36L21**+WALLCON | *96CTN1002122B* | 31400 | 16.5 | 8.1 | 33000 | 24000 | 72.73% | 1.82 | 0 | 11 |  |  |  | No | R-410A | 2.6167 | Residential & Commercial | Ducted CEE Tier 1
215487682 | Central HP <5.4 tons | AMANA | HRCU-A-CB (Split System: Heat Pump with Remote Outdoor Unit-Air-Source) | AZV7SA2410A* |  |  | CHPEA3026*3A* | A*VC800805C*A* | 23200 | 19 | 8.6 | 23200 | 17000 | 73.28% | 2 | 0 | 11 |  |  |  | No | R-32 | 1.9333 | Residential & Commercial | Ducted CEE Tier 1
212973378 | Central HP <5.4 tons | HEIL | HRCU-A-CB (Split System: Heat Pump with Remote Outdoor Unit-Air-Source) | DLCURAH18ABK |  |  | EN(A,D)4X24L17** | *96VSN0601412B* | 17500 | 16 | 8.5 | 18500 | 19200 | 103.8% | 2.3 | 0 | 10.5 |  |  |  | No | R-410A | 1.4583 | Residential & Commercial | Ducted CEE Tier 1
212975818 | Central HP <5.4 tons | HEIL | HRCU-A-CB (Split System: Heat Pump with Remote Outdoor Unit-Air-Source) | DLCURAH18ABK |  |  | EA*4X30L17A* | *96VTN0801716B* | 17400 | 16 | 8.5 | 18000 | 18700 | 103.9% | 2.26 | 0 | 10.5 |  |  |  | No | R-410A | 1.45 | Residential & Commercial | Ducted CEE Tier 1
212983297 | Central HP <5.4 tons | AIRQUEST | HRCU-A-CB (Split System: Heat Pump with Remote Outdoor Unit-Air-Source) | DLCURAH18ABK |  |  | EN(A,D)4X24L17** | *92MSN0401712A* | 17200 | 15.5 | 8.1 | 18300 | 19300 | 105.5% | 2.3 | 0 | 10.5 |  |  |  | No | R-410A | 1.4333 | Residential & Commercial | Ducted CEE Tier 1
212976104 | Central HP <5.4 tons | HEIL | HRCU-A-CB (Split System: Heat Pump with Remote Outdoor Unit-Air-Source) | DLCURAH24ABK |  |  | EN(A,D)4X30L17** | *96VTN0801716B* | 23400 | 16.5 | 8.1 | 25800 | 24200 | 93.8% | 2 | 0 | 10 |  |  |  | No | R-410A | 1.95 | Residential & Commercial | Ducted CEE Tier 1
212976422 | Central HP <5.4 tons | HEIL | HRCU-A-CB (Split System: Heat Pump with Remote Outdoor Unit-Air-Source) | DLCURAH24ABK |  |  | EN(A,D)4X36L21** | *96VTN0802120B* | 23800 | 17 | 8.5 | 26400 | 24000 | 90.91% | 1.98 | 0 | 10.5 |  |  |  | No | R-410A | 1.9833 | Residential & Commercial | Ducted CEE Tier 1
214229191 | Central HP <5.4 tons | HEIL | HRCU-A-CB (Split System: Heat Pump with Remote Outdoor Unit-Air-Source) | DLCURAH24ABK |  |  | EN(A,D)4X30L17** | *80MSU0601716A* | 23600 | 17 | 8.5 | 25600 | 24000 | 93.75% | 2 | 0 | 10.5 |  |  |  | No | R-410A | 1.9667 | Residential & Commercial | Ducted CEE Tier 1
212981739 | Central HP <5.4 tons | AIRQUEST | HRCU-A-CB (Split System: Heat Pump with Remote Outdoor Unit-Air-Source) | DLCURAH24ABK |  |  | EA*4X36L21A* | *80MSU1002120A* | 23600 | 17 | 8.5 | 26200 | 24000 | 91.6% | 2 | 0 | 10 |  |  |  | No | R-410A | 1.9667 | Residential & Commercial | Ducted CEE Tier 1
212980262 | Central HP <5.4 tons | HEIL | HRCU-A-CB (Split System: Heat Pump with Remote Outdoor Unit-Air-Source) | DLCURAH24ABK |  |  | EA*4X36L21A* | *80MS(N,L)0902116A* | 23400 | 17.5 | 8.5 | 26000 | 24400 | 93.85% | 2.04 | 0 | 10 |  |  |  | No | R-410A | 1.95 | Residential & Commercial | Ducted CEE Tier 1
212982291 | Central HP <5.4 tons | AIRQUEST | HRCU-A-CB (Split System: Heat Pump with Remote Outdoor Unit-Air-Source) | DLCURAH24ABK |  |  | EA*4X36L21A* | *80MSU0401712A* | 23600 | 17 | 8.5 | 25800 | 23200 | 89.92% | 1.94 | 0 | 10 |  |  |  | No | R-410A | 1.9667 | Residential & Commercial | Ducted CEE Tier 1
215439724 | Central HP <5.4 tons | GOODMAN | HRCU-A-CB (Split System: Heat Pump with Remote Outdoor Unit-Air-Source) | GZV6SA1810A* |  |  | CA*EA3022*3A* | G*VT960603BNA* | 17000 | 19 | 8.8 | 16800 | 13000 | 77.38% | 2.1 | 0 | 12 |  |  |  | No | R-32 | 1.4167 | Residential & Commercial | Ducted CEE Tier 1
215439741 | Central HP <5.4 tons | GOODMAN | HRCU-A-CB (Split System: Heat Pump with Remote Outdoor Unit-Air-Source) | GZV6SA1810A* |  |  | CA*EA2418*3A* | G*VT800603B*A* | 17000 | 19 | 8.8 | 16800 | 13000 | 77.38% | 2.1 | 0 | 12 |  |  |  | No | R-32 | 1.4167 | Residential & Commercial | Ducted CEE Tier 1
215439755 | Central HP <5.4 tons | GOODMAN | HRCU-A-CB (Split System: Heat Pump with Remote Outdoor Unit-Air-Source) | GZV6SA1810A* |  |  | CA*EA3022*3A* | G*VM970803BNA* | 17000 | 19 | 8.8 | 16800 | 13000 | 77.38% | 2.1 | 0 | 12 |  |  |  | No | R-32 | 1.4167 | Residential & Commercial | Ducted CEE Tier 1
215439737 | Central HP <5.4 tons | GOODMAN | HRCU-A-CB (Split System: Heat Pump with Remote Outdoor Unit-Air-Source) | GZV6SA1810A* |  |  | CA*EA3022*3A* | G*VT800604B*A* | 17000 | 19 | 8.8 | 16800 | 13000 | 77.38% | 2.1 | 0 | 12 |  |  |  | No | R-32 | 1.4167 | Residential & Commercial | Ducted CEE Tier 1
215439751 | Central HP <5.4 tons | GOODMAN | HRCU-A-CB (Split System: Heat Pump with Remote Outdoor Unit-Air-Source) | GZV6SA1810A* |  |  | CA*EA2418*3A* | G*VS800604BUA* | 17000 | 19 | 8.8 | 16800 | 13000 | 77.38% | 2.1 | 0 | 12 |  |  |  | No | R-32 | 1.4167 | Residential & Commercial | Ducted CEE Tier 1
212384786 | Central HP <5.4 tons | CARRIER | HRCU-A-CB (Split System: Heat Pump with Remote Outdoor Unit-Air-Source) | 38MURAQ36AB3* |  |  | CNPV*4821AL* | 59SC2D080E17**16 | 36200 | 16.5 | 8.1 | 39000 | 34800 | 89.23% | 2.02 | 0 | 10.5 |  |  |  | No | R-410A | 3.0167 | Residential & Commercial | Ducted CEE Tier 1
212981799 | Central HP <5.4 tons | AIRQUEST | HRCU-A-CB (Split System: Heat Pump with Remote Outdoor Unit-Air-Source) | DLCURAH24ABK |  |  | EN(A,D,W)4X36L17** | *80MSU1002120A* | 23800 | 16.5 | 8.5 | 26400 | 24000 | 90.91% | 1.98 | 0 | 10.5 |  |  |  | No | R-410A | 1.9833 | Residential & Commercial | Ducted CEE Tier 1
212983187 | Central HP <5.4 tons | AIRQUEST | HRCU-A-CB (Split System: Heat Pump with Remote Outdoor Unit-Air-Source) | DLCURAH24ABK |  |  | EA*4X37L17A* | *92MSN0401712A* | 23800 | 16 | 8.5 | 25800 | 22600 | 87.6% | 1.86 | 0 | 10 |  |  |  | No | R-410A | 1.9833 | Residential & Commercial | Ducted CEE Tier 1
214574381 | Central HP <5.4 tons | AIRQUEST | HRCU-A-CB (Split System: Heat Pump with Remote Outdoor Unit-Air-Source) | HVH837GKA2* |  |  | EHD4X48AAL+WALLCON | *96CTN0802120B* | 32600 | 17.5 | 8.5 | 32600 | 24800 | 76.07% | 1.98 | 0 | 11 |  |  |  | No | R-410A | 2.7167 | Residential & Commercial | Ducted CEE Tier 1
212979186 | Central HP <5.4 tons | HEIL | HRCU-A-CB (Split System: Heat Pump with Remote Outdoor Unit-Air-Source) | DLCURAH24ABK |  |  | EA*4X37L17A* | *80MS(N,L)0701716A* | 24000 | 17 | 8.5 | 25200 | 22200 | 88.1% | 1.86 | 0 | 10 |  |  |  | No | R-410A | 2 | Residential & Commercial | Ducted CEE Tier 1
212979888 | Central HP <5.4 tons | HEIL | HRCU-A-CB (Split System: Heat Pump with Remote Outdoor Unit-Air-Source) | DLCURAH24ABK |  |  | EA*4X37L21A* | *80MS(N,L)0901714A* | 24200 | 17.5 | 8.5 | 25200 | 21800 | 86.51% | 1.82 | 0 | 10 |  |  |  | No | R-410A | 2.0167 | Residential & Commercial | Ducted CEE Tier 1
212981013 | Central HP <5.4 tons | HEIL | HRCU-A-CB (Split System: Heat Pump with Remote Outdoor Unit-Air-Source) | DLCURAH24ABK |  |  | EN(A,D)4X36L21** | *80MS(N,L)1102120A* | 23400 | 17 | 8.5 | 26200 | 24600 | 93.89% | 2.06 | 0 | 10.5 |  |  |  | No | R-410A | 1.95 | Residential & Commercial | Ducted CEE Tier 1
212978205 | Central HP <5.4 tons | HEIL | HRCU-A-CB (Split System: Heat Pump with Remote Outdoor Unit-Air-Source) | DLCURAH24ABK |  |  | EN(A,D)4X30L17** | *80MS(N,L)0701412A* | 23600 | 17 | 8.1 | 26000 | 24000 | 92.31% | 2 | 0 | 10.5 |  |  |  | No | R-410A | 1.9667 | Residential & Commercial | Ducted CEE Tier 1
212983539 | Central HP <5.4 tons | AIRQUEST | HRCU-A-CB (Split System: Heat Pump with Remote Outdoor Unit-Air-Source) | DLCURAH24ABK |  |  | EA*4X30L14A* | *92MSN0601412A* | 23800 | 16.5 | 8.5 | 26400 | 24200 | 91.67% | 2 | 0 | 10 |  |  |  | No | R-410A | 1.9833 | Residential & Commercial | Ducted CEE Tier 1
212983589 | Central HP <5.4 tons | AIRQUEST | HRCU-A-CB (Split System: Heat Pump with Remote Outdoor Unit-Air-Source) | DLCURAH24ABK |  |  | EN(A,D)4X24L17** | *92MSN0601412A* | 23400 | 16.5 | 8.5 | 27000 | 24600 | 91.11% | 2.04 | 0 | 10 |  |  |  | No | R-410A | 1.95 | Residential & Commercial | Ducted CEE Tier 1
211245313 | Central HP <5.4 tons | COMFORTMAKER | HRCU-A-CB (Split System: Heat Pump with Remote Outdoor Unit-Air-Source) | DLCURAH24ABK |  |  | EN(A,D)4X36L21** | *96VSN0601714A* | 23400 | 16.5 | 8.1 | 25800 | 24000 | 93.02% | 2 | 0 | 10 |  |  |  | No | R-410A | 1.95 | Residential & Commercial | Ducted CEE Tier 1
211245612 | Central HP <5.4 tons | COMFORTMAKER | HRCU-A-CB (Split System: Heat Pump with Remote Outdoor Unit-Air-Source) | DLCURAH24ABK |  |  | EN(A,D)4X36L21** | *80ES(N,L)0702116A* | 24200 | 17 | 8.1 | 26200 | 22800 | 87.02% | 1.9 | 0 | 10.5 |  |  |  | No | R-410A | 2.0167 | Residential & Commercial | Ducted CEE Tier 1
212978671 | Central HP <5.4 tons | HEIL | HRCU-A-CB (Split System: Heat Pump with Remote Outdoor Unit-Air-Source) | DLCURAH24ABK |  |  | EA*4X36L21A* | *80MS(N,L)0701712A* | 23600 | 17.5 | 8.5 | 26000 | 24000 | 92.31% | 2 | 0 | 10 |  |  |  | No | R-410A | 1.9667 | Residential & Commercial | Ducted CEE Tier 1
212982315 | Central HP <5.4 tons | AIRQUEST | HRCU-A-CB (Split System: Heat Pump with Remote Outdoor Unit-Air-Source) | DLCURAH24ABK |  |  | EA*4X37L21A* | *80MSU0401712A* | 24400 | 17 | 8.5 | 25200 | 21400 | 84.92% | 1.8 | 0 | 10 |  |  |  | No | R-410A | 2.0333 | Residential & Commercial | Ducted CEE Tier 1
212969730 | Central HP <5.4 tons | COMFORTMAKER | HRCU-A-CB (Split System: Heat Pump with Remote Outdoor Unit-Air-Source) | DLCURAH24ABK |  |  | EA*4X24L14A* | *80VSL0451412B* | 23200 | 17 | 9.5 | 26800 | 27200 | 101.5% | 2.32 | 0 | 10 |  |  |  | No | R-410A | 1.9333 | Residential & Commercial | Ducted CEE Tier 1
212978715 | Central HP <5.4 tons | HEIL | HRCU-A-CB (Split System: Heat Pump with Remote Outdoor Unit-Air-Source) | DLCURAH24ABK |  |  | EN(A,D)4X30L17** | *80MS(N,L)0701712A* | 23400 | 17 | 8.1 | 25800 | 24200 | 93.8% | 2.04 | 0 | 10.5 |  |  |  | No | R-410A | 1.95 | Residential & Commercial | Ducted CEE Tier 1
212983579 | Central HP <5.4 tons | AIRQUEST | HRCU-A-CB (Split System: Heat Pump with Remote Outdoor Unit-Air-Source) | DLCURAH24ABK |  |  | EN(A,D)4X24L14** | *92MSN0601412A* | 23400 | 16.5 | 8.5 | 27000 | 24600 | 91.11% | 2.04 | 0 | 10 |  |  |  | No | R-410A | 1.95 | Residential & Commercial | Ducted CEE Tier 1
214505367 | Central HP <5.4 tons | AMANA | HRCU-A-CB (Split System: Heat Pump with Remote Outdoor Unit-Air-Source) | ASZS60241EA* |  |  | CA*EA3026*4B* | A*VS960603BUA* | 23000 | 17 | 8.6 | 23000 | 16100 | 70% | 2 | 0 | 10 |  |  |  | No | R-410A | 1.9167 | Residential & Commercial | Ducted CEE Tier 1
214505293 | Central HP <5.4 tons | AMANA | HRCU-A-CB (Split System: Heat Pump with Remote Outdoor Unit-Air-Source) | ASZS60241EA* |  |  | CA*EA2422*4B* | A*VC800805C*A* | 23000 | 17 | 8.6 | 23000 | 16100 | 70% | 2 | 0 | 10 |  |  |  | No | R-410A | 1.9167 | Residential & Commercial | Ducted CEE Tier 1
213815249 | Central HP <5.4 tons | AMANA | HRCU-A-CB (Split System: Heat Pump with Remote Outdoor Unit-Air-Source) | ASZS601810A* |  |  | CA*EA2422*4A*+MBVK12BP1X00A* |  | 16600 | 17.5 | 8.5 | 17400 | 13000 | 74.71% | 2.1 | 0 | 10.9 |  |  |  | No | R-410A | 1.3833 | Residential & Commercial | Ducted CEE Tier 1
213815737 | Central HP <5.4 tons | AMANA | HRCU-A-CB (Split System: Heat Pump with Remote Outdoor Unit-Air-Source) | ASZS60241EA* |  |  | CA*EA3026*4A*+MBVK16CP1X00A* |  | 23000 | 17 | 8.6 | 23000 | 16100 | 70% | 2 | 0 | 10 |  |  |  | No | R-410A | 1.9167 | Residential & Commercial | Ducted CEE Tier 1
214066513 | Central HP <5.4 tons | RUUD | HRCU-A-CB (Split System: Heat Pump with Remote Outdoor Unit-Air-Source) | RD17AZ36AJ3N |  |  | RCFZ3621MTANM | R801V0754A17DZ | 34200 | 18 | 8.1 | 34200 | 29600 | 86.55% | 1.9 | 0 | 10 |  |  |  | No | R-410A | 2.85 | Residential & Commercial | Ducted CEE Tier 1
214066788 | Central HP <5.4 tons | RUUD | HRCU-A-CB (Split System: Heat Pump with Remote Outdoor Unit-Air-Source) | RD17AZ36AJ3N |  |  | RCFZ3621MTANM | R802V0504A17UHN | 34200 | 18 | 8.1 | 34200 | 29800 | 87.13% | 1.9 | 0 | 10 |  |  |  | No | R-410A | 2.85 | Residential & Commercial | Ducted CEE Tier 1
215487776 | Central HP <5.4 tons | AMANA | HRCU-A-CB (Split System: Heat Pump with Remote Outdoor Unit-Air-Source) | AZV6SA1810A* |  |  | CA*EA3022*3A* | A*VC960803BNB* | 17000 | 19 | 8.8 | 16800 | 13000 | 77.38% | 2.1 | 0 | 12 |  |  |  | No | R-32 | 1.4167 | Residential & Commercial | Ducted CEE Tier 1
215487785 | Central HP <5.4 tons | AMANA | HRCU-A-CB (Split System: Heat Pump with Remote Outdoor Unit-Air-Source) | AZV6SA1810A* |  |  | CA*EA2418*3A* | A*VC800805C*A* | 17000 | 19 | 8.8 | 16800 | 13000 | 77.38% | 2.1 | 0 | 12 |  |  |  | No | R-32 | 1.4167 | Residential & Commercial | Ducted CEE Tier 1
214242314 | Central HP <5.4 tons | TEMPSTAR | HRCU-A-CB (Split System: Heat Pump with Remote Outdoor Unit-Air-Source) | TVH825GKA3* |  |  | EN(A,D,W)4X48L21**+WALLCON | *96CTN0801714B* | 24000 | 17 | 8.1 | 21400 | 16600 | 77.57% | 2 | 0 | 11 |  |  |  | No | R-410A | 2 | Residential & Commercial | Ducted CEE Tier 1
215439757 | Central HP <5.4 tons | GOODMAN | HRCU-A-CB (Split System: Heat Pump with Remote Outdoor Unit-Air-Source) | GZV6SA1810A* |  |  | CHPEA2422*3A* | G*VM970603BNA* | 17000 | 19 | 8.8 | 16800 | 13000 | 77.38% | 2.1 | 0 | 12 |  |  |  | No | R-32 | 1.4167 | Residential & Commercial | Ducted CEE Tier 1
215439773 | Central HP <5.4 tons | GOODMAN | HRCU-A-CB (Split System: Heat Pump with Remote Outdoor Unit-Air-Source) | GZV6SA1810A* |  |  | CA*EA3022*3A*+MBVK12BP1X00A* |  | 17000 | 19 | 8.8 | 16800 | 13000 | 77.38% | 2.1 | 0 | 12 |  |  |  | No | R-32 | 1.4167 | Residential & Commercial | Ducted CEE Tier 1
214719701 | Central HP <5.4 tons | JOHNSON CONTROLS | HRCU-A-CB (Split System: Heat Pump with Remote Outdoor Unit-Air-Source) | HH836E2S11 |  |  | CTU36B5XDS1+TXV | TM8E080B12MP11 | 33600 | 18 | 8.5 | 31800 | 26000 | 81.76% | 2 | 0 | 11 |  |  |  | No | R-454B | 2.8 | Residential & Commercial | Ducted CEE Tier 1
214719919 | Central HP <5.4 tons | JOHNSON CONTROLS | HRCU-A-CB (Split System: Heat Pump with Remote Outdoor Unit-Air-Source) | HH836E2S11 |  |  | CTU48C5XFS1+TXV | TM8Y100C20MP11 | 34400 | 19 | 9 | 32600 | 25800 | 79.14% | 2 | 0 | 11 |  |  |  | No | R-454B | 2.8667 | Residential & Commercial | Ducted CEE Tier 1
214720000 | Central HP <5.4 tons | JOHNSON CONTROLS | HRCU-A-CB (Split System: Heat Pump with Remote Outdoor Unit-Air-Source) | HH836E2S11 |  |  | CTU48C5XFS1+TXV | TMLE100C20MP11 | 34400 | 17 | 8.5 | 32600 | 25800 | 79.14% | 2 | 0 | 11 |  |  |  | No | R-454B | 2.8667 | Residential & Commercial | Ducted CEE Tier 1
214719711 | Central HP <5.4 tons | JOHNSON CONTROLS | HRCU-A-CB (Split System: Heat Pump with Remote Outdoor Unit-Air-Source) | HH836E2S11 |  |  | CTU36B5XDS1+TXV | TM9V080B12MP12 | 33000 | 18 | 8.5 | 30800 | 25000 | 81.17% | 2 | 0 | 11 |  |  |  | No | R-454B | 2.75 | Residential & Commercial | Ducted CEE Tier 1
214719990 | Central HP <5.4 tons | JOHNSON CONTROLS | HRCU-A-CB (Split System: Heat Pump with Remote Outdoor Unit-Air-Source) | HH836E2S11 |  |  | CTU48C5XFS1+TXV | TM9E080C16MP12 | 33400 | 19 | 9 | 31400 | 25400 | 80.89% | 2 | 0 | 11 |  |  |  | No | R-454B | 2.7833 | Residential & Commercial | Ducted CEE Tier 1
212986302 | Central HP <5.4 tons | HEIL | HRCU-A-CB (Split System: Heat Pump with Remote Outdoor Unit-Air-Source) | DLCURAH18ABK |  |  | EA*4X24L17A* | *96MSN0401410A* | 17400 | 16 | 8.5 | 18500 | 19500 | 105.4% | 2.34 | 0 | 10.5 |  |  |  | No | R-410A | 1.45 | Residential & Commercial | Ducted CEE Tier 1
212989328 | Central HP <5.4 tons | HEIL | HRCU-A-CB (Split System: Heat Pump with Remote Outdoor Unit-Air-Source) | DLCURAH18ABK |  |  | EN(A,D)4X30L17** | *95MSU0601716A* | 17600 | 16.5 | 8.1 | 18100 | 18700 | 103.3% | 2.24 | 0 | 11 |  |  |  | No | R-410A | 1.4667 | Residential & Commercial | Ducted CEE Tier 1
215429186 | Central HP <5.4 tons | AMANA | HRCU-A-CB (Split System: Heat Pump with Remote Outdoor Unit-Air-Source) | AZV7SA2410A* |  |  | AHVE36CP1300A* |  | 23200 | 19 | 8.8 | 23200 | 17000 | 73.28% | 2 | 0 | 11 |  |  |  | No | R-32 | 1.9333 | Residential & Commercial | Ducted CEE Tier 1
212980008 | Central HP <5.4 tons | HEIL | HRCU-A-CB (Split System: Heat Pump with Remote Outdoor Unit-Air-Source) | DLCURAH18ABK |  |  | EN(A,D)4X30L17** | *80MS(N,L)0901714A* | 17700 | 16.5 | 8.1 | 18300 | 18600 | 101.6% | 2.24 | 0 | 11 |  |  |  | No | R-410A | 1.475 | Residential & Commercial | Ducted CEE Tier 1
215853280 | Central HP <5.4 tons | YORK | HRCU-A-CB (Split System: Heat Pump with Remote Outdoor Unit-Air-Source) | HH836E2S11 |  |  | CTF36C5CDS1 | Y91E080C16SMPS1 | 33400 | 18 | 8.5 | 30600 | 25000 | 81.7% | 2 | 0 | 11.7 |  |  |  | No | R-454B | 2.7833 | Residential & Commercial | Ducted CEE Tier 1
213815738 | Central HP <5.4 tons | AMANA | HRCU-A-CB (Split System: Heat Pump with Remote Outdoor Unit-Air-Source) | ASZS60361EA* |  |  | CA*EA6030*4A*+MBVK20DP1X00A* |  | 34200 | 17.5 | 8.6 | 34200 | 30000 | 87.72% | 2 | 0 | 10 |  |  |  | No | R-410A | 2.85 | Residential & Commercial | Ducted CEE Tier 1
215933233 | Central HP <5.4 tons | TEMPSTAR | HRCU-A-CB (Split System: Heat Pump with Remote Outdoor Unit-Air-Source) | T5H3V36*K*AAA* |  |  | ESH5X36M12A*+WALLCON | *96CTN0401410B* | 31800 | 17 | 9 | 34000 | 26200 | 77.06% | 1.94 | 0 | 10.5 |  |  |  | No | R-454B | 2.65 | Residential & Commercial | Ducted CEE Tier 1
215933333 | Central HP <5.4 tons | TEMPSTAR | HRCU-A-CB (Split System: Heat Pump with Remote Outdoor Unit-Air-Source) | T5H3V36*K*AAA* |  |  | ESH5X42M12A*+WALLCON | *80CTL0702120B* | 33600 | 19 | 9 | 34800 | 26600 | 76.44% | 1.92 | 0 | 11 |  |  |  | No | R-454B | 2.8 | Residential & Commercial | Ducted CEE Tier 1
215933353 | Central HP <5.4 tons | TEMPSTAR | HRCU-A-CB (Split System: Heat Pump with Remote Outdoor Unit-Air-Source) | T5H3V36*K*AAA* |  |  | ESH5X42M12A*+WALLCON | *80CTL0902120B* | 33600 | 19 | 9 | 34600 | 26400 | 76.3% | 1.92 | 0 | 11.7 |  |  |  | No | R-454B | 2.8 | Residential & Commercial | Ducted CEE Tier 1
213077809 | Central HP <5.4 tons | COMFORTMAKER | HRCU-A-CB (Split System: Heat Pump with Remote Outdoor Unit-Air-Source) | DLCURAH36ABK |  |  | EN(A,D)4X48L24** | *96VTN1202422B* | 35800 | 16.5 | 8.1 | 38500 | 35000 | 90.91% | 2 | 0 | 10 |  |  |  | No | R-410A | 2.9833 | Residential & Commercial | Ducted CEE Tier 1
215439719 | Central HP <5.4 tons | GOODMAN | HRCU-A-CB (Split System: Heat Pump with Remote Outdoor Unit-Air-Source) | GZV6SA1810A* |  |  | CA*EA2418*3A* | G*VT960804CNA* | 17000 | 19 | 8.8 | 16800 | 13000 | 77.38% | 2.1 | 0 | 12 |  |  |  | No | R-32 | 1.4167 | Residential & Commercial | Ducted CEE Tier 1
215439731 | Central HP <5.4 tons | GOODMAN | HRCU-A-CB (Split System: Heat Pump with Remote Outdoor Unit-Air-Source) | GZV6SA1810A* |  |  | CA*EA3022*3A* | G*VT800804C*A* | 17000 | 19 | 8.8 | 16800 | 13000 | 77.38% | 2.1 | 0 | 12 |  |  |  | No | R-32 | 1.4167 | Residential & Commercial | Ducted CEE Tier 1
215439747 | Central HP <5.4 tons | GOODMAN | HRCU-A-CB (Split System: Heat Pump with Remote Outdoor Unit-Air-Source) | GZV6SA1810A* |  |  | CA*EA3022*3A* | G*VS800805CUA* | 17000 | 19 | 8.8 | 16800 | 13000 | 77.38% | 2.1 | 0 | 12 |  |  |  | No | R-32 | 1.4167 | Residential & Commercial | Ducted CEE Tier 1
215439721 | Central HP <5.4 tons | GOODMAN | HRCU-A-CB (Split System: Heat Pump with Remote Outdoor Unit-Air-Source) | GZV6SA1810A* |  |  | CA*EA3022*3A* | G*VT960803BNA* | 17000 | 19 | 8.8 | 16800 | 13000 | 77.38% | 2.1 | 0 | 12 |  |  |  | No | R-32 | 1.4167 | Residential & Commercial | Ducted CEE Tier 1
215439728 | Central HP <5.4 tons | GOODMAN | HRCU-A-CB (Split System: Heat Pump with Remote Outdoor Unit-Air-Source) | GZV6SA1810A* |  |  | CA*EA2418*3A* | G*VT960403BNA* | 17000 | 19 | 8.8 | 16800 | 13000 | 77.38% | 2.1 | 0 | 12 |  |  |  | No | R-32 | 1.4167 | Residential & Commercial | Ducted CEE Tier 1
215439744 | Central HP <5.4 tons | GOODMAN | HRCU-A-CB (Split System: Heat Pump with Remote Outdoor Unit-Air-Source) | GZV6SA1810A* |  |  | CHPEA2422*3A* | G*VS960603BUA* | 17000 | 19 | 8.8 | 16800 | 13000 | 77.38% | 2.1 | 0 | 12 |  |  |  | No | R-32 | 1.4167 | Residential & Commercial | Ducted CEE Tier 1
215439729 | Central HP <5.4 tons | GOODMAN | HRCU-A-CB (Split System: Heat Pump with Remote Outdoor Unit-Air-Source) | GZV6SA1810A* |  |  | CA*EA3022*3A* | G*VT800805C*A* | 17000 | 19 | 8.8 | 16800 | 13000 | 77.38% | 2.1 | 0 | 12 |  |  |  | No | R-32 | 1.4167 | Residential & Commercial | Ducted CEE Tier 1
215439743 | Central HP <5.4 tons | GOODMAN | HRCU-A-CB (Split System: Heat Pump with Remote Outdoor Unit-Air-Source) | GZV6SA1810A* |  |  | CA*EA2418*3A* | G*VS960805CUA* | 17000 | 19 | 8.8 | 16800 | 13000 | 77.38% | 2.1 | 0 | 12 |  |  |  | No | R-32 | 1.4167 | Residential & Commercial | Ducted CEE Tier 1
215439745 | Central HP <5.4 tons | GOODMAN | HRCU-A-CB (Split System: Heat Pump with Remote Outdoor Unit-Air-Source) | GZV6SA1810A* |  |  | CA*EA3022*3A* | G*VS960603BUA* | 17000 | 19 | 8.8 | 16800 | 13000 | 77.38% | 2.1 | 0 | 12 |  |  |  | No | R-32 | 1.4167 | Residential & Commercial | Ducted CEE Tier 1
214066856 | Central HP <5.4 tons | RUUD | HRCU-A-CB (Split System: Heat Pump with Remote Outdoor Unit-Air-Source) | RD17AZ36AJ3N |  |  | RCFZ3621MTANM | R951V0603A17M4S | 34200 | 18 | 8.1 | 34200 | 29800 | 87.13% | 1.9 | 0 | 10 |  |  |  | No | R-410A | 2.85 | Residential & Commercial | Ducted CEE Tier 1
215936206 | Central HP <5.4 tons | HEIL | HRCU-A-CB (Split System: Heat Pump with Remote Outdoor Unit-Air-Source) | H5H3V36*K*AAA* |  |  | EVD5X42M24A*+WALLCON | *95CSU1002122B* | 35600 | 22 | 8.5 | 38000 | 28400 | 74.74% | 2.06 | 0 | 12.5 |  |  |  | No | R-454B | 2.9667 | Residential & Commercial | Ducted CEE Tier 1
215936706 | Central HP <5.4 tons | HEIL | HRCU-A-CB (Split System: Heat Pump with Remote Outdoor Unit-Air-Source) | H5H3V36*K*AAA* |  |  | EVD5X60M21A*+WALLCON | *97CMN1002122B* | 35600 | 22 | 8.5 | 38000 | 28600 | 75.26% | 2.02 | 0 | 12.5 |  |  |  | No | R-454B | 2.9667 | Residential & Commercial | Ducted CEE Tier 1
212983669 | Central HP <5.4 tons | AIRQUEST | HRCU-A-CB (Split System: Heat Pump with Remote Outdoor Unit-Air-Source) | DLCURAH18ABK |  |  | EA*4X30L14A* | *92MSN0601412A* | 17700 | 16 | 8.5 | 18300 | 18700 | 102.2% | 2.24 | 0 | 10.5 |  |  |  | No | R-410A | 1.475 | Residential & Commercial | Ducted CEE Tier 1
212983699 | Central HP <5.4 tons | AIRQUEST | HRCU-A-CB (Split System: Heat Pump with Remote Outdoor Unit-Air-Source) | DLCURAH18ABK |  |  | EN(A,D)4X24L14** | *92MSN0601412A* | 17500 | 16 | 8.5 | 18500 | 19200 | 103.8% | 2.3 | 0 | 11 |  |  |  | No | R-410A | 1.4583 | Residential & Commercial | Ducted CEE Tier 1
215487797 | Central HP <5.4 tons | AMANA | HRCU-A-CB (Split System: Heat Pump with Remote Outdoor Unit-Air-Source) | AZV6SA1810A* |  |  | CA*EA3022*3A* | A*VM970804CNB* | 17000 | 19 | 8.8 | 16800 | 13000 | 77.38% | 2.1 | 0 | 12 |  |  |  | No | R-32 | 1.4167 | Residential & Commercial | Ducted CEE Tier 1
215487703 | Central HP <5.4 tons | AMANA | HRCU-A-CB (Split System: Heat Pump with Remote Outdoor Unit-Air-Source) | AZV7SA3610A* |  |  | CHPEA4830*3A* | A*VC961205DNB* | 35000 | 18.5 | 8.1 | 35000 | 28400 | 81.14% | 2 | 0 | 10.5 |  |  |  | No | R-32 | 2.9167 | Residential & Commercial | Ducted CEE Tier 1
215487704 | Central HP <5.4 tons | AMANA | HRCU-A-CB (Split System: Heat Pump with Remote Outdoor Unit-Air-Source) | AZV7SA3610A* |  |  | CHPEA4830*3A* | A*VC961005CNB* | 35000 | 18.5 | 8.1 | 35000 | 28400 | 81.14% | 2 | 0 | 10.5 |  |  |  | No | R-32 | 2.9167 | Residential & Commercial | Ducted CEE Tier 1
215487753 | Central HP <5.4 tons | AMANA | HRCU-A-CB (Split System: Heat Pump with Remote Outdoor Unit-Air-Source) | AZV7SA4810A* |  |  | CHPEA4830*3A* | A*VC800804C*A* | 45500 | 16.5 | 8.5 | 46000 | 33600 | 73.04% | 2 | 0 | 10 |  |  |  | No | R-32 | 3.7917 | Residential & Commercial | Ducted CEE Tier 1
215487754 | Central HP <5.4 tons | AMANA | HRCU-A-CB (Split System: Heat Pump with Remote Outdoor Unit-Air-Source) | AZV7SA4810A* |  |  | CHPEA4830*3A* | A*VC800805C*A* | 45500 | 16.5 | 8.5 | 46000 | 33600 | 73.04% | 2 | 0 | 10 |  |  |  | No | R-32 | 3.7917 | Residential & Commercial | Ducted CEE Tier 1
215487755 | Central HP <5.4 tons | AMANA | HRCU-A-CB (Split System: Heat Pump with Remote Outdoor Unit-Air-Source) | AZV7SA4810A* |  |  | CHPEA4830*3A* | A*VC801005C*A* | 45500 | 16.5 | 8.5 | 46000 | 33600 | 73.04% | 2 | 0 | 10 |  |  |  | No | R-32 | 3.7917 | Residential & Commercial | Ducted CEE Tier 1
214720163 | Central HP <5.4 tons | JOHNSON CONTROLS | HRCU-A-CB (Split System: Heat Pump with Remote Outdoor Unit-Air-Source) | HH860E2S11 |  |  | CTU60C5XGS1+TXV | TM8E100C16MP11 | 44500 | 18 | 9 | 45500 | 34200 | 75.16% | 2 | 0 | 11 |  |  |  | No | R-454B | 3.7083 | Residential & Commercial | Ducted CEE Tier 1
214242334 | Central HP <5.4 tons | TEMPSTAR | HRCU-A-CB (Split System: Heat Pump with Remote Outdoor Unit-Air-Source) | TVH825GKA3* |  |  | EN(A,D)4X48L24**+WALLCON | *80CTL0902120B* | 24200 | 17 | 8.1 | 21200 | 16600 | 78.3% | 2 | 0 | 11 |  |  |  | No | R-410A | 2.0167 | Residential & Commercial | Ducted CEE Tier 1
213078680 | Central HP <5.4 tons | COMFORTMAKER | HRCU-A-CB (Split System: Heat Pump with Remote Outdoor Unit-Air-Source) | DLCURAH36ABK |  |  | EA*4X48L24A* | *80MS(N,L)1102120A* | 36200 | 16.5 | 8.5 | 38000 | 34800 | 91.58% | 2.06 | 0 | 10 |  |  |  | No | R-410A | 3.0167 | Residential & Commercial | Ducted CEE Tier 1
214243084 | Central HP <5.4 tons | TEMPSTAR | HRCU-A-CB (Split System: Heat Pump with Remote Outdoor Unit-Air-Source) | TVH825GKA2* |  |  | EN(A,D,W)4X48L21**+WALLCON | *80CTL0451712B* | 24000 | 16.5 | 8.1 | 21400 | 16700 | 78.04% | 2 | 0 | 11 |  |  |  | No | R-410A | 2 | Residential & Commercial | Ducted CEE Tier 1
214243104 | Central HP <5.4 tons | TEMPSTAR | HRCU-A-CB (Split System: Heat Pump with Remote Outdoor Unit-Air-Source) | TVH825GKA2* |  |  | EN(A,D,W)4X48L21**+WALLCON | *80CTL0901716B* | 24200 | 17 | 8.1 | 21200 | 16600 | 78.3% | 2.02 | 0 | 11 |  |  |  | No | R-410A | 2.0167 | Residential & Commercial | Ducted CEE Tier 1
214243074 | Central HP <5.4 tons | TEMPSTAR | HRCU-A-CB (Split System: Heat Pump with Remote Outdoor Unit-Air-Source) | TVH825GKA2* |  |  | EN(A,D,W)4X42L21**+WALLCON | *96CTN1002122B* | 23800 | 16.5 | 8.1 | 21400 | 16600 | 77.57% | 1.96 | 0 | 11 |  |  |  | No | R-410A | 1.9833 | Residential & Commercial | Ducted CEE Tier 1
215434091 | Central HP <5.4 tons | GOODMAN | HRCU-A-CB (Split System: Heat Pump with Remote Outdoor Unit-Air-Source) | GZV7SA2410A* |  |  | CA*EA3022*3A* | G*VT801005C*A* | 23200 | 19 | 8.6 | 23200 | 17000 | 73.28% | 2 | 0 | 11 |  |  |  | No | R-32 | 1.9333 | Residential & Commercial | Ducted CEE Tier 1
215434108 | Central HP <5.4 tons | GOODMAN | HRCU-A-CB (Split System: Heat Pump with Remote Outdoor Unit-Air-Source) | GZV7SA2410A* |  |  | CA*EA3626*3A* | G*VT800804C*A* | 23200 | 19 | 8.6 | 23200 | 17000 | 73.28% | 2 | 0 | 11 |  |  |  | No | R-32 | 1.9333 | Residential & Commercial | Ducted CEE Tier 1
215434126 | Central HP <5.4 tons | GOODMAN | HRCU-A-CB (Split System: Heat Pump with Remote Outdoor Unit-Air-Source) | GZV7SA2410A* |  |  | CHPEA3026*3A* | G*VT800803B*A* | 23200 | 19 | 8.6 | 23200 | 17000 | 73.28% | 2 | 0 | 11 |  |  |  | No | R-32 | 1.9333 | Residential & Commercial | Ducted CEE Tier 1
212986997 | Central HP <5.4 tons | CARRIER | HRCU-A-CB (Split System: Heat Pump with Remote Outdoor Unit-Air-Source) | 38MURAQ18AB3* |  |  | CAP**2417AL* | 59SC6A060M14**12 | 17300 | 16 | 8.5 | 18200 | 19400 | 106.6% | 2.34 | 0 | 10.5 |  |  |  | No | R-410A | 1.4417 | Residential & Commercial | Ducted CEE Tier 1
214720035 | Central HP <5.4 tons | JOHNSON CONTROLS | HRCU-A-CB (Split System: Heat Pump with Remote Outdoor Unit-Air-Source) | HH860E2S11 |  |  | CTU60C5XGS1+TXV | TM9V080C16MP12 | 43500 | 17 | 9 | 44000 | 33600 | 76.36% | 2 | 0 | 11 |  |  |  | No | R-454B | 3.625 | Residential & Commercial | Ducted CEE Tier 1
214720118 | Central HP <5.4 tons | JOHNSON CONTROLS | HRCU-A-CB (Split System: Heat Pump with Remote Outdoor Unit-Air-Source) | HH860E2S11 |  |  | CTU60C5XGS1+TXV | TMLE100C20MP11 | 44500 | 17 | 9 | 45000 | 33800 | 75.11% | 2 | 0 | 11.7 |  |  |  | No | R-454B | 3.7083 | Residential & Commercial | Ducted CEE Tier 1
215439770 | Central HP <5.4 tons | GOODMAN | HRCU-A-CB (Split System: Heat Pump with Remote Outdoor Unit-Air-Source) | GZV6SA1810A* |  |  | CA*EA3022*3A*+MBVK16CP1X00A* |  | 17000 | 19 | 8.8 | 16800 | 13000 | 77.38% | 2.1 | 0 | 12 |  |  |  | No | R-32 | 1.4167 | Residential & Commercial | Ducted CEE Tier 1
215439736 | Central HP <5.4 tons | GOODMAN | HRCU-A-CB (Split System: Heat Pump with Remote Outdoor Unit-Air-Source) | GZV6SA1810A* |  |  | CHPEA2422*3A* | G*VT800604B*A* | 17000 | 19 | 8.8 | 16800 | 13000 | 77.38% | 2.1 | 0 | 12 |  |  |  | No | R-32 | 1.4167 | Residential & Commercial | Ducted CEE Tier 1
215439752 | Central HP <5.4 tons | GOODMAN | HRCU-A-CB (Split System: Heat Pump with Remote Outdoor Unit-Air-Source) | GZV6SA1810A* |  |  | CA*EA3022*3A* | G*VM970804CNA* | 17000 | 19 | 8.8 | 16800 | 13000 | 77.38% | 2.1 | 0 | 12 |  |  |  | No | R-32 | 1.4167 | Residential & Commercial | Ducted CEE Tier 1
215439759 | Central HP <5.4 tons | GOODMAN | HRCU-A-CB (Split System: Heat Pump with Remote Outdoor Unit-Air-Source) | GZV6SA1810A* |  |  | CA*EA2418*3A* | G*VM970603BNA* | 17000 | 19 | 8.8 | 16800 | 13000 | 77.38% | 2.1 | 0 | 12 |  |  |  | No | R-32 | 1.4167 | Residential & Commercial | Ducted CEE Tier 1
215931533 | Central HP <5.4 tons | TEMPSTAR | HRCU-A-CB (Split System: Heat Pump with Remote Outdoor Unit-Air-Source) | T5H3V60*K*AAA* |  |  | EA*5X60M24A*+WALLCON | *80CSU1002120A* | 55500 | 18.5 | 8.5 | 60500 | 46000 | 76.03% | 2.04 | 0 | 11 |  |  |  | No | R-454B | 4.625 | Residential & Commercial | Ducted CEE Tier 1
212987531 | Central HP <5.4 tons | CARRIER | HRCU-A-CB (Split System: Heat Pump with Remote Outdoor Unit-Air-Source) | 38MURAQ18AB3* |  |  | CAP**3017AL* | 59SC6A080M17**16 | 17300 | 16 | 8.1 | 17600 | 18300 | 104% | 2.2 | 0 | 10.5 |  |  |  | No | R-410A | 1.4417 | Residential & Commercial | Ducted CEE Tier 1
215487702 | Central HP <5.4 tons | AMANA | HRCU-A-CB (Split System: Heat Pump with Remote Outdoor Unit-Air-Source) | AZV7SA3610A* |  |  | CA*EA6030*3A* | A*VC800804C*A* | 35000 | 18.5 | 8.5 | 35000 | 28400 | 81.14% | 2 | 0 | 10.5 |  |  |  | No | R-32 | 2.9167 | Residential & Commercial | Ducted CEE Tier 1
215487707 | Central HP <5.4 tons | AMANA | HRCU-A-CB (Split System: Heat Pump with Remote Outdoor Unit-Air-Source) | AZV7SA3610A* |  |  | CHPEA4830*3A* | A*VC800805D*A* | 35000 | 18.5 | 8.1 | 35000 | 28400 | 81.14% | 2 | 0 | 10.5 |  |  |  | No | R-32 | 2.9167 | Residential & Commercial | Ducted CEE Tier 1
215487709 | Central HP <5.4 tons | AMANA | HRCU-A-CB (Split System: Heat Pump with Remote Outdoor Unit-Air-Source) | AZV7SA3610A* |  |  | CHPEA4830*3A* | A*VC800804C*A* | 35000 | 18.5 | 8.1 | 35000 | 28400 | 81.14% | 2 | 0 | 10.5 |  |  |  | No | R-32 | 2.9167 | Residential & Commercial | Ducted CEE Tier 1
215487692 | Central HP <5.4 tons | AMANA | HRCU-A-CB (Split System: Heat Pump with Remote Outdoor Unit-Air-Source) | AZV7SA3610A* |  |  | CA*EA4830*3A* | A*VC801005C*A* | 34800 | 18.5 | 8.5 | 35000 | 28400 | 81.14% | 2 | 0 | 10.5 |  |  |  | No | R-32 | 2.9 | Residential & Commercial | Ducted CEE Tier 1
215935719 | Central HP <5.4 tons | COMFORTMAKER | HRCU-A-CB (Split System: Heat Pump with Remote Outdoor Unit-Air-Source) | C5H3V36*K*AAA* |  |  | EVD5X36M21A*+WALLCON | *97CMN0602120B* | 34200 | 20.5 | 8.5 | 39000 | 28600 | 73.33% | 2.04 | 0 | 11.5 |  |  |  | No | R-454B | 2.85 | Residential & Commercial | Ducted CEE Tier 1
215935789 | Central HP <5.4 tons | COMFORTMAKER | HRCU-A-CB (Split System: Heat Pump with Remote Outdoor Unit-Air-Source) | C5H3V36*K*AAA* |  |  | EVD5X37M21A*+WALLCON | *97CMN0601714B* | 34400 | 20.5 | 8.5 | 38000 | 27600 | 72.63% | 2.08 | 0 | 11 |  |  |  | No | R-454B | 2.8667 | Residential & Commercial | Ducted CEE Tier 1
215935839 | Central HP <5.4 tons | COMFORTMAKER | HRCU-A-CB (Split System: Heat Pump with Remote Outdoor Unit-Air-Source) | C5H3V36*K*AAA* |  |  | EVD5X38M17A*+WALLCON | *80CTL0701412B* | 35200 | 21.5 | 8.5 | 38500 | 29000 | 75.32% | 2.02 | 0 | 11.7 |  |  |  | No | R-454B | 2.9333 | Residential & Commercial | Ducted CEE Tier 1
215935919 | Central HP <5.4 tons | COMFORTMAKER | HRCU-A-CB (Split System: Heat Pump with Remote Outdoor Unit-Air-Source) | C5H3V36*K*AAA* |  |  | EVD5X42M17A*+WALLCON | *97CMN0601714B* | 34200 | 20 | 8.5 | 38000 | 27400 | 72.11% | 2.08 | 0 | 11 |  |  |  | No | R-454B | 2.85 | Residential & Commercial | Ducted CEE Tier 1
215936019 | Central HP <5.4 tons | COMFORTMAKER | HRCU-A-CB (Split System: Heat Pump with Remote Outdoor Unit-Air-Source) | C5H3V36*K*AAA* |  |  | EVD5X42M21A*+WALLCON | *80CTL0902120B* | 34400 | 21 | 8.5 | 38500 | 28000 | 72.73% | 2.04 | 0 | 12 |  |  |  | No | R-454B | 2.8667 | Residential & Commercial | Ducted CEE Tier 1
215936239 | Central HP <5.4 tons | COMFORTMAKER | HRCU-A-CB (Split System: Heat Pump with Remote Outdoor Unit-Air-Source) | C5H3V36*K*AAA* |  |  | EVD5X42M24A*+WALLCON | *97CMN1002122B* | 35600 | 22 | 8.5 | 38000 | 28400 | 74.74% | 2.04 | 0 | 12.5 |  |  |  | No | R-454B | 2.9667 | Residential & Commercial | Ducted CEE Tier 1
215936439 | Central HP <5.4 tons | COMFORTMAKER | HRCU-A-CB (Split System: Heat Pump with Remote Outdoor Unit-Air-Source) | C5H3V36*K*AAA* |  |  | EVD5X49M24A*+WALLCON | *80CTL0702120B* | 35400 | 21.5 | 8.5 | 38000 | 28600 | 75.26% | 2.04 | 0 | 12 |  |  |  | No | R-454B | 2.95 | Residential & Commercial | Ducted CEE Tier 1
215487756 | Central HP <5.4 tons | AMANA | HRCU-A-CB (Split System: Heat Pump with Remote Outdoor Unit-Air-Source) | AZV7SA4810A* |  |  | CHPEA4830*3A* | A*VC960804CNB* | 45500 | 16.2 | 8.5 | 46000 | 33600 | 73.04% | 2 | 0 | 10 |  |  |  | No | R-32 | 3.7917 | Residential & Commercial | Ducted CEE Tier 1
215487751 | Central HP <5.4 tons | AMANA | HRCU-A-CB (Split System: Heat Pump with Remote Outdoor Unit-Air-Source) | AZV7SA4810A* |  |  | CA*EA6030*3A* | A*VC961205DNB* | 45500 | 16.5 | 8.8 | 47000 | 33600 | 71.49% | 2 | 0 | 10 |  |  |  | No | R-32 | 3.7917 | Residential & Commercial | Ducted CEE Tier 1
215487769 | Central HP <5.4 tons | AMANA | HRCU-A-CB (Split System: Heat Pump with Remote Outdoor Unit-Air-Source) | AZV7SA4810A* |  |  | CHPEA6030*3A* | A*VM971005CNB* | 45500 | 16.2 | 8.5 | 46500 | 33600 | 72.26% | 2 | 0 | 10 |  |  |  | No | R-32 | 3.7917 | Residential & Commercial | Ducted CEE Tier 1
215864635 | Central HP <5.4 tons | TRANE | HRCU-A-CB (Split System: Heat Pump with Remote Outdoor Unit-Air-Source) | 5TWV8X36A1 |  |  | 5TXCC005AS3 | S8V2C100M5PCB | 31800 | 18.1 | 8.5 | 32800 | 25600 | 78.05% | 2 | 0 | 10 |  |  |  | No | R-454B | 2.65 | Residential & Commercial | Ducted CEE Tier 1
215864783 | Central HP <5.4 tons | TRANE | HRCU-A-CB (Split System: Heat Pump with Remote Outdoor Unit-Air-Source) | 5TWV8X36A1 |  |  | 5PX*BD06AS3 | S8V2A040M3PCB | 32000 | 18.1 | 8.5 | 34200 | 25800 | 75.44% | 2 | 0 | 10 |  |  |  | No | R-454B | 2.6667 | Residential & Commercial | Ducted CEE Tier 1
215864801 | Central HP <5.4 tons | TRANE | HRCU-A-CB (Split System: Heat Pump with Remote Outdoor Unit-Air-Source) | 5TWV8X36A1 |  |  | 5PX*CD07AS3 | *DHMC100CCV4+LRP | 32600 | 18.1 | 8.5 | 34000 | 25600 | 75.29% | 2.1 | 0 | 10 |  |  |  | No | R-454B | 2.7167 | Residential & Commercial | Ducted CEE Tier 1
213078978 | Central HP <5.4 tons | COMFORTMAKER | HRCU-A-CB (Split System: Heat Pump with Remote Outdoor Unit-Air-Source) | DLCURAH36ABK |  |  | EA*4X37L17A* | *80MSU0401712A* | 36000 | 15.5 | 8.5 | 38500 | 34800 | 90.39% | 2.02 | 0 | 10 |  |  |  | No | R-410A | 3 | Residential & Commercial | Ducted CEE Tier 1
213079014 | Central HP <5.4 tons | COMFORTMAKER | HRCU-A-CB (Split System: Heat Pump with Remote Outdoor Unit-Air-Source) | DLCURAH36ABK |  |  | EA*4X43L21A* | *80MSU0401712A* | 36600 | 16 | 8.5 | 38500 | 34800 | 90.39% | 2.08 | 0 | 10 |  |  |  | No | R-410A | 3.05 | Residential & Commercial | Ducted CEE Tier 1
213079230 | Central HP <5.4 tons | COMFORTMAKER | HRCU-A-CB (Split System: Heat Pump with Remote Outdoor Unit-Air-Source) | DLCURAH36ABK |  |  | EA*4X42L21A* | *80MSU0802120A* | 35000 | 16.5 | 8.1 | 38500 | 35000 | 90.91% | 1.9 | 0 | 10 |  |  |  | No | R-410A | 2.9167 | Residential & Commercial | Ducted CEE Tier 1
213079348 | Central HP <5.4 tons | COMFORTMAKER | HRCU-A-CB (Split System: Heat Pump with Remote Outdoor Unit-Air-Source) | DLCURAH36ABK |  |  | EA*4X37L17A* | *92MSN0601412A* | 36200 | 15.2 | 8.5 | 38500 | 35200 | 91.43% | 2 | 0 | 10 |  |  |  | No | R-410A | 3.0167 | Residential & Commercial | Ducted CEE Tier 1
215487653 | Central HP <5.4 tons | AMANA | HRCU-A-CB (Split System: Heat Pump with Remote Outdoor Unit-Air-Source) | AZV7SA2410A* |  |  | CA*EA3022*3A* | A*VC801005C*A* | 23200 | 19 | 8.6 | 23200 | 17000 | 73.28% | 2 | 0 | 11 |  |  |  | No | R-32 | 1.9333 | Residential & Commercial | Ducted CEE Tier 1
215487674 | Central HP <5.4 tons | AMANA | HRCU-A-CB (Split System: Heat Pump with Remote Outdoor Unit-Air-Source) | AZV7SA2410A* |  |  | CHPEA3026*3A* | A*VM970603BNB* | 23200 | 19 | 8.6 | 23200 | 17000 | 73.28% | 2 | 0 | 11 |  |  |  | No | R-32 | 1.9333 | Residential & Commercial | Ducted CEE Tier 1
215487683 | Central HP <5.4 tons | AMANA | HRCU-A-CB (Split System: Heat Pump with Remote Outdoor Unit-Air-Source) | AZV7SA2410A* |  |  | CHPEA3026*3A* | A*VC801005C*A* | 23200 | 19 | 8.6 | 23200 | 17000 | 73.28% | 2 | 0 | 11 |  |  |  | No | R-32 | 1.9333 | Residential & Commercial | Ducted CEE Tier 1
215429752 | Central HP <5.4 tons | GOODMAN | HRCU-A-CB (Split System: Heat Pump with Remote Outdoor Unit-Air-Source) | GZV7SA4810A* |  |  | AHVE60DP0300A* |  | 46500 | 17.5 | 8.8 | 47500 | 33600 | 70.74% | 2 | 0 | 10 |  |  |  | No | R-32 | 3.875 | Residential & Commercial | Ducted CEE Tier 1
215433959 | Central HP <5.4 tons | GOODMAN | HRCU-A-CB (Split System: Heat Pump with Remote Outdoor Unit-Air-Source) | GZV7SA4810A* |  |  | CA*EA6030*3A*+MBVK16CP1X00A* |  | 45500 | 17 | 8.8 | 47000 | 33600 | 71.49% | 2 | 0 | 10 |  |  |  | No | R-32 | 3.7917 | Residential & Commercial | Ducted CEE Tier 1
215434427 | Central HP <5.4 tons | GOODMAN | HRCU-A-CB (Split System: Heat Pump with Remote Outdoor Unit-Air-Source) | GZV7SA4810A* |  |  | CA*EA6030*3A* | G*VT800804C*A* | 45500 | 16.5 | 8.8 | 47000 | 33600 | 71.49% | 2 | 0 | 10 |  |  |  | No | R-32 | 3.7917 | Residential & Commercial | Ducted CEE Tier 1
215434443 | Central HP <5.4 tons | GOODMAN | HRCU-A-CB (Split System: Heat Pump with Remote Outdoor Unit-Air-Source) | GZV7SA4810A* |  |  | CHPEA4830*3A* | G*VS960805CUA* | 45500 | 16.2 | 8.5 | 46000 | 33600 | 73.04% | 2 | 0 | 10 |  |  |  | No | R-32 | 3.7917 | Residential & Commercial | Ducted CEE Tier 1
215434444 | Central HP <5.4 tons | GOODMAN | HRCU-A-CB (Split System: Heat Pump with Remote Outdoor Unit-Air-Source) | GZV7SA4810A* |  |  | CHPEA4830*3A* | G*VT960804CNA* | 45500 | 16.2 | 8.5 | 46000 | 33600 | 73.04% | 2 | 0 | 10 |  |  |  | No | R-32 | 3.7917 | Residential & Commercial | Ducted CEE Tier 1
214241754 | Central HP <5.4 tons | TEMPSTAR | HRCU-A-CB (Split System: Heat Pump with Remote Outdoor Unit-Air-Source) | TVH825GKA3* |  |  | EN(A,D)4X30L17**+WALLCON | *96CTN0601714B* | 23400 | 16 | 8.1 | 21600 | 16800 | 77.78% | 1.9 | 0 | 10.5 |  |  |  | No | R-410A | 1.95 | Residential & Commercial | Ducted CEE Tier 1
213079714 | Central HP <5.4 tons | COMFORTMAKER | HRCU-A-CB (Split System: Heat Pump with Remote Outdoor Unit-Air-Source) | DLCURAH36ABK |  |  | EN(A,D,W)4X48L21** | *92MSN0802120A* | 35800 | 16.5 | 8.1 | 38500 | 34800 | 90.39% | 2 | 0 | 10 |  |  |  | No | R-410A | 2.9833 | Residential & Commercial | Ducted CEE Tier 1
213080248 | Central HP <5.4 tons | COMFORTMAKER | HRCU-A-CB (Split System: Heat Pump with Remote Outdoor Unit-Air-Source) | DLCURAH36ABK |  |  | EN(A,D,W)4X48L21** | *96MSN0802120A* | 36200 | 16 | 8.1 | 38500 | 35000 | 90.91% | 2.02 | 0 | 10 |  |  |  | No | R-410A | 3.0167 | Residential & Commercial | Ducted CEE Tier 1
213080415 | Central HP <5.4 tons | COMFORTMAKER | HRCU-A-CB (Split System: Heat Pump with Remote Outdoor Unit-Air-Source) | DLCURAH36ABK |  |  | EA*4X43L21A* | *96MSN1002122A* | 36800 | 16 | 8.5 | 38500 | 34800 | 90.39% | 2.1 | 0 | 10 |  |  |  | No | R-410A | 3.0667 | Residential & Commercial | Ducted CEE Tier 1
213075999 | Central HP <5.4 tons | COMFORTMAKER | HRCU-A-CB (Split System: Heat Pump with Remote Outdoor Unit-Air-Source) | DLCURAH36ABK |  |  | EN(A,D)4X48L24** | *95MSU1002120A* | 36200 | 16.5 | 8.1 | 38500 | 35000 | 90.91% | 2.02 | 0 | 10.5 |  |  |  | No | R-410A | 3.0167 | Residential & Commercial | Ducted CEE Tier 1
213076744 | Central HP <5.4 tons | COMFORTMAKER | HRCU-A-CB (Split System: Heat Pump with Remote Outdoor Unit-Air-Source) | DLCURAH36ABK |  |  | EA*4X37L21A* | *80VTL1102122B* | 36400 | 16 | 8.5 | 38000 | 34800 | 91.58% | 2.06 | 0 | 10 |  |  |  | No | R-410A | 3.0333 | Residential & Commercial | Ducted CEE Tier 1
215487669 | Central HP <5.4 tons | AMANA | HRCU-A-CB (Split System: Heat Pump with Remote Outdoor Unit-Air-Source) | AZV7SA2410A* |  |  | CA*EA3626*3A* | A*VC960403BNB* | 23200 | 19 | 8.6 | 23200 | 17000 | 73.28% | 2 | 0 | 11 |  |  |  | No | R-32 | 1.9333 | Residential & Commercial | Ducted CEE Tier 1
215487676 | Central HP <5.4 tons | AMANA | HRCU-A-CB (Split System: Heat Pump with Remote Outdoor Unit-Air-Source) | AZV7SA2410A* |  |  | CHPEA3026*3A* | A*VM970804CNB* | 23200 | 19 | 8.6 | 23200 | 17000 | 73.28% | 2 | 0 | 11 |  |  |  | No | R-32 | 1.9333 | Residential & Commercial | Ducted CEE Tier 1
212969540 | Central HP <5.4 tons | COMFORTMAKER | HRCU-A-CB (Split System: Heat Pump with Remote Outdoor Unit-Air-Source) | DLCURAH18ABK |  |  | EA*4X25L17A* | *80VSL0451412B* | 18300 | 16.5 | 8.5 | 18100 | 17600 | 97.24% | 2.14 | 0 | 11 |  |  |  | No | R-410A | 1.525 | Residential & Commercial | Ducted CEE Tier 1
212981859 | Central HP <5.4 tons | AIRQUEST | HRCU-A-CB (Split System: Heat Pump with Remote Outdoor Unit-Air-Source) | DLCURAH18ABK |  |  | EA*4X30L17A* | *80MSU1002120A* | 17500 | 16 | 8.5 | 18100 | 18700 | 103.3% | 2.24 | 0 | 10.5 |  |  |  | No | R-410A | 1.4583 | Residential & Commercial | Ducted CEE Tier 1
212982375 | Central HP <5.4 tons | AIRQUEST | HRCU-A-CB (Split System: Heat Pump with Remote Outdoor Unit-Air-Source) | DLCURAH18ABK |  |  | EA*4X19L17A* | *80MSU0401712A* | 17800 | 16 | 8.1 | 17900 | 17700 | 98.88% | 2.14 | 0 | 10.5 |  |  |  | No | R-410A | 1.4833 | Residential & Commercial | Ducted CEE Tier 1
214499809 | Central HP <5.4 tons | GOODMAN | HRCU-A-CB (Split System: Heat Pump with Remote Outdoor Unit-Air-Source) | GSZS601810A* |  |  | CA*EA2422*4B* | G*VS800805CUA* | 16600 | 17.5 | 8.5 | 17400 | 13000 | 74.71% | 2.1 | 0 | 10.9 |  |  |  | No | R-410A | 1.3833 | Residential & Commercial | Ducted CEE Tier 1
214499798 | Central HP <5.4 tons | GOODMAN | HRCU-A-CB (Split System: Heat Pump with Remote Outdoor Unit-Air-Source) | GSZS601810A* |  |  | CA*EA1818*4B* | G*VM970804CNB* | 16600 | 17.5 | 8.5 | 17400 | 13000 | 74.71% | 2.1 | 0 | 10.9 |  |  |  | No | R-410A | 1.3833 | Residential & Commercial | Ducted CEE Tier 1
214720103 | Central HP <5.4 tons | JOHNSON CONTROLS | HRCU-A-CB (Split System: Heat Pump with Remote Outdoor Unit-Air-Source) | HH836E2S11 |  |  | CTU48C5XFS1+TXV | TM8Y100C16MP11 | 33200 | 19 | 9 | 31400 | 25000 | 79.62% | 2 | 0 | 11 |  |  |  | No | R-454B | 2.7667 | Residential & Commercial | Ducted CEE Tier 1
211393467 | Central HP <5.4 tons | JOHNSON CONTROLS | HRCU-A-CB (Split System: Heat Pump with Remote Outdoor Unit-Air-Source) | HMH72B341 |  |  | XAFC36DBCN1 | TL8E080C16UH11 | 34000 | 17.5 | 8.1 | 34000 | 24200 | 71.18% | 2.1 | 0 | 10 |  |  |  | No | R-410A | 2.8333 | Residential & Commercial | Ducted CEE Tier 1
213077219 | Central HP <5.4 tons | COMFORTMAKER | HRCU-A-CB (Split System: Heat Pump with Remote Outdoor Unit-Air-Source) | DLCURAH36ABK |  |  | EN(A,D,W)4X48L21** | *96VSN1002120B* | 36000 | 16.5 | 8.1 | 38500 | 35000 | 90.91% | 2 | 0 | 10 |  |  |  | No | R-410A | 3 | Residential & Commercial | Ducted CEE Tier 1
213077603 | Central HP <5.4 tons | COMFORTMAKER | HRCU-A-CB (Split System: Heat Pump with Remote Outdoor Unit-Air-Source) | DLCURAH36ABK |  |  | EA*4X37L21A* | *96VTN1002120B* | 36200 | 16.5 | 8.5 | 38000 | 34800 | 91.58% | 2.04 | 0 | 10 |  |  |  | No | R-410A | 3.0167 | Residential & Commercial | Ducted CEE Tier 1
213078414 | Central HP <5.4 tons | COMFORTMAKER | HRCU-A-CB (Split System: Heat Pump with Remote Outdoor Unit-Air-Source) | DLCURAH36ABK |  |  | EA*4X42L21A* | *80MS(N,L)0902116A* | 35200 | 16.5 | 8.1 | 38500 | 35000 | 90.91% | 1.88 | 0 | 10 |  |  |  | No | R-410A | 2.9333 | Residential & Commercial | Ducted CEE Tier 1
213078598 | Central HP <5.4 tons | COMFORTMAKER | HRCU-A-CB (Split System: Heat Pump with Remote Outdoor Unit-Air-Source) | DLCURAH36ABK |  |  | EN(A,D)4X48L24** | *80MS(N,L)0902420A* | 36000 | 16.5 | 8.1 | 38500 | 34800 | 90.39% | 2.02 | 0 | 10.5 |  |  |  | No | R-410A | 3 | Residential & Commercial | Ducted CEE Tier 1
213079182 | Central HP <5.4 tons | COMFORTMAKER | HRCU-A-CB (Split System: Heat Pump with Remote Outdoor Unit-Air-Source) | DLCURAH36ABK |  |  | EN(A,D,W)4X48L21** | *80MSU0601716A* | 35800 | 16.5 | 8.1 | 38500 | 34800 | 90.39% | 2 | 0 | 10 |  |  |  | No | R-410A | 2.9833 | Residential & Commercial | Ducted CEE Tier 1
215853295 | Central HP <5.4 tons | YORK | HRCU-A-CB (Split System: Heat Pump with Remote Outdoor Unit-Air-Source) | HH836E2S11 |  |  | JHE36B5CD2SS1 |  | 34200 | 19 | 9 | 31800 | 26000 | 81.76% | 2 | 0 | 11 |  |  |  | No | R-454B | 2.85 | Residential & Commercial | Ducted CEE Tier 1
214241634 | Central HP <5.4 tons | TEMPSTAR | HRCU-A-CB (Split System: Heat Pump with Remote Outdoor Unit-Air-Source) | TVH825GKA3* |  |  | EN(A,D)4X24L17**+WALLCON | *96CTN0601714B* | 23200 | 15.5 | 8.1 | 22200 | 16900 | 76.13% | 1.9 | 0 | 10.5 |  |  |  | No | R-410A | 1.9333 | Residential & Commercial | Ducted CEE Tier 1
214241954 | Central HP <5.4 tons | TEMPSTAR | HRCU-A-CB (Split System: Heat Pump with Remote Outdoor Unit-Air-Source) | TVH825GKA3* |  |  | EN(A,D)4X36L21**+WALLCON | *97CMN1002122B* | 23600 | 16.5 | 8.1 | 21400 | 16700 | 78.04% | 1.92 | 0 | 11 |  |  |  | No | R-410A | 1.9667 | Residential & Commercial | Ducted CEE Tier 1
214720153 | Central HP <5.4 tons | JOHNSON CONTROLS | HRCU-A-CB (Split System: Heat Pump with Remote Outdoor Unit-Air-Source) | HH836E2S11 |  |  | CTU48C5XFS1+TXV | TL9E100C20UH11 | 34000 | 18 | 9 | 32000 | 25600 | 80% | 2 | 0 | 11 |  |  |  | No | R-454B | 2.8333 | Residential & Commercial | Ducted CEE Tier 1
214719716 | Central HP <5.4 tons | JOHNSON CONTROLS | HRCU-A-CB (Split System: Heat Pump with Remote Outdoor Unit-Air-Source) | HH836E2S11 |  |  | CTU36B5XDS1+TXV | TP9C080B12MP13 | 33000 | 18 | 8.5 | 30800 | 25000 | 81.17% | 2 | 0 | 11 |  |  |  | No | R-454B | 2.75 | Residential & Commercial | Ducted CEE Tier 1
215937109 | Central HP <5.4 tons | COMFORTMAKER | HRCU-A-CB (Split System: Heat Pump with Remote Outdoor Unit-Air-Source) | C5H3V48*K*AAA* |  |  | EVM5X48M21A*+WALLCON | *96CTN0801714B* | 43000 | 19 | 8.1 | 53000 | 37600 | 70.94% | 2 | 0 | 11 |  |  |  | No | R-454B | 3.5833 | Residential & Commercial | Ducted CEE Tier 1
215937859 | Central HP <5.4 tons | COMFORTMAKER | HRCU-A-CB (Split System: Heat Pump with Remote Outdoor Unit-Air-Source) | C5H3V48*K*AAA* |  |  | EVD5X48M21A*+WALLCON | *96CTN1002122B* | 44500 | 20 | 8.1 | 52000 | 38500 | 74.04% | 2 | 0 | 11 |  |  |  | No | R-454B | 3.7083 | Residential & Commercial | Ducted CEE Tier 1
211388637 | Central HP <5.4 tons | JOHNSON CONTROLS | HRCU-A-CB (Split System: Heat Pump with Remote Outdoor Unit-Air-Source) | HMH72B341 |  |  | XAFC36DBCN1 | TM9E100C16MP12 | 34000 | 18 | 8.1 | 33600 | 23800 | 70.83% | 2.08 | 0 | 10 |  |  |  | No | R-410A | 2.8333 | Residential & Commercial | Ducted CEE Tier 1
211389890 | Central HP <5.4 tons | JOHNSON CONTROLS | HRCU-A-CB (Split System: Heat Pump with Remote Outdoor Unit-Air-Source) | HMH72B341 |  |  | XAFB30CXXN1+TXV | TM8Y060A12MP11 | 32600 | 17.5 | 8.1 | 33400 | 23400 | 70.06% | 2.02 | 0 | 10 |  |  |  | No | R-410A | 2.7167 | Residential & Commercial | Ducted CEE Tier 1
215487752 | Central HP <5.4 tons | AMANA | HRCU-A-CB (Split System: Heat Pump with Remote Outdoor Unit-Air-Source) | AZV7SA4810A* |  |  | CA*EA6030*3A* | A*VM971205DNB* | 45500 | 16.5 | 8.8 | 47000 | 33600 | 71.49% | 2 | 0 | 10 |  |  |  | No | R-32 | 3.7917 | Residential & Commercial | Ducted CEE Tier 1
214499788 | Central HP <5.4 tons | GOODMAN | HRCU-A-CB (Split System: Heat Pump with Remote Outdoor Unit-Air-Source) | GSZS601810A* |  |  | CA*EA1818*4B* | G*VC960403BNB* | 16600 | 17.5 | 8.5 | 17400 | 13000 | 74.71% | 2.1 | 0 | 10.9 |  |  |  | No | R-410A | 1.3833 | Residential & Commercial | Ducted CEE Tier 1
214499804 | Central HP <5.4 tons | GOODMAN | HRCU-A-CB (Split System: Heat Pump with Remote Outdoor Unit-Air-Source) | GSZS601810A* |  |  | CA*EA2422*4B* | G*VC960403BNB* | 16600 | 17.5 | 8.5 | 17400 | 13000 | 74.71% | 2.1 | 0 | 10.9 |  |  |  | No | R-410A | 1.3833 | Residential & Commercial | Ducted CEE Tier 1
212614869 | Central HP <5.4 tons | AMANA | HRCU-A-CB (Split System: Heat Pump with Remote Outdoor Unit-Air-Source) | ASZS60361EA* |  |  | AHVE48DP1400A* |  | 34200 | 17.5 | 8.6 | 34200 | 30000 | 87.72% | 2 | 0 | 10 |  |  |  | No | R-410A | 2.85 | Residential & Commercial | Ducted CEE Tier 1
211391362 | Central HP <5.4 tons | JOHNSON CONTROLS | HRCU-A-CB (Split System: Heat Pump with Remote Outdoor Unit-Air-Source) | HMH72B341 |  |  | XAFC36DBCN1 | TMLE120C16MP11 | 34000 | 18 | 8.5 | 33600 | 23800 | 70.83% | 2.08 | 0 | 10 |  |  |  | No | R-410A | 2.8333 | Residential & Commercial | Ducted CEE Tier 1
211391497 | Central HP <5.4 tons | JOHNSON CONTROLS | HRCU-A-CB (Split System: Heat Pump with Remote Outdoor Unit-Air-Source) | HMH72B341 |  |  | XAFC36DXXN1+TXV | TM8E100C16MP11 | 34000 | 17.5 | 8.1 | 33600 | 23800 | 70.83% | 2.08 | 0 | 10 |  |  |  | No | R-410A | 2.8333 | Residential & Commercial | Ducted CEE Tier 1
211391512 | Central HP <5.4 tons | JOHNSON CONTROLS | HRCU-A-CB (Split System: Heat Pump with Remote Outdoor Unit-Air-Source) | HMH72B341 |  |  | XAFC36DXXN1+TXV | TMLE100C16MP11 | 34000 | 17.5 | 8.1 | 33600 | 23800 | 70.83% | 2.08 | 0 | 10 |  |  |  | No | R-410A | 2.8333 | Residential & Commercial | Ducted CEE Tier 1
214505364 | Central HP <5.4 tons | AMANA | HRCU-A-CB (Split System: Heat Pump with Remote Outdoor Unit-Air-Source) | ASZS60241EA* |  |  | CA*EA3026*4B* | A*VC960603BNB* | 23000 | 17 | 8.6 | 23000 | 16100 | 70% | 2 | 0 | 10 |  |  |  | No | R-410A | 1.9167 | Residential & Commercial | Ducted CEE Tier 1
215931583 | Central HP <5.4 tons | TEMPSTAR | HRCU-A-CB (Split System: Heat Pump with Remote Outdoor Unit-Air-Source) | T5H3V60*K*AAA* |  |  | EA*5X60M24A*+WALLCON | *95CSU0802120B* | 55500 | 18 | 8.1 | 60500 | 46000 | 76.03% | 1.95 | 0 | 11 |  |  |  | No | R-454B | 4.625 | Residential & Commercial | Ducted CEE Tier 1
215931633 | Central HP <5.4 tons | TEMPSTAR | HRCU-A-CB (Split System: Heat Pump with Remote Outdoor Unit-Air-Source) | T5H3V60*K*AAA* |  |  | EA*5X60M24A*+WALLCON | *97CMN1202422B* | 55500 | 18.5 | 8.5 | 60500 | 46000 | 76.03% | 2.06 | 0 | 11 |  |  |  | No | R-454B | 4.625 | Residential & Commercial | Ducted CEE Tier 1
215931803 | Central HP <5.4 tons | TEMPSTAR | HRCU-A-CB (Split System: Heat Pump with Remote Outdoor Unit-Air-Source) | T5H3V60*K*AAA* |  |  | ESH5X60M12A*+WALLCON | *80CSU0802120A* | 56500 | 18 | 8.1 | 61000 | 45500 | 74.59% | 1.95 | 0 | 11.5 |  |  |  | No | R-454B | 4.7083 | Residential & Commercial | Ducted CEE Tier 1
215439738 | Central HP <5.4 tons | GOODMAN | HRCU-A-CB (Split System: Heat Pump with Remote Outdoor Unit-Air-Source) | GZV6SA1810A* |  |  | CA*EA2418*3A* | G*VT800604B*A* | 17000 | 19 | 8.8 | 16800 | 13000 | 77.38% | 2.1 | 0 | 12 |  |  |  | No | R-32 | 1.4167 | Residential & Commercial | Ducted CEE Tier 1
215429190 | Central HP <5.4 tons | GOODMAN | HRCU-A-CB (Split System: Heat Pump with Remote Outdoor Unit-Air-Source) | GZV6SA1810A* |  |  | AHVE24BP1300A* |  | 17100 | 19 | 8.8 | 17400 | 13000 | 74.71% | 2.1 | 0 | 12 |  |  |  | No | R-32 | 1.425 | Residential & Commercial | Ducted CEE Tier 1
215439772 | Central HP <5.4 tons | GOODMAN | HRCU-A-CB (Split System: Heat Pump with Remote Outdoor Unit-Air-Source) | GZV6SA1810A* |  |  | CHPEA2422*3A*+MBVK12BP1X00A* |  | 17000 | 19 | 8.8 | 16800 | 13000 | 77.38% | 2.1 | 0 | 12 |  |  |  | No | R-32 | 1.4167 | Residential & Commercial | Ducted CEE Tier 1
211392114 | Central HP <5.4 tons | JOHNSON CONTROLS | HRCU-A-CB (Split System: Heat Pump with Remote Outdoor Unit-Air-Source) | HMH72B341 |  |  | XAFC30CXXN1+TXV | TM8E080C16MP11 | 33000 | 18 | 8.5 | 33000 | 23200 | 70.3% | 2.04 | 0 | 10 |  |  |  | No | R-410A | 2.75 | Residential & Commercial | Ducted CEE Tier 1
215487710 | Central HP <5.4 tons | AMANA | HRCU-A-CB (Split System: Heat Pump with Remote Outdoor Unit-Air-Source) | AZV7SA3610A* |  |  | CHPEA4830*3A* | A*VM971205DNB* | 35000 | 18.5 | 8.1 | 35000 | 28400 | 81.14% | 2 | 0 | 10.5 |  |  |  | No | R-32 | 2.9167 | Residential & Commercial | Ducted CEE Tier 1
215932003 | Central HP <5.4 tons | TEMPSTAR | HRCU-A-CB (Split System: Heat Pump with Remote Outdoor Unit-Air-Source) | T5H3V36*K*AAA* |  |  | EA*5X30M14A*+WALLCON | *96CTN0401410B* | 30800 | 17 | 9 | 34400 | 26600 | 77.33% | 1.9 | 0 | 10 |  |  |  | No | R-454B | 2.5667 | Residential & Commercial | Ducted CEE Tier 1
215933853 | Central HP <5.4 tons | TEMPSTAR | HRCU-A-CB (Split System: Heat Pump with Remote Outdoor Unit-Air-Source) | T5H3V36*K*AAA* |  |  | ESH5X60M12A*+WALLCON | *95CSU1002122B* | 34200 | 19.5 | 9 | 34200 | 25800 | 75.44% | 1.96 | 0 | 11.7 |  |  |  | No | R-454B | 2.85 | Residential & Commercial | Ducted CEE Tier 1
215933903 | Central HP <5.4 tons | TEMPSTAR | HRCU-A-CB (Split System: Heat Pump with Remote Outdoor Unit-Air-Source) | T5H3V36*K*AAA* |  |  | ESH5X60M12A*+WALLCON | *97CMN1002122B* | 34200 | 19.5 | 9 | 34200 | 26000 | 76.02% | 1.94 | 0 | 11.7 |  |  |  | No | R-454B | 2.85 | Residential & Commercial | Ducted CEE Tier 1
215933953 | Central HP <5.4 tons | TEMPSTAR | HRCU-A-CB (Split System: Heat Pump with Remote Outdoor Unit-Air-Source) | T5H3V36*K*AAA* |  |  | ESH5X60M12A*+WALLCON | *96CTN1202422B* | 34200 | 19.5 | 9 | 34200 | 26000 | 76.02% | 1.94 | 0 | 11.7 |  |  |  | No | R-454B | 2.85 | Residential & Commercial | Ducted CEE Tier 1
215934673 | Central HP <5.4 tons | TEMPSTAR | HRCU-A-CB (Split System: Heat Pump with Remote Outdoor Unit-Air-Source) | T5H3V36*K*AAA* |  |  | EVM5X31M17A*+WALLCON | *97CMN0601714B* | 34800 | 20.5 | 8.5 | 38000 | 28000 | 73.68% | 2.08 | 0 | 11.5 |  |  |  | No | R-454B | 2.9 | Residential & Commercial | Ducted CEE Tier 1
214238988 | Central HP <5.4 tons | COMFORTMAKER | HRCU-A-CB (Split System: Heat Pump with Remote Outdoor Unit-Air-Source) | CVH837GKA2* |  |  | END4X42L17**+WALLCON | *80CTL0901716B* | 32000 | 17 | 8.1 | 33000 | 24600 | 74.55% | 1.9 | 0 | 11.5 |  |  |  | No | R-410A | 2.6667 | Residential & Commercial | Ducted CEE Tier 1
214239038 | Central HP <5.4 tons | COMFORTMAKER | HRCU-A-CB (Split System: Heat Pump with Remote Outdoor Unit-Air-Source) | CVH837GKA2* |  |  | END4X42L17**+WALLCON | *96CTN0801714B* | 32000 | 16.5 | 8.1 | 33000 | 24800 | 75.15% | 1.9 | 0 | 11 |  |  |  | No | R-410A | 2.6667 | Residential & Commercial | Ducted CEE Tier 1
213075927 | Central HP <5.4 tons | COMFORTMAKER | HRCU-A-CB (Split System: Heat Pump with Remote Outdoor Unit-Air-Source) | DLCURAH36ABK |  |  | EA*4X43L21A* | *95MSU1002120A* | 36400 | 16 | 8.5 | 38000 | 34800 | 91.58% | 2.06 | 0 | 10 |  |  |  | No | R-410A | 3.0333 | Residential & Commercial | Ducted CEE Tier 1
213077467 | Central HP <5.4 tons | COMFORTMAKER | HRCU-A-CB (Split System: Heat Pump with Remote Outdoor Unit-Air-Source) | DLCURAH36ABK |  |  | EN(A,D,W)4X48L21** | *96VTN0801716B* | 35600 | 16 | 8.1 | 38500 | 35000 | 90.91% | 1.98 | 0 | 10 |  |  |  | No | R-410A | 2.9667 | Residential & Commercial | Ducted CEE Tier 1
213077534 | Central HP <5.4 tons | COMFORTMAKER | HRCU-A-CB (Split System: Heat Pump with Remote Outdoor Unit-Air-Source) | DLCURAH36ABK |  |  | EA*4X48L21A* | *96VTN0802120B* | 36200 | 16 | 8.5 | 38000 | 34800 | 91.58% | 2.04 | 0 | 10 |  |  |  | No | R-410A | 3.0167 | Residential & Commercial | Ducted CEE Tier 1
214719852 | Central HP <5.4 tons | JOHNSON CONTROLS | HRCU-A-CB (Split System: Heat Pump with Remote Outdoor Unit-Air-Source) | HH836E2S11 |  |  | CTU48C5XFS1+TXV | TM8E100C16MP11 | 33400 | 19 | 9 | 31400 | 25400 | 80.89% | 2 | 0 | 11 |  |  |  | No | R-454B | 2.7833 | Residential & Commercial | Ducted CEE Tier 1
214720052 | Central HP <5.4 tons | JOHNSON CONTROLS | HRCU-A-CB (Split System: Heat Pump with Remote Outdoor Unit-Air-Source) | HH836E2S11 |  |  | CTU48C5XFS1+TXV | TM9Y080C16MP11 | 32800 | 19 | 9 | 31000 | 25200 | 81.29% | 2 | 0 | 11 |  |  |  | No | R-454B | 2.7333 | Residential & Commercial | Ducted CEE Tier 1
211393669 | Central HP <5.4 tons | JOHNSON CONTROLS | HRCU-A-CB (Split System: Heat Pump with Remote Outdoor Unit-Air-Source) | HMH72B341 |  |  | XAFA30DXXN1+TXV | TM8Y060A12MP11 | 33600 | 17.5 | 8.1 | 33200 | 23400 | 70.48% | 2.02 | 0 | 10 |  |  |  | No | R-410A | 2.8 | Residential & Commercial | Ducted CEE Tier 1
215936739 | Central HP <5.4 tons | COMFORTMAKER | HRCU-A-CB (Split System: Heat Pump with Remote Outdoor Unit-Air-Source) | C5H3V36*K*AAA* |  |  | EVD5X60M24A*+WALLCON | *80CSU1002120A* | 35400 | 21.5 | 8.5 | 38000 | 28600 | 75.26% | 2.04 | 0 | 12 |  |  |  | No | R-454B | 2.95 | Residential & Commercial | Ducted CEE Tier 1
215936789 | Central HP <5.4 tons | COMFORTMAKER | HRCU-A-CB (Split System: Heat Pump with Remote Outdoor Unit-Air-Source) | C5H3V36*K*AAA* |  |  | EVD5X60M24A*+WALLCON | *95CSU0802120B* | 35400 | 21.5 | 8.5 | 38000 | 28600 | 75.26% | 2.04 | 0 | 12 |  |  |  | No | R-454B | 2.95 | Residential & Commercial | Ducted CEE Tier 1
214243154 | Central HP <5.4 tons | TEMPSTAR | HRCU-A-CB (Split System: Heat Pump with Remote Outdoor Unit-Air-Source) | TVH825GKA2* |  |  | EN(A,D,W)4X48L21**+WALLCON | *97CMN0801714B* | 24000 | 16.5 | 8.1 | 21400 | 16600 | 77.57% | 2 | 0 | 11 |  |  |  | No | R-410A | 2 | Residential & Commercial | Ducted CEE Tier 1
214243254 | Central HP <5.4 tons | TEMPSTAR | HRCU-A-CB (Split System: Heat Pump with Remote Outdoor Unit-Air-Source) | TVH825GKA2* |  |  | EN(A,D)4X48L24**+WALLCON | *96CTN1002122B* | 24200 | 17 | 8.1 | 21200 | 16600 | 78.3% | 2.02 | 0 | 11.5 |  |  |  | No | R-410A | 2.0167 | Residential & Commercial | Ducted CEE Tier 1
215935559 | Central HP <5.4 tons | COMFORTMAKER | HRCU-A-CB (Split System: Heat Pump with Remote Outdoor Unit-Air-Source) | C5H3V36*K*AAA* |  |  | EVD5X31M17A*+WALLCON | *96CTN0601714B* | 34800 | 21 | 8.5 | 38000 | 27800 | 73.16% | 2.06 | 0 | 11 |  |  |  | No | R-454B | 2.9 | Residential & Commercial | Ducted CEE Tier 1
215935959 | Central HP <5.4 tons | COMFORTMAKER | HRCU-A-CB (Split System: Heat Pump with Remote Outdoor Unit-Air-Source) | C5H3V36*K*AAA* |  |  | EVD5X42M21A*+WALLCON | *80CSU0601716A* | 34400 | 21 | 8.5 | 38500 | 28200 | 73.25% | 2.04 | 0 | 11.7 |  |  |  | No | R-454B | 2.8667 | Residential & Commercial | Ducted CEE Tier 1
214242404 | Central HP <5.4 tons | TEMPSTAR | HRCU-A-CB (Split System: Heat Pump with Remote Outdoor Unit-Air-Source) | TVH825GKA2* |  |  | EN(A,D)4X24L14**+WALLCON | *80CTL0701412B* | 23200 | 16 | 8.1 | 22000 | 16800 | 76.36% | 1.94 | 0 | 10.5 |  |  |  | No | R-410A | 1.9333 | Residential & Commercial | Ducted CEE Tier 1
215487777 | Central HP <5.4 tons | AMANA | HRCU-A-CB (Split System: Heat Pump with Remote Outdoor Unit-Air-Source) | AZV6SA1810A* |  |  | CA*EA2418*3A* | A*VC960803BNB* | 17000 | 19 | 8.8 | 16800 | 13000 | 77.38% | 2.1 | 0 | 12 |  |  |  | No | R-32 | 1.4167 | Residential & Commercial | Ducted CEE Tier 1
214720205 | Central HP <5.4 tons | JOHNSON CONTROLS | HRCU-A-CB (Split System: Heat Pump with Remote Outdoor Unit-Air-Source) | HH860E2S11 |  |  | CTU60C5XGS1+TXV | TP9C100C20MP13 | 44000 | 18 | 9 | 45000 | 33800 | 75.11% | 2 | 0 | 11 |  |  |  | No | R-454B | 3.6667 | Residential & Commercial | Ducted CEE Tier 1
214242304 | Central HP <5.4 tons | TEMPSTAR | HRCU-A-CB (Split System: Heat Pump with Remote Outdoor Unit-Air-Source) | TVH825GKA3* |  |  | EN(A,D,W)4X48L21**+WALLCON | *96CTN0601714B* | 24000 | 16.5 | 8.1 | 21400 | 16600 | 77.57% | 2 | 0 | 11 |  |  |  | No | R-410A | 2 | Residential & Commercial | Ducted CEE Tier 1
214720030 | Central HP <5.4 tons | JOHNSON CONTROLS | HRCU-A-CB (Split System: Heat Pump with Remote Outdoor Unit-Air-Source) | HH860E2S11 |  |  | CTU60C5XGS1+TXV | TL9E080C16UH11 | 44500 | 18 | 9 | 45500 | 33800 | 74.29% | 2 | 0 | 11 |  |  |  | No | R-454B | 3.7083 | Residential & Commercial | Ducted CEE Tier 1
215487775 | Central HP <5.4 tons | AMANA | HRCU-A-CB (Split System: Heat Pump with Remote Outdoor Unit-Air-Source) | AZV6SA1810A* |  |  | CHPEA2422*3A* | A*VC960803BNB* | 17000 | 19 | 8.8 | 16800 | 13000 | 77.38% | 2.1 | 0 | 12 |  |  |  | No | R-32 | 1.4167 | Residential & Commercial | Ducted CEE Tier 1
215487786 | Central HP <5.4 tons | AMANA | HRCU-A-CB (Split System: Heat Pump with Remote Outdoor Unit-Air-Source) | AZV6SA1810A* |  |  | CA*EA3022*3A* | A*VC800804C*A* | 17000 | 19 | 8.8 | 16800 | 13000 | 77.38% | 2.1 | 0 | 12 |  |  |  | No | R-32 | 1.4167 | Residential & Commercial | Ducted CEE Tier 1
214719914 | Central HP <5.4 tons | JOHNSON CONTROLS | HRCU-A-CB (Split System: Heat Pump with Remote Outdoor Unit-Air-Source) | HH836E2S11 |  |  | CTU48C5XFS1+TXV | TM8Y120C20MP11 | 34400 | 19 | 9 | 32600 | 25800 | 79.14% | 2 | 0 | 11 |  |  |  | No | R-454B | 2.8667 | Residential & Commercial | Ducted CEE Tier 1
214720005 | Central HP <5.4 tons | JOHNSON CONTROLS | HRCU-A-CB (Split System: Heat Pump with Remote Outdoor Unit-Air-Source) | HH836E2S11 |  |  | CTU48C5XFS1+TXV | TM8E080C20MP11 | 34600 | 17 | 8.5 | 32800 | 25800 | 78.66% | 2 | 0 | 11 |  |  |  | No | R-454B | 2.8833 | Residential & Commercial | Ducted CEE Tier 1
215487711 | Central HP <5.4 tons | AMANA | HRCU-A-CB (Split System: Heat Pump with Remote Outdoor Unit-Air-Source) | AZV7SA3610A* |  |  | CHPEA4830*3A* | A*VM971005CNB* | 35000 | 18.5 | 8.1 | 35000 | 28400 | 81.14% | 2 | 0 | 10.5 |  |  |  | No | R-32 | 2.9167 | Residential & Commercial | Ducted CEE Tier 1
215932393 | Central HP <5.4 tons | TEMPSTAR | HRCU-A-CB (Split System: Heat Pump with Remote Outdoor Unit-Air-Source) | T5H3V36*K*AAA* |  |  | EA*5X48M21A*+WALLCON | *80CSU0401712A* | 33400 | 20.5 | 9.5 | 34600 | 26400 | 76.3% | 2.04 | 0 | 11.5 |  |  |  | No | R-454B | 2.7833 | Residential & Commercial | Ducted CEE Tier 1
215487778 | Central HP <5.4 tons | AMANA | HRCU-A-CB (Split System: Heat Pump with Remote Outdoor Unit-Air-Source) | AZV6SA1810A* |  |  | CHPEA2422*3A* | A*VC960603BNB* | 17000 | 19 | 8.8 | 16800 | 13000 | 77.38% | 2.1 | 0 | 12 |  |  |  | No | R-32 | 1.4167 | Residential & Commercial | Ducted CEE Tier 1
214499909 | Central HP <5.4 tons | GOODMAN | HRCU-A-CB (Split System: Heat Pump with Remote Outdoor Unit-Air-Source) | GSZS601810A* |  |  | CA*EA2422*4B*+MBVC1200**-1A* |  | 16600 | 17.5 | 8.5 | 17400 | 13000 | 74.71% | 2.1 | 0 | 10.9 |  |  |  | No | R-410A | 1.3833 | Residential & Commercial | Ducted CEE Tier 1
215487743 | Central HP <5.4 tons | AMANA | HRCU-A-CB (Split System: Heat Pump with Remote Outdoor Unit-Air-Source) | AZV7SA4810A* |  |  | CA*EA6030*3A* | A*VC800804C*A* | 45500 | 16.5 | 8.8 | 47000 | 33600 | 71.49% | 2 | 0 | 10 |  |  |  | No | R-32 | 3.7917 | Residential & Commercial | Ducted CEE Tier 1
215487750 | Central HP <5.4 tons | AMANA | HRCU-A-CB (Split System: Heat Pump with Remote Outdoor Unit-Air-Source) | AZV7SA4810A* |  |  | CA*EA6030*3A* | A*VC800805D*A* | 45500 | 17 | 8.8 | 47000 | 33600 | 71.49% | 2 | 0 | 10 |  |  |  | No | R-32 | 3.7917 | Residential & Commercial | Ducted CEE Tier 1
214499792 | Central HP <5.4 tons | GOODMAN | HRCU-A-CB (Split System: Heat Pump with Remote Outdoor Unit-Air-Source) | GSZS601810A* |  |  | CA*EA1818*4B* | G*VM970803BNB* | 16600 | 17.5 | 8.5 | 17400 | 13000 | 74.71% | 2.1 | 0 | 10.9 |  |  |  | No | R-410A | 1.3833 | Residential & Commercial | Ducted CEE Tier 1
214500843 | Central HP <5.4 tons | GOODMAN | HRCU-A-CB (Split System: Heat Pump with Remote Outdoor Unit-Air-Source) | GSZS601810A* |  |  | CA*EA2422*4B*+MBVK16CP1X00A* |  | 16600 | 17.5 | 8.5 | 17400 | 13000 | 74.71% | 2.1 | 0 | 10.9 |  |  |  | No | R-410A | 1.3833 | Residential & Commercial | Ducted CEE Tier 1
214499790 | Central HP <5.4 tons | GOODMAN | HRCU-A-CB (Split System: Heat Pump with Remote Outdoor Unit-Air-Source) | GSZS601810A* |  |  | CA*EA1818*4B* | G*VC960803BNB* | 16600 | 17.5 | 8.5 | 17400 | 13000 | 74.71% | 2.1 | 0 | 10.9 |  |  |  | No | R-410A | 1.3833 | Residential & Commercial | Ducted CEE Tier 1
214499807 | Central HP <5.4 tons | GOODMAN | HRCU-A-CB (Split System: Heat Pump with Remote Outdoor Unit-Air-Source) | GSZS601810A* |  |  | CA*EA2422*4B* | G*VM970603BNB* | 16600 | 17.5 | 8.5 | 17400 | 13000 | 74.71% | 2.1 | 0 | 10.9 |  |  |  | No | R-410A | 1.3833 | Residential & Commercial | Ducted CEE Tier 1
213079218 | Central HP <5.4 tons | COMFORTMAKER | HRCU-A-CB (Split System: Heat Pump with Remote Outdoor Unit-Air-Source) | DLCURAH36ABK |  |  | EA*4X37L21A* | *80MSU0802120A* | 36600 | 16.5 | 8.5 | 38000 | 34600 | 91.05% | 2.08 | 0 | 10 |  |  |  | No | R-410A | 3.05 | Residential & Commercial | Ducted CEE Tier 1
213080104 | Central HP <5.4 tons | COMFORTMAKER | HRCU-A-CB (Split System: Heat Pump with Remote Outdoor Unit-Air-Source) | DLCURAH36ABK |  |  | END4X42L17** | *96MSN0801716A* | 35600 | 15.5 | 8.1 | 38500 | 35200 | 91.43% | 1.94 | 0 | 10 |  |  |  | No | R-410A | 2.9667 | Residential & Commercial | Ducted CEE Tier 1
215487695 | Central HP <5.4 tons | AMANA | HRCU-A-CB (Split System: Heat Pump with Remote Outdoor Unit-Air-Source) | AZV7SA3610A* |  |  | CA*EA4830*3A* | A*VC800804C*A* | 34800 | 18.5 | 8.5 | 35000 | 28400 | 81.14% | 2 | 0 | 10.5 |  |  |  | No | R-32 | 2.9 | Residential & Commercial | Ducted CEE Tier 1
212609376 | Central HP <5.4 tons | RUUD | HRCU-A-CB (Split System: Heat Pump with Remote Outdoor Unit-Air-Source) | UP18AZ48AJVC |  |  | RCFZ6021SEAAM | R802V1005A21UHS | 44500 | 19 | 8.5 | 43000 | 45000 | 104.7% | 2 | 0 | 11.7 |  |  |  | No | R-410A | 3.7083 | Residential & Commercial | Ducted CEE Tier 1
210589397 | Central HP <5.4 tons | RUUD | HRCU-A-CB (Split System: Heat Pump with Remote Outdoor Unit-Air-Source) | UP18AZ36AJVC |  |  | RCFZ6021SEAAM | U802VA075421M | 34200 | 20 | 8.5 | 34200 | 43000 | 125.7% | 2.2 | 0 | 12.5 |  |  |  | No | R-410A | 2.85 | Residential & Commercial | Ducted CEE Tier 1
214238872 | Central HP <5.4 tons | TEMPSTAR | HRCU-A-CB (Split System: Heat Pump with Remote Outdoor Unit-Air-Source) | TVH837GKA2* |  |  | EN(A,D)4X36L21**+WALLCON | *80CTL0902120B* | 31400 | 16.5 | 8.1 | 33000 | 24000 | 72.73% | 1.82 | 0 | 11 |  |  |  | No | R-410A | 2.6167 | Residential & Commercial | Ducted CEE Tier 1
215434460 | Central HP <5.4 tons | GOODMAN | HRCU-A-CB (Split System: Heat Pump with Remote Outdoor Unit-Air-Source) | GZV7SA4810A* |  |  | CHPEA6030*3A* | G*VM971005CNA* | 45500 | 16.2 | 8.5 | 46500 | 33600 | 72.26% | 2 | 0 | 10 |  |  |  | No | R-32 | 3.7917 | Residential & Commercial | Ducted CEE Tier 1
215434461 | Central HP <5.4 tons | GOODMAN | HRCU-A-CB (Split System: Heat Pump with Remote Outdoor Unit-Air-Source) | GZV7SA4810A* |  |  | CHPEA6030*3A* | G*VT800805D*A* | 45500 | 17 | 8.5 | 46500 | 33600 | 72.26% | 2 | 0 | 10 |  |  |  | No | R-32 | 3.7917 | Residential & Commercial | Ducted CEE Tier 1
214650528 | Central HP <5.4 tons | JOHNSON CONTROLS | HRCU-A-CB (Split System: Heat Pump with Remote Outdoor Unit-Air-Source) | HH860E2S11 |  |  | CTU60D5XHS1+TXV | TP9C120D20MP13 | 54000 | 19 | 9 | 54500 | 39500 | 72.48% | 2 | 0 | 11 |  |  |  | No | R-454B | 4.5 | Residential & Commercial | Ducted CEE Tier 1
214650927 | Central HP <5.4 tons | JOHNSON CONTROLS | HRCU-A-CB (Split System: Heat Pump with Remote Outdoor Unit-Air-Source) | HH824E2S11 |  |  | CTU36B5XDS1+TXV | TM8E080B12MP11 | 23000 | 18 | 9.5 | 23000 | 18700 | 81.3% | 2 | 0 | 12 |  |  |  | No | R-454B | 1.9167 | Residential & Commercial | Ducted CEE Tier 1
214650646 | Central HP <5.4 tons | JOHNSON CONTROLS | HRCU-A-CB (Split System: Heat Pump with Remote Outdoor Unit-Air-Source) | HH824E2S11 |  |  | CTU30B5XCS1+TXV | Z9ES060B12SMPS1 | 23000 | 17 | 9.5 | 23000 | 19100 | 83.04% | 2 | 0 | 11.7 |  |  |  | No | R-454B | 1.9167 | Residential & Commercial | Ducted CEE Tier 1
215487661 | Central HP <5.4 tons | AMANA | HRCU-A-CB (Split System: Heat Pump with Remote Outdoor Unit-Air-Source) | AZV7SA2410A* |  |  | CA*EA3626*3A* | A*VM970804CNB* | 23200 | 19 | 8.6 | 23200 | 17000 | 73.28% | 2 | 0 | 11 |  |  |  | No | R-32 | 1.9333 | Residential & Commercial | Ducted CEE Tier 1
215487650 | Central HP <5.4 tons | AMANA | HRCU-A-CB (Split System: Heat Pump with Remote Outdoor Unit-Air-Source) | AZV7SA2410A* |  |  | CA*EA3022*3A* | A*VC800803B*A* | 23200 | 19 | 8.6 | 23200 | 17000 | 73.28% | 2 | 0 | 11 |  |  |  | No | R-32 | 1.9333 | Residential & Commercial | Ducted CEE Tier 1
215487659 | Central HP <5.4 tons | AMANA | HRCU-A-CB (Split System: Heat Pump with Remote Outdoor Unit-Air-Source) | AZV7SA2410A* |  |  | CA*EA3626*3A* | A*VM970603BNB* | 23200 | 19 | 8.6 | 23200 | 17000 | 73.28% | 2 | 0 | 11 |  |  |  | No | R-32 | 1.9333 | Residential & Commercial | Ducted CEE Tier 1
215487666 | Central HP <5.4 tons | AMANA | HRCU-A-CB (Split System: Heat Pump with Remote Outdoor Unit-Air-Source) | AZV7SA2410A* |  |  | CA*EA3626*3A* | A*VC800804C*A* | 23200 | 19 | 8.6 | 23200 | 17000 | 73.28% | 2 | 0 | 11 |  |  |  | No | R-32 | 1.9333 | Residential & Commercial | Ducted CEE Tier 1
212987447 | Central HP <5.4 tons | CARRIER | HRCU-A-CB (Split System: Heat Pump with Remote Outdoor Unit-Air-Source) | 38MURAQ24AB3* |  |  | CNPV*2417AL* | 59SC6A080M17**16 | 23400 | 16.5 | 8.5 | 27000 | 25000 | 92.59% | 2.06 | 0 | 10 |  |  |  | No | R-410A | 1.95 | Residential & Commercial | Ducted CEE Tier 1
212989153 | Central HP <5.4 tons | CARRIER | HRCU-A-CB (Split System: Heat Pump with Remote Outdoor Unit-Air-Source) | 38MURAQ24AB3* |  |  | CAP**3017AL* | 59SU5B060M17**16 | 23600 | 17 | 8.5 | 26400 | 24600 | 93.18% | 2.04 | 0 | 10 |  |  |  | No | R-410A | 1.9667 | Residential & Commercial | Ducted CEE Tier 1
212989189 | Central HP <5.4 tons | CARRIER | HRCU-A-CB (Split System: Heat Pump with Remote Outdoor Unit-Air-Source) | 38MURAQ24AB3* |  |  | CAP**3717AL* | 59SU5B060M17**16 | 24000 | 17 | 8.5 | 25600 | 22400 | 87.5% | 1.88 | 0 | 10 |  |  |  | No | R-410A | 2 | Residential & Commercial | Ducted CEE Tier 1
211393758 | Central HP <5.4 tons | JOHNSON CONTROLS | HRCU-A-CB (Split System: Heat Pump with Remote Outdoor Unit-Air-Source) | HMH72B341 |  |  | XAFA30DXXN1+TXV | TM8E040A12MP11 | 33800 | 18 | 8.1 | 33600 | 23600 | 70.24% | 2.04 | 0 | 10 |  |  |  | No | R-410A | 2.8167 | Residential & Commercial | Ducted CEE Tier 1
214499907 | Central HP <5.4 tons | GOODMAN | HRCU-A-CB (Split System: Heat Pump with Remote Outdoor Unit-Air-Source) | GSZS601810A* |  |  | CA*EA1818*4B*+MBVC1200**-1A* |  | 16600 | 17.5 | 8.5 | 17400 | 13000 | 74.71% | 2.1 | 0 | 10.9 |  |  |  | No | R-410A | 1.3833 | Residential & Commercial | Ducted CEE Tier 1
214499812 | Central HP <5.4 tons | GOODMAN | HRCU-A-CB (Split System: Heat Pump with Remote Outdoor Unit-Air-Source) | GSZS601810A* |  |  | CA*EA2422*4B* | G*VS960805CUA* | 16600 | 17.5 | 8.5 | 17400 | 13000 | 74.71% | 2.1 | 0 | 10.9 |  |  |  | No | R-410A | 1.3833 | Residential & Commercial | Ducted CEE Tier 1
215487768 | Central HP <5.4 tons | AMANA | HRCU-A-CB (Split System: Heat Pump with Remote Outdoor Unit-Air-Source) | AZV7SA4810A* |  |  | CHPEA6030*3A* | A*VM970804CNB* | 45500 | 16.2 | 8.5 | 46500 | 33600 | 72.26% | 2 | 0 | 10 |  |  |  | No | R-32 | 3.7917 | Residential & Commercial | Ducted CEE Tier 1
214499787 | Central HP <5.4 tons | GOODMAN | HRCU-A-CB (Split System: Heat Pump with Remote Outdoor Unit-Air-Source) | GSZS601810A* |  |  | CA*EA1818*4B* | G*VS960603BUA* | 16600 | 17.5 | 8.5 | 17400 | 13000 | 74.71% | 2.1 | 0 | 10.9 |  |  |  | No | R-410A | 1.3833 | Residential & Commercial | Ducted CEE Tier 1
214499801 | Central HP <5.4 tons | GOODMAN | HRCU-A-CB (Split System: Heat Pump with Remote Outdoor Unit-Air-Source) | GSZS601810A* |  |  | CA*EA2422*4B* | G*VC800604B*A* | 16600 | 17.5 | 8.5 | 17400 | 13000 | 74.71% | 2.1 | 0 | 10.9 |  |  |  | No | R-410A | 1.3833 | Residential & Commercial | Ducted CEE Tier 1
215487802 | Central HP <5.4 tons | AMANA | HRCU-A-CB (Split System: Heat Pump with Remote Outdoor Unit-Air-Source) | AZV6SA1810A* |  |  | CHPEA2422*3A* | A*VM970603BNB* | 17000 | 19 | 8.8 | 16800 | 13000 | 77.38% | 2.1 | 0 | 12 |  |  |  | No | R-32 | 1.4167 | Residential & Commercial | Ducted CEE Tier 1
215487793 | Central HP <5.4 tons | AMANA | HRCU-A-CB (Split System: Heat Pump with Remote Outdoor Unit-Air-Source) | AZV6SA1810A* |  |  | CA*EA2418*3A* | A*VC800604B*A* | 17000 | 19 | 8.8 | 16800 | 13000 | 77.38% | 2.1 | 0 | 12 |  |  |  | No | R-32 | 1.4167 | Residential & Commercial | Ducted CEE Tier 1
215487800 | Central HP <5.4 tons | AMANA | HRCU-A-CB (Split System: Heat Pump with Remote Outdoor Unit-Air-Source) | AZV6SA1810A* |  |  | CA*EA3022*3A* | A*VM970803BNB* | 17000 | 19 | 8.8 | 16800 | 13000 | 77.38% | 2.1 | 0 | 12 |  |  |  | No | R-32 | 1.4167 | Residential & Commercial | Ducted CEE Tier 1
215487780 | Central HP <5.4 tons | AMANA | HRCU-A-CB (Split System: Heat Pump with Remote Outdoor Unit-Air-Source) | AZV6SA1810A* |  |  | CA*EA2418*3A* | A*VC960603BNB* | 17000 | 19 | 8.8 | 16800 | 13000 | 77.38% | 2.1 | 0 | 12 |  |  |  | No | R-32 | 1.4167 | Residential & Commercial | Ducted CEE Tier 1
215932303 | Central HP <5.4 tons | TEMPSTAR | HRCU-A-CB (Split System: Heat Pump with Remote Outdoor Unit-Air-Source) | T5H3V36*K*AAA* |  |  | EA*5X42M21A*+WALLCON | *97CMN0602120B* | 32600 | 19 | 9.5 | 35200 | 27200 | 77.27% | 2 | 0 | 11 |  |  |  | No | R-454B | 2.7167 | Residential & Commercial | Ducted CEE Tier 1
214499797 | Central HP <5.4 tons | GOODMAN | HRCU-A-CB (Split System: Heat Pump with Remote Outdoor Unit-Air-Source) | GSZS601810A* |  |  | CA*EA1818*4B* | G*VC960804CNB* | 16600 | 17.5 | 8.5 | 17400 | 13000 | 74.71% | 2.1 | 0 | 10.9 |  |  |  | No | R-410A | 1.3833 | Residential & Commercial | Ducted CEE Tier 1
214720077 | Central HP <5.4 tons | JOHNSON CONTROLS | HRCU-A-CB (Split System: Heat Pump with Remote Outdoor Unit-Air-Source) | HH836E2S11 |  |  | CTU48C5XFS1+TXV | TPLC100C16MP13 | 33400 | 18 | 9 | 31600 | 25400 | 80.38% | 2 | 0 | 11 |  |  |  | No | R-454B | 2.7833 | Residential & Commercial | Ducted CEE Tier 1
214720143 | Central HP <5.4 tons | JOHNSON CONTROLS | HRCU-A-CB (Split System: Heat Pump with Remote Outdoor Unit-Air-Source) | HH836E2S11 |  |  | CTU48C5XFS1+TXV | Z8ES100C20SMPS1 | 34400 | 19 | 9 | 32000 | 25400 | 79.38% | 2 | 0 | 11 |  |  |  | No | R-454B | 2.8667 | Residential & Commercial | Ducted CEE Tier 1
212970000 | Central HP <5.4 tons | COMFORTMAKER | HRCU-A-CB (Split System: Heat Pump with Remote Outdoor Unit-Air-Source) | DLCURAH18ABK |  |  | EA*4X30L17A* | *80VSL0701716B* | 17500 | 16.5 | 8.5 | 18000 | 18700 | 103.9% | 2.26 | 0 | 10.5 |  |  |  | No | R-410A | 1.4583 | Residential & Commercial | Ducted CEE Tier 1
214228993 | Central HP <5.4 tons | HEIL | HRCU-A-CB (Split System: Heat Pump with Remote Outdoor Unit-Air-Source) | DLCURAH18ABK |  |  | EA*4X25L17A* | *80MSU0601716A* | 18200 | 16.5 | 8.5 | 18000 | 17500 | 97.22% | 2.12 | 0 | 11 |  |  |  | No | R-410A | 1.5167 | Residential & Commercial | Ducted CEE Tier 1
214499785 | Central HP <5.4 tons | GOODMAN | HRCU-A-CB (Split System: Heat Pump with Remote Outdoor Unit-Air-Source) | GSZS601810A* |  |  | CA*EA1818*4B* | G*VC800604B*A* | 16600 | 17.5 | 8.5 | 17400 | 13000 | 74.71% | 2.1 | 0 | 10.9 |  |  |  | No | R-410A | 1.3833 | Residential & Commercial | Ducted CEE Tier 1
215487663 | Central HP <5.4 tons | AMANA | HRCU-A-CB (Split System: Heat Pump with Remote Outdoor Unit-Air-Source) | AZV7SA2410A* |  |  | CA*EA3626*3A* | A*VC800603B*A* | 23200 | 19 | 8.6 | 23200 | 17000 | 73.28% | 2 | 0 | 11 |  |  |  | No | R-32 | 1.9333 | Residential & Commercial | Ducted CEE Tier 1
215487665 | Central HP <5.4 tons | AMANA | HRCU-A-CB (Split System: Heat Pump with Remote Outdoor Unit-Air-Source) | AZV7SA2410A* |  |  | CA*EA3626*3A* | A*VC800803B*A* | 23200 | 19 | 8.6 | 23200 | 17000 | 73.28% | 2 | 0 | 11 |  |  |  | No | R-32 | 1.9333 | Residential & Commercial | Ducted CEE Tier 1
215487679 | Central HP <5.4 tons | AMANA | HRCU-A-CB (Split System: Heat Pump with Remote Outdoor Unit-Air-Source) | AZV7SA2410A* |  |  | CHPEA3026*3A* | A*VC800604B*A* | 23200 | 19 | 8.6 | 23200 | 17000 | 73.28% | 2 | 0 | 11 |  |  |  | No | R-32 | 1.9333 | Residential & Commercial | Ducted CEE Tier 1
214499784 | Central HP <5.4 tons | GOODMAN | HRCU-A-CB (Split System: Heat Pump with Remote Outdoor Unit-Air-Source) | GSZS601810A* |  |  | CA*EA1818*4B* | G*VC800603B*A* | 16600 | 17.5 | 8.5 | 17400 | 13000 | 74.71% | 2.1 | 0 | 10.9 |  |  |  | No | R-410A | 1.3833 | Residential & Commercial | Ducted CEE Tier 1
214499795 | Central HP <5.4 tons | GOODMAN | HRCU-A-CB (Split System: Heat Pump with Remote Outdoor Unit-Air-Source) | GSZS601810A* |  |  | CA*EA1818*4B* | G*VC800805C*A* | 16600 | 17.5 | 8.5 | 17400 | 13000 | 74.71% | 2.1 | 0 | 10.9 |  |  |  | No | R-410A | 1.3833 | Residential & Commercial | Ducted CEE Tier 1
214500840 | Central HP <5.4 tons | GOODMAN | HRCU-A-CB (Split System: Heat Pump with Remote Outdoor Unit-Air-Source) | GSZS601810A* |  |  | CA*EA1818*4B*+MBVK12BP1X00A* |  | 16600 | 17.5 | 8.5 | 17400 | 13000 | 74.71% | 2.1 | 0 | 10.9 |  |  |  | No | R-410A | 1.3833 | Residential & Commercial | Ducted CEE Tier 1
214239982 | Central HP <5.4 tons | TEMPSTAR | HRCU-A-CB (Split System: Heat Pump with Remote Outdoor Unit-Air-Source) | TVH837GKA** |  |  | EN(A,D)4X48L24**+WALLCON | *80CTL1102120B* | 32400 | 17 | 8.1 | 32600 | 24600 | 75.46% | 1.96 | 0 | 11.5 |  |  |  | No | R-410A | 2.7 | Residential & Commercial | Ducted CEE Tier 1
215853284 | Central HP <5.4 tons | YORK | HRCU-A-CB (Split System: Heat Pump with Remote Outdoor Unit-Air-Source) | HH836E2S11 |  |  | CTF36C5CDS1 | Y91E100C20SMPS1 | 34800 | 18 | 8.5 | 33000 | 27200 | 82.42% | 2 | 0 | 11 |  |  |  | No | R-454B | 2.9 | Residential & Commercial | Ducted CEE Tier 1
213350746 | Central HP <5.4 tons | DNAIR | HRCU-A-C (Split System: Heat Pump with Remote Outdoor Unit with No Indoor Fan --Air Source) | DNHP0018H-C |  |  | DNCL0018H-E |  | 18000 | 16.1 | 9.5 | 19000 | 15000 | 78.95% | 2.2 | 11.6 | 11.7 |  |  |  | No | R-410A | 1.5 | Residential & Commercial | Ducted CEE Tier 1
214719872 | Central HP <5.4 tons | JOHNSON CONTROLS | HRCU-A-CB (Split System: Heat Pump with Remote Outdoor Unit-Air-Source) | HH836E2S11 |  |  | CTU48C5XFS1+TXV | TL9E080C16UH11 | 33400 | 18 | 9 | 31400 | 25400 | 80.89% | 2 | 0 | 11 |  |  |  | No | R-454B | 2.7833 | Residential & Commercial | Ducted CEE Tier 1
214720047 | Central HP <5.4 tons | JOHNSON CONTROLS | HRCU-A-CB (Split System: Heat Pump with Remote Outdoor Unit-Air-Source) | HH836E2S11 |  |  | CTU48C5XFS1+JMET12CS2N1+TXV |  | 34000 | 19 | 9 | 31800 | 25200 | 79.25% | 2 | 0 | 11.7 |  |  |  | No | R-454B | 2.8333 | Residential & Commercial | Ducted CEE Tier 1
214240032 | Central HP <5.4 tons | TEMPSTAR | HRCU-A-CB (Split System: Heat Pump with Remote Outdoor Unit-Air-Source) | TVH837GKA** |  |  | EN(A,D)4X48L24**+WALLCON | *96CTN1202422B* | 32400 | 17 | 8.1 | 32600 | 24600 | 75.46% | 1.96 | 0 | 11.7 |  |  |  | No | R-410A | 2.7 | Residential & Commercial | Ducted CEE Tier 1
214499806 | Central HP <5.4 tons | GOODMAN | HRCU-A-CB (Split System: Heat Pump with Remote Outdoor Unit-Air-Source) | GSZS601810A* |  |  | CA*EA2422*4B* | G*VC960803BNB* | 16600 | 17.5 | 8.5 | 17400 | 13000 | 74.71% | 2.1 | 0 | 10.9 |  |  |  | No | R-410A | 1.3833 | Residential & Commercial | Ducted CEE Tier 1
214499808 | Central HP <5.4 tons | GOODMAN | HRCU-A-CB (Split System: Heat Pump with Remote Outdoor Unit-Air-Source) | GSZS601810A* |  |  | CA*EA2422*4B* | G*VM970803BNB* | 16600 | 17.5 | 8.5 | 17400 | 13000 | 74.71% | 2.1 | 0 | 10.9 |  |  |  | No | R-410A | 1.3833 | Residential & Commercial | Ducted CEE Tier 1
215487796 | Central HP <5.4 tons | AMANA | HRCU-A-CB (Split System: Heat Pump with Remote Outdoor Unit-Air-Source) | AZV6SA1810A* |  |  | CA*EA2418*3A* | A*VC800603B*A* | 17000 | 19 | 8.8 | 16800 | 13000 | 77.38% | 2.1 | 0 | 12 |  |  |  | No | R-32 | 1.4167 | Residential & Commercial | Ducted CEE Tier 1
215487798 | Central HP <5.4 tons | AMANA | HRCU-A-CB (Split System: Heat Pump with Remote Outdoor Unit-Air-Source) | AZV6SA1810A* |  |  | CA*EA2418*3A* | A*VM970804CNB* | 17000 | 19 | 8.8 | 16800 | 13000 | 77.38% | 2.1 | 0 | 12 |  |  |  | No | R-32 | 1.4167 | Residential & Commercial | Ducted CEE Tier 1
214720020 | Central HP <5.4 tons | JOHNSON CONTROLS | HRCU-A-CB (Split System: Heat Pump with Remote Outdoor Unit-Air-Source) | HH836E2S11 |  |  | CTU48C5XFS1+TXV | Z8ES120C20SMPS1 | 34200 | 19 | 9 | 32000 | 25400 | 79.38% | 2 | 0 | 11 |  |  |  | No | R-454B | 2.85 | Residential & Commercial | Ducted CEE Tier 1
214720138 | Central HP <5.4 tons | JOHNSON CONTROLS | HRCU-A-CB (Split System: Heat Pump with Remote Outdoor Unit-Air-Source) | HH836E2S11 |  |  | CTU48C5XFS1+TXV | TM9E100C16MP12 | 33400 | 19 | 9 | 31400 | 25400 | 80.89% | 2 | 0 | 11 |  |  |  | No | R-454B | 2.7833 | Residential & Commercial | Ducted CEE Tier 1
214720215 | Central HP <5.4 tons | JOHNSON CONTROLS | HRCU-A-CB (Split System: Heat Pump with Remote Outdoor Unit-Air-Source) | HH836E2S11 |  |  | CTU48C5XFS1+TXV | TM9Y100C16MP11 | 33200 | 19 | 9 | 31400 | 25400 | 80.89% | 2 | 0 | 11 |  |  |  | No | R-454B | 2.7667 | Residential & Commercial | Ducted CEE Tier 1
215853278 | Central HP <5.4 tons | YORK | HRCU-A-CB (Split System: Heat Pump with Remote Outdoor Unit-Air-Source) | HH836E2S11 |  |  | CTM36B5CDS1 | Y91E080B12SMPS1 | 33400 | 18 | 8.5 | 31200 | 25600 | 82.05% | 2 | 0 | 11 |  |  |  | No | R-454B | 2.7833 | Residential & Commercial | Ducted CEE Tier 1
215931813 | Central HP <5.4 tons | TEMPSTAR | HRCU-A-CB (Split System: Heat Pump with Remote Outdoor Unit-Air-Source) | T5H3V60*K*AAA* |  |  | ESH5X60M12A*+WALLCON | *80CSU1002120A* | 56000 | 18 | 8.1 | 61000 | 46000 | 75.41% | 1.95 | 0 | 11 |  |  |  | No | R-454B | 4.6667 | Residential & Commercial | Ducted CEE Tier 1
215935936 | Central HP <5.4 tons | HEIL | HRCU-A-CB (Split System: Heat Pump with Remote Outdoor Unit-Air-Source) | H5H3V36*K*AAA* |  |  | EVD5X42M17A*+WALLCON | *96CTN0601714B* | 34200 | 20.5 | 8.5 | 38000 | 27400 | 72.11% | 2 | 0 | 11 |  |  |  | No | R-454B | 2.85 | Residential & Commercial | Ducted CEE Tier 1
215936006 | Central HP <5.4 tons | HEIL | HRCU-A-CB (Split System: Heat Pump with Remote Outdoor Unit-Air-Source) | H5H3V36*K*AAA* |  |  | EVD5X42M21A*+WALLCON | *80CTL0901716B* | 34400 | 21 | 8.5 | 38500 | 28200 | 73.25% | 2.04 | 0 | 11.7 |  |  |  | No | R-454B | 2.8667 | Residential & Commercial | Ducted CEE Tier 1
215936086 | Central HP <5.4 tons | HEIL | HRCU-A-CB (Split System: Heat Pump with Remote Outdoor Unit-Air-Source) | H5H3V36*K*AAA* |  |  | EVD5X42M21A*+WALLCON | *97CMN0801714B* | 34200 | 20.5 | 8.5 | 39000 | 28600 | 73.33% | 2.02 | 0 | 11.5 |  |  |  | No | R-454B | 2.85 | Residential & Commercial | Ducted CEE Tier 1
215864717 | Central HP <5.4 tons | TRANE | HRCU-A-CB (Split System: Heat Pump with Remote Outdoor Unit-Air-Source) | 5TWV8X60A1 |  |  | 5TXCC009AS3 | S8V2C100M5PCB | 54000 | 18.1 | 8.5 | 55500 | 40000 | 72.07% | 2 | 0 | 10 |  |  |  | No | R-454B | 4.5 | Residential & Commercial | Ducted CEE Tier 1
215864751 | Central HP <5.4 tons | TRANE | HRCU-A-CB (Split System: Heat Pump with Remote Outdoor Unit-Air-Source) | 5TWV8X60A1 |  |  | 5TXCD010AS3 | *UHMD120CCV5+LRP | 53500 | 18.1 | 8.5 | 55000 | 39500 | 71.82% | 2 | 0 | 10 |  |  |  | No | R-454B | 4.4583 | Residential & Commercial | Ducted CEE Tier 1
212979924 | Central HP <5.4 tons | HEIL | HRCU-A-CB (Split System: Heat Pump with Remote Outdoor Unit-Air-Source) | DLCURAH24ABK |  |  | EN(A,D,W)4X36L17** | *80MS(N,L)0901714A* | 23600 | 17 | 8.5 | 26400 | 24400 | 92.42% | 2.02 | 0 | 10.5 |  |  |  | No | R-410A | 1.9667 | Residential & Commercial | Ducted CEE Tier 1
212969830 | Central HP <5.4 tons | COMFORTMAKER | HRCU-A-CB (Split System: Heat Pump with Remote Outdoor Unit-Air-Source) | DLCURAH24ABK |  |  | EN(A,D)4X30L17** | *80VSL0451412B* | 23600 | 17 | 8.5 | 26200 | 24600 | 93.89% | 2.04 | 0 | 10.5 |  |  |  | No | R-410A | 1.9667 | Residential & Commercial | Ducted CEE Tier 1
215487649 | Central HP <5.4 tons | AMANA | HRCU-A-CB (Split System: Heat Pump with Remote Outdoor Unit-Air-Source) | AZV7SA2410A* |  |  | CA*EA3022*3A* | A*VC800603B*A* | 23200 | 19 | 8.6 | 23200 | 17000 | 73.28% | 2 | 0 | 11 |  |  |  | No | R-32 | 1.9333 | Residential & Commercial | Ducted CEE Tier 1
215487651 | Central HP <5.4 tons | AMANA | HRCU-A-CB (Split System: Heat Pump with Remote Outdoor Unit-Air-Source) | AZV7SA2410A* |  |  | CA*EA3022*3A* | A*VC800804C*A* | 23200 | 19 | 8.6 | 23200 | 17000 | 73.28% | 2 | 0 | 11 |  |  |  | No | R-32 | 1.9333 | Residential & Commercial | Ducted CEE Tier 1
211261376 | Central HP <5.4 tons | HEIL | HRCU-A-CB (Split System: Heat Pump with Remote Outdoor Unit-Air-Source) | DLCURAH18ABK |  |  | EA*4X30L14A* | *96VTN0401410A* | 17500 | 16 | 8.5 | 18100 | 18600 | 102.8% | 2.24 | 0 | 10.5 |  |  |  | No | R-410A | 1.4583 | Residential & Commercial | Ducted CEE Tier 1
211261769 | Central HP <5.4 tons | HEIL | HRCU-A-CB (Split System: Heat Pump with Remote Outdoor Unit-Air-Source) | DLCURAH18ABK |  |  | EA*4X30L17A* | *80VTL0451412A* | 17800 | 16.5 | 8.5 | 18300 | 18500 | 101.1% | 2.22 | 0 | 10.5 |  |  |  | No | R-410A | 1.4833 | Residential & Commercial | Ducted CEE Tier 1
214499800 | Central HP <5.4 tons | GOODMAN | HRCU-A-CB (Split System: Heat Pump with Remote Outdoor Unit-Air-Source) | GSZS601810A* |  |  | CA*EA2422*4B* | G*VC800603B*A* | 16600 | 17.5 | 8.5 | 17400 | 13000 | 74.71% | 2.1 | 0 | 10.9 |  |  |  | No | R-410A | 1.3833 | Residential & Commercial | Ducted CEE Tier 1
212983549 | Central HP <5.4 tons | AIRQUEST | HRCU-A-CB (Split System: Heat Pump with Remote Outdoor Unit-Air-Source) | DLCURAH24ABK |  |  | EA*4X30L17A* | *92MSN0601412A* | 23800 | 17 | 8.5 | 26600 | 24000 | 90.23% | 1.98 | 0 | 10 |  |  |  | No | R-410A | 1.9833 | Residential & Commercial | Ducted CEE Tier 1
212983599 | Central HP <5.4 tons | AIRQUEST | HRCU-A-CB (Split System: Heat Pump with Remote Outdoor Unit-Air-Source) | DLCURAH24ABK |  |  | EN(A,D)4X30L14** | *92MSN0601412A* | 23800 | 16.5 | 8.5 | 26400 | 24000 | 90.91% | 2 | 0 | 10 |  |  |  | No | R-410A | 1.9833 | Residential & Commercial | Ducted CEE Tier 1
211392891 | Central HP <5.4 tons | JOHNSON CONTROLS | HRCU-A-CB (Split System: Heat Pump with Remote Outdoor Unit-Air-Source) | HMH72B341 |  |  | XAFB36DBCN1 | TMLE040A12MP11 | 34000 | 18 | 8.1 | 33600 | 23800 | 70.83% | 2.06 | 0 | 10 |  |  |  | No | R-410A | 2.8333 | Residential & Commercial | Ducted CEE Tier 1
214229147 | Central HP <5.4 tons | HEIL | HRCU-A-CB (Split System: Heat Pump with Remote Outdoor Unit-Air-Source) | DLCURAH24ABK |  |  | EA*4X30L17A* | *80MSU0601716A* | 23600 | 17 | 8.5 | 25800 | 24200 | 93.8% | 2.02 | 0 | 10 |  |  |  | No | R-410A | 1.9667 | Residential & Commercial | Ducted CEE Tier 1
213076355 | Central HP <5.4 tons | COMFORTMAKER | HRCU-A-CB (Split System: Heat Pump with Remote Outdoor Unit-Air-Source) | DLCURAH24ABK |  |  | EA*4X37L21A* | *95MSU1002122A* | 25000 | 17.5 | 8.5 | 25400 | 21000 | 82.68% | 1.78 | 0 | 10.5 |  |  |  | No | R-410A | 2.0833 | Residential & Commercial | Ducted CEE Tier 1
214279867 | Central HP <5.4 tons | HEIL | HRCU-A-CB (Split System: Heat Pump with Remote Outdoor Unit-Air-Source) | DLCURAH24ABK |  |  | EA*4X24L17A* | *96MSN0601716A* | 23600 | 16.5 | 9.5 | 26600 | 24800 | 93.23% | 2.04 | 0 | 10 |  |  |  | No | R-410A | 1.9667 | Residential & Commercial | Ducted CEE Tier 1
215865027 | Central HP <5.4 tons | TRANE | HRCU-A-CB (Split System: Heat Pump with Remote Outdoor Unit-Air-Source) | 5TWV8X60A1 |  |  | 5PX*DD10AS3 | S9V2C100D5PSC+LRP | 53000 | 18.1 | 8.5 | 55000 | 39500 | 71.82% | 2 | 0 | 10 |  |  |  | No | R-454B | 4.4167 | Residential & Commercial | Ducted CEE Tier 1
215865075 | Central HP <5.4 tons | TRANE | HRCU-A-CB (Split System: Heat Pump with Remote Outdoor Unit-Air-Source) | 5TWV8X60A1 |  |  | 5TXCC009AS3+P0V0C000M50SD+LRP |  | 54500 | 18.1 | 8.5 | 55000 | 39500 | 71.82% | 2 | 0 | 10.5 |  |  |  | No | R-454B | 4.5417 | Residential & Commercial | Ducted CEE Tier 1
215487774 | Central HP <5.4 tons | AMANA | HRCU-A-CB (Split System: Heat Pump with Remote Outdoor Unit-Air-Source) | AZV6SA1810A* |  |  | CA*EA2418*3A* | A*VC960804CNB* | 17000 | 19 | 8.8 | 16800 | 13000 | 77.38% | 2.1 | 0 | 12 |  |  |  | No | R-32 | 1.4167 | Residential & Commercial | Ducted CEE Tier 1
215487792 | Central HP <5.4 tons | AMANA | HRCU-A-CB (Split System: Heat Pump with Remote Outdoor Unit-Air-Source) | AZV6SA1810A* |  |  | CA*EA3022*3A* | A*VC800604B*A* | 17000 | 19 | 8.8 | 16800 | 13000 | 77.38% | 2.1 | 0 | 12 |  |  |  | No | R-32 | 1.4167 | Residential & Commercial | Ducted CEE Tier 1
215487799 | Central HP <5.4 tons | AMANA | HRCU-A-CB (Split System: Heat Pump with Remote Outdoor Unit-Air-Source) | AZV6SA1810A* |  |  | CHPEA2422*3A* | A*VM970803BNB* | 17000 | 19 | 8.8 | 16800 | 13000 | 77.38% | 2.1 | 0 | 12 |  |  |  | No | R-32 | 1.4167 | Residential & Commercial | Ducted CEE Tier 1
212983143 | Central HP <5.4 tons | AIRQUEST | HRCU-A-CB (Split System: Heat Pump with Remote Outdoor Unit-Air-Source) | DLCURAH24ABK |  |  | EA*4X25L17A* | *92MSN0401712A* | 24000 | 16 | 8.1 | 25200 | 22000 | 87.3% | 1.82 | 0 | 10 |  |  |  | No | R-410A | 2 | Residential & Commercial | Ducted CEE Tier 1
212979126 | Central HP <5.4 tons | HEIL | HRCU-A-CB (Split System: Heat Pump with Remote Outdoor Unit-Air-Source) | DLCURAH24ABK |  |  | EA*4X24L17A* | *80MS(N,L)0701716A* | 23400 | 17 | 9 | 26800 | 26400 | 98.51% | 2.24 | 0 | 10 |  |  |  | No | R-410A | 1.95 | Residential & Commercial | Ducted CEE Tier 1
212981791 | Central HP <5.4 tons | HEIL | HRCU-A-CB (Split System: Heat Pump with Remote Outdoor Unit-Air-Source) | DLCURAH24ABK |  |  | EN(A,D)4X30L17** | *80MSU1002120A* | 23800 | 16.5 | 8.5 | 26400 | 24000 | 90.91% | 1.98 | 0 | 10.5 |  |  |  | No | R-410A | 1.9833 | Residential & Commercial | Ducted CEE Tier 1
212983220 | Central HP <5.4 tons | AIRQUEST | HRCU-A-CB (Split System: Heat Pump with Remote Outdoor Unit-Air-Source) | DLCURAH24ABK |  |  | EN(A,D)4X30L17** | *92MSN0401712A* | 23400 | 15.5 | 8.1 | 26200 | 24200 | 92.37% | 1.98 | 0 | 10 |  |  |  | No | R-410A | 1.95 | Residential & Commercial | Ducted CEE Tier 1
212983529 | Central HP <5.4 tons | AIRQUEST | HRCU-A-CB (Split System: Heat Pump with Remote Outdoor Unit-Air-Source) | DLCURAH24ABK |  |  | EA*4X25L17A* | *92MSN0601412A* | 24400 | 17 | 8.5 | 25400 | 21600 | 85.04% | 1.8 | 0 | 10 |  |  |  | No | R-410A | 2.0333 | Residential & Commercial | Ducted CEE Tier 1
214229136 | Central HP <5.4 tons | HEIL | HRCU-A-CB (Split System: Heat Pump with Remote Outdoor Unit-Air-Source) | DLCURAH24ABK |  |  | EA*4X25L17A* | *80MSU0601716A* | 24200 | 17.5 | 8.5 | 25200 | 21200 | 84.13% | 1.8 | 0 | 10 |  |  |  | No | R-410A | 2.0167 | Residential & Commercial | Ducted CEE Tier 1
212980284 | Central HP <5.4 tons | HEIL | HRCU-A-CB (Split System: Heat Pump with Remote Outdoor Unit-Air-Source) | DLCURAH24ABK |  |  | EN(A,D)4X36L21** | *80MS(N,L)0902116A* | 23800 | 17 | 8.5 | 26400 | 24000 | 90.91% | 2 | 0 | 10.5 |  |  |  | No | R-410A | 1.9833 | Residential & Commercial | Ducted CEE Tier 1
212982723 | Central HP <5.4 tons | AIRQUEST | HRCU-A-CB (Split System: Heat Pump with Remote Outdoor Unit-Air-Source) | DLCURAH24ABK |  |  | EN(A,D)4X36L21** | *80MSU0601716A* | 23600 | 17 | 8.5 | 25600 | 24000 | 93.75% | 2 | 0 | 10.5 |  |  |  | No | R-410A | 1.9667 | Residential & Commercial | Ducted CEE Tier 1
212983242 | Central HP <5.4 tons | AIRQUEST | HRCU-A-CB (Split System: Heat Pump with Remote Outdoor Unit-Air-Source) | DLCURAH24ABK |  |  | EN(A,D)4X36L21** | *92MSN0401712A* | 23400 | 15.5 | 8.1 | 26200 | 24200 | 92.37% | 1.98 | 0 | 10 |  |  |  | No | R-410A | 1.95 | Residential & Commercial | Ducted CEE Tier 1
212983509 | Central HP <5.4 tons | AIRQUEST | HRCU-A-CB (Split System: Heat Pump with Remote Outdoor Unit-Air-Source) | DLCURAH24ABK |  |  | EA*4X24L14A* | *92MSN0601412A* | 23600 | 16.5 | 8.5 | 27000 | 25600 | 94.81% | 2.14 | 0 | 10 |  |  |  | No | R-410A | 1.9667 | Residential & Commercial | Ducted CEE Tier 1
212983609 | Central HP <5.4 tons | AIRQUEST | HRCU-A-CB (Split System: Heat Pump with Remote Outdoor Unit-Air-Source) | DLCURAH24ABK |  |  | EN(A,D)4X30L17** | *92MSN0601412A* | 23800 | 17 | 8.5 | 26400 | 23800 | 90.15% | 1.98 | 0 | 10.5 |  |  |  | No | R-410A | 1.9833 | Residential & Commercial | Ducted CEE Tier 1
215439754 | Central HP <5.4 tons | GOODMAN | HRCU-A-CB (Split System: Heat Pump with Remote Outdoor Unit-Air-Source) | GZV6SA1810A* |  |  | CHPEA2422*3A* | G*VM970803BNA* | 17000 | 19 | 8.8 | 16800 | 13000 | 77.38% | 2.1 | 0 | 12 |  |  |  | No | R-32 | 1.4167 | Residential & Commercial | Ducted CEE Tier 1
215931743 | Central HP <5.4 tons | TEMPSTAR | HRCU-A-CB (Split System: Heat Pump with Remote Outdoor Unit-Air-Source) | T5H3V60*K*AAA* |  |  | EA*5X61M24A*+WALLCON | *97CMN0602120B* | 56000 | 18 | 8.5 | 61000 | 47500 | 77.87% | 2 | 0 | 10.5 |  |  |  | No | R-454B | 4.6667 | Residential & Commercial | Ducted CEE Tier 1
215931843 | Central HP <5.4 tons | TEMPSTAR | HRCU-A-CB (Split System: Heat Pump with Remote Outdoor Unit-Air-Source) | T5H3V60*K*AAA* |  |  | ESH5X60M12A*+WALLCON | *80CTL1102120B* | 56500 | 18 | 8.1 | 61000 | 46000 | 75.41% | 2 | 0 | 11.5 |  |  |  | No | R-454B | 4.7083 | Residential & Commercial | Ducted CEE Tier 1
211392672 | Central HP <5.4 tons | JOHNSON CONTROLS | HRCU-A-CB (Split System: Heat Pump with Remote Outdoor Unit-Air-Source) | HMH72B341 |  |  | XAFB36DBCN1 | TMLE060A12MP11 | 34000 | 18 | 8.1 | 33800 | 23800 | 70.41% | 2.06 | 0 | 10 |  |  |  | No | R-410A | 2.8333 | Residential & Commercial | Ducted CEE Tier 1
211392854 | Central HP <5.4 tons | JOHNSON CONTROLS | HRCU-A-CB (Split System: Heat Pump with Remote Outdoor Unit-Air-Source) | HMH72B341 |  |  | XAFB36DXXN1+TXV | TMLE040A12MP11 | 34000 | 18 | 8.1 | 33600 | 23800 | 70.83% | 2.06 | 0 | 10 |  |  |  | No | R-410A | 2.8333 | Residential & Commercial | Ducted CEE Tier 1
211391332 | Central HP <5.4 tons | JOHNSON CONTROLS | HRCU-A-CB (Split System: Heat Pump with Remote Outdoor Unit-Air-Source) | HMH72B341 |  |  | XAFC36DXXN1+TXV | TMLE120C16MP11 | 34000 | 18 | 8.5 | 33600 | 23800 | 70.83% | 2.08 | 0 | 10 |  |  |  | No | R-410A | 2.8333 | Residential & Commercial | Ducted CEE Tier 1
214595723 | Central HP <5.4 tons | AIRQUEST | HRCU-A-CB (Split System: Heat Pump with Remote Outdoor Unit-Air-Source) | DLCURAH24ABK |  |  | EA*4X30L17A* | *96VTN0601716B* | 23600 | 16.5 | 9 | 26000 | 24000 | 92.31% | 2 | 0 | 10 |  |  |  | No | R-410A | 1.9667 | Residential & Commercial | Ducted CEE Tier 1
214574191 | Central HP <5.4 tons | AIRQUEST | HRCU-A-CB (Split System: Heat Pump with Remote Outdoor Unit-Air-Source) | HVH837GKA2* |  |  | EA*4X61L24A*+WALLCON | *97CMN0802120B* | 33200 | 17.5 | 8.5 | 31800 | 24800 | 77.99% | 2 | 0 | 11.5 |  |  |  | No | R-410A | 2.7667 | Residential & Commercial | Ducted CEE Tier 1
214574341 | Central HP <5.4 tons | AIRQUEST | HRCU-A-CB (Split System: Heat Pump with Remote Outdoor Unit-Air-Source) | HVH837GKA2* |  |  | EHD4X48AAL+WALLCON | *95CSU0802120B* | 32600 | 17.5 | 8.5 | 32800 | 25000 | 76.22% | 1.98 | 0 | 11 |  |  |  | No | R-410A | 2.7167 | Residential & Commercial | Ducted CEE Tier 1
214574371 | Central HP <5.4 tons | AIRQUEST | HRCU-A-CB (Split System: Heat Pump with Remote Outdoor Unit-Air-Source) | HVH837GKA2* |  |  | EHD4X48AAL+WALLCON | *97CMN0802120B* | 32600 | 17 | 8.5 | 32800 | 25000 | 76.22% | 1.98 | 0 | 11 |  |  |  | No | R-410A | 2.7167 | Residential & Commercial | Ducted CEE Tier 1
214574441 | Central HP <5.4 tons | AIRQUEST | HRCU-A-CB (Split System: Heat Pump with Remote Outdoor Unit-Air-Source) | HVH837GKA2* |  |  | EHD4X60AAL+WALLCON | *96CTN0802120B* | 33000 | 18 | 8.5 | 32000 | 24800 | 77.5% | 2.02 | 0 | 11.5 |  |  |  | No | R-410A | 2.75 | Residential & Commercial | Ducted CEE Tier 1
215487759 | Central HP <5.4 tons | AMANA | HRCU-A-CB (Split System: Heat Pump with Remote Outdoor Unit-Air-Source) | AZV7SA4810A* |  |  | CHPEA4830*3A* | A*VM971005CNB* | 45500 | 16.2 | 8.5 | 46000 | 33600 | 73.04% | 2 | 0 | 10 |  |  |  | No | R-32 | 3.7917 | Residential & Commercial | Ducted CEE Tier 1
215865033 | Central HP <5.4 tons | TRANE | HRCU-A-CB (Split System: Heat Pump with Remote Outdoor Unit-Air-Source) | 5TWV8X60A1 |  |  | 5PX*DD10AS3 | S9V2D120D5PSC+LRP | 53000 | 18.1 | 8.5 | 55000 | 39500 | 71.82% | 2 | 0 | 10 |  |  |  | No | R-454B | 4.4167 | Residential & Commercial | Ducted CEE Tier 1
214574581 | Central HP <5.4 tons | AIRQUEST | HRCU-A-CB (Split System: Heat Pump with Remote Outdoor Unit-Air-Source) | HVH837GKA2* |  |  | EN(A,D,W)4X48L21**+WALLCON | *95CSU0802120B* | 32400 | 17.5 | 8.1 | 32800 | 24800 | 75.61% | 1.96 | 0 | 11.5 |  |  |  | No | R-410A | 2.7 | Residential & Commercial | Ducted CEE Tier 1
211241538 | Central HP <5.4 tons | HEIL | HRCU-A-CB (Split System: Heat Pump with Remote Outdoor Unit-Air-Source) | DLCURAH24ABK |  |  | EA*4X30L17A* | *96VTN0401712A* | 23200 | 16 | 8.5 | 25800 | 24200 | 93.8% | 2 | 0 | 10 |  |  |  | No | R-410A | 1.9333 | Residential & Commercial | Ducted CEE Tier 1
215439726 | Central HP <5.4 tons | GOODMAN | HRCU-A-CB (Split System: Heat Pump with Remote Outdoor Unit-Air-Source) | GZV6SA1810A* |  |  | CHPEA2422*3A* | G*VT960403BNA* | 17000 | 19 | 8.8 | 16800 | 13000 | 77.38% | 2.1 | 0 | 12 |  |  |  | No | R-32 | 1.4167 | Residential & Commercial | Ducted CEE Tier 1
212978799 | Central HP <5.4 tons | AIRQUEST | HRCU-A-CB (Split System: Heat Pump with Remote Outdoor Unit-Air-Source) | DLCURAH18ABK |  |  | EN(A,D)4X30L17** | *80MS(N,L)0701712A* | 17700 | 16.5 | 8.1 | 18200 | 18600 | 102.2% | 2.24 | 0 | 11 |  |  |  | No | R-410A | 1.475 | Residential & Commercial | Ducted CEE Tier 1
211239990 | Central HP <5.4 tons | CARRIER | HRCU-A-CB (Split System: Heat Pump with Remote Outdoor Unit-Air-Source) | 38MURAQ24AB3* |  |  | CAP**3721AL* | 59SC2D040E17**12 | 24400 | 16 | 8.1 | 25400 | 21200 | 83.46% | 1.78 | 0 | 10 |  |  |  | No | R-410A | 2.0333 | Residential & Commercial | Ducted CEE Tier 1
211240023 | Central HP <5.4 tons | CARRIER | HRCU-A-CB (Split System: Heat Pump with Remote Outdoor Unit-Air-Source) | 38MURAQ24AB3* |  |  | CNPV*2417AL* | 58SP*A070V17**16 | 23400 | 16 | 8.5 | 26600 | 24000 | 90.23% | 1.98 | 0 | 10 |  |  |  | No | R-410A | 1.95 | Residential & Commercial | Ducted CEE Tier 1
211240057 | Central HP <5.4 tons | CARRIER | HRCU-A-CB (Split System: Heat Pump with Remote Outdoor Unit-Air-Source) | 38MURAQ24AB3* |  |  | CNPV*3014AL* | 59SP6A060V14**12 | 23400 | 16.5 | 8.1 | 25800 | 24000 | 93.02% | 1.98 | 0 | 10 |  |  |  | No | R-410A | 1.95 | Residential & Commercial | Ducted CEE Tier 1
211240074 | Central HP <5.4 tons | CARRIER | HRCU-A-CB (Split System: Heat Pump with Remote Outdoor Unit-Air-Source) | 38MURAQ24AB3* |  |  | CNPV*3017AL* | 59SP6A060V14**12 | 23600 | 16.5 | 8.1 | 25800 | 23800 | 92.25% | 1.98 | 0 | 10 |  |  |  | No | R-410A | 1.9667 | Residential & Commercial | Ducted CEE Tier 1
211240088 | Central HP <5.4 tons | CARRIER | HRCU-A-CB (Split System: Heat Pump with Remote Outdoor Unit-Air-Source) | 38MURAQ24AB3* |  |  | CNPV*3017AL* | 59TP6B080V17**16 | 24200 | 16.5 | 8.1 | 26200 | 23000 | 87.79% | 1.9 | 0 | 10.5 |  |  |  | No | R-410A | 2.0167 | Residential & Commercial | Ducted CEE Tier 1
211240108 | Central HP <5.4 tons | CARRIER | HRCU-A-CB (Split System: Heat Pump with Remote Outdoor Unit-Air-Source) | 38MURAQ24AB3* |  |  | CNPV*3017AL* | 58S(B,C)*A070E14**12 | 24200 | 16.5 | 8.1 | 26400 | 22800 | 86.36% | 1.88 | 0 | 10.5 |  |  |  | No | R-410A | 2.0167 | Residential & Commercial | Ducted CEE Tier 1
211240139 | Central HP <5.4 tons | CARRIER | HRCU-A-CB (Split System: Heat Pump with Remote Outdoor Unit-Air-Source) | 38MURAQ24AB3* |  |  | CNPV*3617AL* | 59SC5B026E14**10 | 23400 | 16 | 8.1 | 25800 | 24200 | 93.8% | 2 | 0 | 10 |  |  |  | No | R-410A | 1.95 | Residential & Commercial | Ducted CEE Tier 1
215439746 | Central HP <5.4 tons | GOODMAN | HRCU-A-CB (Split System: Heat Pump with Remote Outdoor Unit-Air-Source) | GZV6SA1810A* |  |  | CA*EA2418*3A* | G*VS960603BUA* | 17000 | 19 | 8.8 | 16800 | 13000 | 77.38% | 2.1 | 0 | 12 |  |  |  | No | R-32 | 1.4167 | Residential & Commercial | Ducted CEE Tier 1
215937959 | Central HP <5.4 tons | COMFORTMAKER | HRCU-A-CB (Split System: Heat Pump with Remote Outdoor Unit-Air-Source) | C5H3V48*K*AAA* |  |  | EVD5X48M24A*+WALLCON | *97CMN1002122B* | 44500 | 20 | 8.1 | 52000 | 38000 | 73.08% | 1.9 | 0 | 11 |  |  |  | No | R-454B | 3.7083 | Residential & Commercial | Ducted CEE Tier 1
215938259 | Central HP <5.4 tons | COMFORTMAKER | HRCU-A-CB (Split System: Heat Pump with Remote Outdoor Unit-Air-Source) | C5H3V48*K*AAA* |  |  | EVD5X60M21A*+WALLCON | *96CTN0801714B* | 44000 | 20 | 8.1 | 53500 | 37600 | 70.28% | 2 | 0 | 11.5 |  |  |  | No | R-454B | 3.6667 | Residential & Commercial | Ducted CEE Tier 1
215439740 | Central HP <5.4 tons | GOODMAN | HRCU-A-CB (Split System: Heat Pump with Remote Outdoor Unit-Air-Source) | GZV6SA1810A* |  |  | CA*EA3022*3A* | G*VT800603B*A* | 17000 | 19 | 8.8 | 16800 | 13000 | 77.38% | 2.1 | 0 | 12 |  |  |  | No | R-32 | 1.4167 | Residential & Commercial | Ducted CEE Tier 1
211393571 | Central HP <5.4 tons | JOHNSON CONTROLS | HRCU-A-CB (Split System: Heat Pump with Remote Outdoor Unit-Air-Source) | HMH72B341 |  |  | XAUB36DXXN1+TXV | TL8E060A12UH11 | 34000 | 18 | 8.1 | 33800 | 23800 | 70.41% | 2.06 | 0 | 10 |  |  |  | No | R-410A | 2.8333 | Residential & Commercial | Ducted CEE Tier 1
211393613 | Central HP <5.4 tons | JOHNSON CONTROLS | HRCU-A-CB (Split System: Heat Pump with Remote Outdoor Unit-Air-Source) | HMH72B341 |  |  | JHVTC36DBCC2N1 |  | 34000 | 18.5 | 8.5 | 34000 | 24000 | 70.59% | 2.18 | 0 | 10.5 |  |  |  | No | R-410A | 2.8333 | Residential & Commercial | Ducted CEE Tier 1
215853269 | Central HP <5.4 tons | YORK | HRCU-A-CB (Split System: Heat Pump with Remote Outdoor Unit-Air-Source) | HH860E2S11 |  |  | CTM60D5CJS1 | Y81E130D20SMPS1 | 53500 | 19 | 9 | 55000 | 39500 | 71.82% | 2 | 0 | 11 |  |  |  | No | R-454B | 4.4583 | Residential & Commercial | Ducted CEE Tier 1
211240155 | Central HP <5.4 tons | CARRIER | HRCU-A-CB (Split System: Heat Pump with Remote Outdoor Unit-Air-Source) | 38MURAQ24AB3* |  |  | CNPV*3617AL* | OVLAAB036098 | 23400 | 16.5 | 8.1 | 25800 | 24200 | 93.8% | 2 | 0 | 10 |  |  |  | No | R-410A | 1.95 | Residential & Commercial | Ducted CEE Tier 1
215487645 | Central HP <5.4 tons | AMANA | HRCU-A-CB (Split System: Heat Pump with Remote Outdoor Unit-Air-Source) | AZV7SA2410A* |  |  | CA*EA3022*3A* | A*VM970603BNB* | 23200 | 19 | 8.6 | 23200 | 17000 | 73.28% | 2 | 0 | 11 |  |  |  | No | R-32 | 1.9333 | Residential & Commercial | Ducted CEE Tier 1
215487646 | Central HP <5.4 tons | AMANA | HRCU-A-CB (Split System: Heat Pump with Remote Outdoor Unit-Air-Source) | AZV7SA2410A* |  |  | CA*EA3022*3A* | A*VM970803BNB* | 23200 | 19 | 8.6 | 23200 | 17000 | 73.28% | 2 | 0 | 11 |  |  |  | No | R-32 | 1.9333 | Residential & Commercial | Ducted CEE Tier 1
215487681 | Central HP <5.4 tons | AMANA | HRCU-A-CB (Split System: Heat Pump with Remote Outdoor Unit-Air-Source) | AZV7SA2410A* |  |  | CHPEA3026*3A* | A*VC800804C*A* | 23200 | 19 | 8.6 | 23200 | 17000 | 73.28% | 2 | 0 | 11 |  |  |  | No | R-32 | 1.9333 | Residential & Commercial | Ducted CEE Tier 1
212969530 | Central HP <5.4 tons | COMFORTMAKER | HRCU-A-CB (Split System: Heat Pump with Remote Outdoor Unit-Air-Source) | DLCURAH18ABK |  |  | EA*4X24L17A* | *80VSL0451412B* | 17700 | 16.5 | 8.5 | 18600 | 19300 | 103.8% | 2.32 | 0 | 10.5 |  |  |  | No | R-410A | 1.475 | Residential & Commercial | Ducted CEE Tier 1
211239684 | Central HP <5.4 tons | CARRIER | HRCU-A-CB (Split System: Heat Pump with Remote Outdoor Unit-Air-Source) | 38MURAQ24AB3* |  |  | CAP**2417AL* | 59SC5B060E14**12 | 24000 | 15.5 | 8.5 | 27200 | 23600 | 86.76% | 1.92 | 0 | 10 |  |  |  | No | R-410A | 2 | Residential & Commercial | Ducted CEE Tier 1
211239818 | Central HP <5.4 tons | CARRIER | HRCU-A-CB (Split System: Heat Pump with Remote Outdoor Unit-Air-Source) | 38MURAQ24AB3* |  |  | CAP**3617AL* | 58SP*A045V17**16 | 24200 | 16.5 | 8.5 | 26200 | 22600 | 86.26% | 1.86 | 0 | 10 |  |  |  | No | R-410A | 2.0167 | Residential & Commercial | Ducted CEE Tier 1
211239870 | Central HP <5.4 tons | CARRIER | HRCU-A-CB (Split System: Heat Pump with Remote Outdoor Unit-Air-Source) | 38MURAQ24AB3* |  |  | CAP**3621AL* | 59SU5A060E17**16 | 24400 | 17 | 8.5 | 26200 | 22400 | 85.5% | 1.86 | 0 | 10 |  |  |  | No | R-410A | 2.0333 | Residential & Commercial | Ducted CEE Tier 1
215439742 | Central HP <5.4 tons | GOODMAN | HRCU-A-CB (Split System: Heat Pump with Remote Outdoor Unit-Air-Source) | GZV6SA1810A* |  |  | CA*EA3022*3A* | G*VS960805CUA* | 17000 | 19 | 8.8 | 16800 | 13000 | 77.38% | 2.1 | 0 | 12 |  |  |  | No | R-32 | 1.4167 | Residential & Commercial | Ducted CEE Tier 1
212609327 | Central HP <5.4 tons | RUUD | HRCU-A-CB (Split System: Heat Pump with Remote Outdoor Unit-Air-Source) | UP18AZ24AJVC |  |  | RCFZ2421HEAAM | R802V1004A17UHN | 22800 | 20 | 8.5 | 22800 | 26000 | 114% | 2.1 | 0 | 12.5 |  |  |  | No | R-410A | 1.9 | Residential & Commercial | Ducted CEE Tier 1
214505282 | Central HP <5.4 tons | AMANA | HRCU-A-CB (Split System: Heat Pump with Remote Outdoor Unit-Air-Source) | ASZS60241EA* |  |  | CA*EA2422*4B* | A*VC800604B*A* | 23000 | 17 | 8.6 | 23000 | 16100 | 70% | 2 | 0 | 10 |  |  |  | No | R-410A | 1.9167 | Residential & Commercial | Ducted CEE Tier 1
214505375 | Central HP <5.4 tons | AMANA | HRCU-A-CB (Split System: Heat Pump with Remote Outdoor Unit-Air-Source) | ASZS60241EA* |  |  | CA*EA3026*4B* | A*VS960805CUA* | 23000 | 17 | 8.6 | 23000 | 16100 | 70% | 2 | 0 | 10 |  |  |  | No | R-410A | 1.9167 | Residential & Commercial | Ducted CEE Tier 1
215937879 | Central HP <5.4 tons | COMFORTMAKER | HRCU-A-CB (Split System: Heat Pump with Remote Outdoor Unit-Air-Source) | C5H3V48*K*AAA* |  |  | EVD5X48M24A*+WALLCON | *80CTL0702120B* | 44500 | 20 | 8.1 | 52500 | 38500 | 73.33% | 1.9 | 0 | 11 |  |  |  | No | R-454B | 3.7083 | Residential & Commercial | Ducted CEE Tier 1
214720042 | Central HP <5.4 tons | JOHNSON CONTROLS | HRCU-A-CB (Split System: Heat Pump with Remote Outdoor Unit-Air-Source) | HH860E2S11 |  |  | CTU60C5XGS1+TXV | TP9C080C16MP13 | 43500 | 17 | 9 | 44000 | 33600 | 76.36% | 2 | 0 | 11 |  |  |  | No | R-454B | 3.625 | Residential & Commercial | Ducted CEE Tier 1
215434435 | Central HP <5.4 tons | GOODMAN | HRCU-A-CB (Split System: Heat Pump with Remote Outdoor Unit-Air-Source) | GZV7SA4810A* |  |  | CA*EA6030*3A* | G*VT800805D*A* | 45500 | 17 | 8.8 | 47000 | 33600 | 71.49% | 2 | 0 | 10 |  |  |  | No | R-32 | 3.7917 | Residential & Commercial | Ducted CEE Tier 1
215434450 | Central HP <5.4 tons | GOODMAN | HRCU-A-CB (Split System: Heat Pump with Remote Outdoor Unit-Air-Source) | GZV7SA4810A* |  |  | CHPEA4830*3A* | G*VT961205DNA* | 45500 | 16.5 | 8.5 | 46000 | 33600 | 73.04% | 2 | 0 | 10 |  |  |  | No | R-32 | 3.7917 | Residential & Commercial | Ducted CEE Tier 1
216379010 | Central HP <5.4 tons | LENNOX | HRCU-A-CB (Split System: Heat Pump with Remote Outdoor Unit-Air-Source) | SL22KLV-024-230A** |  |  | CBK48MVT-042-230-** |  | 22600 | 20 | 10.5 | 23800 | 22800 | 95.8% | 2.3 | 0 | 13 |  |  |  | No | R-454B | 1.8833 | Residential & Commercial | Ducted CEE Tier 1
211239884 | Central HP <5.4 tons | CARRIER | HRCU-A-CB (Split System: Heat Pump with Remote Outdoor Unit-Air-Source) | 38MURAQ24AB3* |  |  | CAP**3621AL* | 58S(B,C)*A070E17**12 | 23400 | 17 | 8.5 | 25600 | 23600 | 92.19% | 1.98 | 0 | 10 |  |  |  | No | R-410A | 1.95 | Residential & Commercial | Ducted CEE Tier 1
215487647 | Central HP <5.4 tons | AMANA | HRCU-A-CB (Split System: Heat Pump with Remote Outdoor Unit-Air-Source) | AZV7SA2410A* |  |  | CA*EA3022*3A* | A*VM970804CNB* | 23200 | 19 | 8.6 | 23200 | 17000 | 73.28% | 2 | 0 | 11 |  |  |  | No | R-32 | 1.9333 | Residential & Commercial | Ducted CEE Tier 1
215487662 | Central HP <5.4 tons | AMANA | HRCU-A-CB (Split System: Heat Pump with Remote Outdoor Unit-Air-Source) | AZV7SA2410A* |  |  | CA*EA3626*3A* | A*VM971005CNB* | 23200 | 19 | 8.6 | 23200 | 17000 | 73.28% | 2 | 0 | 11 |  |  |  | No | R-32 | 1.9333 | Residential & Commercial | Ducted CEE Tier 1
215487716 | Central HP <5.4 tons | AMANA | HRCU-A-CB (Split System: Heat Pump with Remote Outdoor Unit-Air-Source) | AZV7SA4210A* |  |  | CA*EA6030*3A* | A*VC800804C*A* | 40500 | 17 | 8.8 | 41000 | 31000 | 75.61% | 2 | 0 | 10 |  |  |  | No | R-32 | 3.375 | Residential & Commercial | Ducted CEE Tier 1
215487725 | Central HP <5.4 tons | AMANA | HRCU-A-CB (Split System: Heat Pump with Remote Outdoor Unit-Air-Source) | AZV7SA4210A* |  |  | CHPEA4830*3A* | A*VM971205DNB* | 40500 | 17 | 8.6 | 41000 | 31000 | 75.61% | 2 | 0 | 10 |  |  |  | No | R-32 | 3.375 | Residential & Commercial | Ducted CEE Tier 1
215487736 | Central HP <5.4 tons | AMANA | HRCU-A-CB (Split System: Heat Pump with Remote Outdoor Unit-Air-Source) | AZV7SA4210A* |  |  | CHPEA6030*3A* | A*VC800804C*A* | 40500 | 17 | 8.6 | 41000 | 31000 | 75.61% | 2 | 0 | 10 |  |  |  | No | R-32 | 3.375 | Residential & Commercial | Ducted CEE Tier 1
210589359 | Central HP <5.4 tons | SURE | HRCU-A-CB (Split System: Heat Pump with Remote Outdoor Unit-Air-Source) | SP18AZ60AJVC |  |  | TCFZ6021SEAAM | S802VA100521Z | 53000 | 19 | 8.1 | 53000 | 50000 | 94.34% | 1.9 | 0 | 10 |  |  |  | No | R-410A | 4.4167 | Residential & Commercial | Ducted CEE Tier 1
215487788 | Central HP <5.4 tons | AMANA | HRCU-A-CB (Split System: Heat Pump with Remote Outdoor Unit-Air-Source) | AZV6SA1810A* |  |  | CHPEA2422*3A* | A*VC800803B*A* | 17000 | 19 | 8.8 | 16800 | 13000 | 77.38% | 2.1 | 0 | 12 |  |  |  | No | R-32 | 1.4167 | Residential & Commercial | Ducted CEE Tier 1
211391743 | Central HP <5.4 tons | JOHNSON CONTROLS | HRCU-A-CB (Split System: Heat Pump with Remote Outdoor Unit-Air-Source) | HMH72B341 |  |  | XAFC36DXXN1+TXV | TM8E100B12MP11 | 34000 | 18 | 8.1 | 33800 | 23800 | 70.41% | 2.06 | 0 | 10 |  |  |  | No | R-410A | 2.8333 | Residential & Commercial | Ducted CEE Tier 1
211389905 | Central HP <5.4 tons | JOHNSON CONTROLS | HRCU-A-CB (Split System: Heat Pump with Remote Outdoor Unit-Air-Source) | HMH72B341 |  |  | XAUB30CXXN1+TXV | TM8Y060A12MP11 | 32600 | 17.5 | 8.1 | 33400 | 23400 | 70.06% | 2.02 | 0 | 10 |  |  |  | No | R-410A | 2.7167 | Residential & Commercial | Ducted CEE Tier 1
214505322 | Central HP <5.4 tons | AMANA | HRCU-A-CB (Split System: Heat Pump with Remote Outdoor Unit-Air-Source) | ASZS60241EA* |  |  | CA*EA2422*4B* | A*VM970603BNB* | 23000 | 17 | 8.6 | 23000 | 16100 | 70% | 2 | 0 | 10 |  |  |  | No | R-410A | 1.9167 | Residential & Commercial | Ducted CEE Tier 1
214505389 | Central HP <5.4 tons | AMANA | HRCU-A-CB (Split System: Heat Pump with Remote Outdoor Unit-Air-Source) | ASZS60241EA* |  |  | CA*EA3026*4B* | A*VM971005CNB* | 23000 | 17 | 8.6 | 23000 | 16100 | 70% | 2 | 0 | 10 |  |  |  | No | R-410A | 1.9167 | Residential & Commercial | Ducted CEE Tier 1
213077512 | Central HP <5.4 tons | COMFORTMAKER | HRCU-A-CB (Split System: Heat Pump with Remote Outdoor Unit-Air-Source) | DLCURAH36ABK |  |  | EA*4X42L24A* | *96VTN0802120B* | 35000 | 16 | 8.1 | 38500 | 35000 | 90.91% | 1.88 | 0 | 10 |  |  |  | No | R-410A | 2.9167 | Residential & Commercial | Ducted CEE Tier 1
213078250 | Central HP <5.4 tons | COMFORTMAKER | HRCU-A-CB (Split System: Heat Pump with Remote Outdoor Unit-Air-Source) | DLCURAH36ABK |  |  | EN(A,D)4X48L24** | *80MS(N,L)0702116A* | 35800 | 16.5 | 8.1 | 38500 | 34800 | 90.39% | 1.98 | 0 | 10 |  |  |  | No | R-410A | 2.9833 | Residential & Commercial | Ducted CEE Tier 1
213078568 | Central HP <5.4 tons | COMFORTMAKER | HRCU-A-CB (Split System: Heat Pump with Remote Outdoor Unit-Air-Source) | DLCURAH36ABK |  |  | EN(A,D,W)4X48L21** | *80MS(N,L)0902120A* | 36000 | 16.5 | 8.1 | 38500 | 35000 | 90.91% | 2 | 0 | 10.5 |  |  |  | No | R-410A | 3 | Residential & Commercial | Ducted CEE Tier 1
213078620 | Central HP <5.4 tons | COMFORTMAKER | HRCU-A-CB (Split System: Heat Pump with Remote Outdoor Unit-Air-Source) | DLCURAH36ABK |  |  | EA*4X37L21A* | *80MS(N,L)1102120A* | 36600 | 16.5 | 8.5 | 38000 | 34800 | 91.58% | 2.06 | 0 | 10 |  |  |  | No | R-410A | 3.05 | Residential & Commercial | Ducted CEE Tier 1
216051140 | Central HP <5.4 tons | RUUD | HRCU-A-CB (Split System: Heat Pump with Remote Outdoor Unit-Air-Source) | UP19AY48AJVC |  |  | RCFY4821SEAAM | U97MV1005A21DHS | 45500 | 19 | 10 | 45500 | 42000 | 92.31% | 2.1 | 0 | 12 |  |  |  | No | R-454B | 3.7917 | Residential & Commercial | Ducted CEE Tier 1
215434079 | Central HP <5.4 tons | GOODMAN | HRCU-A-CB (Split System: Heat Pump with Remote Outdoor Unit-Air-Source) | GZV7SA2410A* |  |  | CA*EA3022*3A* | G*VM970603BNA* | 23200 | 19 | 8.6 | 23200 | 17000 | 73.28% | 2 | 0 | 11 |  |  |  | No | R-32 | 1.9333 | Residential & Commercial | Ducted CEE Tier 1
215434095 | Central HP <5.4 tons | GOODMAN | HRCU-A-CB (Split System: Heat Pump with Remote Outdoor Unit-Air-Source) | GZV7SA2410A* |  |  | CA*EA3022*3A* | G*VT960804CNA* | 23200 | 19 | 8.6 | 23200 | 17000 | 73.28% | 2 | 0 | 11 |  |  |  | No | R-32 | 1.9333 | Residential & Commercial | Ducted CEE Tier 1
215434113 | Central HP <5.4 tons | GOODMAN | HRCU-A-CB (Split System: Heat Pump with Remote Outdoor Unit-Air-Source) | GZV7SA2410A* |  |  | CA*EA3626*3A* | G*VT960803BNA* | 23200 | 19 | 8.6 | 23200 | 17000 | 73.28% | 2 | 0 | 11 |  |  |  | No | R-32 | 1.9333 | Residential & Commercial | Ducted CEE Tier 1
212987057 | Central HP <5.4 tons | CARRIER | HRCU-A-CB (Split System: Heat Pump with Remote Outdoor Unit-Air-Source) | 38MURAQ18AB3* |  |  | CNPV*2417AL* | 59SC6A060M14**12 | 17300 | 16 | 8.1 | 18300 | 19200 | 104.9% | 2.32 | 0 | 10.5 |  |  |  | No | R-410A | 1.4417 | Residential & Commercial | Ducted CEE Tier 1
215487783 | Central HP <5.4 tons | AMANA | HRCU-A-CB (Split System: Heat Pump with Remote Outdoor Unit-Air-Source) | AZV6SA1810A* |  |  | CA*EA2418*3A* | A*VC960403BNB* | 17000 | 19 | 8.8 | 16800 | 13000 | 77.38% | 2.1 | 0 | 12 |  |  |  | No | R-32 | 1.4167 | Residential & Commercial | Ducted CEE Tier 1
215487801 | Central HP <5.4 tons | AMANA | HRCU-A-CB (Split System: Heat Pump with Remote Outdoor Unit-Air-Source) | AZV6SA1810A* |  |  | CA*EA2418*3A* | A*VM970803BNB* | 17000 | 19 | 8.8 | 16800 | 13000 | 77.38% | 2.1 | 0 | 12 |  |  |  | No | R-32 | 1.4167 | Residential & Commercial | Ducted CEE Tier 1
214242480 | Central HP <5.4 tons | COMFORTMAKER | HRCU-A-CB (Split System: Heat Pump with Remote Outdoor Unit-Air-Source) | CVH825GKA2* |  |  | EN(A,D)4X24L17**+WALLCON | *97CMN0801714B* | 23200 | 16 | 8.1 | 22000 | 16900 | 76.82% | 1.92 | 0 | 10.5 |  |  |  | No | R-410A | 1.9333 | Residential & Commercial | Ducted CEE Tier 1
215487685 | Central HP <5.4 tons | AMANA | HRCU-A-CB (Split System: Heat Pump with Remote Outdoor Unit-Air-Source) | AZV7SA2410A* |  |  | CHPEA3026*3A* | A*VC960603BNB* | 23200 | 19 | 8.6 | 23200 | 17000 | 73.28% | 2 | 0 | 11 |  |  |  | No | R-32 | 1.9333 | Residential & Commercial | Ducted CEE Tier 1
211239893 | Central HP <5.4 tons | CARRIER | HRCU-A-CB (Split System: Heat Pump with Remote Outdoor Unit-Air-Source) | 38MURAQ24AB3* |  |  | CAP**3621AL* | 59SC5B060E17**14 | 24800 | 16 | 8.5 | 26600 | 22000 | 82.71% | 1.82 | 0 | 10 |  |  |  | No | R-410A | 2.0667 | Residential & Commercial | Ducted CEE Tier 1
211239916 | Central HP <5.4 tons | CARRIER | HRCU-A-CB (Split System: Heat Pump with Remote Outdoor Unit-Air-Source) | 38MURAQ24AB3* |  |  | CAP**3717AL* | 58SU*A040E17**12 | 24400 | 17.5 | 8.5 | 25400 | 21800 | 85.83% | 1.82 | 0 | 10.5 |  |  |  | No | R-410A | 2.0333 | Residential & Commercial | Ducted CEE Tier 1
211239927 | Central HP <5.4 tons | CARRIER | HRCU-A-CB (Split System: Heat Pump with Remote Outdoor Unit-Air-Source) | 38MURAQ24AB3* |  |  | CAP**3717AL* | 59TP6B060V14**12 | 24000 | 16.5 | 8.5 | 25200 | 22000 | 87.3% | 1.84 | 0 | 10 |  |  |  | No | R-410A | 2 | Residential & Commercial | Ducted CEE Tier 1
211239952 | Central HP <5.4 tons | CARRIER | HRCU-A-CB (Split System: Heat Pump with Remote Outdoor Unit-Air-Source) | 38MURAQ24AB3* |  |  | CAP**3721AL* | 59SP6A040V17**12 | 24000 | 16 | 8.1 | 25000 | 21600 | 86.4% | 1.8 | 0 | 10 |  |  |  | No | R-410A | 2 | Residential & Commercial | Ducted CEE Tier 1
210472810 | Central HP <5.4 tons | HEIL | HRCU-A-CB (Split System: Heat Pump with Remote Outdoor Unit-Air-Source) | HVH825GKA3* |  |  | EA*4X42L21A*+WALLCON | *95CSU0601716A* | 23600 | 16.5 | 8.1 | 21400 | 16700 | 78.04% | 1.94 | 0 | 10.5 |  |  |  | No | R-410A | 1.9667 | Residential & Commercial | Ducted CEE Tier 1
210472964 | Central HP <5.4 tons | HEIL | HRCU-A-CB (Split System: Heat Pump with Remote Outdoor Unit-Air-Source) | HVH825GKA3* |  |  | EA*4X42L21A*+WALLCON | *80CTL0901716A* | 23800 | 17.5 | 8.1 | 21400 | 16500 | 77.1% | 1.98 | 0 | 11 |  |  |  | No | R-410A | 1.9833 | Residential & Commercial | Ducted CEE Tier 1
213078770 | Central HP <5.4 tons | COMFORTMAKER | HRCU-A-CB (Split System: Heat Pump with Remote Outdoor Unit-Air-Source) | DLCURAH36ABK |  |  | EA*4X42L24A* | *80MS(N,L)1352420A* | 35400 | 16.5 | 8.1 | 38500 | 35000 | 90.91% | 1.88 | 0 | 10 |  |  |  | No | R-410A | 2.95 | Residential & Commercial | Ducted CEE Tier 1
213077009 | Central HP <5.4 tons | COMFORTMAKER | HRCU-A-CB (Split System: Heat Pump with Remote Outdoor Unit-Air-Source) | DLCURAH36ABK |  |  | END4X42L17** | *96VSN0801716B* | 35800 | 15.5 | 8.1 | 39000 | 35200 | 90.26% | 1.96 | 0 | 10 |  |  |  | No | R-410A | 2.9833 | Residential & Commercial | Ducted CEE Tier 1
213077129 | Central HP <5.4 tons | COMFORTMAKER | HRCU-A-CB (Split System: Heat Pump with Remote Outdoor Unit-Air-Source) | DLCURAH36ABK |  |  | EN(A,D)4X48L24** | *96VSN0802120B* | 35600 | 16.5 | 8.1 | 38500 | 34800 | 90.39% | 1.98 | 0 | 10 |  |  |  | No | R-410A | 2.9667 | Residential & Commercial | Ducted CEE Tier 1
213079254 | Central HP <5.4 tons | COMFORTMAKER | HRCU-A-CB (Split System: Heat Pump with Remote Outdoor Unit-Air-Source) | DLCURAH36ABK |  |  | EA*4X43L21A* | *80MSU0802120A* | 36600 | 16.5 | 8.5 | 38000 | 34600 | 91.05% | 2.08 | 0 | 10 |  |  |  | No | R-410A | 3.05 | Residential & Commercial | Ducted CEE Tier 1
213079440 | Central HP <5.4 tons | COMFORTMAKER | HRCU-A-CB (Split System: Heat Pump with Remote Outdoor Unit-Air-Source) | DLCURAH36ABK |  |  | EA*4X43L21A* | *92MSN0601714A* | 36600 | 16 | 8.5 | 38500 | 35000 | 90.91% | 2.06 | 0 | 10 |  |  |  | No | R-410A | 3.05 | Residential & Commercial | Ducted CEE Tier 1
214499783 | Central HP <5.4 tons | GOODMAN | HRCU-A-CB (Split System: Heat Pump with Remote Outdoor Unit-Air-Source) | GSZS601810A* |  |  | CA*EA1818*4B* | G*VS800604BUA* | 16600 | 17.5 | 8.5 | 17400 | 13000 | 74.71% | 2.1 | 0 | 10.9 |  |  |  | No | R-410A | 1.3833 | Residential & Commercial | Ducted CEE Tier 1
214499794 | Central HP <5.4 tons | GOODMAN | HRCU-A-CB (Split System: Heat Pump with Remote Outdoor Unit-Air-Source) | GSZS601810A* |  |  | CA*EA1818*4B* | G*VC800804C*A* | 16600 | 17.5 | 8.5 | 17400 | 13000 | 74.71% | 2.1 | 0 | 10.9 |  |  |  | No | R-410A | 1.3833 | Residential & Commercial | Ducted CEE Tier 1
214499786 | Central HP <5.4 tons | GOODMAN | HRCU-A-CB (Split System: Heat Pump with Remote Outdoor Unit-Air-Source) | GSZS601810A* |  |  | CA*EA1818*4B* | G*VC800803B*A* | 16600 | 17.5 | 8.5 | 17400 | 13000 | 74.71% | 2.1 | 0 | 10.9 |  |  |  | No | R-410A | 1.3833 | Residential & Commercial | Ducted CEE Tier 1
214499793 | Central HP <5.4 tons | GOODMAN | HRCU-A-CB (Split System: Heat Pump with Remote Outdoor Unit-Air-Source) | GSZS601810A* |  |  | CA*EA1818*4B* | G*VS800805CUA* | 16600 | 17.5 | 8.5 | 17400 | 13000 | 74.71% | 2.1 | 0 | 10.9 |  |  |  | No | R-410A | 1.3833 | Residential & Commercial | Ducted CEE Tier 1
215487744 | Central HP <5.4 tons | AMANA | HRCU-A-CB (Split System: Heat Pump with Remote Outdoor Unit-Air-Source) | AZV7SA4810A* |  |  | CA*EA6030*3A* | A*VC800805C*A* | 45500 | 16.5 | 8.8 | 47000 | 33600 | 71.49% | 2 | 0 | 10 |  |  |  | No | R-32 | 3.7917 | Residential & Commercial | Ducted CEE Tier 1
215487758 | Central HP <5.4 tons | AMANA | HRCU-A-CB (Split System: Heat Pump with Remote Outdoor Unit-Air-Source) | AZV7SA4810A* |  |  | CHPEA4830*3A* | A*VM970804CNB* | 45500 | 16.2 | 8.5 | 46000 | 33600 | 73.04% | 2 | 0 | 10 |  |  |  | No | R-32 | 3.7917 | Residential & Commercial | Ducted CEE Tier 1
214500842 | Central HP <5.4 tons | GOODMAN | HRCU-A-CB (Split System: Heat Pump with Remote Outdoor Unit-Air-Source) | GSZS601810A* |  |  | CA*EA2422*4B*+MBVK12BP1X00A* |  | 16600 | 17.5 | 8.5 | 17400 | 13000 | 74.71% | 2.1 | 0 | 10.9 |  |  |  | No | R-410A | 1.3833 | Residential & Commercial | Ducted CEE Tier 1
215487697 | Central HP <5.4 tons | AMANA | HRCU-A-CB (Split System: Heat Pump with Remote Outdoor Unit-Air-Source) | AZV7SA3610A* |  |  | CA*EA4830*3A* | A*VM971005CNB* | 34800 | 18.5 | 8.5 | 35000 | 28400 | 81.14% | 2 | 0 | 10.5 |  |  |  | No | R-32 | 2.9 | Residential & Commercial | Ducted CEE Tier 1
215934823 | Central HP <5.4 tons | TEMPSTAR | HRCU-A-CB (Split System: Heat Pump with Remote Outdoor Unit-Air-Source) | T5H3V36*K*AAA* |  |  | EVM5X44M21A*+WALLCON | *80CTL0701716B* | 35400 | 21.5 | 8.5 | 38500 | 29000 | 75.32% | 2.02 | 0 | 12 |  |  |  | No | R-454B | 2.95 | Residential & Commercial | Ducted CEE Tier 1
215935023 | Central HP <5.4 tons | TEMPSTAR | HRCU-A-CB (Split System: Heat Pump with Remote Outdoor Unit-Air-Source) | T5H3V36*K*AAA* |  |  | EVM5X49M21A*+WALLCON | *80CTL0702120B* | 35600 | 21.5 | 8.5 | 38000 | 28600 | 75.26% | 2.02 | 0 | 12 |  |  |  | No | R-454B | 2.9667 | Residential & Commercial | Ducted CEE Tier 1
213079572 | Central HP <5.4 tons | COMFORTMAKER | HRCU-A-CB (Split System: Heat Pump with Remote Outdoor Unit-Air-Source) | DLCURAH36ABK |  |  | EA*4X43L21A* | *92MSN0801716A* | 36200 | 16.5 | 8.5 | 38000 | 34800 | 91.58% | 2.04 | 0 | 10 |  |  |  | No | R-410A | 3.0167 | Residential & Commercial | Ducted CEE Tier 1
213080685 | Central HP <5.4 tons | COMFORTMAKER | HRCU-A-CB (Split System: Heat Pump with Remote Outdoor Unit-Air-Source) | DLCURAH36ABK |  |  | EA*4X37L21A* | *95MSU0601716A* | 36600 | 16 | 8.5 | 38500 | 35000 | 90.91% | 2.06 | 0 | 10 |  |  |  | No | R-410A | 3.05 | Residential & Commercial | Ducted CEE Tier 1
213077363 | Central HP <5.4 tons | COMFORTMAKER | HRCU-A-CB (Split System: Heat Pump with Remote Outdoor Unit-Air-Source) | DLCURAH36ABK |  |  | EA*4X37L17A* | *96VTN0801716B* | 36000 | 15.5 | 8.5 | 38500 | 35200 | 91.43% | 2 | 0 | 10 |  |  |  | No | R-410A | 3 | Residential & Commercial | Ducted CEE Tier 1
213078656 | Central HP <5.4 tons | COMFORTMAKER | HRCU-A-CB (Split System: Heat Pump with Remote Outdoor Unit-Air-Source) | DLCURAH36ABK |  |  | EA*4X43L21A* | *80MS(N,L)1102120A* | 36600 | 16.5 | 8.5 | 38000 | 34800 | 91.58% | 2.06 | 0 | 10 |  |  |  | No | R-410A | 3.05 | Residential & Commercial | Ducted CEE Tier 1
213078781 | Central HP <5.4 tons | COMFORTMAKER | HRCU-A-CB (Split System: Heat Pump with Remote Outdoor Unit-Air-Source) | DLCURAH36ABK |  |  | EN(A,D)4X48L24** | *80MS(N,L)1352420A* | 36000 | 16.5 | 8.1 | 38500 | 35000 | 90.91% | 2 | 0 | 10.5 |  |  |  | No | R-410A | 3 | Residential & Commercial | Ducted CEE Tier 1
210473448 | Central HP <5.4 tons | HEIL | HRCU-A-CB (Split System: Heat Pump with Remote Outdoor Unit-Air-Source) | HVH825GKA3* |  |  | EA*4X48L24A*+WALLCON | *95CSU1002122A* | 24200 | 17 | 8.1 | 21000 | 16500 | 78.57% | 2.02 | 0 | 11 |  |  |  | No | R-410A | 2.0167 | Residential & Commercial | Ducted CEE Tier 1
210473514 | Central HP <5.4 tons | HEIL | HRCU-A-CB (Split System: Heat Pump with Remote Outdoor Unit-Air-Source) | HVH825GKA3* |  |  | EA*4X48L24A*+WALLCON | *96CTN1002122A* | 24200 | 16.5 | 8.1 | 21000 | 16500 | 78.57% | 2.02 | 0 | 11 |  |  |  | No | R-410A | 2.0167 | Residential & Commercial | Ducted CEE Tier 1
211240000 | Central HP <5.4 tons | CARRIER | HRCU-A-CB (Split System: Heat Pump with Remote Outdoor Unit-Air-Source) | 38MURAQ24AB3* |  |  | CNPV*2414AL* | 58TP*A045V14**12 | 23800 | 16 | 8.5 | 26800 | 23200 | 86.57% | 1.92 | 0 | 10 |  |  |  | No | R-410A | 1.9833 | Residential & Commercial | Ducted CEE Tier 1
211240011 | Central HP <5.4 tons | CARRIER | HRCU-A-CB (Split System: Heat Pump with Remote Outdoor Unit-Air-Source) | 38MURAQ24AB3* |  |  | CNPV*2417AL* | 58SP*A045V14**12 | 23800 | 16 | 8.5 | 26800 | 23200 | 86.57% | 1.9 | 0 | 10 |  |  |  | No | R-410A | 1.9833 | Residential & Commercial | Ducted CEE Tier 1
211240018 | Central HP <5.4 tons | CARRIER | HRCU-A-CB (Split System: Heat Pump with Remote Outdoor Unit-Air-Source) | 38MURAQ24AB3* |  |  | CNPV*2417AL* | 59SU5A040E17**12 | 23200 | 16.5 | 8.5 | 26400 | 24400 | 92.42% | 2.04 | 0 | 10 |  |  |  | No | R-410A | 1.9333 | Residential & Commercial | Ducted CEE Tier 1
211240027 | Central HP <5.4 tons | CARRIER | HRCU-A-CB (Split System: Heat Pump with Remote Outdoor Unit-Air-Source) | 38MURAQ24AB3* |  |  | CNPV*2417AL* | 58TP*A070V14**12 | 23800 | 16.5 | 8.5 | 26800 | 23200 | 86.57% | 1.92 | 0 | 10 |  |  |  | No | R-410A | 1.9833 | Residential & Commercial | Ducted CEE Tier 1
215487717 | Central HP <5.4 tons | AMANA | HRCU-A-CB (Split System: Heat Pump with Remote Outdoor Unit-Air-Source) | AZV7SA4210A* |  |  | CA*EA6030*3A* | A*VC800805C*A* | 40500 | 17 | 8.8 | 41000 | 31000 | 75.61% | 2 | 0 | 10 |  |  |  | No | R-32 | 3.375 | Residential & Commercial | Ducted CEE Tier 1
215487719 | Central HP <5.4 tons | AMANA | HRCU-A-CB (Split System: Heat Pump with Remote Outdoor Unit-Air-Source) | AZV7SA4210A* |  |  | CA*EA6030*3A* | A*VC801005C*A* | 40500 | 17 | 8.8 | 41000 | 31000 | 75.61% | 2 | 0 | 10 |  |  |  | No | R-32 | 3.375 | Residential & Commercial | Ducted CEE Tier 1
215487733 | Central HP <5.4 tons | AMANA | HRCU-A-CB (Split System: Heat Pump with Remote Outdoor Unit-Air-Source) | AZV7SA4210A* |  |  | CHPEA6030*3A* | A*VM970804CNB* | 40500 | 16.5 | 8.6 | 41000 | 31000 | 75.61% | 2 | 0 | 10 |  |  |  | No | R-32 | 3.375 | Residential & Commercial | Ducted CEE Tier 1
215487742 | Central HP <5.4 tons | AMANA | HRCU-A-CB (Split System: Heat Pump with Remote Outdoor Unit-Air-Source) | AZV7SA4210A* |  |  | CHPEA6030*3A* | A*VC961205DNB* | 40500 | 17 | 8.6 | 41000 | 31000 | 75.61% | 2 | 0 | 10 |  |  |  | No | R-32 | 3.375 | Residential & Commercial | Ducted CEE Tier 1
215487740 | Central HP <5.4 tons | AMANA | HRCU-A-CB (Split System: Heat Pump with Remote Outdoor Unit-Air-Source) | AZV7SA4210A* |  |  | CHPEA6030*3A* | A*VC960804CNB* | 40500 | 16.5 | 8.6 | 41000 | 31000 | 75.61% | 2 | 0 | 10 |  |  |  | No | R-32 | 3.375 | Residential & Commercial | Ducted CEE Tier 1
211240150 | Central HP <5.4 tons | CARRIER | HRCU-A-CB (Split System: Heat Pump with Remote Outdoor Unit-Air-Source) | 38MURAQ24AB3* |  |  | CNPV*3617AL* | 59SC2D040E14**10 | 24000 | 15.2 | 8.1 | 26600 | 22800 | 85.71% | 1.86 | 0 | 10 |  |  |  | No | R-410A | 2 | Residential & Commercial | Ducted CEE Tier 1
211240161 | Central HP <5.4 tons | CARRIER | HRCU-A-CB (Split System: Heat Pump with Remote Outdoor Unit-Air-Source) | 38MURAQ24AB3* |  |  | CNPV*3621AL* | 59SP6A080V21**20 | 24000 | 17 | 8.1 | 26000 | 23200 | 89.23% | 1.92 | 0 | 10.5 |  |  |  | No | R-410A | 2 | Residential & Commercial | Ducted CEE Tier 1
211240195 | Central HP <5.4 tons | CARRIER | HRCU-A-CB (Split System: Heat Pump with Remote Outdoor Unit-Air-Source) | 38MURAQ24AB3* |  |  | CNPV*3621AL* | 59SC2D060E17**14 | 24400 | 16.5 | 8.1 | 26400 | 22800 | 86.36% | 1.88 | 0 | 10.5 |  |  |  | No | R-410A | 2.0333 | Residential & Commercial | Ducted CEE Tier 1
210473195 | Central HP <5.4 tons | HEIL | HRCU-A-CB (Split System: Heat Pump with Remote Outdoor Unit-Air-Source) | HVH825GKA3* |  |  | EA*4X43L21A*+WALLCON | *97CMN0601714A* | 24200 | 16.5 | 8.1 | 21200 | 16800 | 79.25% | 2 | 0 | 11 |  |  |  | No | R-410A | 2.0167 | Residential & Commercial | Ducted CEE Tier 1
210473983 | Central HP <5.4 tons | HEIL | HRCU-A-CB (Split System: Heat Pump with Remote Outdoor Unit-Air-Source) | HVH825GKA3* |  |  | EN(A,D,W)4X48L21**+WALLCON | *96CTN0801714A* | 24000 | 16.5 | 8.1 | 21400 | 16600 | 77.57% | 2 | 0 | 11 |  |  |  | No | R-410A | 2 | Residential & Commercial | Ducted CEE Tier 1
210474016 | Central HP <5.4 tons | HEIL | HRCU-A-CB (Split System: Heat Pump with Remote Outdoor Unit-Air-Source) | HVH825GKA3* |  |  | EN(A,D,W)4X48L21**+WALLCON | *97CMN1002122A* | 24200 | 17 | 8.1 | 21400 | 16600 | 77.57% | 2.02 | 0 | 11.5 |  |  |  | No | R-410A | 2.0167 | Residential & Commercial | Ducted CEE Tier 1
210474483 | Central HP <5.4 tons | HEIL | HRCU-A-CB (Split System: Heat Pump with Remote Outdoor Unit-Air-Source) | HVH825GKA3* |  |  | EHD4X48AAL+WALLCON | *80CSU0601716A* | 24200 | 16.5 | 8.1 | 21200 | 16600 | 78.3% | 2 | 0 | 10.5 |  |  |  | No | R-410A | 2.0167 | Residential & Commercial | Ducted CEE Tier 1
215487795 | Central HP <5.4 tons | AMANA | HRCU-A-CB (Split System: Heat Pump with Remote Outdoor Unit-Air-Source) | AZV6SA1810A* |  |  | CA*EA3022*3A* | A*VC800603B*A* | 17000 | 19 | 8.8 | 16800 | 13000 | 77.38% | 2.1 | 0 | 12 |  |  |  | No | R-32 | 1.4167 | Residential & Commercial | Ducted CEE Tier 1
215487791 | Central HP <5.4 tons | AMANA | HRCU-A-CB (Split System: Heat Pump with Remote Outdoor Unit-Air-Source) | AZV6SA1810A* |  |  | CHPEA2422*3A* | A*VC800604B*A* | 17000 | 19 | 8.8 | 16800 | 13000 | 77.38% | 2.1 | 0 | 12 |  |  |  | No | R-32 | 1.4167 | Residential & Commercial | Ducted CEE Tier 1
211240172 | Central HP <5.4 tons | CARRIER | HRCU-A-CB (Split System: Heat Pump with Remote Outdoor Unit-Air-Source) | 38MURAQ24AB3* |  |  | CNPV*3621AL* | 58SP*A045V17**16 | 24200 | 16 | 8.1 | 26400 | 22800 | 86.36% | 1.88 | 0 | 10.5 |  |  |  | No | R-410A | 2.0167 | Residential & Commercial | Ducted CEE Tier 1
211240206 | Central HP <5.4 tons | CARRIER | HRCU-A-CB (Split System: Heat Pump with Remote Outdoor Unit-Air-Source) | 38MURAQ24AB3* |  |  | CNPV*3621AL* | OVMAAB042112 | 24200 | 16 | 8.1 | 26400 | 23000 | 87.12% | 1.88 | 0 | 10 |  |  |  | No | R-410A | 2.0167 | Residential & Commercial | Ducted CEE Tier 1
214238922 | Central HP <5.4 tons | TEMPSTAR | HRCU-A-CB (Split System: Heat Pump with Remote Outdoor Unit-Air-Source) | TVH837GKA2* |  |  | EN(A,D)4X36L21**+WALLCON | *97CMN1002122B* | 31400 | 16.5 | 8.1 | 33000 | 24000 | 72.73% | 1.82 | 0 | 11 |  |  |  | No | R-410A | 2.6167 | Residential & Commercial | Ducted CEE Tier 1
212609352 | Central HP <5.4 tons | RUUD | HRCU-A-CB (Split System: Heat Pump with Remote Outdoor Unit-Air-Source) | UP18AZ36AJVC |  |  | RCFZ6021SEAAM | R802V1004A17UHS | 34200 | 19 | 8.5 | 34200 | 43000 | 125.7% | 2.2 | 0 | 12.5 |  |  |  | No | R-410A | 2.85 | Residential & Commercial | Ducted CEE Tier 1
213372375 | Central HP <5.4 tons | RUUD | HRCU-A-CB (Split System: Heat Pump with Remote Outdoor Unit-Air-Source) | UP18AZ36AJVC |  |  | RCFZ6021SEAAM | R951V0603A17UHU | 34200 | 19 | 8.5 | 34200 | 43500 | 127.2% | 2.2 | 0 | 12.5 |  |  |  | No | R-410A | 2.85 | Residential & Commercial | Ducted CEE Tier 1
213372381 | Central HP <5.4 tons | RUUD | HRCU-A-CB (Split System: Heat Pump with Remote Outdoor Unit-Air-Source) | UP18AZ36AJVC |  |  | RCFZ6021SEAAM | R951V0403A17UHU | 34200 | 19 | 8.5 | 34200 | 43000 | 125.7% | 2.2 | 0 | 12.5 |  |  |  | No | R-410A | 2.85 | Residential & Commercial | Ducted CEE Tier 1
213826560 | Central HP <5.4 tons | AMERICAN STANDARD | HRCU-A-CB (Split System: Heat Pump with Remote Outdoor Unit-Air-Source) | 4A6V7X36A1 |  |  | 4TXCB006DS3 | S9V2B080U4VSA+LRP | 35000 | 17.1 | 8.5 | 29000 | 20400 | 70.34% | 1.8 | 0 | 12 |  |  |  | No | R-410A | 2.9167 | Residential & Commercial | Ducted CEE Tier 1
211393541 | Central HP <5.4 tons | JOHNSON CONTROLS | HRCU-A-CB (Split System: Heat Pump with Remote Outdoor Unit-Air-Source) | HMH72B341 |  |  | XAFB36DXXN1+TXV | TL8E060A12UH11 | 34000 | 18 | 8.1 | 33800 | 23800 | 70.41% | 2.06 | 0 | 10 |  |  |  | No | R-410A | 2.8333 | Residential & Commercial | Ducted CEE Tier 1
211393641 | Central HP <5.4 tons | JOHNSON CONTROLS | HRCU-A-CB (Split System: Heat Pump with Remote Outdoor Unit-Air-Source) | HMH72B341 |  |  | JHETB36DBCS2N1 |  | 34000 | 18.5 | 8.5 | 33800 | 23800 | 70.41% | 2.12 | 0 | 10 |  |  |  | No | R-410A | 2.8333 | Residential & Commercial | Ducted CEE Tier 1
215433906 | Central HP <5.4 tons | GOODMAN | HRCU-A-CB (Split System: Heat Pump with Remote Outdoor Unit-Air-Source) | GZV7SA2410A* |  |  | CA*EA3022*3A*+MBVK16CP1X00A* |  | 23200 | 19 | 8.6 | 23200 | 17000 | 73.28% | 2 | 0 | 11 |  |  |  | No | R-32 | 1.9333 | Residential & Commercial | Ducted CEE Tier 1
211257744 | Central HP <5.4 tons | CARRIER | HRCU-A-CB (Split System: Heat Pump with Remote Outdoor Unit-Air-Source) | 38MURAQ18AB3* |  |  | CAP**1917AL* | 59SC5B026E14**10 | 18600 | 16 | 8.5 | 18600 | 17500 | 94.09% | 2.12 | 0 | 11 |  |  |  | No | R-410A | 1.55 | Residential & Commercial | Ducted CEE Tier 1
211257758 | Central HP <5.4 tons | CARRIER | HRCU-A-CB (Split System: Heat Pump with Remote Outdoor Unit-Air-Source) | 38MURAQ18AB3* |  |  | CAP**1917AL* | 58SU*A060E17**16 | 19100 | 16.5 | 9 | 19000 | 17400 | 91.58% | 2.14 | 0 | 11 |  |  |  | No | R-410A | 1.5917 | Residential & Commercial | Ducted CEE Tier 1
210692701 | Central HP <5.4 tons | GOODMAN | HRCU-A-CB (Split System: Heat Pump with Remote Outdoor Unit-Air-Source) | GSZV903610A* |  |  | CA*F3137*6A*+TXV | G*VS800604BUA* | 33600 | 18.5 | 8.2 | 34000 | 24400 | 71.76% | 1.8 | 0 | 12 |  |  |  | No | R-410A | 2.8 | Residential & Commercial | Ducted CEE Tier 1
215439753 | Central HP <5.4 tons | GOODMAN | HRCU-A-CB (Split System: Heat Pump with Remote Outdoor Unit-Air-Source) | GZV6SA1810A* |  |  | CA*EA2418*3A* | G*VM970804CNA* | 17000 | 19 | 8.8 | 16800 | 13000 | 77.38% | 2.1 | 0 | 12 |  |  |  | No | R-32 | 1.4167 | Residential & Commercial | Ducted CEE Tier 1
212383411 | Central HP <5.4 tons | CARRIER | HRCU-A-CB (Split System: Heat Pump with Remote Outdoor Unit-Air-Source) | 38MURAQ36AB3* |  |  | CAP**3721AL* | 59SU5A060E17**16 | 36800 | 15.5 | 8.5 | 39000 | 34800 | 89.23% | 2.1 | 0 | 10 |  |  |  | No | R-410A | 3.0667 | Residential & Commercial | Ducted CEE Tier 1
215439774 | Central HP <5.4 tons | GOODMAN | HRCU-A-CB (Split System: Heat Pump with Remote Outdoor Unit-Air-Source) | GZV6SA1810A* |  |  | CA*EA2418*3A*+MBVK12BP1X00A* |  | 17000 | 19 | 8.8 | 16800 | 13000 | 77.38% | 2.1 | 0 | 12 |  |  |  | No | R-32 | 1.4167 | Residential & Commercial | Ducted CEE Tier 1
213076496 | Central HP <5.4 tons | CARRIER | HRCU-A-CB (Split System: Heat Pump with Remote Outdoor Unit-Air-Source) | 38MURAQ36AB3* |  |  | CAP**3721AL* | 58TP*B070V17**16 | 36200 | 16 | 8.5 | 38000 | 34800 | 91.58% | 2.04 | 0 | 10 |  |  |  | No | R-410A | 3.0167 | Residential & Commercial | Ducted CEE Tier 1
215931753 | Central HP <5.4 tons | TEMPSTAR | HRCU-A-CB (Split System: Heat Pump with Remote Outdoor Unit-Air-Source) | T5H3V60*K*AAA* |  |  | EA*5X61M24A*+WALLCON | *97CMN0802120B* | 56500 | 18.5 | 8.5 | 60500 | 46500 | 76.86% | 2.02 | 0 | 11 |  |  |  | No | R-454B | 4.7083 | Residential & Commercial | Ducted CEE Tier 1
213078858 | Central HP <5.4 tons | COMFORTMAKER | HRCU-A-CB (Split System: Heat Pump with Remote Outdoor Unit-Air-Source) | DLCURAH36ABK |  |  | EA*4X37L21A* | *80MSU1002120A* | 36400 | 16 | 8.5 | 38000 | 34800 | 91.58% | 2.1 | 0 | 10 |  |  |  | No | R-410A | 3.0333 | Residential & Commercial | Ducted CEE Tier 1
213078380 | Central HP <5.4 tons | COMFORTMAKER | HRCU-A-CB (Split System: Heat Pump with Remote Outdoor Unit-Air-Source) | DLCURAH36ABK |  |  | EN(A,D,W)4X48L21** | *80MS(N,L)0901714A* | 36000 | 16.5 | 8.1 | 38500 | 35000 | 90.91% | 2 | 0 | 10.5 |  |  |  | No | R-410A | 3 | Residential & Commercial | Ducted CEE Tier 1
213078589 | Central HP <5.4 tons | COMFORTMAKER | HRCU-A-CB (Split System: Heat Pump with Remote Outdoor Unit-Air-Source) | DLCURAH36ABK |  |  | EA*4X42L24A* | *80MS(N,L)0902420A* | 35400 | 16.5 | 8.1 | 38500 | 35000 | 90.91% | 1.9 | 0 | 10 |  |  |  | No | R-410A | 2.95 | Residential & Commercial | Ducted CEE Tier 1
213078632 | Central HP <5.4 tons | COMFORTMAKER | HRCU-A-CB (Split System: Heat Pump with Remote Outdoor Unit-Air-Source) | DLCURAH36ABK |  |  | EA*4X42L21A* | *80MS(N,L)1102120A* | 35800 | 16.5 | 8.1 | 38500 | 35000 | 90.91% | 1.9 | 0 | 10 |  |  |  | No | R-410A | 2.9833 | Residential & Commercial | Ducted CEE Tier 1
211390290 | Central HP <5.4 tons | JOHNSON CONTROLS | HRCU-A-CB (Split System: Heat Pump with Remote Outdoor Unit-Air-Source) | HMH72B341 |  |  | XAFC36DBCN1 | TPLC080C16MP13 | 34000 | 17.5 | 8.5 | 33800 | 23800 | 70.41% | 2.08 | 0 | 10 |  |  |  | No | R-410A | 2.8333 | Residential & Commercial | Ducted CEE Tier 1
211260727 | Central HP <5.4 tons | COMFORTMAKER | HRCU-A-CB (Split System: Heat Pump with Remote Outdoor Unit-Air-Source) | DLCURAH18ABK |  |  | EA*4X25L17A* | *96VSN0401712A* | 18200 | 15.5 | 8.5 | 18200 | 17500 | 96.15% | 2.12 | 0 | 10.5 |  |  |  | No | R-410A | 1.5167 | Residential & Commercial | Ducted CEE Tier 1
210472865 | Central HP <5.4 tons | HEIL | HRCU-A-CB (Split System: Heat Pump with Remote Outdoor Unit-Air-Source) | HVH825GKA3* |  |  | EA*4X42L21A*+WALLCON | *80CSU1002120A* | 23800 | 16.5 | 8.1 | 21400 | 16700 | 78.04% | 1.94 | 0 | 10.5 |  |  |  | No | R-410A | 1.9833 | Residential & Commercial | Ducted CEE Tier 1
211262027 | Central HP <5.4 tons | COMFORTMAKER | HRCU-A-CB (Split System: Heat Pump with Remote Outdoor Unit-Air-Source) | DLCURAH18ABK |  |  | EA*4X30L17A* | *80ES(N,L)0451712A* | 18000 | 16 | 8.5 | 18500 | 18500 | 100% | 2.22 | 0 | 10.5 |  |  |  | No | R-410A | 1.5 | Residential & Commercial | Ducted CEE Tier 1
210473008 | Central HP <5.4 tons | HEIL | HRCU-A-CB (Split System: Heat Pump with Remote Outdoor Unit-Air-Source) | HVH825GKA3* |  |  | EA*4X42L24A*+WALLCON | *80CSU1002120A* | 23800 | 16.5 | 8.1 | 21400 | 16600 | 77.57% | 1.94 | 0 | 10.5 |  |  |  | No | R-410A | 1.9833 | Residential & Commercial | Ducted CEE Tier 1
213773758 | Central HP <5.4 tons | AIRQUEST | HRCU-A-CB (Split System: Heat Pump with Remote Outdoor Unit-Air-Source) | HVH825GKA3* |  |  | EA*4X48L21A*+WALLCON | *97CMN0801714B* | 24000 | 16.5 | 8.1 | 21000 | 16600 | 79.05% | 2 | 0 | 10.5 |  |  |  | No | R-410A | 2 | Residential & Commercial | Ducted CEE Tier 1
213774458 | Central HP <5.4 tons | AIRQUEST | HRCU-A-CB (Split System: Heat Pump with Remote Outdoor Unit-Air-Source) | HVH825GKA3* |  |  | EHD4X42AAL+WALLCON | *95CSU0601716B* | 24000 | 16 | 8.1 | 21400 | 16600 | 77.57% | 1.98 | 0 | 10.5 |  |  |  | No | R-410A | 2 | Residential & Commercial | Ducted CEE Tier 1
211239647 | Central HP <5.4 tons | CARRIER | HRCU-A-CB (Split System: Heat Pump with Remote Outdoor Unit-Air-Source) | 38MURAQ24AB3* |  |  | CAP**2414AL* | 58SP*A045V14**12 | 24000 | 16 | 8.5 | 27000 | 23800 | 88.15% | 1.96 | 0 | 10 |  |  |  | No | R-410A | 2 | Residential & Commercial | Ducted CEE Tier 1
216505535 | Central HP <5.4 tons | GREE | HRCU-A-CB (Split System: Heat Pump with Remote Outdoor Unit-Air-Source) | GUD36W/A-D(U) |  |  | GCAT24*/NAA | WPV070T3AA-C | 23000 | 15.2 | 8.5 | 23000 | 19000 | 82.61% | 1.75 | 0 | 11.5 |  |  |  | No | R-410A | 1.9167 | Residential & Commercial | Ducted CEE Tier 1
215828260 | Central HP <5.4 tons | GREE | HRCU-A-CB (Split System: Heat Pump with Remote Outdoor Unit-Air-Source) | GUD36W/A-D(U) |  |  | GCAT24*/NAA | EL297UH070XV36B | 23000 | 15.5 | 8.5 | 24000 | 16800 | 70% | 1.75 | 0 | 11 |  |  |  | No | R-410A | 1.9167 | Residential & Commercial | Ducted CEE Tier 1
213080388 | Central HP <5.4 tons | COMFORTMAKER | HRCU-A-CB (Split System: Heat Pump with Remote Outdoor Unit-Air-Source) | DLCURAH36ABK |  |  | EA*4X37L21A* | *96MSN1002122A* | 36800 | 16 | 8.5 | 38500 | 34800 | 90.39% | 2.1 | 0 | 10 |  |  |  | No | R-410A | 3.0667 | Residential & Commercial | Ducted CEE Tier 1
213080495 | Central HP <5.4 tons | COMFORTMAKER | HRCU-A-CB (Split System: Heat Pump with Remote Outdoor Unit-Air-Source) | DLCURAH36ABK |  |  | EN(A,D)4X48L24** | *96MSN1402422A* | 35800 | 16.5 | 8.1 | 38500 | 35000 | 90.91% | 2 | 0 | 10 |  |  |  | No | R-410A | 2.9833 | Residential & Commercial | Ducted CEE Tier 1
213350742 | Central HP <5.4 tons | DNAIR | HRCU-A-CB (Split System: Heat Pump with Remote Outdoor Unit-Air-Source) | DNHP0018H-C |  |  | DNHU0018H-E |  | 18000 | 18 | 9.3 | 19000 | 16500 | 86.84% | 2.04 | 12.5 | 12.4 |  |  |  | No | R-410A | 1.5 | Residential & Commercial | Ducted CEE Tier 1
210473074 | Central HP <5.4 tons | HEIL | HRCU-A-CB (Split System: Heat Pump with Remote Outdoor Unit-Air-Source) | HVH825GKA3* |  |  | EA*4X42L24A*+WALLCON | *97CMN0602120A* | 23600 | 16.5 | 8.1 | 21400 | 16700 | 78.04% | 1.96 | 0 | 11 |  |  |  | No | R-410A | 1.9667 | Residential & Commercial | Ducted CEE Tier 1
210473283 | Central HP <5.4 tons | HEIL | HRCU-A-CB (Split System: Heat Pump with Remote Outdoor Unit-Air-Source) | HVH825GKA3* |  |  | EA*4X48L21A*+WALLCON | *95CSU1002122A* | 24200 | 17 | 8.1 | 21000 | 16500 | 78.57% | 2.02 | 0 | 11 |  |  |  | No | R-410A | 2.0167 | Residential & Commercial | Ducted CEE Tier 1
210473294 | Central HP <5.4 tons | HEIL | HRCU-A-CB (Split System: Heat Pump with Remote Outdoor Unit-Air-Source) | HVH825GKA3* |  |  | EA*4X48L21A*+WALLCON | *80CSU0401712A* | 24200 | 17 | 8.1 | 21000 | 16500 | 78.57% | 2.02 | 0 | 11 |  |  |  | No | R-410A | 2.0167 | Residential & Commercial | Ducted CEE Tier 1
210473349 | Central HP <5.4 tons | HEIL | HRCU-A-CB (Split System: Heat Pump with Remote Outdoor Unit-Air-Source) | HVH825GKA3* |  |  | EA*4X48L21A*+WALLCON | *96CTN0601714A* | 24000 | 16.5 | 8.1 | 21000 | 16600 | 79.05% | 2 | 0 | 11 |  |  |  | No | R-410A | 2 | Residential & Commercial | Ducted CEE Tier 1
211239681 | Central HP <5.4 tons | CARRIER | HRCU-A-CB (Split System: Heat Pump with Remote Outdoor Unit-Air-Source) | 38MURAQ24AB3* |  |  | CAP**2417AL* | 58TP*A070V17**16 | 23800 | 16.5 | 8.5 | 26800 | 24000 | 89.55% | 2 | 0 | 10 |  |  |  | No | R-410A | 1.9833 | Residential & Commercial | Ducted CEE Tier 1
211239695 | Central HP <5.4 tons | CARRIER | HRCU-A-CB (Split System: Heat Pump with Remote Outdoor Unit-Air-Source) | 38MURAQ24AB3* |  |  | CAP**2417AL* | 59SC2D080E17**16 | 24000 | 17 | 8.5 | 26800 | 23800 | 88.81% | 1.96 | 0 | 10 |  |  |  | No | R-410A | 2 | Residential & Commercial | Ducted CEE Tier 1
212383434 | Central HP <5.4 tons | CARRIER | HRCU-A-CB (Split System: Heat Pump with Remote Outdoor Unit-Air-Source) | 38MURAQ36AB3* |  |  | CAP**3721AL* | 59SC2D100E21**20 | 37200 | 16 | 8.5 | 39000 | 34800 | 89.23% | 2.12 | 0 | 10 |  |  |  | No | R-410A | 3.1 | Residential & Commercial | Ducted CEE Tier 1
212609339 | Central HP <5.4 tons | RUUD | HRCU-A-CB (Split System: Heat Pump with Remote Outdoor Unit-Air-Source) | UP18AZ24AJVC |  |  | RCFZ2421HEAAM | R802V0754A17UHS | 22800 | 19 | 8.5 | 22800 | 26000 | 114% | 2.1 | 0 | 12.5 |  |  |  | No | R-410A | 1.9 | Residential & Commercial | Ducted CEE Tier 1
215828261 | Central HP <5.4 tons | GREE | HRCU-A-CB (Split System: Heat Pump with Remote Outdoor Unit-Air-Source) | GUD36W/A-D(U) |  |  | GCAT24*/NAA | GMVC960603BNB | 22400 | 15.2 | 8.5 | 24000 | 16800 | 70% | 1.75 | 0 | 11 |  |  |  | No | R-410A | 1.8667 | Residential & Commercial | Ducted CEE Tier 1
212970730 | Central HP <5.4 tons | COMFORTMAKER | HRCU-A-CB (Split System: Heat Pump with Remote Outdoor Unit-Air-Source) | DLCURAH36ABK |  |  | EN(A,D,W)4X48L21** | *80VSL0902120B* | 36000 | 16.5 | 8.1 | 38000 | 35000 | 92.11% | 2 | 0 | 10 |  |  |  | No | R-410A | 3 | Residential & Commercial | Ducted CEE Tier 1
215213331 | Central HP <5.4 tons | GREE | HRCU-A-CB (Split System: Heat Pump with Remote Outdoor Unit-Air-Source) | FXU48HP230V1R32AO |  |  | FXU48HP230V1R32AH |  | 48000 | 17 | 9.5 | 48000 | 45000 | 93.75% | 1.8 | 0 | 11.7 |  |  |  | No | R-32 | 4 | Residential & Commercial | Ducted CEE Tier 1
211239745 | Central HP <5.4 tons | CARRIER | HRCU-A-CB (Split System: Heat Pump with Remote Outdoor Unit-Air-Source) | 38MURAQ24AB3* |  |  | CAP**2517AL* | 58SU*A060E17**16 | 25600 | 17 | 8.5 | 26000 | 20600 | 79.23% | 1.76 | 0 | 10.5 |  |  |  | No | R-410A | 2.1333 | Residential & Commercial | Ducted CEE Tier 1
211239795 | Central HP <5.4 tons | CARRIER | HRCU-A-CB (Split System: Heat Pump with Remote Outdoor Unit-Air-Source) | 38MURAQ24AB3* |  |  | CAP**3017AL* | 59SC2D060E14**12 | 23400 | 17 | 8.5 | 25800 | 24200 | 93.8% | 2.02 | 0 | 10 |  |  |  | No | R-410A | 1.95 | Residential & Commercial | Ducted CEE Tier 1
215487686 | Central HP <5.4 tons | AMANA | HRCU-A-CB (Split System: Heat Pump with Remote Outdoor Unit-Air-Source) | AZV7SA2410A* |  |  | CHPEA3026*3A* | A*VC960803BNB* | 23200 | 19 | 8.6 | 23200 | 17000 | 73.28% | 2 | 0 | 11 |  |  |  | No | R-32 | 1.9333 | Residential & Commercial | Ducted CEE Tier 1
210473151 | Central HP <5.4 tons | HEIL | HRCU-A-CB (Split System: Heat Pump with Remote Outdoor Unit-Air-Source) | HVH825GKA3* |  |  | EA*4X43L21A*+WALLCON | *80CTL0451712A* | 24200 | 16.5 | 8.1 | 21600 | 16800 | 77.78% | 2 | 0 | 11 |  |  |  | No | R-410A | 2.0167 | Residential & Commercial | Ducted CEE Tier 1
211239815 | Central HP <5.4 tons | CARRIER | HRCU-A-CB (Split System: Heat Pump with Remote Outdoor Unit-Air-Source) | 38MURAQ24AB3* |  |  | CAP**3617AL* | 58S(B,C)*A070E17**16 | 25000 | 16 | 8.5 | 26800 | 21800 | 81.34% | 1.8 | 0 | 10 |  |  |  | No | R-410A | 2.0833 | Residential & Commercial | Ducted CEE Tier 1
211239832 | Central HP <5.4 tons | CARRIER | HRCU-A-CB (Split System: Heat Pump with Remote Outdoor Unit-Air-Source) | 38MURAQ24AB3* |  |  | CAP**3617AL* | 59TP6B060V14**12 | 23600 | 16.5 | 8.5 | 25800 | 23400 | 90.7% | 1.94 | 0 | 10 |  |  |  | No | R-410A | 1.9667 | Residential & Commercial | Ducted CEE Tier 1
211239848 | Central HP <5.4 tons | CARRIER | HRCU-A-CB (Split System: Heat Pump with Remote Outdoor Unit-Air-Source) | 38MURAQ24AB3* |  |  | CAP**3617AL* | OVMAAB036098 | 23600 | 16.5 | 8.5 | 25800 | 23400 | 90.7% | 1.94 | 0 | 10 |  |  |  | No | R-410A | 1.9667 | Residential & Commercial | Ducted CEE Tier 1
211239879 | Central HP <5.4 tons | CARRIER | HRCU-A-CB (Split System: Heat Pump with Remote Outdoor Unit-Air-Source) | 38MURAQ24AB3* |  |  | CAP**3621AL* | 59TP6B060V17**14 | 24000 | 16.5 | 8.5 | 26000 | 22800 | 87.69% | 1.88 | 0 | 10 |  |  |  | No | R-410A | 2 | Residential & Commercial | Ducted CEE Tier 1
211239929 | Central HP <5.4 tons | CARRIER | HRCU-A-CB (Split System: Heat Pump with Remote Outdoor Unit-Air-Source) | 38MURAQ24AB3* |  |  | CAP**3717AL* | 59TP6B060V17**14 | 24400 | 16.5 | 8.5 | 25600 | 21600 | 84.38% | 1.8 | 0 | 10 |  |  |  | No | R-410A | 2.0333 | Residential & Commercial | Ducted CEE Tier 1
211239949 | Central HP <5.4 tons | CARRIER | HRCU-A-CB (Split System: Heat Pump with Remote Outdoor Unit-Air-Source) | 38MURAQ24AB3* |  |  | CAP**3721AL* | 59SP6A060V17**14 | 24800 | 16.5 | 8.5 | 25600 | 21000 | 82.03% | 1.76 | 0 | 10 |  |  |  | No | R-410A | 2.0667 | Residential & Commercial | Ducted CEE Tier 1
211239979 | Central HP <5.4 tons | CARRIER | HRCU-A-CB (Split System: Heat Pump with Remote Outdoor Unit-Air-Source) | 38MURAQ24AB3* |  |  | CAP**3721AL* | 58S(B,C)*A070E17**12 | 25000 | 16.5 | 8.5 | 25600 | 20800 | 81.25% | 1.76 | 0 | 10.5 |  |  |  | No | R-410A | 2.0833 | Residential & Commercial | Ducted CEE Tier 1
211239981 | Central HP <5.4 tons | CARRIER | HRCU-A-CB (Split System: Heat Pump with Remote Outdoor Unit-Air-Source) | 38MURAQ24AB3* |  |  | CAP**3721AL* | 58S(B,C)*A090E17**14 | 25400 | 17 | 8.5 | 25800 | 20600 | 79.84% | 1.76 | 0 | 10.5 |  |  |  | No | R-410A | 2.1167 | Residential & Commercial | Ducted CEE Tier 1
215213330 | Central HP <5.4 tons | GREE | HRCU-A-CB (Split System: Heat Pump with Remote Outdoor Unit-Air-Source) | FXU36HP230V1R32AO |  |  | FXU36HP230V1R32AH |  | 34000 | 16.5 | 9.5 | 34000 | 32000 | 94.12% | 1.8 | 0 | 11.7 |  |  |  | No | R-32 | 2.8333 | Residential & Commercial | Ducted CEE Tier 1
215429199 | Central HP <5.4 tons | GOODMAN | HRCU-A-CB (Split System: Heat Pump with Remote Outdoor Unit-Air-Source) | GZV7SA4810A* |  |  | AHVE60DP1300A* |  | 46500 | 17.5 | 8.8 | 47500 | 33600 | 70.74% | 2 | 0 | 10 |  |  |  | No | R-32 | 3.875 | Residential & Commercial | Ducted CEE Tier 1
214303507 | Central HP <5.4 tons | GREE | HRCU-A-C (Split System: Heat Pump with Remote Outdoor Unit with No Indoor Fan --Air Source) | GUD24W/A-D(U) |  |  | GCAT24*/NAA |  | 23000 | 15.2 | 8.5 | 24000 | 19500 | 81.25% | 1.8 | 0 | 11 |  |  |  | No | R-410A | 1.9167 | Residential & Commercial | Ducted CEE Tier 1
215487782 | Central HP <5.4 tons | AMANA | HRCU-A-CB (Split System: Heat Pump with Remote Outdoor Unit-Air-Source) | AZV6SA1810A* |  |  | CA*EA3022*3A* | A*VC960403BNB* | 17000 | 19 | 8.8 | 16800 | 13000 | 77.38% | 2.1 | 0 | 12 |  |  |  | No | R-32 | 1.4167 | Residential & Commercial | Ducted CEE Tier 1
216505536 | Central HP <5.4 tons | GREE | HRCU-A-CB (Split System: Heat Pump with Remote Outdoor Unit-Air-Source) | GUD36W/A-D(U) |  |  | GCAT24*/NAA | WPV070T3AA-N | 23000 | 15.2 | 8.5 | 23000 | 19000 | 82.61% | 1.75 | 0 | 11.5 |  |  |  | No | R-410A | 1.9167 | Residential & Commercial | Ducted CEE Tier 1
213080399 | Central HP <5.4 tons | HEIL | HRCU-A-CB (Split System: Heat Pump with Remote Outdoor Unit-Air-Source) | DLCURAH36ABK |  |  | EA*4X42L21A* | *96MSN1002122A* | 35200 | 16 | 8.1 | 38500 | 35000 | 90.91% | 1.88 | 0 | 10 |  |  |  | No | R-410A | 2.9333 | Residential & Commercial | Ducted CEE Tier 1
215213329 | Central HP <5.4 tons | GREE | HRCU-A-CB (Split System: Heat Pump with Remote Outdoor Unit-Air-Source) | FXU24HP230V1R32AO |  |  | FXU24HP230V1R32AH |  | 24000 | 16 | 9.5 | 24000 | 24000 | 100% | 1.8 | 0 | 11.7 |  |  |  | No | R-32 | 2 | Residential & Commercial | Ducted CEE Tier 1
211257760 | Central HP <5.4 tons | CARRIER | HRCU-A-CB (Split System: Heat Pump with Remote Outdoor Unit-Air-Source) | 38MURAQ18AB3* |  |  | CAP**1917AL* | OVLAAB036098 | 18600 | 16 | 8.5 | 18600 | 17500 | 94.09% | 2.12 | 0 | 11 |  |  |  | No | R-410A | 1.55 | Residential & Commercial | Ducted CEE Tier 1
211257817 | Central HP <5.4 tons | CARRIER | HRCU-A-CB (Split System: Heat Pump with Remote Outdoor Unit-Air-Source) | 38MURAQ18AB3* |  |  | CAP**2417AL* | 58S(B,C)*A070E17**12 | 18000 | 16 | 8.5 | 18800 | 18900 | 100.5% | 2.28 | 0 | 10.5 |  |  |  | No | R-410A | 1.5 | Residential & Commercial | Ducted CEE Tier 1
211257824 | Central HP <5.4 tons | CARRIER | HRCU-A-CB (Split System: Heat Pump with Remote Outdoor Unit-Air-Source) | 38MURAQ18AB3* |  |  | CAP**2417AL* | 58S(B,C)*A070E14**12 | 17600 | 16 | 8.5 | 18400 | 19100 | 103.8% | 2.3 | 0 | 10.5 |  |  |  | No | R-410A | 1.4667 | Residential & Commercial | Ducted CEE Tier 1
211257885 | Central HP <5.4 tons | CARRIER | HRCU-A-CB (Split System: Heat Pump with Remote Outdoor Unit-Air-Source) | 38MURAQ18AB3* |  |  | CAP**3014AL* | 58TP*A070V14**12 | 17800 | 16.5 | 8.5 | 18300 | 18500 | 101.1% | 2.22 | 0 | 10.5 |  |  |  | No | R-410A | 1.4833 | Residential & Commercial | Ducted CEE Tier 1
211257899 | Central HP <5.4 tons | CARRIER | HRCU-A-CB (Split System: Heat Pump with Remote Outdoor Unit-Air-Source) | 38MURAQ18AB3* |  |  | CAP**3017AL* | 58SP*A045V14**12 | 17900 | 16 | 8.5 | 18400 | 18500 | 100.5% | 2.22 | 0 | 10.5 |  |  |  | No | R-410A | 1.4917 | Residential & Commercial | Ducted CEE Tier 1
211257974 | Central HP <5.4 tons | CARRIER | HRCU-A-CB (Split System: Heat Pump with Remote Outdoor Unit-Air-Source) | 38MURAQ18AB3* |  |  | CNPV*2414AL* | 58TP*A045V14**12 | 17600 | 16 | 8.5 | 18500 | 18800 | 101.6% | 2.26 | 0 | 11 |  |  |  | No | R-410A | 1.4667 | Residential & Commercial | Ducted CEE Tier 1
210692717 | Central HP <5.4 tons | GOODMAN | HRCU-A-CB (Split System: Heat Pump with Remote Outdoor Unit-Air-Source) | GSZV903610A* |  |  | CA*F3743*6D*+TXV | G*VS960603BUA* | 33600 | 18.5 | 8.2 | 34000 | 24400 | 71.76% | 1.8 | 0 | 11.5 |  |  |  | No | R-410A | 2.8 | Residential & Commercial | Ducted CEE Tier 1
215853281 | Central HP <5.4 tons | YORK | HRCU-A-CB (Split System: Heat Pump with Remote Outdoor Unit-Air-Source) | HH836E2S11 |  |  | CTM36C5CDS1+JME16C2SN1 |  | 33400 | 19 | 9 | 30400 | 24800 | 81.58% | 2 | 0 | 12 |  |  |  | No | R-454B | 2.7833 | Residential & Commercial | Ducted CEE Tier 1
213815735 | Central HP <5.4 tons | AMANA | HRCU-A-CB (Split System: Heat Pump with Remote Outdoor Unit-Air-Source) | ASZS60241EA* |  |  | CA*EA2422*4A*+MBVK16CP1X00A* |  | 23000 | 17 | 8.6 | 23000 | 16100 | 70% | 2 | 0 | 10 |  |  |  | No | R-410A | 1.9167 | Residential & Commercial | Ducted CEE Tier 1
213815247 | Central HP <5.4 tons | AMANA | HRCU-A-CB (Split System: Heat Pump with Remote Outdoor Unit-Air-Source) | ASZS601810A* |  |  | CA*EA1818*4A*+MBVK12BP1X00A* |  | 16600 | 17.5 | 8.5 | 17400 | 13000 | 74.71% | 2.1 | 0 | 10.9 |  |  |  | No | R-410A | 1.3833 | Residential & Commercial | Ducted CEE Tier 1
213826558 | Central HP <5.4 tons | AMERICAN STANDARD | HRCU-A-CB (Split System: Heat Pump with Remote Outdoor Unit-Air-Source) | 4A6V7X36A1 |  |  | 4TXCB006DS3 | S9V2B080U4VSB+LRP | 35000 | 17.1 | 8.5 | 29000 | 20400 | 70.34% | 1.8 | 0 | 12 |  |  |  | No | R-410A | 2.9167 | Residential & Commercial | Ducted CEE Tier 1
215853285 | Central HP <5.4 tons | YORK | HRCU-A-CB (Split System: Heat Pump with Remote Outdoor Unit-Air-Source) | HH836E2S11 |  |  | CTM36C5CDS1+JMET16CS2N1 |  | 34200 | 19 | 9 | 31400 | 25600 | 81.53% | 2 | 0 | 11.7 |  |  |  | No | R-454B | 2.85 | Residential & Commercial | Ducted CEE Tier 1
214138028 | Central HP <5.4 tons | GREE | HRCU-A-C (Split System: Heat Pump with Remote Outdoor Unit with No Indoor Fan --Air Source) | GUD42W2/D-D(U) |  |  | GCAT24*/NAA |  | 23000 | 15.2 | 8.5 | 24000 | 19500 | 81.25% | 1.8 | 0 | 11 |  |  |  | No | R-410A | 1.9167 | Residential & Commercial | Ducted CEE Tier 1
215487746 | Central HP <5.4 tons | AMANA | HRCU-A-CB (Split System: Heat Pump with Remote Outdoor Unit-Air-Source) | AZV7SA4810A* |  |  | CA*EA6030*3A* | A*VC960804CNB* | 45500 | 16.2 | 8.8 | 47000 | 33600 | 71.49% | 2 | 0 | 10 |  |  |  | No | R-32 | 3.7917 | Residential & Commercial | Ducted CEE Tier 1
215487747 | Central HP <5.4 tons | AMANA | HRCU-A-CB (Split System: Heat Pump with Remote Outdoor Unit-Air-Source) | AZV7SA4810A* |  |  | CA*EA6030*3A* | A*VC961005CNB* | 45500 | 16.2 | 8.8 | 47000 | 33600 | 71.49% | 2 | 0 | 10 |  |  |  | No | R-32 | 3.7917 | Residential & Commercial | Ducted CEE Tier 1
214242704 | Central HP <5.4 tons | TEMPSTAR | HRCU-A-CB (Split System: Heat Pump with Remote Outdoor Unit-Air-Source) | TVH825GKA2* |  |  | EN(A,D,W)4X36L17**+WALLCON | *97CMN0801714B* | 23400 | 16.5 | 8.1 | 21600 | 16700 | 77.31% | 1.92 | 0 | 10.5 |  |  |  | No | R-410A | 1.95 | Residential & Commercial | Ducted CEE Tier 1
214242724 | Central HP <5.4 tons | TEMPSTAR | HRCU-A-CB (Split System: Heat Pump with Remote Outdoor Unit-Air-Source) | TVH825GKA2* |  |  | EN(A,D,W)4X36L17**+WALLCON | *96CTN0601714B* | 23400 | 16 | 8.1 | 21600 | 16800 | 77.78% | 1.9 | 0 | 10.5 |  |  |  | No | R-410A | 1.95 | Residential & Commercial | Ducted CEE Tier 1
214242924 | Central HP <5.4 tons | TEMPSTAR | HRCU-A-CB (Split System: Heat Pump with Remote Outdoor Unit-Air-Source) | TVH825GKA2* |  |  | END4X42L17**+WALLCON | *97CMN0801714B* | 23800 | 16.5 | 8.1 | 21400 | 16700 | 78.04% | 1.98 | 0 | 11 |  |  |  | No | R-410A | 1.9833 | Residential & Commercial | Ducted CEE Tier 1
214568826 | Central HP <5.4 tons | GREE | HRCU-A-CB (Split System: Heat Pump with Remote Outdoor Unit-Air-Source) | GUD36W2/NHE-D(U) |  |  | GUD36AH2/E-D(U) |  | 34000 | 16.5 | 9.5 | 34000 | 32000 | 94.12% | 1.8 | 0 | 11.7 |  |  |  | No | R-32 | 2.8333 | Residential & Commercial | Ducted CEE Tier 1
210692726 | Central HP <5.4 tons | GOODMAN | HRCU-A-CB (Split System: Heat Pump with Remote Outdoor Unit-Air-Source) | GSZV903610A* |  |  | CA*F3743*6D*+TXV | G*VM970804CNB* | 33200 | 19 | 8.2 | 33600 | 24400 | 72.62% | 1.8 | 0 | 12 |  |  |  | No | R-410A | 2.7667 | Residential & Commercial | Ducted CEE Tier 1
210692760 | Central HP <5.4 tons | GOODMAN | HRCU-A-CB (Split System: Heat Pump with Remote Outdoor Unit-Air-Source) | GSZV903610A* |  |  | CHPF3743C6B*+TXV | G*VC960804CNB* | 33400 | 18 | 8.2 | 34000 | 24400 | 71.76% | 1.8 | 0 | 11 |  |  |  | No | R-410A | 2.7833 | Residential & Commercial | Ducted CEE Tier 1
216505534 | Central HP <5.4 tons | GREE | HRCU-A-CB (Split System: Heat Pump with Remote Outdoor Unit-Air-Source) | GUD36W/A-D(U) |  |  | GCAT24*/NAA | A952U060BV4S*** | 23000 | 15.2 | 8.5 | 23000 | 20000 | 86.96% | 1.75 | 0 | 11.5 |  |  |  | No | R-410A | 1.9167 | Residential & Commercial | Ducted CEE Tier 1
212924813 | Central HP <5.4 tons | GREE | HRCU-A-CB (Split System: Heat Pump with Remote Outdoor Unit-Air-Source) | FLEXX60HP230V1AO |  |  | ENVBR60HPJ1IB |  | 54000 | 15.8 | 9 | 54000 | 41000 | 75.93% | 1.8 | 0 | 10 |  |  |  | No | R-410A | 4.5 | Residential & Commercial | Ducted CEE Tier 1
207256442 | Central HP <5.4 tons | GREE | HRCU-A-CB (Split System: Heat Pump with Remote Outdoor Unit-Air-Source) | FLEXX60HP230V1AO |  |  | FLEXX60HP230V1BH |  | 54000 | 16 | 9 | 54000 | 41000 | 75.93% | 1.8 | 10.5 | 10 |  |  |  | No | R-410A | 4.5 | Residential & Commercial | Ducted CEE Tier 1
215439727 | Central HP <5.4 tons | GOODMAN | HRCU-A-CB (Split System: Heat Pump with Remote Outdoor Unit-Air-Source) | GZV6SA1810A* |  |  | CA*EA3022*3A* | G*VT960403BNA* | 17000 | 19 | 8.8 | 16800 | 13000 | 77.38% | 2.1 | 0 | 12 |  |  |  | No | R-32 | 1.4167 | Residential & Commercial | Ducted CEE Tier 1
215439734 | Central HP <5.4 tons | GOODMAN | HRCU-A-CB (Split System: Heat Pump with Remote Outdoor Unit-Air-Source) | GZV6SA1810A* |  |  | CA*EA3022*3A* | G*VT800803B*A* | 17000 | 19 | 8.8 | 16800 | 13000 | 77.38% | 2.1 | 0 | 12 |  |  |  | No | R-32 | 1.4167 | Residential & Commercial | Ducted CEE Tier 1
211389412 | Central HP <5.4 tons | JOHNSON CONTROLS | HRCU-A-CB (Split System: Heat Pump with Remote Outdoor Unit-Air-Source) | HMH72B341 |  |  | XAFC36DBCN1 | TM8Y100C20MP11 | 34000 | 17.5 | 8.5 | 33800 | 23800 | 70.41% | 2.1 | 0 | 10 |  |  |  | No | R-410A | 2.8333 | Residential & Commercial | Ducted CEE Tier 1
211389535 | Central HP <5.4 tons | JOHNSON CONTROLS | HRCU-A-CB (Split System: Heat Pump with Remote Outdoor Unit-Air-Source) | HMH72B341 |  |  | XAFC36DXXN1+TXV | TM8Y100C16MP11 | 34000 | 18.5 | 8.5 | 34000 | 24000 | 70.59% | 2.1 | 0 | 10 |  |  |  | No | R-410A | 2.8333 | Residential & Commercial | Ducted CEE Tier 1
211393773 | Central HP <5.4 tons | JOHNSON CONTROLS | HRCU-A-CB (Split System: Heat Pump with Remote Outdoor Unit-Air-Source) | HMH72B341 |  |  | XAFA30DXXN1+TXV | TMLE040A12MP11 | 33800 | 18 | 8.1 | 33600 | 23600 | 70.24% | 2.04 | 0 | 10 |  |  |  | No | R-410A | 2.8167 | Residential & Commercial | Ducted CEE Tier 1
213079266 | Central HP <5.4 tons | COMFORTMAKER | HRCU-A-CB (Split System: Heat Pump with Remote Outdoor Unit-Air-Source) | DLCURAH36ABK |  |  | EA*4X48L21A* | *80MSU0802120A* | 36200 | 16.5 | 8.5 | 38000 | 34600 | 91.05% | 2.06 | 0 | 10 |  |  |  | No | R-410A | 3.0167 | Residential & Commercial | Ducted CEE Tier 1
211228550 | Central HP <5.4 tons | COMFORTMAKER | HRCU-A-CB (Split System: Heat Pump with Remote Outdoor Unit-Air-Source) | DLCURAH36ABK |  |  | EA*4X43L21A* | *96VSN0801716A* | 36800 | 15.5 | 8.5 | 38500 | 35000 | 90.91% | 2.1 | 0 | 10 |  |  |  | No | R-410A | 3.0667 | Residential & Commercial | Ducted CEE Tier 1
211228568 | Central HP <5.4 tons | COMFORTMAKER | HRCU-A-CB (Split System: Heat Pump with Remote Outdoor Unit-Air-Source) | DLCURAH36ABK |  |  | EA*4X43L21A* | *96VSN1002120A* | 36400 | 16 | 8.5 | 38500 | 34800 | 90.39% | 2.08 | 0 | 10 |  |  |  | No | R-410A | 3.0333 | Residential & Commercial | Ducted CEE Tier 1
211228917 | Central HP <5.4 tons | COMFORTMAKER | HRCU-A-CB (Split System: Heat Pump with Remote Outdoor Unit-Air-Source) | DLCURAH36ABK |  |  | EA*4X48L21A* | *80VTL0902120A* | 35400 | 16 | 8.1 | 37800 | 34600 | 91.53% | 2.02 | 0 | 10 |  |  |  | No | R-410A | 2.95 | Residential & Commercial | Ducted CEE Tier 1
212924812 | Central HP <5.4 tons | GREE | HRCU-A-CB (Split System: Heat Pump with Remote Outdoor Unit-Air-Source) | FLEXX60HP230V1AO |  |  | ENVBR48HPJ1IB |  | 48000 | 17 | 9 | 48000 | 39000 | 81.25% | 1.8 | 0 | 11 |  |  |  | No | R-410A | 4 | Residential & Commercial | Ducted CEE Tier 1
215487784 | Central HP <5.4 tons | AMANA | HRCU-A-CB (Split System: Heat Pump with Remote Outdoor Unit-Air-Source) | AZV6SA1810A* |  |  | CA*EA3022*3A* | A*VC800805C*A* | 17000 | 19 | 8.8 | 16800 | 13000 | 77.38% | 2.1 | 0 | 12 |  |  |  | No | R-32 | 1.4167 | Residential & Commercial | Ducted CEE Tier 1
211391407 | Central HP <5.4 tons | JOHNSON CONTROLS | HRCU-A-CB (Split System: Heat Pump with Remote Outdoor Unit-Air-Source) | HMH72B341 |  |  | XAHC36DXXN1+TXV | TM8E100C16MP11 | 33600 | 17.5 | 8.1 | 33000 | 23200 | 70.3% | 2.04 | 0 | 10 |  |  |  | No | R-410A | 2.8 | Residential & Commercial | Ducted CEE Tier 1
215853283 | Central HP <5.4 tons | YORK | HRCU-A-CB (Split System: Heat Pump with Remote Outdoor Unit-Air-Source) | HH836E2S11 |  |  | CTF36C5CDS1 | Y91E080C20SMPS1 | 34200 | 18 | 8.5 | 32000 | 26400 | 82.5% | 2 | 0 | 11 |  |  |  | No | R-454B | 2.85 | Residential & Commercial | Ducted CEE Tier 1
215487767 | Central HP <5.4 tons | AMANA | HRCU-A-CB (Split System: Heat Pump with Remote Outdoor Unit-Air-Source) | AZV7SA4810A* |  |  | CHPEA6030*3A* | A*VC961005CNB* | 45500 | 16.2 | 8.5 | 46500 | 33600 | 72.26% | 2 | 0 | 10 |  |  |  | No | R-32 | 3.7917 | Residential & Commercial | Ducted CEE Tier 1
211239997 | Central HP <5.4 tons | CARRIER | HRCU-A-CB (Split System: Heat Pump with Remote Outdoor Unit-Air-Source) | 38MURAQ24AB3* |  |  | CNPV*2414AL* | 58SP*A045V14**12 | 23800 | 16 | 8.5 | 26800 | 23200 | 86.57% | 1.9 | 0 | 10 |  |  |  | No | R-410A | 1.9833 | Residential & Commercial | Ducted CEE Tier 1
211239998 | Central HP <5.4 tons | CARRIER | HRCU-A-CB (Split System: Heat Pump with Remote Outdoor Unit-Air-Source) | 38MURAQ24AB3* |  |  | CNPV*2414AL* | 59SP6A040V14**10 | 23400 | 15.5 | 8.5 | 26600 | 24000 | 90.23% | 1.96 | 0 | 10 |  |  |  | No | R-410A | 1.95 | Residential & Commercial | Ducted CEE Tier 1
211240013 | Central HP <5.4 tons | CARRIER | HRCU-A-CB (Split System: Heat Pump with Remote Outdoor Unit-Air-Source) | 38MURAQ24AB3* |  |  | CNPV*2417AL* | 59SP6A060V17**14 | 23600 | 16 | 8.5 | 26800 | 23400 | 87.31% | 1.92 | 0 | 10 |  |  |  | No | R-410A | 1.9667 | Residential & Commercial | Ducted CEE Tier 1
211240016 | Central HP <5.4 tons | CARRIER | HRCU-A-CB (Split System: Heat Pump with Remote Outdoor Unit-Air-Source) | 38MURAQ24AB3* |  |  | CNPV*2417AL* | 59SP6A060V14**12 | 23200 | 16 | 8.5 | 26400 | 24600 | 93.18% | 2.04 | 0 | 10 |  |  |  | No | R-410A | 1.9333 | Residential & Commercial | Ducted CEE Tier 1
211240149 | Central HP <5.4 tons | CARRIER | HRCU-A-CB (Split System: Heat Pump with Remote Outdoor Unit-Air-Source) | 38MURAQ24AB3* |  |  | CNPV*3617AL* | 59SC5B080E17**16 | 24600 | 15.5 | 8.1 | 26800 | 22200 | 82.84% | 1.82 | 0 | 10 |  |  |  | No | R-410A | 2.05 | Residential & Commercial | Ducted CEE Tier 1
213778988 | Central HP <5.4 tons | AIRQUEST | HRCU-A-CB (Split System: Heat Pump with Remote Outdoor Unit-Air-Source) | HVH837GKA** |  |  | EA*4X37L21A*+WALLCON | *95CSU0601716B* | 32800 | 17 | 8.5 | 33000 | 25200 | 76.36% | 1.96 | 0 | 11 |  |  |  | No | R-410A | 2.7333 | Residential & Commercial | Ducted CEE Tier 1
215853298 | Central HP <5.4 tons | YORK | HRCU-A-CB (Split System: Heat Pump with Remote Outdoor Unit-Air-Source) | HH836E2S11 |  |  | CTM36B5CDS1 | Y91E060B12SMPS1 | 33200 | 17 | 8.5 | 31000 | 25400 | 81.94% | 2 | 0 | 11 |  |  |  | No | R-454B | 2.7667 | Residential & Commercial | Ducted CEE Tier 1
215853291 | Central HP <5.4 tons | YORK | HRCU-A-CB (Split System: Heat Pump with Remote Outdoor Unit-Air-Source) | HH836E2S11 |  |  | CTM36B5CDS1+JMVT12BC2N1 |  | 33200 | 18 | 9 | 30400 | 24800 | 81.58% | 2 | 0 | 11.7 |  |  |  | No | R-454B | 2.7667 | Residential & Commercial | Ducted CEE Tier 1
210474549 | Central HP <5.4 tons | HEIL | HRCU-A-CB (Split System: Heat Pump with Remote Outdoor Unit-Air-Source) | HVH825GKA3* |  |  | EHD4X48AAL+WALLCON | *96CTN0801714A* | 24200 | 16 | 8.1 | 21400 | 16700 | 78.04% | 2 | 0 | 10.5 |  |  |  | No | R-410A | 2.0167 | Residential & Commercial | Ducted CEE Tier 1
215864456 | Central HP <5.4 tons | AMERICAN STANDARD | HRCU-A-CB (Split System: Heat Pump with Remote Outdoor Unit-Air-Source) | 5A6V8X24A1 |  |  | 5TXCB003AS3 | *UHMB060CCV3+LRP | 21400 | 18.1 | 8.5 | 24400 | 18700 | 76.64% | 2.2 | 0 | 11.5 |  |  |  | No | R-454B | 1.7833 | Residential & Commercial | Ducted CEE Tier 1
215864470 | Central HP <5.4 tons | AMERICAN STANDARD | HRCU-A-CB (Split System: Heat Pump with Remote Outdoor Unit-Air-Source) | 5A6V8X24A1 |  |  | 5TXCB003AS3 | *DHMB060CCV3+LRP | 19900 | 18 | 8.5 | 23200 | 18400 | 79.31% | 2.1 | 0 | 10.5 |  |  |  | No | R-454B | 1.6583 | Residential & Commercial | Ducted CEE Tier 1
212969580 | Central HP <5.4 tons | COMFORTMAKER | HRCU-A-CB (Split System: Heat Pump with Remote Outdoor Unit-Air-Source) | DLCURAH18ABK |  |  | EN(A,D)4X24L17** | *80VSL0451412B* | 17700 | 16.5 | 8.5 | 18700 | 19100 | 102.1% | 2.3 | 0 | 11 |  |  |  | No | R-410A | 1.475 | Residential & Commercial | Ducted CEE Tier 1
214279737 | Central HP <5.4 tons | HEIL | HRCU-A-CB (Split System: Heat Pump with Remote Outdoor Unit-Air-Source) | DLCURAH18ABK |  |  | EA*4X24L17A* | *96MSN0601716A* | 17200 | 16 | 8.5 | 18100 | 19400 | 107.2% | 2.32 | 0 | 10.5 |  |  |  | No | R-410A | 1.4333 | Residential & Commercial | Ducted CEE Tier 1
212972686 | Central HP <5.4 tons | COMFORTMAKER | HRCU-A-CB (Split System: Heat Pump with Remote Outdoor Unit-Air-Source) | DLCURAH18ABK |  |  | EA*4X24L17A* | *96VSN0401410B* | 17200 | 17.5 | 8.5 | 18200 | 19400 | 106.6% | 2.34 | 0 | 10.5 |  |  |  | No | R-410A | 1.4333 | Residential & Commercial | Ducted CEE Tier 1
212975380 | Central HP <5.4 tons | COMFORTMAKER | HRCU-A-CB (Split System: Heat Pump with Remote Outdoor Unit-Air-Source) | DLCURAH18ABK |  |  | EA*4X19L17A* | *96VTN0601412B* | 17700 | 16.5 | 8.1 | 17700 | 17900 | 101.1% | 2.16 | 0 | 10.5 |  |  |  | No | R-410A | 1.475 | Residential & Commercial | Ducted CEE Tier 1
215864486 | Central HP <5.4 tons | AMERICAN STANDARD | HRCU-A-CB (Split System: Heat Pump with Remote Outdoor Unit-Air-Source) | 5A6V8X36A1 |  |  | 5PX*B004AS3 | S9V2B040U3VSB+LRP | 31600 | 18.1 | 8.5 | 32800 | 25400 | 77.44% | 2 | 0 | 10 |  |  |  | No | R-454B | 2.6333 | Residential & Commercial | Ducted CEE Tier 1
215864520 | Central HP <5.4 tons | AMERICAN STANDARD | HRCU-A-CB (Split System: Heat Pump with Remote Outdoor Unit-Air-Source) | 5A6V8X36A1 |  |  | 5PX*BD04AS3 | *DHMB060CCV3+LRP | 31600 | 18.1 | 8.5 | 34000 | 25800 | 75.88% | 1.9 | 0 | 10 |  |  |  | No | R-454B | 2.6333 | Residential & Commercial | Ducted CEE Tier 1
215864536 | Central HP <5.4 tons | AMERICAN STANDARD | HRCU-A-CB (Split System: Heat Pump with Remote Outdoor Unit-Air-Source) | 5A6V8X36A1 |  |  | 5PX*C005AS3 | S9V2C100U4VSB+LRP | 32000 | 18.1 | 8.5 | 32800 | 25400 | 77.44% | 2.1 | 0 | 10 |  |  |  | No | R-454B | 2.6667 | Residential & Commercial | Ducted CEE Tier 1
215864606 | Central HP <5.4 tons | AMERICAN STANDARD | HRCU-A-CB (Split System: Heat Pump with Remote Outdoor Unit-Air-Source) | 5A6V8X36A1 |  |  | 5TXCB006AS3 | S9V2B060U3VSB+LRP | 32800 | 18.1 | 8.5 | 33600 | 25800 | 76.79% | 2.1 | 0 | 10 |  |  |  | No | R-454B | 2.7333 | Residential & Commercial | Ducted CEE Tier 1
215864620 | Central HP <5.4 tons | AMERICAN STANDARD | HRCU-A-CB (Split System: Heat Pump with Remote Outdoor Unit-Air-Source) | 5A6V8X36A1 |  |  | 5TXCB006AS3 | L8V1B080U4VSB+LRP | 32600 | 18.1 | 8.5 | 33400 | 25800 | 77.25% | 2.1 | 0 | 10 |  |  |  | No | R-454B | 2.7167 | Residential & Commercial | Ducted CEE Tier 1
215864622 | Central HP <5.4 tons | AMERICAN STANDARD | HRCU-A-CB (Split System: Heat Pump with Remote Outdoor Unit-Air-Source) | 5A6V8X36A1 |  |  | 5TXCB006AS3 | S8V2A040M3PCB | 32200 | 18.1 | 8.5 | 33200 | 25600 | 77.11% | 2 | 0 | 10 |  |  |  | No | R-454B | 2.6833 | Residential & Commercial | Ducted CEE Tier 1
215864654 | Central HP <5.4 tons | AMERICAN STANDARD | HRCU-A-CB (Split System: Heat Pump with Remote Outdoor Unit-Air-Source) | 5A6V8X48A1 |  |  | 5PX*C007AS3 | S9V2C080U5PSC+LRP | 45000 | 18.1 | 8.5 | 46000 | 35400 | 76.96% | 2.1 | 0 | 10 |  |  |  | No | R-454B | 3.75 | Residential & Commercial | Ducted CEE Tier 1
215864672 | Central HP <5.4 tons | AMERICAN STANDARD | HRCU-A-CB (Split System: Heat Pump with Remote Outdoor Unit-Air-Source) | 5A6V8X48A1 |  |  | 5TXCB006AS3 | S8V2B080M4PDB | 44500 | 18.1 | 8.5 | 46000 | 35400 | 76.96% | 2.1 | 0 | 10 |  |  |  | No | R-454B | 3.7083 | Residential & Commercial | Ducted CEE Tier 1
215434102 | Central HP <5.4 tons | GOODMAN | HRCU-A-CB (Split System: Heat Pump with Remote Outdoor Unit-Air-Source) | GZV7SA2410A* |  |  | CA*EA3626*3A* | G*VS800805CUA* | 23200 | 19 | 8.6 | 23200 | 17000 | 73.28% | 2 | 0 | 11 |  |  |  | No | R-32 | 1.9333 | Residential & Commercial | Ducted CEE Tier 1
215494739 | Central HP <5.4 tons | GREE | HRCU-A-CB (Split System: Heat Pump with Remote Outdoor Unit-Air-Source) | GUD36W2/NXF-D(U) |  |  | GUD36AH2/F-D(U) |  | 34000 | 16.5 | 9 | 34000 | 32000 | 94.12% | 1.8 | 0 | 11 |  |  |  | No | R-454B | 2.8333 | Residential & Commercial | Ducted CEE Tier 1
211391422 | Central HP <5.4 tons | JOHNSON CONTROLS | HRCU-A-CB (Split System: Heat Pump with Remote Outdoor Unit-Air-Source) | HMH72B341 |  |  | XAHC36DXXN1+TXV | TMLE100C16MP11 | 33600 | 17.5 | 8.1 | 33000 | 23200 | 70.3% | 2.04 | 0 | 10 |  |  |  | No | R-410A | 2.8 | Residential & Commercial | Ducted CEE Tier 1
215864906 | Central HP <5.4 tons | AMERICAN STANDARD | HRCU-A-CB (Split System: Heat Pump with Remote Outdoor Unit-Air-Source) | 5A6V8X48A1 |  |  | 5PX*DD10AS3 | S9V2C100D4VSB+LRP | 45000 | 18.1 | 8.5 | 45000 | 34600 | 76.89% | 2.1 | 0 | 10 |  |  |  | No | R-454B | 3.75 | Residential & Commercial | Ducted CEE Tier 1
215864922 | Central HP <5.4 tons | AMERICAN STANDARD | HRCU-A-CB (Split System: Heat Pump with Remote Outdoor Unit-Air-Source) | 5A6V8X48A1 |  |  | 5TXCC007AS3 | L8V1C100U5VSB+LRP | 45500 | 18.1 | 8.5 | 45500 | 35200 | 77.36% | 2.1 | 0 | 10.5 |  |  |  | No | R-454B | 3.7917 | Residential & Commercial | Ducted CEE Tier 1
215864924 | Central HP <5.4 tons | AMERICAN STANDARD | HRCU-A-CB (Split System: Heat Pump with Remote Outdoor Unit-Air-Source) | 5A6V8X48A1 |  |  | 5TXCC007AS3 | S9V2C100U5PSC+LRP | 45500 | 18.1 | 8.5 | 46000 | 35200 | 76.52% | 2.1 | 0 | 10 |  |  |  | No | R-454B | 3.7917 | Residential & Commercial | Ducted CEE Tier 1
215864954 | Central HP <5.4 tons | AMERICAN STANDARD | HRCU-A-CB (Split System: Heat Pump with Remote Outdoor Unit-Air-Source) | 5A6V8X48A1 |  |  | 5TXCD008AS3 | L8V1C100U5VSB+LRP | 45500 | 18.1 | 8.5 | 45500 | 35000 | 76.92% | 2.2 | 0 | 10.5 |  |  |  | No | R-454B | 3.7917 | Residential & Commercial | Ducted CEE Tier 1
215864972 | Central HP <5.4 tons | AMERICAN STANDARD | HRCU-A-CB (Split System: Heat Pump with Remote Outdoor Unit-Air-Source) | 5A6V8X48A1 |  |  | 5TXCD008AS3 | S8V2C080M5PDB | 45000 | 18.1 | 8.5 | 45500 | 35000 | 76.92% | 2.2 | 0 | 10 |  |  |  | No | R-454B | 3.75 | Residential & Commercial | Ducted CEE Tier 1
215864974 | Central HP <5.4 tons | AMERICAN STANDARD | HRCU-A-CB (Split System: Heat Pump with Remote Outdoor Unit-Air-Source) | 5A6V8X48A1 |  |  | 5TXCD008AS3 | S8V2C080M5PCB | 45000 | 18.1 | 8.5 | 45500 | 35000 | 76.92% | 2.2 | 0 | 10 |  |  |  | No | R-454B | 3.75 | Residential & Commercial | Ducted CEE Tier 1
215864988 | Central HP <5.4 tons | AMERICAN STANDARD | HRCU-A-CB (Split System: Heat Pump with Remote Outdoor Unit-Air-Source) | 5A6V8X48A1 |  |  | 5TXCD010AS3 | S8V2C100M5PDB | 46500 | 18.1 | 8.5 | 45500 | 34800 | 76.48% | 2.1 | 0 | 10.5 |  |  |  | No | R-454B | 3.875 | Residential & Commercial | Ducted CEE Tier 1
211390166 | Central HP <5.4 tons | JOHNSON CONTROLS | HRCU-A-CB (Split System: Heat Pump with Remote Outdoor Unit-Air-Source) | HMH72B341 |  |  | XAFC36DXXN1+TXV | TM8V100C16MP12 | 34000 | 17.5 | 8.5 | 33800 | 23800 | 70.41% | 2.08 | 0 | 10 |  |  |  | No | R-410A | 2.8333 | Residential & Commercial | Ducted CEE Tier 1
215487757 | Central HP <5.4 tons | AMANA | HRCU-A-CB (Split System: Heat Pump with Remote Outdoor Unit-Air-Source) | AZV7SA4810A* |  |  | CHPEA4830*3A* | A*VC961005CNB* | 45500 | 16.2 | 8.5 | 46000 | 33600 | 73.04% | 2 | 0 | 10 |  |  |  | No | R-32 | 3.7917 | Residential & Commercial | Ducted CEE Tier 1
213194270 | Central HP <5.4 tons | LENNOX | HRCU-A-CB (Split System: Heat Pump with Remote Outdoor Unit-Air-Source) | SL25XPV-036-230A** |  |  | C35-48C+TDR+TXV | EL297UH110XV60C* | 34000 | 21.2 | 8.8 | 35600 | 27400 | 76.97% | 1.82 | 0 | 13.5 |  |  |  | No | R-410A | 2.8333 | Residential & Commercial | Ducted CEE Tier 1
215433923 | Central HP <5.4 tons | GOODMAN | HRCU-A-CB (Split System: Heat Pump with Remote Outdoor Unit-Air-Source) | GZV7SA3610A* |  |  | CA*EA4830*3A*+MBVK20DP1X00A* |  | 35000 | 19 | 8.5 | 35000 | 28400 | 81.14% | 2 | 0 | 10.5 |  |  |  | No | R-32 | 2.9167 | Residential & Commercial | Ducted CEE Tier 1
215434207 | Central HP <5.4 tons | GOODMAN | HRCU-A-CB (Split System: Heat Pump with Remote Outdoor Unit-Air-Source) | GZV7SA3610A* |  |  | CA*EA4830*3A* | G*VS960805CUA* | 34800 | 18.5 | 8.5 | 35000 | 28400 | 81.14% | 2 | 0 | 10.5 |  |  |  | No | R-32 | 2.9 | Residential & Commercial | Ducted CEE Tier 1
215434227 | Central HP <5.4 tons | GOODMAN | HRCU-A-CB (Split System: Heat Pump with Remote Outdoor Unit-Air-Source) | GZV7SA3610A* |  |  | CHPEA4830*3A* | G*VS800805CUA* | 35000 | 18.5 | 8.1 | 35000 | 28400 | 81.14% | 2 | 0 | 10.5 |  |  |  | No | R-32 | 2.9167 | Residential & Commercial | Ducted CEE Tier 1
215487727 | Central HP <5.4 tons | AMANA | HRCU-A-CB (Split System: Heat Pump with Remote Outdoor Unit-Air-Source) | AZV7SA4210A* |  |  | CHPEA4830*3A* | A*VC800805C*A* | 40500 | 17 | 8.6 | 41000 | 31000 | 75.61% | 2 | 0 | 10 |  |  |  | No | R-32 | 3.375 | Residential & Commercial | Ducted CEE Tier 1
215434206 | Central HP <5.4 tons | GOODMAN | HRCU-A-CB (Split System: Heat Pump with Remote Outdoor Unit-Air-Source) | GZV7SA3610A* |  |  | CA*EA4830*3A* | G*VT800804C*A* | 34800 | 18.5 | 8.5 | 35000 | 28400 | 81.14% | 2 | 0 | 10.5 |  |  |  | No | R-32 | 2.9 | Residential & Commercial | Ducted CEE Tier 1
211644150 | Central HP <5.4 tons | GREE | HRCU-A-C (Split System: Heat Pump with Remote Outdoor Unit with No Indoor Fan --Air Source) | GUD36W/A-D(U) |  |  | GCAT24*/NAA |  | 23000 | 15.2 | 8.5 | 24000 | 21600 | 90% | 1.8 | 0 | 11 |  |  |  | No | R-410A | 1.9167 | Residential & Commercial | Ducted CEE Tier 1
206249116 | Central HP <5.4 tons | GREE | HRCU-A-CB (Split System: Heat Pump with Remote Outdoor Unit-Air-Source) | GUD36W/A-D(U) |  |  | GUD24AH2/A-D(U) |  | 24000 | 17 | 9 | 24000 | 22000 | 91.67% | 1.8 | 12.5 | 12 |  |  |  | No | R-410A | 2 | Residential & Commercial | Ducted CEE Tier 1
213080308 | Central HP <5.4 tons | COMFORTMAKER | HRCU-A-CB (Split System: Heat Pump with Remote Outdoor Unit-Air-Source) | DLCURAH36ABK |  |  | EA*4X42L24A* | *96MSN1002120A* | 35400 | 16 | 8.1 | 38500 | 35000 | 90.91% | 1.88 | 0 | 10 |  |  |  | No | R-410A | 2.95 | Residential & Commercial | Ducted CEE Tier 1
213080793 | Central HP <5.4 tons | COMFORTMAKER | HRCU-A-CB (Split System: Heat Pump with Remote Outdoor Unit-Air-Source) | DLCURAH36ABK |  |  | EA*4X37L21A* | *95MSU0802120A* | 36600 | 16 | 8.5 | 38500 | 35000 | 90.91% | 2.06 | 0 | 10 |  |  |  | No | R-410A | 3.05 | Residential & Commercial | Ducted CEE Tier 1
211177528 | Central HP <5.4 tons | GREE | HRCU-A-CB (Split System: Heat Pump with Remote Outdoor Unit-Air-Source) | GUD36W/A-D(U) |  |  | GCAT24*/NAA | ML296UH070XV36B-* | 23000 | 15.5 | 8.5 | 24000 | 16800 | 70% | 1.75 | 0 | 11 |  |  |  | No | R-410A | 1.9167 | Residential & Commercial | Ducted CEE Tier 1
211229250 | Central HP <5.4 tons | COMFORTMAKER | HRCU-A-CB (Split System: Heat Pump with Remote Outdoor Unit-Air-Source) | DLCURAH36ABK |  |  | EA*4X48L24A* | *80ES(N,L)0702116A* | 35800 | 16.5 | 8.5 | 37800 | 34600 | 91.53% | 2.04 | 0 | 10 |  |  |  | No | R-410A | 2.9833 | Residential & Commercial | Ducted CEE Tier 1
213815734 | Central HP <5.4 tons | AMANA | HRCU-A-CB (Split System: Heat Pump with Remote Outdoor Unit-Air-Source) | ASZS60241EA* |  |  | CA*EA2422*4A*+MBVK12BP1X00A* |  | 23000 | 17 | 8.6 | 23000 | 16100 | 70% | 2 | 0 | 10 |  |  |  | No | R-410A | 1.9167 | Residential & Commercial | Ducted CEE Tier 1
215864990 | Central HP <5.4 tons | AMERICAN STANDARD | HRCU-A-CB (Split System: Heat Pump with Remote Outdoor Unit-Air-Source) | 5A6V8X48A1 |  |  | 5TXCD010AS3 | S8V2C100M5PCB | 46500 | 18.1 | 8.5 | 45500 | 34800 | 76.48% | 2.1 | 0 | 10.5 |  |  |  | No | R-454B | 3.875 | Residential & Commercial | Ducted CEE Tier 1
215865038 | Central HP <5.4 tons | AMERICAN STANDARD | HRCU-A-CB (Split System: Heat Pump with Remote Outdoor Unit-Air-Source) | 5A6V8X36A1 |  |  | 5TEMCB03AV31+TDR |  | 31800 | 18.1 | 8.5 | 34600 | 26000 | 75.14% | 2.1 | 0 | 10 |  |  |  | No | R-454B | 2.65 | Residential & Commercial | Ducted CEE Tier 1
215865088 | Central HP <5.4 tons | AMERICAN STANDARD | HRCU-A-CB (Split System: Heat Pump with Remote Outdoor Unit-Air-Source) | 5A6V8X48A1 |  |  | 5PX*C009AS3+P0V0C000M50SD+LRP |  | 46500 | 18.1 | 8.5 | 45000 | 34600 | 76.89% | 2.2 | 0 | 10.5 |  |  |  | No | R-454B | 3.875 | Residential & Commercial | Ducted CEE Tier 1
215865090 | Central HP <5.4 tons | AMERICAN STANDARD | HRCU-A-CB (Split System: Heat Pump with Remote Outdoor Unit-Air-Source) | 5A6V8X48A1 |  |  | 5PX*CD09AS3+P0V0C000M50SD+LRP |  | 46500 | 18.1 | 8.5 | 45000 | 34600 | 76.89% | 2.1 | 0 | 10.5 |  |  |  | No | R-454B | 3.875 | Residential & Commercial | Ducted CEE Tier 1
214861294 | Central HP <5.4 tons | LENNOX | HRCU-A-CB (Split System: Heat Pump with Remote Outdoor Unit-Air-Source) | EL22XPV-024-230A** |  |  | CBK45UHET-024-230-0* |  | 24000 | 20.5 | 8.7 | 21000 | 15500 | 73.81% | 2.16 | 0 | 13.5 |  |  |  | No | R-410A | 2 | Residential & Commercial | Ducted CEE Tier 1
212984409 | Central HP <5.4 tons | CARRIER | HRCU-A-CB (Split System: Heat Pump with Remote Outdoor Unit-Air-Source) | 38MURAQ36AB3* |  |  | CAP**4821AL* | 59SC2E080M17**16 | 35800 | 16.5 | 8.5 | 37800 | 34600 | 91.53% | 2.02 | 0 | 10 |  |  |  | No | R-410A | 2.9833 | Residential & Commercial | Ducted CEE Tier 1
215439720 | Central HP <5.4 tons | GOODMAN | HRCU-A-CB (Split System: Heat Pump with Remote Outdoor Unit-Air-Source) | GZV6SA1810A* |  |  | CHPEA2422*3A* | G*VT960803BNA* | 17000 | 19 | 8.8 | 16800 | 13000 | 77.38% | 2.1 | 0 | 12 |  |  |  | No | R-32 | 1.4167 | Residential & Commercial | Ducted CEE Tier 1
212383301 | Central HP <5.4 tons | CARRIER | HRCU-A-CB (Split System: Heat Pump with Remote Outdoor Unit-Air-Source) | 38MURAQ36AB3* |  |  | CAP**3621AL* | 58S(B,C)*A090E21**16 | 35600 | 16 | 8.1 | 39500 | 35200 | 89.11% | 1.84 | 0 | 10 |  |  |  | No | R-410A | 2.9667 | Residential & Commercial | Ducted CEE Tier 1
215932143 | Central HP <5.4 tons | TEMPSTAR | HRCU-A-CB (Split System: Heat Pump with Remote Outdoor Unit-Air-Source) | T5H3V36*K*AAA* |  |  | EA*5X37M17A*+WALLCON | *97CMN0601714B* | 33200 | 19 | 9.5 | 34600 | 26400 | 76.3% | 2.04 | 0 | 10.5 |  |  |  | No | R-454B | 2.7667 | Residential & Commercial | Ducted CEE Tier 1
215932243 | Central HP <5.4 tons | TEMPSTAR | HRCU-A-CB (Split System: Heat Pump with Remote Outdoor Unit-Air-Source) | T5H3V36*K*AAA* |  |  | EA*5X42M21A*+WALLCON | *80CTL0702120B* | 32600 | 19.5 | 9.5 | 35000 | 26800 | 76.57% | 2.02 | 0 | 11 |  |  |  | No | R-454B | 2.7167 | Residential & Commercial | Ducted CEE Tier 1
215932293 | Central HP <5.4 tons | TEMPSTAR | HRCU-A-CB (Split System: Heat Pump with Remote Outdoor Unit-Air-Source) | T5H3V36*K*AAA* |  |  | EA*5X42M21A*+WALLCON | *97CMN0601714B* | 32400 | 19 | 9.5 | 34400 | 26400 | 76.74% | 2.04 | 0 | 10.5 |  |  |  | No | R-454B | 2.7 | Residential & Commercial | Ducted CEE Tier 1
215932343 | Central HP <5.4 tons | TEMPSTAR | HRCU-A-CB (Split System: Heat Pump with Remote Outdoor Unit-Air-Source) | T5H3V36*K*AAA* |  |  | EA*5X42M21A*+WALLCON | *96CTN0601714B* | 32400 | 19.5 | 9.5 | 34200 | 26400 | 77.19% | 2.02 | 0 | 10.5 |  |  |  | No | R-454B | 2.7 | Residential & Commercial | Ducted CEE Tier 1
213779138 | Central HP <5.4 tons | AIRQUEST | HRCU-A-CB (Split System: Heat Pump with Remote Outdoor Unit-Air-Source) | HVH837GKA** |  |  | EA*4X42L21A*+WALLCON | *97CMN1002122B* | 31800 | 17 | 8.1 | 33000 | 24400 | 73.94% | 1.88 | 0 | 11 |  |  |  | No | R-410A | 2.65 | Residential & Commercial | Ducted CEE Tier 1
213779238 | Central HP <5.4 tons | AIRQUEST | HRCU-A-CB (Split System: Heat Pump with Remote Outdoor Unit-Air-Source) | HVH837GKA** |  |  | EA*4X42L24A*+WALLCON | *96CTN1202422B* | 31800 | 17 | 8.1 | 33000 | 24200 | 73.33% | 1.88 | 0 | 11 |  |  |  | No | R-410A | 2.65 | Residential & Commercial | Ducted CEE Tier 1
213779288 | Central HP <5.4 tons | AIRQUEST | HRCU-A-CB (Split System: Heat Pump with Remote Outdoor Unit-Air-Source) | HVH837GKA** |  |  | EA*4X43L21A*+WALLCON | *80CTL1102120B* | 33000 | 17 | 8.5 | 32600 | 25000 | 76.69% | 1.98 | 0 | 11.5 |  |  |  | No | R-410A | 2.75 | Residential & Commercial | Ducted CEE Tier 1
213779308 | Central HP <5.4 tons | AIRQUEST | HRCU-A-CB (Split System: Heat Pump with Remote Outdoor Unit-Air-Source) | HVH837GKA** |  |  | EA*4X43L21A*+WALLCON | *97CMN0601714B* | 32600 | 16.5 | 8.1 | 33000 | 25400 | 76.97% | 1.94 | 0 | 11 |  |  |  | No | R-410A | 2.7167 | Residential & Commercial | Ducted CEE Tier 1
212975413 | Central HP <5.4 tons | COMFORTMAKER | HRCU-A-CB (Split System: Heat Pump with Remote Outdoor Unit-Air-Source) | DLCURAH18ABK |  |  | EA*4X25L17A* | *96VTN0601412B* | 17800 | 16.5 | 8.1 | 17600 | 17800 | 101.1% | 2.14 | 0 | 10.5 |  |  |  | No | R-410A | 1.4833 | Residential & Commercial | Ducted CEE Tier 1
213778778 | Central HP <5.4 tons | AIRQUEST | HRCU-A-CB (Split System: Heat Pump with Remote Outdoor Unit-Air-Source) | HVH837GKA** |  |  | EA*4X36L17A*+WALLCON | *97CMN0601714B* | 31200 | 16.5 | 8.1 | 33400 | 24600 | 73.65% | 1.82 | 0 | 10.5 |  |  |  | No | R-410A | 2.6 | Residential & Commercial | Ducted CEE Tier 1
213778848 | Central HP <5.4 tons | AIRQUEST | HRCU-A-CB (Split System: Heat Pump with Remote Outdoor Unit-Air-Source) | HVH837GKA** |  |  | EA*4X36L21A*+WALLCON | *80CTL0902120B* | 31600 | 17 | 8.1 | 32800 | 24200 | 73.78% | 1.86 | 0 | 11 |  |  |  | No | R-410A | 2.6333 | Residential & Commercial | Ducted CEE Tier 1
212924810 | Central HP <5.4 tons | GREE | HRCU-A-CB (Split System: Heat Pump with Remote Outdoor Unit-Air-Source) | FLEXX36HP230V1AO |  |  | ENVBR24HPJ1IB |  | 24000 | 17 | 9 | 24000 | 22000 | 91.67% | 1.8 | 0 | 12 |  |  |  | No | R-410A | 2 | Residential & Commercial | Ducted CEE Tier 1
211229453 | Central HP <5.4 tons | COMFORTMAKER | HRCU-A-CB (Split System: Heat Pump with Remote Outdoor Unit-Air-Source) | DLCURAH36ABK |  |  | EA*4X48L24A* | *92ESN1002120A* | 35600 | 16.5 | 8.5 | 37800 | 34600 | 91.53% | 2.04 | 0 | 10 |  |  |  | No | R-410A | 2.9667 | Residential & Commercial | Ducted CEE Tier 1
211229484 | Central HP <5.4 tons | COMFORTMAKER | HRCU-A-CB (Split System: Heat Pump with Remote Outdoor Unit-Air-Source) | DLCURAH36ABK |  |  | EA*4X48L24A* | *95ESN0802120A* | 36600 | 15.5 | 8.5 | 38500 | 34800 | 90.39% | 2.1 | 0 | 10 |  |  |  | No | R-410A | 3.05 | Residential & Commercial | Ducted CEE Tier 1
211229972 | Central HP <5.4 tons | COMFORTMAKER | HRCU-A-CB (Split System: Heat Pump with Remote Outdoor Unit-Air-Source) | DLCURAH36ABK |  |  | EN(A,D,W)4X48L21** | *80ES(N,L)1102120A* | 36200 | 16.5 | 8.1 | 38500 | 34800 | 90.39% | 2.02 | 0 | 10.5 |  |  |  | No | R-410A | 3.0167 | Residential & Commercial | Ducted CEE Tier 1
213076854 | Central HP <5.4 tons | HEIL | HRCU-A-CB (Split System: Heat Pump with Remote Outdoor Unit-Air-Source) | DLCURAH36ABK |  |  | EN(A,D)4X48L24** | *80VTL1102122B* | 36400 | 16.5 | 8.1 | 38500 | 35000 | 90.91% | 2.02 | 0 | 10.5 |  |  |  | No | R-410A | 3.0333 | Residential & Commercial | Ducted CEE Tier 1
213077011 | Central HP <5.4 tons | HEIL | HRCU-A-CB (Split System: Heat Pump with Remote Outdoor Unit-Air-Source) | DLCURAH36ABK |  |  | END4X42L17** | *96VSN0801716B* | 35800 | 15.5 | 8.1 | 39000 | 35200 | 90.26% | 1.96 | 0 | 10 |  |  |  | No | R-410A | 2.9833 | Residential & Commercial | Ducted CEE Tier 1
213077404 | Central HP <5.4 tons | HEIL | HRCU-A-CB (Split System: Heat Pump with Remote Outdoor Unit-Air-Source) | DLCURAH36ABK |  |  | EA*4X43L21A* | *96VTN0801716B* | 36600 | 15.5 | 8.5 | 38500 | 35000 | 90.91% | 2.06 | 0 | 10 |  |  |  | No | R-410A | 3.05 | Residential & Commercial | Ducted CEE Tier 1
213077631 | Central HP <5.4 tons | HEIL | HRCU-A-CB (Split System: Heat Pump with Remote Outdoor Unit-Air-Source) | DLCURAH36ABK |  |  | EA*4X42L24A* | *96VTN1002120B* | 35400 | 16.5 | 8.1 | 38500 | 35000 | 90.91% | 1.88 | 0 | 10 |  |  |  | No | R-410A | 2.95 | Residential & Commercial | Ducted CEE Tier 1
211390277 | Central HP <5.4 tons | JOHNSON CONTROLS | HRCU-A-CB (Split System: Heat Pump with Remote Outdoor Unit-Air-Source) | HMH72B341 |  |  | XAFC36DBCN1 | TMLV100C16MP12 | 34000 | 17.5 | 8.5 | 33800 | 23800 | 70.41% | 2.08 | 0 | 10 |  |  |  | No | R-410A | 2.8333 | Residential & Commercial | Ducted CEE Tier 1
214574601 | Central HP <5.4 tons | AIRQUEST | HRCU-A-CB (Split System: Heat Pump with Remote Outdoor Unit-Air-Source) | HVH837GKA2* |  |  | EN(A,D,W)4X48L21**+WALLCON | *97CMN0602120B* | 32200 | 17 | 8.1 | 33000 | 25000 | 75.76% | 1.94 | 0 | 11.5 |  |  |  | No | R-410A | 2.6833 | Residential & Commercial | Ducted CEE Tier 1
210470288 | Central HP <5.4 tons | HEIL | HRCU-A-CB (Split System: Heat Pump with Remote Outdoor Unit-Air-Source) | HVH837GKA2* |  |  | EA*4X60L24A*+WALLCON | *96CTN1202422A* | 32800 | 18 | 8.5 | 31800 | 24800 | 77.99% | 2 | 0 | 11.7 |  |  |  | No | R-410A | 2.7333 | Residential & Commercial | Ducted CEE Tier 1
210470607 | Central HP <5.4 tons | HEIL | HRCU-A-CB (Split System: Heat Pump with Remote Outdoor Unit-Air-Source) | HVH837GKA2* |  |  | EA*4X61L24A*+WALLCON | *97CMN1202422A* | 33200 | 17.5 | 8.5 | 32000 | 25000 | 78.12% | 2 | 0 | 11.7 |  |  |  | No | R-410A | 2.7667 | Residential & Commercial | Ducted CEE Tier 1
214574321 | Central HP <5.4 tons | AIRQUEST | HRCU-A-CB (Split System: Heat Pump with Remote Outdoor Unit-Air-Source) | HVH837GKA2* |  |  | EHD4X42AAL+WALLCON | *96CTN0802120B* | 32600 | 17.5 | 8.5 | 32800 | 24800 | 75.61% | 1.96 | 0 | 11 |  |  |  | No | R-410A | 2.7167 | Residential & Commercial | Ducted CEE Tier 1
214574391 | Central HP <5.4 tons | AIRQUEST | HRCU-A-CB (Split System: Heat Pump with Remote Outdoor Unit-Air-Source) | HVH837GKA2* |  |  | EHD4X60AAL+WALLCON | *80CTL0702120B* | 33000 | 17 | 8.5 | 32200 | 25000 | 77.64% | 2 | 0 | 11 |  |  |  | No | R-410A | 2.75 | Residential & Commercial | Ducted CEE Tier 1
214574541 | Central HP <5.4 tons | AIRQUEST | HRCU-A-CB (Split System: Heat Pump with Remote Outdoor Unit-Air-Source) | HVH837GKA2* |  |  | EN(A,D,W)4X42L21**+WALLCON | *97CMN0602120B* | 31600 | 16.5 | 8.1 | 33200 | 24600 | 74.1% | 1.86 | 0 | 11 |  |  |  | No | R-410A | 2.6333 | Residential & Commercial | Ducted CEE Tier 1
214229125 | Central HP <5.4 tons | HEIL | HRCU-A-CB (Split System: Heat Pump with Remote Outdoor Unit-Air-Source) | DLCURAH24ABK |  |  | EA*4X24L17A* | *80MSU0601716A* | 23400 | 17 | 9 | 26200 | 26000 | 99.24% | 2.2 | 0 | 10 |  |  |  | No | R-410A | 1.95 | Residential & Commercial | Ducted CEE Tier 1
214574121 | Central HP <5.4 tons | AIRQUEST | HRCU-A-CB (Split System: Heat Pump with Remote Outdoor Unit-Air-Source) | HVH837GKA2* |  |  | EA*4X61L21A*+WALLCON | *97CMN0602120B* | 33000 | 17.5 | 8.5 | 32200 | 25000 | 77.64% | 1.98 | 0 | 11 |  |  |  | No | R-410A | 2.75 | Residential & Commercial | Ducted CEE Tier 1
213779098 | Central HP <5.4 tons | AIRQUEST | HRCU-A-CB (Split System: Heat Pump with Remote Outdoor Unit-Air-Source) | HVH837GKA** |  |  | EA*4X42L21A*+WALLCON | *80CTL1102120B* | 31800 | 17 | 8.1 | 32800 | 24200 | 73.78% | 1.88 | 0 | 11 |  |  |  | No | R-410A | 2.65 | Residential & Commercial | Ducted CEE Tier 1
211260833 | Central HP <5.4 tons | COMFORTMAKER | HRCU-A-CB (Split System: Heat Pump with Remote Outdoor Unit-Air-Source) | DLCURAH18ABK |  |  | EA*4X25L17A* | *80VTL0451412A* | 18200 | 16.5 | 8.5 | 18000 | 17500 | 97.22% | 2.12 | 0 | 11 |  |  |  | No | R-410A | 1.5167 | Residential & Commercial | Ducted CEE Tier 1
211261210 | Central HP <5.4 tons | COMFORTMAKER | HRCU-A-CB (Split System: Heat Pump with Remote Outdoor Unit-Air-Source) | DLCURAH18ABK |  |  | EA*4X25L17A* | OLV098A12* | 18600 | 16 | 8.5 | 18600 | 17400 | 93.55% | 2.12 | 0 | 11 |  |  |  | No | R-410A | 1.55 | Residential & Commercial | Ducted CEE Tier 1
211261228 | Central HP <5.4 tons | COMFORTMAKER | HRCU-A-CB (Split System: Heat Pump with Remote Outdoor Unit-Air-Source) | DLCURAH18ABK |  |  | EA*4X25L17A* | OMV112K14A | 18700 | 15.5 | 8.5 | 18700 | 17400 | 93.05% | 2.12 | 0 | 11 |  |  |  | No | R-410A | 1.5583 | Residential & Commercial | Ducted CEE Tier 1
213779388 | Central HP <5.4 tons | AIRQUEST | HRCU-A-CB (Split System: Heat Pump with Remote Outdoor Unit-Air-Source) | HVH837GKA** |  |  | EA*4X48L21A*+WALLCON | *80CTL0901716B* | 32400 | 17 | 8.1 | 32600 | 25000 | 76.69% | 1.96 | 0 | 11 |  |  |  | No | R-410A | 2.7 | Residential & Commercial | Ducted CEE Tier 1
213779408 | Central HP <5.4 tons | AIRQUEST | HRCU-A-CB (Split System: Heat Pump with Remote Outdoor Unit-Air-Source) | HVH837GKA** |  |  | EA*4X48L21A*+WALLCON | *80CTL1102120B* | 32400 | 17 | 8.1 | 32400 | 24800 | 76.54% | 1.98 | 0 | 11 |  |  |  | No | R-410A | 2.7 | Residential & Commercial | Ducted CEE Tier 1
212969520 | Central HP <5.4 tons | COMFORTMAKER | HRCU-A-CB (Split System: Heat Pump with Remote Outdoor Unit-Air-Source) | DLCURAH18ABK |  |  | EA*4X24L14A* | *80VSL0451412B* | 17700 | 16.5 | 8.5 | 18600 | 19400 | 104.3% | 2.32 | 0 | 10.5 |  |  |  | No | R-410A | 1.475 | Residential & Commercial | Ducted CEE Tier 1
210471223 | Central HP <5.4 tons | HEIL | HRCU-A-CB (Split System: Heat Pump with Remote Outdoor Unit-Air-Source) | HVH837GKA2* |  |  | EHD4X60AAL+WALLCON | *97CMN0801714A* | 32800 | 16.5 | 8.1 | 32600 | 25200 | 77.3% | 1.98 | 0 | 11 |  |  |  | No | R-410A | 2.7333 | Residential & Commercial | Ducted CEE Tier 1
210471256 | Central HP <5.4 tons | HEIL | HRCU-A-CB (Split System: Heat Pump with Remote Outdoor Unit-Air-Source) | HVH837GKA2* |  |  | EHD4X60AAL+WALLCON | *97CMN1202422A* | 33000 | 17 | 8.1 | 32200 | 25000 | 77.64% | 2 | 0 | 11 |  |  |  | No | R-410A | 2.75 | Residential & Commercial | Ducted CEE Tier 1
215487718 | Central HP <5.4 tons | AMANA | HRCU-A-CB (Split System: Heat Pump with Remote Outdoor Unit-Air-Source) | AZV7SA4210A* |  |  | CA*EA6030*3A* | A*VC800805D*A* | 40500 | 17 | 8.8 | 41000 | 31000 | 75.61% | 2 | 0 | 10 |  |  |  | No | R-32 | 3.375 | Residential & Commercial | Ducted CEE Tier 1
215487734 | Central HP <5.4 tons | AMANA | HRCU-A-CB (Split System: Heat Pump with Remote Outdoor Unit-Air-Source) | AZV7SA4210A* |  |  | CHPEA6030*3A* | A*VM971005CNB* | 40500 | 16.5 | 8.6 | 41000 | 31000 | 75.61% | 2 | 0 | 10 |  |  |  | No | R-32 | 3.375 | Residential & Commercial | Ducted CEE Tier 1
215487714 | Central HP <5.4 tons | AMANA | HRCU-A-CB (Split System: Heat Pump with Remote Outdoor Unit-Air-Source) | AZV7SA4210A* |  |  | CA*EA6030*3A* | A*VM971005CNB* | 40500 | 16.5 | 8.8 | 41000 | 31000 | 75.61% | 2 | 0 | 10 |  |  |  | No | R-32 | 3.375 | Residential & Commercial | Ducted CEE Tier 1
215487732 | Central HP <5.4 tons | AMANA | HRCU-A-CB (Split System: Heat Pump with Remote Outdoor Unit-Air-Source) | AZV7SA4210A* |  |  | CHPEA4830*3A* | A*VC961205DNB* | 40500 | 17 | 8.6 | 41000 | 31000 | 75.61% | 2 | 0 | 10 |  |  |  | No | R-32 | 3.375 | Residential & Commercial | Ducted CEE Tier 1
215889445 | Central HP <5.4 tons | GREE | HRCU-A-CB (Split System: Heat Pump with Remote Outdoor Unit-Air-Source) | GUD48W2/NHG-D(U) |  |  | GUD48AH2/G-D(U) |  | 48000 | 16.5 | 9 | 48000 | 36000 | 75% | 1.8 | 0 | 11.7 |  |  |  | No | R-32 | 4 | Residential & Commercial | Ducted CEE Tier 1
210470574 | Central HP <5.4 tons | HEIL | HRCU-A-CB (Split System: Heat Pump with Remote Outdoor Unit-Air-Source) | HVH837GKA2* |  |  | EA*4X61L24A*+WALLCON | *96CTN1202422A* | 33200 | 18 | 8.5 | 32000 | 24800 | 77.5% | 2 | 0 | 12 |  |  |  | No | R-410A | 2.7667 | Residential & Commercial | Ducted CEE Tier 1
210470800 | Central HP <5.4 tons | HEIL | HRCU-A-CB (Split System: Heat Pump with Remote Outdoor Unit-Air-Source) | HVH837GKA2* |  |  | EN(A,D,W)4X48L21**+WALLCON | *80CSU0401712A* | 32400 | 17.5 | 8.1 | 33000 | 24800 | 75.15% | 1.94 | 0 | 11.7 |  |  |  | No | R-410A | 2.7 | Residential & Commercial | Ducted CEE Tier 1
210470811 | Central HP <5.4 tons | HEIL | HRCU-A-CB (Split System: Heat Pump with Remote Outdoor Unit-Air-Source) | HVH837GKA2* |  |  | EN(A,D,W)4X48L21**+WALLCON | *80CSU0601716A* | 32400 | 17 | 8.1 | 33000 | 24800 | 75.15% | 1.94 | 0 | 11.7 |  |  |  | No | R-410A | 2.7 | Residential & Commercial | Ducted CEE Tier 1
210470277 | Central HP <5.4 tons | HEIL | HRCU-A-CB (Split System: Heat Pump with Remote Outdoor Unit-Air-Source) | HVH837GKA2* |  |  | EA*4X60L24A*+WALLCON | *80CTL1352422A* | 32800 | 18 | 8.5 | 31800 | 24800 | 77.99% | 2 | 0 | 12 |  |  |  | No | R-410A | 2.7333 | Residential & Commercial | Ducted CEE Tier 1
210470486 | Central HP <5.4 tons | HEIL | HRCU-A-CB (Split System: Heat Pump with Remote Outdoor Unit-Air-Source) | HVH837GKA2* |  |  | EA*4X61L21A*+WALLCON | *96CTN1002122A* | 33200 | 17.5 | 8.5 | 32000 | 24800 | 77.5% | 2 | 0 | 12 |  |  |  | No | R-410A | 2.7667 | Residential & Commercial | Ducted CEE Tier 1
210470845 | Central HP <5.4 tons | HEIL | HRCU-A-CB (Split System: Heat Pump with Remote Outdoor Unit-Air-Source) | HVH837GKA2* |  |  | EN(A,D)4X48L24**+WALLCON | *95CSU1002122A* | 32400 | 17.5 | 8.1 | 32800 | 24600 | 75% | 1.98 | 0 | 11.7 |  |  |  | No | R-410A | 2.7 | Residential & Commercial | Ducted CEE Tier 1
214574161 | Central HP <5.4 tons | AIRQUEST | HRCU-A-CB (Split System: Heat Pump with Remote Outdoor Unit-Air-Source) | HVH837GKA2* |  |  | EA*4X61L24A*+WALLCON | *95CSU0802120B* | 33200 | 17.5 | 8.5 | 32000 | 24800 | 77.5% | 2 | 0 | 11.5 |  |  |  | No | R-410A | 2.7667 | Residential & Commercial | Ducted CEE Tier 1
210470398 | Central HP <5.4 tons | HEIL | HRCU-A-CB (Split System: Heat Pump with Remote Outdoor Unit-Air-Source) | HVH837GKA2* |  |  | EA*4X61L21A*+WALLCON | *80CSU0401712A* | 33200 | 17.5 | 8.1 | 32000 | 24800 | 77.5% | 1.98 | 0 | 11.5 |  |  |  | No | R-410A | 2.7667 | Residential & Commercial | Ducted CEE Tier 1
210470464 | Central HP <5.4 tons | HEIL | HRCU-A-CB (Split System: Heat Pump with Remote Outdoor Unit-Air-Source) | HVH837GKA2* |  |  | EA*4X61L21A*+WALLCON | *97CMN1002122A* | 33200 | 17.5 | 8.5 | 32000 | 24800 | 77.5% | 2 | 0 | 12 |  |  |  | No | R-410A | 2.7667 | Residential & Commercial | Ducted CEE Tier 1
214240038 | Central HP <5.4 tons | COMFORTMAKER | HRCU-A-CB (Split System: Heat Pump with Remote Outdoor Unit-Air-Source) | CVH837GKA** |  |  | EN(A,D,W)4X60L24**+WALLCON | *80CTL0902120B* | 32800 | 17.5 | 8.1 | 32200 | 24600 | 76.4% | 1.96 | 0 | 12 |  |  |  | No | R-410A | 2.7333 | Residential & Commercial | Ducted CEE Tier 1
210470135 | Central HP <5.4 tons | HEIL | HRCU-A-CB (Split System: Heat Pump with Remote Outdoor Unit-Air-Source) | HVH837GKA2* |  |  | EA*4X42L21A*+WALLCON | *95CSU0802120A* | 31800 | 17.5 | 8.1 | 33000 | 24400 | 73.94% | 1.9 | 0 | 11 |  |  |  | No | R-410A | 2.65 | Residential & Commercial | Ducted CEE Tier 1
210470987 | Central HP <5.4 tons | HEIL | HRCU-A-CB (Split System: Heat Pump with Remote Outdoor Unit-Air-Source) | HVH837GKA2* |  |  | EN(A,D,W)4X60L24**+WALLCON | *96CTN1002122A* | 32800 | 18 | 8.1 | 32200 | 24600 | 76.4% | 1.98 | 0 | 12 |  |  |  | No | R-410A | 2.7333 | Residential & Commercial | Ducted CEE Tier 1
212971670 | Central HP <5.4 tons | COMFORTMAKER | HRCU-A-CB (Split System: Heat Pump with Remote Outdoor Unit-Air-Source) | DLCURAH24ABK |  |  | EA*4X36L21A* | *80VTL0701716B* | 23800 | 17 | 8.5 | 26200 | 23600 | 90.08% | 1.96 | 0 | 10 |  |  |  | No | R-410A | 1.9833 | Residential & Commercial | Ducted CEE Tier 1
212973606 | Central HP <5.4 tons | COMFORTMAKER | HRCU-A-CB (Split System: Heat Pump with Remote Outdoor Unit-Air-Source) | DLCURAH24ABK |  |  | EN(A,D)4X24L17** | *96VSN0601412B* | 23200 | 16.5 | 8.5 | 26800 | 25400 | 94.78% | 2.12 | 0 | 10 |  |  |  | No | R-410A | 1.9333 | Residential & Commercial | Ducted CEE Tier 1
214574451 | Central HP <5.4 tons | AIRQUEST | HRCU-A-CB (Split System: Heat Pump with Remote Outdoor Unit-Air-Source) | HVH837GKA2* |  |  | EN(A,D)4X36L21**+WALLCON | *80CTL0702120B* | 31400 | 17 | 8.1 | 33200 | 24200 | 72.89% | 1.82 | 0 | 11 |  |  |  | No | R-410A | 2.6167 | Residential & Commercial | Ducted CEE Tier 1
214574521 | Central HP <5.4 tons | AIRQUEST | HRCU-A-CB (Split System: Heat Pump with Remote Outdoor Unit-Air-Source) | HVH837GKA2* |  |  | EN(A,D,W)4X42L21**+WALLCON | *95CSU0802120B* | 31800 | 17 | 8.1 | 33000 | 24600 | 74.55% | 1.88 | 0 | 11 |  |  |  | No | R-410A | 2.65 | Residential & Commercial | Ducted CEE Tier 1
211240622 | Central HP <5.4 tons | HEIL | HRCU-A-CB (Split System: Heat Pump with Remote Outdoor Unit-Air-Source) | DLCURAH24ABK |  |  | EA*4X24L17A* | *96VTN0601714A* | 23600 | 16 | 8.5 | 26800 | 24400 | 91.04% | 2.02 | 0 | 10 |  |  |  | No | R-410A | 1.9667 | Residential & Commercial | Ducted CEE Tier 1
214568857 | Central HP <5.4 tons | GREE | HRCU-A-CB (Split System: Heat Pump with Remote Outdoor Unit-Air-Source) | GUD60W2/NHE-D(U) |  |  | GUD60AH2/E-D(U) |  | 54000 | 16 | 9 | 54000 | 45000 | 83.33% | 1.8 | 0 | 11 |  |  |  | No | R-32 | 4.5 | Residential & Commercial | Ducted CEE Tier 1
214568858 | Central HP <5.4 tons | GREE | HRCU-A-CB (Split System: Heat Pump with Remote Outdoor Unit-Air-Source) | GUD48W2/NHE-D(U) |  |  | GUD48AH2/E-D(U) |  | 48000 | 17 | 9.5 | 48000 | 45000 | 93.75% | 1.8 | 0 | 11.7 |  |  |  | No | R-32 | 4 | Residential & Commercial | Ducted CEE Tier 1
213779508 | Central HP <5.4 tons | AIRQUEST | HRCU-A-CB (Split System: Heat Pump with Remote Outdoor Unit-Air-Source) | HVH837GKA** |  |  | EA*4X48L24A*+WALLCON | *80CTL1352422B* | 32400 | 17.5 | 8.5 | 32400 | 24800 | 76.54% | 1.98 | 0 | 11.5 |  |  |  | No | R-410A | 2.7 | Residential & Commercial | Ducted CEE Tier 1
212982411 | Central HP <5.4 tons | AIRQUEST | HRCU-A-CB (Split System: Heat Pump with Remote Outdoor Unit-Air-Source) | DLCURAH18ABK |  |  | EA*4X30L17A* | *80MSU0401712A* | 17500 | 16 | 8.5 | 18100 | 18500 | 102.2% | 2.24 | 0 | 10.5 |  |  |  | No | R-410A | 1.4583 | Residential & Commercial | Ducted CEE Tier 1
212983286 | Central HP <5.4 tons | AIRQUEST | HRCU-A-CB (Split System: Heat Pump with Remote Outdoor Unit-Air-Source) | DLCURAH18ABK |  |  | EA*4X30L17A* | *92MSN0401712A* | 17300 | 15.5 | 8.5 | 18100 | 18800 | 103.9% | 2.24 | 0 | 10.5 |  |  |  | No | R-410A | 1.4417 | Residential & Commercial | Ducted CEE Tier 1
212970010 | Central HP <5.4 tons | COMFORTMAKER | HRCU-A-CB (Split System: Heat Pump with Remote Outdoor Unit-Air-Source) | DLCURAH18ABK |  |  | EN(A,D)4X24L17** | *80VSL0701716B* | 17700 | 16 | 8.5 | 18700 | 19100 | 102.1% | 2.3 | 0 | 11 |  |  |  | No | R-410A | 1.475 | Residential & Commercial | Ducted CEE Tier 1
211241304 | Central HP <5.4 tons | HEIL | HRCU-A-CB (Split System: Heat Pump with Remote Outdoor Unit-Air-Source) | DLCURAH24ABK |  |  | EA*4X30L14A* | *96VTN0401410A* | 23600 | 15.5 | 8.5 | 26200 | 23600 | 90.08% | 1.94 | 0 | 10 |  |  |  | No | R-410A | 1.9667 | Residential & Commercial | Ducted CEE Tier 1
214574411 | Central HP <5.4 tons | AIRQUEST | HRCU-A-CB (Split System: Heat Pump with Remote Outdoor Unit-Air-Source) | HVH837GKA2* |  |  | EHD4X60AAL+WALLCON | *95CSU1002122B* | 33000 | 18 | 8.5 | 32000 | 24800 | 77.5% | 2.02 | 0 | 11.5 |  |  |  | No | R-410A | 2.75 | Residential & Commercial | Ducted CEE Tier 1
211241191 | Central HP <5.4 tons | COMFORTMAKER | HRCU-A-CB (Split System: Heat Pump with Remote Outdoor Unit-Air-Source) | DLCURAH24ABK |  |  | EA*4X25L17A* | *80ES(N,L)0701412A* | 25000 | 17 | 8.5 | 25600 | 21000 | 82.03% | 1.78 | 0 | 10.5 |  |  |  | No | R-410A | 2.0833 | Residential & Commercial | Ducted CEE Tier 1
211241291 | Central HP <5.4 tons | COMFORTMAKER | HRCU-A-CB (Split System: Heat Pump with Remote Outdoor Unit-Air-Source) | DLCURAH24ABK |  |  | EA*4X30L14A* | *95ESN0601412A* | 24200 | 15.5 | 8.5 | 26600 | 22800 | 85.71% | 1.86 | 0 | 10 |  |  |  | No | R-410A | 2.0167 | Residential & Commercial | Ducted CEE Tier 1
211241378 | Central HP <5.4 tons | COMFORTMAKER | HRCU-A-CB (Split System: Heat Pump with Remote Outdoor Unit-Air-Source) | DLCURAH24ABK |  |  | EA*4X30L17A* | *80VSL0451412A* | 23400 | 16.5 | 8.5 | 25800 | 24400 | 94.57% | 2.02 | 0 | 10 |  |  |  | No | R-410A | 1.95 | Residential & Commercial | Ducted CEE Tier 1
215434086 | Central HP <5.4 tons | GOODMAN | HRCU-A-CB (Split System: Heat Pump with Remote Outdoor Unit-Air-Source) | GZV7SA2410A* |  |  | CA*EA3022*3A* | G*VS960805CUA* | 23200 | 19 | 8.6 | 23200 | 17000 | 73.28% | 2 | 0 | 11 |  |  |  | No | R-32 | 1.9333 | Residential & Commercial | Ducted CEE Tier 1
215434097 | Central HP <5.4 tons | GOODMAN | HRCU-A-CB (Split System: Heat Pump with Remote Outdoor Unit-Air-Source) | GZV7SA2410A* |  |  | CA*EA3626*3A* | G*VM970603BNA* | 23200 | 19 | 8.6 | 23200 | 17000 | 73.28% | 2 | 0 | 11 |  |  |  | No | R-32 | 1.9333 | Residential & Commercial | Ducted CEE Tier 1
215487694 | Central HP <5.4 tons | AMANA | HRCU-A-CB (Split System: Heat Pump with Remote Outdoor Unit-Air-Source) | AZV7SA3610A* |  |  | CA*EA4830*3A* | A*VC800805C*A* | 34800 | 18.5 | 8.5 | 35000 | 28400 | 81.14% | 2 | 0 | 10.5 |  |  |  | No | R-32 | 2.9 | Residential & Commercial | Ducted CEE Tier 1
212973016 | Central HP <5.4 tons | COMFORTMAKER | HRCU-A-CB (Split System: Heat Pump with Remote Outdoor Unit-Air-Source) | DLCURAH18ABK |  |  | EA*4X19L17A* | *96VSN0401712B* | 17700 | 16 | 8.1 | 17800 | 17900 | 100.6% | 2.16 | 0 | 10.5 |  |  |  | No | R-410A | 1.475 | Residential & Commercial | Ducted CEE Tier 1
212973036 | Central HP <5.4 tons | COMFORTMAKER | HRCU-A-CB (Split System: Heat Pump with Remote Outdoor Unit-Air-Source) | DLCURAH18ABK |  |  | EA*4X25L17A* | *96VSN0401712B* | 17700 | 16 | 8.1 | 17800 | 17800 | 100% | 2.14 | 0 | 10.5 |  |  |  | No | R-410A | 1.475 | Residential & Commercial | Ducted CEE Tier 1
210473503 | Central HP <5.4 tons | HEIL | HRCU-A-CB (Split System: Heat Pump with Remote Outdoor Unit-Air-Source) | HVH825GKA3* |  |  | EA*4X48L24A*+WALLCON | *97CMN1202422A* | 24000 | 16.5 | 8.1 | 21000 | 16600 | 79.05% | 2.02 | 0 | 11 |  |  |  | No | R-410A | 2 | Residential & Commercial | Ducted CEE Tier 1
211261743 | Central HP <5.4 tons | COMFORTMAKER | HRCU-A-CB (Split System: Heat Pump with Remote Outdoor Unit-Air-Source) | DLCURAH18ABK |  |  | EA*4X30L17A* | *80ESU0401712A* | 18600 | 16.5 | 9 | 19000 | 18200 | 95.79% | 2.22 | 0 | 11 |  |  |  | No | R-410A | 1.55 | Residential & Commercial | Ducted CEE Tier 1
213779418 | Central HP <5.4 tons | AIRQUEST | HRCU-A-CB (Split System: Heat Pump with Remote Outdoor Unit-Air-Source) | HVH837GKA** |  |  | EA*4X48L21A*+WALLCON | *95CSU0601716B* | 32200 | 17 | 8.1 | 32600 | 25000 | 76.69% | 1.94 | 0 | 11 |  |  |  | No | R-410A | 2.6833 | Residential & Commercial | Ducted CEE Tier 1
213779438 | Central HP <5.4 tons | AIRQUEST | HRCU-A-CB (Split System: Heat Pump with Remote Outdoor Unit-Air-Source) | HVH837GKA** |  |  | EA*4X48L21A*+WALLCON | *97CMN0801714B* | 32200 | 17 | 8.1 | 32600 | 25000 | 76.69% | 1.94 | 0 | 11 |  |  |  | No | R-410A | 2.6833 | Residential & Commercial | Ducted CEE Tier 1
212983275 | Central HP <5.4 tons | AIRQUEST | HRCU-A-CB (Split System: Heat Pump with Remote Outdoor Unit-Air-Source) | DLCURAH18ABK |  |  | EA*4X25L17A* | *92MSN0401712A* | 17700 | 16 | 8.1 | 17700 | 17800 | 100.6% | 2.14 | 0 | 10.5 |  |  |  | No | R-410A | 1.475 | Residential & Commercial | Ducted CEE Tier 1
215865122 | Central HP <5.4 tons | AMERICAN STANDARD | HRCU-A-CB (Split System: Heat Pump with Remote Outdoor Unit-Air-Source) | 5A6V8X60A1 |  |  | 5PX*D010AS3+P0V0C000M50SD+LRP |  | 54500 | 18.1 | 8.5 | 55000 | 39000 | 70.91% | 2 | 0 | 10.5 |  |  |  | No | R-454B | 4.5417 | Residential & Commercial | Ducted CEE Tier 1
215865124 | Central HP <5.4 tons | AMERICAN STANDARD | HRCU-A-CB (Split System: Heat Pump with Remote Outdoor Unit-Air-Source) | 5A6V8X60A1 |  |  | 5PX*DD10AS3+P0V0D000M50SD+LRP |  | 53500 | 18.1 | 8.5 | 54500 | 39000 | 71.56% | 2 | 0 | 10.5 |  |  |  | No | R-454B | 4.4583 | Residential & Commercial | Ducted CEE Tier 1
212609402 | Central HP <5.4 tons | RUUD | HRCU-A-CB (Split System: Heat Pump with Remote Outdoor Unit-Air-Source) | UP18AZ48AJVC |  |  | RCFZ6021SEAAM | R802V0755A21UHS | 44500 | 18 | 8.1 | 43500 | 45000 | 103.4% | 2 | 0 | 10 |  |  |  | No | R-410A | 3.7083 | Residential & Commercial | Ducted CEE Tier 1
210473129 | Central HP <5.4 tons | HEIL | HRCU-A-CB (Split System: Heat Pump with Remote Outdoor Unit-Air-Source) | HVH825GKA3* |  |  | EA*4X43L21A*+WALLCON | *80CSU0601716A* | 24400 | 17 | 8.1 | 21200 | 16600 | 78.3% | 2.02 | 0 | 11 |  |  |  | No | R-410A | 2.0333 | Residential & Commercial | Ducted CEE Tier 1
213779658 | Central HP <5.4 tons | AIRQUEST | HRCU-A-CB (Split System: Heat Pump with Remote Outdoor Unit-Air-Source) | HVH837GKA** |  |  | EA*4X61L21A*+WALLCON | *80CTL0902120B* | 33200 | 17.5 | 8.5 | 32000 | 24800 | 77.5% | 1.98 | 0 | 11.7 |  |  |  | No | R-410A | 2.7667 | Residential & Commercial | Ducted CEE Tier 1
213779708 | Central HP <5.4 tons | AIRQUEST | HRCU-A-CB (Split System: Heat Pump with Remote Outdoor Unit-Air-Source) | HVH837GKA** |  |  | EA*4X61L21A*+WALLCON | *97CMN1002122B* | 33200 | 17.5 | 8.5 | 32000 | 24800 | 77.5% | 1.98 | 0 | 11.7 |  |  |  | No | R-410A | 2.7667 | Residential & Commercial | Ducted CEE Tier 1
213780108 | Central HP <5.4 tons | AIRQUEST | HRCU-A-CB (Split System: Heat Pump with Remote Outdoor Unit-Air-Source) | HVH837GKA** |  |  | EHD4X42AAL+WALLCON | *96CTN0801714B* | 32400 | 16 | 8.1 | 33000 | 24800 | 75.15% | 1.92 | 0 | 11 |  |  |  | No | R-410A | 2.7 | Residential & Commercial | Ducted CEE Tier 1
213780358 | Central HP <5.4 tons | AIRQUEST | HRCU-A-CB (Split System: Heat Pump with Remote Outdoor Unit-Air-Source) | HVH837GKA** |  |  | EHD4X60AAL+WALLCON | *80CTL1352422B* | 33000 | 16.5 | 8.1 | 32200 | 24800 | 77.02% | 2 | 0 | 11.5 |  |  |  | No | R-410A | 2.75 | Residential & Commercial | Ducted CEE Tier 1
213778898 | Central HP <5.4 tons | AIRQUEST | HRCU-A-CB (Split System: Heat Pump with Remote Outdoor Unit-Air-Source) | HVH837GKA** |  |  | EA*4X36L21A*+WALLCON | *97CMN1002122B* | 31600 | 17 | 8.1 | 32800 | 24200 | 73.78% | 1.86 | 0 | 11 |  |  |  | No | R-410A | 2.6333 | Residential & Commercial | Ducted CEE Tier 1
215433942 | Central HP <5.4 tons | GOODMAN | HRCU-A-CB (Split System: Heat Pump with Remote Outdoor Unit-Air-Source) | GZV7SA4210A* |  |  | CA*EA6030*3A*+MBVK20DP1X00A* |  | 41000 | 17.5 | 8.8 | 41000 | 31000 | 75.61% | 2 | 0 | 10 |  |  |  | No | R-32 | 3.4167 | Residential & Commercial | Ducted CEE Tier 1
215434324 | Central HP <5.4 tons | GOODMAN | HRCU-A-CB (Split System: Heat Pump with Remote Outdoor Unit-Air-Source) | GZV7SA4210A* |  |  | CHPEA4830*3A* | G*VM971205DNA* | 40500 | 17 | 8.6 | 41000 | 31000 | 75.61% | 2 | 0 | 10 |  |  |  | No | R-32 | 3.375 | Residential & Commercial | Ducted CEE Tier 1
213078438 | Central HP <5.4 tons | HEIL | HRCU-A-CB (Split System: Heat Pump with Remote Outdoor Unit-Air-Source) | DLCURAH36ABK |  |  | EA*4X43L21A* | *80MS(N,L)0902116A* | 36400 | 16.5 | 8.5 | 38000 | 34800 | 91.58% | 2.06 | 0 | 10 |  |  |  | No | R-410A | 3.0333 | Residential & Commercial | Ducted CEE Tier 1
213079076 | Central HP <5.4 tons | HEIL | HRCU-A-CB (Split System: Heat Pump with Remote Outdoor Unit-Air-Source) | DLCURAH36ABK |  |  | EN(A,D,W)4X48L21** | *80MSU0401712A* | 35800 | 16.5 | 8.1 | 38500 | 34800 | 90.39% | 2 | 0 | 10 |  |  |  | No | R-410A | 2.9833 | Residential & Commercial | Ducted CEE Tier 1
213078906 | Central HP <5.4 tons | COMFORTMAKER | HRCU-A-CB (Split System: Heat Pump with Remote Outdoor Unit-Air-Source) | DLCURAH36ABK |  |  | EN(A,D)4X36L21** | *80MSU1002120A* | 35000 | 15.5 | 8.1 | 38500 | 35400 | 91.95% | 1.76 | 0 | 10 |  |  |  | No | R-410A | 2.9167 | Residential & Commercial | Ducted CEE Tier 1
213079110 | Central HP <5.4 tons | COMFORTMAKER | HRCU-A-CB (Split System: Heat Pump with Remote Outdoor Unit-Air-Source) | DLCURAH36ABK |  |  | EA*4X42L21A* | *80MSU0601716A* | 35200 | 16.5 | 8.1 | 38500 | 35000 | 90.91% | 1.86 | 0 | 10 |  |  |  | No | R-410A | 2.9333 | Residential & Commercial | Ducted CEE Tier 1
213079242 | Central HP <5.4 tons | COMFORTMAKER | HRCU-A-CB (Split System: Heat Pump with Remote Outdoor Unit-Air-Source) | DLCURAH36ABK |  |  | EA*4X42L24A* | *80MSU0802120A* | 35200 | 16.5 | 8.1 | 38500 | 35000 | 90.91% | 1.9 | 0 | 10 |  |  |  | No | R-410A | 2.9333 | Residential & Commercial | Ducted CEE Tier 1
213079500 | Central HP <5.4 tons | COMFORTMAKER | HRCU-A-CB (Split System: Heat Pump with Remote Outdoor Unit-Air-Source) | DLCURAH36ABK |  |  | EN(A,D,W)4X48L21** | *92MSN0601714A* | 35800 | 16 | 8.1 | 38500 | 35000 | 90.91% | 2 | 0 | 10 |  |  |  | No | R-410A | 2.9833 | Residential & Commercial | Ducted CEE Tier 1
215936106 | Central HP <5.4 tons | HEIL | HRCU-A-CB (Split System: Heat Pump with Remote Outdoor Unit-Air-Source) | H5H3V36*K*AAA* |  |  | EVD5X42M21A*+WALLCON | *97CMN1002122B* | 34400 | 21 | 8.5 | 38500 | 28000 | 72.73% | 2.06 | 0 | 12 |  |  |  | No | R-454B | 2.8667 | Residential & Commercial | Ducted CEE Tier 1
213770620 | Central HP <5.4 tons | COMFORTMAKER | HRCU-A-CB (Split System: Heat Pump with Remote Outdoor Unit-Air-Source) | CVH825GKA2* |  |  | EA*4X25L17A*+WALLCON | *80CTL0901716B* | 24400 | 16.5 | 8.5 | 21200 | 16700 | 78.77% | 2.02 | 0 | 11 |  |  |  | No | R-410A | 2.0333 | Residential & Commercial | Ducted CEE Tier 1
213770720 | Central HP <5.4 tons | COMFORTMAKER | HRCU-A-CB (Split System: Heat Pump with Remote Outdoor Unit-Air-Source) | CVH825GKA2* |  |  | EA*4X30L17A*+WALLCON | *80CTL0701412B* | 23600 | 16.5 | 8.1 | 21600 | 16700 | 77.31% | 1.92 | 0 | 10.5 |  |  |  | No | R-410A | 1.9667 | Residential & Commercial | Ducted CEE Tier 1
213770920 | Central HP <5.4 tons | COMFORTMAKER | HRCU-A-CB (Split System: Heat Pump with Remote Outdoor Unit-Air-Source) | CVH825GKA2* |  |  | EA*4X36L21A*+WALLCON | *80CTL0701716B* | 23600 | 16.5 | 8.1 | 21400 | 16700 | 78.04% | 1.94 | 0 | 10.5 |  |  |  | No | R-410A | 1.9667 | Residential & Commercial | Ducted CEE Tier 1
213825967 | Central HP <5.4 tons | AMERICAN STANDARD | HRCU-A-CB (Split System: Heat Pump with Remote Outdoor Unit-Air-Source) | 4A6V8X60A1 |  |  | 4TXCD010DS3 | *UHMD120CCV5 | 53500 | 18 | 8.2 | 51000 | 39000 | 76.47% | 1.8 | 0 | 11.7 |  |  |  | No | R-410A | 4.4583 | Residential & Commercial | Ducted CEE Tier 1
214242380 | Central HP <5.4 tons | COMFORTMAKER | HRCU-A-CB (Split System: Heat Pump with Remote Outdoor Unit-Air-Source) | CVH825GKA3* |  |  | EN(A,D)4X48L24**+WALLCON | *96CTN1002122B* | 24200 | 17 | 8.1 | 21200 | 16500 | 77.83% | 2 | 0 | 11.5 |  |  |  | No | R-410A | 2.0167 | Residential & Commercial | Ducted CEE Tier 1
215433943 | Central HP <5.4 tons | GOODMAN | HRCU-A-CB (Split System: Heat Pump with Remote Outdoor Unit-Air-Source) | GZV7SA4210A* |  |  | CHPEA4830*3A*+MBVK16CP1X00A* |  | 41000 | 17.5 | 8.8 | 41000 | 31000 | 75.61% | 2 | 0 | 10 |  |  |  | No | R-32 | 3.4167 | Residential & Commercial | Ducted CEE Tier 1
215434345 | Central HP <5.4 tons | GOODMAN | HRCU-A-CB (Split System: Heat Pump with Remote Outdoor Unit-Air-Source) | GZV7SA4210A* |  |  | CHPEA6030*3A* | G*VT961005CNA* | 40500 | 16.5 | 8.6 | 41000 | 31000 | 75.61% | 2 | 0 | 10 |  |  |  | No | R-32 | 3.375 | Residential & Commercial | Ducted CEE Tier 1
215434347 | Central HP <5.4 tons | GOODMAN | HRCU-A-CB (Split System: Heat Pump with Remote Outdoor Unit-Air-Source) | GZV7SA4210A* |  |  | CHPEA6030*3A* | G*VT961205DNA* | 40500 | 17 | 8.6 | 41000 | 31000 | 75.61% | 2 | 0 | 10 |  |  |  | No | R-32 | 3.375 | Residential & Commercial | Ducted CEE Tier 1
215434315 | Central HP <5.4 tons | GOODMAN | HRCU-A-CB (Split System: Heat Pump with Remote Outdoor Unit-Air-Source) | GZV7SA4210A* |  |  | CA*EA6030*3A* | G*VT800805C*A* | 40500 | 17 | 8.8 | 41000 | 31000 | 75.61% | 2 | 0 | 10 |  |  |  | No | R-32 | 3.375 | Residential & Commercial | Ducted CEE Tier 1
215434333 | Central HP <5.4 tons | GOODMAN | HRCU-A-CB (Split System: Heat Pump with Remote Outdoor Unit-Air-Source) | GZV7SA4210A* |  |  | CHPEA4830*3A* | G*VT961005DNA* | 40500 | 17 | 8.6 | 41000 | 31000 | 75.61% | 2 | 0 | 10 |  |  |  | No | R-32 | 3.375 | Residential & Commercial | Ducted CEE Tier 1
215433945 | Central HP <5.4 tons | GOODMAN | HRCU-A-CB (Split System: Heat Pump with Remote Outdoor Unit-Air-Source) | GZV7SA4210A* |  |  | CHPEA6030*3A*+MBVK16CP1X00A* |  | 41000 | 17.5 | 8.8 | 41000 | 31000 | 75.61% | 2 | 0 | 10 |  |  |  | No | R-32 | 3.4167 | Residential & Commercial | Ducted CEE Tier 1
215434311 | Central HP <5.4 tons | GOODMAN | HRCU-A-CB (Split System: Heat Pump with Remote Outdoor Unit-Air-Source) | GZV7SA4210A* |  |  | CA*EA6030*3A* | G*VM971205DNA* | 40500 | 17 | 8.8 | 41000 | 31000 | 75.61% | 2 | 0 | 10 |  |  |  | No | R-32 | 3.375 | Residential & Commercial | Ducted CEE Tier 1
215434331 | Central HP <5.4 tons | GOODMAN | HRCU-A-CB (Split System: Heat Pump with Remote Outdoor Unit-Air-Source) | GZV7SA4210A* |  |  | CHPEA4830*3A* | G*VT960804CNA* | 40500 | 16.5 | 8.6 | 41000 | 31000 | 75.61% | 2 | 0 | 10 |  |  |  | No | R-32 | 3.375 | Residential & Commercial | Ducted CEE Tier 1
215434204 | Central HP <5.4 tons | GOODMAN | HRCU-A-CB (Split System: Heat Pump with Remote Outdoor Unit-Air-Source) | GZV7SA3610A* |  |  | CA*EA4830*3A* | G*VT800805D*A* | 34800 | 18.5 | 8.5 | 35000 | 28400 | 81.14% | 2 | 0 | 10.5 |  |  |  | No | R-32 | 2.9 | Residential & Commercial | Ducted CEE Tier 1
215434213 | Central HP <5.4 tons | GOODMAN | HRCU-A-CB (Split System: Heat Pump with Remote Outdoor Unit-Air-Source) | GZV7SA3610A* |  |  | CA*EA6030*3A* | G*VT800805D*A* | 35000 | 18.5 | 8.5 | 35000 | 28400 | 81.14% | 2 | 0 | 10.5 |  |  |  | No | R-32 | 2.9167 | Residential & Commercial | Ducted CEE Tier 1
215434229 | Central HP <5.4 tons | GOODMAN | HRCU-A-CB (Split System: Heat Pump with Remote Outdoor Unit-Air-Source) | GZV7SA3610A* |  |  | CHPEA4830*3A* | G*VM971005CNA* | 35000 | 18.5 | 8.1 | 35000 | 28400 | 81.14% | 2 | 0 | 10.5 |  |  |  | No | R-32 | 2.9167 | Residential & Commercial | Ducted CEE Tier 1
215934053 | Central HP <5.4 tons | TEMPSTAR | HRCU-A-CB (Split System: Heat Pump with Remote Outdoor Unit-Air-Source) | T5H3V48*K*AAA* |  |  | EA*5X48M21A*+WALLCON | *97CMN0602120B* | 43000 | 20 | 9.5 | 48500 | 37200 | 76.7% | 1.88 | 0 | 10 |  |  |  | No | R-454B | 3.5833 | Residential & Commercial | Ducted CEE Tier 1
215934103 | Central HP <5.4 tons | TEMPSTAR | HRCU-A-CB (Split System: Heat Pump with Remote Outdoor Unit-Air-Source) | T5H3V48*K*AAA* |  |  | EA*5X60M24A*+WALLCON | *80CTL0702120B* | 44500 | 21 | 9.5 | 48500 | 36600 | 75.46% | 2 | 0 | 11 |  |  |  | No | R-454B | 3.7083 | Residential & Commercial | Ducted CEE Tier 1
215934503 | Central HP <5.4 tons | TEMPSTAR | HRCU-A-CB (Split System: Heat Pump with Remote Outdoor Unit-Air-Source) | T5H3V48*K*AAA* |  |  | ESH5X48M12A*+WALLCON | *97CMN1002122B* | 44000 | 20 | 9 | 48500 | 36400 | 75.05% | 1.82 | 0 | 10.5 |  |  |  | No | R-454B | 3.6667 | Residential & Commercial | Ducted CEE Tier 1
215434080 | Central HP <5.4 tons | GOODMAN | HRCU-A-CB (Split System: Heat Pump with Remote Outdoor Unit-Air-Source) | GZV7SA2410A* |  |  | CA*EA3022*3A* | G*VM970803BNA* | 23200 | 19 | 8.6 | 23200 | 17000 | 73.28% | 2 | 0 | 11 |  |  |  | No | R-32 | 1.9333 | Residential & Commercial | Ducted CEE Tier 1
211257976 | Central HP <5.4 tons | CARRIER | HRCU-A-CB (Split System: Heat Pump with Remote Outdoor Unit-Air-Source) | 38MURAQ18AB3* |  |  | CNPV*2414AL* | 59SC5B040E14**10 | 17800 | 15.5 | 8.5 | 18700 | 18800 | 100.5% | 2.26 | 0 | 10.5 |  |  |  | No | R-410A | 1.4833 | Residential & Commercial | Ducted CEE Tier 1
215933383 | Central HP <5.4 tons | TEMPSTAR | HRCU-A-CB (Split System: Heat Pump with Remote Outdoor Unit-Air-Source) | T5H3V36*K*AAA* |  |  | ESH5X42M12A*+WALLCON | *95CSU0802120B* | 33600 | 19 | 9 | 34800 | 26600 | 76.44% | 1.92 | 0 | 11 |  |  |  | No | R-454B | 2.8 | Residential & Commercial | Ducted CEE Tier 1
215933453 | Central HP <5.4 tons | TEMPSTAR | HRCU-A-CB (Split System: Heat Pump with Remote Outdoor Unit-Air-Source) | T5H3V36*K*AAA* |  |  | ESH5X42M12A*+WALLCON | *97CMN1202422B* | 33600 | 19 | 9 | 34800 | 26600 | 76.44% | 1.94 | 0 | 11.5 |  |  |  | No | R-454B | 2.8 | Residential & Commercial | Ducted CEE Tier 1
213079684 | Central HP <5.4 tons | COMFORTMAKER | HRCU-A-CB (Split System: Heat Pump with Remote Outdoor Unit-Air-Source) | DLCURAH36ABK |  |  | EA*4X43L21A* | *92MSN0802120A* | 36800 | 16.5 | 8.5 | 38500 | 34800 | 90.39% | 2.08 | 0 | 10 |  |  |  | No | R-410A | 3.0667 | Residential & Commercial | Ducted CEE Tier 1
213080020 | Central HP <5.4 tons | COMFORTMAKER | HRCU-A-CB (Split System: Heat Pump with Remote Outdoor Unit-Air-Source) | DLCURAH36ABK |  |  | EA*4X37L17A* | *96MSN0801716A* | 35800 | 15.5 | 8.1 | 38500 | 35000 | 90.91% | 2 | 0 | 10 |  |  |  | No | R-410A | 2.9833 | Residential & Commercial | Ducted CEE Tier 1
213080068 | Central HP <5.4 tons | COMFORTMAKER | HRCU-A-CB (Split System: Heat Pump with Remote Outdoor Unit-Air-Source) | DLCURAH36ABK |  |  | EA*4X48L21A* | *96MSN0801716A* | 35800 | 15.5 | 8.5 | 38000 | 34800 | 91.58% | 2.02 | 0 | 10 |  |  |  | No | R-410A | 2.9833 | Residential & Commercial | Ducted CEE Tier 1
213080320 | Central HP <5.4 tons | COMFORTMAKER | HRCU-A-CB (Split System: Heat Pump with Remote Outdoor Unit-Air-Source) | DLCURAH36ABK |  |  | EA*4X43L21A* | *96MSN1002120A* | 36600 | 16 | 8.5 | 38500 | 34800 | 90.39% | 2.1 | 0 | 10 |  |  |  | No | R-410A | 3.05 | Residential & Commercial | Ducted CEE Tier 1
214238992 | Central HP <5.4 tons | TEMPSTAR | HRCU-A-CB (Split System: Heat Pump with Remote Outdoor Unit-Air-Source) | TVH837GKA2* |  |  | END4X42L17**+WALLCON | *80CTL0901716B* | 32000 | 17 | 8.1 | 33000 | 24600 | 74.55% | 1.9 | 0 | 11.5 |  |  |  | No | R-410A | 2.6667 | Residential & Commercial | Ducted CEE Tier 1
214239392 | Central HP <5.4 tons | TEMPSTAR | HRCU-A-CB (Split System: Heat Pump with Remote Outdoor Unit-Air-Source) | TVH837GKA2* |  |  | EN(A,D,W)4X60L24**+WALLCON | *97CMN1002122B* | 32800 | 17.5 | 8.1 | 32200 | 24600 | 76.4% | 1.96 | 0 | 12 |  |  |  | No | R-410A | 2.7333 | Residential & Commercial | Ducted CEE Tier 1
212609358 | Central HP <5.4 tons | RUUD | HRCU-A-CB (Split System: Heat Pump with Remote Outdoor Unit-Air-Source) | UP18AZ36AJVC |  |  | RCFZ6021SEAAM | R802V0755A21UHN | 34200 | 19 | 8.5 | 34200 | 43000 | 125.7% | 2.2 | 0 | 12.5 |  |  |  | No | R-410A | 2.85 | Residential & Commercial | Ducted CEE Tier 1
213194271 | Central HP <5.4 tons | LENNOX | HRCU-A-CB (Split System: Heat Pump with Remote Outdoor Unit-Air-Source) | SL25XPV-036-230A** |  |  | C35-50/60C+TDR+TXV | EL297UH090XV36C* | 33600 | 22.2 | 8.7 | 34400 | 26800 | 77.91% | 1.8 | 0 | 13.3 |  |  |  | No | R-410A | 2.8 | Residential & Commercial | Ducted CEE Tier 1
213779248 | Central HP <5.4 tons | AIRQUEST | HRCU-A-CB (Split System: Heat Pump with Remote Outdoor Unit-Air-Source) | HVH837GKA** |  |  | EA*4X43L21A*+WALLCON | *80CTL0451712B* | 32600 | 16.5 | 8.1 | 33200 | 25400 | 76.51% | 1.94 | 0 | 10.5 |  |  |  | No | R-410A | 2.7167 | Residential & Commercial | Ducted CEE Tier 1
213779448 | Central HP <5.4 tons | AIRQUEST | HRCU-A-CB (Split System: Heat Pump with Remote Outdoor Unit-Air-Source) | HVH837GKA** |  |  | EA*4X48L21A*+WALLCON | *97CMN1002122B* | 32400 | 17 | 8.1 | 32600 | 24800 | 76.07% | 1.98 | 0 | 11 |  |  |  | No | R-410A | 2.7 | Residential & Commercial | Ducted CEE Tier 1
213779598 | Central HP <5.4 tons | AIRQUEST | HRCU-A-CB (Split System: Heat Pump with Remote Outdoor Unit-Air-Source) | HVH837GKA** |  |  | EA*4X60L24A*+WALLCON | *97CMN1202422B* | 32800 | 17.5 | 8.1 | 31600 | 24600 | 77.85% | 1.98 | 0 | 11.5 |  |  |  | No | R-410A | 2.7333 | Residential & Commercial | Ducted CEE Tier 1
211240204 | Central HP <5.4 tons | CARRIER | HRCU-A-CB (Split System: Heat Pump with Remote Outdoor Unit-Air-Source) | 38MURAQ24AB3* |  |  | CNPV*3621AL* | OVMAAB036098 | 23600 | 16.5 | 8.1 | 26000 | 23600 | 90.77% | 1.96 | 0 | 10 |  |  |  | No | R-410A | 1.9667 | Residential & Commercial | Ducted CEE Tier 1
213779278 | Central HP <5.4 tons | AIRQUEST | HRCU-A-CB (Split System: Heat Pump with Remote Outdoor Unit-Air-Source) | HVH837GKA** |  |  | EA*4X43L21A*+WALLCON | *80CTL0902120B* | 32800 | 17 | 8.5 | 32600 | 25000 | 76.69% | 1.98 | 0 | 11.5 |  |  |  | No | R-410A | 2.7333 | Residential & Commercial | Ducted CEE Tier 1
215487648 | Central HP <5.4 tons | AMANA | HRCU-A-CB (Split System: Heat Pump with Remote Outdoor Unit-Air-Source) | AZV7SA2410A* |  |  | CA*EA3022*3A* | A*VM971005CNB* | 23200 | 19 | 8.6 | 23200 | 17000 | 73.28% | 2 | 0 | 11 |  |  |  | No | R-32 | 1.9333 | Residential & Commercial | Ducted CEE Tier 1
214499811 | Central HP <5.4 tons | GOODMAN | HRCU-A-CB (Split System: Heat Pump with Remote Outdoor Unit-Air-Source) | GSZS601810A* |  |  | CA*EA2422*4B* | G*VC800805C*A* | 16600 | 17.5 | 8.5 | 17400 | 13000 | 74.71% | 2.1 | 0 | 10.9 |  |  |  | No | R-410A | 1.3833 | Residential & Commercial | Ducted CEE Tier 1
214239722 | Central HP <5.4 tons | TEMPSTAR | HRCU-A-CB (Split System: Heat Pump with Remote Outdoor Unit-Air-Source) | TVH837GKA** |  |  | END4X42L17**+WALLCON | *96CTN0801714B* | 32000 | 16.5 | 8.1 | 33000 | 24800 | 75.15% | 1.9 | 0 | 11 |  |  |  | No | R-410A | 2.6667 | Residential & Commercial | Ducted CEE Tier 1
215487763 | Central HP <5.4 tons | AMANA | HRCU-A-CB (Split System: Heat Pump with Remote Outdoor Unit-Air-Source) | AZV7SA4810A* |  |  | CHPEA6030*3A* | A*VC800804C*A* | 45500 | 16.5 | 8.5 | 46500 | 33600 | 72.26% | 2 | 0 | 10 |  |  |  | No | R-32 | 3.7917 | Residential & Commercial | Ducted CEE Tier 1
211392964 | Central HP <5.4 tons | JOHNSON CONTROLS | HRCU-A-CB (Split System: Heat Pump with Remote Outdoor Unit-Air-Source) | HMH72B341 |  |  | XAUB30CXXN1+TXV | TMLE040A12MP11 | 32800 | 18 | 8.1 | 33400 | 23400 | 70.06% | 2.04 | 0 | 10 |  |  |  | No | R-410A | 2.7333 | Residential & Commercial | Ducted CEE Tier 1
211392628 | Central HP <5.4 tons | JOHNSON CONTROLS | HRCU-A-CB (Split System: Heat Pump with Remote Outdoor Unit-Air-Source) | HMH72B341 |  |  | XAFB36DXXN1+TXV | TMLE060A12MP11 | 34000 | 18 | 8.1 | 33800 | 23800 | 70.41% | 2.06 | 0 | 10 |  |  |  | No | R-410A | 2.8333 | Residential & Commercial | Ducted CEE Tier 1
213825959 | Central HP <5.4 tons | AMERICAN STANDARD | HRCU-A-CB (Split System: Heat Pump with Remote Outdoor Unit-Air-Source) | 4A6V8X24A1 |  |  | 4TXCB004DS3 | *UHMB060CCV3 | 23800 | 18 | 8.5 | 18100 | 12700 | 70.17% | 1.8 | 0 | 12.5 |  |  |  | No | R-410A | 1.9833 | Residential & Commercial | Ducted CEE Tier 1
215439750 | Central HP <5.4 tons | GOODMAN | HRCU-A-CB (Split System: Heat Pump with Remote Outdoor Unit-Air-Source) | GZV6SA1810A* |  |  | CA*EA3022*3A* | G*VS800604BUA* | 17000 | 19 | 8.8 | 16800 | 13000 | 77.38% | 2.1 | 0 | 12 |  |  |  | No | R-32 | 1.4167 | Residential & Commercial | Ducted CEE Tier 1
215933803 | Central HP <5.4 tons | TEMPSTAR | HRCU-A-CB (Split System: Heat Pump with Remote Outdoor Unit-Air-Source) | T5H3V36*K*AAA* |  |  | ESH5X60M12A*+WALLCON | *80CTL0902120B* | 34200 | 19.5 | 9 | 34200 | 25800 | 75.44% | 1.96 | 0 | 12 |  |  |  | No | R-454B | 2.85 | Residential & Commercial | Ducted CEE Tier 1
215934973 | Central HP <5.4 tons | TEMPSTAR | HRCU-A-CB (Split System: Heat Pump with Remote Outdoor Unit-Air-Source) | T5H3V36*K*AAA* |  |  | EVM5X48M21A*+WALLCON | *96CTN0601714B* | 34600 | 20.5 | 8.5 | 38000 | 27600 | 72.63% | 2.05 | 0 | 11.5 |  |  |  | No | R-454B | 2.8833 | Residential & Commercial | Ducted CEE Tier 1
215935173 | Central HP <5.4 tons | TEMPSTAR | HRCU-A-CB (Split System: Heat Pump with Remote Outdoor Unit-Air-Source) | T5H3V36*K*AAA* |  |  | EVM5X60M21A*+WALLCON | *80CSU1002120A* | 35600 | 21.5 | 8.5 | 38000 | 28800 | 75.79% | 2.02 | 0 | 12 |  |  |  | No | R-454B | 2.9667 | Residential & Commercial | Ducted CEE Tier 1
215487696 | Central HP <5.4 tons | AMANA | HRCU-A-CB (Split System: Heat Pump with Remote Outdoor Unit-Air-Source) | AZV7SA3610A* |  |  | CA*EA4830*3A* | A*VM971205DNB* | 34800 | 18.5 | 8.5 | 35000 | 28400 | 81.14% | 2 | 0 | 10.5 |  |  |  | No | R-32 | 2.9 | Residential & Commercial | Ducted CEE Tier 1
215936306 | Central HP <5.4 tons | HEIL | HRCU-A-CB (Split System: Heat Pump with Remote Outdoor Unit-Air-Source) | H5H3V36*K*AAA* |  |  | EVD5X48M24A*+WALLCON | *80CTL0702120B* | 35000 | 21.5 | 8.5 | 38500 | 28400 | 73.77% | 2.04 | 0 | 12 |  |  |  | No | R-454B | 2.9167 | Residential & Commercial | Ducted CEE Tier 1
215936406 | Central HP <5.4 tons | HEIL | HRCU-A-CB (Split System: Heat Pump with Remote Outdoor Unit-Air-Source) | H5H3V36*K*AAA* |  |  | EVD5X48M24A*+WALLCON | *96CTN1002122B* | 35000 | 21.5 | 8.5 | 38000 | 28200 | 74.21% | 2.02 | 0 | 12 |  |  |  | No | R-454B | 2.9167 | Residential & Commercial | Ducted CEE Tier 1
215936456 | Central HP <5.4 tons | HEIL | HRCU-A-CB (Split System: Heat Pump with Remote Outdoor Unit-Air-Source) | H5H3V36*K*AAA* |  |  | EVD5X49M24A*+WALLCON | *80CTL1102120B* | 35600 | 22 | 8.5 | 38000 | 28400 | 74.74% | 2.04 | 0 | 12.5 |  |  |  | No | R-454B | 2.9667 | Residential & Commercial | Ducted CEE Tier 1
215936506 | Central HP <5.4 tons | HEIL | HRCU-A-CB (Split System: Heat Pump with Remote Outdoor Unit-Air-Source) | H5H3V36*K*AAA* |  |  | EVD5X49M24A*+WALLCON | *97CMN0802120B* | 35400 | 21.5 | 8.5 | 38000 | 28400 | 74.74% | 2.04 | 0 | 12 |  |  |  | No | R-454B | 2.95 | Residential & Commercial | Ducted CEE Tier 1
215936556 | Central HP <5.4 tons | HEIL | HRCU-A-CB (Split System: Heat Pump with Remote Outdoor Unit-Air-Source) | H5H3V36*K*AAA* |  |  | EVD5X60M21A*+WALLCON | *80CSU0401712A* | 35600 | 22 | 8.5 | 38000 | 28800 | 75.79% | 2.02 | 0 | 12 |  |  |  | No | R-454B | 2.9667 | Residential & Commercial | Ducted CEE Tier 1
213770790 | Central HP <5.4 tons | COMFORTMAKER | HRCU-A-CB (Split System: Heat Pump with Remote Outdoor Unit-Air-Source) | CVH825GKA2* |  |  | EA*4X30L17A*+WALLCON | *96CTN0601714B* | 23400 | 16 | 8.1 | 21600 | 16800 | 77.78% | 1.9 | 0 | 10.5 |  |  |  | No | R-410A | 1.95 | Residential & Commercial | Ducted CEE Tier 1
213770890 | Central HP <5.4 tons | COMFORTMAKER | HRCU-A-CB (Split System: Heat Pump with Remote Outdoor Unit-Air-Source) | CVH825GKA2* |  |  | EA*4X36L17A*+WALLCON | *96CTN0601714B* | 23400 | 16 | 8.1 | 21600 | 16700 | 77.31% | 1.92 | 0 | 10.5 |  |  |  | No | R-410A | 1.95 | Residential & Commercial | Ducted CEE Tier 1
213770990 | Central HP <5.4 tons | COMFORTMAKER | HRCU-A-CB (Split System: Heat Pump with Remote Outdoor Unit-Air-Source) | CVH825GKA2* |  |  | EA*4X36L21A*+WALLCON | *97CMN1002122B* | 23600 | 16.5 | 8.1 | 21400 | 16600 | 77.57% | 1.94 | 0 | 11 |  |  |  | No | R-410A | 1.9667 | Residential & Commercial | Ducted CEE Tier 1
213771010 | Central HP <5.4 tons | COMFORTMAKER | HRCU-A-CB (Split System: Heat Pump with Remote Outdoor Unit-Air-Source) | CVH825GKA2* |  |  | EA*4X36L21A*+WALLCON | *96CTN0801714B* | 23600 | 16.5 | 8.1 | 21400 | 16700 | 78.04% | 1.94 | 0 | 10.5 |  |  |  | No | R-410A | 1.9667 | Residential & Commercial | Ducted CEE Tier 1
213771040 | Central HP <5.4 tons | COMFORTMAKER | HRCU-A-CB (Split System: Heat Pump with Remote Outdoor Unit-Air-Source) | CVH825GKA2* |  |  | EA*4X37L17A*+WALLCON | *80CTL0701412B* | 24200 | 16.5 | 8.1 | 21400 | 16700 | 78.04% | 2 | 0 | 11 |  |  |  | No | R-410A | 2.0167 | Residential & Commercial | Ducted CEE Tier 1
213771060 | Central HP <5.4 tons | COMFORTMAKER | HRCU-A-CB (Split System: Heat Pump with Remote Outdoor Unit-Air-Source) | CVH825GKA2* |  |  | EA*4X37L17A*+WALLCON | *80CTL0901716B* | 24200 | 16.5 | 8.1 | 21400 | 16700 | 78.04% | 2 | 0 | 11 |  |  |  | No | R-410A | 2.0167 | Residential & Commercial | Ducted CEE Tier 1
211388622 | Central HP <5.4 tons | JOHNSON CONTROLS | HRCU-A-CB (Split System: Heat Pump with Remote Outdoor Unit-Air-Source) | HMH72B341 |  |  | XAFC36DXXN1+TXV | TM9E100C16MP12 | 34000 | 18 | 8.1 | 33600 | 23800 | 70.83% | 2.08 | 0 | 10 |  |  |  | No | R-410A | 2.8333 | Residential & Commercial | Ducted CEE Tier 1
215487664 | Central HP <5.4 tons | AMANA | HRCU-A-CB (Split System: Heat Pump with Remote Outdoor Unit-Air-Source) | AZV7SA2410A* |  |  | CA*EA3626*3A* | A*VC800604B*A* | 23200 | 19 | 8.6 | 23200 | 17000 | 73.28% | 2 | 0 | 11 |  |  |  | No | R-32 | 1.9333 | Residential & Commercial | Ducted CEE Tier 1
215487680 | Central HP <5.4 tons | AMANA | HRCU-A-CB (Split System: Heat Pump with Remote Outdoor Unit-Air-Source) | AZV7SA2410A* |  |  | CHPEA3026*3A* | A*VC800803B*A* | 23200 | 19 | 8.6 | 23200 | 17000 | 73.28% | 2 | 0 | 11 |  |  |  | No | R-32 | 1.9333 | Residential & Commercial | Ducted CEE Tier 1
210472821 | Central HP <5.4 tons | HEIL | HRCU-A-CB (Split System: Heat Pump with Remote Outdoor Unit-Air-Source) | HVH825GKA3* |  |  | EA*4X42L21A*+WALLCON | *95CSU0802120A* | 23800 | 16.5 | 8.1 | 21400 | 16600 | 77.57% | 1.96 | 0 | 11 |  |  |  | No | R-410A | 1.9833 | Residential & Commercial | Ducted CEE Tier 1
210472887 | Central HP <5.4 tons | HEIL | HRCU-A-CB (Split System: Heat Pump with Remote Outdoor Unit-Air-Source) | HVH825GKA3* |  |  | EA*4X42L21A*+WALLCON | *80CTL0701716A* | 23800 | 16.5 | 8.1 | 21400 | 16600 | 77.57% | 1.96 | 0 | 11 |  |  |  | No | R-410A | 1.9833 | Residential & Commercial | Ducted CEE Tier 1
210473173 | Central HP <5.4 tons | HEIL | HRCU-A-CB (Split System: Heat Pump with Remote Outdoor Unit-Air-Source) | HVH825GKA3* |  |  | EA*4X43L21A*+WALLCON | *96CTN0601714A* | 24400 | 16.5 | 8.1 | 21200 | 16700 | 78.77% | 2.02 | 0 | 11 |  |  |  | No | R-410A | 2.0333 | Residential & Commercial | Ducted CEE Tier 1
213779488 | Central HP <5.4 tons | AIRQUEST | HRCU-A-CB (Split System: Heat Pump with Remote Outdoor Unit-Air-Source) | HVH837GKA** |  |  | EA*4X48L24A*+WALLCON | *80CTL0902120B* | 32400 | 17 | 8.5 | 32200 | 24800 | 77.02% | 1.98 | 0 | 11.5 |  |  |  | No | R-410A | 2.7 | Residential & Commercial | Ducted CEE Tier 1
211717297 | Central HP <5.4 tons | GREE | HRCU-A-C (Split System: Heat Pump with Remote Outdoor Unit with No Indoor Fan --Air Source) | FLEXX36HP230V1AO |  |  | FLEXX24C |  | 23000 | 15.2 | 8.5 | 24000 | 21600 | 90% | 1.8 | 0 | 11 |  |  |  | No | R-410A | 1.9167 | Residential & Commercial | Ducted CEE Tier 1
215213332 | Central HP <5.4 tons | GREE | HRCU-A-CB (Split System: Heat Pump with Remote Outdoor Unit-Air-Source) | FXU60HP230V1R32AO |  |  | FXU60HP230V1R32AH |  | 54000 | 16 | 9 | 54000 | 45000 | 83.33% | 1.8 | 0 | 11 |  |  |  | No | R-32 | 4.5 | Residential & Commercial | Ducted CEE Tier 1
215934523 | Central HP <5.4 tons | TEMPSTAR | HRCU-A-CB (Split System: Heat Pump with Remote Outdoor Unit-Air-Source) | T5H3V48*K*AAA* |  |  | ESH5X48M12A*+WALLCON | *96CTN0801714B* | 43000 | 19.5 | 8.5 | 49000 | 35400 | 72.24% | 1.8 | 0 | 11 |  |  |  | No | R-454B | 3.5833 | Residential & Commercial | Ducted CEE Tier 1
215934573 | Central HP <5.4 tons | TEMPSTAR | HRCU-A-CB (Split System: Heat Pump with Remote Outdoor Unit-Air-Source) | T5H3V48*K*AAA* |  |  | ESH5X60M12A*+WALLCON | *80CTL0901716B* | 44000 | 20.5 | 9 | 49000 | 35800 | 73.06% | 1.86 | 0 | 11.5 |  |  |  | No | R-454B | 3.6667 | Residential & Commercial | Ducted CEE Tier 1
215934623 | Central HP <5.4 tons | TEMPSTAR | HRCU-A-CB (Split System: Heat Pump with Remote Outdoor Unit-Air-Source) | T5H3V48*K*AAA* |  |  | FCMA5B48L0C*+WALLCON |  | 45500 | 22 | 9.5 | 48500 | 36000 | 74.23% | 1.96 | 0 | 12 |  |  |  | No | R-454B | 3.7917 | Residential & Commercial | Ducted CEE Tier 1
215487713 | Central HP <5.4 tons | AMANA | HRCU-A-CB (Split System: Heat Pump with Remote Outdoor Unit-Air-Source) | AZV7SA4210A* |  |  | CA*EA6030*3A* | A*VM970804CNB* | 40500 | 16.5 | 8.8 | 41000 | 31000 | 75.61% | 2 | 0 | 10 |  |  |  | No | R-32 | 3.375 | Residential & Commercial | Ducted CEE Tier 1
215487715 | Central HP <5.4 tons | AMANA | HRCU-A-CB (Split System: Heat Pump with Remote Outdoor Unit-Air-Source) | AZV7SA4210A* |  |  | CA*EA6030*3A* | A*VM971205DNB* | 40500 | 17 | 8.8 | 41000 | 31000 | 75.61% | 2 | 0 | 10 |  |  |  | No | R-32 | 3.375 | Residential & Commercial | Ducted CEE Tier 1
215487728 | Central HP <5.4 tons | AMANA | HRCU-A-CB (Split System: Heat Pump with Remote Outdoor Unit-Air-Source) | AZV7SA4210A* |  |  | CHPEA4830*3A* | A*VC800805D*A* | 40500 | 17 | 8.6 | 41000 | 31000 | 75.61% | 2 | 0 | 10 |  |  |  | No | R-32 | 3.375 | Residential & Commercial | Ducted CEE Tier 1
215487730 | Central HP <5.4 tons | AMANA | HRCU-A-CB (Split System: Heat Pump with Remote Outdoor Unit-Air-Source) | AZV7SA4210A* |  |  | CHPEA4830*3A* | A*VC960804CNB* | 40500 | 16.5 | 8.6 | 41000 | 31000 | 75.61% | 2 | 0 | 10 |  |  |  | No | R-32 | 3.375 | Residential & Commercial | Ducted CEE Tier 1
215935406 | Central HP <5.4 tons | HEIL | HRCU-A-CB (Split System: Heat Pump with Remote Outdoor Unit-Air-Source) | H5H3V36*K*AAA* |  |  | EVM5X60M24A*+WALLCON | *97CMN0802120B* | 35400 | 21.5 | 8.5 | 38000 | 28400 | 74.74% | 2.04 | 0 | 12.5 |  |  |  | No | R-454B | 2.95 | Residential & Commercial | Ducted CEE Tier 1
211392839 | Central HP <5.4 tons | JOHNSON CONTROLS | HRCU-A-CB (Split System: Heat Pump with Remote Outdoor Unit-Air-Source) | HMH72B341 |  |  | XAFB36DXXN1+TXV | TM8E040A12MP11 | 34000 | 18 | 8.1 | 33600 | 23800 | 70.83% | 2.06 | 0 | 10 |  |  |  | No | R-410A | 2.8333 | Residential & Commercial | Ducted CEE Tier 1
211388711 | Central HP <5.4 tons | JOHNSON CONTROLS | HRCU-A-CB (Split System: Heat Pump with Remote Outdoor Unit-Air-Source) | HMH72B341 |  |  | XAFC36DXXN1+TXV | TM9E080C16MP12 | 34000 | 18 | 8.1 | 33600 | 23800 | 70.83% | 2.08 | 0 | 10 |  |  |  | No | R-410A | 2.8333 | Residential & Commercial | Ducted CEE Tier 1
211388741 | Central HP <5.4 tons | JOHNSON CONTROLS | HRCU-A-CB (Split System: Heat Pump with Remote Outdoor Unit-Air-Source) | HMH72B341 |  |  | XAFC30CXXN1+TXV | TM9E080C16MP12 | 33000 | 18 | 8.1 | 33000 | 23200 | 70.3% | 2.04 | 0 | 10 |  |  |  | No | R-410A | 2.75 | Residential & Commercial | Ducted CEE Tier 1
211389702 | Central HP <5.4 tons | JOHNSON CONTROLS | HRCU-A-CB (Split System: Heat Pump with Remote Outdoor Unit-Air-Source) | HMH72B341 |  |  | XAFC36DXXN1+TXV | TM8Y080B12MP11 | 34000 | 18 | 8.1 | 33600 | 23600 | 70.24% | 2.06 | 0 | 10 |  |  |  | No | R-410A | 2.8333 | Residential & Commercial | Ducted CEE Tier 1
211389856 | Central HP <5.4 tons | JOHNSON CONTROLS | HRCU-A-CB (Split System: Heat Pump with Remote Outdoor Unit-Air-Source) | HMH72B341 |  |  | XAFB36DXXN1+TXV | TM8Y060A12MP11 | 33800 | 18 | 8.1 | 33400 | 23400 | 70.06% | 2.04 | 0 | 10 |  |  |  | No | R-410A | 2.8167 | Residential & Commercial | Ducted CEE Tier 1
211388905 | Central HP <5.4 tons | JOHNSON CONTROLS | HRCU-A-CB (Split System: Heat Pump with Remote Outdoor Unit-Air-Source) | HMH72B341 |  |  | XAUB36DXXN1+TXV | TM9E080B12MP12 | 34000 | 17.5 | 8.1 | 33800 | 24000 | 71.01% | 2.06 | 0 | 10 |  |  |  | No | R-410A | 2.8333 | Residential & Commercial | Ducted CEE Tier 1
215487794 | Central HP <5.4 tons | AMANA | HRCU-A-CB (Split System: Heat Pump with Remote Outdoor Unit-Air-Source) | AZV6SA1810A* |  |  | CHPEA2422*3A* | A*VC800603B*A* | 17000 | 19 | 8.8 | 16800 | 13000 | 77.38% | 2.1 | 0 | 12 |  |  |  | No | R-32 | 1.4167 | Residential & Commercial | Ducted CEE Tier 1
213771220 | Central HP <5.4 tons | COMFORTMAKER | HRCU-A-CB (Split System: Heat Pump with Remote Outdoor Unit-Air-Source) | CVH825GKA2* |  |  | EA*4X37L21A*+WALLCON | *96CTN0601714B* | 24400 | 16.5 | 8.1 | 21200 | 16700 | 78.77% | 2.02 | 0 | 11 |  |  |  | No | R-410A | 2.0333 | Residential & Commercial | Ducted CEE Tier 1
213771340 | Central HP <5.4 tons | COMFORTMAKER | HRCU-A-CB (Split System: Heat Pump with Remote Outdoor Unit-Air-Source) | CVH825GKA2* |  |  | EA*4X42L21A*+WALLCON | *96CTN0601714B* | 23600 | 16.5 | 8.1 | 21400 | 16700 | 78.04% | 1.96 | 0 | 10.5 |  |  |  | No | R-410A | 1.9667 | Residential & Commercial | Ducted CEE Tier 1
213771490 | Central HP <5.4 tons | COMFORTMAKER | HRCU-A-CB (Split System: Heat Pump with Remote Outdoor Unit-Air-Source) | CVH825GKA2* |  |  | EA*4X43L21A*+WALLCON | *95CSU0601716B* | 24400 | 16.5 | 8.1 | 21200 | 16600 | 78.3% | 2.02 | 0 | 10.5 |  |  |  | No | R-410A | 2.0333 | Residential & Commercial | Ducted CEE Tier 1
213779518 | Central HP <5.4 tons | AIRQUEST | HRCU-A-CB (Split System: Heat Pump with Remote Outdoor Unit-Air-Source) | HVH837GKA** |  |  | EA*4X48L24A*+WALLCON | *97CMN1002122B* | 32400 | 17 | 8.5 | 32200 | 24800 | 77.02% | 1.98 | 0 | 11 |  |  |  | No | R-410A | 2.7 | Residential & Commercial | Ducted CEE Tier 1
213779538 | Central HP <5.4 tons | AIRQUEST | HRCU-A-CB (Split System: Heat Pump with Remote Outdoor Unit-Air-Source) | HVH837GKA** |  |  | EA*4X48L24A*+WALLCON | *96CTN1002122B* | 32400 | 17 | 8.5 | 32200 | 24800 | 77.02% | 1.98 | 0 | 11 |  |  |  | No | R-410A | 2.7 | Residential & Commercial | Ducted CEE Tier 1
213779588 | Central HP <5.4 tons | AIRQUEST | HRCU-A-CB (Split System: Heat Pump with Remote Outdoor Unit-Air-Source) | HVH837GKA** |  |  | EA*4X60L24A*+WALLCON | *97CMN1002122B* | 32800 | 17.5 | 8.1 | 31800 | 24600 | 77.36% | 1.98 | 0 | 11.5 |  |  |  | No | R-410A | 2.7333 | Residential & Commercial | Ducted CEE Tier 1
213779378 | Central HP <5.4 tons | AIRQUEST | HRCU-A-CB (Split System: Heat Pump with Remote Outdoor Unit-Air-Source) | HVH837GKA** |  |  | EA*4X48L21A*+WALLCON | *80CTL0701716B* | 32200 | 17 | 8.1 | 32600 | 25000 | 76.69% | 1.96 | 0 | 11 |  |  |  | No | R-410A | 2.6833 | Residential & Commercial | Ducted CEE Tier 1
215487803 | Central HP <5.4 tons | AMANA | HRCU-A-CB (Split System: Heat Pump with Remote Outdoor Unit-Air-Source) | AZV6SA1810A* |  |  | CA*EA3022*3A* | A*VM970603BNB* | 17000 | 19 | 8.8 | 16800 | 13000 | 77.38% | 2.1 | 0 | 12 |  |  |  | No | R-32 | 1.4167 | Residential & Commercial | Ducted CEE Tier 1
213078062 | Central HP <5.4 tons | COMFORTMAKER | HRCU-A-CB (Split System: Heat Pump with Remote Outdoor Unit-Air-Source) | DLCURAH36ABK |  |  | EA*4X37L17A* | *80MS(N,L)0701716A* | 36000 | 15.5 | 8.5 | 38500 | 35000 | 90.91% | 2 | 0 | 10 |  |  |  | No | R-410A | 3 | Residential & Commercial | Ducted CEE Tier 1
213078180 | Central HP <5.4 tons | COMFORTMAKER | HRCU-A-CB (Split System: Heat Pump with Remote Outdoor Unit-Air-Source) | DLCURAH36ABK |  |  | EA*4X37L21A* | *80MS(N,L)0702116A* | 36400 | 16 | 8.5 | 38000 | 34800 | 91.58% | 2.06 | 0 | 10 |  |  |  | No | R-410A | 3.0333 | Residential & Commercial | Ducted CEE Tier 1
213078425 | Central HP <5.4 tons | COMFORTMAKER | HRCU-A-CB (Split System: Heat Pump with Remote Outdoor Unit-Air-Source) | DLCURAH36ABK |  |  | EA*4X42L24A* | *80MS(N,L)0902116A* | 35200 | 16.5 | 8.1 | 38500 | 35000 | 90.91% | 1.88 | 0 | 10 |  |  |  | No | R-410A | 2.9333 | Residential & Commercial | Ducted CEE Tier 1
213078882 | Central HP <5.4 tons | COMFORTMAKER | HRCU-A-CB (Split System: Heat Pump with Remote Outdoor Unit-Air-Source) | DLCURAH36ABK |  |  | EA*4X43L21A* | *80MSU1002120A* | 36400 | 16 | 8.5 | 38000 | 34800 | 91.58% | 2.1 | 0 | 10 |  |  |  | No | R-410A | 3.0333 | Residential & Commercial | Ducted CEE Tier 1
215487698 | Central HP <5.4 tons | AMANA | HRCU-A-CB (Split System: Heat Pump with Remote Outdoor Unit-Air-Source) | AZV7SA3610A* |  |  | CA*EA4830*3A* | A*VM970804CNB* | 34800 | 18.5 | 8.5 | 35000 | 28400 | 81.14% | 2 | 0 | 10.5 |  |  |  | No | R-32 | 2.9 | Residential & Commercial | Ducted CEE Tier 1
215434104 | Central HP <5.4 tons | GOODMAN | HRCU-A-CB (Split System: Heat Pump with Remote Outdoor Unit-Air-Source) | GZV7SA2410A* |  |  | CA*EA3626*3A* | G*VS960805CUA* | 23200 | 19 | 8.6 | 23200 | 17000 | 73.28% | 2 | 0 | 11 |  |  |  | No | R-32 | 1.9333 | Residential & Commercial | Ducted CEE Tier 1
211389768 | Central HP <5.4 tons | JOHNSON CONTROLS | HRCU-A-CB (Split System: Heat Pump with Remote Outdoor Unit-Air-Source) | HMH72B341 |  |  | XAUB36DXXN1+TXV | TM8Y080B12MP11 | 34000 | 18 | 8.1 | 33400 | 23600 | 70.66% | 2.04 | 0 | 10 |  |  |  | No | R-410A | 2.8333 | Residential & Commercial | Ducted CEE Tier 1
211389783 | Central HP <5.4 tons | JOHNSON CONTROLS | HRCU-A-CB (Split System: Heat Pump with Remote Outdoor Unit-Air-Source) | HMH72B341 |  |  | XAFB30CXXN1+TXV | TM8Y080B12MP11 | 32800 | 17.5 | 8.1 | 33000 | 23200 | 70.3% | 2.02 | 0 | 10 |  |  |  | No | R-410A | 2.7333 | Residential & Commercial | Ducted CEE Tier 1
210692710 | Central HP <5.4 tons | GOODMAN | HRCU-A-CB (Split System: Heat Pump with Remote Outdoor Unit-Air-Source) | GSZV903610A* |  |  | CA*F3743*6D*+TXV | G*VS800604BUA* | 33600 | 18.5 | 8.2 | 34000 | 24400 | 71.76% | 1.8 | 0 | 12 |  |  |  | No | R-410A | 2.8 | Residential & Commercial | Ducted CEE Tier 1
210692703 | Central HP <5.4 tons | GOODMAN | HRCU-A-CB (Split System: Heat Pump with Remote Outdoor Unit-Air-Source) | GSZV903610A* |  |  | CA*F3137*6A*+TXV | G*VC960403BNB* | 33600 | 18 | 8.2 | 34000 | 24400 | 71.76% | 1.8 | 0 | 11.5 |  |  |  | No | R-410A | 2.8 | Residential & Commercial | Ducted CEE Tier 1
210692719 | Central HP <5.4 tons | GOODMAN | HRCU-A-CB (Split System: Heat Pump with Remote Outdoor Unit-Air-Source) | GSZV903610A* |  |  | CA*F3743*6D*+TXV | G*VC960803BNB* | 33600 | 18.5 | 8.2 | 34000 | 24400 | 71.76% | 1.8 | 0 | 11.5 |  |  |  | No | R-410A | 2.8 | Residential & Commercial | Ducted CEE Tier 1
211389726 | Central HP <5.4 tons | JOHNSON CONTROLS | HRCU-A-CB (Split System: Heat Pump with Remote Outdoor Unit-Air-Source) | HMH72B341 |  |  | XAFC30CXXN1+TXV | TM8Y080B12MP11 | 32800 | 17.5 | 8.1 | 33000 | 23200 | 70.3% | 2.02 | 0 | 10 |  |  |  | No | R-410A | 2.7333 | Residential & Commercial | Ducted CEE Tier 1
215931943 | Central HP <5.4 tons | TEMPSTAR | HRCU-A-CB (Split System: Heat Pump with Remote Outdoor Unit-Air-Source) | T5H3V36*K*AAA* |  |  | EA*5X24M17A*+WALLCON | *97CMN0601714B* | 31400 | 18.5 | 9.5 | 35000 | 27000 | 77.14% | 1.98 | 0 | 10 |  |  |  | No | R-454B | 2.6167 | Residential & Commercial | Ducted CEE Tier 1
215931993 | Central HP <5.4 tons | TEMPSTAR | HRCU-A-CB (Split System: Heat Pump with Remote Outdoor Unit-Air-Source) | T5H3V36*K*AAA* |  |  | EA*5X25M17A*+WALLCON | *96CTN0601714B* | 33600 | 19.5 | 9.5 | 34400 | 26200 | 76.16% | 2.05 | 0 | 11 |  |  |  | No | R-454B | 2.8 | Residential & Commercial | Ducted CEE Tier 1
215487712 | Central HP <5.4 tons | AMANA | HRCU-A-CB (Split System: Heat Pump with Remote Outdoor Unit-Air-Source) | AZV7SA3610A* |  |  | CHPEA4830*3A* | A*VM970804CNB* | 35000 | 18.5 | 8.1 | 35000 | 28400 | 81.14% | 2 | 0 | 10.5 |  |  |  | No | R-32 | 2.9167 | Residential & Commercial | Ducted CEE Tier 1
215932063 | Central HP <5.4 tons | TEMPSTAR | HRCU-A-CB (Split System: Heat Pump with Remote Outdoor Unit-Air-Source) | T5H3V36*K*AAA* |  |  | EA*5X36M17A*+WALLCON | *80CTL0451712B* | 32000 | 19 | 9 | 36000 | 27800 | 77.22% | 1.88 | 0 | 10 |  |  |  | No | R-454B | 2.6667 | Residential & Commercial | Ducted CEE Tier 1
215932083 | Central HP <5.4 tons | TEMPSTAR | HRCU-A-CB (Split System: Heat Pump with Remote Outdoor Unit-Air-Source) | T5H3V36*K*AAA* |  |  | EA*5X36M17A*+WALLCON | *80CTL0901716B* | 32200 | 19.5 | 9.5 | 35200 | 27000 | 76.7% | 2 | 0 | 11 |  |  |  | No | R-454B | 2.6833 | Residential & Commercial | Ducted CEE Tier 1
213779728 | Central HP <5.4 tons | AIRQUEST | HRCU-A-CB (Split System: Heat Pump with Remote Outdoor Unit-Air-Source) | HVH837GKA** |  |  | EA*4X61L21A*+WALLCON | *96CTN0801714B* | 33000 | 17 | 8.1 | 32000 | 25000 | 78.12% | 1.96 | 0 | 11 |  |  |  | No | R-410A | 2.75 | Residential & Commercial | Ducted CEE Tier 1
213780198 | Central HP <5.4 tons | AIRQUEST | HRCU-A-CB (Split System: Heat Pump with Remote Outdoor Unit-Air-Source) | HVH837GKA** |  |  | EHD4X48AAL+WALLCON | *80CTL1352422B* | 32600 | 16.5 | 8.1 | 32600 | 24800 | 76.07% | 1.96 | 0 | 11 |  |  |  | No | R-410A | 2.7167 | Residential & Commercial | Ducted CEE Tier 1
212970887 | Central HP <5.4 tons | COMFORTMAKER | HRCU-A-CB (Split System: Heat Pump with Remote Outdoor Unit-Air-Source) | DLCURAH18ABK |  |  | EA*4X25L17A* | *80VTL0451412B* | 18300 | 16.5 | 8.5 | 18100 | 17600 | 97.24% | 2.14 | 0 | 11 |  |  |  | No | R-410A | 1.525 | Residential & Commercial | Ducted CEE Tier 1
213779718 | Central HP <5.4 tons | AIRQUEST | HRCU-A-CB (Split System: Heat Pump with Remote Outdoor Unit-Air-Source) | HVH837GKA** |  |  | EA*4X61L21A*+WALLCON | *96CTN0601714B* | 33000 | 17 | 8.1 | 32200 | 25000 | 77.64% | 1.96 | 0 | 11 |  |  |  | No | R-410A | 2.75 | Residential & Commercial | Ducted CEE Tier 1
213780338 | Central HP <5.4 tons | AIRQUEST | HRCU-A-CB (Split System: Heat Pump with Remote Outdoor Unit-Air-Source) | HVH837GKA** |  |  | EHD4X60AAL+WALLCON | *80CTL0902120B* | 33000 | 16.5 | 8.1 | 32200 | 24800 | 77.02% | 2 | 0 | 11.5 |  |  |  | No | R-410A | 2.75 | Residential & Commercial | Ducted CEE Tier 1
213780438 | Central HP <5.4 tons | AIRQUEST | HRCU-A-CB (Split System: Heat Pump with Remote Outdoor Unit-Air-Source) | HVH837GKA** |  |  | EHD4X60AAL+WALLCON | *96CTN1002122B* | 33000 | 16.5 | 8.1 | 32200 | 24800 | 77.02% | 2 | 0 | 11.5 |  |  |  | No | R-410A | 2.75 | Residential & Commercial | Ducted CEE Tier 1
215864448 | Central HP <5.4 tons | AMERICAN STANDARD | HRCU-A-CB (Split System: Heat Pump with Remote Outdoor Unit-Air-Source) | 5A6V8X24A1 |  |  | 5PX*B003AS3 | S9V2B060U3VSB+LRP | 21400 | 18.1 | 8.5 | 24400 | 18900 | 77.46% | 2.1 | 0 | 11.5 |  |  |  | No | R-454B | 1.7833 | Residential & Commercial | Ducted CEE Tier 1
215434438 | Central HP <5.4 tons | GOODMAN | HRCU-A-CB (Split System: Heat Pump with Remote Outdoor Unit-Air-Source) | GZV7SA4810A* |  |  | CA*EA6030*3A* | G*VM971205DNA* | 45500 | 16.5 | 8.8 | 47000 | 33600 | 71.49% | 2 | 0 | 10 |  |  |  | No | R-32 | 3.7917 | Residential & Commercial | Ducted CEE Tier 1
215487675 | Central HP <5.4 tons | AMANA | HRCU-A-CB (Split System: Heat Pump with Remote Outdoor Unit-Air-Source) | AZV7SA2410A* |  |  | CHPEA3026*3A* | A*VM970803BNB* | 23200 | 19 | 8.6 | 23200 | 17000 | 73.28% | 2 | 0 | 11 |  |  |  | No | R-32 | 1.9333 | Residential & Commercial | Ducted CEE Tier 1
215487677 | Central HP <5.4 tons | AMANA | HRCU-A-CB (Split System: Heat Pump with Remote Outdoor Unit-Air-Source) | AZV7SA2410A* |  |  | CHPEA3026*3A* | A*VM971005CNB* | 23200 | 19 | 8.6 | 23200 | 17000 | 73.28% | 2 | 0 | 11 |  |  |  | No | R-32 | 1.9333 | Residential & Commercial | Ducted CEE Tier 1
212987423 | Central HP <5.4 tons | CARRIER | HRCU-A-CB (Split System: Heat Pump with Remote Outdoor Unit-Air-Source) | 38MURAQ24AB3* |  |  | CAP**3717AL* | 59SC6A080M17**16 | 24200 | 17 | 8.5 | 25200 | 22000 | 87.3% | 1.84 | 0 | 10 |  |  |  | No | R-410A | 2.0167 | Residential & Commercial | Ducted CEE Tier 1
213779748 | Central HP <5.4 tons | AIRQUEST | HRCU-A-CB (Split System: Heat Pump with Remote Outdoor Unit-Air-Source) | HVH837GKA** |  |  | EA*4X61L24A*+WALLCON | *80CTL0902120B* | 33200 | 17.5 | 8.5 | 32000 | 24800 | 77.5% | 2 | 0 | 11.7 |  |  |  | No | R-410A | 2.7667 | Residential & Commercial | Ducted CEE Tier 1
213779768 | Central HP <5.4 tons | AIRQUEST | HRCU-A-CB (Split System: Heat Pump with Remote Outdoor Unit-Air-Source) | HVH837GKA** |  |  | EA*4X61L24A*+WALLCON | *80CTL1352422B* | 33200 | 17.5 | 8.5 | 32000 | 24800 | 77.5% | 2 | 0 | 11.7 |  |  |  | No | R-410A | 2.7667 | Residential & Commercial | Ducted CEE Tier 1
213780368 | Central HP <5.4 tons | AIRQUEST | HRCU-A-CB (Split System: Heat Pump with Remote Outdoor Unit-Air-Source) | HVH837GKA** |  |  | EHD4X60AAL+WALLCON | *95CSU0601716B* | 32800 | 16.5 | 8.1 | 32200 | 25000 | 77.64% | 1.96 | 0 | 11 |  |  |  | No | R-410A | 2.7333 | Residential & Commercial | Ducted CEE Tier 1
215931563 | Central HP <5.4 tons | TEMPSTAR | HRCU-A-CB (Split System: Heat Pump with Remote Outdoor Unit-Air-Source) | T5H3V60*K*AAA* |  |  | EA*5X60M24A*+WALLCON | *80CTL1102120B* | 56000 | 18.5 | 8.5 | 60500 | 45500 | 75.21% | 2.06 | 0 | 11.5 |  |  |  | No | R-454B | 4.6667 | Residential & Commercial | Ducted CEE Tier 1
213163966 | Central HP <5.4 tons | RUUD | HRCU-A-CB (Split System: Heat Pump with Remote Outdoor Unit-Air-Source) | UP18AZ24AJVC |  |  | RCFZ2421HEAAM | U98MV1005A21UPS | 22800 | 20 | 8.5 | 22800 | 26000 | 114% | 2.1 | 0 | 12.5 |  |  |  | No | R-410A | 1.9 | Residential & Commercial | Ducted CEE Tier 1
215864482 | Central HP <5.4 tons | AMERICAN STANDARD | HRCU-A-CB (Split System: Heat Pump with Remote Outdoor Unit-Air-Source) | 5A6V8X36A1 |  |  | 5PX*B004AS3 | S9V2B060U4PSC+LRP | 31800 | 18.1 | 8.5 | 33000 | 25600 | 77.58% | 2 | 0 | 10 |  |  |  | No | R-454B | 2.65 | Residential & Commercial | Ducted CEE Tier 1
215864484 | Central HP <5.4 tons | AMERICAN STANDARD | HRCU-A-CB (Split System: Heat Pump with Remote Outdoor Unit-Air-Source) | 5A6V8X36A1 |  |  | 5PX*B004AS3 | S9V2B060U3VSB+LRP | 31800 | 18.1 | 8.5 | 33000 | 25600 | 77.58% | 2 | 0 | 10 |  |  |  | No | R-454B | 2.65 | Residential & Commercial | Ducted CEE Tier 1
215864518 | Central HP <5.4 tons | AMERICAN STANDARD | HRCU-A-CB (Split System: Heat Pump with Remote Outdoor Unit-Air-Source) | 5A6V8X36A1 |  |  | 5PX*BD04AS3 | *DHMB080CCV3+LRP | 31600 | 18.1 | 8.5 | 34000 | 25800 | 75.88% | 2 | 0 | 10 |  |  |  | No | R-454B | 2.6333 | Residential & Commercial | Ducted CEE Tier 1
214810558 | Central HP <5.4 tons | InfinityLiving | HRCU-A-CB (Split System: Heat Pump with Remote Outdoor Unit-Air-Source) | EZ-24-HP |  |  | EZ-24-AH |  | 24000 | 17.4 | 10 | 24000 | 22600 | 94.17% | 1.91 | 0 | 11.7 |  |  |  | No | R-410A | 2 | Residential & Commercial | Ducted CEE Tier 1
215487745 | Central HP <5.4 tons | AMANA | HRCU-A-CB (Split System: Heat Pump with Remote Outdoor Unit-Air-Source) | AZV7SA4810A* |  |  | CA*EA6030*3A* | A*VC801005C*A* | 45500 | 16.5 | 8.8 | 47000 | 33600 | 71.49% | 2 | 0 | 10 |  |  |  | No | R-32 | 3.7917 | Residential & Commercial | Ducted CEE Tier 1
215864492 | Central HP <5.4 tons | AMERICAN STANDARD | HRCU-A-CB (Split System: Heat Pump with Remote Outdoor Unit-Air-Source) | 5A6V8X36A1 |  |  | 5PX*B004AS3 | S8V2B080M4PCB | 31800 | 18.1 | 8.5 | 33000 | 25600 | 77.58% | 2 | 0 | 10 |  |  |  | No | R-454B | 2.65 | Residential & Commercial | Ducted CEE Tier 1
215864510 | Central HP <5.4 tons | AMERICAN STANDARD | HRCU-A-CB (Split System: Heat Pump with Remote Outdoor Unit-Air-Source) | 5A6V8X36A1 |  |  | 5PX*BD04AS3 | S8V2B080M4PCB | 32000 | 18.1 | 8.5 | 34200 | 26000 | 76.02% | 2 | 0 | 10 |  |  |  | No | R-454B | 2.6667 | Residential & Commercial | Ducted CEE Tier 1
215864626 | Central HP <5.4 tons | AMERICAN STANDARD | HRCU-A-CB (Split System: Heat Pump with Remote Outdoor Unit-Air-Source) | 5A6V8X36A1 |  |  | 5TXCB006AS3 | S8V2B060M4PCB | 32800 | 18.1 | 8.5 | 33400 | 25600 | 76.65% | 2.1 | 0 | 10 |  |  |  | No | R-454B | 2.7333 | Residential & Commercial | Ducted CEE Tier 1
215864644 | Central HP <5.4 tons | AMERICAN STANDARD | HRCU-A-CB (Split System: Heat Pump with Remote Outdoor Unit-Air-Source) | 5A6V8X36A1 |  |  | 5TXCC005AS3 | S8V2C080M5PDB | 31800 | 18.1 | 8.5 | 32600 | 25600 | 78.53% | 2.1 | 0 | 10 |  |  |  | No | R-454B | 2.65 | Residential & Commercial | Ducted CEE Tier 1
215864658 | Central HP <5.4 tons | AMERICAN STANDARD | HRCU-A-CB (Split System: Heat Pump with Remote Outdoor Unit-Air-Source) | 5A6V8X48A1 |  |  | 5PX*C007AS3 | S8V2C100M5PCB | 45000 | 18.1 | 8.5 | 46000 | 35400 | 76.96% | 2.1 | 0 | 10 |  |  |  | No | R-454B | 3.75 | Residential & Commercial | Ducted CEE Tier 1
215864676 | Central HP <5.4 tons | AMERICAN STANDARD | HRCU-A-CB (Split System: Heat Pump with Remote Outdoor Unit-Air-Source) | 5A6V8X48A1 |  |  | 5TXCB006AS3 | S8V2B060M4PDB | 45000 | 18.1 | 8.5 | 46000 | 35400 | 76.96% | 2.1 | 0 | 10 |  |  |  | No | R-454B | 3.75 | Residential & Commercial | Ducted CEE Tier 1
215494738 | Central HP <5.4 tons | GREE | HRCU-A-CB (Split System: Heat Pump with Remote Outdoor Unit-Air-Source) | GUD24W2/NXF-D(U) |  |  | GUD24AH2/F-D(U) |  | 24000 | 16 | 10 | 24000 | 24000 | 100% | 2 | 0 | 12 |  |  |  | No | R-454B | 2 | Residential & Commercial | Ducted CEE Tier 1
215864724 | Central HP <5.4 tons | AMERICAN STANDARD | HRCU-A-CB (Split System: Heat Pump with Remote Outdoor Unit-Air-Source) | 5A6V8X60A1 |  |  | 5TXCC009AS3 | S9V2C100U5PSC+LRP | 54000 | 18.1 | 8.5 | 55500 | 39500 | 71.17% | 2 | 0 | 10 |  |  |  | No | R-454B | 4.5 | Residential & Commercial | Ducted CEE Tier 1
215864810 | Central HP <5.4 tons | AMERICAN STANDARD | HRCU-A-CB (Split System: Heat Pump with Remote Outdoor Unit-Air-Source) | 5A6V8X36A1 |  |  | 5PX*CD07AS3 | S8V2C080M5PDB | 32800 | 18.1 | 8.5 | 34000 | 25600 | 75.29% | 2.1 | 0 | 10 |  |  |  | No | R-454B | 2.7333 | Residential & Commercial | Ducted CEE Tier 1
215864824 | Central HP <5.4 tons | AMERICAN STANDARD | HRCU-A-CB (Split System: Heat Pump with Remote Outdoor Unit-Air-Source) | 5A6V8X48A1 |  |  | 5PX*B006AS3 | S8V2B060M4PCB | 44500 | 18.1 | 8.5 | 46000 | 35400 | 76.96% | 2.1 | 0 | 10 |  |  |  | No | R-454B | 3.7083 | Residential & Commercial | Ducted CEE Tier 1
215869109 | Central HP <5.4 tons | AMERICAN STANDARD | HRCU-A-CB (Split System: Heat Pump with Remote Outdoor Unit-Air-Source) | 5A6V8X36A1 |  |  | 5TXCC005AS3 | S9V2C100U5VSB+LRP | 31800 | 18.1 | 8.5 | 32800 | 25600 | 78.05% | 2.1 | 0 | 10 |  |  |  | No | R-454B | 2.65 | Residential & Commercial | Ducted CEE Tier 1
215869143 | Central HP <5.4 tons | AMERICAN STANDARD | HRCU-A-CB (Split System: Heat Pump with Remote Outdoor Unit-Air-Source) | 5A6V8X60A1 |  |  | 5TXCC007AS3 | S9V2C080U5VSB+LRP | 53000 | 18.1 | 8.5 | 56000 | 40000 | 71.43% | 2 | 0 | 10 |  |  |  | No | R-454B | 4.4167 | Residential & Commercial | Ducted CEE Tier 1
215869157 | Central HP <5.4 tons | AMERICAN STANDARD | HRCU-A-CB (Split System: Heat Pump with Remote Outdoor Unit-Air-Source) | 5A6V8X60A1 |  |  | 5TXCD010AS3 | S9V2C080U5VSB+LRP | 54500 | 18.1 | 8.5 | 55500 | 40000 | 72.07% | 2 | 0 | 10 |  |  |  | No | R-454B | 4.5417 | Residential & Commercial | Ducted CEE Tier 1
215864550 | Central HP <5.4 tons | AMERICAN STANDARD | HRCU-A-CB (Split System: Heat Pump with Remote Outdoor Unit-Air-Source) | 5A6V8X36A1 |  |  | 5PX*C007AS3 | *UHMC100CCV4+LRP | 32800 | 18.1 | 8.5 | 33000 | 25400 | 76.97% | 2.1 | 0 | 10.5 |  |  |  | No | R-454B | 2.7333 | Residential & Commercial | Ducted CEE Tier 1
215864472 | Central HP <5.4 tons | AMERICAN STANDARD | HRCU-A-CB (Split System: Heat Pump with Remote Outdoor Unit-Air-Source) | 5A6V8X24A1 |  |  | 5TXCB003AS3 | S9V2B040U3PSC+LRP | 21400 | 18.1 | 8.5 | 24400 | 18900 | 77.46% | 2.1 | 0 | 11.2 |  |  |  | No | R-454B | 1.7833 | Residential & Commercial | Ducted CEE Tier 1
211259668 | Central HP <5.4 tons | COMFORTMAKER | HRCU-A-CB (Split System: Heat Pump with Remote Outdoor Unit-Air-Source) | DLCURAH18ABK |  |  | EA*4X19L17A* | *95ESU0401712A* | 18200 | 16.5 | 8.5 | 18100 | 17600 | 97.24% | 2.14 | 0 | 11 |  |  |  | No | R-410A | 1.5167 | Residential & Commercial | Ducted CEE Tier 1
211260017 | Central HP <5.4 tons | COMFORTMAKER | HRCU-A-CB (Split System: Heat Pump with Remote Outdoor Unit-Air-Source) | DLCURAH18ABK |  |  | EA*4X19L17A* | *80ESU0601716A | 19100 | 16.5 | 9 | 19000 | 17400 | 91.58% | 2.14 | 0 | 11 |  |  |  | No | R-410A | 1.5917 | Residential & Commercial | Ducted CEE Tier 1
212984025 | Central HP <5.4 tons | CARRIER | HRCU-A-CB (Split System: Heat Pump with Remote Outdoor Unit-Air-Source) | 38MURAQ24AB3* |  |  | CAP**2417AL* | 59SC2E060M17**14 | 23400 | 17 | 8.5 | 26800 | 26400 | 98.51% | 2.24 | 0 | 10 |  |  |  | No | R-410A | 1.95 | Residential & Commercial | Ducted CEE Tier 1
212970959 | Central HP <5.4 tons | COMFORTMAKER | HRCU-A-CB (Split System: Heat Pump with Remote Outdoor Unit-Air-Source) | DLCURAH18ABK |  |  | EN(A,D)4X30L17** | *80VTL0451412B* | 17400 | 16.5 | 8.1 | 17900 | 18600 | 103.9% | 2.24 | 0 | 11 |  |  |  | No | R-410A | 1.45 | Residential & Commercial | Ducted CEE Tier 1
211240163 | Central HP <5.4 tons | CARRIER | HRCU-A-CB (Split System: Heat Pump with Remote Outdoor Unit-Air-Source) | 38MURAQ24AB3* |  |  | CNPV*3621AL* | 59SP6A040V17**12 | 23400 | 16 | 8.1 | 25800 | 24000 | 93.02% | 1.98 | 0 | 10 |  |  |  | No | R-410A | 1.95 | Residential & Commercial | Ducted CEE Tier 1
211240198 | Central HP <5.4 tons | CARRIER | HRCU-A-CB (Split System: Heat Pump with Remote Outdoor Unit-Air-Source) | 38MURAQ24AB3* |  |  | CNPV*3621AL* | 59SC2D100E21**20 | 24800 | 16.5 | 8.5 | 26800 | 22200 | 82.84% | 1.84 | 0 | 10.5 |  |  |  | No | R-410A | 2.0667 | Residential & Commercial | Ducted CEE Tier 1
215932013 | Central HP <5.4 tons | TEMPSTAR | HRCU-A-CB (Split System: Heat Pump with Remote Outdoor Unit-Air-Source) | T5H3V36*K*AAA* |  |  | EA*5X30M17A*+WALLCON | *97CMN0601714B* | 31800 | 18.5 | 9 | 34600 | 26600 | 76.88% | 1.9 | 0 | 10.5 |  |  |  | No | R-454B | 2.65 | Residential & Commercial | Ducted CEE Tier 1
215932113 | Central HP <5.4 tons | TEMPSTAR | HRCU-A-CB (Split System: Heat Pump with Remote Outdoor Unit-Air-Source) | T5H3V36*K*AAA* |  |  | EA*5X36M17A*+WALLCON | *96CTN0401410B* | 31000 | 17.5 | 9 | 34200 | 26400 | 77.19% | 1.92 | 0 | 10.5 |  |  |  | No | R-454B | 2.5833 | Residential & Commercial | Ducted CEE Tier 1
215932183 | Central HP <5.4 tons | TEMPSTAR | HRCU-A-CB (Split System: Heat Pump with Remote Outdoor Unit-Air-Source) | T5H3V36*K*AAA* |  |  | EA*5X37M21A*+WALLCON | *96CTN0601714B* | 33800 | 19.5 | 9.5 | 34200 | 26000 | 76.02% | 2.06 | 0 | 11 |  |  |  | No | R-454B | 2.8167 | Residential & Commercial | Ducted CEE Tier 1
215932213 | Central HP <5.4 tons | TEMPSTAR | HRCU-A-CB (Split System: Heat Pump with Remote Outdoor Unit-Air-Source) | T5H3V36*K*AAA* |  |  | EA*5X42M21A*+WALLCON | *80CSU1002120A* | 32600 | 19.5 | 9.5 | 35000 | 26800 | 76.57% | 2.02 | 0 | 11 |  |  |  | No | R-454B | 2.7167 | Residential & Commercial | Ducted CEE Tier 1
215932193 | Central HP <5.4 tons | TEMPSTAR | HRCU-A-CB (Split System: Heat Pump with Remote Outdoor Unit-Air-Source) | T5H3V36*K*AAA* |  |  | EA*5X42M21A*+WALLCON | *80CSU0401712A* | 32600 | 20 | 9.5 | 35000 | 26800 | 76.57% | 2 | 0 | 11 |  |  |  | No | R-454B | 2.7167 | Residential & Commercial | Ducted CEE Tier 1
214720168 | Central HP <5.4 tons | JOHNSON CONTROLS | HRCU-A-CB (Split System: Heat Pump with Remote Outdoor Unit-Air-Source) | HH860E2S11 |  |  | CTU60C5XGS1+TXV | TMLE100C16MP11 | 44500 | 18 | 9 | 45500 | 34200 | 75.16% | 2 | 0 | 11 |  |  |  | No | R-454B | 3.7083 | Residential & Commercial | Ducted CEE Tier 1
214068549 | Central HP <5.4 tons | LENNOX | HRCU-A-CB (Split System: Heat Pump with Remote Outdoor Unit-Air-Source) | VPC018H4M-3P |  |  | VWHA018H4-3P |  | 18000 | 16 | 8.5 | 18000 | 12600 | 70% | 1.8 | 0 | 12 |  |  |  | No | R-410A | 1.5 | Residential & Commercial | Ducted CEE Tier 1
215433963 | Central HP <5.4 tons | GOODMAN | HRCU-A-CB (Split System: Heat Pump with Remote Outdoor Unit-Air-Source) | GZV7SA4810A* |  |  | CHPEA6030*3A*+MBVK16CP1X00A* |  | 45500 | 17 | 8.5 | 46500 | 33600 | 72.26% | 2 | 0 | 10 |  |  |  | No | R-32 | 3.7917 | Residential & Commercial | Ducted CEE Tier 1
213079134 | Central HP <5.4 tons | COMFORTMAKER | HRCU-A-CB (Split System: Heat Pump with Remote Outdoor Unit-Air-Source) | DLCURAH36ABK |  |  | EA*4X43L21A* | *80MSU0601716A* | 36600 | 16.5 | 8.5 | 38000 | 34800 | 91.58% | 2.08 | 0 | 10 |  |  |  | No | R-410A | 3.05 | Residential & Commercial | Ducted CEE Tier 1
213079368 | Central HP <5.4 tons | COMFORTMAKER | HRCU-A-CB (Split System: Heat Pump with Remote Outdoor Unit-Air-Source) | DLCURAH36ABK |  |  | END4X42L17** | *92MSN0601412A* | 35600 | 15.5 | 8.1 | 38500 | 35200 | 91.43% | 1.94 | 0 | 10 |  |  |  | No | R-410A | 2.9667 | Residential & Commercial | Ducted CEE Tier 1
213079770 | Central HP <5.4 tons | COMFORTMAKER | HRCU-A-CB (Split System: Heat Pump with Remote Outdoor Unit-Air-Source) | DLCURAH36ABK |  |  | EA*4X42L24A* | *92MSN1002120A* | 35400 | 16.5 | 8.1 | 38500 | 35000 | 90.91% | 1.88 | 0 | 10 |  |  |  | No | R-410A | 2.95 | Residential & Commercial | Ducted CEE Tier 1
215864600 | Central HP <5.4 tons | AMERICAN STANDARD | HRCU-A-CB (Split System: Heat Pump with Remote Outdoor Unit-Air-Source) | 5A6V8X36A1 |  |  | 5TXCB006AS3 | S9V2B080U4VSB+LRP | 32600 | 18.1 | 8.5 | 33400 | 25600 | 76.65% | 2.1 | 0 | 10 |  |  |  | No | R-454B | 2.7167 | Residential & Commercial | Ducted CEE Tier 1
215864618 | Central HP <5.4 tons | AMERICAN STANDARD | HRCU-A-CB (Split System: Heat Pump with Remote Outdoor Unit-Air-Source) | 5A6V8X36A1 |  |  | 5TXCB006AS3 | L8V1A060U3VSB+LRP | 32400 | 18.1 | 8.5 | 33400 | 25800 | 77.25% | 2 | 0 | 10 |  |  |  | No | R-454B | 2.7 | Residential & Commercial | Ducted CEE Tier 1
210692751 | Central HP <5.4 tons | GOODMAN | HRCU-A-CB (Split System: Heat Pump with Remote Outdoor Unit-Air-Source) | GSZV903610A* |  |  | CHPF3743C6B*+TXV | G*VC800604B*A* | 33400 | 18 | 8.2 | 34000 | 24400 | 71.76% | 1.8 | 0 | 11 |  |  |  | No | R-410A | 2.7833 | Residential & Commercial | Ducted CEE Tier 1
210692769 | Central HP <5.4 tons | GOODMAN | HRCU-A-CB (Split System: Heat Pump with Remote Outdoor Unit-Air-Source) | GSZV903610A* |  |  | CSCF3642N6D*+TXV | G*VS800604BUA* | 33800 | 18.5 | 8.2 | 34000 | 24400 | 71.76% | 1.8 | 0 | 11.5 |  |  |  | No | R-410A | 2.8167 | Residential & Commercial | Ducted CEE Tier 1
210692787 | Central HP <5.4 tons | GOODMAN | HRCU-A-CB (Split System: Heat Pump with Remote Outdoor Unit-Air-Source) | GSZV903610A* |  |  | CSCF3642N6D*+TXV | G*VM971205DNB* | 33800 | 18.5 | 8.2 | 34000 | 24400 | 71.76% | 1.8 | 0 | 11.5 |  |  |  | No | R-410A | 2.8167 | Residential & Commercial | Ducted CEE Tier 1
213770264 | Central HP <5.4 tons | BRYANT HEATING AND COOLING SYSTEMS | HRCU-A-CB (Split System: Heat Pump with Remote Outdoor Unit-Air-Source) | 284ANV048*0**B* |  |  | CAP**4821AL*+UI | 88*TB60110C21*** | 44000 | 21 | 9 | 46500 | 36200 | 77.85% | 2.26 | 0 | 11.5 |  |  |  | No | R-410A | 3.6667 | Residential & Commercial | Ducted CEE Tier 1
211230086 | Central HP <5.4 tons | COMFORTMAKER | HRCU-A-CB (Split System: Heat Pump with Remote Outdoor Unit-Air-Source) | DLCURAH36ABK |  |  | EN(A,D,W)4X48L21** | *80VTL1102122A* | 37000 | 16 | 8.1 | 39500 | 35000 | 88.61% | 2.06 | 0 | 10.5 |  |  |  | No | R-410A | 3.0833 | Residential & Commercial | Ducted CEE Tier 1
211230253 | Central HP <5.4 tons | COMFORTMAKER | HRCU-A-CB (Split System: Heat Pump with Remote Outdoor Unit-Air-Source) | DLCURAH36ABK |  |  | EN(A,D,W)4X48L21** | *96VSN1002120A* | 36200 | 16 | 8.1 | 38500 | 34800 | 90.39% | 2.02 | 0 | 10 |  |  |  | No | R-410A | 3.0167 | Residential & Commercial | Ducted CEE Tier 1
211230570 | Central HP <5.4 tons | COMFORTMAKER | HRCU-A-CB (Split System: Heat Pump with Remote Outdoor Unit-Air-Source) | DLCURAH36ABK |  |  | EN(A,D)4X48L24** | *80VTL1102122A* | 37000 | 16 | 8.1 | 39500 | 35000 | 88.61% | 2.06 | 0 | 10.5 |  |  |  | No | R-410A | 3.0833 | Residential & Commercial | Ducted CEE Tier 1
215433909 | Central HP <5.4 tons | GOODMAN | HRCU-A-CB (Split System: Heat Pump with Remote Outdoor Unit-Air-Source) | GZV7SA2410A* |  |  | CHPEA3026*3A*+MBVK12BP1X00A* |  | 23200 | 19 | 8.6 | 23200 | 17000 | 73.28% | 2 | 0 | 11 |  |  |  | No | R-32 | 1.9333 | Residential & Commercial | Ducted CEE Tier 1
215434092 | Central HP <5.4 tons | GOODMAN | HRCU-A-CB (Split System: Heat Pump with Remote Outdoor Unit-Air-Source) | GZV7SA2410A* |  |  | CA*EA3022*3A* | G*VT960403BNA* | 23200 | 19 | 8.6 | 23200 | 17000 | 73.28% | 2 | 0 | 11 |  |  |  | No | R-32 | 1.9333 | Residential & Commercial | Ducted CEE Tier 1
215434123 | Central HP <5.4 tons | GOODMAN | HRCU-A-CB (Split System: Heat Pump with Remote Outdoor Unit-Air-Source) | GZV7SA2410A* |  |  | CHPEA3026*3A* | G*VS960805CUA* | 23200 | 19 | 8.6 | 23200 | 17000 | 73.28% | 2 | 0 | 11 |  |  |  | No | R-32 | 1.9333 | Residential & Commercial | Ducted CEE Tier 1
213770266 | Central HP <5.4 tons | BRYANT HEATING AND COOLING SYSTEMS | HRCU-A-CB (Split System: Heat Pump with Remote Outdoor Unit-Air-Source) | 284ANV048*0**B* |  |  | CAP**4821AL*+UI | 987MC66100C21*** | 43500 | 20.5 | 9 | 46500 | 36400 | 78.28% | 2.26 | 0 | 11.5 |  |  |  | No | R-410A | 3.625 | Residential & Commercial | Ducted CEE Tier 1
213770280 | Central HP <5.4 tons | BRYANT HEATING AND COOLING SYSTEMS | HRCU-A-CB (Split System: Heat Pump with Remote Outdoor Unit-Air-Source) | 284ANV048*0**B* |  |  | CAP**4824AL*+UI | 986TD66100C21*** | 44000 | 21 | 9 | 46500 | 36200 | 77.85% | 2.26 | 0 | 11.5 |  |  |  | No | R-410A | 3.6667 | Residential & Commercial | Ducted CEE Tier 1
213770348 | Central HP <5.4 tons | BRYANT HEATING AND COOLING SYSTEMS | HRCU-A-CB (Split System: Heat Pump with Remote Outdoor Unit-Air-Source) | 284ANV048*0**B* |  |  | CSPH*6012AL*+UI | 88*TB60110C21*** | 45000 | 20.5 | 9 | 46000 | 36000 | 78.26% | 2.34 | 0 | 12 |  |  |  | No | R-410A | 3.75 | Residential & Commercial | Ducted CEE Tier 1
213770350 | Central HP <5.4 tons | BRYANT HEATING AND COOLING SYSTEMS | HRCU-A-CB (Split System: Heat Pump with Remote Outdoor Unit-Air-Source) | 284ANV048*0**B* |  |  | CSPH*6012AL*+UI | 88*TB66135C24*** | 45500 | 20.5 | 9 | 46000 | 36000 | 78.26% | 2.36 | 0 | 12 |  |  |  | No | R-410A | 3.7917 | Residential & Commercial | Ducted CEE Tier 1
214238982 | Central HP <5.4 tons | TEMPSTAR | HRCU-A-CB (Split System: Heat Pump with Remote Outdoor Unit-Air-Source) | TVH837GKA2* |  |  | END4X42L17**+WALLCON | *80CTL0701716B* | 32000 | 16.5 | 8.1 | 33000 | 24800 | 75.15% | 1.9 | 0 | 11 |  |  |  | No | R-410A | 2.6667 | Residential & Commercial | Ducted CEE Tier 1
214239252 | Central HP <5.4 tons | TEMPSTAR | HRCU-A-CB (Split System: Heat Pump with Remote Outdoor Unit-Air-Source) | TVH837GKA2* |  |  | EN(A,D,W)4X48L21**+WALLCON | *97CMN1002122B* | 32400 | 17 | 8.1 | 32600 | 24600 | 75.46% | 1.96 | 0 | 11.7 |  |  |  | No | R-410A | 2.7 | Residential & Commercial | Ducted CEE Tier 1
216505510 | Central HP <5.4 tons | GREE | HRCU-A-CB (Split System: Heat Pump with Remote Outdoor Unit-Air-Source) | GUD24W2/NHG-D(U) |  |  | GUD24AH2/G-D(U) |  | 25000 | 18.35 | 8.25 | 24000 | 19000 | 79.17% | 1.75 | 0 | 11.45 |  |  |  | No | R-32 | 2.0833 | Residential & Commercial | Ducted CEE Tier 1
213770466 | Central HP <5.4 tons | BRYANT HEATING AND COOLING SYSTEMS | HRCU-A-CB (Split System: Heat Pump with Remote Outdoor Unit-Air-Source) | 288BNV025*0**B* |  |  | CAP**2414AL*+UI | 88*TB36070C14*** | 23400 | 16.5 | 8.1 | 22000 | 16800 | 76.36% | 1.9 | 0 | 10.5 |  |  |  | No | R-410A | 1.95 | Residential & Commercial | Ducted CEE Tier 1
214068550 | Central HP <5.4 tons | LENNOX | HRCU-A-CB (Split System: Heat Pump with Remote Outdoor Unit-Air-Source) | VPC024H4M-3P |  |  | VWHA024H4-3P |  | 24000 | 15.2 | 8.1 | 24000 | 16800 | 70% | 1.8 | 0 | 10.6 |  |  |  | No | R-410A | 2 | Residential & Commercial | Ducted CEE Tier 1
213770766 | Central HP <5.4 tons | BRYANT HEATING AND COOLING SYSTEMS | HRCU-A-CB (Split System: Heat Pump with Remote Outdoor Unit-Air-Source) | 288BNV025*0**B* |  |  | CAP**3017AL*+UI | 987MC42080C17*** | 23400 | 16 | 8.1 | 21600 | 16700 | 77.31% | 1.9 | 0 | 10.5 |  |  |  | No | R-410A | 1.95 | Residential & Commercial | Ducted CEE Tier 1
213770966 | Central HP <5.4 tons | BRYANT HEATING AND COOLING SYSTEMS | HRCU-A-CB (Split System: Heat Pump with Remote Outdoor Unit-Air-Source) | 288BNV025*0**B* |  |  | CAP**3621AL*+UI | 987MC42060C17*** | 23400 | 16 | 8.1 | 21600 | 16700 | 77.31% | 1.92 | 0 | 10.5 |  |  |  | No | R-410A | 1.95 | Residential & Commercial | Ducted CEE Tier 1
213771066 | Central HP <5.4 tons | BRYANT HEATING AND COOLING SYSTEMS | HRCU-A-CB (Split System: Heat Pump with Remote Outdoor Unit-Air-Source) | 288BNV025*0**B* |  |  | CAP**3717AL*+UI | 935CB48060C17*** | 24200 | 16.5 | 8.1 | 21400 | 16700 | 78.04% | 2 | 0 | 10.5 |  |  |  | No | R-410A | 2.0167 | Residential & Commercial | Ducted CEE Tier 1
213771316 | Central HP <5.4 tons | BRYANT HEATING AND COOLING SYSTEMS | HRCU-A-CB (Split System: Heat Pump with Remote Outdoor Unit-Air-Source) | 288BNV025*0**B* |  |  | CAP**4221AL*+UI | 987MC42080C17*** | 23600 | 16.5 | 8.1 | 21400 | 16700 | 78.04% | 1.96 | 0 | 10.5 |  |  |  | No | R-410A | 1.9667 | Residential & Commercial | Ducted CEE Tier 1
213771736 | Central HP <5.4 tons | BRYANT HEATING AND COOLING SYSTEMS | HRCU-A-CB (Split System: Heat Pump with Remote Outdoor Unit-Air-Source) | 288BNV025*0**B* |  |  | CAP**4824AL*+UI | 986TD66120C24*** | 24200 | 17 | 8.1 | 21000 | 16500 | 78.57% | 2.02 | 0 | 11 |  |  |  | No | R-410A | 2.0167 | Residential & Commercial | Ducted CEE Tier 1
211240199 | Central HP <5.4 tons | CARRIER | HRCU-A-CB (Split System: Heat Pump with Remote Outdoor Unit-Air-Source) | 38MURAQ24AB3* |  |  | CNPV*3621AL* | 59SC5B060E17**14 | 24600 | 16 | 8.1 | 26600 | 22400 | 84.21% | 1.84 | 0 | 10.5 |  |  |  | No | R-410A | 2.05 | Residential & Commercial | Ducted CEE Tier 1
211260654 | Central HP <5.4 tons | COMFORTMAKER | HRCU-A-CB (Split System: Heat Pump with Remote Outdoor Unit-Air-Source) | DLCURAH18ABK |  |  | EA*4X24L17A* | OMV098J12* | 18200 | 16 | 9 | 19200 | 18800 | 97.92% | 2.26 | 0 | 10.5 |  |  |  | No | R-410A | 1.5167 | Residential & Commercial | Ducted CEE Tier 1
211260706 | Central HP <5.4 tons | COMFORTMAKER | HRCU-A-CB (Split System: Heat Pump with Remote Outdoor Unit-Air-Source) | DLCURAH18ABK |  |  | EA*4X25L17A* | *96VSN0601714A* | 18200 | 16 | 8.5 | 18100 | 17600 | 97.24% | 2.12 | 0 | 11 |  |  |  | No | R-410A | 1.5167 | Residential & Commercial | Ducted CEE Tier 1
211260738 | Central HP <5.4 tons | COMFORTMAKER | HRCU-A-CB (Split System: Heat Pump with Remote Outdoor Unit-Air-Source) | DLCURAH18ABK |  |  | EA*4X25L17A* | *96VSN0601412A* | 18500 | 16 | 8.5 | 18300 | 17400 | 95.08% | 2.12 | 0 | 11 |  |  |  | No | R-410A | 1.5417 | Residential & Commercial | Ducted CEE Tier 1
215864874 | Central HP <5.4 tons | AMERICAN STANDARD | HRCU-A-CB (Split System: Heat Pump with Remote Outdoor Unit-Air-Source) | 5A6V8X48A1 |  |  | 5PX*D008AS3 | S8V2D120M5PDB | 45500 | 18.1 | 8.5 | 45500 | 35200 | 77.36% | 2.1 | 0 | 10 |  |  |  | No | R-454B | 3.7917 | Residential & Commercial | Ducted CEE Tier 1
215864876 | Central HP <5.4 tons | AMERICAN STANDARD | HRCU-A-CB (Split System: Heat Pump with Remote Outdoor Unit-Air-Source) | 5A6V8X48A1 |  |  | 5PX*D008AS3 | S9V2C080U5PSC+LRP | 45500 | 18.1 | 8.5 | 46000 | 35200 | 76.52% | 2.1 | 0 | 10 |  |  |  | No | R-454B | 3.7917 | Residential & Commercial | Ducted CEE Tier 1
211392099 | Central HP <5.4 tons | JOHNSON CONTROLS | HRCU-A-CB (Split System: Heat Pump with Remote Outdoor Unit-Air-Source) | HMH72B341 |  |  | XAFC36DBCN1 | TMLE080C16MP11 | 34000 | 17 | 8.5 | 33600 | 23600 | 70.24% | 2.08 | 0 | 10 |  |  |  | No | R-410A | 2.8333 | Residential & Commercial | Ducted CEE Tier 1
211392935 | Central HP <5.4 tons | JOHNSON CONTROLS | HRCU-A-CB (Split System: Heat Pump with Remote Outdoor Unit-Air-Source) | HMH72B341 |  |  | XAFB30CXXN1+TXV | TMLE040A12MP11 | 32800 | 18 | 8.1 | 33400 | 23400 | 70.06% | 2.04 | 0 | 10 |  |  |  | No | R-410A | 2.7333 | Residential & Commercial | Ducted CEE Tier 1
211390222 | Central HP <5.4 tons | JOHNSON CONTROLS | HRCU-A-CB (Split System: Heat Pump with Remote Outdoor Unit-Air-Source) | HMH72B341 |  |  | XAFC36DXXN1+TXV | TPLC100C16MP13 | 34000 | 17.5 | 8.5 | 33800 | 23800 | 70.41% | 2.08 | 0 | 10 |  |  |  | No | R-410A | 2.8333 | Residential & Commercial | Ducted CEE Tier 1
211717299 | Central HP <5.4 tons | GREE | HRCU-A-C (Split System: Heat Pump with Remote Outdoor Unit with No Indoor Fan --Air Source) | FLEXX60HP230V1AO |  |  | FLEXX48C |  | 47000 | 15.2 | 8.5 | 48000 | 33600 | 70% | 1.8 | 0 | 10 |  |  |  | No | R-410A | 3.9167 | Residential & Commercial | Ducted CEE Tier 1
213077159 | Central HP <5.4 tons | COMFORTMAKER | HRCU-A-CB (Split System: Heat Pump with Remote Outdoor Unit-Air-Source) | DLCURAH36ABK |  |  | EA*4X42L21A* | *96VSN1002120B* | 35400 | 16 | 8.1 | 38500 | 35200 | 91.43% | 1.88 | 0 | 10 |  |  |  | No | R-410A | 2.95 | Residential & Commercial | Ducted CEE Tier 1
211390304 | Central HP <5.4 tons | JOHNSON CONTROLS | HRCU-A-CB (Split System: Heat Pump with Remote Outdoor Unit-Air-Source) | HMH72B341 |  |  | XAFC36DBCN1 | TPLC100C16MP13 | 34000 | 17.5 | 8.5 | 33800 | 23800 | 70.41% | 2.08 | 0 | 10 |  |  |  | No | R-410A | 2.8333 | Residential & Commercial | Ducted CEE Tier 1
211393452 | Central HP <5.4 tons | JOHNSON CONTROLS | HRCU-A-CB (Split System: Heat Pump with Remote Outdoor Unit-Air-Source) | HMH72B341 |  |  | XAFC36DXXN1+TXV | TL8E080C16UH11 | 34000 | 17.5 | 8.1 | 34000 | 24200 | 71.18% | 2.1 | 0 | 10 |  |  |  | No | R-410A | 2.8333 | Residential & Commercial | Ducted CEE Tier 1
215864650 | Central HP <5.4 tons | AMERICAN STANDARD | HRCU-A-CB (Split System: Heat Pump with Remote Outdoor Unit-Air-Source) | 5A6V8X48A1 |  |  | 5PX*C007AS3 | S9V2C100U5PSC+LRP | 45500 | 18.1 | 8.5 | 46000 | 35400 | 76.96% | 2.1 | 0 | 10 |  |  |  | No | R-454B | 3.7917 | Residential & Commercial | Ducted CEE Tier 1
215864666 | Central HP <5.4 tons | AMERICAN STANDARD | HRCU-A-CB (Split System: Heat Pump with Remote Outdoor Unit-Air-Source) | 5A6V8X48A1 |  |  | 5TXCB006AS3 | S9V2B080U4VSB+LRP | 44500 | 18.1 | 8.5 | 46000 | 35400 | 76.96% | 2.1 | 0 | 10 |  |  |  | No | R-454B | 3.7083 | Residential & Commercial | Ducted CEE Tier 1
215864732 | Central HP <5.4 tons | AMERICAN STANDARD | HRCU-A-CB (Split System: Heat Pump with Remote Outdoor Unit-Air-Source) | 5A6V8X60A1 |  |  | 5TXCD008AS3 | S9V2D120U5VSB+LRP | 53000 | 18.1 | 8.5 | 55500 | 40000 | 72.07% | 2 | 0 | 10 |  |  |  | No | R-454B | 4.4167 | Residential & Commercial | Ducted CEE Tier 1
215864784 | Central HP <5.4 tons | AMERICAN STANDARD | HRCU-A-CB (Split System: Heat Pump with Remote Outdoor Unit-Air-Source) | 5A6V8X36A1 |  |  | 5PX*BD06AS3 | S8V2A040M3PCB | 32000 | 18.1 | 8.5 | 34200 | 25800 | 75.44% | 2 | 0 | 10 |  |  |  | No | R-454B | 2.6667 | Residential & Commercial | Ducted CEE Tier 1
215864800 | Central HP <5.4 tons | AMERICAN STANDARD | HRCU-A-CB (Split System: Heat Pump with Remote Outdoor Unit-Air-Source) | 5A6V8X36A1 |  |  | 5PX*BD06AS3 | S9V2B080D4VSB+LRP | 32600 | 18.1 | 8.5 | 34200 | 25800 | 75.44% | 2 | 0 | 10 |  |  |  | No | R-454B | 2.7167 | Residential & Commercial | Ducted CEE Tier 1
215864802 | Central HP <5.4 tons | AMERICAN STANDARD | HRCU-A-CB (Split System: Heat Pump with Remote Outdoor Unit-Air-Source) | 5A6V8X36A1 |  |  | 5PX*CD07AS3 | *DHMC100CCV4+LRP | 32600 | 18.1 | 8.5 | 34000 | 25600 | 75.29% | 2.1 | 0 | 10 |  |  |  | No | R-454B | 2.7167 | Residential & Commercial | Ducted CEE Tier 1
215864834 | Central HP <5.4 tons | AMERICAN STANDARD | HRCU-A-CB (Split System: Heat Pump with Remote Outdoor Unit-Air-Source) | 5A6V8X48A1 |  |  | 5PX*C009AS3 | S8V2C100M5PCB | 46000 | 18.1 | 8.5 | 45500 | 35000 | 76.92% | 2.1 | 0 | 10 |  |  |  | No | R-454B | 3.8333 | Residential & Commercial | Ducted CEE Tier 1
211261037 | Central HP <5.4 tons | COMFORTMAKER | HRCU-A-CB (Split System: Heat Pump with Remote Outdoor Unit-Air-Source) | DLCURAH18ABK |  |  | EA*4X25L17A* | *92ESN0601714A* | 18300 | 16.5 | 8.5 | 18000 | 17500 | 97.22% | 2.12 | 0 | 11 |  |  |  | No | R-410A | 1.525 | Residential & Commercial | Ducted CEE Tier 1
213076342 | Central HP <5.4 tons | CARRIER | HRCU-A-CB (Split System: Heat Pump with Remote Outdoor Unit-Air-Source) | 38MURAQ24AB3* |  |  | CAP**3621AL* | 59SU5B100M21**22 | 23600 | 17.5 | 8.5 | 26200 | 23800 | 90.84% | 1.98 | 0 | 10 |  |  |  | No | R-410A | 1.9667 | Residential & Commercial | Ducted CEE Tier 1
213076360 | Central HP <5.4 tons | CARRIER | HRCU-A-CB (Split System: Heat Pump with Remote Outdoor Unit-Air-Source) | 38MURAQ24AB3* |  |  | CNPV*3621AL* | 59SU5B100M21**22 | 23400 | 17 | 8.5 | 26200 | 24600 | 93.89% | 2.06 | 0 | 10.5 |  |  |  | No | R-410A | 1.95 | Residential & Commercial | Ducted CEE Tier 1
212983629 | Central HP <5.4 tons | AIRQUEST | HRCU-A-CB (Split System: Heat Pump with Remote Outdoor Unit-Air-Source) | DLCURAH18ABK |  |  | EA*4X19L17A* | *92MSN0601412A* | 17700 | 16.5 | 8.1 | 17700 | 17900 | 101.1% | 2.16 | 0 | 10.5 |  |  |  | No | R-410A | 1.475 | Residential & Commercial | Ducted CEE Tier 1
214242880 | Central HP <5.4 tons | COMFORTMAKER | HRCU-A-CB (Split System: Heat Pump with Remote Outdoor Unit-Air-Source) | CVH825GKA2* |  |  | END4X42L17**+WALLCON | *80CTL0701716B* | 24000 | 16.5 | 8.1 | 21400 | 16700 | 78.04% | 1.98 | 0 | 11 |  |  |  | No | R-410A | 2 | Residential & Commercial | Ducted CEE Tier 1
214243000 | Central HP <5.4 tons | COMFORTMAKER | HRCU-A-CB (Split System: Heat Pump with Remote Outdoor Unit-Air-Source) | CVH825GKA2* |  |  | EN(A,D,W)4X42L21**+WALLCON | *80CTL1102120B* | 23800 | 16.5 | 8.1 | 21400 | 16600 | 77.57% | 1.96 | 0 | 11 |  |  |  | No | R-410A | 1.9833 | Residential & Commercial | Ducted CEE Tier 1
214243150 | Central HP <5.4 tons | COMFORTMAKER | HRCU-A-CB (Split System: Heat Pump with Remote Outdoor Unit-Air-Source) | CVH825GKA2* |  |  | EN(A,D,W)4X48L21**+WALLCON | *97CMN0801714B* | 24000 | 16.5 | 8.1 | 21400 | 16600 | 77.57% | 2 | 0 | 11 |  |  |  | No | R-410A | 2 | Residential & Commercial | Ducted CEE Tier 1
215864480 | Central HP <5.4 tons | AMERICAN STANDARD | HRCU-A-CB (Split System: Heat Pump with Remote Outdoor Unit-Air-Source) | 5A6V8X36A1 |  |  | 5PX*B004AS3 | S9V2B080U4PSC+LRP | 31600 | 18.1 | 8.5 | 32800 | 25600 | 78.05% | 2 | 0 | 10 |  |  |  | No | R-454B | 2.6333 | Residential & Commercial | Ducted CEE Tier 1
210692776 | Central HP <5.4 tons | GOODMAN | HRCU-A-CB (Split System: Heat Pump with Remote Outdoor Unit-Air-Source) | GSZV903610A* |  |  | CSCF3642N6D*+TXV | G*VS960603BUA* | 33800 | 18.5 | 8.2 | 34000 | 24400 | 71.76% | 1.8 | 0 | 11.5 |  |  |  | No | R-410A | 2.8167 | Residential & Commercial | Ducted CEE Tier 1
215864568 | Central HP <5.4 tons | AMERICAN STANDARD | HRCU-A-CB (Split System: Heat Pump with Remote Outdoor Unit-Air-Source) | 5A6V8X36A1 |  |  | 5PX*CD05AS3 | *DHMC100CCV4+LRP | 32000 | 18.1 | 8.5 | 34000 | 25800 | 75.88% | 2 | 0 | 10 |  |  |  | No | R-454B | 2.6667 | Residential & Commercial | Ducted CEE Tier 1
215864634 | Central HP <5.4 tons | AMERICAN STANDARD | HRCU-A-CB (Split System: Heat Pump with Remote Outdoor Unit-Air-Source) | 5A6V8X36A1 |  |  | 5TXCC005AS3 | S8V2C100M5PDB | 31800 | 18.1 | 8.5 | 32800 | 25400 | 77.44% | 2.1 | 0 | 10 |  |  |  | No | R-454B | 2.65 | Residential & Commercial | Ducted CEE Tier 1
211391542 | Central HP <5.4 tons | JOHNSON CONTROLS | HRCU-A-CB (Split System: Heat Pump with Remote Outdoor Unit-Air-Source) | HMH72B341 |  |  | XAFC36DBCN1 | TMLE100C16MP11 | 34000 | 17.5 | 8.1 | 33600 | 23800 | 70.83% | 2.08 | 0 | 10 |  |  |  | No | R-410A | 2.8333 | Residential & Commercial | Ducted CEE Tier 1
214397218 | Central HP <5.4 tons | JOHNSON CONTROLS | HRCU-A-CB (Split System: Heat Pump with Remote Outdoor Unit-Air-Source) | HH836E2S11 |  |  | CTF48C5CFS1+JME12C2SN1 |  | 34000 | 19 | 9 | 31400 | 25200 | 80.25% | 2 | 0 | 11.7 |  |  |  | No | R-454B | 2.8333 | Residential & Commercial | Ducted CEE Tier 1
214719934 | Central HP <5.4 tons | JOHNSON CONTROLS | HRCU-A-CB (Split System: Heat Pump with Remote Outdoor Unit-Air-Source) | HH836E2S11 |  |  | CTU48C5XFS1+TXV | TM9V100C16MP12 | 33200 | 18 | 9 | 31200 | 25200 | 80.77% | 2 | 0 | 11 |  |  |  | No | R-454B | 2.7667 | Residential & Commercial | Ducted CEE Tier 1
214779596 | Central HP <5.4 tons | JOHNSON CONTROLS | HRCU-A-CB (Split System: Heat Pump with Remote Outdoor Unit-Air-Source) | HMH72B341 |  |  | XAHC36DBCN1 | Z9ES080C16SMPS1 | 33200 | 17 | 8.5 | 32000 | 22400 | 70% | 1.8 | 0 | 10 |  |  |  | No | R-410A | 2.7667 | Residential & Commercial | Ducted CEE Tier 1
211644139 | Central HP <5.4 tons | CanAir | HRCU-A-C (Split System: Heat Pump with Remote Outdoor Unit with No Indoor Fan --Air Source) | CDH2024C21 |  |  | MAC-24HWDN1-MN0 |  | 24000 | 16.5 | 9.5 | 25000 | 20000 | 80% | 1.95 | 11 | 10.7 |  |  |  | No | R-410A | 2 | Residential & Commercial | Ducted CEE Tier 1
213077490 | Central HP <5.4 tons | COMFORTMAKER | HRCU-A-CB (Split System: Heat Pump with Remote Outdoor Unit-Air-Source) | DLCURAH36ABK |  |  | EA*4X37L21A* | *96VTN0802120B* | 36600 | 16 | 8.5 | 38000 | 34800 | 91.58% | 2.06 | 0 | 10 |  |  |  | No | R-410A | 3.05 | Residential & Commercial | Ducted CEE Tier 1
206724405 | Central HP <5.4 tons | AireForce | HRCU-A-CB (Split System: Heat Pump with Remote Outdoor Unit-Air-Source) | GXH24-36MSK4DH |  |  | GMH**-36MSK4DH1 |  | 34000 | 16 | 9 | 35000 | 28000 | 80% | 1.8 | 10 | 10 |  |  |  | No | R-410A | 2.8333 | Residential & Commercial | Ducted CEE Tier 1
212970390 | Central HP <5.4 tons | COMFORTMAKER | HRCU-A-CB (Split System: Heat Pump with Remote Outdoor Unit-Air-Source) | DLCURAH36ABK |  |  | EA*4X37L17A* | *80VSL0701716B* | 36000 | 15.5 | 8.1 | 38500 | 35000 | 90.91% | 2 | 0 | 10 |  |  |  | No | R-410A | 3 | Residential & Commercial | Ducted CEE Tier 1
206724404 | Central HP <5.4 tons | AireForce | HRCU-A-CB (Split System: Heat Pump with Remote Outdoor Unit-Air-Source) | GXH24-36MSK4DH |  |  | GMH24-**MSK4DH1 |  | 24000 | 17 | 9 | 24000 | 22000 | 91.67% | 1.8 | 12.5 | 12 |  |  |  | No | R-410A | 2 | Residential & Commercial | Ducted CEE Tier 1
215932263 | Central HP <5.4 tons | TEMPSTAR | HRCU-A-CB (Split System: Heat Pump with Remote Outdoor Unit-Air-Source) | T5H3V36*K*AAA* |  |  | EA*5X42M21A*+WALLCON | *80CTL1102120B* | 32800 | 20 | 9.5 | 34600 | 26600 | 76.88% | 2.02 | 0 | 11.5 |  |  |  | No | R-454B | 2.7333 | Residential & Commercial | Ducted CEE Tier 1
215931953 | Central HP <5.4 tons | TEMPSTAR | HRCU-A-CB (Split System: Heat Pump with Remote Outdoor Unit-Air-Source) | T5H3V36*K*AAA* |  |  | EA*5X24M17A*+WALLCON | *96CTN0401410B* | 30600 | 17 | 9 | 34800 | 26800 | 77.01% | 1.9 | 0 | 10 |  |  |  | No | R-454B | 2.55 | Residential & Commercial | Ducted CEE Tier 1
215932253 | Central HP <5.4 tons | TEMPSTAR | HRCU-A-CB (Split System: Heat Pump with Remote Outdoor Unit-Air-Source) | T5H3V36*K*AAA* |  |  | EA*5X42M21A*+WALLCON | *80CTL0901716B* | 32600 | 20 | 9.5 | 35000 | 26800 | 76.57% | 2.02 | 0 | 11 |  |  |  | No | R-454B | 2.7167 | Residential & Commercial | Ducted CEE Tier 1
215487699 | Central HP <5.4 tons | AMANA | HRCU-A-CB (Split System: Heat Pump with Remote Outdoor Unit-Air-Source) | AZV7SA3610A* |  |  | CA*EA6030*3A* | A*VC801005C*A* | 35000 | 18.5 | 8.5 | 35000 | 28400 | 81.14% | 2 | 0 | 10.5 |  |  |  | No | R-32 | 2.9167 | Residential & Commercial | Ducted CEE Tier 1
215487708 | Central HP <5.4 tons | AMANA | HRCU-A-CB (Split System: Heat Pump with Remote Outdoor Unit-Air-Source) | AZV7SA3610A* |  |  | CHPEA4830*3A* | A*VC800805C*A* | 35000 | 18.5 | 8.1 | 35000 | 28400 | 81.14% | 2 | 0 | 10.5 |  |  |  | No | R-32 | 2.9167 | Residential & Commercial | Ducted CEE Tier 1
214239772 | Central HP <5.4 tons | TEMPSTAR | HRCU-A-CB (Split System: Heat Pump with Remote Outdoor Unit-Air-Source) | TVH837GKA** |  |  | EN(A,D,W)4X42L21**+WALLCON | *80CTL1102120B* | 31800 | 17 | 8.1 | 33000 | 24400 | 73.94% | 1.88 | 0 | 11 |  |  |  | No | R-410A | 2.65 | Residential & Commercial | Ducted CEE Tier 1
214239872 | Central HP <5.4 tons | TEMPSTAR | HRCU-A-CB (Split System: Heat Pump with Remote Outdoor Unit-Air-Source) | TVH837GKA** |  |  | EN(A,D,W)4X48L21**+WALLCON | *80CTL0901716B* | 32400 | 17 | 8.1 | 32800 | 24800 | 75.61% | 1.94 | 0 | 11.7 |  |  |  | No | R-410A | 2.7 | Residential & Commercial | Ducted CEE Tier 1
214240072 | Central HP <5.4 tons | TEMPSTAR | HRCU-A-CB (Split System: Heat Pump with Remote Outdoor Unit-Air-Source) | TVH837GKA** |  |  | EN(A,D,W)4X60L24**+WALLCON | *97CMN1002122B* | 32800 | 17.5 | 8.1 | 32200 | 24600 | 76.4% | 1.96 | 0 | 12 |  |  |  | No | R-410A | 2.7333 | Residential & Commercial | Ducted CEE Tier 1
212609351 | Central HP <5.4 tons | RUUD | HRCU-A-CB (Split System: Heat Pump with Remote Outdoor Unit-Air-Source) | UP18AZ36AJVC |  |  | RCFZ6021SEAAM | R802V0754A17DZ | 34200 | 19 | 8.5 | 34200 | 43500 | 127.2% | 2.2 | 0 | 12.5 |  |  |  | No | R-410A | 2.85 | Residential & Commercial | Ducted CEE Tier 1
211259863 | Central HP <5.4 tons | HEIL | HRCU-A-CB (Split System: Heat Pump with Remote Outdoor Unit-Air-Source) | DLCURAH18ABK |  |  | EA*4X19L17A* | *95ESN0261410A* | 18600 | 16 | 8.5 | 18600 | 17500 | 94.09% | 2.12 | 0 | 11 |  |  |  | No | R-410A | 1.55 | Residential & Commercial | Ducted CEE Tier 1
211259988 | Central HP <5.4 tons | HEIL | HRCU-A-CB (Split System: Heat Pump with Remote Outdoor Unit-Air-Source) | DLCURAH18ABK |  |  | EA*4X19L17A* | *92ESN0401712A* | 18300 | 15.5 | 8.5 | 18400 | 17600 | 95.65% | 2.12 | 0 | 10.5 |  |  |  | No | R-410A | 1.525 | Residential & Commercial | Ducted CEE Tier 1
211260381 | Central HP <5.4 tons | HEIL | HRCU-A-CB (Split System: Heat Pump with Remote Outdoor Unit-Air-Source) | DLCURAH18ABK |  |  | EA*4X24L17A* | *80ESU0401712A* | 18400 | 16.5 | 9 | 19200 | 18700 | 97.4% | 2.26 | 0 | 11 |  |  |  | No | R-410A | 1.5333 | Residential & Commercial | Ducted CEE Tier 1
209550333 | Central HP <5.4 tons | CanAir | HRCU-A-C (Split System: Heat Pump with Remote Outdoor Unit with No Indoor Fan --Air Source) | MOX430U-18HFN1-M |  |  | MAC-24HWDN1-MN0 |  | 18000 | 16.1 | 9.5 | 19000 | 15000 | 78.95% | 2.2 | 11.6 | 11.7 |  |  |  | No | R-410A | 1.5 | Residential & Commercial | Ducted CEE Tier 1
215865050 | Central HP <5.4 tons | AMERICAN STANDARD | HRCU-A-CB (Split System: Heat Pump with Remote Outdoor Unit-Air-Source) | 5A6V8X24A1 |  |  | 5TXCB003AS3+P0V0A000M30SD+LRP |  | 21400 | 18.1 | 8.5 | 24600 | 19000 | 77.24% | 2.1 | 0 | 11.2 |  |  |  | No | R-454B | 1.7833 | Residential & Commercial | Ducted CEE Tier 1
212969560 | Central HP <5.4 tons | COMFORTMAKER | HRCU-A-CB (Split System: Heat Pump with Remote Outdoor Unit-Air-Source) | DLCURAH18ABK |  |  | EN(A,D)4X18L14** | *80VSL0451412B* | 17400 | 16 | 8.5 | 18600 | 19700 | 105.9% | 2.38 | 0 | 10.5 |  |  |  | No | R-410A | 1.45 | Residential & Commercial | Ducted CEE Tier 1
214068551 | Central HP <5.4 tons | LENNOX | HRCU-A-CB (Split System: Heat Pump with Remote Outdoor Unit-Air-Source) | VPC036H4M-3PD |  |  | VWHA030H4-3P |  | 30000 | 15.2 | 9 | 30000 | 21000 | 70% | 1.8 | 0 | 11 |  |  |  | No | R-410A | 2.5 | Residential & Commercial | Ducted CEE Tier 1
211644140 | Central HP <5.4 tons | CanAir | HRCU-A-C (Split System: Heat Pump with Remote Outdoor Unit with No Indoor Fan --Air Source) | CDH2030C21 |  |  | MAC-36HWFN1-M |  | 30000 | 15.5 | 9.7 | 33000 | 27000 | 81.82% | 1.85 | 10.7 | 10.5 |  |  |  | No | R-410A | 2.5 | Residential & Commercial | Ducted CEE Tier 1
214068552 | Central HP <5.4 tons | LENNOX | HRCU-A-CB (Split System: Heat Pump with Remote Outdoor Unit-Air-Source) | VPC036H4M-3PD |  |  | VWHA036H4-3P |  | 36000 | 15.2 | 9 | 36000 | 25200 | 70% | 1.8 | 0 | 10.6 |  |  |  | No | R-410A | 3 | Residential & Commercial | Ducted CEE Tier 1
212982327 | Central HP <5.4 tons | AIRQUEST | HRCU-A-CB (Split System: Heat Pump with Remote Outdoor Unit-Air-Source) | DLCURAH24ABK |  |  | EN(A,D)4X24L17** | *80MSU0401712A* | 23200 | 16 | 8.5 | 26200 | 24800 | 94.66% | 2.06 | 0 | 10 |  |  |  | No | R-410A | 1.9333 | Residential & Commercial | Ducted CEE Tier 1
212982711 | Central HP <5.4 tons | AIRQUEST | HRCU-A-CB (Split System: Heat Pump with Remote Outdoor Unit-Air-Source) | DLCURAH24ABK |  |  | EA*4X37L21A* | *80MSU0601716A* | 24200 | 17.5 | 8.5 | 24800 | 21400 | 86.29% | 1.8 | 0 | 10.5 |  |  |  | No | R-410A | 2.0167 | Residential & Commercial | Ducted CEE Tier 1
212983231 | Central HP <5.4 tons | AIRQUEST | HRCU-A-CB (Split System: Heat Pump with Remote Outdoor Unit-Air-Source) | DLCURAH24ABK |  |  | EN(A,D,W)4X36L17** | *92MSN0401712A* | 23400 | 15.5 | 8.1 | 26200 | 24200 | 92.37% | 1.98 | 0 | 10 |  |  |  | No | R-410A | 1.95 | Residential & Commercial | Ducted CEE Tier 1
214574111 | Central HP <5.4 tons | AIRQUEST | HRCU-A-CB (Split System: Heat Pump with Remote Outdoor Unit-Air-Source) | HVH837GKA2* |  |  | EA*4X61L21A*+WALLCON | *95CSU1002122B* | 33200 | 18.5 | 8.5 | 31800 | 24800 | 77.99% | 2 | 0 | 11.5 |  |  |  | No | R-410A | 2.7667 | Residential & Commercial | Ducted CEE Tier 1
210470147 | Central HP <5.4 tons | HEIL | HRCU-A-CB (Split System: Heat Pump with Remote Outdoor Unit-Air-Source) | HVH837GKA2* |  |  | EA*4X42L21A*+WALLCON | *80CSU0401712A* | 31800 | 17 | 8.1 | 33200 | 24400 | 73.49% | 1.88 | 0 | 11 |  |  |  | No | R-410A | 2.65 | Residential & Commercial | Ducted CEE Tier 1
210470365 | Central HP <5.4 tons | HEIL | HRCU-A-CB (Split System: Heat Pump with Remote Outdoor Unit-Air-Source) | HVH837GKA2* |  |  | EA*4X60L24A*+WALLCON | *97CMN0602120A* | 32600 | 17 | 8.1 | 32200 | 25000 | 77.64% | 1.96 | 0 | 11.5 |  |  |  | No | R-410A | 2.7167 | Residential & Commercial | Ducted CEE Tier 1
210470497 | Central HP <5.4 tons | HEIL | HRCU-A-CB (Split System: Heat Pump with Remote Outdoor Unit-Air-Source) | HVH837GKA2* |  |  | EA*4X61L21A*+WALLCON | *80CTL0901716A* | 33200 | 18 | 8.5 | 32000 | 24800 | 77.5% | 2 | 0 | 12 |  |  |  | No | R-410A | 2.7667 | Residential & Commercial | Ducted CEE Tier 1
214242584 | Central HP <5.4 tons | TEMPSTAR | HRCU-A-CB (Split System: Heat Pump with Remote Outdoor Unit-Air-Source) | TVH825GKA2* |  |  | EN(A,D)4X30L17**+WALLCON | *95CSU0601716B* | 23400 | 16.5 | 8.1 | 21600 | 16700 | 77.31% | 1.92 | 0 | 10.5 |  |  |  | No | R-410A | 1.95 | Residential & Commercial | Ducted CEE Tier 1
214243004 | Central HP <5.4 tons | TEMPSTAR | HRCU-A-CB (Split System: Heat Pump with Remote Outdoor Unit-Air-Source) | TVH825GKA2* |  |  | EN(A,D,W)4X42L21**+WALLCON | *80CTL1102120B* | 23800 | 16.5 | 8.1 | 21400 | 16600 | 77.57% | 1.96 | 0 | 11 |  |  |  | No | R-410A | 1.9833 | Residential & Commercial | Ducted CEE Tier 1
213772856 | Central HP <5.4 tons | BRYANT HEATING AND COOLING SYSTEMS | HRCU-A-CB (Split System: Heat Pump with Remote Outdoor Unit-Air-Source) | 288BNV025*0**C* |  |  | CAP**3017AL*+UI | 88*TB48070C17*** | 23400 | 16.5 | 8.1 | 21600 | 16700 | 77.31% | 1.9 | 0 | 10.5 |  |  |  | No | R-410A | 1.95 | Residential & Commercial | Ducted CEE Tier 1
210470530 | Central HP <5.4 tons | HEIL | HRCU-A-CB (Split System: Heat Pump with Remote Outdoor Unit-Air-Source) | HVH837GKA2* |  |  | EA*4X61L24A*+WALLCON | *95CSU1002122A* | 33200 | 18 | 8.5 | 32000 | 24800 | 77.5% | 2.02 | 0 | 11.5 |  |  |  | No | R-410A | 2.7667 | Residential & Commercial | Ducted CEE Tier 1
215433908 | Central HP <5.4 tons | GOODMAN | HRCU-A-CB (Split System: Heat Pump with Remote Outdoor Unit-Air-Source) | GZV7SA2410A* |  |  | CA*EA3626*3A*+MBVK16CP1X00A* |  | 23200 | 19 | 8.6 | 23200 | 17000 | 73.28% | 2 | 0 | 11 |  |  |  | No | R-32 | 1.9333 | Residential & Commercial | Ducted CEE Tier 1
214574131 | Central HP <5.4 tons | AIRQUEST | HRCU-A-CB (Split System: Heat Pump with Remote Outdoor Unit-Air-Source) | HVH837GKA2* |  |  | EA*4X61L21A*+WALLCON | *97CMN0802120B* | 33200 | 17.5 | 8.5 | 32000 | 24800 | 77.5% | 2 | 0 | 11.5 |  |  |  | No | R-410A | 2.7667 | Residential & Commercial | Ducted CEE Tier 1
214574181 | Central HP <5.4 tons | AIRQUEST | HRCU-A-CB (Split System: Heat Pump with Remote Outdoor Unit-Air-Source) | HVH837GKA2* |  |  | EA*4X61L24A*+WALLCON | *97CMN0602120B* | 33000 | 18 | 8.5 | 32000 | 25000 | 78.12% | 1.98 | 0 | 11.5 |  |  |  | No | R-410A | 2.75 | Residential & Commercial | Ducted CEE Tier 1
212973586 | Central HP <5.4 tons | COMFORTMAKER | HRCU-A-CB (Split System: Heat Pump with Remote Outdoor Unit-Air-Source) | DLCURAH24ABK |  |  | EA*4X37L17A* | *96VSN0601412B* | 24000 | 17 | 8.1 | 25200 | 22400 | 88.89% | 1.86 | 0 | 10 |  |  |  | No | R-410A | 2 | Residential & Commercial | Ducted CEE Tier 1
211241511 | Central HP <5.4 tons | COMFORTMAKER | HRCU-A-CB (Split System: Heat Pump with Remote Outdoor Unit-Air-Source) | DLCURAH24ABK |  |  | EA*4X30L17A* | *80ESU0401712A* | 24000 | 17 | 8.5 | 26000 | 23200 | 89.23% | 1.94 | 0 | 10 |  |  |  | No | R-410A | 2 | Residential & Commercial | Ducted CEE Tier 1
211241859 | Central HP <5.4 tons | COMFORTMAKER | HRCU-A-CB (Split System: Heat Pump with Remote Outdoor Unit-Air-Source) | DLCURAH24ABK |  |  | EA*4X36L17A* | *96VSN0601412A* | 23600 | 16.5 | 8.5 | 25800 | 23400 | 90.7% | 1.94 | 0 | 10 |  |  |  | No | R-410A | 1.9667 | Residential & Commercial | Ducted CEE Tier 1
211241878 | Central HP <5.4 tons | COMFORTMAKER | HRCU-A-CB (Split System: Heat Pump with Remote Outdoor Unit-Air-Source) | DLCURAH24ABK |  |  | EA*4X36L17A* | *95ESU0401712A* | 23800 | 16.5 | 8.5 | 25800 | 23200 | 89.92% | 1.92 | 0 | 10 |  |  |  | No | R-410A | 1.9833 | Residential & Commercial | Ducted CEE Tier 1
211644141 | Central HP <5.4 tons | CanAir | HRCU-A-C (Split System: Heat Pump with Remote Outdoor Unit with No Indoor Fan --Air Source) | CDH2018C21 |  |  | MAC-24HWDN1-MN0 |  | 18000 | 16.1 | 9.5 | 19000 | 15000 | 78.95% | 2.2 | 11.6 | 11.7 |  |  |  | No | R-410A | 1.5 | Residential & Commercial | Ducted CEE Tier 1
211242045 | Central HP <5.4 tons | COMFORTMAKER | HRCU-A-CB (Split System: Heat Pump with Remote Outdoor Unit-Air-Source) | DLCURAH24ABK |  |  | EA*4X36L17A* | *96VTN0601412A* | 23600 | 16.5 | 8.5 | 25800 | 23400 | 90.7% | 1.94 | 0 | 10 |  |  |  | No | R-410A | 1.9667 | Residential & Commercial | Ducted CEE Tier 1
215889444 | Central HP <5.4 tons | GREE | HRCU-A-CB (Split System: Heat Pump with Remote Outdoor Unit-Air-Source) | GUD60W2/NHG-D(U) |  |  | GUD60AH2/G-D(U) |  | 54000 | 17 | 9 | 54000 | 38000 | 70.37% | 1.8 | 0 | 11.7 |  |  |  | No | R-32 | 4.5 | Residential & Commercial | Ducted CEE Tier 1
213780748 | Central HP <5.4 tons | AIRQUEST | HRCU-A-CB (Split System: Heat Pump with Remote Outdoor Unit-Air-Source) | HVH837GKA2* |  |  | EA*4X36L21A*+WALLCON | *80CTL0901716B* | 31600 | 17 | 8.1 | 33000 | 24200 | 73.33% | 1.84 | 0 | 11 |  |  |  | No | R-410A | 2.6333 | Residential & Commercial | Ducted CEE Tier 1
212969810 | Central HP <5.4 tons | COMFORTMAKER | HRCU-A-CB (Split System: Heat Pump with Remote Outdoor Unit-Air-Source) | DLCURAH24ABK |  |  | EN(A,D)4X24L17** | *80VSL0451412B* | 23400 | 17 | 8.5 | 27000 | 25000 | 92.59% | 2.08 | 0 | 10 |  |  |  | No | R-410A | 1.95 | Residential & Commercial | Ducted CEE Tier 1
213781418 | Central HP <5.4 tons | AIRQUEST | HRCU-A-CB (Split System: Heat Pump with Remote Outdoor Unit-Air-Source) | HVH837GKA2* |  |  | EA*4X48L24A*+WALLCON | *80CTL1352422B* | 32400 | 17.5 | 8.5 | 32400 | 24800 | 76.54% | 1.98 | 0 | 11.5 |  |  |  | No | R-410A | 2.7 | Residential & Commercial | Ducted CEE Tier 1
213781448 | Central HP <5.4 tons | AIRQUEST | HRCU-A-CB (Split System: Heat Pump with Remote Outdoor Unit-Air-Source) | HVH837GKA2* |  |  | EA*4X48L24A*+WALLCON | *96CTN1002122B* | 32400 | 17 | 8.5 | 32200 | 24800 | 77.02% | 1.98 | 0 | 11 |  |  |  | No | R-410A | 2.7 | Residential & Commercial | Ducted CEE Tier 1
215864652 | Central HP <5.4 tons | AMERICAN STANDARD | HRCU-A-CB (Split System: Heat Pump with Remote Outdoor Unit-Air-Source) | 5A6V8X48A1 |  |  | 5PX*C007AS3 | S9V2C100U4VSB+LRP | 45500 | 18.1 | 8.5 | 46000 | 35400 | 76.96% | 2.1 | 0 | 10 |  |  |  | No | R-454B | 3.7917 | Residential & Commercial | Ducted CEE Tier 1
215864734 | Central HP <5.4 tons | AMERICAN STANDARD | HRCU-A-CB (Split System: Heat Pump with Remote Outdoor Unit-Air-Source) | 5A6V8X60A1 |  |  | 5TXCD008AS3 | S9V2D120U5PSC+LRP | 53000 | 18.1 | 8.5 | 55500 | 40000 | 72.07% | 2 | 0 | 10 |  |  |  | No | R-454B | 4.4167 | Residential & Commercial | Ducted CEE Tier 1
215864836 | Central HP <5.4 tons | AMERICAN STANDARD | HRCU-A-CB (Split System: Heat Pump with Remote Outdoor Unit-Air-Source) | 5A6V8X48A1 |  |  | 5PX*C009AS3 | S8V2C080M5PDB | 46000 | 18.1 | 8.5 | 45000 | 34800 | 77.33% | 2.1 | 0 | 10.5 |  |  |  | No | R-454B | 3.8333 | Residential & Commercial | Ducted CEE Tier 1
215864916 | Central HP <5.4 tons | AMERICAN STANDARD | HRCU-A-CB (Split System: Heat Pump with Remote Outdoor Unit-Air-Source) | 5A6V8X48A1 |  |  | 5PX*DD10AS3 | S8V2C080M5PDB | 45000 | 18.1 | 8.5 | 45000 | 34800 | 77.33% | 2.1 | 0 | 10 |  |  |  | No | R-454B | 3.75 | Residential & Commercial | Ducted CEE Tier 1
215864952 | Central HP <5.4 tons | AMERICAN STANDARD | HRCU-A-CB (Split System: Heat Pump with Remote Outdoor Unit-Air-Source) | 5A6V8X48A1 |  |  | 5TXCC009AS3 | S8V2C080M5PCB | 46000 | 18.1 | 8.5 | 45000 | 34800 | 77.33% | 2.1 | 0 | 10.5 |  |  |  | No | R-454B | 3.8333 | Residential & Commercial | Ducted CEE Tier 1
215864966 | Central HP <5.4 tons | AMERICAN STANDARD | HRCU-A-CB (Split System: Heat Pump with Remote Outdoor Unit-Air-Source) | 5A6V8X48A1 |  |  | 5TXCD008AS3 | S8V2D120M5PCB | 45500 | 18.1 | 8.5 | 45500 | 35200 | 77.36% | 2.1 | 0 | 10 |  |  |  | No | R-454B | 3.7917 | Residential & Commercial | Ducted CEE Tier 1
215864970 | Central HP <5.4 tons | AMERICAN STANDARD | HRCU-A-CB (Split System: Heat Pump with Remote Outdoor Unit-Air-Source) | 5A6V8X48A1 |  |  | 5TXCD008AS3 | S8V2C100M5PCB | 45500 | 18.1 | 8.5 | 45500 | 35200 | 77.36% | 2.1 | 0 | 10 |  |  |  | No | R-454B | 3.7917 | Residential & Commercial | Ducted CEE Tier 1
215935446 | Central HP <5.4 tons | HEIL | HRCU-A-CB (Split System: Heat Pump with Remote Outdoor Unit-Air-Source) | H5H3V36*K*AAA* |  |  | EVM5X60M24A*+WALLCON | *96CTN1202422B* | 35600 | 22 | 8.5 | 38000 | 28400 | 74.74% | 2.04 | 0 | 12.5 |  |  |  | No | R-454B | 2.9667 | Residential & Commercial | Ducted CEE Tier 1
215935596 | Central HP <5.4 tons | HEIL | HRCU-A-CB (Split System: Heat Pump with Remote Outdoor Unit-Air-Source) | H5H3V36*K*AAA* |  |  | EVD5X36M21A*+WALLCON | *80CSU0601716A* | 34400 | 21 | 8.5 | 38500 | 28200 | 73.25% | 2.04 | 0 | 11.7 |  |  |  | No | R-454B | 2.8667 | Residential & Commercial | Ducted CEE Tier 1
212971223 | Central HP <5.4 tons | COMFORTMAKER | HRCU-A-CB (Split System: Heat Pump with Remote Outdoor Unit-Air-Source) | DLCURAH24ABK |  |  | EN(A,D)4X30L14** | *80VTL0451412B* | 23400 | 17 | 8.1 | 25800 | 24400 | 94.57% | 2.04 | 0 | 10 |  |  |  | No | R-410A | 1.95 | Residential & Commercial | Ducted CEE Tier 1
212971659 | Central HP <5.4 tons | COMFORTMAKER | HRCU-A-CB (Split System: Heat Pump with Remote Outdoor Unit-Air-Source) | DLCURAH24ABK |  |  | EA*4X36L17A* | *80VTL0701716B* | 23800 | 17 | 8.5 | 26200 | 23800 | 90.84% | 1.98 | 0 | 10 |  |  |  | No | R-410A | 1.9833 | Residential & Commercial | Ducted CEE Tier 1
211242112 | Central HP <5.4 tons | COMFORTMAKER | HRCU-A-CB (Split System: Heat Pump with Remote Outdoor Unit-Air-Source) | DLCURAH24ABK |  |  | EA*4X36L17A* | *80ES(N,L)0901714A* | 24600 | 17 | 8.5 | 26400 | 22200 | 84.09% | 1.84 | 0 | 10 |  |  |  | No | R-410A | 2.05 | Residential & Commercial | Ducted CEE Tier 1
211242564 | Central HP <5.4 tons | COMFORTMAKER | HRCU-A-CB (Split System: Heat Pump with Remote Outdoor Unit-Air-Source) | DLCURAH24ABK |  |  | EA*4X36L21A* | *80ES(N,L)0701712A* | 23400 | 17 | 8.5 | 25600 | 23600 | 92.19% | 1.98 | 0 | 10 |  |  |  | No | R-410A | 1.95 | Residential & Commercial | Ducted CEE Tier 1
211243079 | Central HP <5.4 tons | COMFORTMAKER | HRCU-A-CB (Split System: Heat Pump with Remote Outdoor Unit-Air-Source) | DLCURAH24ABK |  |  | EA*4X37L17A* | *92ESN0601714A* | 24800 | 17 | 8.5 | 25600 | 21400 | 83.59% | 1.8 | 0 | 10.5 |  |  |  | No | R-410A | 2.0667 | Residential & Commercial | Ducted CEE Tier 1
212970935 | Central HP <5.4 tons | COMFORTMAKER | HRCU-A-CB (Split System: Heat Pump with Remote Outdoor Unit-Air-Source) | DLCURAH18ABK |  |  | EN(A,D)4X24L17** | *80VTL0451412B* | 17700 | 16.5 | 8.5 | 18700 | 19100 | 102.1% | 2.3 | 0 | 11 |  |  |  | No | R-410A | 1.475 | Residential & Commercial | Ducted CEE Tier 1
212971439 | Central HP <5.4 tons | COMFORTMAKER | HRCU-A-CB (Split System: Heat Pump with Remote Outdoor Unit-Air-Source) | DLCURAH18ABK |  |  | EA*4X19L17A* | *80VTL0701716B* | 18000 | 16.5 | 8.5 | 18000 | 17800 | 98.89% | 2.14 | 0 | 10.5 |  |  |  | No | R-410A | 1.5 | Residential & Commercial | Ducted CEE Tier 1
212972766 | Central HP <5.4 tons | COMFORTMAKER | HRCU-A-CB (Split System: Heat Pump with Remote Outdoor Unit-Air-Source) | DLCURAH18ABK |  |  | EN(A,D)4X30L17** | *96VSN0401410B* | 17400 | 16 | 8.1 | 18000 | 18700 | 103.9% | 2.24 | 0 | 10.5 |  |  |  | No | R-410A | 1.45 | Residential & Commercial | Ducted CEE Tier 1
212973686 | Central HP <5.4 tons | COMFORTMAKER | HRCU-A-CB (Split System: Heat Pump with Remote Outdoor Unit-Air-Source) | DLCURAH18ABK |  |  | EA*4X30L17A* | *96VSN0801716B* | 17400 | 16 | 8.5 | 18000 | 18700 | 103.9% | 2.26 | 0 | 10.5 |  |  |  | No | R-410A | 1.45 | Residential & Commercial | Ducted CEE Tier 1
215864908 | Central HP <5.4 tons | AMERICAN STANDARD | HRCU-A-CB (Split System: Heat Pump with Remote Outdoor Unit-Air-Source) | 5A6V8X48A1 |  |  | 5PX*DD10AS3 | S8V2D120M5PDB | 45500 | 18.1 | 8.5 | 45000 | 34800 | 77.33% | 2.1 | 0 | 10 |  |  |  | No | R-454B | 3.7917 | Residential & Commercial | Ducted CEE Tier 1
215864944 | Central HP <5.4 tons | AMERICAN STANDARD | HRCU-A-CB (Split System: Heat Pump with Remote Outdoor Unit-Air-Source) | 5A6V8X48A1 |  |  | 5TXCC009AS3 | S8V2C100M5PCB | 46000 | 18.1 | 8.5 | 45500 | 35000 | 76.92% | 2.1 | 0 | 10 |  |  |  | No | R-454B | 3.8333 | Residential & Commercial | Ducted CEE Tier 1
215864976 | Central HP <5.4 tons | AMERICAN STANDARD | HRCU-A-CB (Split System: Heat Pump with Remote Outdoor Unit-Air-Source) | 5A6V8X48A1 |  |  | 5TXCD010AS3 | *UHMD120CCV5+LRP | 46000 | 18.1 | 8.5 | 45000 | 34600 | 76.89% | 2.2 | 0 | 10.5 |  |  |  | No | R-454B | 3.8333 | Residential & Commercial | Ducted CEE Tier 1
215864994 | Central HP <5.4 tons | AMERICAN STANDARD | HRCU-A-CB (Split System: Heat Pump with Remote Outdoor Unit-Air-Source) | 5A6V8X48A1 |  |  | 5TXCD010AS3 | S8V2C080M5PCB | 46000 | 18.1 | 8.5 | 45000 | 34600 | 76.89% | 2.2 | 0 | 10.5 |  |  |  | No | R-454B | 3.8333 | Residential & Commercial | Ducted CEE Tier 1
215865008 | Central HP <5.4 tons | AMERICAN STANDARD | HRCU-A-CB (Split System: Heat Pump with Remote Outdoor Unit-Air-Source) | 5A6V8X60A1 |  |  | 5PX*CD09AS3 | S9V2C100D5PSC+LRP | 54000 | 18.1 | 8.5 | 55500 | 39500 | 71.17% | 1.9 | 0 | 10 |  |  |  | No | R-454B | 4.5 | Residential & Commercial | Ducted CEE Tier 1
215865042 | Central HP <5.4 tons | AMERICAN STANDARD | HRCU-A-CB (Split System: Heat Pump with Remote Outdoor Unit-Air-Source) | 5A6V8X48A1 |  |  | 5TEMCD05AV41+TDR |  | 43500 | 18.1 | 8.5 | 45500 | 34000 | 74.73% | 2.2 | 0 | 11 |  |  |  | No | R-454B | 3.625 | Residential & Commercial | Ducted CEE Tier 1
211243248 | Central HP <5.4 tons | COMFORTMAKER | HRCU-A-CB (Split System: Heat Pump with Remote Outdoor Unit-Air-Source) | DLCURAH24ABK |  |  | EA*4X37L21A* | *96VSN0401712A* | 24000 | 16 | 8.1 | 25000 | 21600 | 86.4% | 1.8 | 0 | 10 |  |  |  | No | R-410A | 2 | Residential & Commercial | Ducted CEE Tier 1
212971637 | Central HP <5.4 tons | COMFORTMAKER | HRCU-A-CB (Split System: Heat Pump with Remote Outdoor Unit-Air-Source) | DLCURAH24ABK |  |  | EA*4X25L17A* | *80VTL0701716B* | 24200 | 17 | 8.5 | 25200 | 21600 | 85.71% | 1.82 | 0 | 10 |  |  |  | No | R-410A | 2.0167 | Residential & Commercial | Ducted CEE Tier 1
212971648 | Central HP <5.4 tons | COMFORTMAKER | HRCU-A-CB (Split System: Heat Pump with Remote Outdoor Unit-Air-Source) | DLCURAH24ABK |  |  | EA*4X30L17A* | *80VTL0701716B* | 23600 | 17 | 8.5 | 26000 | 24000 | 92.31% | 2 | 0 | 10 |  |  |  | No | R-410A | 1.9667 | Residential & Commercial | Ducted CEE Tier 1
212972125 | Central HP <5.4 tons | COMFORTMAKER | HRCU-A-CB (Split System: Heat Pump with Remote Outdoor Unit-Air-Source) | DLCURAH24ABK |  |  | EA*4X36L21A* | *80VTL0902120B* | 23600 | 17 | 8.5 | 26200 | 24000 | 91.6% | 1.98 | 0 | 10 |  |  |  | No | R-410A | 1.9667 | Residential & Commercial | Ducted CEE Tier 1
212972916 | Central HP <5.4 tons | COMFORTMAKER | HRCU-A-CB (Split System: Heat Pump with Remote Outdoor Unit-Air-Source) | DLCURAH24ABK |  |  | EA*4X25L17A* | *96VSN0401410B* | 24000 | 16.5 | 8.1 | 25200 | 21800 | 86.51% | 1.82 | 0 | 10 |  |  |  | No | R-410A | 2 | Residential & Commercial | Ducted CEE Tier 1
212975060 | Central HP <5.4 tons | COMFORTMAKER | HRCU-A-CB (Split System: Heat Pump with Remote Outdoor Unit-Air-Source) | DLCURAH24ABK |  |  | EN(A,D,W)4X36L17** | *96VTN0401410B* | 23400 | 16 | 8.1 | 26400 | 24600 | 93.18% | 2.04 | 0 | 10 |  |  |  | No | R-410A | 1.95 | Residential & Commercial | Ducted CEE Tier 1
213780718 | Central HP <5.4 tons | AIRQUEST | HRCU-A-CB (Split System: Heat Pump with Remote Outdoor Unit-Air-Source) | HVH837GKA2* |  |  | EA*4X36L17A*+WALLCON | *96CTN0801714B* | 31400 | 16.5 | 8.1 | 33200 | 24400 | 73.49% | 1.82 | 0 | 10.5 |  |  |  | No | R-410A | 2.6167 | Residential & Commercial | Ducted CEE Tier 1
213781038 | Central HP <5.4 tons | AIRQUEST | HRCU-A-CB (Split System: Heat Pump with Remote Outdoor Unit-Air-Source) | HVH837GKA2* |  |  | EA*4X42L21A*+WALLCON | *97CMN0801714B* | 31600 | 16.5 | 8.1 | 33400 | 24600 | 73.65% | 1.86 | 0 | 10.5 |  |  |  | No | R-410A | 2.6333 | Residential & Commercial | Ducted CEE Tier 1
214240078 | Central HP <5.4 tons | COMFORTMAKER | HRCU-A-CB (Split System: Heat Pump with Remote Outdoor Unit-Air-Source) | CVH837GKA** |  |  | EN(A,D,W)4X60L24**+WALLCON | *97CMN1202422B* | 32800 | 17.5 | 8.1 | 32200 | 24600 | 76.4% | 1.96 | 0 | 11.7 |  |  |  | No | R-410A | 2.7333 | Residential & Commercial | Ducted CEE Tier 1
214574431 | Central HP <5.4 tons | AIRQUEST | HRCU-A-CB (Split System: Heat Pump with Remote Outdoor Unit-Air-Source) | HVH837GKA2* |  |  | EHD4X60AAL+WALLCON | *97CMN0802120B* | 33000 | 17 | 8.5 | 32200 | 24800 | 77.02% | 2 | 0 | 11.5 |  |  |  | No | R-410A | 2.75 | Residential & Commercial | Ducted CEE Tier 1
214574531 | Central HP <5.4 tons | AIRQUEST | HRCU-A-CB (Split System: Heat Pump with Remote Outdoor Unit-Air-Source) | HVH837GKA2* |  |  | EN(A,D,W)4X42L21**+WALLCON | *95CSU1002122B* | 31800 | 17 | 8.1 | 33000 | 24400 | 73.94% | 1.9 | 0 | 11.5 |  |  |  | No | R-410A | 2.65 | Residential & Commercial | Ducted CEE Tier 1
214574681 | Central HP <5.4 tons | AIRQUEST | HRCU-A-CB (Split System: Heat Pump with Remote Outdoor Unit-Air-Source) | HVH837GKA2* |  |  | EN(A,D)4X48L24**+WALLCON | *96CTN0802120B* | 32400 | 17.5 | 8.5 | 32600 | 24800 | 76.07% | 1.98 | 0 | 11.5 |  |  |  | No | R-410A | 2.7 | Residential & Commercial | Ducted CEE Tier 1
214229128 | Central HP <5.4 tons | COMFORTMAKER | HRCU-A-CB (Split System: Heat Pump with Remote Outdoor Unit-Air-Source) | DLCURAH24ABK |  |  | EA*4X24L17A* | *80MSU0601716A* | 23400 | 17 | 9 | 26200 | 26000 | 99.24% | 2.2 | 0 | 10 |  |  |  | No | R-410A | 1.95 | Residential & Commercial | Ducted CEE Tier 1
211243381 | Central HP <5.4 tons | COMFORTMAKER | HRCU-A-CB (Split System: Heat Pump with Remote Outdoor Unit-Air-Source) | DLCURAH24ABK |  |  | EA*4X37L21A* | *80ESU0401712A* | 24600 | 17.5 | 8.5 | 25200 | 21000 | 83.33% | 1.78 | 0 | 10.5 |  |  |  | No | R-410A | 2.05 | Residential & Commercial | Ducted CEE Tier 1
215935646 | Central HP <5.4 tons | HEIL | HRCU-A-CB (Split System: Heat Pump with Remote Outdoor Unit-Air-Source) | H5H3V36*K*AAA* |  |  | EVD5X36M21A*+WALLCON | *80CTL0901716B* | 34400 | 21 | 8.5 | 38500 | 28200 | 73.25% | 2.04 | 0 | 11.7 |  |  |  | No | R-454B | 2.8667 | Residential & Commercial | Ducted CEE Tier 1
215935796 | Central HP <5.4 tons | HEIL | HRCU-A-CB (Split System: Heat Pump with Remote Outdoor Unit-Air-Source) | H5H3V36*K*AAA* |  |  | EVD5X37M21A*+WALLCON | *96CTN0601714B* | 34600 | 20.5 | 8.5 | 38000 | 27600 | 72.63% | 2.06 | 0 | 11.5 |  |  |  | No | R-454B | 2.8833 | Residential & Commercial | Ducted CEE Tier 1
215935896 | Central HP <5.4 tons | HEIL | HRCU-A-CB (Split System: Heat Pump with Remote Outdoor Unit-Air-Source) | H5H3V36*K*AAA* |  |  | EVD5X38M17A*+WALLCON | *96CTN0601714B* | 35200 | 21 | 8.5 | 38000 | 28000 | 73.68% | 2 | 0 | 11.7 |  |  |  | No | R-454B | 2.9333 | Residential & Commercial | Ducted CEE Tier 1
215936426 | Central HP <5.4 tons | HEIL | HRCU-A-CB (Split System: Heat Pump with Remote Outdoor Unit-Air-Source) | H5H3V36*K*AAA* |  |  | EVD5X49M24A*+WALLCON | *80CSU1002120A* | 35400 | 21.5 | 8.5 | 38500 | 28600 | 74.29% | 2.04 | 0 | 12 |  |  |  | No | R-454B | 2.95 | Residential & Commercial | Ducted CEE Tier 1
215936946 | Central HP <5.4 tons | HEIL | HRCU-A-CB (Split System: Heat Pump with Remote Outdoor Unit-Air-Source) | H5H3V36*K*AAA* |  |  | EVD5X61M24A*+WALLCON | *95CSU1002122B* | 36000 | 22.5 | 8.5 | 37600 | 28200 | 75% | 2.06 | 0 | 12.5 |  |  |  | No | R-454B | 3 | Residential & Commercial | Ducted CEE Tier 1
211243867 | Central HP <5.4 tons | COMFORTMAKER | HRCU-A-CB (Split System: Heat Pump with Remote Outdoor Unit-Air-Source) | DLCURAH24ABK |  |  | EN(A,D)4X24L17** | *96VSN0401410A* | 23400 | 15.5 | 8.5 | 26600 | 24000 | 90.23% | 1.96 | 0 | 10 |  |  |  | No | R-410A | 1.95 | Residential & Commercial | Ducted CEE Tier 1
211243984 | Central HP <5.4 tons | COMFORTMAKER | HRCU-A-CB (Split System: Heat Pump with Remote Outdoor Unit-Air-Source) | DLCURAH24ABK |  |  | EN(A,D)4X24L17** | *80VTL0451412A* | 23800 | 16 | 8.5 | 26800 | 23200 | 86.57% | 1.92 | 0 | 10 |  |  |  | No | R-410A | 1.9833 | Residential & Commercial | Ducted CEE Tier 1
212979824 | Central HP <5.4 tons | AIRQUEST | HRCU-A-CB (Split System: Heat Pump with Remote Outdoor Unit-Air-Source) | DLCURAH24ABK |  |  | EA*4X25L17A* | *80MS(N,L)0901714A* | 24200 | 17 | 8.5 | 25200 | 21800 | 86.51% | 1.82 | 0 | 10 |  |  |  | No | R-410A | 2.0167 | Residential & Commercial | Ducted CEE Tier 1
212981811 | Central HP <5.4 tons | AIRQUEST | HRCU-A-CB (Split System: Heat Pump with Remote Outdoor Unit-Air-Source) | DLCURAH24ABK |  |  | EN(A,D)4X36L21** | *80MSU1002120A* | 23400 | 16.5 | 8.1 | 26200 | 24800 | 94.66% | 2.08 | 0 | 10 |  |  |  | No | R-410A | 1.95 | Residential & Commercial | Ducted CEE Tier 1
211240258 | Central HP <5.4 tons | COMFORTMAKER | HRCU-A-CB (Split System: Heat Pump with Remote Outdoor Unit-Air-Source) | DLCURAH24ABK |  |  | EA*4X24L14A* | *80VTL0451412A* | 23800 | 16.5 | 8.5 | 26800 | 24000 | 89.55% | 1.98 | 0 | 10 |  |  |  | No | R-410A | 1.9833 | Residential & Commercial | Ducted CEE Tier 1
211245748 | Central HP <5.4 tons | COMFORTMAKER | HRCU-A-CB (Split System: Heat Pump with Remote Outdoor Unit-Air-Source) | DLCURAH24ABK |  |  | EN(A,D)4X36L21** | *80ESU0601716A | 24800 | 16.5 | 8.5 | 26600 | 22200 | 83.46% | 1.84 | 0 | 10.5 |  |  |  | No | R-410A | 2.0667 | Residential & Commercial | Ducted CEE Tier 1
214229365 | Central HP <5.4 tons | BRYANT HEATING AND COOLING SYSTEMS | HRCU-A-CB (Split System: Heat Pump with Remote Outdoor Unit-Air-Source) | 38MURAQ24AB3* |  |  | CAP**3621AL* | 83*SB60080M21*** | 23600 | 17.5 | 8.5 | 25600 | 23400 | 91.41% | 1.94 | 0 | 10 |  |  |  | No | R-410A | 1.9667 | Residential & Commercial | Ducted CEE Tier 1
211240200 | Central HP <5.4 tons | CARRIER | HRCU-A-CB (Split System: Heat Pump with Remote Outdoor Unit-Air-Source) | 38MURAQ24AB3* |  |  | CNPV*3621AL* | 59SC5B080E17**16 | 24600 | 15.5 | 8.1 | 26800 | 22200 | 82.84% | 1.82 | 0 | 10 |  |  |  | No | R-410A | 2.05 | Residential & Commercial | Ducted CEE Tier 1
212972696 | Central HP <5.4 tons | COMFORTMAKER | HRCU-A-CB (Split System: Heat Pump with Remote Outdoor Unit-Air-Source) | DLCURAH18ABK |  |  | EA*4X25L17A* | *96VSN0401410B* | 17700 | 16 | 8.1 | 17800 | 17800 | 100% | 2.14 | 0 | 10.5 |  |  |  | No | R-410A | 1.475 | Residential & Commercial | Ducted CEE Tier 1
212973296 | Central HP <5.4 tons | COMFORTMAKER | HRCU-A-CB (Split System: Heat Pump with Remote Outdoor Unit-Air-Source) | DLCURAH18ABK |  |  | EA*4X19L17A* | *96VSN0601412B* | 17700 | 16.5 | 8.1 | 17700 | 17900 | 101.1% | 2.16 | 0 | 10.5 |  |  |  | No | R-410A | 1.475 | Residential & Commercial | Ducted CEE Tier 1
215487724 | Central HP <5.4 tons | AMANA | HRCU-A-CB (Split System: Heat Pump with Remote Outdoor Unit-Air-Source) | AZV7SA4210A* |  |  | CHPEA4830*3A* | A*VM971005CNB* | 40500 | 16.5 | 8.6 | 41000 | 31000 | 75.61% | 2 | 0 | 10 |  |  |  | No | R-32 | 3.375 | Residential & Commercial | Ducted CEE Tier 1
215487735 | Central HP <5.4 tons | AMANA | HRCU-A-CB (Split System: Heat Pump with Remote Outdoor Unit-Air-Source) | AZV7SA4210A* |  |  | CHPEA6030*3A* | A*VM971205DNB* | 40500 | 17 | 8.6 | 41000 | 31000 | 75.61% | 2 | 0 | 10 |  |  |  | No | R-32 | 3.375 | Residential & Commercial | Ducted CEE Tier 1
215487738 | Central HP <5.4 tons | AMANA | HRCU-A-CB (Split System: Heat Pump with Remote Outdoor Unit-Air-Source) | AZV7SA4210A* |  |  | CHPEA6030*3A* | A*VC800805D*A* | 40500 | 17 | 8.6 | 41000 | 31000 | 75.61% | 2 | 0 | 10 |  |  |  | No | R-32 | 3.375 | Residential & Commercial | Ducted CEE Tier 1
215937106 | Central HP <5.4 tons | HEIL | HRCU-A-CB (Split System: Heat Pump with Remote Outdoor Unit-Air-Source) | H5H3V48*K*AAA* |  |  | EVM5X48M21A*+WALLCON | *96CTN0801714B* | 43000 | 19 | 8.1 | 53000 | 37600 | 70.94% | 2 | 0 | 11 |  |  |  | No | R-454B | 3.5833 | Residential & Commercial | Ducted CEE Tier 1
215937326 | Central HP <5.4 tons | HEIL | HRCU-A-CB (Split System: Heat Pump with Remote Outdoor Unit-Air-Source) | H5H3V48*K*AAA* |  |  | EVM5X60M21A*+WALLCON | *80CTL0901716B* | 44500 | 20.5 | 8.1 | 53500 | 37600 | 70.28% | 1.95 | 0 | 11.5 |  |  |  | No | R-454B | 3.7083 | Residential & Commercial | Ducted CEE Tier 1
215937426 | Central HP <5.4 tons | HEIL | HRCU-A-CB (Split System: Heat Pump with Remote Outdoor Unit-Air-Source) | H5H3V48*K*AAA* |  |  | EVM5X60M21A*+WALLCON | *96CTN0801714B* | 44000 | 20 | 8.1 | 53500 | 37600 | 70.28% | 2 | 0 | 11.5 |  |  |  | No | R-454B | 3.6667 | Residential & Commercial | Ducted CEE Tier 1
215937026 | Central HP <5.4 tons | HEIL | HRCU-A-CB (Split System: Heat Pump with Remote Outdoor Unit-Air-Source) | H5H3V48*K*AAA* |  |  | EVM5X48M21A*+WALLCON | *80CTL1102120B* | 44500 | 20 | 8.1 | 52000 | 38000 | 73.08% | 1.9 | 0 | 11 |  |  |  | No | R-454B | 3.7083 | Residential & Commercial | Ducted CEE Tier 1
216051341 | Central HP <5.4 tons | MIDEA | HRCU-A-CB (Split System: Heat Pump with Remote Outdoor Unit-Air-Source) | MDV-V18WMN10T |  |  | MVME24B2MN10TB |  | 18000 | 17.1 | 9.25 | 18000 | 18000 | 100% | 1.95 | 0 | 12 |  |  |  | No | R-454B | 1.5 | Residential & Commercial | Ducted CEE Tier 1
207256440 | Central HP <5.4 tons | GREE | HRCU-A-CB (Split System: Heat Pump with Remote Outdoor Unit-Air-Source) | FLEXX36HP230V1AO |  |  | FLEXX24HP230V1BH |  | 24000 | 17 | 9 | 24000 | 22000 | 91.67% | 1.8 | 12.5 | 12 |  |  |  | No | R-410A | 2 | Residential & Commercial | Ducted CEE Tier 1
207256441 | Central HP <5.4 tons | GREE | HRCU-A-CB (Split System: Heat Pump with Remote Outdoor Unit-Air-Source) | FLEXX36HP230V1AO |  |  | FLEXX36HP230V1BH |  | 34000 | 16 | 9 | 35000 | 28000 | 80% | 1.8 | 10 | 10 |  |  |  | No | R-410A | 2.8333 | Residential & Commercial | Ducted CEE Tier 1
214610240 | Central HP <5.4 tons | GREE | HRCU-A-CB (Split System: Heat Pump with Remote Outdoor Unit-Air-Source) | GUD24W2/NHE-D(U) |  |  | GUD24AH2/E-D(U) |  | 24000 | 16 | 9.5 | 24000 | 24000 | 100% | 1.8 | 0 | 11.7 |  |  |  | No | R-32 | 2 | Residential & Commercial | Ducted CEE Tier 1
215449707 | Central HP <5.4 tons | CanAir | HRCU-A-CB (Split System: Heat Pump with Remote Outdoor Unit-Air-Source) | 4CDH2036C21 |  |  | 4CDH2036F21 |  | 36000 | 17.3 | 10.3 | 37000 | 39000 | 105.4% | 1.9 | 0 | 11.7 |  |  |  | No | R-454B | 3 | Residential & Commercial | Ducted CEE Tier 1
215935746 | Central HP <5.4 tons | HEIL | HRCU-A-CB (Split System: Heat Pump with Remote Outdoor Unit-Air-Source) | H5H3V36*K*AAA* |  |  | EVD5X36M21A*+WALLCON | *97CMN1002122B* | 34400 | 21 | 8.5 | 38500 | 28000 | 72.73% | 2.06 | 0 | 12 |  |  |  | No | R-454B | 2.8667 | Residential & Commercial | Ducted CEE Tier 1
215936246 | Central HP <5.4 tons | HEIL | HRCU-A-CB (Split System: Heat Pump with Remote Outdoor Unit-Air-Source) | H5H3V36*K*AAA* |  |  | EVD5X42M24A*+WALLCON | *97CMN1202422B* | 35400 | 22 | 8.5 | 38000 | 28400 | 74.74% | 2.04 | 0 | 12.5 |  |  |  | No | R-454B | 2.95 | Residential & Commercial | Ducted CEE Tier 1
215936296 | Central HP <5.4 tons | HEIL | HRCU-A-CB (Split System: Heat Pump with Remote Outdoor Unit-Air-Source) | H5H3V36*K*AAA* |  |  | EVD5X48M24A*+WALLCON | *80CSU1002120A* | 35000 | 21.5 | 8.5 | 38500 | 28400 | 73.77% | 2.04 | 0 | 12 |  |  |  | No | R-454B | 2.9167 | Residential & Commercial | Ducted CEE Tier 1
215936696 | Central HP <5.4 tons | HEIL | HRCU-A-CB (Split System: Heat Pump with Remote Outdoor Unit-Air-Source) | H5H3V36*K*AAA* |  |  | EVD5X60M21A*+WALLCON | *97CMN0802120B* | 35600 | 21.5 | 8.5 | 38000 | 28600 | 75.26% | 2.02 | 0 | 12.5 |  |  |  | No | R-454B | 2.9667 | Residential & Commercial | Ducted CEE Tier 1
213479416 | Central HP <5.4 tons | CanAir | HRCU-A-C (Split System: Heat Pump with Remote Outdoor Unit with No Indoor Fan --Air Source) | CDH2036C22 |  |  | MAC-36HWDN1-MN0 |  | 35000 | 15.2 | 8.5 | 36000 | 30000 | 83.33% | 1.8 | 0 | 10 |  |  |  | No | R-410A | 2.9167 | Residential & Commercial | Ducted CEE Tier 1
214242400 | Central HP <5.4 tons | COMFORTMAKER | HRCU-A-CB (Split System: Heat Pump with Remote Outdoor Unit-Air-Source) | CVH825GKA2* |  |  | EN(A,D)4X24L14**+WALLCON | *80CTL0701412B* | 23200 | 16 | 8.1 | 22000 | 16800 | 76.36% | 1.94 | 0 | 10.5 |  |  |  | No | R-410A | 1.9333 | Residential & Commercial | Ducted CEE Tier 1
214242700 | Central HP <5.4 tons | COMFORTMAKER | HRCU-A-CB (Split System: Heat Pump with Remote Outdoor Unit-Air-Source) | CVH825GKA2* |  |  | EN(A,D,W)4X36L17**+WALLCON | *97CMN0801714B* | 23400 | 16.5 | 8.1 | 21600 | 16700 | 77.31% | 1.92 | 0 | 10.5 |  |  |  | No | R-410A | 1.95 | Residential & Commercial | Ducted CEE Tier 1
215931543 | Central HP <5.4 tons | TEMPSTAR | HRCU-A-CB (Split System: Heat Pump with Remote Outdoor Unit-Air-Source) | T5H3V60*K*AAA* |  |  | EA*5X60M24A*+WALLCON | *80CTL0702120B* | 55500 | 18 | 8.1 | 60500 | 46500 | 76.86% | 1.95 | 0 | 11 |  |  |  | No | R-454B | 4.625 | Residential & Commercial | Ducted CEE Tier 1
215931693 | Central HP <5.4 tons | TEMPSTAR | HRCU-A-CB (Split System: Heat Pump with Remote Outdoor Unit-Air-Source) | T5H3V60*K*AAA* |  |  | EA*5X61M24A*+WALLCON | *80CTL0702120B* | 56500 | 18.5 | 8.5 | 60500 | 47000 | 77.69% | 2.02 | 0 | 11 |  |  |  | No | R-454B | 4.7083 | Residential & Commercial | Ducted CEE Tier 1
207706571 | Central HP <5.4 tons | CanAir | HRCU-A-CB (Split System: Heat Pump with Remote Outdoor Unit-Air-Source) | CDH2036C21 |  |  | CDH2036F21 |  | 36000 | 16 | 9.5 | 40000 | 34400 | 86% | 1.97 | 10.5 | 10 |  |  |  | No | R-410A | 3 | Residential & Commercial | Ducted CEE Tier 1
213079050 | Central HP <5.4 tons | COMFORTMAKER | HRCU-A-CB (Split System: Heat Pump with Remote Outdoor Unit-Air-Source) | DLCURAH36ABK |  |  | END4X42L17** | *80MSU0401712A* | 35400 | 15.5 | 8.5 | 39000 | 34800 | 89.23% | 1.94 | 0 | 10 |  |  |  | No | R-410A | 2.95 | Residential & Commercial | Ducted CEE Tier 1
207706569 | Central HP <5.4 tons | CanAir | HRCU-A-CB (Split System: Heat Pump with Remote Outdoor Unit-Air-Source) | CDH2024C21 |  |  | CDH2024F21 |  | 24000 | 17.4 | 10 | 24000 | 22600 | 94.17% | 1.91 | 12.5 | 11.7 |  |  |  | No | R-410A | 2 | Residential & Commercial | Ducted CEE Tier 1
207706568 | Central HP <5.4 tons | CanAir | HRCU-A-CB (Split System: Heat Pump with Remote Outdoor Unit-Air-Source) | CDH2018C21 |  |  | CDH2018F21 |  | 18000 | 18 | 9.3 | 19000 | 16500 | 86.84% | 2.04 | 12.5 | 12.4 |  |  |  | No | R-410A | 1.5 | Residential & Commercial | Ducted CEE Tier 1
211392643 | Central HP <5.4 tons | JOHNSON CONTROLS | HRCU-A-CB (Split System: Heat Pump with Remote Outdoor Unit-Air-Source) | HMH72B341 |  |  | XAFB36DBCN1 | TM8E060A12MP11 | 34000 | 18 | 8.1 | 33800 | 23800 | 70.41% | 2.06 | 0 | 10 |  |  |  | No | R-410A | 2.8333 | Residential & Commercial | Ducted CEE Tier 1
211393393 | Central HP <5.4 tons | JOHNSON CONTROLS | HRCU-A-CB (Split System: Heat Pump with Remote Outdoor Unit-Air-Source) | HMH72B341 |  |  | XAFC30CXXN1+TXV | TL8E100C20UH11 | 33400 | 17.5 | 8.5 | 33000 | 23200 | 70.3% | 2.06 | 0 | 10 |  |  |  | No | R-410A | 2.7833 | Residential & Commercial | Ducted CEE Tier 1
215319151 | Central HP <5.4 tons | AIRQUEST | HRCU-A-CB (Split System: Heat Pump with Remote Outdoor Unit-Air-Source) | D5CURAH48AAK |  |  | D5FUAAH48XAK |  | 48000 | 16 | 8.5 | 48000 | 38000 | 79.17% | 1.85 | 0 | 10 |  |  |  | No | R-454B | 4 | Residential & Commercial | Ducted CEE Tier 1
215937896 | Central HP <5.4 tons | HEIL | HRCU-A-CB (Split System: Heat Pump with Remote Outdoor Unit-Air-Source) | H5H3V48*K*AAA* |  |  | EVD5X48M24A*+WALLCON | *80CTL1102120B* | 45000 | 20.5 | 8.1 | 52000 | 38000 | 73.08% | 1.9 | 0 | 11 |  |  |  | No | R-454B | 3.75 | Residential & Commercial | Ducted CEE Tier 1
213815250 | Central HP <5.4 tons | AMANA | HRCU-A-CB (Split System: Heat Pump with Remote Outdoor Unit-Air-Source) | ASZS601810A* |  |  | CA*EA2422*4A*+MBVK16CP1X00A* |  | 16600 | 17.5 | 8.5 | 17400 | 13000 | 74.71% | 2.1 | 0 | 10.9 |  |  |  | No | R-410A | 1.3833 | Residential & Commercial | Ducted CEE Tier 1
211391990 | Central HP <5.4 tons | JOHNSON CONTROLS | HRCU-A-CB (Split System: Heat Pump with Remote Outdoor Unit-Air-Source) | HMH72B341 |  |  | XAHC36DXXN1+TXV | TMLE080C16MP11 | 33600 | 17.5 | 8.1 | 32800 | 23200 | 70.73% | 2.04 | 0 | 10 |  |  |  | No | R-410A | 2.8 | Residential & Commercial | Ducted CEE Tier 1
211393272 | Central HP <5.4 tons | JOHNSON CONTROLS | HRCU-A-CB (Split System: Heat Pump with Remote Outdoor Unit-Air-Source) | HMH72B341 |  |  | XAUB36DXXN1+TXV | TL9E060B12UH11 | 33400 | 17.5 | 8.1 | 33000 | 23200 | 70.3% | 2.02 | 0 | 10 |  |  |  | No | R-410A | 2.7833 | Residential & Commercial | Ducted CEE Tier 1
211393363 | Central HP <5.4 tons | JOHNSON CONTROLS | HRCU-A-CB (Split System: Heat Pump with Remote Outdoor Unit-Air-Source) | HMH72B341 |  |  | XAFC36DXXN1+TXV | TL8E100C20UH11 | 34000 | 17.5 | 8.5 | 34000 | 24000 | 70.59% | 2.12 | 0 | 10 |  |  |  | No | R-410A | 2.8333 | Residential & Commercial | Ducted CEE Tier 1
214239292 | Central HP <5.4 tons | TEMPSTAR | HRCU-A-CB (Split System: Heat Pump with Remote Outdoor Unit-Air-Source) | TVH837GKA2* |  |  | EN(A,D)4X48L24**+WALLCON | *80CTL0902120B* | 32400 | 17 | 8.1 | 32600 | 24600 | 75.46% | 1.96 | 0 | 11.7 |  |  |  | No | R-410A | 2.7 | Residential & Commercial | Ducted CEE Tier 1
215449708 | Central HP <5.4 tons | CanAir | HRCU-A-CB (Split System: Heat Pump with Remote Outdoor Unit-Air-Source) | 4CDH2048C21 |  |  | 4CDH2048F21 |  | 48000 | 16.5 | 9.5 | 50000 | 46000 | 92% | 1.9 | 0 | 10.5 |  |  |  | No | R-454B | 4 | Residential & Commercial | Ducted CEE Tier 1
214239022 | Central HP <5.4 tons | TEMPSTAR | HRCU-A-CB (Split System: Heat Pump with Remote Outdoor Unit-Air-Source) | TVH837GKA2* |  |  | END4X42L17**+WALLCON | *97CMN0801714B* | 32000 | 16.5 | 8.1 | 33200 | 24800 | 74.7% | 1.88 | 0 | 11 |  |  |  | No | R-410A | 2.6667 | Residential & Commercial | Ducted CEE Tier 1
215434434 | Central HP <5.4 tons | GOODMAN | HRCU-A-CB (Split System: Heat Pump with Remote Outdoor Unit-Air-Source) | GZV7SA4810A* |  |  | CA*EA6030*3A* | G*VM971005CNA* | 45500 | 16.2 | 8.8 | 47000 | 33600 | 71.49% | 2 | 0 | 10 |  |  |  | No | R-32 | 3.7917 | Residential & Commercial | Ducted CEE Tier 1
215434436 | Central HP <5.4 tons | GOODMAN | HRCU-A-CB (Split System: Heat Pump with Remote Outdoor Unit-Air-Source) | GZV7SA4810A* |  |  | CA*EA6030*3A* | G*VT961005DNA* | 45500 | 16.5 | 8.8 | 47000 | 33600 | 71.49% | 2 | 0 | 10 |  |  |  | No | R-32 | 3.7917 | Residential & Commercial | Ducted CEE Tier 1
215434439 | Central HP <5.4 tons | GOODMAN | HRCU-A-CB (Split System: Heat Pump with Remote Outdoor Unit-Air-Source) | GZV7SA4810A* |  |  | CHPEA4830*3A* | G*VS800805CUA* | 45500 | 16.5 | 8.5 | 46000 | 33600 | 73.04% | 2 | 0 | 10 |  |  |  | No | R-32 | 3.7917 | Residential & Commercial | Ducted CEE Tier 1
215434464 | Central HP <5.4 tons | GOODMAN | HRCU-A-CB (Split System: Heat Pump with Remote Outdoor Unit-Air-Source) | GZV7SA4810A* |  |  | CHPEA6030*3A* | G*VM971205DNA* | 45500 | 16.5 | 8.5 | 46500 | 33600 | 72.26% | 2 | 0 | 10 |  |  |  | No | R-32 | 3.7917 | Residential & Commercial | Ducted CEE Tier 1
215937476 | Central HP <5.4 tons | HEIL | HRCU-A-CB (Split System: Heat Pump with Remote Outdoor Unit-Air-Source) | H5H3V48*K*AAA* |  |  | EVM5X60M24A*+WALLCON | *80CTL1102120B* | 45500 | 21 | 8.1 | 52500 | 38000 | 72.38% | 1.95 | 0 | 11.5 |  |  |  | No | R-454B | 3.7917 | Residential & Commercial | Ducted CEE Tier 1
215937966 | Central HP <5.4 tons | HEIL | HRCU-A-CB (Split System: Heat Pump with Remote Outdoor Unit-Air-Source) | H5H3V48*K*AAA* |  |  | EVD5X48M24A*+WALLCON | *97CMN1202422B* | 44500 | 20 | 8.1 | 52000 | 38000 | 73.08% | 1.9 | 0 | 11 |  |  |  | No | R-454B | 3.7083 | Residential & Commercial | Ducted CEE Tier 1
215937986 | Central HP <5.4 tons | HEIL | HRCU-A-CB (Split System: Heat Pump with Remote Outdoor Unit-Air-Source) | H5H3V48*K*AAA* |  |  | EVD5X48M24A*+WALLCON | *96CTN1202422B* | 45000 | 20.5 | 8.1 | 52000 | 38000 | 73.08% | 1.9 | 0 | 11 |  |  |  | No | R-454B | 3.75 | Residential & Commercial | Ducted CEE Tier 1
214239322 | Central HP <5.4 tons | TEMPSTAR | HRCU-A-CB (Split System: Heat Pump with Remote Outdoor Unit-Air-Source) | TVH837GKA2* |  |  | EN(A,D)4X48L24**+WALLCON | *97CMN1002122B* | 32400 | 17 | 8.1 | 32600 | 24600 | 75.46% | 1.96 | 0 | 11.7 |  |  |  | No | R-410A | 2.7 | Residential & Commercial | Ducted CEE Tier 1
215319143 | Central HP <5.4 tons | AIRQUEST | HRCU-A-CB (Split System: Heat Pump with Remote Outdoor Unit-Air-Source) | D5CUHAH36AAK |  |  | D5FUAAH36XAK |  | 36000 | 17.4 | 10.3 | 37000 | 39000 | 105.4% | 1.9 | 0 | 11.7 |  |  |  | No | R-454B | 3 | Residential & Commercial | Ducted CEE Tier 1
214242920 | Central HP <5.4 tons | COMFORTMAKER | HRCU-A-CB (Split System: Heat Pump with Remote Outdoor Unit-Air-Source) | CVH825GKA2* |  |  | END4X42L17**+WALLCON | *97CMN0801714B* | 23800 | 16.5 | 8.1 | 21400 | 16700 | 78.04% | 1.98 | 0 | 11 |  |  |  | No | R-410A | 1.9833 | Residential & Commercial | Ducted CEE Tier 1
213479415 | Central HP <5.4 tons | CanAir | HRCU-A-CB (Split System: Heat Pump with Remote Outdoor Unit-Air-Source) | CDH2036C22 |  |  | CDH2036F21 |  | 35000 | 16.3 | 9.5 | 39000 | 38000 | 97.44% | 1.8 | 0 | 11.7 |  |  |  | No | R-410A | 2.9167 | Residential & Commercial | Ducted CEE Tier 1
210609967 | Central HP <5.4 tons | GOODMAN | HRCU-A-CB (Split System: Heat Pump with Remote Outdoor Unit-Air-Source) | GSZV903610A* |  |  | AMVE48DP1400A* |  | 33600 | 19 | 8.2 | 33600 | 24400 | 72.62% | 1.8 | 0 | 12 |  |  |  | No | R-410A | 2.8 | Residential & Commercial | Ducted CEE Tier 1
215865044 | Central HP <5.4 tons | AMERICAN STANDARD | HRCU-A-CB (Split System: Heat Pump with Remote Outdoor Unit-Air-Source) | 5A6V8X48A1 |  |  | 5TEMCD07AV51+TDR |  | 46500 | 18.1 | 8.5 | 45000 | 34400 | 76.44% | 2.2 | 0 | 11.2 |  |  |  | No | R-454B | 3.875 | Residential & Commercial | Ducted CEE Tier 1
215865076 | Central HP <5.4 tons | AMERICAN STANDARD | HRCU-A-CB (Split System: Heat Pump with Remote Outdoor Unit-Air-Source) | 5A6V8X60A1 |  |  | 5TXCC009AS3+P0V0C000M50SD+LRP |  | 54500 | 18.1 | 8.5 | 55000 | 39500 | 71.82% | 2 | 0 | 10.5 |  |  |  | No | R-454B | 4.5417 | Residential & Commercial | Ducted CEE Tier 1
215319157 | Central HP <5.4 tons | AIRQUEST | HRCU-A-CB (Split System: Heat Pump with Remote Outdoor Unit-Air-Source) | D5CSHAH24AAK |  |  | D5FSAAH24XBK |  | 23000 | 18.8 | 10 | 26000 | 23600 | 90.77% | 2.16 | 0 | 12 |  |  |  | No | R-454B | 1.9167 | Residential & Commercial | Ducted CEE Tier 1
215937479 | Central HP <5.4 tons | COMFORTMAKER | HRCU-A-CB (Split System: Heat Pump with Remote Outdoor Unit-Air-Source) | C5H3V48*K*AAA* |  |  | EVM5X60M24A*+WALLCON | *80CTL1102120B* | 45500 | 21 | 8.1 | 52500 | 38000 | 72.38% | 1.95 | 0 | 11.5 |  |  |  | No | R-454B | 3.7917 | Residential & Commercial | Ducted CEE Tier 1
215319160 | Central HP <5.4 tons | AIRQUEST | HRCU-A-CB (Split System: Heat Pump with Remote Outdoor Unit-Air-Source) | D5CSRAH24AAK |  |  | D5FSAAH24XBK |  | 24000 | 19.8 | 9 | 25000 | 18000 | 72% | 2.2 | 0 | 11.7 |  |  |  | No | R-454B | 2 | Residential & Commercial | Ducted CEE Tier 1
213772406 | Central HP <5.4 tons | BRYANT HEATING AND COOLING SYSTEMS | HRCU-A-CB (Split System: Heat Pump with Remote Outdoor Unit-Air-Source) | 288BNV025*0**B* |  |  | CSPH*4212AL*+UI | 986TD66100C21*** | 24200 | 16 | 8.1 | 21400 | 16600 | 77.57% | 2 | 0 | 10.5 |  |  |  | No | R-410A | 2.0167 | Residential & Commercial | Ducted CEE Tier 1
213772486 | Central HP <5.4 tons | BRYANT HEATING AND COOLING SYSTEMS | HRCU-A-CB (Split System: Heat Pump with Remote Outdoor Unit-Air-Source) | 288BNV025*0**B* |  |  | CSPH*4812AL*+UI | 88*TB66135C24*** | 24200 | 16 | 8.1 | 21200 | 16600 | 78.3% | 2.02 | 0 | 11 |  |  |  | No | R-410A | 2.0167 | Residential & Commercial | Ducted CEE Tier 1
213772536 | Central HP <5.4 tons | BRYANT HEATING AND COOLING SYSTEMS | HRCU-A-CB (Split System: Heat Pump with Remote Outdoor Unit-Air-Source) | 288BNV025*0**B* |  |  | CSPH*4812AL*+UI | 987MC66120C24*** | 24200 | 16 | 8.1 | 21200 | 16600 | 78.3% | 2.02 | 0 | 10.5 |  |  |  | No | R-410A | 2.0167 | Residential & Commercial | Ducted CEE Tier 1
215935496 | Central HP <5.4 tons | HEIL | HRCU-A-CB (Split System: Heat Pump with Remote Outdoor Unit-Air-Source) | H5H3V36*K*AAA* |  |  | EVM5X61M24A*+WALLCON | *97CMN0602120B* | 35800 | 21.5 | 8.5 | 38000 | 28600 | 75.26% | 2.06 | 0 | 12 |  |  |  | No | R-454B | 2.9833 | Residential & Commercial | Ducted CEE Tier 1
215935996 | Central HP <5.4 tons | HEIL | HRCU-A-CB (Split System: Heat Pump with Remote Outdoor Unit-Air-Source) | H5H3V36*K*AAA* |  |  | EVD5X42M21A*+WALLCON | *80CTL0702120B* | 34400 | 21 | 8.5 | 38500 | 28200 | 73.25% | 2.04 | 0 | 11.7 |  |  |  | No | R-454B | 2.8667 | Residential & Commercial | Ducted CEE Tier 1
215936756 | Central HP <5.4 tons | HEIL | HRCU-A-CB (Split System: Heat Pump with Remote Outdoor Unit-Air-Source) | H5H3V36*K*AAA* |  |  | EVD5X60M24A*+WALLCON | *80CTL0902120B* | 35600 | 22 | 8.5 | 38000 | 28400 | 74.74% | 2.04 | 0 | 12.5 |  |  |  | No | R-454B | 2.9667 | Residential & Commercial | Ducted CEE Tier 1
215434089 | Central HP <5.4 tons | GOODMAN | HRCU-A-CB (Split System: Heat Pump with Remote Outdoor Unit-Air-Source) | GZV7SA2410A* |  |  | CA*EA3022*3A* | G*VT800804C*A* | 23200 | 19 | 8.6 | 23200 | 17000 | 73.28% | 2 | 0 | 11 |  |  |  | No | R-32 | 1.9333 | Residential & Commercial | Ducted CEE Tier 1
215434094 | Central HP <5.4 tons | GOODMAN | HRCU-A-CB (Split System: Heat Pump with Remote Outdoor Unit-Air-Source) | GZV7SA2410A* |  |  | CA*EA3022*3A* | G*VT960803BNA* | 23200 | 19 | 8.6 | 23200 | 17000 | 73.28% | 2 | 0 | 11 |  |  |  | No | R-32 | 1.9333 | Residential & Commercial | Ducted CEE Tier 1
215434103 | Central HP <5.4 tons | GOODMAN | HRCU-A-CB (Split System: Heat Pump with Remote Outdoor Unit-Air-Source) | GZV7SA2410A* |  |  | CA*EA3626*3A* | G*VS960603BUA* | 23200 | 19 | 8.6 | 23200 | 17000 | 73.28% | 2 | 0 | 11 |  |  |  | No | R-32 | 1.9333 | Residential & Commercial | Ducted CEE Tier 1
216091303 | Central HP <5.4 tons | COMFORTMAKER | HRCU-A-CB (Split System: Heat Pump with Remote Outdoor Unit-Air-Source) | DLCSRBH24AAK |  |  | 40MBABQ24XB3 |  | 23000 | 18.4 | 9.3 | 26000 | 21200 | 81.54% | 1.9 | 12.5 | 11.7 |  |  |  | No | R-410A | 1.9167 | Residential & Commercial | Ducted CEE Tier 1
215434107 | Central HP <5.4 tons | GOODMAN | HRCU-A-CB (Split System: Heat Pump with Remote Outdoor Unit-Air-Source) | GZV7SA2410A* |  |  | CA*EA3626*3A* | G*VT800803B*A* | 23200 | 19 | 8.6 | 23200 | 17000 | 73.28% | 2 | 0 | 11 |  |  |  | No | R-32 | 1.9333 | Residential & Commercial | Ducted CEE Tier 1
215319155 | Central HP <5.4 tons | AIRQUEST | HRCU-A-CB (Split System: Heat Pump with Remote Outdoor Unit-Air-Source) | D5CUHAH48AAK |  |  | D5FUHAH60XAK |  | 48000 | 17.5 | 9.5 | 48000 | 48000 | 100% | 2 | 0 | 12 |  |  |  | No | R-454B | 4 | Residential & Commercial | Ducted CEE Tier 1
215434447 | Central HP <5.4 tons | GOODMAN | HRCU-A-CB (Split System: Heat Pump with Remote Outdoor Unit-Air-Source) | GZV7SA4810A* |  |  | CHPEA4830*3A* | G*VM971005CNA* | 45500 | 16.2 | 8.5 | 46000 | 33600 | 73.04% | 2 | 0 | 10 |  |  |  | No | R-32 | 3.7917 | Residential & Commercial | Ducted CEE Tier 1
215434454 | Central HP <5.4 tons | GOODMAN | HRCU-A-CB (Split System: Heat Pump with Remote Outdoor Unit-Air-Source) | GZV7SA4810A* |  |  | CHPEA6030*3A* | G*VT800805C*A* | 45500 | 16.5 | 8.5 | 46500 | 33600 | 72.26% | 2 | 0 | 10 |  |  |  | No | R-32 | 3.7917 | Residential & Commercial | Ducted CEE Tier 1
215434442 | Central HP <5.4 tons | GOODMAN | HRCU-A-CB (Split System: Heat Pump with Remote Outdoor Unit-Air-Source) | GZV7SA4810A* |  |  | CHPEA4830*3A* | G*VT801005C*A* | 45500 | 16.5 | 8.5 | 46000 | 33600 | 73.04% | 2 | 0 | 10 |  |  |  | No | R-32 | 3.7917 | Residential & Commercial | Ducted CEE Tier 1
215434457 | Central HP <5.4 tons | GOODMAN | HRCU-A-CB (Split System: Heat Pump with Remote Outdoor Unit-Air-Source) | GZV7SA4810A* |  |  | CHPEA6030*3A* | G*VT960804CNA* | 45500 | 16.2 | 8.5 | 46500 | 33600 | 72.26% | 2 | 0 | 10 |  |  |  | No | R-32 | 3.7917 | Residential & Commercial | Ducted CEE Tier 1
215434459 | Central HP <5.4 tons | GOODMAN | HRCU-A-CB (Split System: Heat Pump with Remote Outdoor Unit-Air-Source) | GZV7SA4810A* |  |  | CHPEA6030*3A* | G*VM970804CNA* | 45500 | 16.2 | 8.5 | 46500 | 33600 | 72.26% | 2 | 0 | 10 |  |  |  | No | R-32 | 3.7917 | Residential & Commercial | Ducted CEE Tier 1
212974735 | Central HP <5.4 tons | COMFORTMAKER | HRCU-A-CB (Split System: Heat Pump with Remote Outdoor Unit-Air-Source) | DLCURAH18ABK |  |  | EN(A,D)4X30L14** | *96VTN0401410B* | 17400 | 16 | 8.1 | 18000 | 18600 | 103.3% | 2.22 | 0 | 10.5 |  |  |  | No | R-410A | 1.45 | Residential & Commercial | Ducted CEE Tier 1
212989304 | Central HP <5.4 tons | HEIL | HRCU-A-CB (Split System: Heat Pump with Remote Outdoor Unit-Air-Source) | DLCURAH18ABK |  |  | EA*4X30L17A* | *95MSU0601716A* | 17500 | 16.5 | 8.5 | 18100 | 18700 | 103.3% | 2.26 | 0 | 10.5 |  |  |  | No | R-410A | 1.4583 | Residential & Commercial | Ducted CEE Tier 1
213774488 | Central HP <5.4 tons | AIRQUEST | HRCU-A-CB (Split System: Heat Pump with Remote Outdoor Unit-Air-Source) | HVH825GKA3* |  |  | EHD4X42AAL+WALLCON | *97CMN1002122B* | 24200 | 16 | 8.1 | 21400 | 16600 | 77.57% | 2 | 0 | 10.5 |  |  |  | No | R-410A | 2.0167 | Residential & Commercial | Ducted CEE Tier 1
213774608 | Central HP <5.4 tons | AIRQUEST | HRCU-A-CB (Split System: Heat Pump with Remote Outdoor Unit-Air-Source) | HVH825GKA3* |  |  | EHD4X48AAL+WALLCON | *80CTL1102120B* | 24200 | 16 | 8.1 | 21200 | 16600 | 78.3% | 2.02 | 0 | 10.5 |  |  |  | No | R-410A | 2.0167 | Residential & Commercial | Ducted CEE Tier 1
215319154 | Central HP <5.4 tons | AIRQUEST | HRCU-A-CB (Split System: Heat Pump with Remote Outdoor Unit-Air-Source) | D5CUHAH30AAK |  |  | D5FUHAH36XAK |  | 30000 | 17.2 | 10.8 | 33000 | 33200 | 100.6% | 1.97 | 0 | 12.1 |  |  |  | No | R-454B | 2.5 | Residential & Commercial | Ducted CEE Tier 1
211261457 | Central HP <5.4 tons | COMFORTMAKER | HRCU-A-CB (Split System: Heat Pump with Remote Outdoor Unit-Air-Source) | DLCURAH18ABK |  |  | EA*4X30L14A* | *92ESN0601412A* | 18200 | 16 | 8.5 | 18700 | 18400 | 98.4% | 2.22 | 0 | 10.5 |  |  |  | No | R-410A | 1.5167 | Residential & Commercial | Ducted CEE Tier 1
211261723 | Central HP <5.4 tons | COMFORTMAKER | HRCU-A-CB (Split System: Heat Pump with Remote Outdoor Unit-Air-Source) | DLCURAH18ABK |  |  | EA*4X30L17A* | *80VSL0701716A* | 17600 | 16 | 8.5 | 18100 | 18600 | 102.8% | 2.24 | 0 | 10.5 |  |  |  | No | R-410A | 1.4667 | Residential & Commercial | Ducted CEE Tier 1
211262141 | Central HP <5.4 tons | COMFORTMAKER | HRCU-A-CB (Split System: Heat Pump with Remote Outdoor Unit-Air-Source) | DLCURAH18ABK |  |  | EA*4X30L17A* | *92ESN0401712A* | 17900 | 15.5 | 8.5 | 18600 | 18500 | 99.46% | 2.22 | 0 | 10.5 |  |  |  | No | R-410A | 1.4917 | Residential & Commercial | Ducted CEE Tier 1
215319146 | Central HP <5.4 tons | AIRQUEST | HRCU-A-CB (Split System: Heat Pump with Remote Outdoor Unit-Air-Source) | D5CUHAH60AAK |  |  | D5FUHAH60XAK |  | 54000 | 17.5 | 9.5 | 55000 | 54000 | 98.18% | 1.9 | 0 | 12 |  |  |  | No | R-454B | 4.5 | Residential & Commercial | Ducted CEE Tier 1
210607412 | Central HP <5.4 tons | GOODMAN | HRCU-A-CB (Split System: Heat Pump with Remote Outdoor Unit-Air-Source) | GSZV903610A* |  |  | CA*F3743*6D*+MBVC1601**-1A*+TX |  | 34200 | 19 | 8.2 | 34200 | 24400 | 71.35% | 1.85 | 0 | 12 |  |  |  | No | R-410A | 2.85 | Residential & Commercial | Ducted CEE Tier 1
215434110 | Central HP <5.4 tons | GOODMAN | HRCU-A-CB (Split System: Heat Pump with Remote Outdoor Unit-Air-Source) | GZV7SA2410A* |  |  | CA*EA3626*3A* | G*VT801005C*A* | 23200 | 19 | 8.6 | 23200 | 17000 | 73.28% | 2 | 0 | 11 |  |  |  | No | R-32 | 1.9333 | Residential & Commercial | Ducted CEE Tier 1
215434096 | Central HP <5.4 tons | GOODMAN | HRCU-A-CB (Split System: Heat Pump with Remote Outdoor Unit-Air-Source) | GZV7SA2410A* |  |  | CA*EA3022*3A* | G*VT961005CNA* | 23200 | 19 | 8.6 | 23200 | 17000 | 73.28% | 2 | 0 | 11 |  |  |  | No | R-32 | 1.9333 | Residential & Commercial | Ducted CEE Tier 1
215434121 | Central HP <5.4 tons | GOODMAN | HRCU-A-CB (Split System: Heat Pump with Remote Outdoor Unit-Air-Source) | GZV7SA2410A* |  |  | CHPEA3026*3A* | G*VS800805CUA* | 23200 | 19 | 8.6 | 23200 | 17000 | 73.28% | 2 | 0 | 11 |  |  |  | No | R-32 | 1.9333 | Residential & Commercial | Ducted CEE Tier 1
214244024 | Central HP <5.4 tons | BRYANT HEATING AND COOLING SYSTEMS | HRCU-A-CB (Split System: Heat Pump with Remote Outdoor Unit-Air-Source) | 284ANV024*0**B* |  |  | CNPV*3621AL*+UI | 88*TB36045C17*** | 23000 | 19 | 9.5 | 26800 | 20200 | 75.37% | 2.34 | 0 | 12.5 |  |  |  | No | R-410A | 1.9167 | Residential & Commercial | Ducted CEE Tier 1
214244060 | Central HP <5.4 tons | BRYANT HEATING AND COOLING SYSTEMS | HRCU-A-CB (Split System: Heat Pump with Remote Outdoor Unit-Air-Source) | 284ANV024*0**B* |  |  | CNPV*4217AL*+UI | 986TD42060C17*** | 23600 | 19.5 | 10 | 26600 | 19900 | 74.81% | 2.46 | 0 | 13 |  |  |  | No | R-410A | 1.9667 | Residential & Commercial | Ducted CEE Tier 1
214244076 | Central HP <5.4 tons | BRYANT HEATING AND COOLING SYSTEMS | HRCU-A-CB (Split System: Heat Pump with Remote Outdoor Unit-Air-Source) | 284ANV024*0**B* |  |  | CNPV*4221AL*+UI | 987MC42080C17*** | 23400 | 19.5 | 10 | 26600 | 19900 | 74.81% | 2.42 | 0 | 13 |  |  |  | No | R-410A | 1.95 | Residential & Commercial | Ducted CEE Tier 1
214244078 | Central HP <5.4 tons | BRYANT HEATING AND COOLING SYSTEMS | HRCU-A-CB (Split System: Heat Pump with Remote Outdoor Unit-Air-Source) | 284ANV024*0**B* |  |  | CNPV*4221AL*+UI | 987MC66100C21*** | 23400 | 20 | 10 | 26600 | 19800 | 74.44% | 2.44 | 0 | 13.5 |  |  |  | No | R-410A | 1.95 | Residential & Commercial | Ducted CEE Tier 1
213076249 | Central HP <5.4 tons | HEIL | HRCU-A-CB (Split System: Heat Pump with Remote Outdoor Unit-Air-Source) | DLCURAH36ABK |  |  | EA*4X36L21A* | *95MSU1002122A* | 35400 | 16 | 8.1 | 38500 | 35200 | 91.43% | 1.84 | 0 | 10 |  |  |  | No | R-410A | 2.95 | Residential & Commercial | Ducted CEE Tier 1
213372193 | Central HP <5.4 tons | AIRQUEST | HRCU-A-C (Split System: Heat Pump with Remote Outdoor Unit with No Indoor Fan --Air Source) | DLCURAH36ABK |  |  | DLFULAH36XCX + CI |  | 35000 | 15.2 | 10 | 39000 | 32000 | 82.05% | 2 | 10.2 | 10 |  |  |  | No | R-410A | 2.9167 | Residential & Commercial | Ducted CEE Tier 1
213079868 | Central HP <5.4 tons | COMFORTMAKER | HRCU-A-CB (Split System: Heat Pump with Remote Outdoor Unit-Air-Source) | DLCURAH36ABK |  |  | EA*4X42L24A* | *92MSN1002122A* | 35400 | 16.5 | 8.1 | 38500 | 35000 | 90.91% | 1.9 | 0 | 10 |  |  |  | No | R-410A | 2.95 | Residential & Commercial | Ducted CEE Tier 1
213079904 | Central HP <5.4 tons | COMFORTMAKER | HRCU-A-CB (Split System: Heat Pump with Remote Outdoor Unit-Air-Source) | DLCURAH36ABK |  |  | EN(A,D,W)4X48L21** | *92MSN1002122A* | 36000 | 16.5 | 8.1 | 38500 | 35000 | 90.91% | 2 | 0 | 10.5 |  |  |  | No | R-410A | 3 | Residential & Commercial | Ducted CEE Tier 1
215434452 | Central HP <5.4 tons | GOODMAN | HRCU-A-CB (Split System: Heat Pump with Remote Outdoor Unit-Air-Source) | GZV7SA4810A* |  |  | CHPEA6030*3A* | G*VS800805CUA* | 45500 | 16.5 | 8.5 | 46500 | 33600 | 72.26% | 2 | 0 | 10 |  |  |  | No | R-32 | 3.7917 | Residential & Commercial | Ducted CEE Tier 1
213773808 | Central HP <5.4 tons | AIRQUEST | HRCU-A-CB (Split System: Heat Pump with Remote Outdoor Unit-Air-Source) | HVH825GKA3* |  |  | EA*4X48L24A*+WALLCON | *80CTL0902120B* | 24200 | 17 | 8.1 | 21000 | 16500 | 78.57% | 2.02 | 0 | 11 |  |  |  | No | R-410A | 2.0167 | Residential & Commercial | Ducted CEE Tier 1
213778818 | Central HP <5.4 tons | AIRQUEST | HRCU-A-CB (Split System: Heat Pump with Remote Outdoor Unit-Air-Source) | HVH837GKA** |  |  | EA*4X36L21A*+WALLCON | *80CTL0451712B* | 31200 | 16.5 | 8.1 | 33400 | 24600 | 73.65% | 1.82 | 0 | 10.5 |  |  |  | No | R-410A | 2.6 | Residential & Commercial | Ducted CEE Tier 1
213778968 | Central HP <5.4 tons | AIRQUEST | HRCU-A-CB (Split System: Heat Pump with Remote Outdoor Unit-Air-Source) | HVH837GKA** |  |  | EA*4X37L21A*+WALLCON | *80CTL0902120B* | 32800 | 17 | 8.5 | 33000 | 25000 | 75.76% | 1.98 | 0 | 11 |  |  |  | No | R-410A | 2.7333 | Residential & Commercial | Ducted CEE Tier 1
213779018 | Central HP <5.4 tons | AIRQUEST | HRCU-A-CB (Split System: Heat Pump with Remote Outdoor Unit-Air-Source) | HVH837GKA** |  |  | EA*4X37L21A*+WALLCON | *97CMN1002122B* | 33000 | 17 | 8.5 | 32600 | 25000 | 76.69% | 1.98 | 0 | 11.5 |  |  |  | No | R-410A | 2.75 | Residential & Commercial | Ducted CEE Tier 1
213779068 | Central HP <5.4 tons | AIRQUEST | HRCU-A-CB (Split System: Heat Pump with Remote Outdoor Unit-Air-Source) | HVH837GKA** |  |  | EA*4X42L21A*+WALLCON | *80CTL0701716B* | 31400 | 17 | 8.1 | 33200 | 24400 | 73.49% | 1.86 | 0 | 10.5 |  |  |  | No | R-410A | 2.6167 | Residential & Commercial | Ducted CEE Tier 1
213779268 | Central HP <5.4 tons | AIRQUEST | HRCU-A-CB (Split System: Heat Pump with Remote Outdoor Unit-Air-Source) | HVH837GKA** |  |  | EA*4X43L21A*+WALLCON | *80CTL0901716B* | 33000 | 17 | 8.5 | 32800 | 25000 | 76.22% | 1.98 | 0 | 11 |  |  |  | No | R-410A | 2.75 | Residential & Commercial | Ducted CEE Tier 1
214244012 | Central HP <5.4 tons | BRYANT HEATING AND COOLING SYSTEMS | HRCU-A-CB (Split System: Heat Pump with Remote Outdoor Unit-Air-Source) | 284ANV024*0**B* |  |  | CNPV*3617AL*+UI | 88*TB48090C17*** | 23200 | 19.5 | 9.5 | 26600 | 20000 | 75.19% | 2.38 | 0 | 13 |  |  |  | No | R-410A | 1.9333 | Residential & Commercial | Ducted CEE Tier 1
214244014 | Central HP <5.4 tons | BRYANT HEATING AND COOLING SYSTEMS | HRCU-A-CB (Split System: Heat Pump with Remote Outdoor Unit-Air-Source) | 284ANV024*0**B* |  |  | CNPV*3617AL*+UI | 987MC42060C17*** | 22800 | 19 | 9.5 | 26800 | 20200 | 75.37% | 2.34 | 0 | 12.5 |  |  |  | No | R-410A | 1.9 | Residential & Commercial | Ducted CEE Tier 1
213773356 | Central HP <5.4 tons | BRYANT HEATING AND COOLING SYSTEMS | HRCU-A-CB (Split System: Heat Pump with Remote Outdoor Unit-Air-Source) | 288BNV025*0**C* |  |  | CAP**3721AL*+UI | 986TD42080C17*** | 24400 | 16.5 | 8.1 | 21200 | 16600 | 78.3% | 2.02 | 0 | 11 |  |  |  | No | R-410A | 2.0333 | Residential & Commercial | Ducted CEE Tier 1
213773406 | Central HP <5.4 tons | BRYANT HEATING AND COOLING SYSTEMS | HRCU-A-CB (Split System: Heat Pump with Remote Outdoor Unit-Air-Source) | 288BNV025*0**C* |  |  | CAP**4221AL*+UI | 88*TB60090C21*** | 23800 | 16.5 | 8.1 | 21400 | 16600 | 77.57% | 1.96 | 0 | 10.5 |  |  |  | No | R-410A | 1.9833 | Residential & Commercial | Ducted CEE Tier 1
213773056 | Central HP <5.4 tons | BRYANT HEATING AND COOLING SYSTEMS | HRCU-A-CB (Split System: Heat Pump with Remote Outdoor Unit-Air-Source) | 288BNV025*0**C* |  |  | CAP**3621AL*+UI | 88*TB48090C17*** | 23600 | 16.5 | 8.1 | 21400 | 16600 | 77.57% | 1.94 | 0 | 10.5 |  |  |  | No | R-410A | 1.9667 | Residential & Commercial | Ducted CEE Tier 1
213773606 | Central HP <5.4 tons | BRYANT HEATING AND COOLING SYSTEMS | HRCU-A-CB (Split System: Heat Pump with Remote Outdoor Unit-Air-Source) | 288BNV025*0**C* |  |  | CAP**4321AL*+UI | 88*TB60110C21*** | 24400 | 17 | 8.1 | 21200 | 16600 | 78.3% | 2.02 | 0 | 11 |  |  |  | No | R-410A | 2.0333 | Residential & Commercial | Ducted CEE Tier 1
213773756 | Central HP <5.4 tons | BRYANT HEATING AND COOLING SYSTEMS | HRCU-A-CB (Split System: Heat Pump with Remote Outdoor Unit-Air-Source) | 288BNV025*0**C* |  |  | CAP**4821AL*+UI | 987MC42080C17*** | 24000 | 16.5 | 8.1 | 21000 | 16600 | 79.05% | 2 | 0 | 10.5 |  |  |  | No | R-410A | 2 | Residential & Commercial | Ducted CEE Tier 1
213773806 | Central HP <5.4 tons | BRYANT HEATING AND COOLING SYSTEMS | HRCU-A-CB (Split System: Heat Pump with Remote Outdoor Unit-Air-Source) | 288BNV025*0**C* |  |  | CAP**4824AL*+UI | 88*TB60090C21*** | 24200 | 17 | 8.1 | 21000 | 16500 | 78.57% | 2.02 | 0 | 11 |  |  |  | No | R-410A | 2.0167 | Residential & Commercial | Ducted CEE Tier 1
214242226 | Central HP <5.4 tons | BRYANT HEATING AND COOLING SYSTEMS | HRCU-A-CB (Split System: Heat Pump with Remote Outdoor Unit-Air-Source) | 288BNV025*0**C* |  |  | CNPV*4821AL*+UI | 88*TB48090C17*** | 24200 | 17 | 8.1 | 21200 | 16600 | 78.3% | 2 | 0 | 11 |  |  |  | No | R-410A | 2.0167 | Residential & Commercial | Ducted CEE Tier 1
214244046 | Central HP <5.4 tons | BRYANT HEATING AND COOLING SYSTEMS | HRCU-A-CB (Split System: Heat Pump with Remote Outdoor Unit-Air-Source) | 284ANV024*0**B* |  |  | CNPV*4217AL*+UI | 88*TB36045C17*** | 23600 | 19.5 | 10 | 26600 | 20000 | 75.19% | 2.44 | 0 | 13 |  |  |  | No | R-410A | 1.9667 | Residential & Commercial | Ducted CEE Tier 1
214244048 | Central HP <5.4 tons | BRYANT HEATING AND COOLING SYSTEMS | HRCU-A-CB (Split System: Heat Pump with Remote Outdoor Unit-Air-Source) | 284ANV024*0**B* |  |  | CNPV*4217AL*+UI | 88*TB36070C14*** | 23600 | 20 | 10 | 26600 | 19800 | 74.44% | 2.46 | 0 | 13.5 |  |  |  | No | R-410A | 1.9667 | Residential & Commercial | Ducted CEE Tier 1
214244080 | Central HP <5.4 tons | BRYANT HEATING AND COOLING SYSTEMS | HRCU-A-CB (Split System: Heat Pump with Remote Outdoor Unit-Air-Source) | 284ANV024*0**B* |  |  | CNPV*4221AL*+UI | 986TD42060C17*** | 23400 | 19.5 | 10 | 26600 | 20000 | 75.19% | 2.42 | 0 | 13 |  |  |  | No | R-410A | 1.95 | Residential & Commercial | Ducted CEE Tier 1
213372188 | Central HP <5.4 tons | AIRQUEST | HRCU-A-C (Split System: Heat Pump with Remote Outdoor Unit with No Indoor Fan --Air Source) | DLCURAH18ABK |  |  | DLFULAH24XBX + CI |  | 18000 | 16.1 | 9.5 | 19000 | 15000 | 78.95% | 2.2 | 11.6 | 11.7 |  |  |  | No | R-410A | 1.5 | Residential & Commercial | Ducted CEE Tier 1
214243994 | Central HP <5.4 tons | BRYANT HEATING AND COOLING SYSTEMS | HRCU-A-CB (Split System: Heat Pump with Remote Outdoor Unit-Air-Source) | 284ANV024*0**B* |  |  | CNPV*3017AL*+UI | 88*TB48090C17*** | 23200 | 19.5 | 9.5 | 26600 | 20000 | 75.19% | 2.38 | 0 | 13 |  |  |  | No | R-410A | 1.9333 | Residential & Commercial | Ducted CEE Tier 1
214244026 | Central HP <5.4 tons | BRYANT HEATING AND COOLING SYSTEMS | HRCU-A-CB (Split System: Heat Pump with Remote Outdoor Unit-Air-Source) | 284ANV024*0**B* |  |  | CNPV*3621AL*+UI | 88*TB48070C17*** | 23200 | 19.5 | 9.5 | 26800 | 20000 | 74.63% | 2.36 | 0 | 13 |  |  |  | No | R-410A | 1.9333 | Residential & Commercial | Ducted CEE Tier 1
214244042 | Central HP <5.4 tons | BRYANT HEATING AND COOLING SYSTEMS | HRCU-A-CB (Split System: Heat Pump with Remote Outdoor Unit-Air-Source) | 284ANV024*0**B* |  |  | CNPV*3621AL*+UI | 986TD42080C17*** | 23200 | 19.5 | 9.5 | 26800 | 20000 | 74.63% | 2.36 | 0 | 13 |  |  |  | No | R-410A | 1.9333 | Residential & Commercial | Ducted CEE Tier 1
214243976 | Central HP <5.4 tons | BRYANT HEATING AND COOLING SYSTEMS | HRCU-A-CB (Split System: Heat Pump with Remote Outdoor Unit-Air-Source) | 284ANV048*0**B* |  |  | CNPV*6024AL*+UI | 88*TB60110C21*** | 44500 | 21.5 | 9 | 46000 | 36200 | 78.7% | 2.26 | 0 | 12 |  |  |  | No | R-410A | 3.7083 | Residential & Commercial | Ducted CEE Tier 1
213372192 | Central HP <5.4 tons | AIRQUEST | HRCU-A-C (Split System: Heat Pump with Remote Outdoor Unit with No Indoor Fan --Air Source) | DLCURAH36ABK |  |  | DLFULAH36XBX + CI |  | 35000 | 15.5 | 8.6 | 38000 | 31600 | 83.16% | 1.85 | 0 | 10 |  |  |  | No | R-410A | 2.9167 | Residential & Commercial | Ducted CEE Tier 1
214243964 | Central HP <5.4 tons | BRYANT HEATING AND COOLING SYSTEMS | HRCU-A-CB (Split System: Heat Pump with Remote Outdoor Unit-Air-Source) | 284ANV048*0**B* |  |  | CNPV*4824AL*+UI | 88*TB66135C24*** | 44000 | 21 | 8.5 | 46500 | 36200 | 77.85% | 2.16 | 0 | 12 |  |  |  | No | R-410A | 3.6667 | Residential & Commercial | Ducted CEE Tier 1
214243980 | Central HP <5.4 tons | BRYANT HEATING AND COOLING SYSTEMS | HRCU-A-CB (Split System: Heat Pump with Remote Outdoor Unit-Air-Source) | 284ANV048*0**B* |  |  | CNPV*6024AL*+UI | 987MC66100C21*** | 44500 | 21 | 9 | 46000 | 36200 | 78.7% | 2.24 | 0 | 12 |  |  |  | No | R-410A | 3.7083 | Residential & Commercial | Ducted CEE Tier 1
214655289 | Central HP <5.4 tons | ECO-AIR | HRCU-A-C (Split System: Heat Pump with Remote Outdoor Unit with No Indoor Fan --Air Source) | MOE31U-36HFN1-M |  |  | MAC-36HWDN1-MN0 |  | 35000 | 15.2 | 10 | 39000 | 32000 | 82.05% | 2 | 10.2 | 10 |  |  |  | No | R-410A | 2.9167 | Residential & Commercial | Ducted CEE Tier 1
213080260 | Central HP <5.4 tons | COMFORTMAKER | HRCU-A-CB (Split System: Heat Pump with Remote Outdoor Unit-Air-Source) | DLCURAH36ABK |  |  | EN(A,D)4X48L24** | *96MSN0802120A* | 36200 | 16 | 8.1 | 38500 | 35000 | 90.91% | 2.02 | 0 | 10 |  |  |  | No | R-410A | 3.0167 | Residential & Commercial | Ducted CEE Tier 1
215319159 | Central HP <5.4 tons | AIRQUEST | HRCU-A-CB (Split System: Heat Pump with Remote Outdoor Unit-Air-Source) | D5CSRAH18AAK |  |  | D5FSAAH18XBK |  | 18000 | 18.5 | 9.8 | 18000 | 13000 | 72.22% | 2.3 | 0 | 12.2 |  |  |  | No | R-454B | 1.5 | Residential & Commercial | Ducted CEE Tier 1
207826612 | Central HP <5.4 tons | AIRQUEST | HRCU-A-CB (Split System: Heat Pump with Remote Outdoor Unit-Air-Source) | DLCSRBH24AAK |  |  | DLFSABH24XBK |  | 23000 | 18.4 | 9.3 | 26000 | 21200 | 81.54% | 1.9 | 12.5 | 11.7 |  |  |  | No | R-410A | 1.9167 | Residential & Commercial | Ducted CEE Tier 1
215319148 | Central HP <5.4 tons | AIRQUEST | HRCU-A-CB (Split System: Heat Pump with Remote Outdoor Unit-Air-Source) | D5CURAH24AAK |  |  | D5FUAAH24XAK |  | 24000 | 18.2 | 9.7 | 26000 | 21600 | 83.08% | 1.87 | 0 | 11 |  |  |  | No | R-454B | 2 | Residential & Commercial | Ducted CEE Tier 1
215318939 | Central HP <5.4 tons | COMFORTMAKER | HRCU-A-CB (Split System: Heat Pump with Remote Outdoor Unit-Air-Source) | D5CLHAH58AAK |  |  | D5FLAAH60XAK |  | 54000 | 15.4 | 9.2 | 59000 | 53000 | 89.83% | 2 | 0 | 10 |  |  |  | No | R-454B | 4.5 | Residential & Commercial | Ducted CEE Tier 1
215433924 | Central HP <5.4 tons | GOODMAN | HRCU-A-CB (Split System: Heat Pump with Remote Outdoor Unit-Air-Source) | GZV7SA3610A* |  |  | CA*EA4830*3A*+MBVK16CP1X00A* |  | 35000 | 19 | 8.5 | 35000 | 28400 | 81.14% | 2 | 0 | 10.5 |  |  |  | No | R-32 | 2.9167 | Residential & Commercial | Ducted CEE Tier 1
215434223 | Central HP <5.4 tons | GOODMAN | HRCU-A-CB (Split System: Heat Pump with Remote Outdoor Unit-Air-Source) | GZV7SA3610A* |  |  | CHPEA4830*3A* | G*VT800805D*A* | 35000 | 18.5 | 8.1 | 35000 | 28400 | 81.14% | 2 | 0 | 10.5 |  |  |  | No | R-32 | 2.9167 | Residential & Commercial | Ducted CEE Tier 1
215434226 | Central HP <5.4 tons | GOODMAN | HRCU-A-CB (Split System: Heat Pump with Remote Outdoor Unit-Air-Source) | GZV7SA3610A* |  |  | CHPEA4830*3A* | G*VS960805CUA* | 35000 | 18.5 | 8.1 | 35000 | 28400 | 81.14% | 2 | 0 | 10.5 |  |  |  | No | R-32 | 2.9167 | Residential & Commercial | Ducted CEE Tier 1
214239634 | Central HP <5.4 tons | BRYANT HEATING AND COOLING SYSTEMS | HRCU-A-CB (Split System: Heat Pump with Remote Outdoor Unit-Air-Source) | 288BNV037*0**A* |  |  | CNPV*4217AL*+UI | 88*TB36045C17*** | 31800 | 16.5 | 8.1 | 33400 | 25000 | 74.85% | 1.86 | 0 | 11 |  |  |  | No | R-410A | 2.65 | Residential & Commercial | Ducted CEE Tier 1
214240034 | Central HP <5.4 tons | BRYANT HEATING AND COOLING SYSTEMS | HRCU-A-CB (Split System: Heat Pump with Remote Outdoor Unit-Air-Source) | 288BNV037*0**A* |  |  | CNPV*6024AL*+UI | 88*TB60090C21*** | 32800 | 17.5 | 8.1 | 32200 | 24600 | 76.4% | 1.96 | 0 | 12 |  |  |  | No | R-410A | 2.7333 | Residential & Commercial | Ducted CEE Tier 1
214239684 | Central HP <5.4 tons | BRYANT HEATING AND COOLING SYSTEMS | HRCU-A-CB (Split System: Heat Pump with Remote Outdoor Unit-Air-Source) | 288BNV037*0**A* |  |  | CNPV*4217AL*+UI | 987MC42060C17*** | 31800 | 16.5 | 8.1 | 33200 | 25000 | 75.3% | 1.88 | 0 | 11 |  |  |  | No | R-410A | 2.65 | Residential & Commercial | Ducted CEE Tier 1
213892618 | Central HP <5.4 tons | BRYANT HEATING AND COOLING SYSTEMS | HRCU-A-CB (Split System: Heat Pump with Remote Outdoor Unit-Air-Source) | 284ANV024*0**B* |  |  | CSPH*3612AL*+UI | 986TD30040C14*** | 23400 | 17 | 9.5 | 27000 | 20400 | 75.56% | 2.38 | 0 | 11.5 |  |  |  | No | R-410A | 1.95 | Residential & Commercial | Ducted CEE Tier 1
213372190 | Central HP <5.4 tons | AIRQUEST | HRCU-A-C (Split System: Heat Pump with Remote Outdoor Unit with No Indoor Fan --Air Source) | DLCURAH24ABK |  |  | DLFULAH24XBX + CI |  | 24000 | 16.5 | 9.5 | 25000 | 20000 | 80% | 1.95 | 11 | 10.7 |  |  |  | No | R-410A | 2 | Residential & Commercial | Ducted CEE Tier 1
213372124 | Central HP <5.4 tons | COMFORTMAKER | HRCU-A-C (Split System: Heat Pump with Remote Outdoor Unit with No Indoor Fan --Air Source) | DLCURAH18ABK |  |  | DLFULAH24XBX + CI |  | 18000 | 16.1 | 9.5 | 19000 | 15000 | 78.95% | 2.2 | 11.6 | 11.7 |  |  |  | No | R-410A | 1.5 | Residential & Commercial | Ducted CEE Tier 1
212596403 | Central HP <5.4 tons | GE Appliances | HRCU-A-C (Split System: Heat Pump with Remote Outdoor Unit with No Indoor Fan --Air Source) | AUH4860ZGDA* |  |  | NCCC48DT4** |  | 47000 | 15.2 | 8.5 | 48000 | 33600 | 70% | 1.8 | 0 | 10 |  |  |  | No | R-410A | 3.9167 | Residential & Commercial | Ducted CEE Tier 1
206249118 | Central HP <5.4 tons | GREE | HRCU-A-CB (Split System: Heat Pump with Remote Outdoor Unit-Air-Source) | GUD60W/A-D(U) |  |  | GUD60AH2/A-D(U) |  | 54000 | 16 | 9 | 54000 | 41000 | 75.93% | 1.8 | 10.5 | 10 |  |  |  | No | R-410A | 4.5 | Residential & Commercial | Ducted CEE Tier 1
211393257 | Central HP <5.4 tons | JOHNSON CONTROLS | HRCU-A-CB (Split System: Heat Pump with Remote Outdoor Unit-Air-Source) | HMH72B341 |  |  | XAFB36DBCN1 | TL9E060B12UH11 | 33400 | 17.5 | 8.1 | 33000 | 23200 | 70.3% | 2.02 | 0 | 10 |  |  |  | No | R-410A | 2.7833 | Residential & Commercial | Ducted CEE Tier 1
215318927 | Central HP <5.4 tons | COMFORTMAKER | HRCU-A-CB (Split System: Heat Pump with Remote Outdoor Unit-Air-Source) | D5CURAH48AAK |  |  | D5FUAAH48XAK |  | 48000 | 16 | 8.5 | 48000 | 38000 | 79.17% | 1.85 | 0 | 10 |  |  |  | No | R-454B | 4 | Residential & Commercial | Ducted CEE Tier 1
215319165 | Central HP <5.4 tons | AIRQUEST | HRCU-A-CB (Split System: Heat Pump with Remote Outdoor Unit-Air-Source) | D5CLRAH48AAK |  |  | D5FLAAH48XAK |  | 48000 | 17.8 | 10 | 50000 | 35200 | 70.4% | 1.9 | 0 | 10 |  |  |  | No | R-454B | 4 | Residential & Commercial | Ducted CEE Tier 1
206724407 | Central HP <5.4 tons | AireForce | HRCU-A-CB (Split System: Heat Pump with Remote Outdoor Unit-Air-Source) | GXH48-60MSK4DH |  |  | GMH**-60MSK4DH1 |  | 54000 | 16 | 9 | 54000 | 41000 | 75.93% | 1.8 | 10.5 | 10 |  |  |  | No | R-410A | 4.5 | Residential & Commercial | Ducted CEE Tier 1
215931673 | Central HP <5.4 tons | TEMPSTAR | HRCU-A-CB (Split System: Heat Pump with Remote Outdoor Unit-Air-Source) | T5H3V60*K*AAA* |  |  | EA*5X61M24A*+WALLCON | *80CSU0802120A* | 57000 | 19 | 8.5 | 60500 | 46000 | 76.03% | 2.04 | 0 | 11.5 |  |  |  | No | R-454B | 4.75 | Residential & Commercial | Ducted CEE Tier 1
206724406 | Central HP <5.4 tons | AireForce | HRCU-A-CB (Split System: Heat Pump with Remote Outdoor Unit-Air-Source) | GXH48-60MSK4DH |  |  | GMH48-**MSK4DH1 |  | 48000 | 17 | 9 | 48000 | 39000 | 81.25% | 1.8 | 11.5 | 11 |  |  |  | No | R-410A | 4 | Residential & Commercial | Ducted CEE Tier 1
211227764 | Central HP <5.4 tons | BRYANT HEATING AND COOLING SYSTEMS | HRCU-A-CB (Split System: Heat Pump with Remote Outdoor Unit-Air-Source) | 38MURAQ36AB3* |  |  | CAP**4224AL* | 8(0,1)*SA48070E21*** | 35200 | 16 | 8.1 | 38500 | 35000 | 90.91% | 1.88 | 0 | 10 |  |  |  | No | R-410A | 2.9333 | Residential & Commercial | Ducted CEE Tier 1
211228283 | Central HP <5.4 tons | BRYANT HEATING AND COOLING SYSTEMS | HRCU-A-CB (Split System: Heat Pump with Remote Outdoor Unit-Air-Source) | 38MURAQ36AB3* |  |  | CAP**4321AL* | 8(0,1)*SA60110E21*** | 37000 | 16 | 8.5 | 38500 | 34800 | 90.39% | 2.12 | 0 | 10 |  |  |  | No | R-410A | 3.0833 | Residential & Commercial | Ducted CEE Tier 1
211228397 | Central HP <5.4 tons | BRYANT HEATING AND COOLING SYSTEMS | HRCU-A-CB (Split System: Heat Pump with Remote Outdoor Unit-Air-Source) | 38MURAQ36AB3* |  |  | CAP**4321AL* | 82*TA66110V21*** | 37200 | 15.5 | 8.5 | 38500 | 34800 | 90.39% | 2.12 | 0 | 10 |  |  |  | No | R-410A | 3.1 | Residential & Commercial | Ducted CEE Tier 1
214242326 | Central HP <5.4 tons | BRYANT HEATING AND COOLING SYSTEMS | HRCU-A-CB (Split System: Heat Pump with Remote Outdoor Unit-Air-Source) | 288BNV025*0**C* |  |  | CNPV*4824AL*+UI | 88*TB60090C21*** | 24200 | 17 | 8.1 | 21200 | 16600 | 78.3% | 2 | 0 | 11 |  |  |  | No | R-410A | 2.0167 | Residential & Commercial | Ducted CEE Tier 1
215318916 | Central HP <5.4 tons | COMFORTMAKER | HRCU-A-CB (Split System: Heat Pump with Remote Outdoor Unit-Air-Source) | D5CUHAH24AAK |  |  | D5FUAAH24XAK |  | 23000 | 18.4 | 10 | 24000 | 21600 | 90% | 1.87 | 0 | 11.7 |  |  |  | No | R-454B | 1.9167 | Residential & Commercial | Ducted CEE Tier 1
214242814 | Central HP <5.4 tons | TEMPSTAR | HRCU-A-CB (Split System: Heat Pump with Remote Outdoor Unit-Air-Source) | TVH825GKA2* |  |  | EN(A,D)4X36L21**+WALLCON | *97CMN0801714B* | 23400 | 16.5 | 8.1 | 21600 | 16700 | 77.31% | 1.92 | 0 | 10.5 |  |  |  | No | R-410A | 1.95 | Residential & Commercial | Ducted CEE Tier 1
215936046 | Central HP <5.4 tons | HEIL | HRCU-A-CB (Split System: Heat Pump with Remote Outdoor Unit-Air-Source) | H5H3V36*K*AAA* |  |  | EVD5X42M21A*+WALLCON | *95CSU0802120B* | 34400 | 20.5 | 8.5 | 38500 | 28200 | 73.25% | 2.04 | 0 | 11.7 |  |  |  | No | R-454B | 2.8667 | Residential & Commercial | Ducted CEE Tier 1
215936146 | Central HP <5.4 tons | HEIL | HRCU-A-CB (Split System: Heat Pump with Remote Outdoor Unit-Air-Source) | H5H3V36*K*AAA* |  |  | EVD5X42M24A*+WALLCON | *80CSU1002120A* | 35400 | 21.5 | 8.5 | 38000 | 28600 | 75.26% | 2.04 | 0 | 12 |  |  |  | No | R-454B | 2.95 | Residential & Commercial | Ducted CEE Tier 1
215936396 | Central HP <5.4 tons | HEIL | HRCU-A-CB (Split System: Heat Pump with Remote Outdoor Unit-Air-Source) | H5H3V36*K*AAA* |  |  | EVD5X48M24A*+WALLCON | *97CMN1202422B* | 35000 | 21.5 | 8.5 | 38500 | 28400 | 73.77% | 2.04 | 0 | 12 |  |  |  | No | R-454B | 2.9167 | Residential & Commercial | Ducted CEE Tier 1
215936546 | Central HP <5.4 tons | HEIL | HRCU-A-CB (Split System: Heat Pump with Remote Outdoor Unit-Air-Source) | H5H3V36*K*AAA* |  |  | EVD5X49M24A*+WALLCON | *96CTN1202422B* | 35600 | 22 | 8.5 | 38500 | 28400 | 73.77% | 2.04 | 0 | 12.5 |  |  |  | No | R-454B | 2.9667 | Residential & Commercial | Ducted CEE Tier 1
215935846 | Central HP <5.4 tons | HEIL | HRCU-A-CB (Split System: Heat Pump with Remote Outdoor Unit-Air-Source) | H5H3V36*K*AAA* |  |  | EVD5X38M17A*+WALLCON | *80CTL0701716B* | 35400 | 21.5 | 8.5 | 38500 | 29000 | 75.32% | 2.02 | 0 | 12 |  |  |  | No | R-454B | 2.95 | Residential & Commercial | Ducted CEE Tier 1
215319145 | Central HP <5.4 tons | AIRQUEST | HRCU-A-CB (Split System: Heat Pump with Remote Outdoor Unit-Air-Source) | D5CUHAH60AAK |  |  | D5FUAAH60XAK |  | 54000 | 16 | 9 | 56000 | 52000 | 92.86% | 1.8 | 0 | 10 |  |  |  | No | R-454B | 4.5 | Residential & Commercial | Ducted CEE Tier 1
215864850 | Central HP <5.4 tons | AMERICAN STANDARD | HRCU-A-CB (Split System: Heat Pump with Remote Outdoor Unit-Air-Source) | 5A6V8X48A1 |  |  | 5PX*CD09AS3 | S8V2C080M5PCB | 46000 | 18.1 | 8.5 | 45000 | 34800 | 77.33% | 2.1 | 0 | 10.5 |  |  |  | No | R-454B | 3.8333 | Residential & Commercial | Ducted CEE Tier 1
215865018 | Central HP <5.4 tons | AMERICAN STANDARD | HRCU-A-CB (Split System: Heat Pump with Remote Outdoor Unit-Air-Source) | 5A6V8X60A1 |  |  | 5PX*D010AS3 | S9V2C100U5PSC+LRP | 54000 | 18.1 | 8.5 | 55000 | 39500 | 71.82% | 2 | 0 | 10 |  |  |  | No | R-454B | 4.5 | Residential & Commercial | Ducted CEE Tier 1
215865034 | Central HP <5.4 tons | AMERICAN STANDARD | HRCU-A-CB (Split System: Heat Pump with Remote Outdoor Unit-Air-Source) | 5A6V8X60A1 |  |  | 5PX*DD10AS3 | S9V2D120D5PSC+LRP | 53000 | 18.1 | 8.5 | 55000 | 39500 | 71.82% | 2 | 0 | 10 |  |  |  | No | R-454B | 4.4167 | Residential & Commercial | Ducted CEE Tier 1
215318932 | Central HP <5.4 tons | COMFORTMAKER | HRCU-A-CB (Split System: Heat Pump with Remote Outdoor Unit-Air-Source) | D5CSHAH18AAK |  |  | D5FSAAH18XBK |  | 18000 | 18.2 | 10.1 | 19500 | 18000 | 92.31% | 2.2 | 0 | 12 |  |  |  | No | R-454B | 1.5 | Residential & Commercial | Ducted CEE Tier 1
213078513 | Central HP <5.4 tons | COMFORTMAKER | HRCU-A-CB (Split System: Heat Pump with Remote Outdoor Unit-Air-Source) | DLCURAH36ABK |  |  | EA*4X42L21A* | *80MS(N,L)0902120A* | 35400 | 16.5 | 8.1 | 38500 | 35000 | 90.91% | 1.88 | 0 | 10 |  |  |  | No | R-410A | 2.95 | Residential & Commercial | Ducted CEE Tier 1
213372128 | Central HP <5.4 tons | COMFORTMAKER | HRCU-A-C (Split System: Heat Pump with Remote Outdoor Unit with No Indoor Fan --Air Source) | DLCURAH36ABK |  |  | DLFULAH36XBX + CI |  | 35000 | 15.5 | 8.6 | 38000 | 31600 | 83.16% | 1.85 | 0 | 10 |  |  |  | No | R-410A | 2.9167 | Residential & Commercial | Ducted CEE Tier 1
213080867 | Central HP <5.4 tons | HEIL | HRCU-A-CB (Split System: Heat Pump with Remote Outdoor Unit-Air-Source) | DLCURAH36ABK |  |  | EN(A,D,W)4X48L21** | *95MSU0802120A* | 35800 | 16.5 | 8.1 | 38500 | 35000 | 90.91% | 2 | 0 | 10 |  |  |  | No | R-410A | 2.9833 | Residential & Commercial | Ducted CEE Tier 1
212980159 | Central HP <5.4 tons | AIRQUEST | HRCU-A-CB (Split System: Heat Pump with Remote Outdoor Unit-Air-Source) | DLCURAH36ABK |  |  | EA*4X48L21A* | *80MS(N,L)0902116A* | 35600 | 16.5 | 8.5 | 37800 | 34600 | 91.53% | 2.02 | 0 | 10 |  |  |  | No | R-410A | 2.9667 | Residential & Commercial | Ducted CEE Tier 1
206799410 | Central HP <5.4 tons | GE Appliances | HRCU-A-CB (Split System: Heat Pump with Remote Outdoor Unit-Air-Source) | AUH2436ZGDA* |  |  | UUY24ZGDAB* |  | 24000 | 17 | 9 | 24000 | 22000 | 91.67% | 1.8 | 12.5 | 12 |  |  |  | No | R-410A | 2 | Residential & Commercial | Ducted CEE Tier 1
213160452 | Central HP <5.4 tons | CanAir | HRCU-A-C (Split System: Heat Pump with Remote Outdoor Unit with No Indoor Fan --Air Source) | CDH2060C22 |  |  | MAC-60HWDN1-MN0** |  | 45000 | 15.2 | 9.2 | 55000 | 46500 | 84.55% | 1.8 | 0 | 10 |  |  |  | No | R-410A | 3.75 | Residential & Commercial | Ducted CEE Tier 1
215434111 | Central HP <5.4 tons | GOODMAN | HRCU-A-CB (Split System: Heat Pump with Remote Outdoor Unit-Air-Source) | GZV7SA2410A* |  |  | CA*EA3626*3A* | G*VT960403BNA* | 23200 | 19 | 8.6 | 23200 | 17000 | 73.28% | 2 | 0 | 11 |  |  |  | No | R-32 | 1.9333 | Residential & Commercial | Ducted CEE Tier 1
215434127 | Central HP <5.4 tons | GOODMAN | HRCU-A-CB (Split System: Heat Pump with Remote Outdoor Unit-Air-Source) | GZV7SA2410A* |  |  | CHPEA3026*3A* | G*VT800804C*A* | 23200 | 19 | 8.6 | 23200 | 17000 | 73.28% | 2 | 0 | 11 |  |  |  | No | R-32 | 1.9333 | Residential & Commercial | Ducted CEE Tier 1
215318921 | Central HP <5.4 tons | COMFORTMAKER | HRCU-A-CB (Split System: Heat Pump with Remote Outdoor Unit-Air-Source) | D5CUHAH60AAK |  |  | D5FUAAH60XAK |  | 54000 | 16 | 9 | 56000 | 52000 | 92.86% | 1.8 | 0 | 10 |  |  |  | No | R-454B | 4.5 | Residential & Commercial | Ducted CEE Tier 1
216057010 | Central HP <5.4 tons | TRANE | HRCU-A-CB (Split System: Heat Pump with Remote Outdoor Unit-Air-Source) | 5TWV8X48A1 |  |  | 5TAMXD05AV41 |  | 44500 | 18.1 | 8.5 | 45500 | 34600 | 76.04% | 2.1 | 0 | 11 |  |  |  | No | R-454B | 3.7083 | Residential & Commercial | Ducted CEE Tier 1
215434437 | Central HP <5.4 tons | GOODMAN | HRCU-A-CB (Split System: Heat Pump with Remote Outdoor Unit-Air-Source) | GZV7SA4810A* |  |  | CA*EA6030*3A* | G*VT961205DNA* | 45500 | 16.5 | 8.8 | 47000 | 33600 | 71.49% | 2 | 0 | 10 |  |  |  | No | R-32 | 3.7917 | Residential & Commercial | Ducted CEE Tier 1
215434455 | Central HP <5.4 tons | GOODMAN | HRCU-A-CB (Split System: Heat Pump with Remote Outdoor Unit-Air-Source) | GZV7SA4810A* |  |  | CHPEA6030*3A* | G*VT801005C*A* | 45500 | 16.5 | 8.5 | 46500 | 33600 | 72.26% | 2 | 0 | 10 |  |  |  | No | R-32 | 3.7917 | Residential & Commercial | Ducted CEE Tier 1
215434440 | Central HP <5.4 tons | GOODMAN | HRCU-A-CB (Split System: Heat Pump with Remote Outdoor Unit-Air-Source) | GZV7SA4810A* |  |  | CHPEA4830*3A* | G*VT800804C*A* | 45500 | 16.5 | 8.5 | 46000 | 33600 | 73.04% | 2 | 0 | 10 |  |  |  | No | R-32 | 3.7917 | Residential & Commercial | Ducted CEE Tier 1
215434456 | Central HP <5.4 tons | GOODMAN | HRCU-A-CB (Split System: Heat Pump with Remote Outdoor Unit-Air-Source) | GZV7SA4810A* |  |  | CHPEA6030*3A* | G*VS960805CUA* | 45500 | 16.2 | 8.5 | 46500 | 33600 | 72.26% | 2 | 0 | 10 |  |  |  | No | R-32 | 3.7917 | Residential & Commercial | Ducted CEE Tier 1
213372191 | Central HP <5.4 tons | AIRQUEST | HRCU-A-C (Split System: Heat Pump with Remote Outdoor Unit with No Indoor Fan --Air Source) | DLCURAH30ABK |  |  | DLFULAH36XCX + CI |  | 30000 | 15.5 | 9.7 | 33000 | 27000 | 81.82% | 1.85 | 10.7 | 10.5 |  |  |  | No | R-410A | 2.5 | Residential & Commercial | Ducted CEE Tier 1
213194303 | Central HP <5.4 tons | LENNOX | HRCU-A-CB (Split System: Heat Pump with Remote Outdoor Unit-Air-Source) | SL25XPV-036-230A** |  |  | CX35-50/60C+TDR | EL297UH110XV60C* | 33800 | 21.4 | 8.6 | 34400 | 26600 | 77.33% | 1.82 | 0 | 13.5 |  |  |  | No | R-410A | 2.8167 | Residential & Commercial | Ducted CEE Tier 1
215319156 | Central HP <5.4 tons | AIRQUEST | HRCU-A-CB (Split System: Heat Pump with Remote Outdoor Unit-Air-Source) | D5CSHAH18AAK |  |  | D5FSAAH18XBK |  | 18000 | 18.2 | 10.1 | 19500 | 18000 | 92.31% | 2.2 | 0 | 12 |  |  |  | No | R-454B | 1.5 | Residential & Commercial | Ducted CEE Tier 1
206799411 | Central HP <5.4 tons | GE Appliances | HRCU-A-CB (Split System: Heat Pump with Remote Outdoor Unit-Air-Source) | AUH2436ZGDA* |  |  | UUY36ZGDAB* |  | 34000 | 16 | 9 | 35000 | 28000 | 80% | 1.8 | 10 | 10 |  |  |  | No | R-410A | 2.8333 | Residential & Commercial | Ducted CEE Tier 1
213386480 | Central HP <5.4 tons | ECO-AIR | HRCU-A-C (Split System: Heat Pump with Remote Outdoor Unit with No Indoor Fan --Air Source) | MOE31U-36HFN1-M |  |  | MVB-36B23T4N1 |  | 35000 | 15.5 | 8.6 | 38000 | 31600 | 83.16% | 1.85 | 0 | 10 |  |  |  | No | R-410A | 2.9167 | Residential & Commercial | Ducted CEE Tier 1
215864984 | Central HP <5.4 tons | AMERICAN STANDARD | HRCU-A-CB (Split System: Heat Pump with Remote Outdoor Unit-Air-Source) | 5A6V8X48A1 |  |  | 5TXCD010AS3 | S8V2D120M5PDB | 46500 | 18.1 | 8.5 | 45500 | 34800 | 76.48% | 2.2 | 0 | 10.5 |  |  |  | No | R-454B | 3.875 | Residential & Commercial | Ducted CEE Tier 1
214239008 | Central HP <5.4 tons | COMFORTMAKER | HRCU-A-CB (Split System: Heat Pump with Remote Outdoor Unit-Air-Source) | CVH837GKA2* |  |  | END4X42L17**+WALLCON | *97CMN0601714B* | 31800 | 16.5 | 8.1 | 33200 | 25000 | 75.3% | 1.88 | 0 | 11 |  |  |  | No | R-410A | 2.65 | Residential & Commercial | Ducted CEE Tier 1
214239308 | Central HP <5.4 tons | COMFORTMAKER | HRCU-A-CB (Split System: Heat Pump with Remote Outdoor Unit-Air-Source) | CVH837GKA2* |  |  | EN(A,D)4X48L24**+WALLCON | *80CTL1352422B* | 32400 | 17 | 8.1 | 32600 | 24600 | 75.46% | 1.96 | 0 | 11.7 |  |  |  | No | R-410A | 2.7 | Residential & Commercial | Ducted CEE Tier 1
207256443 | Central HP <5.4 tons | GREE | HRCU-A-CB (Split System: Heat Pump with Remote Outdoor Unit-Air-Source) | FLEXX60HP230V1AO |  |  | FLEXX48HP230V1BH |  | 48000 | 17 | 9 | 48000 | 39000 | 81.25% | 1.8 | 11.5 | 11 |  |  |  | No | R-410A | 4 | Residential & Commercial | Ducted CEE Tier 1
215434131 | Central HP <5.4 tons | GOODMAN | HRCU-A-CB (Split System: Heat Pump with Remote Outdoor Unit-Air-Source) | GZV7SA2410A* |  |  | CHPEA3026*3A* | G*VT960603BNA* | 23200 | 19 | 8.6 | 23200 | 17000 | 73.28% | 2 | 0 | 11 |  |  |  | No | R-32 | 1.9333 | Residential & Commercial | Ducted CEE Tier 1
215434122 | Central HP <5.4 tons | GOODMAN | HRCU-A-CB (Split System: Heat Pump with Remote Outdoor Unit-Air-Source) | GZV7SA2410A* |  |  | CHPEA3026*3A* | G*VS960603BUA* | 23200 | 19 | 8.6 | 23200 | 17000 | 73.28% | 2 | 0 | 11 |  |  |  | No | R-32 | 1.9333 | Residential & Commercial | Ducted CEE Tier 1
215932283 | Central HP <5.4 tons | TEMPSTAR | HRCU-A-CB (Split System: Heat Pump with Remote Outdoor Unit-Air-Source) | T5H3V36*K*AAA* |  |  | EA*5X42M21A*+WALLCON | *95CSU1002122B* | 32800 | 20 | 9.5 | 34600 | 26600 | 76.88% | 2.02 | 0 | 11.5 |  |  |  | No | R-454B | 2.7333 | Residential & Commercial | Ducted CEE Tier 1
214499799 | Central HP <5.4 tons | GOODMAN | HRCU-A-CB (Split System: Heat Pump with Remote Outdoor Unit-Air-Source) | GSZS601810A* |  |  | CA*EA2422*4B* | G*VS800604BUA* | 16600 | 17.5 | 8.5 | 17400 | 13000 | 74.71% | 2.1 | 0 | 10.9 |  |  |  | No | R-410A | 1.3833 | Residential & Commercial | Ducted CEE Tier 1
213479417 | Central HP <5.4 tons | CanAir | HRCU-A-C (Split System: Heat Pump with Remote Outdoor Unit with No Indoor Fan --Air Source) | CDH2024C21 |  |  | MVBM-24A18T3N1* |  | 20000 | 16.3 | 10.2 | 25000 | 20000 | 80% | 2 | 0 | 11.7 |  |  |  | No | R-410A | 1.6667 | Residential & Commercial | Ducted CEE Tier 1
215828258 | Central HP <5.4 tons | GREE | HRCU-A-CB (Split System: Heat Pump with Remote Outdoor Unit-Air-Source) | GUD36W/A-D(U) |  |  | GCAT24*/NAA | 926TC48080V17 | 23000 | 15.2 | 8.5 | 24000 | 16800 | 70% | 1.75 | 0 | 11 |  |  |  | No | R-410A | 1.9167 | Residential & Commercial | Ducted CEE Tier 1
212578538 | Central HP <5.4 tons | GE Appliances | HRCU-A-C (Split System: Heat Pump with Remote Outdoor Unit with No Indoor Fan --Air Source) | AUH2436ZGDA* |  |  | NCCC24BT4** |  | 23000 | 15.2 | 8.5 | 24000 | 21600 | 90% | 1.8 | 0 | 11 |  |  |  | No | R-410A | 1.9167 | Residential & Commercial | Ducted CEE Tier 1
212386791 | Central HP <5.4 tons | AireForce | HRCU-A-C (Split System: Heat Pump with Remote Outdoor Unit with No Indoor Fan --Air Source) | GXH24-36MSK4DH |  |  | UE24X4AB |  | 23000 | 15.2 | 8.5 | 24000 | 21600 | 90% | 1.8 | 0 | 11 |  |  |  | No | R-410A | 1.9167 | Residential & Commercial | Ducted CEE Tier 1
211644138 | Central HP <5.4 tons | CanAir | HRCU-A-C (Split System: Heat Pump with Remote Outdoor Unit with No Indoor Fan --Air Source) | CDH2036C21 |  |  | MAC-36HWFN1-M |  | 35000 | 15.2 | 10 | 39000 | 32000 | 82.05% | 2 | 10.2 | 10 |  |  |  | No | R-410A | 2.9167 | Residential & Commercial | Ducted CEE Tier 1
214280296 | Central HP <5.4 tons | HEIL | HRCU-A-CB (Split System: Heat Pump with Remote Outdoor Unit-Air-Source) | DLCURAH36ABK |  |  | EA*4X43L21A* | *96MSN0601716A* | 36000 | 15.5 | 8.5 | 38000 | 34800 | 91.58% | 2.06 | 0 | 10 |  |  |  | No | R-410A | 3 | Residential & Commercial | Ducted CEE Tier 1
215931504 | Central HP <5.4 tons | TEMPSTAR | HRCU-A-CB (Split System: Heat Pump with Remote Outdoor Unit-Air-Source) | T5H3V36*K*AAA* |  |  | FCMA5B48L0C*+WALLCON |  | 34400 | 21.5 | 9.5 | 34200 | 25800 | 75.44% | 2.06 | 0 | 12.5 |  |  |  | No | R-454B | 2.8667 | Residential & Commercial | Ducted CEE Tier 1
215865052 | Central HP <5.4 tons | AMERICAN STANDARD | HRCU-A-CB (Split System: Heat Pump with Remote Outdoor Unit-Air-Source) | 5A6V8X36A1 |  |  | 5PX*B004AS3+P0V0A000M30SD+LRP |  | 31400 | 18.1 | 8.5 | 32600 | 25400 | 77.91% | 2 | 0 | 10 |  |  |  | No | R-454B | 2.6167 | Residential & Commercial | Ducted CEE Tier 1
213075929 | Central HP <5.4 tons | HEIL | HRCU-A-CB (Split System: Heat Pump with Remote Outdoor Unit-Air-Source) | DLCURAH36ABK |  |  | EA*4X43L21A* | *95MSU1002120A* | 36400 | 16 | 8.5 | 38000 | 34800 | 91.58% | 2.06 | 0 | 10 |  |  |  | No | R-410A | 3.0333 | Residential & Commercial | Ducted CEE Tier 1
209852142 | Central HP <5.4 tons | AIRQUEST | HRCU-A-CB (Split System: Heat Pump with Remote Outdoor Unit-Air-Source) | DLCURAH36ABK |  |  | DLFUAAH36XAK |  | 36000 | 16 | 9.5 | 40000 | 34400 | 86% | 1.97 | 10.5 | 10 |  |  |  | No | R-410A | 3 | Residential & Commercial | Ducted CEE Tier 1
216571354 | Central HP <5.4 tons | GREE | HRCU-A-CB (Split System: Heat Pump with Remote Outdoor Unit-Air-Source) | GUD36W/A-D(U) |  |  | GCAT24*/NAA | A952V060BD3S*** | 23000 | 15.2 | 8.5 | 23000 | 20000 | 86.96% | 1.75 | 0 | 11.5 |  |  |  | No | R-410A | 1.9167 | Residential & Commercial | Ducted CEE Tier 1
213077694 | Central HP <5.4 tons | COMFORTMAKER | HRCU-A-CB (Split System: Heat Pump with Remote Outdoor Unit-Air-Source) | DLCURAH36ABK |  |  | EN(A,D)4X48L24** | *96VTN1002120B* | 36000 | 16.5 | 8.1 | 38500 | 35000 | 90.91% | 2 | 0 | 10 |  |  |  | No | R-410A | 3 | Residential & Commercial | Ducted CEE Tier 1
213078644 | Central HP <5.4 tons | COMFORTMAKER | HRCU-A-CB (Split System: Heat Pump with Remote Outdoor Unit-Air-Source) | DLCURAH36ABK |  |  | EA*4X42L24A* | *80MS(N,L)1102120A* | 35800 | 16.5 | 8.1 | 38500 | 35000 | 90.91% | 1.9 | 0 | 10 |  |  |  | No | R-410A | 2.9833 | Residential & Commercial | Ducted CEE Tier 1
214243970 | Central HP <5.4 tons | BRYANT HEATING AND COOLING SYSTEMS | HRCU-A-CB (Split System: Heat Pump with Remote Outdoor Unit-Air-Source) | 284ANV048*0**B* |  |  | CNPV*4824AL*+UI | 986TD66100C21*** | 44000 | 21 | 8.5 | 46500 | 36400 | 78.28% | 2.16 | 0 | 12 |  |  |  | No | R-410A | 3.6667 | Residential & Commercial | Ducted CEE Tier 1
209550336 | Central HP <5.4 tons | CanAir | HRCU-A-C (Split System: Heat Pump with Remote Outdoor Unit with No Indoor Fan --Air Source) | MOE31U-36HFN1-M |  |  | MAC-36HWFN1-M |  | 35000 | 15.2 | 10 | 39000 | 32000 | 82.05% | 2 | 10.2 | 10 |  |  |  | No | R-410A | 2.9167 | Residential & Commercial | Ducted CEE Tier 1
211245831 | Central HP <5.4 tons | COMFORTMAKER | HRCU-A-CB (Split System: Heat Pump with Remote Outdoor Unit-Air-Source) | DLCURAH24ABK |  |  | FXM4X24**AL |  | 24000 | 17 | 8.5 | 26200 | 23400 | 89.31% | 1.94 | 0 | 10 |  |  |  | No | R-410A | 2 | Residential & Commercial | Ducted CEE Tier 1
211240858 | Central HP <5.4 tons | COMFORTMAKER | HRCU-A-CB (Split System: Heat Pump with Remote Outdoor Unit-Air-Source) | DLCURAH24ABK |  |  | EA*4X25L17A* | *96VSN0801716A* | 24800 | 17 | 8.5 | 25600 | 21200 | 82.81% | 1.78 | 0 | 10.5 |  |  |  | No | R-410A | 2.0667 | Residential & Commercial | Ducted CEE Tier 1
211241609 | Central HP <5.4 tons | COMFORTMAKER | HRCU-A-CB (Split System: Heat Pump with Remote Outdoor Unit-Air-Source) | DLCURAH24ABK |  |  | EA*4X30L17A* | *96VTN0601412A* | 23400 | 16.5 | 8.5 | 26000 | 24000 | 92.31% | 1.98 | 0 | 10 |  |  |  | No | R-410A | 1.95 | Residential & Commercial | Ducted CEE Tier 1
212982363 | Central HP <5.4 tons | AIRQUEST | HRCU-A-CB (Split System: Heat Pump with Remote Outdoor Unit-Air-Source) | DLCURAH24ABK |  |  | EN(A,D)4X36L21** | *80MSU0401712A* | 23400 | 16.5 | 8.5 | 25800 | 23800 | 92.25% | 1.98 | 0 | 10 |  |  |  | No | R-410A | 1.95 | Residential & Commercial | Ducted CEE Tier 1
210471020 | Central HP <5.4 tons | HEIL | HRCU-A-CB (Split System: Heat Pump with Remote Outdoor Unit-Air-Source) | HVH837GKA2* |  |  | EHD4X36AAL+WALLCON | *95CSU0802120A* | 32200 | 16.5 | 8.1 | 33200 | 24600 | 74.1% | 1.94 | 0 | 11 |  |  |  | No | R-410A | 2.6833 | Residential & Commercial | Ducted CEE Tier 1
213780638 | Central HP <5.4 tons | AIRQUEST | HRCU-A-CB (Split System: Heat Pump with Remote Outdoor Unit-Air-Source) | HVH837GKA2* |  |  | EA*4X36L17A*+WALLCON | *80CTL0451712B* | 31200 | 16.5 | 8.1 | 33400 | 24600 | 73.65% | 1.8 | 0 | 10.5 |  |  |  | No | R-410A | 2.6 | Residential & Commercial | Ducted CEE Tier 1
213780708 | Central HP <5.4 tons | AIRQUEST | HRCU-A-CB (Split System: Heat Pump with Remote Outdoor Unit-Air-Source) | HVH837GKA2* |  |  | EA*4X36L17A*+WALLCON | *96CTN0601714B* | 31200 | 16.5 | 8.1 | 33400 | 24600 | 73.65% | 1.82 | 0 | 10.5 |  |  |  | No | R-410A | 2.6 | Residential & Commercial | Ducted CEE Tier 1
213781008 | Central HP <5.4 tons | AIRQUEST | HRCU-A-CB (Split System: Heat Pump with Remote Outdoor Unit-Air-Source) | HVH837GKA2* |  |  | EA*4X42L21A*+WALLCON | *80CTL1102120B* | 31800 | 17 | 8.1 | 32800 | 24200 | 73.78% | 1.88 | 0 | 11 |  |  |  | No | R-410A | 2.65 | Residential & Commercial | Ducted CEE Tier 1
213781058 | Central HP <5.4 tons | AIRQUEST | HRCU-A-CB (Split System: Heat Pump with Remote Outdoor Unit-Air-Source) | HVH837GKA2* |  |  | EA*4X42L21A*+WALLCON | *96CTN0601714B* | 31600 | 16.5 | 8.1 | 33200 | 24600 | 74.1% | 1.86 | 0 | 10.5 |  |  |  | No | R-410A | 2.6333 | Residential & Commercial | Ducted CEE Tier 1
213781108 | Central HP <5.4 tons | AIRQUEST | HRCU-A-CB (Split System: Heat Pump with Remote Outdoor Unit-Air-Source) | HVH837GKA2* |  |  | EA*4X42L24A*+WALLCON | *80CTL1352422B* | 31800 | 17 | 8.1 | 33000 | 24200 | 73.33% | 1.88 | 0 | 11 |  |  |  | No | R-410A | 2.65 | Residential & Commercial | Ducted CEE Tier 1
213781158 | Central HP <5.4 tons | AIRQUEST | HRCU-A-CB (Split System: Heat Pump with Remote Outdoor Unit-Air-Source) | HVH837GKA2* |  |  | EA*4X43L21A*+WALLCON | *80CTL0451712B* | 32600 | 16.5 | 8.1 | 33200 | 25400 | 76.51% | 1.94 | 0 | 10.5 |  |  |  | No | R-410A | 2.7167 | Residential & Commercial | Ducted CEE Tier 1
213781258 | Central HP <5.4 tons | AIRQUEST | HRCU-A-CB (Split System: Heat Pump with Remote Outdoor Unit-Air-Source) | HVH837GKA2* |  |  | EA*4X43L21A*+WALLCON | *96CTN0801714B* | 32800 | 17 | 8.5 | 32800 | 25200 | 76.83% | 1.96 | 0 | 11 |  |  |  | No | R-410A | 2.7333 | Residential & Commercial | Ducted CEE Tier 1
213781138 | Central HP <5.4 tons | AIRQUEST | HRCU-A-CB (Split System: Heat Pump with Remote Outdoor Unit-Air-Source) | HVH837GKA2* |  |  | EA*4X42L24A*+WALLCON | *96CTN1002122B* | 31800 | 17 | 8.1 | 33000 | 24200 | 73.33% | 1.88 | 0 | 11 |  |  |  | No | R-410A | 2.65 | Residential & Commercial | Ducted CEE Tier 1
213781218 | Central HP <5.4 tons | AIRQUEST | HRCU-A-CB (Split System: Heat Pump with Remote Outdoor Unit-Air-Source) | HVH837GKA2* |  |  | EA*4X43L21A*+WALLCON | *97CMN0601714B* | 32600 | 16.5 | 8.1 | 33000 | 25400 | 76.97% | 1.94 | 0 | 11 |  |  |  | No | R-410A | 2.7167 | Residential & Commercial | Ducted CEE Tier 1
213781588 | Central HP <5.4 tons | AIRQUEST | HRCU-A-CB (Split System: Heat Pump with Remote Outdoor Unit-Air-Source) | HVH837GKA2* |  |  | EA*4X61L21A*+WALLCON | *95CSU0601716B* | 33000 | 17 | 8.1 | 32200 | 25000 | 77.64% | 1.96 | 0 | 11 |  |  |  | No | R-410A | 2.75 | Residential & Commercial | Ducted CEE Tier 1
213781988 | Central HP <5.4 tons | AIRQUEST | HRCU-A-CB (Split System: Heat Pump with Remote Outdoor Unit-Air-Source) | HVH837GKA2* |  |  | EHD4X42AAL+WALLCON | *97CMN1002122B* | 32600 | 16.5 | 8.1 | 33000 | 24600 | 74.55% | 1.94 | 0 | 11 |  |  |  | No | R-410A | 2.7167 | Residential & Commercial | Ducted CEE Tier 1
213781408 | Central HP <5.4 tons | AIRQUEST | HRCU-A-CB (Split System: Heat Pump with Remote Outdoor Unit-Air-Source) | HVH837GKA2* |  |  | EA*4X48L24A*+WALLCON | *80CTL1102120B* | 32400 | 17.5 | 8.5 | 32200 | 24800 | 77.02% | 1.98 | 0 | 11.5 |  |  |  | No | R-410A | 2.7 | Residential & Commercial | Ducted CEE Tier 1
213780958 | Central HP <5.4 tons | AIRQUEST | HRCU-A-CB (Split System: Heat Pump with Remote Outdoor Unit-Air-Source) | HVH837GKA2* |  |  | EA*4X37L21A*+WALLCON | *96CTN1002122B* | 33000 | 17 | 8.5 | 32600 | 25000 | 76.69% | 1.98 | 0 | 11.5 |  |  |  | No | R-410A | 2.75 | Residential & Commercial | Ducted CEE Tier 1
213781558 | Central HP <5.4 tons | AIRQUEST | HRCU-A-CB (Split System: Heat Pump with Remote Outdoor Unit-Air-Source) | HVH837GKA2* |  |  | EA*4X61L21A*+WALLCON | *80CTL0901716B* | 33200 | 17.5 | 8.1 | 32000 | 24800 | 77.5% | 1.98 | 0 | 11.5 |  |  |  | No | R-410A | 2.7667 | Residential & Commercial | Ducted CEE Tier 1
213815736 | Central HP <5.4 tons | AMANA | HRCU-A-CB (Split System: Heat Pump with Remote Outdoor Unit-Air-Source) | ASZS60241EA* |  |  | CA*EA3026*4A*+MBVK12BP1X00A* |  | 23000 | 17 | 8.6 | 23000 | 16100 | 70% | 2 | 0 | 10 |  |  |  | No | R-410A | 1.9167 | Residential & Commercial | Ducted CEE Tier 1
215937116 | Central HP <5.4 tons | HEIL | HRCU-A-CB (Split System: Heat Pump with Remote Outdoor Unit-Air-Source) | H5H3V48*K*AAA* |  |  | EVM5X48M21A*+WALLCON | *96CTN1002122B* | 44500 | 20 | 8.1 | 52000 | 38500 | 74.04% | 2 | 0 | 11 |  |  |  | No | R-454B | 3.7083 | Residential & Commercial | Ducted CEE Tier 1
215937166 | Central HP <5.4 tons | HEIL | HRCU-A-CB (Split System: Heat Pump with Remote Outdoor Unit-Air-Source) | H5H3V48*K*AAA* |  |  | EVM5X49M21A*+WALLCON | *80CTL0901716B* | 44500 | 20.5 | 8.1 | 53500 | 37600 | 70.28% | 1.95 | 0 | 11.5 |  |  |  | No | R-454B | 3.7083 | Residential & Commercial | Ducted CEE Tier 1
215937266 | Central HP <5.4 tons | HEIL | HRCU-A-CB (Split System: Heat Pump with Remote Outdoor Unit-Air-Source) | H5H3V48*K*AAA* |  |  | EVM5X49M21A*+WALLCON | *96CTN0801714B* | 44000 | 20 | 8.1 | 53500 | 37600 | 70.28% | 2 | 0 | 11.5 |  |  |  | No | R-454B | 3.6667 | Residential & Commercial | Ducted CEE Tier 1
215932033 | Central HP <5.4 tons | TEMPSTAR | HRCU-A-CB (Split System: Heat Pump with Remote Outdoor Unit-Air-Source) | T5H3V36*K*AAA* |  |  | EA*5X30M17A*+WALLCON | *96CTN0601714B* | 31800 | 19 | 9.5 | 34600 | 26600 | 76.88% | 2 | 0 | 10.5 |  |  |  | No | R-454B | 2.65 | Residential & Commercial | Ducted CEE Tier 1
215932103 | Central HP <5.4 tons | TEMPSTAR | HRCU-A-CB (Split System: Heat Pump with Remote Outdoor Unit-Air-Source) | T5H3V36*K*AAA* |  |  | EA*5X36M17A*+WALLCON | *97CMN0801714B* | 32000 | 19 | 9.5 | 35600 | 27400 | 76.97% | 1.98 | 0 | 10.5 |  |  |  | No | R-454B | 2.6667 | Residential & Commercial | Ducted CEE Tier 1
214242626 | Central HP <5.4 tons | BRYANT HEATING AND COOLING SYSTEMS | HRCU-A-CB (Split System: Heat Pump with Remote Outdoor Unit-Air-Source) | 288BNV025*0**B* |  |  | CNPV*3017AL*+UI | 986TD42080C17*** | 23400 | 16.5 | 8.1 | 21600 | 16700 | 77.31% | 1.92 | 0 | 11 |  |  |  | No | R-410A | 1.95 | Residential & Commercial | Ducted CEE Tier 1
209852136 | Central HP <5.4 tons | AIRQUEST | HRCU-A-CB (Split System: Heat Pump with Remote Outdoor Unit-Air-Source) | DLCURAH24ABK |  |  | DLFUAAH24XAK |  | 24000 | 17.4 | 10 | 24000 | 22600 | 94.17% | 1.91 | 12.5 | 11.7 |  |  |  | No | R-410A | 2 | Residential & Commercial | Ducted CEE Tier 1
215853287 | Central HP <5.4 tons | YORK | HRCU-A-CB (Split System: Heat Pump with Remote Outdoor Unit-Air-Source) | HH836E2S11 |  |  | CTF36B5CDS1 | Y91E080B12SMPS1 | 33600 | 18 | 8.5 | 31400 | 25600 | 81.53% | 2 | 0 | 11 |  |  |  | No | R-454B | 2.8 | Residential & Commercial | Ducted CEE Tier 1
215853294 | Central HP <5.4 tons | YORK | HRCU-A-CB (Split System: Heat Pump with Remote Outdoor Unit-Air-Source) | HH836E2S11 |  |  | CTM36C5CDS1+JMVT17CC2N1 |  | 34400 | 19 | 9 | 31600 | 25800 | 81.65% | 2 | 0 | 11.7 |  |  |  | No | R-454B | 2.8667 | Residential & Commercial | Ducted CEE Tier 1
215434316 | Central HP <5.4 tons | GOODMAN | HRCU-A-CB (Split System: Heat Pump with Remote Outdoor Unit-Air-Source) | GZV7SA4210A* |  |  | CA*EA6030*3A* | G*VT800805D*A* | 40500 | 17 | 8.8 | 41000 | 31000 | 75.61% | 2 | 0 | 10 |  |  |  | No | R-32 | 3.375 | Residential & Commercial | Ducted CEE Tier 1
215434313 | Central HP <5.4 tons | GOODMAN | HRCU-A-CB (Split System: Heat Pump with Remote Outdoor Unit-Air-Source) | GZV7SA4210A* |  |  | CA*EA6030*3A* | G*VS960805CUA* | 40500 | 16.5 | 8.8 | 41000 | 31000 | 75.61% | 2 | 0 | 10 |  |  |  | No | R-32 | 3.375 | Residential & Commercial | Ducted CEE Tier 1
215434329 | Central HP <5.4 tons | GOODMAN | HRCU-A-CB (Split System: Heat Pump with Remote Outdoor Unit-Air-Source) | GZV7SA4210A* |  |  | CHPEA4830*3A* | G*VT800805D*A* | 40500 | 17 | 8.6 | 41000 | 31000 | 75.61% | 2 | 0 | 10 |  |  |  | No | R-32 | 3.375 | Residential & Commercial | Ducted CEE Tier 1
215434322 | Central HP <5.4 tons | GOODMAN | HRCU-A-CB (Split System: Heat Pump with Remote Outdoor Unit-Air-Source) | GZV7SA4210A* |  |  | CHPEA4830*3A* | G*VM970804CNA* | 40500 | 16.5 | 8.6 | 41000 | 31000 | 75.61% | 2 | 0 | 10 |  |  |  | No | R-32 | 3.375 | Residential & Commercial | Ducted CEE Tier 1
215449709 | Central HP <5.4 tons | CanAir | HRCU-A-CB (Split System: Heat Pump with Remote Outdoor Unit-Air-Source) | 4CDH2060C21 |  |  | 4CDH2060F21 |  | 54000 | 16 | 9 | 56000 | 52000 | 92.86% | 1.8 | 0 | 10 |  |  |  | No | R-454B | 4.5 | Residential & Commercial | Ducted CEE Tier 1
215932353 | Central HP <5.4 tons | TEMPSTAR | HRCU-A-CB (Split System: Heat Pump with Remote Outdoor Unit-Air-Source) | T5H3V36*K*AAA* |  |  | EA*5X42M21A*+WALLCON | *96CTN0801714B* | 32600 | 19.5 | 9.5 | 35200 | 27000 | 76.7% | 2 | 0 | 11 |  |  |  | No | R-454B | 2.7167 | Residential & Commercial | Ducted CEE Tier 1
216091314 | Central HP <5.4 tons | AIRQUEST | HRCU-A-CB (Split System: Heat Pump with Remote Outdoor Unit-Air-Source) | DLCSRBH24AAK |  |  | 40MBABQ24XB3 |  | 23000 | 18.4 | 9.3 | 26000 | 21200 | 81.54% | 1.9 | 12.5 | 11.7 |  |  |  | No | R-410A | 1.9167 | Residential & Commercial | Ducted CEE Tier 1
213779468 | Central HP <5.4 tons | AIRQUEST | HRCU-A-CB (Split System: Heat Pump with Remote Outdoor Unit-Air-Source) | HVH837GKA** |  |  | EA*4X48L21A*+WALLCON | *96CTN0801714B* | 32200 | 17 | 8.1 | 32800 | 25000 | 76.22% | 1.96 | 0 | 11 |  |  |  | No | R-410A | 2.6833 | Residential & Commercial | Ducted CEE Tier 1
213779788 | Central HP <5.4 tons | AIRQUEST | HRCU-A-CB (Split System: Heat Pump with Remote Outdoor Unit-Air-Source) | HVH837GKA** |  |  | EA*4X61L24A*+WALLCON | *97CMN1202422B* | 33200 | 17.5 | 8.5 | 32000 | 24800 | 77.5% | 1.98 | 0 | 11.7 |  |  |  | No | R-410A | 2.7667 | Residential & Commercial | Ducted CEE Tier 1
213779638 | Central HP <5.4 tons | AIRQUEST | HRCU-A-CB (Split System: Heat Pump with Remote Outdoor Unit-Air-Source) | HVH837GKA** |  |  | EA*4X61L21A*+WALLCON | *80CTL0701716B* | 32800 | 17 | 8.1 | 32200 | 25000 | 77.64% | 1.96 | 0 | 11 |  |  |  | No | R-410A | 2.7333 | Residential & Commercial | Ducted CEE Tier 1
213779738 | Central HP <5.4 tons | AIRQUEST | HRCU-A-CB (Split System: Heat Pump with Remote Outdoor Unit-Air-Source) | HVH837GKA** |  |  | EA*4X61L21A*+WALLCON | *96CTN1002122B* | 33200 | 17.5 | 8.5 | 32000 | 24800 | 77.5% | 1.98 | 0 | 11.7 |  |  |  | No | R-410A | 2.7667 | Residential & Commercial | Ducted CEE Tier 1
212989316 | Central HP <5.4 tons | HEIL | HRCU-A-CB (Split System: Heat Pump with Remote Outdoor Unit-Air-Source) | DLCURAH18ABK |  |  | EN(A,D)4X24L17** | *95MSU0601716A* | 17300 | 16 | 8.1 | 18300 | 19200 | 104.9% | 2.32 | 0 | 10.5 |  |  |  | No | R-410A | 1.4417 | Residential & Commercial | Ducted CEE Tier 1
216091287 | Central HP <5.4 tons | COMFORTMAKER | HRCU-A-CB (Split System: Heat Pump with Remote Outdoor Unit-Air-Source) | DLCSRBH18AAK |  |  | 40MBABQ18XB3 |  | 18000 | 17.6 | 9.6 | 19000 | 17000 | 89.47% | 2 | 12.5 | 11.7 |  |  |  | No | R-410A | 1.5 | Residential & Commercial | Ducted CEE Tier 1
215936326 | Central HP <5.4 tons | HEIL | HRCU-A-CB (Split System: Heat Pump with Remote Outdoor Unit-Air-Source) | H5H3V36*K*AAA* |  |  | EVD5X48M24A*+WALLCON | *80CTL1102120B* | 35200 | 21.5 | 8.5 | 38000 | 28200 | 74.21% | 2.04 | 0 | 12 |  |  |  | No | R-454B | 2.9333 | Residential & Commercial | Ducted CEE Tier 1
215936476 | Central HP <5.4 tons | HEIL | HRCU-A-CB (Split System: Heat Pump with Remote Outdoor Unit-Air-Source) | H5H3V36*K*AAA* |  |  | EVD5X49M24A*+WALLCON | *95CSU0802120B* | 35400 | 21.5 | 8.5 | 38000 | 28600 | 75.26% | 2.04 | 0 | 12 |  |  |  | No | R-454B | 2.95 | Residential & Commercial | Ducted CEE Tier 1
215449704 | Central HP <5.4 tons | CanAir | HRCU-A-CB (Split System: Heat Pump with Remote Outdoor Unit-Air-Source) | 4CDH2018C21 |  |  | 4CDH2018F21 |  | 18000 | 19 | 9.7 | 19000 | 18000 | 94.74% | 2 | 0 | 12.5 |  |  |  | No | R-454B | 1.5 | Residential & Commercial | Ducted CEE Tier 1
215937746 | Central HP <5.4 tons | HEIL | HRCU-A-CB (Split System: Heat Pump with Remote Outdoor Unit-Air-Source) | H5H3V48*K*AAA* |  |  | EVD5X48M21A*+WALLCON | *80CTL0901716B* | 43500 | 20 | 8.1 | 52500 | 37600 | 71.62% | 2 | 0 | 11.5 |  |  |  | No | R-454B | 3.625 | Residential & Commercial | Ducted CEE Tier 1
206249117 | Central HP <5.4 tons | GREE | HRCU-A-CB (Split System: Heat Pump with Remote Outdoor Unit-Air-Source) | GUD36W/A-D(U) |  |  | GUD36AH2/A-D(U) |  | 34000 | 16 | 9 | 35000 | 28000 | 80% | 1.8 | 10 | 10 |  |  |  | No | R-410A | 2.8333 | Residential & Commercial | Ducted CEE Tier 1
213160446 | Central HP <5.4 tons | CanAir | HRCU-A-C (Split System: Heat Pump with Remote Outdoor Unit with No Indoor Fan --Air Source) | CDH2036C21 |  |  | MVB-36B24T4N1 |  | 35000 | 15.5 | 8.6 | 38000 | 31600 | 83.16% | 1.85 | 0 | 10 |  |  |  | No | R-410A | 2.9167 | Residential & Commercial | Ducted CEE Tier 1
214243950 | Central HP <5.4 tons | BRYANT HEATING AND COOLING SYSTEMS | HRCU-A-CB (Split System: Heat Pump with Remote Outdoor Unit-Air-Source) | 284ANV048*0**B* |  |  | CNPV*4821AL*+UI | 88*TB48070C17*** | 43500 | 20.5 | 8.5 | 47000 | 37000 | 78.72% | 2.12 | 0 | 11 |  |  |  | No | R-410A | 3.625 | Residential & Commercial | Ducted CEE Tier 1
214243966 | Central HP <5.4 tons | BRYANT HEATING AND COOLING SYSTEMS | HRCU-A-CB (Split System: Heat Pump with Remote Outdoor Unit-Air-Source) | 284ANV048*0**B* |  |  | CNPV*4824AL*+UI | 987MC66100C21*** | 44000 | 21 | 8.5 | 46500 | 36400 | 78.28% | 2.16 | 0 | 12 |  |  |  | No | R-410A | 3.6667 | Residential & Commercial | Ducted CEE Tier 1
215434336 | Central HP <5.4 tons | GOODMAN | HRCU-A-CB (Split System: Heat Pump with Remote Outdoor Unit-Air-Source) | GZV7SA4210A* |  |  | CHPEA6030*3A* | G*VM971005CNA* | 40500 | 16.5 | 8.6 | 41000 | 31000 | 75.61% | 2 | 0 | 10 |  |  |  | No | R-32 | 3.375 | Residential & Commercial | Ducted CEE Tier 1
215434338 | Central HP <5.4 tons | GOODMAN | HRCU-A-CB (Split System: Heat Pump with Remote Outdoor Unit-Air-Source) | GZV7SA4210A* |  |  | CHPEA6030*3A* | G*VS800805CUA* | 40500 | 17 | 8.6 | 41000 | 31000 | 75.61% | 2 | 0 | 10 |  |  |  | No | R-32 | 3.375 | Residential & Commercial | Ducted CEE Tier 1
215434328 | Central HP <5.4 tons | GOODMAN | HRCU-A-CB (Split System: Heat Pump with Remote Outdoor Unit-Air-Source) | GZV7SA4210A* |  |  | CHPEA4830*3A* | G*VT800805C*A* | 40500 | 17 | 8.6 | 41000 | 31000 | 75.61% | 2 | 0 | 10 |  |  |  | No | R-32 | 3.375 | Residential & Commercial | Ducted CEE Tier 1
215434330 | Central HP <5.4 tons | GOODMAN | HRCU-A-CB (Split System: Heat Pump with Remote Outdoor Unit-Air-Source) | GZV7SA4210A* |  |  | CHPEA4830*3A* | G*VT801005C*A* | 40500 | 17 | 8.6 | 41000 | 31000 | 75.61% | 2 | 0 | 10 |  |  |  | No | R-32 | 3.375 | Residential & Commercial | Ducted CEE Tier 1
215434346 | Central HP <5.4 tons | GOODMAN | HRCU-A-CB (Split System: Heat Pump with Remote Outdoor Unit-Air-Source) | GZV7SA4210A* |  |  | CHPEA6030*3A* | G*VT961005DNA* | 40500 | 17 | 8.6 | 41000 | 31000 | 75.61% | 2 | 0 | 10 |  |  |  | No | R-32 | 3.375 | Residential & Commercial | Ducted CEE Tier 1
215434344 | Central HP <5.4 tons | GOODMAN | HRCU-A-CB (Split System: Heat Pump with Remote Outdoor Unit-Air-Source) | GZV7SA4210A* |  |  | CHPEA6030*3A* | G*VT960804CNA* | 40500 | 16.5 | 8.6 | 41000 | 31000 | 75.61% | 2 | 0 | 10 |  |  |  | No | R-32 | 3.375 | Residential & Commercial | Ducted CEE Tier 1
215434325 | Central HP <5.4 tons | GOODMAN | HRCU-A-CB (Split System: Heat Pump with Remote Outdoor Unit-Air-Source) | GZV7SA4210A* |  |  | CHPEA4830*3A* | G*VS800805CUA* | 40500 | 17 | 8.6 | 41000 | 31000 | 75.61% | 2 | 0 | 10 |  |  |  | No | R-32 | 3.375 | Residential & Commercial | Ducted CEE Tier 1
215434343 | Central HP <5.4 tons | GOODMAN | HRCU-A-CB (Split System: Heat Pump with Remote Outdoor Unit-Air-Source) | GZV7SA4210A* |  |  | CHPEA6030*3A* | G*VT801005C*A* | 40500 | 17 | 8.6 | 41000 | 31000 | 75.61% | 2 | 0 | 10 |  |  |  | No | R-32 | 3.375 | Residential & Commercial | Ducted CEE Tier 1
215433941 | Central HP <5.4 tons | GOODMAN | HRCU-A-CB (Split System: Heat Pump with Remote Outdoor Unit-Air-Source) | GZV7SA4210A* |  |  | CA*EA6030*3A*+MBVK16CP1X00A* |  | 40500 | 17.5 | 8.8 | 41000 | 31000 | 75.61% | 2 | 0 | 10 |  |  |  | No | R-32 | 3.375 | Residential & Commercial | Ducted CEE Tier 1
215434309 | Central HP <5.4 tons | GOODMAN | HRCU-A-CB (Split System: Heat Pump with Remote Outdoor Unit-Air-Source) | GZV7SA4210A* |  |  | CA*EA6030*3A* | G*VM970804CNA* | 40500 | 16.5 | 8.8 | 41000 | 31000 | 75.61% | 2 | 0 | 10 |  |  |  | No | R-32 | 3.375 | Residential & Commercial | Ducted CEE Tier 1
215434340 | Central HP <5.4 tons | GOODMAN | HRCU-A-CB (Split System: Heat Pump with Remote Outdoor Unit-Air-Source) | GZV7SA4210A* |  |  | CHPEA6030*3A* | G*VT800804C*A* | 40500 | 17 | 8.6 | 41000 | 31000 | 75.61% | 2 | 0 | 10 |  |  |  | No | R-32 | 3.375 | Residential & Commercial | Ducted CEE Tier 1
209852133 | Central HP <5.4 tons | AIRQUEST | HRCU-A-CB (Split System: Heat Pump with Remote Outdoor Unit-Air-Source) | DLCURAH24AAK |  |  | DLFUAAH24XAK |  | 24000 | 17 | 9.2 | 26000 | 19400 | 74.62% | 2.1 | 11.3 | 10.5 |  |  |  | No | R-410A | 2 | Residential & Commercial | Ducted CEE Tier 1
213194320 | Central HP <5.4 tons | LENNOX | HRCU-A-CB (Split System: Heat Pump with Remote Outdoor Unit-Air-Source) | SL25XPV-048-230A** |  |  | CX35-49C+TDR | EL297UH110XV60C* | 45500 | 20 | 8.9 | 44000 | 35800 | 81.36% | 1.78 | 0 | 12 |  |  |  | No | R-410A | 3.7917 | Residential & Commercial | Ducted CEE Tier 1
213194322 | Central HP <5.4 tons | LENNOX | HRCU-A-CB (Split System: Heat Pump with Remote Outdoor Unit-Air-Source) | SL25XPV-048-230A** |  |  | CX35-60C+TDR | EL297UH090XV60C* | 45500 | 20 | 9.5 | 44000 | 36200 | 82.27% | 1.9 | 0 | 12.2 |  |  |  | No | R-410A | 3.7917 | Residential & Commercial | Ducted CEE Tier 1
215869093 | Central HP <5.4 tons | AMERICAN STANDARD | HRCU-A-CB (Split System: Heat Pump with Remote Outdoor Unit-Air-Source) | 5A6V8X36A1 |  |  | 5PX*C005AS3 | S9V2C100U5VSB+LRP | 31800 | 18.1 | 8.5 | 32800 | 25400 | 77.44% | 2.1 | 0 | 10 |  |  |  | No | R-454B | 2.65 | Residential & Commercial | Ducted CEE Tier 1
215869107 | Central HP <5.4 tons | AMERICAN STANDARD | HRCU-A-CB (Split System: Heat Pump with Remote Outdoor Unit-Air-Source) | 5A6V8X36A1 |  |  | 5TXCC005AS3 | S9V2C080U5VSB+LRP | 31800 | 18.1 | 8.5 | 32800 | 25400 | 77.44% | 2.1 | 0 | 10 |  |  |  | No | R-454B | 2.65 | Residential & Commercial | Ducted CEE Tier 1
215869141 | Central HP <5.4 tons | AMERICAN STANDARD | HRCU-A-CB (Split System: Heat Pump with Remote Outdoor Unit-Air-Source) | 5A6V8X60A1 |  |  | 5TXCC007AS3 | S9V2C100U5VSB+LRP | 53000 | 18.1 | 8.5 | 56000 | 40000 | 71.43% | 2 | 0 | 10 |  |  |  | No | R-454B | 4.4167 | Residential & Commercial | Ducted CEE Tier 1
215319158 | Central HP <5.4 tons | AIRQUEST | HRCU-A-CB (Split System: Heat Pump with Remote Outdoor Unit-Air-Source) | D5CSHAH33AAK |  |  | D5FSAAH36XBK |  | 33000 | 16.7 | 10 | 35000 | 34000 | 97.14% | 2 | 0 | 11.7 |  |  |  | No | R-454B | 2.75 | Residential & Commercial | Ducted CEE Tier 1
215936716 | Central HP <5.4 tons | HEIL | HRCU-A-CB (Split System: Heat Pump with Remote Outdoor Unit-Air-Source) | H5H3V36*K*AAA* |  |  | EVD5X60M21A*+WALLCON | *96CTN0801714B* | 35400 | 21.5 | 8.5 | 38000 | 28800 | 75.79% | 2.02 | 0 | 12 |  |  |  | No | R-454B | 2.95 | Residential & Commercial | Ducted CEE Tier 1
215936816 | Central HP <5.4 tons | HEIL | HRCU-A-CB (Split System: Heat Pump with Remote Outdoor Unit-Air-Source) | H5H3V36*K*AAA* |  |  | EVD5X60M24A*+WALLCON | *97CMN0802120B* | 35400 | 21.5 | 8.5 | 38000 | 28400 | 74.74% | 2.04 | 0 | 12.5 |  |  |  | No | R-454B | 2.95 | Residential & Commercial | Ducted CEE Tier 1
215936866 | Central HP <5.4 tons | HEIL | HRCU-A-CB (Split System: Heat Pump with Remote Outdoor Unit-Air-Source) | H5H3V36*K*AAA* |  |  | EVD5X61M21A*+WALLCON | *80CTL0451712B* | 35400 | 21 | 8.5 | 38500 | 29000 | 75.32% | 2.02 | 0 | 11.7 |  |  |  | No | R-454B | 2.95 | Residential & Commercial | Ducted CEE Tier 1
215319144 | Central HP <5.4 tons | AIRQUEST | HRCU-A-CB (Split System: Heat Pump with Remote Outdoor Unit-Air-Source) | D5CUHAH48AAK |  |  | D5FUAAH48XAK |  | 48000 | 16.5 | 9.5 | 50000 | 46000 | 92% | 1.9 | 0 | 10.5 |  |  |  | No | R-454B | 4 | Residential & Commercial | Ducted CEE Tier 1
207826613 | Central HP <5.4 tons | AIRQUEST | HRCU-A-CB (Split System: Heat Pump with Remote Outdoor Unit-Air-Source) | DLCSRBH18AAK |  |  | DLFSABH18XBK |  | 18000 | 17.6 | 9.6 | 19000 | 17000 | 89.47% | 2 | 12.5 | 11.7 |  |  |  | No | R-410A | 1.5 | Residential & Commercial | Ducted CEE Tier 1
216091297 | Central HP <5.4 tons | AIRQUEST | HRCU-A-CB (Split System: Heat Pump with Remote Outdoor Unit-Air-Source) | DLCSRBH18AAK |  |  | 40MBABQ18XB3 |  | 18000 | 17.6 | 9.6 | 19000 | 17000 | 89.47% | 2 | 12.5 | 11.7 |  |  |  | No | R-410A | 1.5 | Residential & Commercial | Ducted CEE Tier 1
215318920 | Central HP <5.4 tons | COMFORTMAKER | HRCU-A-CB (Split System: Heat Pump with Remote Outdoor Unit-Air-Source) | D5CUHAH48AAK |  |  | D5FUAAH48XAK |  | 48000 | 16.5 | 9.5 | 50000 | 46000 | 92% | 1.9 | 0 | 10.5 |  |  |  | No | R-454B | 4 | Residential & Commercial | Ducted CEE Tier 1
215323734 | Central HP <5.4 tons | AIRQUEST | HRCU-A-CB (Split System: Heat Pump with Remote Outdoor Unit-Air-Source) | D5CUHAH36AAK |  |  | D5FUHAH36XAK |  | 36000 | 18 | 10 | 37000 | 37400 | 101.1% | 1.9 | 0 | 12 |  |  |  | No | R-454B | 3 | Residential & Commercial | Ducted CEE Tier 1
215936496 | Central HP <5.4 tons | HEIL | HRCU-A-CB (Split System: Heat Pump with Remote Outdoor Unit-Air-Source) | H5H3V36*K*AAA* |  |  | EVD5X49M24A*+WALLCON | *97CMN0602120B* | 35200 | 21 | 8.5 | 38500 | 28800 | 74.81% | 2.02 | 0 | 12 |  |  |  | No | R-454B | 2.9333 | Residential & Commercial | Ducted CEE Tier 1
215936766 | Central HP <5.4 tons | HEIL | HRCU-A-CB (Split System: Heat Pump with Remote Outdoor Unit-Air-Source) | H5H3V36*K*AAA* |  |  | EVD5X60M24A*+WALLCON | *80CTL1102120B* | 35600 | 22 | 8.5 | 38000 | 28400 | 74.74% | 2.04 | 0 | 12.5 |  |  |  | No | R-454B | 2.9667 | Residential & Commercial | Ducted CEE Tier 1
215936806 | Central HP <5.4 tons | HEIL | HRCU-A-CB (Split System: Heat Pump with Remote Outdoor Unit-Air-Source) | H5H3V36*K*AAA* |  |  | EVD5X60M24A*+WALLCON | *97CMN0602120B* | 35200 | 21 | 8.5 | 38500 | 28800 | 74.81% | 2.02 | 0 | 12 |  |  |  | No | R-454B | 2.9333 | Residential & Commercial | Ducted CEE Tier 1
215936956 | Central HP <5.4 tons | HEIL | HRCU-A-CB (Split System: Heat Pump with Remote Outdoor Unit-Air-Source) | H5H3V36*K*AAA* |  |  | EVD5X61M24A*+WALLCON | *96CTN1202422B* | 36000 | 22 | 8.5 | 37600 | 28400 | 75.53% | 2.04 | 0 | 12.5 |  |  |  | No | R-454B | 3 | Residential & Commercial | Ducted CEE Tier 1
209550328 | Central HP <5.4 tons | CanAir | HRCU-A-C (Split System: Heat Pump with Remote Outdoor Unit with No Indoor Fan --Air Source) | MOX430-24HFN1-MR0 |  |  | MAC-24HWDN1-MN0 |  | 24000 | 15.7 | 9.8 | 25600 | 18500 | 72.27% | 2.2 | 10.3 | 10 |  |  |  | No | R-410A | 2 | Residential & Commercial | Ducted CEE Tier 1
213353739 | Central HP <5.4 tons | AIRQUEST | HRCU-A-CB (Split System: Heat Pump with Remote Outdoor Unit-Air-Source) | DLCURAH18ABK |  |  | F5MA4*24L*B* |  | 18100 | 16 | 8.5 | 18600 | 18600 | 100% | 2.24 | 0 | 10.5 |  |  |  | No | R-410A | 1.5083 | Residential & Commercial | Ducted CEE Tier 1
214242776 | Central HP <5.4 tons | BRYANT HEATING AND COOLING SYSTEMS | HRCU-A-CB (Split System: Heat Pump with Remote Outdoor Unit-Air-Source) | 288BNV025*0**B* |  |  | CNPV*3621AL*+UI | 88*TB60110C21*** | 23600 | 16.5 | 8.1 | 21600 | 16700 | 77.31% | 1.92 | 0 | 11 |  |  |  | No | R-410A | 1.9667 | Residential & Commercial | Ducted CEE Tier 1
214243176 | Central HP <5.4 tons | BRYANT HEATING AND COOLING SYSTEMS | HRCU-A-CB (Split System: Heat Pump with Remote Outdoor Unit-Air-Source) | 288BNV025*0**B* |  |  | CNPV*4821AL*+UI | 986TD42080C17*** | 24000 | 17 | 8.1 | 21400 | 16600 | 77.57% | 2 | 0 | 11 |  |  |  | No | R-410A | 2 | Residential & Commercial | Ducted CEE Tier 1
214243196 | Central HP <5.4 tons | BRYANT HEATING AND COOLING SYSTEMS | HRCU-A-CB (Split System: Heat Pump with Remote Outdoor Unit-Air-Source) | 288BNV025*0**B* |  |  | CNPV*4824AL*+UI | 88*TB60090C21*** | 24200 | 17 | 8.1 | 21200 | 16600 | 78.3% | 2.02 | 0 | 11.5 |  |  |  | No | R-410A | 2.0167 | Residential & Commercial | Ducted CEE Tier 1
207706570 | Central HP <5.4 tons | CanAir | HRCU-A-CB (Split System: Heat Pump with Remote Outdoor Unit-Air-Source) | CDH2030C21 |  |  | CDH2030F21 |  | 30000 | 16.2 | 8.9 | 33000 | 24000 | 72.73% | 1.8 | 11 | 10 |  |  |  | No | R-410A | 2.5 | Residential & Commercial | Ducted CEE Tier 1
215931683 | Central HP <5.4 tons | TEMPSTAR | HRCU-A-CB (Split System: Heat Pump with Remote Outdoor Unit-Air-Source) | T5H3V60*K*AAA* |  |  | EA*5X61M24A*+WALLCON | *80CSU1002120A* | 57000 | 19 | 8.5 | 60500 | 46500 | 76.86% | 2.02 | 0 | 11 |  |  |  | No | R-454B | 4.75 | Residential & Commercial | Ducted CEE Tier 1
215931783 | Central HP <5.4 tons | TEMPSTAR | HRCU-A-CB (Split System: Heat Pump with Remote Outdoor Unit-Air-Source) | T5H3V60*K*AAA* |  |  | EA*5X61M24A*+WALLCON | *96CTN1002122B* | 57000 | 18.5 | 8.5 | 60500 | 46500 | 76.86% | 2.02 | 0 | 11.5 |  |  |  | No | R-454B | 4.75 | Residential & Commercial | Ducted CEE Tier 1
215931903 | Central HP <5.4 tons | TEMPSTAR | HRCU-A-CB (Split System: Heat Pump with Remote Outdoor Unit-Air-Source) | T5H3V60*K*AAA* |  |  | ESH5X60M12A*+WALLCON | *97CMN1202422B* | 56000 | 17.5 | 8.1 | 61000 | 46000 | 75.41% | 1.95 | 0 | 11 |  |  |  | No | R-454B | 4.6667 | Residential & Commercial | Ducted CEE Tier 1
206753163 | Central HP <5.4 tons | GE Appliances | HRCU-A-CB (Split System: Heat Pump with Remote Outdoor Unit-Air-Source) | AUH4860ZGDA* |  |  | UUY48ZGDAB* |  | 48000 | 17 | 9 | 48000 | 39000 | 81.25% | 1.8 | 11.5 | 11 |  |  |  | No | R-410A | 4 | Residential & Commercial | Ducted CEE Tier 1
211228901 | Central HP <5.4 tons | BRYANT HEATING AND COOLING SYSTEMS | HRCU-A-CB (Split System: Heat Pump with Remote Outdoor Unit-Air-Source) | 38MURAQ36AB3* |  |  | CAP**4821AL* | 82*TA48070V17*** | 35800 | 16 | 8.5 | 38500 | 34600 | 89.87% | 2.04 | 0 | 10 |  |  |  | No | R-410A | 2.9833 | Residential & Commercial | Ducted CEE Tier 1
213825961 | Central HP <5.4 tons | AMERICAN STANDARD | HRCU-A-CB (Split System: Heat Pump with Remote Outdoor Unit-Air-Source) | 4A6V8X36A1 |  |  | 4TXCB004DS3 | *UHMB080CCV3 | 34000 | 18 | 8.2 | 29000 | 20400 | 70.34% | 1.8 | 0 | 11.7 |  |  |  | No | R-410A | 2.8333 | Residential & Commercial | Ducted CEE Tier 1
215494741 | Central HP <5.4 tons | GREE | HRCU-A-CB (Split System: Heat Pump with Remote Outdoor Unit-Air-Source) | GUD60W2/NXF-D(U) |  |  | GUD60AH2/F-D(U) |  | 54000 | 16 | 9 | 54000 | 46000 | 85.19% | 1.8 | 0 | 10.5 |  |  |  | No | R-454B | 4.5 | Residential & Commercial | Ducted CEE Tier 1
215936356 | Central HP <5.4 tons | HEIL | HRCU-A-CB (Split System: Heat Pump with Remote Outdoor Unit-Air-Source) | H5H3V36*K*AAA* |  |  | EVD5X48M24A*+WALLCON | *95CSU1002122B* | 35200 | 21.5 | 8.5 | 38000 | 28200 | 74.21% | 2.04 | 0 | 12 |  |  |  | No | R-454B | 2.9333 | Residential & Commercial | Ducted CEE Tier 1
215936856 | Central HP <5.4 tons | HEIL | HRCU-A-CB (Split System: Heat Pump with Remote Outdoor Unit-Air-Source) | H5H3V36*K*AAA* |  |  | EVD5X60M24A*+WALLCON | *96CTN1202422B* | 35600 | 22 | 8.5 | 38000 | 28400 | 74.74% | 2.04 | 0 | 12.5 |  |  |  | No | R-454B | 2.9667 | Residential & Commercial | Ducted CEE Tier 1
214243164 | Central HP <5.4 tons | TEMPSTAR | HRCU-A-CB (Split System: Heat Pump with Remote Outdoor Unit-Air-Source) | TVH825GKA2* |  |  | EN(A,D,W)4X48L21**+WALLCON | *97CMN1002122B* | 24200 | 17 | 8.1 | 21200 | 16600 | 78.3% | 2.02 | 0 | 11.5 |  |  |  | No | R-410A | 2.0167 | Residential & Commercial | Ducted CEE Tier 1
215319141 | Central HP <5.4 tons | AIRQUEST | HRCU-A-CB (Split System: Heat Pump with Remote Outdoor Unit-Air-Source) | D5CUHAH24AAK |  |  | D5FUHAH24XAK |  | 24000 | 18.7 | 10 | 24000 | 20600 | 85.83% | 2.14 | 0 | 12 |  |  |  | No | R-454B | 2 | Residential & Commercial | Ducted CEE Tier 1
214242474 | Central HP <5.4 tons | TEMPSTAR | HRCU-A-CB (Split System: Heat Pump with Remote Outdoor Unit-Air-Source) | TVH825GKA2* |  |  | EN(A,D)4X24L17**+WALLCON | *97CMN0601714B* | 23200 | 15.5 | 8.1 | 22200 | 16900 | 76.13% | 1.92 | 0 | 10.5 |  |  |  | No | R-410A | 1.9333 | Residential & Commercial | Ducted CEE Tier 1
214242994 | Central HP <5.4 tons | TEMPSTAR | HRCU-A-CB (Split System: Heat Pump with Remote Outdoor Unit-Air-Source) | TVH825GKA2* |  |  | EN(A,D,W)4X42L21**+WALLCON | *80CTL0902120B* | 23800 | 16.5 | 8.1 | 21400 | 16700 | 78.04% | 1.96 | 0 | 11 |  |  |  | No | R-410A | 1.9833 | Residential & Commercial | Ducted CEE Tier 1
215449705 | Central HP <5.4 tons | CanAir | HRCU-A-CB (Split System: Heat Pump with Remote Outdoor Unit-Air-Source) | 4CDH2024C21 |  |  | 4CDH2024F21 |  | 23000 | 18.3 | 10 | 24000 | 21600 | 90% | 1.87 | 0 | 11.7 |  |  |  | No | R-454B | 1.9167 | Residential & Commercial | Ducted CEE Tier 1
215936009 | Central HP <5.4 tons | COMFORTMAKER | HRCU-A-CB (Split System: Heat Pump with Remote Outdoor Unit-Air-Source) | C5H3V36*K*AAA* |  |  | EVD5X42M21A*+WALLCON | *80CTL0901716B* | 34400 | 21 | 8.5 | 38500 | 28200 | 73.25% | 2.04 | 0 | 11.7 |  |  |  | No | R-454B | 2.8667 | Residential & Commercial | Ducted CEE Tier 1
215864494 | Central HP <5.4 tons | AMERICAN STANDARD | HRCU-A-CB (Split System: Heat Pump with Remote Outdoor Unit-Air-Source) | 5A6V8X36A1 |  |  | 5PX*B004AS3 | S8V2B060M4PDB | 31600 | 18.1 | 8.5 | 32800 | 25400 | 77.44% | 2 | 0 | 10 |  |  |  | No | R-454B | 2.6333 | Residential & Commercial | Ducted CEE Tier 1
215318933 | Central HP <5.4 tons | COMFORTMAKER | HRCU-A-CB (Split System: Heat Pump with Remote Outdoor Unit-Air-Source) | D5CSHAH24AAK |  |  | D5FSAAH24XBK |  | 23000 | 18.8 | 10 | 26000 | 23600 | 90.77% | 2.16 | 0 | 12 |  |  |  | No | R-454B | 1.9167 | Residential & Commercial | Ducted CEE Tier 1
215318938 | Central HP <5.4 tons | COMFORTMAKER | HRCU-A-CB (Split System: Heat Pump with Remote Outdoor Unit-Air-Source) | D5CLHAH48AAK |  |  | D5FLAAH48XAK |  | 48000 | 17 | 10.2 | 50000 | 46000 | 92% | 2 | 0 | 10.1 |  |  |  | No | R-454B | 4 | Residential & Commercial | Ducted CEE Tier 1
214238864 | Central HP <5.4 tons | BRYANT HEATING AND COOLING SYSTEMS | HRCU-A-CB (Split System: Heat Pump with Remote Outdoor Unit-Air-Source) | 288BNV037*0**B* |  |  | CNPV*3621AL*+UI | 88*TB60090C21*** | 31400 | 16.5 | 8.1 | 33000 | 24000 | 72.73% | 1.82 | 0 | 11 |  |  |  | No | R-410A | 2.6167 | Residential & Commercial | Ducted CEE Tier 1
214238984 | Central HP <5.4 tons | BRYANT HEATING AND COOLING SYSTEMS | HRCU-A-CB (Split System: Heat Pump with Remote Outdoor Unit-Air-Source) | 288BNV037*0**B* |  |  | CNPV*4217AL*+UI | 88*TB48090C17*** | 32000 | 17 | 8.1 | 33000 | 24600 | 74.55% | 1.9 | 0 | 11.5 |  |  |  | No | R-410A | 2.6667 | Residential & Commercial | Ducted CEE Tier 1
213774408 | Central HP <5.4 tons | AIRQUEST | HRCU-A-CB (Split System: Heat Pump with Remote Outdoor Unit-Air-Source) | HVH825GKA3* |  |  | EHD4X42AAL+WALLCON | *80CTL0701716B* | 24200 | 16 | 8.1 | 21400 | 16600 | 77.57% | 1.98 | 0 | 10.5 |  |  |  | No | R-410A | 2.0167 | Residential & Commercial | Ducted CEE Tier 1
213774628 | Central HP <5.4 tons | AIRQUEST | HRCU-A-CB (Split System: Heat Pump with Remote Outdoor Unit-Air-Source) | HVH825GKA3* |  |  | EHD4X48AAL+WALLCON | *95CSU0601716B* | 24200 | 16 | 8.1 | 21400 | 16600 | 77.57% | 2 | 0 | 10.5 |  |  |  | No | R-410A | 2.0167 | Residential & Commercial | Ducted CEE Tier 1
213780038 | Central HP <5.4 tons | AIRQUEST | HRCU-A-CB (Split System: Heat Pump with Remote Outdoor Unit-Air-Source) | HVH837GKA** |  |  | EHD4X42AAL+WALLCON | *80CTL1352422B* | 32600 | 16.5 | 8.1 | 33000 | 24600 | 74.55% | 1.96 | 0 | 11 |  |  |  | No | R-410A | 2.7167 | Residential & Commercial | Ducted CEE Tier 1
213780188 | Central HP <5.4 tons | AIRQUEST | HRCU-A-CB (Split System: Heat Pump with Remote Outdoor Unit-Air-Source) | HVH837GKA** |  |  | EHD4X48AAL+WALLCON | *80CTL1102120B* | 32600 | 16.5 | 8.1 | 32800 | 24800 | 75.61% | 1.96 | 0 | 11 |  |  |  | No | R-410A | 2.7167 | Residential & Commercial | Ducted CEE Tier 1
214279763 | Central HP <5.4 tons | HEIL | HRCU-A-CB (Split System: Heat Pump with Remote Outdoor Unit-Air-Source) | DLCURAH18ABK |  |  | EA*4X30L17A* | *96MSN0601716A* | 17400 | 16 | 8.5 | 18000 | 18700 | 103.9% | 2.24 | 0 | 10.5 |  |  |  | No | R-410A | 1.45 | Residential & Commercial | Ducted CEE Tier 1
215449706 | Central HP <5.4 tons | CanAir | HRCU-A-CB (Split System: Heat Pump with Remote Outdoor Unit-Air-Source) | 4CDH2030C21 |  |  | 4CDH2030F21 |  | 30000 | 16.8 | 10 | 34000 | 32600 | 95.88% | 1.96 | 0 | 11.7 |  |  |  | No | R-454B | 2.5 | Residential & Commercial | Ducted CEE Tier 1
213092636 | Central HP <5.4 tons | COMFORT-AIRE | HRCU-A-C (Split System: Heat Pump with Remote Outdoor Unit with No Indoor Fan --Air Source) | A-VCD30SA-1 | COMFORT-AIRE |  | (C,M)CG2430P(A,B,C)3P+TXV+TD |  | 29000 | 15.2 | 9.2 | 31200 | 26600 | 85.26% | 1.78 | 0 | 10 |  |  |  | No | R-410A | 2.4167 | Residential & Commercial | Ducted CEE Tier 1
213372127 | Central HP <5.4 tons | COMFORTMAKER | HRCU-A-C (Split System: Heat Pump with Remote Outdoor Unit with No Indoor Fan --Air Source) | DLCURAH30ABK |  |  | DLFULAH36XCX + CI |  | 30000 | 15.5 | 9.7 | 33000 | 27000 | 81.82% | 1.85 | 10.7 | 10.5 |  |  |  | No | R-410A | 2.5 | Residential & Commercial | Ducted CEE Tier 1
215938116 | Central HP <5.4 tons | HEIL | HRCU-A-CB (Split System: Heat Pump with Remote Outdoor Unit-Air-Source) | H5H3V48*K*AAA* |  |  | EVD5X49M24A*+WALLCON | *96CTN1202422B* | 45500 | 20.5 | 8.1 | 52500 | 38000 | 72.38% | 1.95 | 0 | 11.5 |  |  |  | No | R-454B | 3.7917 | Residential & Commercial | Ducted CEE Tier 1
215318941 | Central HP <5.4 tons | COMFORTMAKER | HRCU-A-CB (Split System: Heat Pump with Remote Outdoor Unit-Air-Source) | D5CLRAH48AAK |  |  | D5FLAAH48XAK |  | 48000 | 17.8 | 10 | 50000 | 35200 | 70.4% | 1.9 | 0 | 10 |  |  |  | No | R-454B | 4 | Residential & Commercial | Ducted CEE Tier 1
213076419 | Central HP <5.4 tons | CARRIER | HRCU-A-CB (Split System: Heat Pump with Remote Outdoor Unit-Air-Source) | 38MURAQ36AB3* |  |  | CAP**3717AL* | 58TP*B045V14**12 | 36000 | 15.5 | 8.5 | 38500 | 35000 | 90.91% | 2 | 0 | 10 |  |  |  | No | R-410A | 3 | Residential & Commercial | Ducted CEE Tier 1
215931593 | Central HP <5.4 tons | TEMPSTAR | HRCU-A-CB (Split System: Heat Pump with Remote Outdoor Unit-Air-Source) | T5H3V60*K*AAA* |  |  | EA*5X60M24A*+WALLCON | *95CSU1002122B* | 56000 | 18.5 | 8.5 | 60500 | 45500 | 75.21% | 2.08 | 0 | 11.5 |  |  |  | No | R-454B | 4.6667 | Residential & Commercial | Ducted CEE Tier 1
212988215 | Central HP <5.4 tons | CARRIER | HRCU-A-CB (Split System: Heat Pump with Remote Outdoor Unit-Air-Source) | 38MURAQ36AB3* |  |  | CAP**4821AL* | 59SC6A100M21**22 | 35600 | 16 | 8.5 | 37800 | 34600 | 91.53% | 2.04 | 0 | 10 |  |  |  | No | R-410A | 2.9667 | Residential & Commercial | Ducted CEE Tier 1
215439748 | Central HP <5.4 tons | GOODMAN | HRCU-A-CB (Split System: Heat Pump with Remote Outdoor Unit-Air-Source) | GZV6SA1810A* |  |  | CA*EA2418*3A* | G*VS800805CUA* | 17000 | 19 | 8.8 | 16800 | 13000 | 77.38% | 2.1 | 0 | 12 |  |  |  | No | R-32 | 1.4167 | Residential & Commercial | Ducted CEE Tier 1
213163962 | Central HP <5.4 tons | RUUD | HRCU-A-CB (Split System: Heat Pump with Remote Outdoor Unit-Air-Source) | UP18AZ24AJVC |  |  | RCFZ2421HEAAM | U97MV1005A21DHS | 22800 | 20 | 8.5 | 22800 | 26000 | 114% | 2.1 | 0 | 12.5 |  |  |  | No | R-410A | 1.9 | Residential & Commercial | Ducted CEE Tier 1
206753162 | Central HP <5.4 tons | GE Appliances | HRCU-A-CB (Split System: Heat Pump with Remote Outdoor Unit-Air-Source) | AUH4860ZGDA* |  |  | UUY60ZGDAB* |  | 54000 | 16 | 9 | 54000 | 41000 | 75.93% | 1.8 | 10.5 | 10 |  |  |  | No | R-410A | 4.5 | Residential & Commercial | Ducted CEE Tier 1
215931643 | Central HP <5.4 tons | TEMPSTAR | HRCU-A-CB (Split System: Heat Pump with Remote Outdoor Unit-Air-Source) | T5H3V60*K*AAA* |  |  | EA*5X60M24A*+WALLCON | *96CTN1002122B* | 55500 | 18.5 | 8.5 | 60500 | 46000 | 76.03% | 2.06 | 0 | 11 |  |  |  | No | R-454B | 4.625 | Residential & Commercial | Ducted CEE Tier 1
215487731 | Central HP <5.4 tons | AMANA | HRCU-A-CB (Split System: Heat Pump with Remote Outdoor Unit-Air-Source) | AZV7SA4210A* |  |  | CHPEA4830*3A* | A*VC961005CNB* | 40500 | 16.5 | 8.6 | 41000 | 31000 | 75.61% | 2 | 0 | 10 |  |  |  | No | R-32 | 3.375 | Residential & Commercial | Ducted CEE Tier 1
215434224 | Central HP <5.4 tons | GOODMAN | HRCU-A-CB (Split System: Heat Pump with Remote Outdoor Unit-Air-Source) | GZV7SA3610A* |  |  | CHPEA4830*3A* | G*VT800805C*A* | 35000 | 18.5 | 8.1 | 35000 | 28400 | 81.14% | 2 | 0 | 10.5 |  |  |  | No | R-32 | 2.9167 | Residential & Commercial | Ducted CEE Tier 1
214243958 | Central HP <5.4 tons | BRYANT HEATING AND COOLING SYSTEMS | HRCU-A-CB (Split System: Heat Pump with Remote Outdoor Unit-Air-Source) | 284ANV048*0**B* |  |  | CNPV*4821AL*+UI | 986TD66100C21*** | 44000 | 21 | 8.5 | 46500 | 36400 | 78.28% | 2.16 | 0 | 12 |  |  |  | No | R-410A | 3.6667 | Residential & Commercial | Ducted CEE Tier 1
214243960 | Central HP <5.4 tons | BRYANT HEATING AND COOLING SYSTEMS | HRCU-A-CB (Split System: Heat Pump with Remote Outdoor Unit-Air-Source) | 284ANV048*0**B* |  |  | CNPV*4824AL*+UI | 88*TB60090C21*** | 44000 | 21 | 8.5 | 46500 | 36200 | 77.85% | 2.16 | 0 | 12 |  |  |  | No | R-410A | 3.6667 | Residential & Commercial | Ducted CEE Tier 1
215319163 | Central HP <5.4 tons | AIRQUEST | HRCU-A-CB (Split System: Heat Pump with Remote Outdoor Unit-Air-Source) | D5CLHAH58AAK |  |  | D5FLAAH60XAK |  | 54000 | 15.4 | 9.2 | 59000 | 53000 | 89.83% | 2 | 0 | 10 |  |  |  | No | R-454B | 4.5 | Residential & Commercial | Ducted CEE Tier 1
215319150 | Central HP <5.4 tons | AIRQUEST | HRCU-A-CB (Split System: Heat Pump with Remote Outdoor Unit-Air-Source) | D5CURAH36AAK |  |  | D5FUAAH36XAK |  | 36000 | 16.2 | 8.7 | 36000 | 27000 | 75% | 2 | 0 | 10 |  |  |  | No | R-454B | 3 | Residential & Commercial | Ducted CEE Tier 1
213479414 | Central HP <5.4 tons | CanAir | HRCU-A-C (Split System: Heat Pump with Remote Outdoor Unit with No Indoor Fan --Air Source) | CDH2036C22 |  |  | MVB-36B23T4N1 |  | 35000 | 15.2 | 8.5 | 36000 | 30000 | 83.33% | 1.8 | 0 | 10 |  |  |  | No | R-410A | 2.9167 | Residential & Commercial | Ducted CEE Tier 1
215853296 | Central HP <5.4 tons | YORK | HRCU-A-CB (Split System: Heat Pump with Remote Outdoor Unit-Air-Source) | HH836E2S11 |  |  | CTF36C5CDS1 | Y91E100C16SMPS1 | 34600 | 17 | 8.5 | 32800 | 27000 | 82.32% | 2 | 0 | 11 |  |  |  | No | R-454B | 2.8833 | Residential & Commercial | Ducted CEE Tier 1
214244000 | Central HP <5.4 tons | BRYANT HEATING AND COOLING SYSTEMS | HRCU-A-CB (Split System: Heat Pump with Remote Outdoor Unit-Air-Source) | 284ANV024*0**B* |  |  | CNPV*3017AL*+UI | 986TD30040C14*** | 22800 | 17.5 | 9.5 | 27000 | 20600 | 76.3% | 2.28 | 0 | 12 |  |  |  | No | R-410A | 1.9 | Residential & Commercial | Ducted CEE Tier 1
213479418 | Central HP <5.4 tons | CanAir | HRCU-A-C (Split System: Heat Pump with Remote Outdoor Unit with No Indoor Fan --Air Source) | CDH2024C21 |  |  | MVBM-24A18T3N1 |  | 24000 | 16.1 | 9.8 | 25000 | 20000 | 80% | 2 | 0 | 10.7 |  |  |  | No | R-410A | 2 | Residential & Commercial | Ducted CEE Tier 1
215318937 | Central HP <5.4 tons | COMFORTMAKER | HRCU-A-CB (Split System: Heat Pump with Remote Outdoor Unit-Air-Source) | D5CLHAH36AAK |  |  | D5FLAAH36XAK |  | 36000 | 17.3 | 9.5 | 38000 | 38000 | 100% | 2.06 | 0 | 11.7 |  |  |  | No | R-454B | 3 | Residential & Commercial | Ducted CEE Tier 1
215319161 | Central HP <5.4 tons | AIRQUEST | HRCU-A-CB (Split System: Heat Pump with Remote Outdoor Unit-Air-Source) | D5CLHAH36AAK |  |  | D5FLAAH36XAK |  | 36000 | 17.3 | 9.5 | 38000 | 38000 | 100% | 2.06 | 0 | 11.7 |  |  |  | No | R-454B | 3 | Residential & Commercial | Ducted CEE Tier 1
213386481 | Central HP <5.4 tons | ECO-AIR | HRCU-A-C (Split System: Heat Pump with Remote Outdoor Unit with No Indoor Fan --Air Source) | MOX630-36HFN1-M3X |  |  | MVB-36B23T4N1 |  | 35000 | 15.2 | 8.5 | 36000 | 30000 | 83.33% | 1.8 | 0 | 10 |  |  |  | No | R-410A | 2.9167 | Residential & Commercial | Ducted CEE Tier 1
209550334 | Central HP <5.4 tons | CanAir | HRCU-A-C (Split System: Heat Pump with Remote Outdoor Unit with No Indoor Fan --Air Source) | MOD30-24HFN1-MW |  |  | MAC-24HWDN1-MN0 |  | 24000 | 16.5 | 9.5 | 25000 | 20000 | 80% | 1.95 | 11 | 10.7 |  |  |  | No | R-410A | 2 | Residential & Commercial | Ducted CEE Tier 1
213372189 | Central HP <5.4 tons | AIRQUEST | HRCU-A-C (Split System: Heat Pump with Remote Outdoor Unit with No Indoor Fan --Air Source) | DLCURAH24ABK |  |  | DLFULAH24XAX + CI |  | 24000 | 16.1 | 9.8 | 25000 | 20000 | 80% | 2 | 0 | 10.7 |  |  |  | No | R-410A | 2 | Residential & Commercial | Ducted CEE Tier 1
214244058 | Central HP <5.4 tons | BRYANT HEATING AND COOLING SYSTEMS | HRCU-A-CB (Split System: Heat Pump with Remote Outdoor Unit-Air-Source) | 284ANV024*0**B* |  |  | CNPV*4217AL*+UI | 986TD30040C14*** | 23200 | 18 | 9.5 | 27000 | 20400 | 75.56% | 2.36 | 0 | 12 |  |  |  | No | R-410A | 1.9333 | Residential & Commercial | Ducted CEE Tier 1
211389569 | Central HP <5.4 tons | JOHNSON CONTROLS | HRCU-A-CB (Split System: Heat Pump with Remote Outdoor Unit-Air-Source) | HMH72B341 |  |  | XAFC36DBCN1 | TM8Y080C16MP11 | 34000 | 18.5 | 8.5 | 34000 | 24000 | 70.59% | 2.1 | 0 | 10 |  |  |  | No | R-410A | 2.8333 | Residential & Commercial | Ducted CEE Tier 1
213771740 | Central HP <5.4 tons | COMFORTMAKER | HRCU-A-CB (Split System: Heat Pump with Remote Outdoor Unit-Air-Source) | CVH825GKA2* |  |  | EA*4X48L24A*+WALLCON | *96CTN1202422B* | 24200 | 17 | 8.1 | 21000 | 16500 | 78.57% | 2.02 | 0 | 11 |  |  |  | No | R-410A | 2.0167 | Residential & Commercial | Ducted CEE Tier 1
214442632 | Central HP <5.4 tons | ECO-AIR | HRCU-A-C (Split System: Heat Pump with Remote Outdoor Unit with No Indoor Fan --Air Source) | MOX630-36HFN1-M3X |  |  | MAC-36HWFN1-M |  | 35000 | 15.2 | 8.5 | 36000 | 30000 | 83.33% | 1.8 | 0 | 10 |  |  |  | No | R-410A | 2.9167 | Residential & Commercial | Ducted CEE Tier 1
213771160 | Central HP <5.4 tons | COMFORTMAKER | HRCU-A-CB (Split System: Heat Pump with Remote Outdoor Unit-Air-Source) | CVH825GKA2* |  |  | EA*4X37L21A*+WALLCON | *80CTL0902120B* | 24400 | 16.5 | 8.5 | 21200 | 16600 | 78.3% | 2.04 | 0 | 11 |  |  |  | No | R-410A | 2.0333 | Residential & Commercial | Ducted CEE Tier 1
213771660 | Central HP <5.4 tons | COMFORTMAKER | HRCU-A-CB (Split System: Heat Pump with Remote Outdoor Unit-Air-Source) | CVH825GKA2* |  |  | EA*4X48L21A*+WALLCON | *96CTN0801714B* | 24000 | 16.5 | 8.1 | 21000 | 16500 | 78.57% | 2.02 | 0 | 11 |  |  |  | No | R-410A | 2 | Residential & Commercial | Ducted CEE Tier 1
214242504 | Central HP <5.4 tons | TEMPSTAR | HRCU-A-CB (Split System: Heat Pump with Remote Outdoor Unit-Air-Source) | TVH825GKA2* |  |  | EN(A,D)4X24L17**+WALLCON | *96CTN0601714B* | 23200 | 15.5 | 8.1 | 22200 | 16900 | 76.13% | 1.92 | 0 | 10.5 |  |  |  | No | R-410A | 1.9333 | Residential & Commercial | Ducted CEE Tier 1
214242974 | Central HP <5.4 tons | TEMPSTAR | HRCU-A-CB (Split System: Heat Pump with Remote Outdoor Unit-Air-Source) | TVH825GKA2* |  |  | EN(A,D,W)4X42L21**+WALLCON | *80CTL0701716B* | 23600 | 16.5 | 8.1 | 21400 | 16700 | 78.04% | 1.96 | 0 | 11 |  |  |  | No | R-410A | 1.9667 | Residential & Commercial | Ducted CEE Tier 1
214243144 | Central HP <5.4 tons | TEMPSTAR | HRCU-A-CB (Split System: Heat Pump with Remote Outdoor Unit-Air-Source) | TVH825GKA2* |  |  | EN(A,D,W)4X48L21**+WALLCON | *97CMN0601714B* | 24000 | 16.5 | 8.1 | 21400 | 16700 | 78.04% | 2 | 0 | 11 |  |  |  | No | R-410A | 2 | Residential & Commercial | Ducted CEE Tier 1
215935519 | Central HP <5.4 tons | COMFORTMAKER | HRCU-A-CB (Split System: Heat Pump with Remote Outdoor Unit-Air-Source) | C5H3V36*K*AAA* |  |  | EVD5X25M17A*+WALLCON | *96CTN0601714B* | 34000 | 20 | 8.1 | 38000 | 27200 | 71.58% | 2 | 0 | 11 |  |  |  | No | R-454B | 2.8333 | Residential & Commercial | Ducted CEE Tier 1
215319140 | Central HP <5.4 tons | AIRQUEST | HRCU-A-CB (Split System: Heat Pump with Remote Outdoor Unit-Air-Source) | D5CUHAH24AAK |  |  | D5FUAAH24XAK |  | 23000 | 18.4 | 10 | 24000 | 21600 | 90% | 1.87 | 0 | 11.7 |  |  |  | No | R-454B | 1.9167 | Residential & Commercial | Ducted CEE Tier 1
215434317 | Central HP <5.4 tons | GOODMAN | HRCU-A-CB (Split System: Heat Pump with Remote Outdoor Unit-Air-Source) | GZV7SA4210A* |  |  | CA*EA6030*3A* | G*VT801005C*A* | 40500 | 17 | 8.8 | 41000 | 31000 | 75.61% | 2 | 0 | 10 |  |  |  | No | R-32 | 3.375 | Residential & Commercial | Ducted CEE Tier 1
215434332 | Central HP <5.4 tons | GOODMAN | HRCU-A-CB (Split System: Heat Pump with Remote Outdoor Unit-Air-Source) | GZV7SA4210A* |  |  | CHPEA4830*3A* | G*VT961005CNA* | 40500 | 16.5 | 8.6 | 41000 | 31000 | 75.61% | 2 | 0 | 10 |  |  |  | No | R-32 | 3.375 | Residential & Commercial | Ducted CEE Tier 1
215487729 | Central HP <5.4 tons | AMANA | HRCU-A-CB (Split System: Heat Pump with Remote Outdoor Unit-Air-Source) | AZV7SA4210A* |  |  | CHPEA4830*3A* | A*VC801005C*A* | 40500 | 17 | 8.6 | 41000 | 31000 | 75.61% | 2 | 0 | 10 |  |  |  | No | R-32 | 3.375 | Residential & Commercial | Ducted CEE Tier 1
215434202 | Central HP <5.4 tons | GOODMAN | HRCU-A-CB (Split System: Heat Pump with Remote Outdoor Unit-Air-Source) | GZV7SA3610A* |  |  | CA*EA4830*3A* | G*VT960804CNA* | 34800 | 18.5 | 8.5 | 35000 | 28400 | 81.14% | 2 | 0 | 10.5 |  |  |  | No | R-32 | 2.9 | Residential & Commercial | Ducted CEE Tier 1
215487741 | Central HP <5.4 tons | AMANA | HRCU-A-CB (Split System: Heat Pump with Remote Outdoor Unit-Air-Source) | AZV7SA4210A* |  |  | CHPEA6030*3A* | A*VC961005CNB* | 40500 | 16.5 | 8.6 | 41000 | 31000 | 75.61% | 2 | 0 | 10 |  |  |  | No | R-32 | 3.375 | Residential & Commercial | Ducted CEE Tier 1
215487726 | Central HP <5.4 tons | AMANA | HRCU-A-CB (Split System: Heat Pump with Remote Outdoor Unit-Air-Source) | AZV7SA4210A* |  |  | CHPEA4830*3A* | A*VC800804C*A* | 40500 | 17 | 8.6 | 41000 | 31000 | 75.61% | 2 | 0 | 10 |  |  |  | No | R-32 | 3.375 | Residential & Commercial | Ducted CEE Tier 1
215319142 | Central HP <5.4 tons | AIRQUEST | HRCU-A-CB (Split System: Heat Pump with Remote Outdoor Unit-Air-Source) | D5CUHAH30AAK |  |  | D5FUAAH30XAK |  | 30000 | 16.9 | 10 | 34000 | 32600 | 95.88% | 1.96 | 0 | 11.7 |  |  |  | No | R-454B | 2.5 | Residential & Commercial | Ducted CEE Tier 1
215487678 | Central HP <5.4 tons | AMANA | HRCU-A-CB (Split System: Heat Pump with Remote Outdoor Unit-Air-Source) | AZV7SA2410A* |  |  | CHPEA3026*3A* | A*VC800603B*A* | 23200 | 19 | 8.6 | 23200 | 17000 | 73.28% | 2 | 0 | 11 |  |  |  | No | R-32 | 1.9333 | Residential & Commercial | Ducted CEE Tier 1
212979956 | Central HP <5.4 tons | AIRQUEST | HRCU-A-CB (Split System: Heat Pump with Remote Outdoor Unit-Air-Source) | DLCURAH18ABK |  |  | EA*4X24L17A* | *80MS(N,L)0901714A* | 17500 | 16 | 8.5 | 18500 | 19400 | 104.9% | 2.34 | 0 | 10.5 |  |  |  | No | R-410A | 1.4583 | Residential & Commercial | Ducted CEE Tier 1
212982399 | Central HP <5.4 tons | AIRQUEST | HRCU-A-CB (Split System: Heat Pump with Remote Outdoor Unit-Air-Source) | DLCURAH18ABK |  |  | EA*4X25L17A* | *80MSU0401712A* | 17800 | 16 | 8.1 | 17800 | 17600 | 98.88% | 2.12 | 0 | 10.5 |  |  |  | No | R-410A | 1.4833 | Residential & Commercial | Ducted CEE Tier 1
212983679 | Central HP <5.4 tons | AIRQUEST | HRCU-A-CB (Split System: Heat Pump with Remote Outdoor Unit-Air-Source) | DLCURAH18ABK |  |  | EA*4X30L17A* | *92MSN0601412A* | 17400 | 16.5 | 8.5 | 18000 | 18900 | 105% | 2.28 | 0 | 10.5 |  |  |  | No | R-410A | 1.45 | Residential & Commercial | Ducted CEE Tier 1
215931623 | Central HP <5.4 tons | TEMPSTAR | HRCU-A-CB (Split System: Heat Pump with Remote Outdoor Unit-Air-Source) | T5H3V60*K*AAA* |  |  | EA*5X60M24A*+WALLCON | *97CMN1002122B* | 55500 | 18.5 | 8.5 | 60500 | 46000 | 76.03% | 2.06 | 0 | 11 |  |  |  | No | R-454B | 4.625 | Residential & Commercial | Ducted CEE Tier 1
215931723 | Central HP <5.4 tons | TEMPSTAR | HRCU-A-CB (Split System: Heat Pump with Remote Outdoor Unit-Air-Source) | T5H3V60*K*AAA* |  |  | EA*5X61M24A*+WALLCON | *80CTL1352422B* | 57000 | 19 | 8.5 | 60500 | 46000 | 76.03% | 2.04 | 0 | 11.7 |  |  |  | No | R-454B | 4.75 | Residential & Commercial | Ducted CEE Tier 1
213076324 | Central HP <5.4 tons | CARRIER | HRCU-A-CB (Split System: Heat Pump with Remote Outdoor Unit-Air-Source) | 38MURAQ36AB3* |  |  | CNPV*4821AL* | 59SU5B100M21**22 | 36200 | 16.5 | 8.1 | 38500 | 35000 | 90.91% | 2.02 | 0 | 10.5 |  |  |  | No | R-410A | 3.0167 | Residential & Commercial | Ducted CEE Tier 1
215429742 | Central HP <5.4 tons | GOODMAN | HRCU-A-CB (Split System: Heat Pump with Remote Outdoor Unit-Air-Source) | GZV7SA3610A* |  |  | AHVE48DP0300A* |  | 35000 | 19 | 8.8 | 35000 | 29000 | 82.86% | 2 | 0 | 10.5 |  |  |  | No | R-32 | 2.9167 | Residential & Commercial | Ducted CEE Tier 1
215434220 | Central HP <5.4 tons | GOODMAN | HRCU-A-CB (Split System: Heat Pump with Remote Outdoor Unit-Air-Source) | GZV7SA3610A* |  |  | CHPEA4830*3A* | G*VT961005CNA* | 35000 | 18.5 | 8.1 | 35000 | 28400 | 81.14% | 2 | 0 | 10.5 |  |  |  | No | R-32 | 2.9167 | Residential & Commercial | Ducted CEE Tier 1
215429744 | Central HP <5.4 tons | GOODMAN | HRCU-A-CB (Split System: Heat Pump with Remote Outdoor Unit-Air-Source) | GZV7SA3610A* |  |  | AHVE42CP0300A* |  | 34800 | 18.5 | 8.5 | 35000 | 28400 | 81.14% | 2 | 0 | 10.5 |  |  |  | No | R-32 | 2.9 | Residential & Commercial | Ducted CEE Tier 1
215434284 | Central HP <5.4 tons | AMANA | HRCU-A-CB (Split System: Heat Pump with Remote Outdoor Unit-Air-Source) | AZV7SA4210A* |  |  | CHPEA4830*3A* | A*VM971005CNA* | 40500 | 16.5 | 8.6 | 41000 | 31000 | 75.61% | 2 | 0 | 10 |  |  |  | No | R-32 | 3.375 | Residential & Commercial | Ducted CEE Tier 1
210106757 | Central HP <5.4 tons | SURE | HRCU-A-CB (Split System: Heat Pump with Remote Outdoor Unit-Air-Source) | SP18AZ36AJVC |  |  | TCFZ6021SEAAM | S962V1005A21M4S | 34200 | 18 | 8.5 | 34200 | 43000 | 125.7% | 2.2 | 0 | 12.5 |  |  |  | No | R-410A | 2.85 | Residential & Commercial | Ducted CEE Tier 1
214243244 | Central HP <5.4 tons | TEMPSTAR | HRCU-A-CB (Split System: Heat Pump with Remote Outdoor Unit-Air-Source) | TVH825GKA2* |  |  | EN(A,D)4X48L24**+WALLCON | *97CMN1202422B* | 24200 | 17 | 8.1 | 21200 | 16600 | 78.3% | 2 | 0 | 11 |  |  |  | No | R-410A | 2.0167 | Residential & Commercial | Ducted CEE Tier 1
214243224 | Central HP <5.4 tons | TEMPSTAR | HRCU-A-CB (Split System: Heat Pump with Remote Outdoor Unit-Air-Source) | TVH825GKA2* |  |  | EN(A,D)4X48L24**+WALLCON | *80CTL1352422B* | 24200 | 17 | 8.1 | 21200 | 16600 | 78.3% | 2.02 | 0 | 11.5 |  |  |  | No | R-410A | 2.0167 | Residential & Commercial | Ducted CEE Tier 1
214242634 | Central HP <5.4 tons | TEMPSTAR | HRCU-A-CB (Split System: Heat Pump with Remote Outdoor Unit-Air-Source) | TVH825GKA2* |  |  | EN(A,D)4X30L17**+WALLCON | *96CTN0801714B* | 23400 | 16.5 | 8.1 | 21600 | 16700 | 77.31% | 1.92 | 0 | 11 |  |  |  | No | R-410A | 1.95 | Residential & Commercial | Ducted CEE Tier 1
214242954 | Central HP <5.4 tons | TEMPSTAR | HRCU-A-CB (Split System: Heat Pump with Remote Outdoor Unit-Air-Source) | TVH825GKA2* |  |  | END4X42L17**+WALLCON | *96CTN0801714B* | 24000 | 16.5 | 8.1 | 21400 | 16700 | 78.04% | 1.98 | 0 | 11 |  |  |  | No | R-410A | 2 | Residential & Commercial | Ducted CEE Tier 1
215935569 | Central HP <5.4 tons | COMFORTMAKER | HRCU-A-CB (Split System: Heat Pump with Remote Outdoor Unit-Air-Source) | C5H3V36*K*AAA* |  |  | EVD5X36M17A*+WALLCON | *97CMN0601714B* | 34000 | 20 | 8.1 | 38000 | 27200 | 71.58% | 2 | 0 | 11 |  |  |  | No | R-454B | 2.8333 | Residential & Commercial | Ducted CEE Tier 1
211389753 | Central HP <5.4 tons | JOHNSON CONTROLS | HRCU-A-CB (Split System: Heat Pump with Remote Outdoor Unit-Air-Source) | HMH72B341 |  |  | XAFB36DBCN1 | TM8Y080B12MP11 | 34000 | 18 | 8.1 | 33400 | 23600 | 70.66% | 2.04 | 0 | 10 |  |  |  | No | R-410A | 2.8333 | Residential & Commercial | Ducted CEE Tier 1
214243992 | Central HP <5.4 tons | BRYANT HEATING AND COOLING SYSTEMS | HRCU-A-CB (Split System: Heat Pump with Remote Outdoor Unit-Air-Source) | 284ANV024*0**B* |  |  | CNPV*3017AL*+UI | 88*TB48070C17*** | 23200 | 19.5 | 9.5 | 26800 | 20000 | 74.63% | 2.36 | 0 | 13 |  |  |  | No | R-410A | 1.9333 | Residential & Commercial | Ducted CEE Tier 1
214244010 | Central HP <5.4 tons | BRYANT HEATING AND COOLING SYSTEMS | HRCU-A-CB (Split System: Heat Pump with Remote Outdoor Unit-Air-Source) | 284ANV024*0**B* |  |  | CNPV*3617AL*+UI | 88*TB48070C17*** | 23200 | 19.5 | 9.5 | 26800 | 20000 | 74.63% | 2.36 | 0 | 13 |  |  |  | No | R-410A | 1.9333 | Residential & Commercial | Ducted CEE Tier 1
214244074 | Central HP <5.4 tons | BRYANT HEATING AND COOLING SYSTEMS | HRCU-A-CB (Split System: Heat Pump with Remote Outdoor Unit-Air-Source) | 284ANV024*0**B* |  |  | CNPV*4221AL*+UI | 987MC42060C17*** | 23400 | 19.5 | 10 | 26800 | 20000 | 74.63% | 2.4 | 0 | 13 |  |  |  | No | R-410A | 1.95 | Residential & Commercial | Ducted CEE Tier 1
215938296 | Central HP <5.4 tons | HEIL | HRCU-A-CB (Split System: Heat Pump with Remote Outdoor Unit-Air-Source) | H5H3V48*K*AAA* |  |  | EVD5X60M24A*+WALLCON | *80CTL0902120B* | 45500 | 21 | 8.1 | 52500 | 38000 | 72.38% | 1.95 | 0 | 11.5 |  |  |  | No | R-454B | 3.7917 | Residential & Commercial | Ducted CEE Tier 1
215937876 | Central HP <5.4 tons | HEIL | HRCU-A-CB (Split System: Heat Pump with Remote Outdoor Unit-Air-Source) | H5H3V48*K*AAA* |  |  | EVD5X48M24A*+WALLCON | *80CTL0702120B* | 44500 | 20 | 8.1 | 52500 | 38500 | 73.33% | 1.9 | 0 | 11 |  |  |  | No | R-454B | 3.7083 | Residential & Commercial | Ducted CEE Tier 1
215937976 | Central HP <5.4 tons | HEIL | HRCU-A-CB (Split System: Heat Pump with Remote Outdoor Unit-Air-Source) | H5H3V48*K*AAA* |  |  | EVD5X48M24A*+WALLCON | *96CTN1002122B* | 44500 | 20 | 8.1 | 52000 | 38000 | 73.08% | 1.9 | 0 | 11 |  |  |  | No | R-454B | 3.7083 | Residential & Commercial | Ducted CEE Tier 1
215938026 | Central HP <5.4 tons | HEIL | HRCU-A-CB (Split System: Heat Pump with Remote Outdoor Unit-Air-Source) | H5H3V48*K*AAA* |  |  | EVD5X49M24A*+WALLCON | *80CTL1102120B* | 45500 | 21 | 8.1 | 52500 | 38000 | 72.38% | 1.95 | 0 | 11.5 |  |  |  | No | R-454B | 3.7917 | Residential & Commercial | Ducted CEE Tier 1
215864442 | Central HP <5.4 tons | AMERICAN STANDARD | HRCU-A-CB (Split System: Heat Pump with Remote Outdoor Unit-Air-Source) | 5A6V8X24A1 |  |  | 5PX*B003AS3 | L8V1A060U3VSB+LRP | 21400 | 18.1 | 8.5 | 24600 | 19000 | 77.24% | 2.1 | 0 | 11 |  |  |  | No | R-454B | 1.7833 | Residential & Commercial | Ducted CEE Tier 1
215864458 | Central HP <5.4 tons | AMERICAN STANDARD | HRCU-A-CB (Split System: Heat Pump with Remote Outdoor Unit-Air-Source) | 5A6V8X24A1 |  |  | 5TXCB003AS3 | *UHMB080CCV3+LRP | 21400 | 18.1 | 8.5 | 24200 | 18700 | 77.27% | 2.2 | 0 | 11.5 |  |  |  | No | R-454B | 1.7833 | Residential & Commercial | Ducted CEE Tier 1
215318930 | Central HP <5.4 tons | COMFORTMAKER | HRCU-A-CB (Split System: Heat Pump with Remote Outdoor Unit-Air-Source) | D5CUHAH30AAK |  |  | D5FUHAH36XAK |  | 30000 | 17.2 | 10.8 | 33000 | 33200 | 100.6% | 1.97 | 0 | 12.1 |  |  |  | No | R-454B | 2.5 | Residential & Commercial | Ducted CEE Tier 1
215494740 | Central HP <5.4 tons | GREE | HRCU-A-CB (Split System: Heat Pump with Remote Outdoor Unit-Air-Source) | GUD48W2/NXF-D(U) |  |  | GUD48AH2/F-D(U) |  | 48000 | 17 | 9 | 48000 | 37000 | 77.08% | 1.8 | 0 | 11.5 |  |  |  | No | R-454B | 4 | Residential & Commercial | Ducted CEE Tier 1
214655288 | Central HP <5.4 tons | ECO-AIR | HRCU-A-C (Split System: Heat Pump with Remote Outdoor Unit with No Indoor Fan --Air Source) | MOD30U-30HFN1-MR0(X) |  |  | MAC-36HWDN1-MN0 |  | 30000 | 15.5 | 9.7 | 33000 | 27000 | 81.82% | 1.85 | 10.7 | 10.5 |  |  |  | No | R-410A | 2.5 | Residential & Commercial | Ducted CEE Tier 1
215853267 | Central HP <5.4 tons | YORK | HRCU-A-CB (Split System: Heat Pump with Remote Outdoor Unit-Air-Source) | HH860E2S11 |  |  | CTM60D5CJS1 | TM9E120D20MP12 | 52500 | 18 | 9 | 55000 | 39500 | 71.82% | 2 | 0 | 10 |  |  |  | No | R-454B | 4.375 | Residential & Commercial | Ducted CEE Tier 1
209550335 | Central HP <5.4 tons | CanAir | HRCU-A-C (Split System: Heat Pump with Remote Outdoor Unit with No Indoor Fan --Air Source) | MOD30U-30HFN1-MR0(X) |  |  | MAC-36HWFN1-M |  | 30000 | 15.5 | 9.7 | 33000 | 27000 | 81.82% | 1.85 | 10.7 | 10.5 |  |  |  | No | R-410A | 2.5 | Residential & Commercial | Ducted CEE Tier 1
209852143 | Central HP <5.4 tons | AIRQUEST | HRCU-A-CB (Split System: Heat Pump with Remote Outdoor Unit-Air-Source) | DLCURAH30ABK |  |  | DLFUAAH30XAK |  | 30000 | 16.2 | 8.9 | 33000 | 24000 | 72.73% | 1.8 | 11 | 10 |  |  |  | No | R-410A | 2.5 | Residential & Commercial | Ducted CEE Tier 1
214242244 | Central HP <5.4 tons | TEMPSTAR | HRCU-A-CB (Split System: Heat Pump with Remote Outdoor Unit-Air-Source) | TVH825GKA3* |  |  | EN(A,D,W)4X48L21**+WALLCON | *80CTL0902120B* | 24200 | 17 | 8.1 | 21200 | 16600 | 78.3% | 2 | 0 | 11 |  |  |  | No | R-410A | 2.0167 | Residential & Commercial | Ducted CEE Tier 1
213781708 | Central HP <5.4 tons | AIRQUEST | HRCU-A-CB (Split System: Heat Pump with Remote Outdoor Unit-Air-Source) | HVH837GKA2* |  |  | EA*4X61L24A*+WALLCON | *96CTN1002122B* | 33200 | 17.5 | 8.5 | 32000 | 24800 | 77.5% | 2 | 0 | 11.7 |  |  |  | No | R-410A | 2.7667 | Residential & Commercial | Ducted CEE Tier 1
214333171 | Central HP <5.4 tons | GREE | HRCU-A-C (Split System: Heat Pump with Remote Outdoor Unit with No Indoor Fan --Air Source) | FLEXX24HP230V1AO |  |  | FLEXX24C |  | 23000 | 15.2 | 8.5 | 24000 | 19500 | 81.25% | 1.8 | 0 | 11 |  |  |  | No | R-410A | 1.9167 | Residential & Commercial | Ducted CEE Tier 1
210597602 | Central HP <5.4 tons | COMFORTMAKER | HRCU-A-CB (Split System: Heat Pump with Remote Outdoor Unit-Air-Source) | CVH837GKA** |  |  | EN(A,D,W)4X60L24**+WALLCON | *80CSU1002120A* | 32800 | 17.5 | 8.1 | 32200 | 24600 | 76.4% | 1.96 | 0 | 11.7 |  |  |  | No | R-410A | 2.7333 | Residential & Commercial | Ducted CEE Tier 1
210471289 | Central HP <5.4 tons | HEIL | HRCU-A-CB (Split System: Heat Pump with Remote Outdoor Unit-Air-Source) | HVH837GKA2* |  |  | EHD4X60AAL+WALLCON | *80CTL0701412A* | 32800 | 17 | 8.1 | 32400 | 25000 | 77.16% | 2 | 0 | 11 |  |  |  | No | R-410A | 2.7333 | Residential & Commercial | Ducted CEE Tier 1
213076333 | Central HP <5.4 tons | CARRIER | HRCU-A-CB (Split System: Heat Pump with Remote Outdoor Unit-Air-Source) | 38MURAQ36AB3* |  |  | CNPV*4824AL* | 59SU5B100M21**22 | 36200 | 16.5 | 8.1 | 38500 | 35000 | 90.91% | 2.02 | 0 | 10.5 |  |  |  | No | R-410A | 3.0167 | Residential & Commercial | Ducted CEE Tier 1
211644152 | Central HP <5.4 tons | GREE | HRCU-A-C (Split System: Heat Pump with Remote Outdoor Unit with No Indoor Fan --Air Source) | GUD60W/A-D(U) |  |  | GCAT48*/NAA |  | 47000 | 15.2 | 8.5 | 48000 | 33600 | 70% | 1.8 | 0 | 10 |  |  |  | No | R-410A | 3.9167 | Residential & Commercial | Ducted CEE Tier 1
212386793 | Central HP <5.4 tons | AireForce | HRCU-A-C (Split System: Heat Pump with Remote Outdoor Unit with No Indoor Fan --Air Source) | GXH48-60MSK4DH |  |  | UE48X4AD |  | 47000 | 15.2 | 8.5 | 48000 | 33600 | 70% | 1.8 | 0 | 10 |  |  |  | No | R-410A | 3.9167 | Residential & Commercial | Ducted CEE Tier 1
215931733 | Central HP <5.4 tons | TEMPSTAR | HRCU-A-CB (Split System: Heat Pump with Remote Outdoor Unit-Air-Source) | T5H3V60*K*AAA* |  |  | EA*5X61M24A*+WALLCON | *95CSU0802120B* | 56500 | 18.5 | 8.5 | 60500 | 46500 | 76.86% | 2.02 | 0 | 11 |  |  |  | No | R-454B | 4.7083 | Residential & Commercial | Ducted CEE Tier 1
215931853 | Central HP <5.4 tons | TEMPSTAR | HRCU-A-CB (Split System: Heat Pump with Remote Outdoor Unit-Air-Source) | T5H3V60*K*AAA* |  |  | ESH5X60M12A*+WALLCON | *95CSU0802120B* | 56000 | 17.5 | 8.1 | 61000 | 46000 | 75.41% | 1.95 | 0 | 11 |  |  |  | No | R-454B | 4.6667 | Residential & Commercial | Ducted CEE Tier 1
209852135 | Central HP <5.4 tons | AIRQUEST | HRCU-A-CB (Split System: Heat Pump with Remote Outdoor Unit-Air-Source) | DLCURAH18ABK |  |  | DLFUAAH18XAK |  | 18000 | 18 | 9.3 | 19000 | 16500 | 86.84% | 2.04 | 12.5 | 12.4 |  |  |  | No | R-410A | 1.5 | Residential & Commercial | Ducted CEE Tier 1
214242364 | Central HP <5.4 tons | TEMPSTAR | HRCU-A-CB (Split System: Heat Pump with Remote Outdoor Unit-Air-Source) | TVH825GKA3* |  |  | EN(A,D)4X48L24**+WALLCON | *97CMN1002122B* | 24200 | 17 | 8.1 | 21200 | 16500 | 77.83% | 2 | 0 | 11.5 |  |  |  | No | R-410A | 2.0167 | Residential & Commercial | Ducted CEE Tier 1
215434462 | Central HP <5.4 tons | GOODMAN | HRCU-A-CB (Split System: Heat Pump with Remote Outdoor Unit-Air-Source) | GZV7SA4810A* |  |  | CHPEA6030*3A* | G*VT961005DNA* | 45500 | 16.5 | 8.5 | 46500 | 33600 | 72.26% | 2 | 0 | 10 |  |  |  | No | R-32 | 3.7917 | Residential & Commercial | Ducted CEE Tier 1
215932433 | Central HP <5.4 tons | TEMPSTAR | HRCU-A-CB (Split System: Heat Pump with Remote Outdoor Unit-Air-Source) | T5H3V36*K*AAA* |  |  | EA*5X48M21A*+WALLCON | *80CTL0901716B* | 33400 | 20 | 9.5 | 34600 | 26400 | 76.3% | 2.04 | 0 | 11.5 |  |  |  | No | R-454B | 2.7833 | Residential & Commercial | Ducted CEE Tier 1
206249119 | Central HP <5.4 tons | GREE | HRCU-A-CB (Split System: Heat Pump with Remote Outdoor Unit-Air-Source) | GUD60W/A-D(U) |  |  | GUD48AH2/A-D(U) |  | 48000 | 17 | 9 | 48000 | 39000 | 81.25% | 1.8 | 11.5 | 11 |  |  |  | No | R-410A | 4 | Residential & Commercial | Ducted CEE Tier 1
213607721 | Central HP <5.4 tons | BRYANT HEATING AND COOLING SYSTEMS | HRCU-A-CB (Split System: Heat Pump with Remote Outdoor Unit-Air-Source) | 38MURAQ36AB3* |  |  | FT4BN(B,X)C36L* |  | 35400 | 16.5 | 8.5 | 38000 | 35200 | 92.63% | 1.86 | 0 | 10 |  |  |  | No | R-410A | 2.95 | Residential & Commercial | Ducted CEE Tier 1
215931713 | Central HP <5.4 tons | TEMPSTAR | HRCU-A-CB (Split System: Heat Pump with Remote Outdoor Unit-Air-Source) | T5H3V60*K*AAA* |  |  | EA*5X61M24A*+WALLCON | *80CTL1102120B* | 57000 | 19 | 8.5 | 60500 | 46500 | 76.86% | 2.02 | 0 | 11.5 |  |  |  | No | R-454B | 4.75 | Residential & Commercial | Ducted CEE Tier 1
215931913 | Central HP <5.4 tons | TEMPSTAR | HRCU-A-CB (Split System: Heat Pump with Remote Outdoor Unit-Air-Source) | T5H3V60*K*AAA* |  |  | ESH5X60M12A*+WALLCON | *96CTN1002122B* | 56500 | 18 | 8.1 | 61000 | 46000 | 75.41% | 1.95 | 0 | 11 |  |  |  | No | R-454B | 4.7083 | Residential & Commercial | Ducted CEE Tier 1
215931613 | Central HP <5.4 tons | TEMPSTAR | HRCU-A-CB (Split System: Heat Pump with Remote Outdoor Unit-Air-Source) | T5H3V60*K*AAA* |  |  | EA*5X60M24A*+WALLCON | *97CMN0802120B* | 55500 | 18 | 8.1 | 60500 | 46000 | 76.03% | 1.95 | 0 | 11 |  |  |  | No | R-454B | 4.625 | Residential & Commercial | Ducted CEE Tier 1
214066673 | Central HP <5.4 tons | RUUD | HRCU-A-CB (Split System: Heat Pump with Remote Outdoor Unit-Air-Source) | RD17AZ36AJ3N |  |  | RCFZ3621MTANM | U97MV0855A21DHS | 34200 | 18 | 8.1 | 34200 | 29400 | 85.96% | 1.9 | 0 | 10 |  |  |  | No | R-410A | 2.85 | Residential & Commercial | Ducted CEE Tier 1
215318935 | Central HP <5.4 tons | COMFORTMAKER | HRCU-A-CB (Split System: Heat Pump with Remote Outdoor Unit-Air-Source) | D5CSRAH18AAK |  |  | D5FSAAH18XBK |  | 18000 | 18.5 | 9.8 | 18000 | 13000 | 72.22% | 2.3 | 0 | 12.2 |  |  |  | No | R-454B | 1.5 | Residential & Commercial | Ducted CEE Tier 1
215319162 | Central HP <5.4 tons | AIRQUEST | HRCU-A-CB (Split System: Heat Pump with Remote Outdoor Unit-Air-Source) | D5CLHAH48AAK |  |  | D5FLAAH48XAK |  | 48000 | 17 | 10.2 | 50000 | 46000 | 92% | 2 | 0 | 10.1 |  |  |  | No | R-454B | 4 | Residential & Commercial | Ducted CEE Tier 1
215318919 | Central HP <5.4 tons | COMFORTMAKER | HRCU-A-CB (Split System: Heat Pump with Remote Outdoor Unit-Air-Source) | D5CUHAH36AAK |  |  | D5FUAAH36XAK |  | 36000 | 17.4 | 10.3 | 37000 | 39000 | 105.4% | 1.9 | 0 | 11.7 |  |  |  | No | R-454B | 3 | Residential & Commercial | Ducted CEE Tier 1
213825963 | Central HP <5.4 tons | AMERICAN STANDARD | HRCU-A-CB (Split System: Heat Pump with Remote Outdoor Unit-Air-Source) | 4A6V8X36A1 |  |  | 4TXCC005DS3 | *UHMC100CCV4 | 34200 | 18 | 8.2 | 28800 | 20200 | 70.14% | 1.8 | 0 | 12 |  |  |  | No | R-410A | 2.85 | Residential & Commercial | Ducted CEE Tier 1
215935769 | Central HP <5.4 tons | COMFORTMAKER | HRCU-A-CB (Split System: Heat Pump with Remote Outdoor Unit-Air-Source) | C5H3V36*K*AAA* |  |  | EVD5X36M21A*+WALLCON | *96CTN0801714B* | 34200 | 20.5 | 8.5 | 39000 | 28400 | 72.82% | 2.02 | 0 | 11.5 |  |  |  | No | R-454B | 2.85 | Residential & Commercial | Ducted CEE Tier 1
215318917 | Central HP <5.4 tons | COMFORTMAKER | HRCU-A-CB (Split System: Heat Pump with Remote Outdoor Unit-Air-Source) | D5CUHAH24AAK |  |  | D5FUHAH24XAK |  | 24000 | 18.7 | 10 | 24000 | 20600 | 85.83% | 2.14 | 0 | 12 |  |  |  | No | R-454B | 2 | Residential & Commercial | Ducted CEE Tier 1
214243264 | Central HP <5.4 tons | TEMPSTAR | HRCU-A-CB (Split System: Heat Pump with Remote Outdoor Unit-Air-Source) | TVH825GKA2* |  |  | EN(A,D)4X48L24**+WALLCON | *96CTN1202422B* | 24200 | 17 | 8.1 | 21200 | 16600 | 78.3% | 2.02 | 0 | 11.5 |  |  |  | No | R-410A | 2.0167 | Residential & Commercial | Ducted CEE Tier 1
214243234 | Central HP <5.4 tons | TEMPSTAR | HRCU-A-CB (Split System: Heat Pump with Remote Outdoor Unit-Air-Source) | TVH825GKA2* |  |  | EN(A,D)4X48L24**+WALLCON | *97CMN1002122B* | 24200 | 17 | 8.1 | 21200 | 16600 | 78.3% | 2.02 | 0 | 11.5 |  |  |  | No | R-410A | 2.0167 | Residential & Commercial | Ducted CEE Tier 1
214242464 | Central HP <5.4 tons | TEMPSTAR | HRCU-A-CB (Split System: Heat Pump with Remote Outdoor Unit-Air-Source) | TVH825GKA2* |  |  | EN(A,D)4X24L17**+WALLCON | *95CSU0601716B* | 23200 | 15.5 | 8.1 | 22000 | 16900 | 76.82% | 1.92 | 0 | 10.5 |  |  |  | No | R-410A | 1.9333 | Residential & Commercial | Ducted CEE Tier 1
214243114 | Central HP <5.4 tons | TEMPSTAR | HRCU-A-CB (Split System: Heat Pump with Remote Outdoor Unit-Air-Source) | TVH825GKA2* |  |  | EN(A,D,W)4X48L21**+WALLCON | *80CTL0902120B* | 24200 | 17 | 8.1 | 21200 | 16600 | 78.3% | 2.02 | 0 | 11.5 |  |  |  | No | R-410A | 2.0167 | Residential & Commercial | Ducted CEE Tier 1
212974631 | Central HP <5.4 tons | COMFORTMAKER | HRCU-A-CB (Split System: Heat Pump with Remote Outdoor Unit-Air-Source) | DLCURAH18ABK |  |  | EA*4X24L14A* | *96VTN0401410B* | 17300 | 15.5 | 8.5 | 18400 | 19400 | 105.4% | 2.32 | 0 | 10.5 |  |  |  | No | R-410A | 1.4417 | Residential & Commercial | Ducted CEE Tier 1
215318918 | Central HP <5.4 tons | COMFORTMAKER | HRCU-A-CB (Split System: Heat Pump with Remote Outdoor Unit-Air-Source) | D5CUHAH30AAK |  |  | D5FUAAH30XAK |  | 30000 | 16.9 | 10 | 34000 | 32600 | 95.88% | 1.96 | 0 | 11.7 |  |  |  | No | R-454B | 2.5 | Residential & Commercial | Ducted CEE Tier 1
215936796 | Central HP <5.4 tons | HEIL | HRCU-A-CB (Split System: Heat Pump with Remote Outdoor Unit-Air-Source) | H5H3V36*K*AAA* |  |  | EVD5X60M24A*+WALLCON | *95CSU1002122B* | 35600 | 22 | 8.5 | 38000 | 28400 | 74.74% | 2.06 | 0 | 12.5 |  |  |  | No | R-454B | 2.9667 | Residential & Commercial | Ducted CEE Tier 1
214244052 | Central HP <5.4 tons | BRYANT HEATING AND COOLING SYSTEMS | HRCU-A-CB (Split System: Heat Pump with Remote Outdoor Unit-Air-Source) | 284ANV024*0**B* |  |  | CNPV*4217AL*+UI | 88*TB48090C17*** | 23600 | 20 | 10 | 26600 | 19800 | 74.44% | 2.48 | 0 | 13.5 |  |  |  | No | R-410A | 1.9667 | Residential & Commercial | Ducted CEE Tier 1
215931763 | Central HP <5.4 tons | TEMPSTAR | HRCU-A-CB (Split System: Heat Pump with Remote Outdoor Unit-Air-Source) | T5H3V60*K*AAA* |  |  | EA*5X61M24A*+WALLCON | *97CMN1002122B* | 57000 | 18.5 | 8.5 | 60500 | 46500 | 76.86% | 2.02 | 0 | 11.5 |  |  |  | No | R-454B | 4.75 | Residential & Commercial | Ducted CEE Tier 1
215931863 | Central HP <5.4 tons | TEMPSTAR | HRCU-A-CB (Split System: Heat Pump with Remote Outdoor Unit-Air-Source) | T5H3V60*K*AAA* |  |  | ESH5X60M12A*+WALLCON | *95CSU1002122B* | 56500 | 18 | 8.1 | 61000 | 45500 | 74.59% | 2 | 0 | 11.5 |  |  |  | No | R-454B | 4.7083 | Residential & Commercial | Ducted CEE Tier 1
213075923 | Central HP <5.4 tons | BRYANT HEATING AND COOLING SYSTEMS | HRCU-A-CB (Split System: Heat Pump with Remote Outdoor Unit-Air-Source) | 38MURAQ36AB3* |  |  | CAP**4321AL* | 935SB60100M21*** | 36400 | 16 | 8.5 | 38000 | 34800 | 91.58% | 2.06 | 0 | 10 |  |  |  | No | R-410A | 3.0333 | Residential & Commercial | Ducted CEE Tier 1
215319153 | Central HP <5.4 tons | AIRQUEST | HRCU-A-CB (Split System: Heat Pump with Remote Outdoor Unit-Air-Source) | D5CUHAH18AAK |  |  | D5FUHAH24XAK |  | 18000 | 19 | 10.2 | 18000 | 18600 | 103.3% | 2.12 | 0 | 12.5 |  |  |  | No | R-454B | 1.5 | Residential & Commercial | Ducted CEE Tier 1
215319139 | Central HP <5.4 tons | AIRQUEST | HRCU-A-CB (Split System: Heat Pump with Remote Outdoor Unit-Air-Source) | D5CUHAH18AAK |  |  | D5FUAAH18XAK |  | 18000 | 19 | 9.8 | 19000 | 18000 | 94.74% | 2 | 0 | 12.5 |  |  |  | No | R-454B | 1.5 | Residential & Commercial | Ducted CEE Tier 1
215434203 | Central HP <5.4 tons | GOODMAN | HRCU-A-CB (Split System: Heat Pump with Remote Outdoor Unit-Air-Source) | GZV7SA3610A* |  |  | CA*EA4830*3A* | G*VT801005C*A* | 34800 | 18.5 | 8.5 | 35000 | 28400 | 81.14% | 2 | 0 | 10.5 |  |  |  | No | R-32 | 2.9 | Residential & Commercial | Ducted CEE Tier 1
215934303 | Central HP <5.4 tons | TEMPSTAR | HRCU-A-CB (Split System: Heat Pump with Remote Outdoor Unit-Air-Source) | T5H3V48*K*AAA* |  |  | EA*5X61M24A*+WALLCON | *80CSU1002120A* | 45500 | 21 | 9.5 | 48500 | 36800 | 75.88% | 2 | 0 | 11 |  |  |  | No | R-454B | 3.7917 | Residential & Commercial | Ducted CEE Tier 1
215931513 | Central HP <5.4 tons | TEMPSTAR | HRCU-A-CB (Split System: Heat Pump with Remote Outdoor Unit-Air-Source) | T5H3V48*K*AAA* |  |  | FCMA5B60L0D*+WALLCON |  | 46500 | 23 | 9.5 | 48000 | 35600 | 74.17% | 1.98 | 0 | 12.5 |  |  |  | No | R-454B | 3.875 | Residential & Commercial | Ducted CEE Tier 1
213307909 | Central HP <5.4 tons | ECO-AIR | HRCU-A-CB (Split System: Heat Pump with Remote Outdoor Unit-Air-Source) | MOD30U-30HFN1-MR0(X) |  |  | MVBE-30HWFN1-ML3E |  | 30000 | 16.9 | 9 | 31000 | 25000 | 80.65% | 1.8 | 0 | 10 |  |  |  | No | R-410A | 2.5 | Residential & Commercial | Ducted CEE Tier 1
214243214 | Central HP <5.4 tons | TEMPSTAR | HRCU-A-CB (Split System: Heat Pump with Remote Outdoor Unit-Air-Source) | TVH825GKA2* |  |  | EN(A,D)4X48L24**+WALLCON | *80CTL1102120B* | 24200 | 17 | 8.1 | 21200 | 16600 | 78.3% | 2.02 | 0 | 11.5 |  |  |  | No | R-410A | 2.0167 | Residential & Commercial | Ducted CEE Tier 1
212924811 | Central HP <5.4 tons | GREE | HRCU-A-CB (Split System: Heat Pump with Remote Outdoor Unit-Air-Source) | FLEXX36HP230V1AO |  |  | ENVBR36HPJ1IB |  | 34000 | 16 | 9 | 35000 | 28000 | 80% | 1.8 | 0 | 10 |  |  |  | No | R-410A | 2.8333 | Residential & Commercial | Ducted CEE Tier 1
210471157 | Central HP <5.4 tons | HEIL | HRCU-A-CB (Split System: Heat Pump with Remote Outdoor Unit-Air-Source) | HVH837GKA2* |  |  | EHD4X60AAL+WALLCON | *80CSU1002120A* | 32800 | 16.5 | 8.1 | 32200 | 24800 | 77.02% | 1.98 | 0 | 11 |  |  |  | No | R-410A | 2.7333 | Residential & Commercial | Ducted CEE Tier 1
213782178 | Central HP <5.4 tons | AIRQUEST | HRCU-A-CB (Split System: Heat Pump with Remote Outdoor Unit-Air-Source) | HVH837GKA2* |  |  | EHD4X48AAL+WALLCON | *96CTN0801714B* | 32600 | 16.5 | 8.1 | 33000 | 25000 | 75.76% | 1.94 | 0 | 11 |  |  |  | No | R-410A | 2.7167 | Residential & Commercial | Ducted CEE Tier 1
213782278 | Central HP <5.4 tons | AIRQUEST | HRCU-A-CB (Split System: Heat Pump with Remote Outdoor Unit-Air-Source) | HVH837GKA2* |  |  | EHD4X60AAL+WALLCON | *95CSU0601716B* | 32800 | 16.5 | 8.1 | 32200 | 25000 | 77.64% | 1.96 | 0 | 11 |  |  |  | No | R-410A | 2.7333 | Residential & Commercial | Ducted CEE Tier 1
213782328 | Central HP <5.4 tons | AIRQUEST | HRCU-A-CB (Split System: Heat Pump with Remote Outdoor Unit-Air-Source) | HVH837GKA2* |  |  | EHD4X60AAL+WALLCON | *96CTN0601714B* | 32800 | 16.5 | 8.1 | 32400 | 25000 | 77.16% | 1.96 | 0 | 11 |  |  |  | No | R-410A | 2.7333 | Residential & Commercial | Ducted CEE Tier 1
214574511 | Central HP <5.4 tons | AIRQUEST | HRCU-A-CB (Split System: Heat Pump with Remote Outdoor Unit-Air-Source) | HVH837GKA2* |  |  | EN(A,D,W)4X42L21**+WALLCON | *80CTL0702120B* | 31800 | 17 | 8.1 | 33000 | 24600 | 74.55% | 1.88 | 0 | 11 |  |  |  | No | R-410A | 2.65 | Residential & Commercial | Ducted CEE Tier 1
210471113 | Central HP <5.4 tons | HEIL | HRCU-A-CB (Split System: Heat Pump with Remote Outdoor Unit-Air-Source) | HVH837GKA2* |  |  | EHD4X60AAL+WALLCON | *95CSU0802120A* | 33000 | 17 | 8.1 | 32200 | 24800 | 77.02% | 2.02 | 0 | 11.5 |  |  |  | No | R-410A | 2.75 | Residential & Commercial | Ducted CEE Tier 1
212989172 | Central HP <5.4 tons | HEIL | HRCU-A-CB (Split System: Heat Pump with Remote Outdoor Unit-Air-Source) | DLCURAH24ABK |  |  | EA*4X36L17A* | *95MSU0601716A* | 23600 | 17 | 8.5 | 26200 | 24000 | 91.6% | 1.98 | 0 | 10 |  |  |  | No | R-410A | 1.9667 | Residential & Commercial | Ducted CEE Tier 1
214574571 | Central HP <5.4 tons | AIRQUEST | HRCU-A-CB (Split System: Heat Pump with Remote Outdoor Unit-Air-Source) | HVH837GKA2* |  |  | EN(A,D,W)4X48L21**+WALLCON | *80CTL0702120B* | 32400 | 18.5 | 8.1 | 32800 | 24800 | 75.61% | 1.96 | 0 | 11.5 |  |  |  | No | R-410A | 2.7 | Residential & Commercial | Ducted CEE Tier 1
212973836 | Central HP <5.4 tons | COMFORTMAKER | HRCU-A-CB (Split System: Heat Pump with Remote Outdoor Unit-Air-Source) | DLCURAH24ABK |  |  | EA*4X25L17A* | *96VSN0801716B* | 24400 | 17 | 8.5 | 25400 | 21600 | 85.04% | 1.8 | 0 | 10 |  |  |  | No | R-410A | 2.0333 | Residential & Commercial | Ducted CEE Tier 1
212975008 | Central HP <5.4 tons | COMFORTMAKER | HRCU-A-CB (Split System: Heat Pump with Remote Outdoor Unit-Air-Source) | DLCURAH24ABK |  |  | EN(A,D)4X24L14** | *96VTN0401410B* | 23200 | 15.5 | 8.5 | 27000 | 25000 | 92.59% | 2.06 | 0 | 10 |  |  |  | No | R-410A | 1.9333 | Residential & Commercial | Ducted CEE Tier 1
214574491 | Central HP <5.4 tons | AIRQUEST | HRCU-A-CB (Split System: Heat Pump with Remote Outdoor Unit-Air-Source) | HVH837GKA2* |  |  | EN(A,D)4X36L21**+WALLCON | *97CMN0802120B* | 31400 | 17 | 8.1 | 33200 | 24200 | 72.89% | 1.82 | 0 | 11 |  |  |  | No | R-410A | 2.6167 | Residential & Commercial | Ducted CEE Tier 1
214574591 | Central HP <5.4 tons | AIRQUEST | HRCU-A-CB (Split System: Heat Pump with Remote Outdoor Unit-Air-Source) | HVH837GKA2* |  |  | EN(A,D,W)4X48L21**+WALLCON | *95CSU1002122B* | 32400 | 17.5 | 8.5 | 32600 | 24800 | 76.07% | 1.98 | 0 | 11.5 |  |  |  | No | R-410A | 2.7 | Residential & Commercial | Ducted CEE Tier 1
212972427 | Central HP <5.4 tons | COMFORTMAKER | HRCU-A-CB (Split System: Heat Pump with Remote Outdoor Unit-Air-Source) | DLCURAH24ABK |  |  | EN(A,D)4X36L21** | *80VTL1102122B* | 23800 | 17 | 8.5 | 26400 | 24000 | 90.91% | 1.98 | 0 | 10.5 |  |  |  | No | R-410A | 1.9833 | Residential & Commercial | Ducted CEE Tier 1
213781078 | Central HP <5.4 tons | AIRQUEST | HRCU-A-CB (Split System: Heat Pump with Remote Outdoor Unit-Air-Source) | HVH837GKA2* |  |  | EA*4X42L21A*+WALLCON | *96CTN1002122B* | 31800 | 17 | 8.1 | 33000 | 24400 | 73.94% | 1.88 | 0 | 11 |  |  |  | No | R-410A | 2.65 | Residential & Commercial | Ducted CEE Tier 1
210470343 | Central HP <5.4 tons | HEIL | HRCU-A-CB (Split System: Heat Pump with Remote Outdoor Unit-Air-Source) | HVH837GKA2* |  |  | EA*4X60L24A*+WALLCON | *96CTN1002122A* | 32800 | 17.5 | 8.5 | 31800 | 24800 | 77.99% | 2 | 0 | 11.7 |  |  |  | No | R-410A | 2.7333 | Residential & Commercial | Ducted CEE Tier 1
212982699 | Central HP <5.4 tons | AIRQUEST | HRCU-A-CB (Split System: Heat Pump with Remote Outdoor Unit-Air-Source) | DLCURAH24ABK |  |  | EA*4X36L21A* | *80MSU0601716A* | 23800 | 17.5 | 8.5 | 25600 | 23400 | 91.41% | 1.96 | 0 | 10 |  |  |  | No | R-410A | 1.9833 | Residential & Commercial | Ducted CEE Tier 1
212973886 | Central HP <5.4 tons | COMFORTMAKER | HRCU-A-CB (Split System: Heat Pump with Remote Outdoor Unit-Air-Source) | DLCURAH24ABK |  |  | EA*4X37L21A* | *96VSN0801716B* | 24600 | 17 | 8.5 | 25200 | 21200 | 84.13% | 1.78 | 0 | 10.5 |  |  |  | No | R-410A | 2.05 | Residential & Commercial | Ducted CEE Tier 1
212974106 | Central HP <5.4 tons | COMFORTMAKER | HRCU-A-CB (Split System: Heat Pump with Remote Outdoor Unit-Air-Source) | DLCURAH24ABK |  |  | EA*4X37L21A* | *96VSN0802120B* | 24400 | 17 | 8.5 | 25200 | 21400 | 84.92% | 1.8 | 0 | 10.5 |  |  |  | No | R-410A | 2.0333 | Residential & Commercial | Ducted CEE Tier 1
213782218 | Central HP <5.4 tons | AIRQUEST | HRCU-A-CB (Split System: Heat Pump with Remote Outdoor Unit-Air-Source) | HVH837GKA2* |  |  | EHD4X60AAL+WALLCON | *80CTL0701412B* | 32800 | 16.5 | 8.1 | 32400 | 25600 | 79.01% | 2 | 0 | 11 |  |  |  | No | R-410A | 2.7333 | Residential & Commercial | Ducted CEE Tier 1
213782258 | Central HP <5.4 tons | AIRQUEST | HRCU-A-CB (Split System: Heat Pump with Remote Outdoor Unit-Air-Source) | HVH837GKA2* |  |  | EHD4X60AAL+WALLCON | *80CTL1102120B* | 33000 | 16.5 | 8.1 | 32200 | 25400 | 78.88% | 2.04 | 0 | 11.5 |  |  |  | No | R-410A | 2.75 | Residential & Commercial | Ducted CEE Tier 1
216453108 | Central HP <5.4 tons | AMERICAN STANDARD | HRCU-A-CB (Split System: Heat Pump with Remote Outdoor Unit-Air-Source) | 5A6V0X36A1 |  |  | 5PX*D008AS3 | S8V2D120M5PCB | 35800 | 20.6 | 10 | 32200 | 25000 | 77.64% | 2.2 | 0 | 13 |  |  |  | No | R-454B | 2.9833 | Residential & Commercial | Ducted CEE Tier 1
215434312 | Central HP <5.4 tons | GOODMAN | HRCU-A-CB (Split System: Heat Pump with Remote Outdoor Unit-Air-Source) | GZV7SA4210A* |  |  | CA*EA6030*3A* | G*VS800805CUA* | 40500 | 17 | 8.8 | 41000 | 31000 | 75.61% | 2 | 0 | 10 |  |  |  | No | R-32 | 3.375 | Residential & Commercial | Ducted CEE Tier 1
210470122 | Central HP <5.4 tons | 1HVAC | HRCU-A-CB (Split System: Heat Pump with Remote Outdoor Unit-Air-Source) | HVH837GKA2* |  |  | EA*4X37L21A*+WALLCON | *80CSU0401712A* | 32800 | 17.5 | 8.1 | 32800 | 28000 | 85.37% | 2.2 | 0 | 11.5 |  |  |  | No | R-410A | 2.7333 | Residential & Commercial | Ducted CEE Tier 1
210470203 | Central HP <5.4 tons | 1HVAC | HRCU-A-CB (Split System: Heat Pump with Remote Outdoor Unit-Air-Source) | HVH837GKA2* |  |  | EA*4X48L21A*+WALLCON | *95CSU0802120A* | 32400 | 17.5 | 8.1 | 32400 | 27600 | 85.19% | 2.2 | 0 | 11.5 |  |  |  | No | R-410A | 2.7 | Residential & Commercial | Ducted CEE Tier 1
210470221 | Central HP <5.4 tons | 1HVAC | HRCU-A-CB (Split System: Heat Pump with Remote Outdoor Unit-Air-Source) | HVH837GKA2* |  |  | EA*4X48L24A*+WALLCON | *80CTL0902120A* | 32400 | 17.5 | 8.1 | 32400 | 27600 | 85.19% | 2.2 | 0 | 11 |  |  |  | No | R-410A | 2.7 | Residential & Commercial | Ducted CEE Tier 1
210470421 | Central HP <5.4 tons | 1HVAC | HRCU-A-CB (Split System: Heat Pump with Remote Outdoor Unit-Air-Source) | HVH837GKA2* |  |  | EA*4X61L21A*+WALLCON | *80CSU1002120A* | 33200 | 17.5 | 8.1 | 32200 | 27600 | 85.71% | 2.2 | 0 | 11.5 |  |  |  | No | R-410A | 2.7667 | Residential & Commercial | Ducted CEE Tier 1
210470487 | Central HP <5.4 tons | 1HVAC | HRCU-A-CB (Split System: Heat Pump with Remote Outdoor Unit-Air-Source) | HVH837GKA2* |  |  | EA*4X61L21A*+WALLCON | *96CTN1002122A* | 33200 | 17.5 | 8.1 | 32000 | 27600 | 86.25% | 2.22 | 0 | 11.5 |  |  |  | No | R-410A | 2.7667 | Residential & Commercial | Ducted CEE Tier 1
210597821 | Central HP <5.4 tons | 1HVAC | HRCU-A-CB (Split System: Heat Pump with Remote Outdoor Unit-Air-Source) | HVH825GKA2* |  |  | EA*4X37L21A*+WALLCON | *80CTL0901716A* | 24600 | 17.5 | 8.1 | 21000 | 18100 | 86.19% | 2.24 | 0 | 11 |  |  |  | No | R-410A | 2.05 | Residential & Commercial | Ducted CEE Tier 1
210597953 | Central HP <5.4 tons | 1HVAC | HRCU-A-CB (Split System: Heat Pump with Remote Outdoor Unit-Air-Source) | HVH825GKA2* |  |  | EA*4X43L21A*+WALLCON | *80CTL0901716A* | 24600 | 17.5 | 8.1 | 21000 | 18100 | 86.19% | 2.24 | 0 | 11 |  |  |  | No | R-410A | 2.05 | Residential & Commercial | Ducted CEE Tier 1
210599143 | Central HP <5.4 tons | 1HVAC | HRCU-A-CB (Split System: Heat Pump with Remote Outdoor Unit-Air-Source) | HVH837GKA** |  |  | EA*4X48L21A*+WALLCON | *80CTL0902120A* | 32200 | 17.5 | 8.1 | 32600 | 27800 | 85.28% | 2.2 | 0 | 11 |  |  |  | No | R-410A | 2.6833 | Residential & Commercial | Ducted CEE Tier 1
212363576 | Central HP <5.4 tons | EverRest Extreme Comfort | HRCU-A-CB (Split System: Heat Pump with Remote Outdoor Unit-Air-Source) | ASZV903610A* |  |  | CA*F3137*6A*+TXV | A*VS960603BUA* | 33600 | 18.5 | 8.2 | 34000 | 24400 | 71.76% | 1.8 | 0 | 11.5 |  |  |  | No | R-410A | 2.8 | Residential & Commercial | Ducted CEE Tier 1
212363661 | Central HP <5.4 tons | EverRest Extreme Comfort | HRCU-A-CB (Split System: Heat Pump with Remote Outdoor Unit-Air-Source) | ASZV903610A* |  |  | CHPF3743C6B*+TXV | A*VM970804CNB* | 33400 | 18 | 8.2 | 34000 | 24400 | 71.76% | 1.8 | 0 | 11 |  |  |  | No | R-410A | 2.7833 | Residential & Commercial | Ducted CEE Tier 1
212363859 | Central HP <5.4 tons | EverRest Extreme Comfort | HRCU-A-CB (Split System: Heat Pump with Remote Outdoor Unit-Air-Source) | GSZV903610A* |  |  | CA*F3137*6A*+TXV | G*VS800604BUA* | 33600 | 18.5 | 8.2 | 34000 | 24400 | 71.76% | 1.8 | 0 | 12 |  |  |  | No | R-410A | 2.8 | Residential & Commercial | Ducted CEE Tier 1
212363878 | Central HP <5.4 tons | EverRest Extreme Comfort | HRCU-A-CB (Split System: Heat Pump with Remote Outdoor Unit-Air-Source) | GSZV903610A* |  |  | CA*F3743*6D*+TXV | G*VC801005C*A* | 33600 | 19 | 8.2 | 34000 | 24400 | 71.76% | 1.8 | 0 | 12 |  |  |  | No | R-410A | 2.8 | Residential & Commercial | Ducted CEE Tier 1
212363895 | Central HP <5.4 tons | EverRest Extreme Comfort | HRCU-A-CB (Split System: Heat Pump with Remote Outdoor Unit-Air-Source) | GSZV903610A* |  |  | CA*F3743*6D*+TXV | G*VM971005CNB* | 33200 | 19 | 8.2 | 33600 | 24400 | 72.62% | 1.8 | 0 | 12 |  |  |  | No | R-410A | 2.7667 | Residential & Commercial | Ducted CEE Tier 1
212363896 | Central HP <5.4 tons | EverRest Extreme Comfort | HRCU-A-CB (Split System: Heat Pump with Remote Outdoor Unit-Air-Source) | GSZV903610A* |  |  | CA*F3743*6D*+TXV | G*VM971205DNB* | 33200 | 19 | 8.2 | 33600 | 24400 | 72.62% | 1.8 | 0 | 12 |  |  |  | No | R-410A | 2.7667 | Residential & Commercial | Ducted CEE Tier 1
212363927 | Central HP <5.4 tons | EverRest Extreme Comfort | HRCU-A-CB (Split System: Heat Pump with Remote Outdoor Unit-Air-Source) | GSZV903610A* |  |  | CHPF3743C6B*+TXV | G*VS800604BUA* | 33400 | 18 | 8.2 | 34000 | 24400 | 71.76% | 1.8 | 0 | 11 |  |  |  | No | R-410A | 2.7833 | Residential & Commercial | Ducted CEE Tier 1
212363946 | Central HP <5.4 tons | EverRest Extreme Comfort | HRCU-A-CB (Split System: Heat Pump with Remote Outdoor Unit-Air-Source) | GSZV903610A* |  |  | CHPF3743C6B*+TXV | G*VM970804CNB* | 33400 | 18 | 8.2 | 34000 | 24400 | 71.76% | 1.8 | 0 | 11 |  |  |  | No | R-410A | 2.7833 | Residential & Commercial | Ducted CEE Tier 1
212363959 | Central HP <5.4 tons | EverRest Extreme Comfort | HRCU-A-CB (Split System: Heat Pump with Remote Outdoor Unit-Air-Source) | GSZV903610A* |  |  | CSCF3642N6D*+TXV | G*VS960603BUA* | 33800 | 18.5 | 8.2 | 34000 | 24400 | 71.76% | 1.8 | 0 | 11.5 |  |  |  | No | R-410A | 2.8167 | Residential & Commercial | Ducted CEE Tier 1
212363962 | Central HP <5.4 tons | EverRest Extreme Comfort | HRCU-A-CB (Split System: Heat Pump with Remote Outdoor Unit-Air-Source) | GSZV903610A* |  |  | CSCF3642N6D*+TXV | G*VC960803BNB* | 33800 | 18.5 | 8.2 | 34000 | 24400 | 71.76% | 1.8 | 0 | 11.5 |  |  |  | No | R-410A | 2.8167 | Residential & Commercial | Ducted CEE Tier 1
212287804 | Central HP <5.4 tons | EverRest Extreme Comfort | HRCU-A-CB (Split System: Heat Pump with Remote Outdoor Unit-Air-Source) | ASZS601810A* |  |  | CA*EA1818*4A* | A*VS960603BUA* | 16600 | 17.5 | 8.5 | 17400 | 13000 | 74.71% | 2.1 | 0 | 10.9 |  |  |  | No | R-410A | 1.3833 | Residential & Commercial | Ducted CEE Tier 1
212287821 | Central HP <5.4 tons | EverRest Extreme Comfort | HRCU-A-CB (Split System: Heat Pump with Remote Outdoor Unit-Air-Source) | ASZS601810A* |  |  | CA*EA2422*4A* | A*VS800805CUA* | 16600 | 17.5 | 8.5 | 17400 | 13000 | 74.71% | 2.1 | 0 | 10.9 |  |  |  | No | R-410A | 1.3833 | Residential & Commercial | Ducted CEE Tier 1
210599223 | Central HP <5.4 tons | 1HVAC | HRCU-A-CB (Split System: Heat Pump with Remote Outdoor Unit-Air-Source) | HVH837GKA** |  |  | EA*4X61L21A*+WALLCON | *80CSU0601716A* | 33200 | 18 | 8.1 | 32200 | 27800 | 86.34% | 2.2 | 0 | 11.5 |  |  |  | No | R-410A | 2.7667 | Residential & Commercial | Ducted CEE Tier 1
210599275 | Central HP <5.4 tons | 1HVAC | HRCU-A-CB (Split System: Heat Pump with Remote Outdoor Unit-Air-Source) | HVH837GKA** |  |  | EA*4X61L24A*+WALLCON | *80CTL0902120A* | 33200 | 18 | 8.1 | 32000 | 27600 | 86.25% | 2.22 | 0 | 11.5 |  |  |  | No | R-410A | 2.7667 | Residential & Commercial | Ducted CEE Tier 1
212363868 | Central HP <5.4 tons | EverRest Extreme Comfort | HRCU-A-CB (Split System: Heat Pump with Remote Outdoor Unit-Air-Source) | GSZV903610A* |  |  | CA*F3137*6A*+TXV | G*VM970803BNB* | 33600 | 18.5 | 8.2 | 34000 | 24400 | 71.76% | 1.8 | 0 | 11.5 |  |  |  | No | R-410A | 2.8 | Residential & Commercial | Ducted CEE Tier 1
212363887 | Central HP <5.4 tons | EverRest Extreme Comfort | HRCU-A-CB (Split System: Heat Pump with Remote Outdoor Unit-Air-Source) | GSZV903610A* |  |  | CA*F3743*6D*+TXV | G*VS960805CUA* | 33600 | 18.5 | 8.2 | 34000 | 24400 | 71.76% | 1.8 | 0 | 12 |  |  |  | No | R-410A | 2.8 | Residential & Commercial | Ducted CEE Tier 1
212363936 | Central HP <5.4 tons | EverRest Extreme Comfort | HRCU-A-CB (Split System: Heat Pump with Remote Outdoor Unit-Air-Source) | GSZV903610A* |  |  | CHPF3743C6B*+TXV | G*VC960403BNB* | 33400 | 18 | 8.2 | 34000 | 24400 | 71.76% | 1.8 | 0 | 11 |  |  |  | No | R-410A | 2.7833 | Residential & Commercial | Ducted CEE Tier 1
212363951 | Central HP <5.4 tons | EverRest Extreme Comfort | HRCU-A-CB (Split System: Heat Pump with Remote Outdoor Unit-Air-Source) | GSZV903610A* |  |  | CSCF3642N6D*+TXV | G*VC800604B*A* | 33800 | 18.5 | 8.2 | 34000 | 24400 | 71.76% | 1.8 | 0 | 11.5 |  |  |  | No | R-410A | 2.8167 | Residential & Commercial | Ducted CEE Tier 1
212363954 | Central HP <5.4 tons | EverRest Extreme Comfort | HRCU-A-CB (Split System: Heat Pump with Remote Outdoor Unit-Air-Source) | GSZV903610A* |  |  | CSCF3642N6D*+TXV | G*VS800805CUA* | 33800 | 18.5 | 8.2 | 34000 | 24400 | 71.76% | 1.8 | 0 | 11.5 |  |  |  | No | R-410A | 2.8167 | Residential & Commercial | Ducted CEE Tier 1
212363968 | Central HP <5.4 tons | EverRest Extreme Comfort | HRCU-A-CB (Split System: Heat Pump with Remote Outdoor Unit-Air-Source) | GSZV903610A* |  |  | CSCF3642N6D*+TXV | G*VC961205DNB* | 33800 | 18.5 | 8.2 | 34000 | 24400 | 71.76% | 1.8 | 0 | 11.5 |  |  |  | No | R-410A | 2.8167 | Residential & Commercial | Ducted CEE Tier 1
212287812 | Central HP <5.4 tons | EverRest Extreme Comfort | HRCU-A-CB (Split System: Heat Pump with Remote Outdoor Unit-Air-Source) | ASZS601810A* |  |  | CA*EA1818*4A* | A*VC960804CNB* | 16600 | 17.5 | 8.5 | 17400 | 13000 | 74.71% | 2.1 | 0 | 10.9 |  |  |  | No | R-410A | 1.3833 | Residential & Commercial | Ducted CEE Tier 1
212287826 | Central HP <5.4 tons | EverRest Extreme Comfort | HRCU-A-CB (Split System: Heat Pump with Remote Outdoor Unit-Air-Source) | ASZS601810A* |  |  | CA*EA2422*4A* | A*VM970804CNB* | 16600 | 17.5 | 8.5 | 17400 | 13000 | 74.71% | 2.1 | 0 | 10.9 |  |  |  | No | R-410A | 1.3833 | Residential & Commercial | Ducted CEE Tier 1
212287829 | Central HP <5.4 tons | EverRest Extreme Comfort | HRCU-A-CB (Split System: Heat Pump with Remote Outdoor Unit-Air-Source) | ASZS601810A* |  |  | CA*EA2422*4A*+MBVC1200**-1A* |  | 16600 | 17.5 | 8.5 | 17400 | 13000 | 74.71% | 2.1 | 0 | 10.9 |  |  |  | No | R-410A | 1.3833 | Residential & Commercial | Ducted CEE Tier 1
212363855 | Central HP <5.4 tons | EverRest Extreme Comfort | HRCU-A-CB (Split System: Heat Pump with Remote Outdoor Unit-Air-Source) | GSZV903610A* |  |  | AMVE36CP1400A* |  | 33600 | 18.5 | 8.2 | 34000 | 24400 | 71.76% | 1.8 | 0 | 11.5 |  |  |  | No | R-410A | 2.8 | Residential & Commercial | Ducted CEE Tier 1
212363857 | Central HP <5.4 tons | EverRest Extreme Comfort | HRCU-A-CB (Split System: Heat Pump with Remote Outdoor Unit-Air-Source) | GSZV903610A* |  |  | CA*F3137*6A*+MBVC1201**-1A*+TXV |  | 34000 | 18.5 | 8.2 | 34000 | 24400 | 71.76% | 1.8 | 0 | 12 |  |  |  | No | R-410A | 2.8333 | Residential & Commercial | Ducted CEE Tier 1
212363866 | Central HP <5.4 tons | EverRest Extreme Comfort | HRCU-A-CB (Split System: Heat Pump with Remote Outdoor Unit-Air-Source) | GSZV903610A* |  |  | CA*F3137*6A*+TXV | G*VC960803BNB* | 33600 | 18.5 | 8.2 | 34000 | 24400 | 71.76% | 1.8 | 0 | 11.5 |  |  |  | No | R-410A | 2.8 | Residential & Commercial | Ducted CEE Tier 1
212363898 | Central HP <5.4 tons | EverRest Extreme Comfort | HRCU-A-CB (Split System: Heat Pump with Remote Outdoor Unit-Air-Source) | GSZV903610A* |  |  | CHPF3642C6C*+MBVC1201**-1A*+TXV |  | 33400 | 18 | 8.2 | 34000 | 24400 | 71.76% | 1.8 | 0 | 11 |  |  |  | No | R-410A | 2.7833 | Residential & Commercial | Ducted CEE Tier 1
212363923 | Central HP <5.4 tons | EverRest Extreme Comfort | HRCU-A-CB (Split System: Heat Pump with Remote Outdoor Unit-Air-Source) | GSZV903610A* |  |  | CHPF3642C6C*+TXV | G*VM971005CNB* | 33400 | 18 | 8.2 | 34000 | 24400 | 71.76% | 1.8 | 0 | 11 |  |  |  | No | R-410A | 2.7833 | Residential & Commercial | Ducted CEE Tier 1
212363966 | Central HP <5.4 tons | EverRest Extreme Comfort | HRCU-A-CB (Split System: Heat Pump with Remote Outdoor Unit-Air-Source) | GSZV903610A* |  |  | CSCF3642N6D*+TXV | G*VC961005CNB* | 33800 | 18.5 | 8.2 | 34000 | 24400 | 71.76% | 1.8 | 0 | 11.5 |  |  |  | No | R-410A | 2.8167 | Residential & Commercial | Ducted CEE Tier 1
212363973 | Central HP <5.4 tons | EverRest Extreme Comfort | HRCU-A-CB (Split System: Heat Pump with Remote Outdoor Unit-Air-Source) | GSZV903610A* |  |  | CSCF3642N6D*+TXV | G*VM971005CNB* | 33800 | 18.5 | 8.2 | 34000 | 24400 | 71.76% | 1.8 | 0 | 11.5 |  |  |  | No | R-410A | 2.8167 | Residential & Commercial | Ducted CEE Tier 1
212287808 | Central HP <5.4 tons | EverRest Extreme Comfort | HRCU-A-CB (Split System: Heat Pump with Remote Outdoor Unit-Air-Source) | ASZS601810A* |  |  | CA*EA1818*4A* | A*VS800805CUA* | 16600 | 17.5 | 8.5 | 17400 | 13000 | 74.71% | 2.1 | 0 | 10.9 |  |  |  | No | R-410A | 1.3833 | Residential & Commercial | Ducted CEE Tier 1
212287822 | Central HP <5.4 tons | EverRest Extreme Comfort | HRCU-A-CB (Split System: Heat Pump with Remote Outdoor Unit-Air-Source) | ASZS601810A* |  |  | CA*EA2422*4A* | A*VC800804C*A* | 16600 | 17.5 | 8.5 | 17400 | 13000 | 74.71% | 2.1 | 0 | 10.9 |  |  |  | No | R-410A | 1.3833 | Residential & Commercial | Ducted CEE Tier 1
212363601 | Central HP <5.4 tons | EverRest Extreme Comfort | HRCU-A-CB (Split System: Heat Pump with Remote Outdoor Unit-Air-Source) | ASZV903610A* |  |  | CA*F3743*6D*+TXV | A*VC961005CNB* | 33600 | 19 | 8.2 | 34000 | 24400 | 71.76% | 1.8 | 0 | 12 |  |  |  | No | R-410A | 2.8 | Residential & Commercial | Ducted CEE Tier 1
213164013 | Central HP <5.4 tons | RUUD | HRCU-A-CB (Split System: Heat Pump with Remote Outdoor Unit-Air-Source) | UP18AZ60AJVC |  |  | RCFZ6021SEAAM | U97VA100M521K | 52500 | 18 | 8.1 | 52500 | 50500 | 96.19% | 1.9 | 0 | 10 |  |  |  | No | R-410A | 4.375 | Residential & Commercial | Ducted CEE Tier 1
212363603 | Central HP <5.4 tons | EverRest Extreme Comfort | HRCU-A-CB (Split System: Heat Pump with Remote Outdoor Unit-Air-Source) | ASZV903610A* |  |  | CA*F3743*6D*+TXV | A*VC961205DNB* | 33600 | 19 | 8.2 | 34000 | 24400 | 71.76% | 1.8 | 0 | 12 |  |  |  | No | R-410A | 2.8 | Residential & Commercial | Ducted CEE Tier 1
212363619 | Central HP <5.4 tons | EverRest Extreme Comfort | HRCU-A-CB (Split System: Heat Pump with Remote Outdoor Unit-Air-Source) | ASZV903610A* |  |  | CHPF3642C6C*+TXV | A*VC800805C*A* | 33400 | 18 | 8.2 | 34000 | 24400 | 71.76% | 1.8 | 0 | 11 |  |  |  | No | R-410A | 2.7833 | Residential & Commercial | Ducted CEE Tier 1
212363653 | Central HP <5.4 tons | EverRest Extreme Comfort | HRCU-A-CB (Split System: Heat Pump with Remote Outdoor Unit-Air-Source) | ASZV903610A* |  |  | CHPF3743C6B*+TXV | A*VC960803BNB* | 33400 | 18 | 8.2 | 34000 | 24400 | 71.76% | 1.8 | 0 | 11 |  |  |  | No | R-410A | 2.7833 | Residential & Commercial | Ducted CEE Tier 1
212363669 | Central HP <5.4 tons | EverRest Extreme Comfort | HRCU-A-CB (Split System: Heat Pump with Remote Outdoor Unit-Air-Source) | ASZV903610A* |  |  | CSCF3642N6D*+TXV | A*VC800804C*A* | 33800 | 18.5 | 8.2 | 34000 | 24400 | 71.76% | 1.8 | 0 | 11.5 |  |  |  | No | R-410A | 2.8167 | Residential & Commercial | Ducted CEE Tier 1
212363596 | Central HP <5.4 tons | EverRest Extreme Comfort | HRCU-A-CB (Split System: Heat Pump with Remote Outdoor Unit-Air-Source) | ASZV903610A* |  |  | CA*F3743*6D*+TXV | A*VC960603BNB* | 33600 | 18.5 | 8.2 | 34000 | 24400 | 71.76% | 1.8 | 0 | 11.5 |  |  |  | No | R-410A | 2.8 | Residential & Commercial | Ducted CEE Tier 1
212363623 | Central HP <5.4 tons | EverRest Extreme Comfort | HRCU-A-CB (Split System: Heat Pump with Remote Outdoor Unit-Air-Source) | ASZV903610A* |  |  | CHPF3642C6C*+TXV | A*VS960603BUA* | 33400 | 18 | 8.2 | 34000 | 24400 | 71.76% | 1.8 | 0 | 11 |  |  |  | No | R-410A | 2.7833 | Residential & Commercial | Ducted CEE Tier 1
212363646 | Central HP <5.4 tons | EverRest Extreme Comfort | HRCU-A-CB (Split System: Heat Pump with Remote Outdoor Unit-Air-Source) | ASZV903610A* |  |  | CHPF3743C6B*+TXV | A*VC800805C*A* | 33400 | 18 | 8.2 | 34000 | 24400 | 71.76% | 1.8 | 0 | 11 |  |  |  | No | R-410A | 2.7833 | Residential & Commercial | Ducted CEE Tier 1
212363680 | Central HP <5.4 tons | EverRest Extreme Comfort | HRCU-A-CB (Split System: Heat Pump with Remote Outdoor Unit-Air-Source) | ASZV903610A* |  |  | CSCF3642N6D*+TXV | A*VC960804CNB* | 33800 | 18.5 | 8.2 | 34000 | 24400 | 71.76% | 1.8 | 0 | 11.5 |  |  |  | No | R-410A | 2.8167 | Residential & Commercial | Ducted CEE Tier 1
213163996 | Central HP <5.4 tons | RUUD | HRCU-A-CB (Split System: Heat Pump with Remote Outdoor Unit-Air-Source) | UP18AZ36AJVC |  |  | RCFZ6021SEAAM | U97VA100M521K | 34200 | 19 | 8.5 | 34200 | 43000 | 125.7% | 2.2 | 0 | 12.5 |  |  |  | No | R-410A | 2.85 | Residential & Commercial | Ducted CEE Tier 1
212920615 | Central HP <5.4 tons | NAPOLEON | HRCU-A-CB (Split System: Heat Pump with Remote Outdoor Unit-Air-Source) | NS18HV24A36 |  |  | H,DE37936 | WUV080T3AA | 38000 | 17 | 8.5 | 36600 | 32800 | 89.62% | 1.8 | 0 | 10 |  |  |  | No | R-410A | 3.1667 | Residential & Commercial | Ducted CEE Tier 1
210470126 | Central HP <5.4 tons | 1HVAC | HRCU-A-CB (Split System: Heat Pump with Remote Outdoor Unit-Air-Source) | HVH837GKA2* |  |  | EA*4X37L21A*+WALLCON | *80CTL0902120A* | 32800 | 17.5 | 8.1 | 33000 | 28000 | 84.85% | 2.2 | 0 | 11 |  |  |  | No | R-410A | 2.7333 | Residential & Commercial | Ducted CEE Tier 1
210470215 | Central HP <5.4 tons | 1HVAC | HRCU-A-CB (Split System: Heat Pump with Remote Outdoor Unit-Air-Source) | HVH837GKA2* |  |  | EA*4X48L21A*+WALLCON | *80CTL0901716A* | 32400 | 18 | 8.1 | 32400 | 27600 | 85.19% | 2.2 | 0 | 11.5 |  |  |  | No | R-410A | 2.7 | Residential & Commercial | Ducted CEE Tier 1
210470226 | Central HP <5.4 tons | 1HVAC | HRCU-A-CB (Split System: Heat Pump with Remote Outdoor Unit-Air-Source) | HVH837GKA2* |  |  | EA*4X48L24A*+WALLCON | *97CMN1202422A* | 32200 | 17.5 | 8.1 | 32600 | 27800 | 85.28% | 2.2 | 0 | 11 |  |  |  | No | R-410A | 2.6833 | Residential & Commercial | Ducted CEE Tier 1
210470267 | Central HP <5.4 tons | 1HVAC | HRCU-A-CB (Split System: Heat Pump with Remote Outdoor Unit-Air-Source) | HVH837GKA2* |  |  | EA*4X60L24A*+WALLCON | *80CTL0902120A* | 32800 | 17.5 | 8.1 | 31800 | 27400 | 86.16% | 2.2 | 0 | 11.5 |  |  |  | No | R-410A | 2.7333 | Residential & Commercial | Ducted CEE Tier 1
213163992 | Central HP <5.4 tons | RUSSELL | HRCU-A-CB (Split System: Heat Pump with Remote Outdoor Unit-Air-Source) | SP18AZ36AJVC |  |  | TCFZ6021SEAAM | S97VA100M521K | 34200 | 19 | 8.5 | 34200 | 43000 | 125.7% | 2.2 | 0 | 12.5 |  |  |  | No | R-410A | 2.85 | Residential & Commercial | Ducted CEE Tier 1
210473218 | Central HP <5.4 tons | 1HVAC | HRCU-A-CB (Split System: Heat Pump with Remote Outdoor Unit-Air-Source) | HVH825GKA3* |  |  | EA*4X43L21A*+WALLCON | *97CMN1002122A* | 24400 | 16.5 | 8.1 | 21200 | 18200 | 85.85% | 2.22 | 0 | 11 |  |  |  | No | R-410A | 2.0333 | Residential & Commercial | Ducted CEE Tier 1
210597824 | Central HP <5.4 tons | 1HVAC | HRCU-A-CB (Split System: Heat Pump with Remote Outdoor Unit-Air-Source) | HVH825GKA2* |  |  | EA*4X37L21A*+WALLCON | *95CSU1002122A* | 24400 | 17 | 8.1 | 21200 | 18200 | 85.85% | 2.22 | 0 | 11 |  |  |  | No | R-410A | 2.0333 | Residential & Commercial | Ducted CEE Tier 1
210470214 | Central HP <5.4 tons | 1HVAC | HRCU-A-CB (Split System: Heat Pump with Remote Outdoor Unit-Air-Source) | HVH837GKA2* |  |  | EA*4X48L21A*+WALLCON | *96CTN1002122A* | 32400 | 17.5 | 8.1 | 32400 | 27600 | 85.19% | 2.2 | 0 | 11.5 |  |  |  | No | R-410A | 2.7 | Residential & Commercial | Ducted CEE Tier 1
210470230 | Central HP <5.4 tons | 1HVAC | HRCU-A-CB (Split System: Heat Pump with Remote Outdoor Unit-Air-Source) | HVH837GKA2* |  |  | EA*4X48L24A*+WALLCON | *97CMN0602120A* | 32200 | 17 | 8.1 | 32800 | 28000 | 85.37% | 2.18 | 0 | 11 |  |  |  | No | R-410A | 2.6833 | Residential & Commercial | Ducted CEE Tier 1
210470465 | Central HP <5.4 tons | 1HVAC | HRCU-A-CB (Split System: Heat Pump with Remote Outdoor Unit-Air-Source) | HVH837GKA2* |  |  | EA*4X61L21A*+WALLCON | *97CMN1002122A* | 33200 | 17.5 | 8.1 | 32000 | 27600 | 86.25% | 2.22 | 0 | 11.5 |  |  |  | No | R-410A | 2.7667 | Residential & Commercial | Ducted CEE Tier 1
210599078 | Central HP <5.4 tons | 1HVAC | HRCU-A-CB (Split System: Heat Pump with Remote Outdoor Unit-Air-Source) | HVH837GKA** |  |  | EA*4X37L21A*+WALLCON | *80CSU1002120A* | 32800 | 17.5 | 8.1 | 33000 | 28000 | 84.85% | 2.2 | 0 | 11 |  |  |  | No | R-410A | 2.7333 | Residential & Commercial | Ducted CEE Tier 1
210599164 | Central HP <5.4 tons | 1HVAC | HRCU-A-CB (Split System: Heat Pump with Remote Outdoor Unit-Air-Source) | HVH837GKA** |  |  | EA*4X48L24A*+WALLCON | *97CMN1002122A* | 32400 | 17.5 | 8.1 | 32400 | 27600 | 85.19% | 2.22 | 0 | 11.5 |  |  |  | No | R-410A | 2.7 | Residential & Commercial | Ducted CEE Tier 1
210599171 | Central HP <5.4 tons | 1HVAC | HRCU-A-CB (Split System: Heat Pump with Remote Outdoor Unit-Air-Source) | HVH837GKA** |  |  | EA*4X60L24A*+WALLCON | *80CTL0902120A* | 32800 | 17.5 | 8.1 | 31800 | 27400 | 86.16% | 2.2 | 0 | 11.5 |  |  |  | No | R-410A | 2.7333 | Residential & Commercial | Ducted CEE Tier 1
212363616 | Central HP <5.4 tons | EverRest Extreme Comfort | HRCU-A-CB (Split System: Heat Pump with Remote Outdoor Unit-Air-Source) | ASZV903610A* |  |  | CHPF3642C6C*+TXV | A*VC800804C*A* | 33400 | 18 | 8.2 | 34000 | 24400 | 71.76% | 1.8 | 0 | 11 |  |  |  | No | R-410A | 2.7833 | Residential & Commercial | Ducted CEE Tier 1
212363889 | Central HP <5.4 tons | EverRest Extreme Comfort | HRCU-A-CB (Split System: Heat Pump with Remote Outdoor Unit-Air-Source) | GSZV903610A* |  |  | CA*F3743*6D*+TXV | G*VC961205DNB* | 33600 | 19 | 8.2 | 34000 | 24400 | 71.76% | 1.8 | 0 | 12 |  |  |  | No | R-410A | 2.8 | Residential & Commercial | Ducted CEE Tier 1
212363905 | Central HP <5.4 tons | EverRest Extreme Comfort | HRCU-A-CB (Split System: Heat Pump with Remote Outdoor Unit-Air-Source) | GSZV903610A* |  |  | CHPF3642C6C*+TXV | G*VS800805CUA* | 33400 | 18 | 8.2 | 34000 | 24400 | 71.76% | 1.8 | 0 | 11 |  |  |  | No | R-410A | 2.7833 | Residential & Commercial | Ducted CEE Tier 1
212363916 | Central HP <5.4 tons | EverRest Extreme Comfort | HRCU-A-CB (Split System: Heat Pump with Remote Outdoor Unit-Air-Source) | GSZV903610A* |  |  | CHPF3642C6C*+TXV | G*VS960805CUA* | 33400 | 18 | 8.2 | 34000 | 24400 | 71.76% | 1.8 | 0 | 11 |  |  |  | No | R-410A | 2.7833 | Residential & Commercial | Ducted CEE Tier 1
210599646 | Central HP <5.4 tons | 1HVAC | HRCU-A-CB (Split System: Heat Pump with Remote Outdoor Unit-Air-Source) | HVH848GKA** |  |  | EA*4X60L24A*+WALLCON | *97CMN1002122A* | 45500 | 17.5 | 8.5 | 45500 | 32000 | 70.33% | 2.24 | 0 | 10 |  |  |  | No | R-410A | 3.7917 | Residential & Commercial | Ducted CEE Tier 1
210599167 | Central HP <5.4 tons | 1HVAC | HRCU-A-CB (Split System: Heat Pump with Remote Outdoor Unit-Air-Source) | HVH837GKA** |  |  | EA*4X60L24A*+WALLCON | *80CSU1002120A* | 32800 | 17.5 | 8.1 | 32000 | 27600 | 86.25% | 2.2 | 0 | 11.5 |  |  |  | No | R-410A | 2.7333 | Residential & Commercial | Ducted CEE Tier 1
210599235 | Central HP <5.4 tons | 1HVAC | HRCU-A-CB (Split System: Heat Pump with Remote Outdoor Unit-Air-Source) | HVH837GKA** |  |  | EA*4X61L21A*+WALLCON | *80CTL0901716A* | 33200 | 18 | 8.1 | 32000 | 27600 | 86.25% | 2.22 | 0 | 11.5 |  |  |  | No | R-410A | 2.7667 | Residential & Commercial | Ducted CEE Tier 1
212287813 | Central HP <5.4 tons | EverRest Extreme Comfort | HRCU-A-CB (Split System: Heat Pump with Remote Outdoor Unit-Air-Source) | ASZS601810A* |  |  | CA*EA1818*4A* | A*VM970804CNB* | 16600 | 17.5 | 8.5 | 17400 | 13000 | 74.71% | 2.1 | 0 | 10.9 |  |  |  | No | R-410A | 1.3833 | Residential & Commercial | Ducted CEE Tier 1
210470498 | Central HP <5.4 tons | 1HVAC | HRCU-A-CB (Split System: Heat Pump with Remote Outdoor Unit-Air-Source) | HVH837GKA2* |  |  | EA*4X61L21A*+WALLCON | *80CTL0901716A* | 33200 | 18 | 8.1 | 32000 | 27600 | 86.25% | 2.22 | 0 | 11.5 |  |  |  | No | R-410A | 2.7667 | Residential & Commercial | Ducted CEE Tier 1
210599650 | Central HP <5.4 tons | 1HVAC | HRCU-A-CB (Split System: Heat Pump with Remote Outdoor Unit-Air-Source) | HVH848GKA** |  |  | EHD4X48AAL+WALLCON | *80CSU0802120A* | 45500 | 17 | 8.5 | 47000 | 33200 | 70.64% | 2.32 | 0 | 10 |  |  |  | No | R-410A | 3.7917 | Residential & Commercial | Ducted CEE Tier 1
210599652 | Central HP <5.4 tons | 1HVAC | HRCU-A-CB (Split System: Heat Pump with Remote Outdoor Unit-Air-Source) | HVH848GKA** |  |  | EHD4X48AAL+WALLCON | *80CTL1352422A* | 45500 | 16.5 | 8.5 | 47000 | 33200 | 70.64% | 2.3 | 0 | 10 |  |  |  | No | R-410A | 3.7917 | Residential & Commercial | Ducted CEE Tier 1
210470124 | Central HP <5.4 tons | 1HVAC | HRCU-A-CB (Split System: Heat Pump with Remote Outdoor Unit-Air-Source) | HVH837GKA2* |  |  | EA*4X37L21A*+WALLCON | *80CSU1002120A* | 32800 | 17.5 | 8.1 | 33000 | 28000 | 84.85% | 2.2 | 0 | 11 |  |  |  | No | R-410A | 2.7333 | Residential & Commercial | Ducted CEE Tier 1
210470542 | Central HP <5.4 tons | 1HVAC | HRCU-A-CB (Split System: Heat Pump with Remote Outdoor Unit-Air-Source) | HVH837GKA2* |  |  | EA*4X61L24A*+WALLCON | *80CSU1002120A* | 33200 | 17.5 | 8.1 | 32000 | 27600 | 86.25% | 2.22 | 0 | 11.5 |  |  |  | No | R-410A | 2.7667 | Residential & Commercial | Ducted CEE Tier 1
210470553 | Central HP <5.4 tons | 1HVAC | HRCU-A-CB (Split System: Heat Pump with Remote Outdoor Unit-Air-Source) | HVH837GKA2* |  |  | EA*4X61L24A*+WALLCON | *80CTL0902120A* | 33200 | 18 | 8.1 | 32000 | 27600 | 86.25% | 2.22 | 0 | 11.5 |  |  |  | No | R-410A | 2.7667 | Residential & Commercial | Ducted CEE Tier 1
210470608 | Central HP <5.4 tons | 1HVAC | HRCU-A-CB (Split System: Heat Pump with Remote Outdoor Unit-Air-Source) | HVH837GKA2* |  |  | EA*4X61L24A*+WALLCON | *97CMN1202422A* | 33200 | 17.5 | 8.1 | 32000 | 27600 | 86.25% | 2.22 | 0 | 11.5 |  |  |  | No | R-410A | 2.7667 | Residential & Commercial | Ducted CEE Tier 1
212363621 | Central HP <5.4 tons | EverRest Extreme Comfort | HRCU-A-CB (Split System: Heat Pump with Remote Outdoor Unit-Air-Source) | ASZV903610A* |  |  | CHPF3642C6C*+TXV | A*VC801005C*A* | 33400 | 18 | 8.2 | 34000 | 24400 | 71.76% | 1.8 | 0 | 11 |  |  |  | No | R-410A | 2.7833 | Residential & Commercial | Ducted CEE Tier 1
212363664 | Central HP <5.4 tons | EverRest Extreme Comfort | HRCU-A-CB (Split System: Heat Pump with Remote Outdoor Unit-Air-Source) | ASZV903610A* |  |  | CSCF3642N6D*+MBVC1201**-1A*+TXV |  | 33800 | 18.5 | 8.2 | 34000 | 24400 | 71.76% | 1.8 | 0 | 11.5 |  |  |  | No | R-410A | 2.8167 | Residential & Commercial | Ducted CEE Tier 1
210599080 | Central HP <5.4 tons | 1HVAC | HRCU-A-CB (Split System: Heat Pump with Remote Outdoor Unit-Air-Source) | HVH837GKA** |  |  | EA*4X37L21A*+WALLCON | *80CTL0901716A* | 33000 | 18 | 8.1 | 32800 | 27800 | 84.76% | 2.22 | 0 | 11.5 |  |  |  | No | R-410A | 2.75 | Residential & Commercial | Ducted CEE Tier 1
210599128 | Central HP <5.4 tons | 1HVAC | HRCU-A-CB (Split System: Heat Pump with Remote Outdoor Unit-Air-Source) | HVH837GKA** |  |  | EA*4X43L21A*+WALLCON | *80CTL0701716A* | 32800 | 17.5 | 8.1 | 33000 | 28000 | 84.85% | 2.2 | 0 | 11 |  |  |  | No | R-410A | 2.7333 | Residential & Commercial | Ducted CEE Tier 1
210599187 | Central HP <5.4 tons | 1HVAC | HRCU-A-CB (Split System: Heat Pump with Remote Outdoor Unit-Air-Source) | HVH837GKA** |  |  | EA*4X60L24A*+WALLCON | *95CSU1002122A* | 32800 | 18 | 8.1 | 31800 | 27400 | 86.16% | 2.22 | 0 | 11.5 |  |  |  | No | R-410A | 2.7333 | Residential & Commercial | Ducted CEE Tier 1
210599219 | Central HP <5.4 tons | 1HVAC | HRCU-A-CB (Split System: Heat Pump with Remote Outdoor Unit-Air-Source) | HVH837GKA** |  |  | EA*4X61L21A*+WALLCON | *80CSU0401712A* | 33200 | 18 | 8.1 | 32000 | 27600 | 86.25% | 2.22 | 0 | 11.5 |  |  |  | No | R-410A | 2.7667 | Residential & Commercial | Ducted CEE Tier 1
210599271 | Central HP <5.4 tons | 1HVAC | HRCU-A-CB (Split System: Heat Pump with Remote Outdoor Unit-Air-Source) | HVH837GKA** |  |  | EA*4X61L24A*+WALLCON | *80CSU1002120A* | 33200 | 17.5 | 8.1 | 32000 | 27600 | 86.25% | 2.22 | 0 | 11.5 |  |  |  | No | R-410A | 2.7667 | Residential & Commercial | Ducted CEE Tier 1
210599287 | Central HP <5.4 tons | 1HVAC | HRCU-A-CB (Split System: Heat Pump with Remote Outdoor Unit-Air-Source) | HVH837GKA** |  |  | EA*4X61L24A*+WALLCON | *95CSU0802120A* | 33200 | 18 | 8.1 | 32000 | 27600 | 86.25% | 2.22 | 0 | 11.5 |  |  |  | No | R-410A | 2.7667 | Residential & Commercial | Ducted CEE Tier 1
212363593 | Central HP <5.4 tons | EverRest Extreme Comfort | HRCU-A-CB (Split System: Heat Pump with Remote Outdoor Unit-Air-Source) | ASZV903610A* |  |  | CA*F3743*6D*+TXV | A*VC960403BNB* | 33600 | 18.5 | 8.2 | 34000 | 24400 | 71.76% | 1.8 | 0 | 11.5 |  |  |  | No | R-410A | 2.8 | Residential & Commercial | Ducted CEE Tier 1
212363595 | Central HP <5.4 tons | EverRest Extreme Comfort | HRCU-A-CB (Split System: Heat Pump with Remote Outdoor Unit-Air-Source) | ASZV903610A* |  |  | CA*F3743*6D*+TXV | A*VS960603BUA* | 33600 | 18.5 | 8.2 | 34000 | 24400 | 71.76% | 1.8 | 0 | 11.5 |  |  |  | No | R-410A | 2.8 | Residential & Commercial | Ducted CEE Tier 1
212363608 | Central HP <5.4 tons | EverRest Extreme Comfort | HRCU-A-CB (Split System: Heat Pump with Remote Outdoor Unit-Air-Source) | ASZV903610A* |  |  | CA*F3743*6D*+TXV | A*VM971005CNB* | 33200 | 19 | 8.2 | 33600 | 24400 | 72.62% | 1.8 | 0 | 12 |  |  |  | No | R-410A | 2.7667 | Residential & Commercial | Ducted CEE Tier 1
212363642 | Central HP <5.4 tons | EverRest Extreme Comfort | HRCU-A-CB (Split System: Heat Pump with Remote Outdoor Unit-Air-Source) | ASZV903610A* |  |  | CHPF3743C6B*+TXV | A*VC800604B*A* | 33400 | 18 | 8.2 | 34000 | 24400 | 71.76% | 1.8 | 0 | 11 |  |  |  | No | R-410A | 2.7833 | Residential & Commercial | Ducted CEE Tier 1
212363660 | Central HP <5.4 tons | EverRest Extreme Comfort | HRCU-A-CB (Split System: Heat Pump with Remote Outdoor Unit-Air-Source) | ASZV903610A* |  |  | CHPF3743C6B*+TXV | A*VM970803BNB* | 33400 | 18 | 8.2 | 34000 | 24400 | 71.76% | 1.8 | 0 | 11 |  |  |  | No | R-410A | 2.7833 | Residential & Commercial | Ducted CEE Tier 1
212363662 | Central HP <5.4 tons | EverRest Extreme Comfort | HRCU-A-CB (Split System: Heat Pump with Remote Outdoor Unit-Air-Source) | ASZV903610A* |  |  | CHPF3743C6B*+TXV | A*VM971005CNB* | 33400 | 18 | 8.2 | 34000 | 24400 | 71.76% | 1.8 | 0 | 11 |  |  |  | No | R-410A | 2.7833 | Residential & Commercial | Ducted CEE Tier 1
210469983 | Central HP <5.4 tons | 1HVAC | HRCU-A-CB (Split System: Heat Pump with Remote Outdoor Unit-Air-Source) | HVH848GKA2* |  |  | EN(A,D)4X48L24**+WALLCON | *96CTN1202422A* | 45000 | 17.5 | 8.5 | 47000 | 33000 | 70.21% | 2.28 | 0 | 10 |  |  |  | No | R-410A | 3.75 | Residential & Commercial | Ducted CEE Tier 1
210470026 | Central HP <5.4 tons | 1HVAC | HRCU-A-CB (Split System: Heat Pump with Remote Outdoor Unit-Air-Source) | HVH848GKA2* |  |  | EHD4X48AAL+WALLCON | *80CSU0802120A* | 45500 | 17 | 8.5 | 47000 | 33200 | 70.64% | 2.32 | 0 | 10 |  |  |  | No | R-410A | 3.7917 | Residential & Commercial | Ducted CEE Tier 1
212363577 | Central HP <5.4 tons | EverRest Extreme Comfort | HRCU-A-CB (Split System: Heat Pump with Remote Outdoor Unit-Air-Source) | ASZV903610A* |  |  | CA*F3137*6A*+TXV | A*VC960603BNB* | 33600 | 18 | 8.2 | 34000 | 24400 | 71.76% | 1.8 | 0 | 11.5 |  |  |  | No | R-410A | 2.8 | Residential & Commercial | Ducted CEE Tier 1
212363610 | Central HP <5.4 tons | EverRest Extreme Comfort | HRCU-A-CB (Split System: Heat Pump with Remote Outdoor Unit-Air-Source) | ASZV903610A* |  |  | CA*F3743*6D*+TXV | A*VM971205DNB* | 33200 | 19 | 8.2 | 33600 | 24400 | 72.62% | 1.8 | 0 | 12 |  |  |  | No | R-410A | 2.7667 | Residential & Commercial | Ducted CEE Tier 1
212363626 | Central HP <5.4 tons | EverRest Extreme Comfort | HRCU-A-CB (Split System: Heat Pump with Remote Outdoor Unit-Air-Source) | ASZV903610A* |  |  | CHPF3642C6C*+TXV | A*VC960803BNB* | 33400 | 18 | 8.2 | 34000 | 24400 | 71.76% | 1.8 | 0 | 11 |  |  |  | No | R-410A | 2.7833 | Residential & Commercial | Ducted CEE Tier 1
212363628 | Central HP <5.4 tons | EverRest Extreme Comfort | HRCU-A-CB (Split System: Heat Pump with Remote Outdoor Unit-Air-Source) | ASZV903610A* |  |  | CHPF3642C6C*+TXV | A*VC960804CNB* | 33400 | 18 | 8.2 | 34000 | 24400 | 71.76% | 1.8 | 0 | 11 |  |  |  | No | R-410A | 2.7833 | Residential & Commercial | Ducted CEE Tier 1
212363676 | Central HP <5.4 tons | EverRest Extreme Comfort | HRCU-A-CB (Split System: Heat Pump with Remote Outdoor Unit-Air-Source) | ASZV903610A* |  |  | CSCF3642N6D*+TXV | A*VS960603BUA* | 33800 | 18.5 | 8.2 | 34000 | 24400 | 71.76% | 1.8 | 0 | 11.5 |  |  |  | No | R-410A | 2.8167 | Residential & Commercial | Ducted CEE Tier 1
212363861 | Central HP <5.4 tons | EverRest Extreme Comfort | HRCU-A-CB (Split System: Heat Pump with Remote Outdoor Unit-Air-Source) | GSZV903610A* |  |  | CA*F3137*6A*+TXV | G*VC960403BNB* | 33600 | 18 | 8.2 | 34000 | 24400 | 71.76% | 1.8 | 0 | 11.5 |  |  |  | No | R-410A | 2.8 | Residential & Commercial | Ducted CEE Tier 1
212363894 | Central HP <5.4 tons | EverRest Extreme Comfort | HRCU-A-CB (Split System: Heat Pump with Remote Outdoor Unit-Air-Source) | GSZV903610A* |  |  | CA*F3743*6D*+TXV | G*VM970804CNB* | 33200 | 19 | 8.2 | 33600 | 24400 | 72.62% | 1.8 | 0 | 12 |  |  |  | No | R-410A | 2.7667 | Residential & Commercial | Ducted CEE Tier 1
212363910 | Central HP <5.4 tons | EverRest Extreme Comfort | HRCU-A-CB (Split System: Heat Pump with Remote Outdoor Unit-Air-Source) | GSZV903610A* |  |  | CHPF3642C6C*+TXV | G*VS960603BUA* | 33400 | 18 | 8.2 | 34000 | 24400 | 71.76% | 1.8 | 0 | 11 |  |  |  | No | R-410A | 2.7833 | Residential & Commercial | Ducted CEE Tier 1
212363929 | Central HP <5.4 tons | EverRest Extreme Comfort | HRCU-A-CB (Split System: Heat Pump with Remote Outdoor Unit-Air-Source) | GSZV903610A* |  |  | CHPF3743C6B*+TXV | G*VC800604B*A* | 33400 | 18 | 8.2 | 34000 | 24400 | 71.76% | 1.8 | 0 | 11 |  |  |  | No | R-410A | 2.7833 | Residential & Commercial | Ducted CEE Tier 1
212363963 | Central HP <5.4 tons | EverRest Extreme Comfort | HRCU-A-CB (Split System: Heat Pump with Remote Outdoor Unit-Air-Source) | GSZV903610A* |  |  | CSCF3642N6D*+TXV | G*VC960804CNB* | 33800 | 18.5 | 8.2 | 34000 | 24400 | 71.76% | 1.8 | 0 | 11.5 |  |  |  | No | R-410A | 2.8167 | Residential & Commercial | Ducted CEE Tier 1
212363860 | Central HP <5.4 tons | EverRest Extreme Comfort | HRCU-A-CB (Split System: Heat Pump with Remote Outdoor Unit-Air-Source) | GSZV903610A* |  |  | CA*F3137*6A*+TXV | G*VC800604B*A* | 33600 | 18.5 | 8.2 | 34000 | 24400 | 71.76% | 1.8 | 0 | 12 |  |  |  | No | R-410A | 2.8 | Residential & Commercial | Ducted CEE Tier 1
212363909 | Central HP <5.4 tons | EverRest Extreme Comfort | HRCU-A-CB (Split System: Heat Pump with Remote Outdoor Unit-Air-Source) | GSZV903610A* |  |  | CHPF3642C6C*+TXV | G*VC960403BNB* | 33400 | 18 | 8.2 | 34000 | 24400 | 71.76% | 1.8 | 0 | 11 |  |  |  | No | R-410A | 2.7833 | Residential & Commercial | Ducted CEE Tier 1
212363943 | Central HP <5.4 tons | EverRest Extreme Comfort | HRCU-A-CB (Split System: Heat Pump with Remote Outdoor Unit-Air-Source) | GSZV903610A* |  |  | CHPF3743C6B*+TXV | G*VC961005CNB* | 33400 | 18 | 8.2 | 34000 | 24400 | 71.76% | 1.8 | 0 | 11 |  |  |  | No | R-410A | 2.7833 | Residential & Commercial | Ducted CEE Tier 1
215387225 | Central HP <5.4 tons | ACIQ | HSP-A (Single-Package Heat Pump Air-Source) | ACIQ-PHH1760000K000V |  |  |  |  | 56000 | 17 | 8.3 | 57000 | 45000 | 78.95% | 1.8 | 0 | 10.6 |  |  |  | No | R-410A | 4.6667 | Residential & Commercial | Ducted CEE Tier 1
215387223 | Central HP <5.4 tons | ACIQ | HSP-A (Single-Package Heat Pump Air-Source) | ACIQ-PHH1836000K000V |  |  |  |  | 34400 | 17.8 | 8.8 | 36000 | 26000 | 72.22% | 1.75 | 0 | 11 |  |  |  | No | R-410A | 2.8667 | Residential & Commercial | Ducted CEE Tier 1
215387224 | Central HP <5.4 tons | ACIQ | HSP-A (Single-Package Heat Pump Air-Source) | ACIQ-PHH1748000K000V |  |  |  |  | 47000 | 17.8 | 8.5 | 47000 | 46000 | 97.87% | 1.8 | 0 | 11 |  |  |  | No | R-410A | 3.9167 | Residential & Commercial | Ducted CEE Tier 1
215387222 | Central HP <5.4 tons | ACIQ | HSP-A (Single-Package Heat Pump Air-Source) | ACIQ-PHH1824000K000V |  |  |  |  | 24000 | 17.8 | 8.8 | 24000 | 24000 | 100% | 1.75 | 0 | 11 |  |  |  | No | R-410A | 2 | Residential & Commercial | Ducted CEE Tier 1
214097894 | Central HP <5.4 tons | MRCOOL | HSP-A (Single-Package Heat Pump Air-Source) | MDPH180244 |  |  |  |  | 24000 | 17.8 | 8.8 | 24000 | 24000 | 100% | 1.75 | 0 | 11 |  |  |  | No | R-410A | 2 | Residential & Commercial | Ducted CEE Tier 1
214097891 | Central HP <5.4 tons | MRCOOL | HSP-A (Single-Package Heat Pump Air-Source) | MDPH180604 |  |  |  |  | 56000 | 17 | 8.3 | 57000 | 45000 | 78.95% | 1.8 | 0 | 10.6 |  |  |  | No | R-410A | 4.6667 | Residential & Commercial | Ducted CEE Tier 1
214097892 | Central HP <5.4 tons | MRCOOL | HSP-A (Single-Package Heat Pump Air-Source) | MDPH180484 |  |  |  |  | 47000 | 17.8 | 8.5 | 47000 | 46000 | 97.87% | 1.8 | 0 | 11 |  |  |  | No | R-410A | 3.9167 | Residential & Commercial | Ducted CEE Tier 1
214097893 | Central HP <5.4 tons | MRCOOL | HSP-A (Single-Package Heat Pump Air-Source) | MDPH180364 |  |  |  |  | 34400 | 17.8 | 8.8 | 36000 | 26000 | 72.22% | 1.75 | 0 | 11 |  |  |  | No | R-410A | 2.8667 | Residential & Commercial | Ducted CEE Tier 1
215387218 | Central HP <5.4 tons | 1HVAC | HSP-A (Single-Package Heat Pump Air-Source) | ACIQ-PHH1824000K000V |  |  |  |  | 24000 | 17.8 | 8.8 | 24000 | 24000 | 100% | 1.75 | 0 | 11 |  |  |  | No | R-410A | 2 | Residential & Commercial | Ducted CEE Tier 1
215387219 | Central HP <5.4 tons | 1HVAC | HSP-A (Single-Package Heat Pump Air-Source) | ACIQ-PHH1836000K000V |  |  |  |  | 34400 | 17.8 | 8.8 | 36000 | 26000 | 72.22% | 1.75 | 0 | 11 |  |  |  | No | R-410A | 2.8667 | Residential & Commercial | Ducted CEE Tier 1
215387221 | Central HP <5.4 tons | 1HVAC | HSP-A (Single-Package Heat Pump Air-Source) | ACIQ-PHH1760000K000V |  |  |  |  | 56000 | 17 | 8.3 | 57000 | 45000 | 78.95% | 1.8 | 0 | 10.6 |  |  |  | No | R-410A | 4.6667 | Residential & Commercial | Ducted CEE Tier 1
214728308 | Central HP <5.4 tons | ECOER | HSP-A (Single-Package Heat Pump Air-Source) | ERDA19H-60AA* |  |  |  |  | 55000 | 18.5 | 9.2 | 55000 | 38500 | 70% | 1.9 | 0 | 11.2 |  |  |  | No | R-410A | 4.5833 | Residential & Commercial | Ducted CEE Tier 1
213307926 | Central HP <5.4 tons | TOSOT | HSP-A (Single-Package Heat Pump Air-Source) | TK-H05TCNAA-TU |  |  |  |  | 56000 | 17 | 8.3 | 57000 | 45000 | 78.95% | 1.8 | 0 | 10.6 |  |  |  | No | R-410A | 4.6667 | Residential & Commercial | Ducted CEE Tier 1
213386669 | Central HP <5.4 tons | TOSOT | HSP-A (Single-Package Heat Pump Air-Source) | TK-H04TCNAA-TU |  |  |  |  | 47000 | 17.8 | 8.5 | 47000 | 46000 | 97.87% | 1.8 | 0 | 11 |  |  |  | No | R-410A | 3.9167 | Residential & Commercial | Ducted CEE Tier 1
213386671 | Central HP <5.4 tons | TOSOT | HSP-A (Single-Package Heat Pump Air-Source) | TK-H02TCNAA-TU |  |  |  |  | 24000 | 17.8 | 8.8 | 24000 | 24000 | 100% | 1.75 | 0 | 11 |  |  |  | No | R-410A | 2 | Residential & Commercial | Ducted CEE Tier 1
216011943 | Central HP <5.4 tons | BOSCH | HSP-A (Single-Package Heat Pump Air-Source) | BPBA-60RCB-M18S |  |  |  |  | 57000 | 19 | 9 | 57000 | 40000 | 70.18% | 1.85 | 0 | 11.2 |  |  |  | No | R-454B | 4.75 | Residential & Commercial | Ducted CEE Tier 1
213386670 | Central HP <5.4 tons | TOSOT | HSP-A (Single-Package Heat Pump Air-Source) | TK-H03TCNAA-TU |  |  |  |  | 34400 | 17.8 | 8.8 | 36000 | 26000 | 72.22% | 1.75 | 0 | 11 |  |  |  | No | R-410A | 2.8667 | Residential & Commercial | Ducted CEE Tier 1
215387220 | Central HP <5.4 tons | 1HVAC | HSP-A (Single-Package Heat Pump Air-Source) | ACIQ-PHH1748000K000V |  |  |  |  | 47000 | 17.8 | 8.5 | 47000 | 46000 | 97.87% | 1.8 | 0 | 11 |  |  |  | No | R-410A | 3.9167 | Residential & Commercial | Ducted CEE Tier 1
215493895 | Central HP <5.4 tons | AIR-CON | HSP-A (Single-Package Heat Pump Air-Source) | APIV4H4R03 |  |  |  |  | 34400 | 17.8 | 8.8 | 36000 | 26000 | 72.22% | 1.75 | 0 | 11 |  |  |  | No | R-410A | 2.8667 | Residential & Commercial | Ducted CEE Tier 1
215493894 | Central HP <5.4 tons | AIR-CON | HSP-A (Single-Package Heat Pump Air-Source) | APIV4H4R04 |  |  |  |  | 47000 | 17.8 | 8.5 | 47000 | 46000 | 97.87% | 1.8 | 0 | 11 |  |  |  | No | R-410A | 3.9167 | Residential & Commercial | Ducted CEE Tier 1
215493893 | Central HP <5.4 tons | AIR-CON | HSP-A (Single-Package Heat Pump Air-Source) | APIV4H4R05 |  |  |  |  | 56000 | 17 | 8.3 | 57000 | 45000 | 78.95% | 1.8 | 0 | 10.6 |  |  |  | No | R-410A | 4.6667 | Residential & Commercial | Ducted CEE Tier 1
214432066 | Central HP <5.4 tons | WELLS | HSP-A (Single-Package Heat Pump Air-Source) | WRPA-60HDM/TC |  |  |  |  | 56000 | 17 | 8.3 | 57000 | 45000 | 78.95% | 1.8 | 0 | 10.6 |  |  |  | No | R-410A | 4.6667 | Residential & Commercial | Ducted CEE Tier 1
214432067 | Central HP <5.4 tons | WELLS | HSP-A (Single-Package Heat Pump Air-Source) | WRPA-36HDM/TC |  |  |  |  | 34400 | 17.8 | 8.8 | 36000 | 26000 | 72.22% | 1.75 | 0 | 11 |  |  |  | No | R-410A | 2.8667 | Residential & Commercial | Ducted CEE Tier 1
215387226 | Central HP <5.4 tons | DIYCOOL | HSP-A (Single-Package Heat Pump Air-Source) | ACIQ-PHH1824000K000V |  |  |  |  | 24000 | 17.8 | 8.8 | 24000 | 24000 | 100% | 1.75 | 0 | 11 |  |  |  | No | R-410A | 2 | Residential & Commercial | Ducted CEE Tier 1
215387232 | Central HP <5.4 tons | Stealth Comfort | HSP-A (Single-Package Heat Pump Air-Source) | ACIQ-PHH1748000K000V |  |  |  |  | 47000 | 17.8 | 8.5 | 47000 | 46000 | 97.87% | 1.8 | 0 | 11 |  |  |  | No | R-410A | 3.9167 | Residential & Commercial | Ducted CEE Tier 1
215387233 | Central HP <5.4 tons | Stealth Comfort | HSP-A (Single-Package Heat Pump Air-Source) | ACIQ-PHH1760000K000V |  |  |  |  | 56000 | 17 | 8.3 | 57000 | 45000 | 78.95% | 1.8 | 0 | 10.6 |  |  |  | No | R-410A | 4.6667 | Residential & Commercial | Ducted CEE Tier 1
215387227 | Central HP <5.4 tons | DIYCOOL | HSP-A (Single-Package Heat Pump Air-Source) | ACIQ-PHH1836000K000V |  |  |  |  | 34400 | 17.8 | 8.8 | 36000 | 26000 | 72.22% | 1.75 | 0 | 11 |  |  |  | No | R-410A | 2.8667 | Residential & Commercial | Ducted CEE Tier 1
215387229 | Central HP <5.4 tons | DIYCOOL | HSP-A (Single-Package Heat Pump Air-Source) | ACIQ-PHH1760000K000V |  |  |  |  | 56000 | 17 | 8.3 | 57000 | 45000 | 78.95% | 1.8 | 0 | 10.6 |  |  |  | No | R-410A | 4.6667 | Residential & Commercial | Ducted CEE Tier 1
215387228 | Central HP <5.4 tons | DIYCOOL | HSP-A (Single-Package Heat Pump Air-Source) | ACIQ-PHH1748000K000V |  |  |  |  | 47000 | 17.8 | 8.5 | 47000 | 46000 | 97.87% | 1.8 | 0 | 11 |  |  |  | No | R-410A | 3.9167 | Residential & Commercial | Ducted CEE Tier 1
215387231 | Central HP <5.4 tons | Stealth Comfort | HSP-A (Single-Package Heat Pump Air-Source) | ACIQ-PHH1836000K000V |  |  |  |  | 34400 | 17.8 | 8.8 | 36000 | 26000 | 72.22% | 1.75 | 0 | 11 |  |  |  | No | R-410A | 2.8667 | Residential & Commercial | Ducted CEE Tier 1
214728307 | Central HP <5.4 tons | YISO | HSP-A (Single-Package Heat Pump Air-Source) | YRHA1-60AA |  |  |  |  | 55000 | 18.5 | 9.2 | 55000 | 38500 | 70% | 1.9 | 0 | 11.2 |  |  |  | No | R-410A | 4.5833 | Residential & Commercial | Ducted CEE Tier 1
214137764 | Central HP <5.4 tons | Willis | HSP-A (Single-Package Heat Pump Air-Source) | PRT60KUH |  |  |  |  | 56000 | 17 | 8.3 | 57000 | 45000 | 78.95% | 1.8 | 0 | 10.6 |  |  |  | No | R-410A | 4.6667 | Residential & Commercial | Ducted CEE Tier 1
215387230 | Central HP <5.4 tons | Stealth Comfort | HSP-A (Single-Package Heat Pump Air-Source) | ACIQ-PHH1824000K000V |  |  |  |  | 24000 | 17.8 | 8.8 | 24000 | 24000 | 100% | 1.75 | 0 | 11 |  |  |  | No | R-410A | 2 | Residential & Commercial | Ducted CEE Tier 1
213685845 | Central HP <5.4 tons | KINGHOME | HSP-A (Single-Package Heat Pump Air-Source) | KRH03TCU |  |  |  |  | 34400 | 17.8 | 8.8 | 36000 | 26000 | 72.22% | 1.75 | 0 | 11 |  |  |  | No | R-410A | 2.8667 | Residential & Commercial | Ducted CEE Tier 1
213685846 | Central HP <5.4 tons | KINGHOME | HSP-A (Single-Package Heat Pump Air-Source) | KRH02TCU |  |  |  |  | 24000 | 17.8 | 8.8 | 24000 | 24000 | 100% | 1.75 | 0 | 11 |  |  |  | No | R-410A | 2 | Residential & Commercial | Ducted CEE Tier 1
213685844 | Central HP <5.4 tons | KINGHOME | HSP-A (Single-Package Heat Pump Air-Source) | KRH04TCU |  |  |  |  | 47000 | 17.8 | 8.5 | 47000 | 46000 | 97.87% | 1.8 | 0 | 11 |  |  |  | No | R-410A | 3.9167 | Residential & Commercial | Ducted CEE Tier 1
213685843 | Central HP <5.4 tons | KINGHOME | HSP-A (Single-Package Heat Pump Air-Source) | KRH05TCU |  |  |  |  | 56000 | 17 | 8.3 | 57000 | 45000 | 78.95% | 1.8 | 0 | 10.6 |  |  |  | No | R-410A | 4.6667 | Residential & Commercial | Ducted CEE Tier 1
215742621 | Central HP <5.4 tons | HISENSE | HSP-A (Single-Package Heat Pump Air-Source) | AR-36U3RAHM |  |  |  |  | 36000 | 18.5 | 8.5 | 36000 | 36000 | 100% | 2 | 0 | 10.6 |  |  |  | No | R-32 | 3 | Residential & Commercial | Ducted CEE Tier 1
213613205 | Central HP <5.4 tons | AC PRO.com | HSP-A (Single-Package Heat Pump Air-Source) | AK-H03TC/NAA-T(U) |  |  |  |  | 34400 | 17.8 | 8.8 | 36000 | 26000 | 72.22% | 1.75 | 0 | 11 |  |  |  | No | R-410A | 2.8667 | Residential & Commercial | Ducted CEE Tier 1
213350731 | Central HP <5.4 tons | AC PRO.com | HSP-A (Single-Package Heat Pump Air-Source) | AK-H04TC/NAA-T(U) |  |  |  |  | 47000 | 17.8 | 8.5 | 47000 | 46000 | 97.87% | 1.8 | 0 | 11 |  |  |  | No | R-410A | 3.9167 | Residential & Commercial | Ducted CEE Tier 1
213613204 | Central HP <5.4 tons | AC PRO.com | HSP-A (Single-Package Heat Pump Air-Source) | AK-H02TC/NAA-T(U) |  |  |  |  | 24000 | 17.8 | 8.8 | 24000 | 24000 | 100% | 1.75 | 0 | 11 |  |  |  | No | R-410A | 2 | Residential & Commercial | Ducted CEE Tier 1
212674082 | Central HP <5.4 tons | AC PRO.com | HSP-A (Single-Package Heat Pump Air-Source) | AK-H05TC/NAA-T(U) |  |  |  |  | 56000 | 17 | 8.3 | 57000 | 45000 | 78.95% | 1.8 | 0 | 10.6 |  |  |  | No | R-410A | 4.6667 | Residential & Commercial | Ducted CEE Tier 1
215894250 | Central HP <5.4 tons | MIDEA | HSP-A (Single-Package Heat Pump Air-Source) | MRD-60HWD1N10-M18G |  |  |  |  | 57000 | 19 | 9 | 57000 | 40000 | 70.18% | 1.85 | 0 | 11.2 |  |  |  | No | R-454B | 4.75 | Residential & Commercial | Ducted CEE Tier 1
213379969 | Central HP <5.4 tons | GREE | HSP-A (Single-Package Heat Pump Air-Source) | GK-H04TC/NAA1-D(U) |  |  |  |  | 47000 | 18 | 8.5 | 47000 | 46000 | 97.87% | 1.8 | 0 | 11 |  |  |  | No | R-410A | 3.9167 | Residential & Commercial | Ducted CEE Tier 1
212527996 | Central HP <5.4 tons | GREE | HSP-A (Single-Package Heat Pump Air-Source) | GK-H05TC/NAA-T(U) |  |  |  |  | 56000 | 17 | 8.3 | 57000 | 45000 | 78.95% | 1.8 | 0 | 10.6 |  |  |  | No | R-410A | 4.6667 | Residential & Commercial | Ducted CEE Tier 1
213316029 | Central HP <5.4 tons | GREE | HSP-A (Single-Package Heat Pump Air-Source) | GK-H03TC/NAA-T(U) |  |  |  |  | 34400 | 17.8 | 8.8 | 36000 | 26000 | 72.22% | 1.75 | 0 | 11 |  |  |  | No | R-410A | 2.8667 | Residential & Commercial | Ducted CEE Tier 1
215866830 | Central HP <5.4 tons | GREE | HSP-A (Single-Package Heat Pump Air-Source) | GK-H03TC/NHA-D(U) |  |  |  |  | 34000 | 17.3 | 8.2 | 34000 | 29000 | 85.29% | 1.93 | 0 | 11.74 |  |  |  | No | R-32 | 2.8333 | Residential & Commercial | Ducted CEE Tier 1
215866831 | Central HP <5.4 tons | GREE | HSP-A (Single-Package Heat Pump Air-Source) | GK-H05TC/NHA-D(U) |  |  |  |  | 55000 | 17.3 | 8.4 | 57000 | 53000 | 92.98% | 1.97 | 0 | 11.53 |  |  |  | No | R-32 | 4.5833 | Residential & Commercial | Ducted CEE Tier 1
213088005 | Central HP <5.4 tons | GREE | HSP-A (Single-Package Heat Pump Air-Source) | GK-H04TC/NAA-T(U) |  |  |  |  | 47000 | 17.8 | 8.5 | 47000 | 46000 | 97.87% | 1.8 | 0 | 11 |  |  |  | No | R-410A | 3.9167 | Residential & Commercial | Ducted CEE Tier 1
213379970 | Central HP <5.4 tons | GREE | HSP-A (Single-Package Heat Pump Air-Source) | GK-H03TC/NAA1-D(U) |  |  |  |  | 34400 | 18 | 8.8 | 36000 | 26000 | 72.22% | 1.75 | 0 | 11 |  |  |  | No | R-410A | 2.8667 | Residential & Commercial | Ducted CEE Tier 1
213379968 | Central HP <5.4 tons | GREE | HSP-A (Single-Package Heat Pump Air-Source) | GK-H05TC/NAA1-D(U) |  |  |  |  | 56000 | 17.2 | 8.3 | 57000 | 45000 | 78.95% | 1.8 | 0 | 10.6 |  |  |  | No | R-410A | 4.6667 | Residential & Commercial | Ducted CEE Tier 1
213379971 | Central HP <5.4 tons | GREE | HSP-A (Single-Package Heat Pump Air-Source) | GK-H02TC/NAA1-D(U) |  |  |  |  | 24000 | 18 | 8.8 | 24000 | 24000 | 100% | 1.75 | 0 | 11 |  |  |  | No | R-410A | 2 | Residential & Commercial | Ducted CEE Tier 1
213368002 | Central HP <5.4 tons | GREE | HSP-A (Single-Package Heat Pump Air-Source) | GK-H02TC/NAA-T(U) |  |  |  |  | 24000 | 17.8 | 8.8 | 24000 | 24000 | 100% | 1.75 | 0 | 11 |  |  |  | No | R-410A | 2 | Residential & Commercial | Ducted CEE Tier 1
216598394 | Mini/Multi Split | NG Trade | HMSV-A-CB-O | MOBMH360D |  | Non-Ducted Indoor Units |  |  | 35000 | 23.1 | 10 | 37000 | 26000 | 70.27% | 2 | 0 | 12 |  |  |  | No | R-454B | 2.9167 | Residential & Commercial | Non-Ducted CEE Tier 2
216598397 | Mini/Multi Split | NG Trade | HMSV-A-CB-O | MOBMH480D |  | Non-Ducted Indoor Units |  |  | 45000 | 21.3 | 10 | 48000 | 36000 | 75% | 2.1 | 0 | 11.7 |  |  |  | No | R-454B | 3.75 | Residential & Commercial | Non-Ducted CEE Tier 2
216598388 | Mini/Multi Split | NG Trade | HMSV-A-CB-O | MOBMH180D |  | Non-Ducted Indoor Units |  |  | 18000 | 23 | 10 | 19000 | 13500 | 71.05% | 2.2 | 0 | 12.5 |  |  |  | No | R-454B | 1.5 | Residential & Commercial | Non-Ducted CEE Tier 2
216598391 | Mini/Multi Split | NG Trade | HMSV-A-CB-O | MOBMH270D |  | Non-Ducted Indoor Units |  |  | 26000 | 23 | 9.5 | 27000 | 19000 | 70.37% | 2 | 0 | 12.2 |  |  |  | No | R-454B | 2.1667 | Residential & Commercial | Non-Ducted CEE Tier 2
216505933 | Mini/Multi Split | Mitsubishi Electric | HMSV-A-CB-O | MXZ-3D24NLHZ*** |  | Non-Ducted Indoor Units |  |  | 22000 | 20 | 10 | 25000 | 25000 | 100% | 2.02 | 0 | 13 |  |  |  | No | R-454B | 1.8333 | Residential & Commercial | Non-Ducted CEE Tier 2
216505934 | Mini/Multi Split | Mitsubishi Electric | HMSV-A-CB-O | MXZ-3D30NLHZ*** |  | Non-Ducted Indoor Units |  |  | 28400 | 20 | 10 | 28600 | 28600 | 100% | 1.86 | 0 | 11.5 |  |  |  | No | R-454B | 2.3667 | Residential & Commercial | Non-Ducted CEE Tier 2
216505924 | Mini/Multi Split | Mitsubishi Electric | HMSV-A-CB-O | MXZ-3D24NL*** |  | Non-Ducted Indoor Units |  |  | 22000 | 20 | 10 | 25000 | 19800 | 79.2% | 2.06 | 0 | 13.7 |  |  |  | No | R-454B | 1.8333 | Residential & Commercial | Non-Ducted CEE Tier 2
216505925 | Mini/Multi Split | Mitsubishi Electric | HMSV-A-CB-O | MXZ-2D20NLHZ*** |  | Non-Ducted Indoor Units |  |  | 18000 | 19.3 | 10 | 22000 | 22000 | 100% | 2 | 0 | 13.5 |  |  |  | No | R-454B | 1.5 | Residential & Commercial | Non-Ducted CEE Tier 2
216505497 | Mini/Multi Split | MOOVAIR | HMSV-A-CB-O | MXHSA1832AN1 |  | Non-Ducted Indoor Units |  |  | 18000 | 25.1 | 9.8 | 19000 | 13500 | 71.05% | 2.3 | 0 | 14 |  |  |  | No | R-454B | 1.5 | Residential & Commercial | Non-Ducted CEE Tier 2
216505500 | Mini/Multi Split | ELIOS | HMSV-A-CB-O | EXHSA1832AN1 |  | Non-Ducted Indoor Units |  |  | 18000 | 23 | 10 | 19000 | 13500 | 71.05% | 2.2 | 0 | 12.5 |  |  |  | No | R-454B | 1.5 | Residential & Commercial | Non-Ducted CEE Tier 2
216497950 | Mini/Multi Split | AC PRO | HMSV-A-CB-O | MHPC-H-048BMB |  | Non-Ducted Indoor Units |  |  | 47000 | 24 | 10.3 | 48000 | 36000 | 75% | 2 | 0 | 12.5 |  |  |  | No | R-454B | 3.9167 | Residential & Commercial | Non-Ducted CEE Tier 2
216497944 | Mini/Multi Split | AC PRO | HMSV-A-CB-O | MHPC-H-027BMB |  | Non-Ducted Indoor Units |  |  | 27000 | 25 | 9.5 | 27000 | 19000 | 70.37% | 2 | 0 | 13 |  |  |  | No | R-454B | 2.25 | Residential & Commercial | Non-Ducted CEE Tier 2
216497947 | Mini/Multi Split | AC PRO | HMSV-A-CB-O | MHPC-H-036BMB |  | Non-Ducted Indoor Units |  |  | 36000 | 24 | 9.5 | 37000 | 26000 | 70.27% | 2 | 0 | 12 |  |  |  | No | R-454B | 3 | Residential & Commercial | Non-Ducted CEE Tier 2
209864939 | Mini/Multi Split | CTMorley | HMSV-A-CB-O | MOU-5A55H-2 |  | Non-Ducted Indoor Units |  |  | 55000 | 20 | 9.5 | 55000 | 45500 | 82.73% | 1.8 | 10.5 | 10.5 |  |  |  | No | R-410A | 4.5833 | Residential & Commercial | Non-Ducted CEE Tier 2
216497941 | Mini/Multi Split | AC PRO | HMSV-A-CB-O | MHPC-H-018BMB |  | Non-Ducted Indoor Units |  |  | 18000 | 25.1 | 9.8 | 19000 | 13500 | 71.05% | 2.3 | 0 | 14 |  |  |  | No | R-454B | 1.5 | Residential & Commercial | Non-Ducted CEE Tier 2
212631690 | Mini/Multi Split | Custom Comfort | HMSV-A-CB-O | CCOXHAMZ327HP |  | Non-Ducted Indoor Units |  |  | 27000 | 21.8 | 10 | 27000 | 27000 | 100% | 1.8 | 0 | 12.2 |  |  |  | No | R-410A | 2.25 | Residential & Commercial | Non-Ducted CEE Tier 2
212615070 | Mini/Multi Split | YONAN | HMSV-A-CB-O | YSMO-24HFN1 |  | Non-Ducted Indoor Units |  |  | 24000 | 22.3 | 9.6 | 24000 | 17000 | 70.83% | 1.83 | 12.5 | 12.5 |  |  |  | No | R-410A | 2 | Residential & Commercial | Non-Ducted CEE Tier 2
215415538 | Mini/Multi Split | Durastar | HMSV-A-CB-O | DRA6U48M2A |  | Non-Ducted Indoor Units |  |  | 45000 | 21.3 | 10 | 48000 | 36000 | 75% | 2.1 | 0 | 11.7 |  |  |  | No | R-454B | 3.75 | Residential & Commercial | Non-Ducted CEE Tier 2
215415532 | Mini/Multi Split | Durastar | HMSV-A-CB-O | DRA6H48M2A |  | Non-Ducted Indoor Units |  |  | 45000 | 21.2 | 10.2 | 49000 | 48000 | 97.96% | 2 | 0 | 12 |  |  |  | No | R-454B | 3.75 | Residential & Commercial | Non-Ducted CEE Tier 2
215415535 | Mini/Multi Split | Durastar | HMSV-A-CB-O | DRA6H55M2A |  | Non-Ducted Indoor Units |  |  | 51000 | 21.4 | 10.6 | 55000 | 48000 | 87.27% | 2 | 0 | 12 |  |  |  | No | R-454B | 4.25 | Residential & Commercial | Non-Ducted CEE Tier 2
213301876 | Mini/Multi Split | MDV | HMSV-A-CB-O | M4OX630-36HFN1-M1X |  | Non-Ducted Indoor Units |  |  | 36000 | 21 | 10.9 | 36000 | 36000 | 100% | 1.95 | 0 | 12 |  |  |  | No | R-410A | 3 | Residential & Commercial | Non-Ducted CEE Tier 2
213301877 | Mini/Multi Split | MDV | HMSV-A-CB-O | M4OX630-36HFN1-M1X* |  | Non-Ducted Indoor Units |  |  | 36000 | 22.4 | 10.9 | 36000 | 37000 | 102.8% | 2 | 0 | 12.5 |  |  |  | No | R-410A | 3 | Residential & Commercial | Non-Ducted CEE Tier 2
213286778 | Mini/Multi Split | Wells | HMSV-A-CB-O | WMCA-27HFMO |  | Non-Ducted Indoor Units |  |  | 27000 | 20.5 | 9.6 | 27000 | 27000 | 100% | 1.8 | 0 | 11.8 |  |  |  | No | R-410A | 2.25 | Residential & Commercial | Non-Ducted CEE Tier 2
213286781 | Mini/Multi Split | Wells | HMSV-A-CB-O | WMCA-48HFMO |  | Non-Ducted Indoor Units |  |  | 48000 | 21.2 | 10 | 49000 | 45000 | 91.84% | 2 | 11 | 11 |  |  |  | No | R-410A | 4 | Residential & Commercial | Non-Ducted CEE Tier 2
209862184 | Mini/Multi Split | KLIMAIRE | HMSV-A-CB-O | KMIR324-H217-2 |  | Non-Ducted Indoor Units |  |  | 24000 | 22.3 | 9.6 | 24000 | 17000 | 70.83% | 1.83 | 12.5 | 12.5 |  |  |  | No | R-410A | 2 | Residential & Commercial | Non-Ducted CEE Tier 2
209549026 | Mini/Multi Split | THERMOCORE SYSTEMS | HMSV-A-CB-O | T423D-H224-C |  | Non-Ducted Indoor Units |  |  | 24000 | 24.6 | 10 | 25000 | 18500 | 74% | 1.9 | 13.1 | 13.4 |  |  |  | No | R-410A | 2 | Residential & Commercial | Non-Ducted CEE Tier 2
209836196 | Mini/Multi Split | Trane / Mitsubishi Electric | HMSV-A-CB-O | NTXMPH30A132B* |  | Non-Ducted Indoor Units |  |  | 28400 | 18 | 9.7 | 28600 | 28600 | 100% | 1.8 | 12.5 | 12.5 |  |  |  | No | R-410A | 2.3667 | Residential & Commercial | Non-Ducted CEE Tier 2
209836204 | Mini/Multi Split | Mitsubishi Electric | HMSV-A-CB-O | MXZ-3C30NAHZ3*** |  | Non-Ducted Indoor Units |  |  | 28400 | 18 | 9.7 | 28600 | 28600 | 100% | 1.8 | 12.5 | 12.5 |  |  |  | No | R-410A | 2.3667 | Residential & Commercial | Non-Ducted CEE Tier 2
209843673 | Mini/Multi Split | American Standard / Mitsubishi Electric | HMSV-A-CB-O | NTXMMX24A132B* |  | Non-Ducted Indoor Units |  |  | 22000 | 20 | 9.5 | 25000 | 18200 | 72.8% | 2.2 | 13.6 | 13.6 |  |  |  | No | R-410A | 1.8333 | Residential & Commercial | Non-Ducted CEE Tier 2
209843684 | Mini/Multi Split | American Standard / Mitsubishi Electric | HMSV-A-CB-O | NTXMPH30A132B* |  | Non-Ducted Indoor Units |  |  | 28400 | 18 | 9.7 | 28600 | 28600 | 100% | 1.8 | 12.5 | 12.5 |  |  |  | No | R-410A | 2.3667 | Residential & Commercial | Non-Ducted CEE Tier 2
209416881 | Mini/Multi Split | NOVAIR | HMSV-A-CB-O | LEA28MZ-3P-35SK-O |  | Non-Ducted Indoor Units |  |  | 28000 | 22.6 | 9.8 | 28000 | 25000 | 89.29% | 1.8 | 11.5 | 11.8 |  |  |  | No | R-410A | 2.3333 | Residential & Commercial | Non-Ducted CEE Tier 2
209319644 | Mini/Multi Split | ECO AIR | HMSV-A-CB-O | M4OI-36HFN1-M |  | Non-Ducted Indoor Units |  |  | 36000 | 22.2 | 10.3 | 37000 | 36000 | 97.3% | 1.9 | 13.6 | 13.6 |  |  |  | No | R-410A | 3 | Residential & Commercial | Non-Ducted CEE Tier 2
209319650 | Mini/Multi Split | ECO AIR | HMSV-A-CB-O | M5OA-55HFN1-M-[X] |  | Non-Ducted Indoor Units |  |  | 55000 | 22 | 9.5 | 55000 | 46000 | 83.64% | 1.9 | 10.5 | 10.5 |  |  |  | No | R-410A | 4.5833 | Residential & Commercial | Non-Ducted CEE Tier 2
209319638 | Mini/Multi Split | ECO AIR | HMSV-A-CB-O | M2OI-18HFN1-M |  | Non-Ducted Indoor Units |  |  | 19000 | 22 | 9.8 | 20000 | 19700 | 98.5% | 1.9 | 12.5 | 12.5 |  |  |  | No | R-410A | 1.5833 | Residential & Commercial | Non-Ducted CEE Tier 2
209319641 | Mini/Multi Split | ECO AIR | HMSV-A-CB-O | M3OI-28HFN1-M |  | Non-Ducted Indoor Units |  |  | 28000 | 23 | 10.6 | 28000 | 25000 | 89.29% | 1.8 | 12.5 | 12.5 |  |  |  | No | R-410A | 2.3333 | Residential & Commercial | Non-Ducted CEE Tier 2
212524533 | Mini/Multi Split | COMFORT-AIRE | HMSV-A-CB-O | A-VFH24TC-1 |  | Non-Ducted Indoor Units |  |  | 23200 | 21 | 10 | 24000 | 21600 | 90% | 2.1 | 12.5 | 12.5 |  |  |  | No | R-410A | 1.9333 | Residential & Commercial | Non-Ducted CEE Tier 2
209179153 | Mini/Multi Split | LENNOX | HMSV-A-CB-O | LIZ042HO-210P432-1 |  | Non-Ducted Indoor Units |  |  | 36000 | 21 | 10 | 40000 | 32400 | 81% | 1.92 | 12 | 12 |  |  |  | No | R-410A | 3 | Residential & Commercial | Non-Ducted CEE Tier 2
212406544 | Mini/Multi Split | MIDEA | HMSV-A-CB-O | MDV-V36WMN1TE* |  | Non-Ducted Indoor Units |  |  | 36000 | 19.2 | 9.5 | 40000 | 28000 | 70% | 1.8 | 0 | 12.1 |  |  |  | No | R-410A | 3 | Residential & Commercial | Non-Ducted CEE Tier 2
209179147 | Mini/Multi Split | LENNOX | HMSV-A-CB-O | LIZ030HO-210P432-1 |  | Non-Ducted Indoor Units |  |  | 28400 | 21 | 10 | 30000 | 22800 | 76% | 1.84 | 12.5 | 12.5 |  |  |  | No | R-410A | 2.3667 | Residential & Commercial | Non-Ducted CEE Tier 2
209179150 | Mini/Multi Split | LENNOX | HMSV-A-CB-O | LIZ036HO-210P432-1 |  | Non-Ducted Indoor Units |  |  | 34000 | 21 | 10 | 36000 | 32400 | 90% | 1.82 | 12 | 12 |  |  |  | No | R-410A | 2.8333 | Residential & Commercial | Non-Ducted CEE Tier 2
209179141 | Mini/Multi Split | LENNOX | HMSV-A-CB-O | LIZ018HO-210P432-1 |  | Non-Ducted Indoor Units |  |  | 17000 | 21 | 10 | 18000 | 13600 | 75.56% | 2.22 | 12 | 12 |  |  |  | No | R-410A | 1.4167 | Residential & Commercial | Non-Ducted CEE Tier 2
209179144 | Mini/Multi Split | LENNOX | HMSV-A-CB-O | LIZ024HO-210P432-1 |  | Non-Ducted Indoor Units |  |  | 23200 | 21 | 10 | 24000 | 21600 | 90% | 2.1 | 12.5 | 12.5 |  |  |  | No | R-410A | 1.9333 | Residential & Commercial | Non-Ducted CEE Tier 2
208816895 | Mini/Multi Split | SEA BREEZE+ | HMSV-A-CB-O | HMZ24H424ZMO |  | Non-Ducted Indoor Units |  |  | 24000 | 23.7 | 10.8 | 24000 | 24000 | 100% | 1.8 | 12.6 | 12.8 |  |  |  | No | R-410A | 2 | Residential & Commercial | Non-Ducted CEE Tier 2
208816898 | Mini/Multi Split | SEA BREEZE+ | HMSV-A-CB-O | HMZ48H424ZMO |  | Non-Ducted Indoor Units |  |  | 55000 | 20 | 9.5 | 55000 | 45500 | 82.73% | 1.8 | 10.5 | 10.5 |  |  |  | No | R-410A | 4.5833 | Residential & Commercial | Non-Ducted CEE Tier 2
212615014 | Mini/Multi Split | Relief Sciences | HMSV-A-CB-O | LANG36OD35-4 |  | Non-Ducted Indoor Units |  |  | 36000 | 20 | 9.7 | 37000 | 36000 | 97.3% | 1.9 | 12.5 | 12.5 |  |  |  | No | R-410A | 3 | Residential & Commercial | Non-Ducted CEE Tier 2
208786087 | Mini/Multi Split | GREE | HMSV-A-CB-O | GWHD(36)ND3MO |  | Non-Ducted Indoor Units |  |  | 34000 | 21 | 10 | 36000 | 32400 | 90% | 1.82 | 12 | 12 |  |  |  | No | R-410A | 2.8333 | Residential & Commercial | Non-Ducted CEE Tier 2
208786088 | Mini/Multi Split | GREE | HMSV-A-CB-O | GWHD(42)ND3MO |  | Non-Ducted Indoor Units |  |  | 36000 | 21 | 10 | 40000 | 32400 | 81% | 1.92 | 12 | 12 |  |  |  | No | R-410A | 3 | Residential & Commercial | Non-Ducted CEE Tier 2
208786089 | Mini/Multi Split | GREE | HMSV-A-CB-O | GWHD(18)ND3MO |  | Non-Ducted Indoor Units |  |  | 17000 | 21 | 10 | 18000 | 13600 | 75.56% | 2.22 | 12 | 12 |  |  |  | No | R-410A | 1.4167 | Residential & Commercial | Non-Ducted CEE Tier 2
208786090 | Mini/Multi Split | GREE | HMSV-A-CB-O | GWHD(24)ND3MO |  | Non-Ducted Indoor Units |  |  | 23200 | 21 | 10 | 24000 | 21600 | 90% | 2.1 | 12.5 | 12.5 |  |  |  | No | R-410A | 1.9333 | Residential & Commercial | Non-Ducted CEE Tier 2
208786091 | Mini/Multi Split | GREE | HMSV-A-CB-O | GWHD(30)ND3MO |  | Non-Ducted Indoor Units |  |  | 28400 | 21 | 10 | 30000 | 22800 | 76% | 1.84 | 12.5 | 12.5 |  |  |  | No | R-410A | 2.3667 | Residential & Commercial | Non-Ducted CEE Tier 2
212608408 | Mini/Multi Split | LENNOX | HMSV-A-CB | VPC036H4M-3PD* |  | Non-Ducted Indoor Units |  |  | 36000 | 19.2 | 9.5 | 40000 | 28000 | 70% | 1.8 | 0 | 12.1 |  |  |  | No | R-410A | 3 | Residential & Commercial | Non-Ducted CEE Tier 2
208674942 | Mini/Multi Split | Stealth Comfort | HMSV-A-CB-O | SC-18Z-HH-M2 |  | Non-Ducted Indoor Units |  |  | 18000 | 20 | 10 | 21000 | 21800 | 103.8% | 1.81 | 12.5 | 12 |  |  |  | No | R-410A | 1.5 | Residential & Commercial | Non-Ducted CEE Tier 2
208674945 | Mini/Multi Split | Stealth Comfort | HMSV-A-CB-O | SC-27Z-HH-M3 |  | Non-Ducted Indoor Units |  |  | 22000 | 20 | 10 | 26000 | 30000 | 115.4% | 1.8 | 12.5 | 12 |  |  |  | No | R-410A | 1.8333 | Residential & Commercial | Non-Ducted CEE Tier 2
208674930 | Mini/Multi Split | DIYCOOL | HMSV-A-CB-O | SC-18Z-HH-M2 |  | Non-Ducted Indoor Units |  |  | 18000 | 20 | 10 | 21000 | 21800 | 103.8% | 1.81 | 12.5 | 12 |  |  |  | No | R-410A | 1.5 | Residential & Commercial | Non-Ducted CEE Tier 2
208674921 | Mini/Multi Split | ACIQ | HMSV-A-CB-O | SC-27Z-HH-M3 |  | Non-Ducted Indoor Units |  |  | 22000 | 20 | 10 | 26000 | 30000 | 115.4% | 1.8 | 12.5 | 12 |  |  |  | No | R-410A | 1.8333 | Residential & Commercial | Non-Ducted CEE Tier 2
208674909 | Mini/Multi Split | 1HVAC | HMSV-A-CB-O | SC-27Z-HH-M3 |  | Non-Ducted Indoor Units |  |  | 22000 | 20 | 10 | 26000 | 30000 | 115.4% | 1.8 | 12.5 | 12 |  |  |  | No | R-410A | 1.8333 | Residential & Commercial | Non-Ducted CEE Tier 2
208650622 | Mini/Multi Split | BLUERIDGE | HMSV-A-CB-O | BMM55HHC |  | Non-Ducted Indoor Units |  |  | 55000 | 20 | 9.5 | 55000 | 45500 | 82.73% | 1.8 | 10.5 | 10.5 |  |  |  | No | R-410A | 4.5833 | Residential & Commercial | Non-Ducted CEE Tier 2
208674906 | Mini/Multi Split | 1HVAC | HMSV-A-CB-O | SC-18Z-HH-M2 |  | Non-Ducted Indoor Units |  |  | 18000 | 20 | 10 | 21000 | 21800 | 103.8% | 1.81 | 12.5 | 12 |  |  |  | No | R-410A | 1.5 | Residential & Commercial | Non-Ducted CEE Tier 2
208568362 | Mini/Multi Split | MIDEA | HMSV-A-CB-O | M3OJ-24HFN1-M |  | Non-Ducted Indoor Units |  |  | 24000 | 22.3 | 9.6 | 24000 | 17000 | 70.83% | 1.83 | 12.5 | 12.5 |  |  |  | No | R-410A | 2 | Residential & Commercial | Non-Ducted CEE Tier 2
212508371 | Mini/Multi Split | Perfect Aire | HMSV-A-CB-O | UB1MSHHQC18-MZO2 |  | Non-Ducted Indoor Units |  |  | 18000 | 21 | 9.5 | 18000 | 18000 | 100% | 1.84 | 12.5 | 12.5 |  |  |  | No | R-410A | 1.5 | Residential & Commercial | Non-Ducted CEE Tier 2
212508372 | Mini/Multi Split | COMFORT-AIRE | HMSV-A-CB-O | A-VFH18DC-1 |  | Non-Ducted Indoor Units |  |  | 17000 | 21 | 10 | 18000 | 13600 | 75.56% | 2.22 | 12 | 12 |  |  |  | No | R-410A | 1.4167 | Residential & Commercial | Non-Ducted CEE Tier 2
208650724 | Mini/Multi Split | HAXXAIR | HMSV-A-CB-O | HVHM-18T2D |  | Non-Ducted Indoor Units |  |  | 18000 | 21 | 9.5 | 18000 | 18000 | 100% | 1.84 | 12.5 | 12.5 |  |  |  | No | R-410A | 1.5 | Residential & Commercial | Non-Ducted CEE Tier 2
208497428 | Mini/Multi Split | C&H | HMSV-A-CB-O | CH-HPR55M-230VO |  | Non-Ducted Indoor Units |  |  | 55000 | 22 | 9.5 | 55000 | 46000 | 83.64% | 1.9 | 10.5 | 10.5 |  |  |  | No | R-410A | 4.5833 | Residential & Commercial | Non-Ducted CEE Tier 2
208284491 | Mini/Multi Split | TRUST AIR CONDITIONERS | HMSV-A-CB-O | M4H36H/O4S4P |  | Non-Ducted Indoor Units |  |  | 36000 | 22.2 | 10.3 | 37000 | 36000 | 97.3% | 1.9 | 13.6 | 13.6 |  |  |  | No | R-410A | 3 | Residential & Commercial | Non-Ducted CEE Tier 2
208284494 | Mini/Multi Split | TRUST AIR CONDITIONERS | HMSV-A-CB-O | M5H48H/O4S4P |  | Non-Ducted Indoor Units |  |  | 48000 | 21.8 | 9.8 | 49000 | 45000 | 91.84% | 2 | 11.6 | 11.7 |  |  |  | No | R-410A | 4 | Residential & Commercial | Non-Ducted CEE Tier 2
208284485 | Mini/Multi Split | TRUST AIR CONDITIONERS | HMSV-A-CB-O | M2H18H/O4S4P |  | Non-Ducted Indoor Units |  |  | 19000 | 22 | 9.8 | 20000 | 19700 | 98.5% | 1.9 | 12.5 | 12.5 |  |  |  | No | R-410A | 1.5833 | Residential & Commercial | Non-Ducted CEE Tier 2
208284488 | Mini/Multi Split | TRUST AIR CONDITIONERS | HMSV-A-CB-O | M3H27H/O4S4P |  | Non-Ducted Indoor Units |  |  | 28000 | 23 | 10.6 | 28000 | 25000 | 89.29% | 1.8 | 12.5 | 12.5 |  |  |  | No | R-410A | 2.3333 | Residential & Commercial | Non-Ducted CEE Tier 2
208136319 | Mini/Multi Split | MOOVAIR | HMSV-A-CB-O | DMA55HOM25230X3 |  | Non-Ducted Indoor Units |  |  | 55000 | 22 | 9.5 | 55000 | 46000 | 83.64% | 1.9 | 10.5 | 10.5 |  |  |  | No | R-410A | 4.5833 | Residential & Commercial | Non-Ducted CEE Tier 2
208136313 | Mini/Multi Split | ELIOS | HMSV-A-CB-O | DEA55HOM25230X3 |  | Non-Ducted Indoor Units |  |  | 55000 | 22 | 9.5 | 55000 | 46000 | 83.64% | 1.9 | 10.5 | 10.5 |  |  |  | No | R-410A | 4.5833 | Residential & Commercial | Non-Ducted CEE Tier 2
208132543 | Mini/Multi Split | MDV | HMSV-A-CB-O | M5OA-55HFN1-M-[X]*(2) |  | Non-Ducted Indoor Units |  |  | 55000 | 20 | 9.5 | 55000 | 45500 | 82.73% | 1.8 | 10.5 | 10.5 |  |  |  | No | R-410A | 4.5833 | Residential & Commercial | Non-Ducted CEE Tier 2
208128294 | Mini/Multi Split | SEA BREEZE+ | HMSV-A-CB-O | HMZ28H424ZMO |  | Non-Ducted Indoor Units |  |  | 28000 | 22.6 | 9.8 | 28000 | 25000 | 89.29% | 1.8 | 11.5 | 11.8 |  |  |  | No | R-410A | 2.3333 | Residential & Commercial | Non-Ducted CEE Tier 2
208128297 | Mini/Multi Split | SEA BREEZE+ | HMSV-A-CB-O | HMZ36H424ZMO |  | Non-Ducted Indoor Units |  |  | 36000 | 20 | 9.7 | 37000 | 36000 | 97.3% | 1.9 | 12.5 | 12.5 |  |  |  | No | R-410A | 3 | Residential & Commercial | Non-Ducted CEE Tier 2
208128285 | Mini/Multi Split | SEA BREEZE+ | HMSV-A-CB-O | MZ27H424ZMO |  | Non-Ducted Indoor Units |  |  | 24000 | 22.3 | 9.6 | 24000 | 17000 | 70.83% | 1.83 | 12.5 | 12.5 |  |  |  | No | R-410A | 2 | Residential & Commercial | Non-Ducted CEE Tier 2
208121938 | Mini/Multi Split | EMI | HMSV-A-CB-O | MHMZ436DA |  | Non-Ducted Indoor Units |  |  | 36000 | 22.2 | 10.3 | 37000 | 36000 | 97.3% | 1.9 | 13.6 | 13.6 |  |  |  | No | R-410A | 3 | Residential & Commercial | Non-Ducted CEE Tier 2
208121941 | Mini/Multi Split | EMI | HMSV-A-CB-O | MHMZ548DA |  | Non-Ducted Indoor Units |  |  | 48000 | 21.8 | 9.8 | 49000 | 45000 | 91.84% | 2 | 11.6 | 11.7 |  |  |  | No | R-410A | 4 | Residential & Commercial | Non-Ducted CEE Tier 2
208121932 | Mini/Multi Split | EMI | HMSV-A-CB-O | MHMZ218DA |  | Non-Ducted Indoor Units |  |  | 19000 | 22 | 9.8 | 20000 | 19700 | 98.5% | 1.9 | 12.5 | 12.5 |  |  |  | No | R-410A | 1.5833 | Residential & Commercial | Non-Ducted CEE Tier 2
208121935 | Mini/Multi Split | EMI | HMSV-A-CB-O | MHMZ327DA |  | Non-Ducted Indoor Units |  |  | 28000 | 23 | 10.6 | 28000 | 25000 | 89.29% | 1.8 | 12.5 | 12.5 |  |  |  | No | R-410A | 2.3333 | Residential & Commercial | Non-Ducted CEE Tier 2
208106854 | Mini/Multi Split | DUCANE | HMSV-A-CB-O | 4DHP2S48M-1P |  | Non-Ducted Indoor Units |  |  | 48000 | 21.8 | 9.8 | 49000 | 45000 | 91.84% | 2 | 11.6 | 11.7 |  |  |  | No | R-410A | 4 | Residential & Commercial | Non-Ducted CEE Tier 2
208106845 | Mini/Multi Split | DUCANE | HMSV-A-CB-O | 4DHP2S24M-1P |  | Non-Ducted Indoor Units |  |  | 24000 | 24.6 | 10 | 25000 | 18500 | 74% | 1.9 | 13.1 | 13.4 |  |  |  | No | R-410A | 2 | Residential & Commercial | Non-Ducted CEE Tier 2
208119921 | Mini/Multi Split | Cooper & Hunter | HMSV-A-CB-O | CHV6-36URBM |  | Non-Ducted Indoor Units |  |  | 36000 | 19.5 | 10.4 | 42000 | 31000 | 73.81% | 2.2 | 14.2 | 14.2 |  |  |  | No | R-410A | 3 | Residential & Commercial | Non-Ducted CEE Tier 2
208119922 | Mini/Multi Split | Cooper & Hunter | HMSV-A-CB-O | CHV6-48URBM |  | Non-Ducted Indoor Units |  |  | 48000 | 18.5 | 10 | 54000 | 38000 | 70.37% | 2.2 | 12.6 | 12.6 |  |  |  | No | R-410A | 4 | Residential & Commercial | Non-Ducted CEE Tier 2
208106839 | Mini/Multi Split | CONCORD | HMSV-A-CB-O | 4DHP2S48M-1P |  | Non-Ducted Indoor Units |  |  | 48000 | 21.8 | 9.8 | 49000 | 45000 | 91.84% | 2 | 11.6 | 11.7 |  |  |  | No | R-410A | 4 | Residential & Commercial | Non-Ducted CEE Tier 2
208106830 | Mini/Multi Split | CONCORD | HMSV-A-CB-O | 4DHP2S24M-1P |  | Non-Ducted Indoor Units |  |  | 24000 | 24.6 | 10 | 25000 | 18500 | 74% | 1.9 | 13.1 | 13.4 |  |  |  | No | R-410A | 2 | Residential & Commercial | Non-Ducted CEE Tier 2
208106824 | Mini/Multi Split | Armstrong Air | HMSV-A-CB-O | 4DHP2S48M-1P |  | Non-Ducted Indoor Units |  |  | 48000 | 21.8 | 9.8 | 49000 | 45000 | 91.84% | 2 | 11.6 | 11.7 |  |  |  | No | R-410A | 4 | Residential & Commercial | Non-Ducted CEE Tier 2
208106815 | Mini/Multi Split | Armstrong Air | HMSV-A-CB-O | 4DHP2S24M-1P |  | Non-Ducted Indoor Units |  |  | 24000 | 24.6 | 10 | 25000 | 18500 | 74% | 1.9 | 13.1 | 13.4 |  |  |  | No | R-410A | 2 | Residential & Commercial | Non-Ducted CEE Tier 2
208106809 | Mini/Multi Split | AirEase | HMSV-A-CB-O | 4DHP2S48M-1P |  | Non-Ducted Indoor Units |  |  | 48000 | 21.8 | 9.8 | 49000 | 45000 | 91.84% | 2 | 11.6 | 11.7 |  |  |  | No | R-410A | 4 | Residential & Commercial | Non-Ducted CEE Tier 2
208106800 | Mini/Multi Split | AirEase | HMSV-A-CB-O | 4DHP2S24M-1P |  | Non-Ducted Indoor Units |  |  | 24000 | 24.6 | 10 | 25000 | 18500 | 74% | 1.9 | 13.1 | 13.4 |  |  |  | No | R-410A | 2 | Residential & Commercial | Non-Ducted CEE Tier 2
208106794 | Mini/Multi Split | Allied | HMSV-A-CB-O | 4DHP2S48M-1P |  | Non-Ducted Indoor Units |  |  | 48000 | 21.8 | 9.8 | 49000 | 45000 | 91.84% | 2 | 11.6 | 11.7 |  |  |  | No | R-410A | 4 | Residential & Commercial | Non-Ducted CEE Tier 2
208106785 | Mini/Multi Split | Allied | HMSV-A-CB-O | 4DHP2S24M-1P |  | Non-Ducted Indoor Units |  |  | 24000 | 24.6 | 10 | 25000 | 18500 | 74% | 1.9 | 13.1 | 13.4 |  |  |  | No | R-410A | 2 | Residential & Commercial | Non-Ducted CEE Tier 2
207862104 | Mini/Multi Split | Breeze33 | HMSV-A-CB-O | BZ33-HYP364Z2-G2-P |  | Non-Ducted Indoor Units |  |  | 36000 | 22.2 | 10.3 | 37000 | 36000 | 97.3% | 1.9 | 13.6 | 13.6 |  |  |  | No | R-410A | 3 | Residential & Commercial | Non-Ducted CEE Tier 2
207862107 | Mini/Multi Split | Breeze33 | HMSV-A-CB-O | BZ33-HYP485Z2-G2-P |  | Non-Ducted Indoor Units |  |  | 48000 | 21.8 | 9.8 | 49000 | 45000 | 91.84% | 2 | 11.6 | 11.7 |  |  |  | No | R-410A | 4 | Residential & Commercial | Non-Ducted CEE Tier 2
207862098 | Mini/Multi Split | Breeze33 | HMSV-A-CB-O | BZ33-HYP182Z2-G2-P |  | Non-Ducted Indoor Units |  |  | 19000 | 22 | 9.8 | 20000 | 19700 | 98.5% | 1.9 | 12.5 | 12.5 |  |  |  | No | R-410A | 1.5833 | Residential & Commercial | Non-Ducted CEE Tier 2
207862101 | Mini/Multi Split | Breeze33 | HMSV-A-CB-O | BZ33-HYP273Z2-G2-P |  | Non-Ducted Indoor Units |  |  | 28000 | 23 | 10.6 | 28000 | 25000 | 89.29% | 1.8 | 12.5 | 12.5 |  |  |  | No | R-410A | 2.3333 | Residential & Commercial | Non-Ducted CEE Tier 2
207825597 | Mini/Multi Split | DIYCOOL | HMSV-A-CB-O | ACIQ-48Z-HH-M5B |  | Non-Ducted Indoor Units |  |  | 48000 | 21.8 | 9.8 | 49000 | 45000 | 91.84% | 2 | 11.6 | 11.7 |  |  |  | No | R-410A | 4 | Residential & Commercial | Non-Ducted CEE Tier 2
207825591 | Mini/Multi Split | DIYCOOL | HMSV-A-CB-O | ACIQ-27Z-HH-M3B |  | Non-Ducted Indoor Units |  |  | 28000 | 23 | 10.6 | 28000 | 25000 | 89.29% | 1.8 | 12.5 | 12.5 |  |  |  | No | R-410A | 2.3333 | Residential & Commercial | Non-Ducted CEE Tier 2
207825594 | Mini/Multi Split | DIYCOOL | HMSV-A-CB-O | ACIQ-36Z-HH-M4B |  | Non-Ducted Indoor Units |  |  | 36000 | 22.2 | 10.3 | 37000 | 36000 | 97.3% | 1.9 | 13.6 | 13.6 |  |  |  | No | R-410A | 3 | Residential & Commercial | Non-Ducted CEE Tier 2
207825585 | Mini/Multi Split | ACIQ | HMSV-A-CB-O | ACIQ-48Z-HH-M5B |  | Non-Ducted Indoor Units |  |  | 48000 | 21.8 | 9.8 | 49000 | 45000 | 91.84% | 2 | 11.6 | 11.7 |  |  |  | No | R-410A | 4 | Residential & Commercial | Non-Ducted CEE Tier 2
207825588 | Mini/Multi Split | DIYCOOL | HMSV-A-CB-O | ACIQ-18Z-HH-M2B |  | Non-Ducted Indoor Units |  |  | 19000 | 22 | 9.8 | 20000 | 19700 | 98.5% | 1.9 | 12.5 | 12.5 |  |  |  | No | R-410A | 1.5833 | Residential & Commercial | Non-Ducted CEE Tier 2
207825579 | Mini/Multi Split | ACIQ | HMSV-A-CB-O | ACIQ-27Z-HH-M3B |  | Non-Ducted Indoor Units |  |  | 28000 | 23 | 10.6 | 28000 | 25000 | 89.29% | 1.8 | 12.5 | 12.5 |  |  |  | No | R-410A | 2.3333 | Residential & Commercial | Non-Ducted CEE Tier 2
207825582 | Mini/Multi Split | ACIQ | HMSV-A-CB-O | ACIQ-36Z-HH-M4B |  | Non-Ducted Indoor Units |  |  | 36000 | 22.2 | 10.3 | 37000 | 36000 | 97.3% | 1.9 | 13.6 | 13.6 |  |  |  | No | R-410A | 3 | Residential & Commercial | Non-Ducted CEE Tier 2
207825573 | Mini/Multi Split | 1HVAC | HMSV-A-CB-O | ACIQ-48Z-HH-M5B |  | Non-Ducted Indoor Units |  |  | 48000 | 21.8 | 9.8 | 49000 | 45000 | 91.84% | 2 | 11.6 | 11.7 |  |  |  | No | R-410A | 4 | Residential & Commercial | Non-Ducted CEE Tier 2
207825576 | Mini/Multi Split | ACIQ | HMSV-A-CB-O | ACIQ-18Z-HH-M2B |  | Non-Ducted Indoor Units |  |  | 19000 | 22 | 9.8 | 20000 | 19700 | 98.5% | 1.9 | 12.5 | 12.5 |  |  |  | No | R-410A | 1.5833 | Residential & Commercial | Non-Ducted CEE Tier 2
207825567 | Mini/Multi Split | 1HVAC | HMSV-A-CB-O | ACIQ-27Z-HH-M3B |  | Non-Ducted Indoor Units |  |  | 28000 | 23 | 10.6 | 28000 | 25000 | 89.29% | 1.8 | 12.5 | 12.5 |  |  |  | No | R-410A | 2.3333 | Residential & Commercial | Non-Ducted CEE Tier 2
207825570 | Mini/Multi Split | 1HVAC | HMSV-A-CB-O | ACIQ-36Z-HH-M4B |  | Non-Ducted Indoor Units |  |  | 36000 | 22.2 | 10.3 | 37000 | 36000 | 97.3% | 1.9 | 13.6 | 13.6 |  |  |  | No | R-410A | 3 | Residential & Commercial | Non-Ducted CEE Tier 2
207825564 | Mini/Multi Split | 1HVAC | HMSV-A-CB-O | ACIQ-18Z-HH-M2B |  | Non-Ducted Indoor Units |  |  | 19000 | 22 | 9.8 | 20000 | 19700 | 98.5% | 1.9 | 12.5 | 12.5 |  |  |  | No | R-410A | 1.5833 | Residential & Commercial | Non-Ducted CEE Tier 2
207821948 | Mini/Multi Split | Innovair | HMSV-A-CB-O | VOM18H7R2P7 |  | Non-Ducted Indoor Units |  |  | 18000 | 21 | 9.5 | 18000 | 18000 | 100% | 1.84 | 12.5 | 12.5 |  |  |  | No | R-410A | 1.5 | Residential & Commercial | Non-Ducted CEE Tier 2
207768730 | Mini/Multi Split | LENNOX | HMSV-A-CB-O | MLB030S4M-1P |  | Non-Ducted Indoor Units |  |  | 28000 | 23 | 10.6 | 28000 | 25000 | 89.29% | 1.8 | 12.5 | 12.5 |  |  |  | No | R-410A | 2.3333 | Residential & Commercial | Non-Ducted CEE Tier 2
207768727 | Mini/Multi Split | LENNOX | HMSV-A-CB-O | MLB018S4M-1P |  | Non-Ducted Indoor Units |  |  | 19000 | 21.7 | 9.8 | 20000 | 19700 | 98.5% | 1.9 | 12.5 | 12.5 |  |  |  | No | R-410A | 1.5833 | Residential & Commercial | Non-Ducted CEE Tier 2
207760042 | Mini/Multi Split | BOSCH | HMSV-A-CB-O | BMS500-AAM048-1CSXHC |  | Non-Ducted Indoor Units |  |  | 48000 | 21.8 | 9.8 | 49000 | 45000 | 91.84% | 2 | 11.6 | 11.7 |  |  |  | No | R-410A | 4 | Residential & Commercial | Non-Ducted CEE Tier 2
207760036 | Mini/Multi Split | BOSCH | HMSV-A-CB-O | BMS500-AAM027-1CSXHC |  | Non-Ducted Indoor Units |  |  | 28000 | 23 | 10.6 | 28000 | 25000 | 89.29% | 1.8 | 12.5 | 12.5 |  |  |  | No | R-410A | 2.3333 | Residential & Commercial | Non-Ducted CEE Tier 2
207760039 | Mini/Multi Split | BOSCH | HMSV-A-CB-O | BMS500-AAM036-1CSXHC |  | Non-Ducted Indoor Units |  |  | 36000 | 22.2 | 10.3 | 37000 | 36000 | 97.3% | 1.9 | 13.6 | 13.6 |  |  |  | No | R-410A | 3 | Residential & Commercial | Non-Ducted CEE Tier 2
207760033 | Mini/Multi Split | BOSCH | HMSV-A-CB-O | BMS500-AAM018-1CSXHC |  | Non-Ducted Indoor Units |  |  | 19000 | 22 | 9.8 | 20000 | 19700 | 98.5% | 1.9 | 12.5 | 12.5 |  |  |  | No | R-410A | 1.5833 | Residential & Commercial | Non-Ducted CEE Tier 2
207743794 | Mini/Multi Split | DIRECT AIR | HMSV-A-CB-O | DIRM-48HXPRO28-5Z |  | Non-Ducted Indoor Units |  |  | 48000 | 21.8 | 9.8 | 49000 | 45000 | 91.84% | 2 | 11.6 | 11.7 |  |  |  | No | R-410A | 4 | Residential & Commercial | Non-Ducted CEE Tier 2
207743788 | Mini/Multi Split | DIRECT AIR | HMSV-A-CB-O | DIRM-28HXPRO28-3Z |  | Non-Ducted Indoor Units |  |  | 28000 | 23 | 10.6 | 28000 | 25000 | 89.29% | 1.8 | 12.5 | 12.5 |  |  |  | No | R-410A | 2.3333 | Residential & Commercial | Non-Ducted CEE Tier 2
207743791 | Mini/Multi Split | DIRECT AIR | HMSV-A-CB-O | DIRM-36HXPRO28-4Z |  | Non-Ducted Indoor Units |  |  | 36000 | 22.2 | 10.3 | 37000 | 36000 | 97.3% | 1.9 | 13.6 | 13.6 |  |  |  | No | R-410A | 3 | Residential & Commercial | Non-Ducted CEE Tier 2
207743785 | Mini/Multi Split | DIRECT AIR | HMSV-A-CB-O | DIRM-18HXPRO28-2Z |  | Non-Ducted Indoor Units |  |  | 19000 | 22 | 9.8 | 20000 | 19700 | 98.5% | 1.9 | 12.5 | 12.5 |  |  |  | No | R-410A | 1.5833 | Residential & Commercial | Non-Ducted CEE Tier 2
207742550 | Mini/Multi Split | MOOVAIR | HMSV-A-CB-O | DMA48HOM25230X3 |  | Non-Ducted Indoor Units |  |  | 48000 | 21.8 | 9.8 | 49000 | 45000 | 91.84% | 2 | 11.6 | 11.7 |  |  |  | No | R-410A | 4 | Residential & Commercial | Non-Ducted CEE Tier 2
207742544 | Mini/Multi Split | MOOVAIR | HMSV-A-CB-O | DMA27HOM25230X3 |  | Non-Ducted Indoor Units |  |  | 28000 | 23 | 10.6 | 28000 | 25000 | 89.29% | 1.8 | 12.5 | 12.5 |  |  |  | No | R-410A | 2.3333 | Residential & Commercial | Non-Ducted CEE Tier 2
207742547 | Mini/Multi Split | MOOVAIR | HMSV-A-CB-O | DMA36HOM25230X3 |  | Non-Ducted Indoor Units |  |  | 36000 | 22.2 | 10.3 | 37000 | 36000 | 97.3% | 1.9 | 13.6 | 13.6 |  |  |  | No | R-410A | 3 | Residential & Commercial | Non-Ducted CEE Tier 2
207742541 | Mini/Multi Split | MOOVAIR | HMSV-A-CB-O | DMA18HOM25230X3 |  | Non-Ducted Indoor Units |  |  | 19000 | 22 | 9.8 | 20000 | 19700 | 98.5% | 1.9 | 12.5 | 12.5 |  |  |  | No | R-410A | 1.5833 | Residential & Commercial | Non-Ducted CEE Tier 2
207742466 | Mini/Multi Split | ELIOS | HMSV-A-CB-O | DEA36HOM25230X3 |  | Non-Ducted Indoor Units |  |  | 36000 | 22.2 | 10.3 | 37000 | 36000 | 97.3% | 1.9 | 13.6 | 13.6 |  |  |  | No | R-410A | 3 | Residential & Commercial | Non-Ducted CEE Tier 2
207742460 | Mini/Multi Split | ELIOS | HMSV-A-CB-O | DEA18HOM25230X3 |  | Non-Ducted Indoor Units |  |  | 19000 | 22 | 9.8 | 20000 | 19700 | 98.5% | 1.9 | 12.5 | 12.5 |  |  |  | No | R-410A | 1.5833 | Residential & Commercial | Non-Ducted CEE Tier 2
207742463 | Mini/Multi Split | ELIOS | HMSV-A-CB-O | DEA27HOM25230X3 |  | Non-Ducted Indoor Units |  |  | 28000 | 23 | 10.6 | 28000 | 25000 | 89.29% | 1.8 | 12.5 | 12.5 |  |  |  | No | R-410A | 2.3333 | Residential & Commercial | Non-Ducted CEE Tier 2
207742379 | Mini/Multi Split | C&H | HMSV-A-CB-O | CH-HPR36M-230VO |  | Non-Ducted Indoor Units |  |  | 36000 | 22.2 | 10.3 | 37000 | 36000 | 97.3% | 1.9 | 13.6 | 13.6 |  |  |  | No | R-410A | 3 | Residential & Commercial | Non-Ducted CEE Tier 2
207742373 | Mini/Multi Split | C&H | HMSV-A-CB-O | CH-HPR19M-230VO |  | Non-Ducted Indoor Units |  |  | 19000 | 22 | 9.8 | 20000 | 19700 | 98.5% | 1.9 | 12.5 | 12.5 |  |  |  | No | R-410A | 1.5833 | Residential & Commercial | Non-Ducted CEE Tier 2
207742376 | Mini/Multi Split | C&H | HMSV-A-CB-O | CH-HPR28M-230VO |  | Non-Ducted Indoor Units |  |  | 28000 | 23 | 10.6 | 28000 | 25000 | 89.29% | 1.8 | 12.5 | 12.5 |  |  |  | No | R-410A | 2.3333 | Residential & Commercial | Non-Ducted CEE Tier 2
207699113 | Mini/Multi Split | MDV | HMSV-A-CB-O | M3OJ-24HFN1-M-L |  | Non-Ducted Indoor Units |  |  | 24000 | 24.6 | 10 | 24800 | 17800 | 71.77% | 1.93 | 13 | 13.4 |  |  |  | No | R-410A | 2 | Residential & Commercial | Non-Ducted CEE Tier 2
207699116 | Mini/Multi Split | LENNOX | HMSV-A-CB-O | MPC024S4M-1P |  | Non-Ducted Indoor Units |  |  | 24000 | 24.6 | 10 | 24800 | 17800 | 71.77% | 1.93 | 13 | 13.4 |  |  |  | No | R-410A | 2 | Residential & Commercial | Non-Ducted CEE Tier 2
207699107 | Mini/Multi Split | LENNOX | HMSV-A-CB-O | MLB048S4M-2P |  | Non-Ducted Indoor Units |  |  | 48000 | 21.8 | 9.8 | 49000 | 45000 | 91.84% | 2 | 11.6 | 11.7 |  |  |  | No | R-410A | 4 | Residential & Commercial | Non-Ducted CEE Tier 2
207699104 | Mini/Multi Split | LENNOX | HMSV-A-CB-O | MLB036S4M-1P |  | Non-Ducted Indoor Units |  |  | 36000 | 22.2 | 10.3 | 37000 | 36000 | 97.3% | 1.9 | 13.6 | 13.6 |  |  |  | No | R-410A | 3 | Residential & Commercial | Non-Ducted CEE Tier 2
214097935 | Mini/Multi Split | AUX | HMSV-A-CB-O | AM2-H18/2DR3A |  | Non-Ducted Indoor Units |  |  | 17700 | 22 | 10 | 18000 | 14000 | 77.78% | 2 | 0 | 12.3 |  |  |  | No | R-32 | 1.475 | Residential & Commercial | Non-Ducted CEE Tier 2
207683483 | Mini/Multi Split | MIDEA | HMSV-A-CB-O | MMCMHAQ48EA3 |  | Non-Ducted Indoor Units |  |  | 48000 | 21.8 | 9.8 | 49000 | 45000 | 91.84% | 2 | 11.6 | 11.7 |  |  |  | No | R-410A | 4 | Residential & Commercial | Non-Ducted CEE Tier 2
207683477 | Mini/Multi Split | MIDEA | HMSV-A-CB-O | MMCMHAQ30DA3 |  | Non-Ducted Indoor Units |  |  | 30000 | 26 | 9.8 | 30000 | 25200 | 84% | 1.8 | 12.5 | 13 |  |  |  | No | R-410A | 2.5 | Residential & Commercial | Non-Ducted CEE Tier 2
207683474 | Mini/Multi Split | MIDEA | HMSV-A-CB-O | MMCMHAQ24CA3 |  | Non-Ducted Indoor Units |  |  | 24000 | 24.6 | 10 | 25000 | 18500 | 74% | 1.9 | 13.1 | 13.4 |  |  |  | No | R-410A | 2 | Residential & Commercial | Non-Ducted CEE Tier 2
207683271 | Mini/Multi Split | CanAir | HMSV-A-CB-O | C28MC548H21 |  | Non-Ducted Indoor Units |  |  | 48000 | 21.8 | 9.8 | 49000 | 45000 | 91.84% | 2 | 11.6 | 11.7 |  |  |  | No | R-410A | 4 | Residential & Commercial | Non-Ducted CEE Tier 2
207683265 | Mini/Multi Split | CanAir | HMSV-A-CB-O | C28MC324H21 |  | Non-Ducted Indoor Units |  |  | 24000 | 24.6 | 10 | 25000 | 18500 | 74% | 1.9 | 13.1 | 13.4 |  |  |  | No | R-410A | 2 | Residential & Commercial | Non-Ducted CEE Tier 2
207658984 | Mini/Multi Split | COMFORTSTAR | HMSV-A-CB-O | CVH-48-5SH |  | Non-Ducted Indoor Units |  |  | 48000 | 21.8 | 9.8 | 49000 | 45000 | 91.84% | 2 | 11.6 | 11.7 |  |  |  | No | R-410A | 4 | Residential & Commercial | Non-Ducted CEE Tier 2
207683238 | Mini/Multi Split | NAPOLEON | HMSV-A-CB-O | NDHAM-28-O |  | Non-Ducted Indoor Units |  |  | 28000 | 22.6 | 9.8 | 28000 | 25000 | 89.29% | 1.8 | 11.5 | 11.8 |  |  |  | No | R-410A | 2.3333 | Residential & Commercial | Non-Ducted CEE Tier 2
207658982 | Mini/Multi Split | COMFORTSTAR | HMSV-A-CB-O | CVH-36-4SH |  | Non-Ducted Indoor Units |  |  | 36000 | 22.2 | 10.3 | 37000 | 36000 | 97.3% | 1.9 | 13.6 | 13.6 |  |  |  | No | R-410A | 3 | Residential & Commercial | Non-Ducted CEE Tier 2
207683241 | Mini/Multi Split | NAPOLEON | HMSV-A-CB-O | NDHAM-36-O |  | Non-Ducted Indoor Units |  |  | 36000 | 20 | 9.7 | 37000 | 36000 | 97.3% | 1.9 | 12.5 | 12.5 |  |  |  | No | R-410A | 3 | Residential & Commercial | Non-Ducted CEE Tier 2
207658976 | Mini/Multi Split | COMFORTSTAR | HMSV-A-CB-O | CVH-18-2SH |  | Non-Ducted Indoor Units |  |  | 19000 | 22 | 9.8 | 20000 | 19700 | 98.5% | 1.9 | 12.5 | 12.5 |  |  |  | No | R-410A | 1.5833 | Residential & Commercial | Non-Ducted CEE Tier 2
207658979 | Mini/Multi Split | COMFORTSTAR | HMSV-A-CB-O | CVH-27-3SH |  | Non-Ducted Indoor Units |  |  | 28000 | 23 | 10.6 | 28000 | 25000 | 89.29% | 1.8 | 12.5 | 12.5 |  |  |  | No | R-410A | 2.3333 | Residential & Commercial | Non-Ducted CEE Tier 2
207658618 | Mini/Multi Split | MDV | HMSV-A-CB-O | M5OG-48HFN1-M-[X]-20-L |  | Non-Ducted Indoor Units |  |  | 48000 | 21.8 | 9.8 | 49000 | 45000 | 91.84% | 2 | 11.6 | 11.7 |  |  |  | No | R-410A | 4 | Residential & Commercial | Non-Ducted CEE Tier 2
207657622 | Mini/Multi Split | Convectair | HMSV-A-CB-O | 8422-C36-O |  | Non-Ducted Indoor Units |  |  | 36000 | 22.2 | 10.3 | 37000 | 36000 | 97.3% | 1.9 | 13.6 | 13.6 |  |  |  | No | R-410A | 3 | Residential & Commercial | Non-Ducted CEE Tier 2
207657617 | Mini/Multi Split | COMFORT-AIRE | HMSV-A-CB-O | A-VMH48PV-1 |  | Non-Ducted Indoor Units |  |  | 48000 | 21.8 | 9.8 | 49000 | 45000 | 91.84% | 2 | 11.6 | 11.7 |  |  |  | No | R-410A | 4 | Residential & Commercial | Non-Ducted CEE Tier 2
207657612 | Mini/Multi Split | COMFORT-AIRE | HMSV-A-CB-O | A-VMH28TV-1 |  | Non-Ducted Indoor Units |  |  | 28000 | 23 | 10.6 | 28000 | 25000 | 89.29% | 1.8 | 12.5 | 12.5 |  |  |  | No | R-410A | 2.3333 | Residential & Commercial | Non-Ducted CEE Tier 2
207657615 | Mini/Multi Split | COMFORT-AIRE | HMSV-A-CB-O | A-VMH36QV-1 |  | Non-Ducted Indoor Units |  |  | 36000 | 22.2 | 10.3 | 37000 | 36000 | 97.3% | 1.9 | 13.6 | 13.6 |  |  |  | No | R-410A | 3 | Residential & Commercial | Non-Ducted CEE Tier 2
207657610 | Mini/Multi Split | COMFORT-AIRE | HMSV-A-CB-O | A-VMH18DV-1 |  | Non-Ducted Indoor Units |  |  | 19000 | 22 | 9.8 | 20000 | 19700 | 98.5% | 1.9 | 12.5 | 12.5 |  |  |  | No | R-410A | 1.5833 | Residential & Commercial | Non-Ducted CEE Tier 2
207657606 | Mini/Multi Split | KERR | HMSV-A-CB-O | A-KMH48PV-1 |  | Non-Ducted Indoor Units |  |  | 48000 | 21.8 | 9.8 | 49000 | 45000 | 91.84% | 2 | 11.6 | 11.7 |  |  |  | No | R-410A | 4 | Residential & Commercial | Non-Ducted CEE Tier 2
207657601 | Mini/Multi Split | KERR | HMSV-A-CB-O | A-KMH28TV-1 |  | Non-Ducted Indoor Units |  |  | 28000 | 23 | 10.6 | 28000 | 25000 | 89.29% | 1.8 | 12.5 | 12.5 |  |  |  | No | R-410A | 2.3333 | Residential & Commercial | Non-Ducted CEE Tier 2
207657604 | Mini/Multi Split | KERR | HMSV-A-CB-O | A-KMH36QV-1 |  | Non-Ducted Indoor Units |  |  | 36000 | 22.2 | 10.3 | 37000 | 36000 | 97.3% | 1.9 | 13.6 | 13.6 |  |  |  | No | R-410A | 3 | Residential & Commercial | Non-Ducted CEE Tier 2
207657599 | Mini/Multi Split | KERR | HMSV-A-CB-O | A-KMH18DV-1 |  | Non-Ducted Indoor Units |  |  | 19000 | 22 | 9.8 | 20000 | 19700 | 98.5% | 1.9 | 12.5 | 12.5 |  |  |  | No | R-410A | 1.5833 | Residential & Commercial | Non-Ducted CEE Tier 2
207657341 | Mini/Multi Split | PERFECTAIRE | HMSV-A-CB-O | 3PAMS36-HH-MZO4 |  | Non-Ducted Indoor Units |  |  | 36000 | 20 | 9.7 | 37000 | 36000 | 97.3% | 1.9 | 12.5 | 12.5 |  |  |  | No | R-410A | 3 | Residential & Commercial | Non-Ducted CEE Tier 2
207657344 | Mini/Multi Split | PERFECTAIRE | HMSV-A-CB-O | 3PAMS48-HH-MZO5 |  | Non-Ducted Indoor Units |  |  | 48000 | 21.2 | 10 | 49000 | 45000 | 91.84% | 2 | 11 | 11 |  |  |  | No | R-410A | 4 | Residential & Commercial | Non-Ducted CEE Tier 2
207657339 | Mini/Multi Split | PERFECTAIRE | HMSV-A-CB-O | 3PAMS27-HH-MZO3 |  | Non-Ducted Indoor Units |  |  | 28000 | 22.6 | 9.8 | 28000 | 25000 | 89.29% | 1.8 | 11.5 | 11.8 |  |  |  | No | R-410A | 2.3333 | Residential & Commercial | Non-Ducted CEE Tier 2
207643188 | Mini/Multi Split | AIRQUEST | HMSV-A-CB-O | DLCMHBH48EAK |  | Non-Ducted Indoor Units |  |  | 48000 | 21.2 | 10 | 49000 | 45000 | 91.84% | 2 | 11 | 11 |  |  |  | No | R-410A | 4 | Residential & Commercial | Non-Ducted CEE Tier 2
207643191 | Mini/Multi Split | AIRQUEST | HMSV-A-CB-O | DLCMHBH36DAK |  | Non-Ducted Indoor Units |  |  | 36000 | 20 | 9.7 | 37000 | 36000 | 97.3% | 1.9 | 12.5 | 12.5 |  |  |  | No | R-410A | 3 | Residential & Commercial | Non-Ducted CEE Tier 2
207643179 | Mini/Multi Split | AIRQUEST | HMSV-A-CB-O | DLCMHBH24CAK |  | Non-Ducted Indoor Units |  |  | 24000 | 22.3 | 9.6 | 24000 | 17000 | 70.83% | 1.83 | 12.5 | 12.5 |  |  |  | No | R-410A | 2 | Residential & Commercial | Non-Ducted CEE Tier 2
207643167 | Mini/Multi Split | SMART COMFORT | HMSV-A-CB-O | DLCMHBH48EAK |  | Non-Ducted Indoor Units |  |  | 48000 | 21.2 | 10 | 49000 | 45000 | 91.84% | 2 | 11 | 11 |  |  |  | No | R-410A | 4 | Residential & Commercial | Non-Ducted CEE Tier 2
207643158 | Mini/Multi Split | SMART COMFORT | HMSV-A-CB-O | DLCMHBH24CAK |  | Non-Ducted Indoor Units |  |  | 24000 | 22.3 | 9.6 | 24000 | 17000 | 70.83% | 1.83 | 12.5 | 12.5 |  |  |  | No | R-410A | 2 | Residential & Commercial | Non-Ducted CEE Tier 2
207643146 | Mini/Multi Split | TEMPSTAR | HMSV-A-CB-O | DLCMHBH48EAK |  | Non-Ducted Indoor Units |  |  | 48000 | 21.2 | 10 | 49000 | 45000 | 91.84% | 2 | 11 | 11 |  |  |  | No | R-410A | 4 | Residential & Commercial | Non-Ducted CEE Tier 2
207643137 | Mini/Multi Split | TEMPSTAR | HMSV-A-CB-O | DLCMHBH24CAK |  | Non-Ducted Indoor Units |  |  | 24000 | 22.3 | 9.6 | 24000 | 17000 | 70.83% | 1.83 | 12.5 | 12.5 |  |  |  | No | R-410A | 2 | Residential & Commercial | Non-Ducted CEE Tier 2
207643125 | Mini/Multi Split | MIDEA | HMSV-A-CB-O | DLCMHBH48EAK |  | Non-Ducted Indoor Units |  |  | 48000 | 21.2 | 10 | 49000 | 45000 | 91.84% | 2 | 11 | 11 |  |  |  | No | R-410A | 4 | Residential & Commercial | Non-Ducted CEE Tier 2
207643128 | Mini/Multi Split | MIDEA | HMSV-A-CB-O | DLCMHBH36DAK |  | Non-Ducted Indoor Units |  |  | 36000 | 20 | 9.7 | 37000 | 36000 | 97.3% | 1.9 | 12.5 | 12.5 |  |  |  | No | R-410A | 3 | Residential & Commercial | Non-Ducted CEE Tier 2
207643116 | Mini/Multi Split | MIDEA | HMSV-A-CB-O | DLCMHBH24CAK |  | Non-Ducted Indoor Units |  |  | 24000 | 22.3 | 9.6 | 24000 | 17000 | 70.83% | 1.83 | 12.5 | 12.5 |  |  |  | No | R-410A | 2 | Residential & Commercial | Non-Ducted CEE Tier 2
207643104 | Mini/Multi Split | KENMORE | HMSV-A-CB-O | DLCMHBH48EAK |  | Non-Ducted Indoor Units |  |  | 48000 | 21.2 | 10 | 49000 | 45000 | 91.84% | 2 | 11 | 11 |  |  |  | No | R-410A | 4 | Residential & Commercial | Non-Ducted CEE Tier 2
207643107 | Mini/Multi Split | KENMORE | HMSV-A-CB-O | DLCMHBH36DAK |  | Non-Ducted Indoor Units |  |  | 36000 | 20 | 9.7 | 37000 | 36000 | 97.3% | 1.9 | 12.5 | 12.5 |  |  |  | No | R-410A | 3 | Residential & Commercial | Non-Ducted CEE Tier 2
207643095 | Mini/Multi Split | KENMORE | HMSV-A-CB-O | DLCMHBH24CAK |  | Non-Ducted Indoor Units |  |  | 24000 | 22.3 | 9.6 | 24000 | 17000 | 70.83% | 1.83 | 12.5 | 12.5 |  |  |  | No | R-410A | 2 | Residential & Commercial | Non-Ducted CEE Tier 2
207643083 | Mini/Multi Split | KEEPRITE | HMSV-A-CB-O | DLCMHBH48EAK |  | Non-Ducted Indoor Units |  |  | 48000 | 21.2 | 10 | 49000 | 45000 | 91.84% | 2 | 11 | 11 |  |  |  | No | R-410A | 4 | Residential & Commercial | Non-Ducted CEE Tier 2
207643074 | Mini/Multi Split | KEEPRITE | HMSV-A-CB-O | DLCMHBH24CAK |  | Non-Ducted Indoor Units |  |  | 24000 | 22.3 | 9.6 | 24000 | 17000 | 70.83% | 1.83 | 12.5 | 12.5 |  |  |  | No | R-410A | 2 | Residential & Commercial | Non-Ducted CEE Tier 2
207643062 | Mini/Multi Split | HEIL | HMSV-A-CB-O | DLCMHBH48EAK |  | Non-Ducted Indoor Units |  |  | 48000 | 21.2 | 10 | 49000 | 45000 | 91.84% | 2 | 11 | 11 |  |  |  | No | R-410A | 4 | Residential & Commercial | Non-Ducted CEE Tier 2
207643053 | Mini/Multi Split | HEIL | HMSV-A-CB-O | DLCMHBH24CAK |  | Non-Ducted Indoor Units |  |  | 24000 | 22.3 | 9.6 | 24000 | 17000 | 70.83% | 1.83 | 12.5 | 12.5 |  |  |  | No | R-410A | 2 | Residential & Commercial | Non-Ducted CEE Tier 2
207643041 | Mini/Multi Split | DAY & NIGHT | HMSV-A-CB-O | DLCMHBH48EAK |  | Non-Ducted Indoor Units |  |  | 48000 | 21.2 | 10 | 49000 | 45000 | 91.84% | 2 | 11 | 11 |  |  |  | No | R-410A | 4 | Residential & Commercial | Non-Ducted CEE Tier 2
207643044 | Mini/Multi Split | DAY & NIGHT | HMSV-A-CB-O | DLCMHBH36DAK |  | Non-Ducted Indoor Units |  |  | 36000 | 20 | 9.7 | 37000 | 36000 | 97.3% | 1.9 | 12.5 | 12.5 |  |  |  | No | R-410A | 3 | Residential & Commercial | Non-Ducted CEE Tier 2
207643032 | Mini/Multi Split | DAY & NIGHT | HMSV-A-CB-O | DLCMHBH24CAK |  | Non-Ducted Indoor Units |  |  | 24000 | 22.3 | 9.6 | 24000 | 17000 | 70.83% | 1.83 | 12.5 | 12.5 |  |  |  | No | R-410A | 2 | Residential & Commercial | Non-Ducted CEE Tier 2
207643020 | Mini/Multi Split | COMFORTMAKER | HMSV-A-CB-O | DLCMHBH48EAK |  | Non-Ducted Indoor Units |  |  | 48000 | 21.2 | 10 | 49000 | 45000 | 91.84% | 2 | 11 | 11 |  |  |  | No | R-410A | 4 | Residential & Commercial | Non-Ducted CEE Tier 2
207643023 | Mini/Multi Split | COMFORTMAKER | HMSV-A-CB-O | DLCMHBH36DAK |  | Non-Ducted Indoor Units |  |  | 36000 | 20 | 9.7 | 37000 | 36000 | 97.3% | 1.9 | 12.5 | 12.5 |  |  |  | No | R-410A | 3 | Residential & Commercial | Non-Ducted CEE Tier 2
207643011 | Mini/Multi Split | COMFORTMAKER | HMSV-A-CB-O | DLCMHBH24CAK |  | Non-Ducted Indoor Units |  |  | 24000 | 22.3 | 9.6 | 24000 | 17000 | 70.83% | 1.83 | 12.5 | 12.5 |  |  |  | No | R-410A | 2 | Residential & Commercial | Non-Ducted CEE Tier 2
207642999 | Mini/Multi Split | ARCOAIRE | HMSV-A-CB-O | DLCMHBH48EAK |  | Non-Ducted Indoor Units |  |  | 48000 | 21.2 | 10 | 49000 | 45000 | 91.84% | 2 | 11 | 11 |  |  |  | No | R-410A | 4 | Residential & Commercial | Non-Ducted CEE Tier 2
207642990 | Mini/Multi Split | ARCOAIRE | HMSV-A-CB-O | DLCMHBH24CAK |  | Non-Ducted Indoor Units |  |  | 24000 | 22.3 | 9.6 | 24000 | 17000 | 70.83% | 1.83 | 12.5 | 12.5 |  |  |  | No | R-410A | 2 | Residential & Commercial | Non-Ducted CEE Tier 2
207642975 | Mini/Multi Split | MIDEA | HMSV-A-CB-O | 38MGHBQ36DA3 |  | Non-Ducted Indoor Units |  |  | 36000 | 22.2 | 10.3 | 37000 | 36000 | 97.3% | 1.9 | 13.6 | 13.6 |  |  |  | No | R-410A | 3 | Residential & Commercial | Non-Ducted CEE Tier 2
207642972 | Mini/Multi Split | MIDEA | HMSV-A-CB-O | 38MGHBQ48EA3 |  | Non-Ducted Indoor Units |  |  | 48000 | 21.8 | 9.8 | 49000 | 45000 | 91.84% | 2 | 11.6 | 11.7 |  |  |  | No | R-410A | 4 | Residential & Commercial | Non-Ducted CEE Tier 2
207642963 | Mini/Multi Split | MIDEA | HMSV-A-CB-O | 38MGHBQ24CA3 |  | Non-Ducted Indoor Units |  |  | 24000 | 24.6 | 10 | 25000 | 18500 | 74% | 1.9 | 13.1 | 13.4 |  |  |  | No | R-410A | 2 | Residential & Commercial | Non-Ducted CEE Tier 2
207642966 | Mini/Multi Split | MIDEA | HMSV-A-CB-O | 38MGHBQ30DA3 |  | Non-Ducted Indoor Units |  |  | 30000 | 26 | 9.8 | 30000 | 25200 | 84% | 1.8 | 12.5 | 13 |  |  |  | No | R-410A | 2.5 | Residential & Commercial | Non-Ducted CEE Tier 2
207642951 | Mini/Multi Split | Weathermaker | HMSV-A-CB-O | 38MGHBQ48EA3 |  | Non-Ducted Indoor Units |  |  | 48000 | 21.8 | 9.8 | 49000 | 45000 | 91.84% | 2 | 11.6 | 11.7 |  |  |  | No | R-410A | 4 | Residential & Commercial | Non-Ducted CEE Tier 2
207642942 | Mini/Multi Split | Weathermaker | HMSV-A-CB-O | 38MGHBQ24CA3 |  | Non-Ducted Indoor Units |  |  | 24000 | 24.6 | 10 | 25000 | 18500 | 74% | 1.9 | 13.1 | 13.4 |  |  |  | No | R-410A | 2 | Residential & Commercial | Non-Ducted CEE Tier 2
207642945 | Mini/Multi Split | Weathermaker | HMSV-A-CB-O | 38MGHBQ30DA3 |  | Non-Ducted Indoor Units |  |  | 30000 | 26 | 9.8 | 30000 | 25200 | 84% | 1.8 | 12.5 | 13 |  |  |  | No | R-410A | 2.5 | Residential & Commercial | Non-Ducted CEE Tier 2
207642930 | Mini/Multi Split | PAYNE | HMSV-A-CB-O | 38MGHBQ48EA3 |  | Non-Ducted Indoor Units |  |  | 48000 | 21.8 | 9.8 | 49000 | 45000 | 91.84% | 2 | 11.6 | 11.7 |  |  |  | No | R-410A | 4 | Residential & Commercial | Non-Ducted CEE Tier 2
207642933 | Mini/Multi Split | PAYNE | HMSV-A-CB-O | 38MGHBQ36DA3 |  | Non-Ducted Indoor Units |  |  | 36000 | 22.2 | 10.3 | 37000 | 36000 | 97.3% | 1.9 | 13.6 | 13.6 |  |  |  | No | R-410A | 3 | Residential & Commercial | Non-Ducted CEE Tier 2
207642924 | Mini/Multi Split | PAYNE | HMSV-A-CB-O | 38MGHBQ30DA3 |  | Non-Ducted Indoor Units |  |  | 30000 | 26 | 9.8 | 30000 | 25200 | 84% | 1.8 | 12.5 | 13 |  |  |  | No | R-410A | 2.5 | Residential & Commercial | Non-Ducted CEE Tier 2
207642921 | Mini/Multi Split | PAYNE | HMSV-A-CB-O | 38MGHBQ24CA3 |  | Non-Ducted Indoor Units |  |  | 24000 | 24.6 | 10 | 25000 | 18500 | 74% | 1.9 | 13.1 | 13.4 |  |  |  | No | R-410A | 2 | Residential & Commercial | Non-Ducted CEE Tier 2
207642912 | Mini/Multi Split | BRYANT | HMSV-A-CB-O | 38MGHBQ36DA3 |  | Non-Ducted Indoor Units |  |  | 36000 | 22.2 | 10.3 | 37000 | 36000 | 97.3% | 1.9 | 13.6 | 13.6 |  |  |  | No | R-410A | 3 | Residential & Commercial | Non-Ducted CEE Tier 2
207642909 | Mini/Multi Split | BRYANT | HMSV-A-CB-O | 38MGHBQ48EA3 |  | Non-Ducted Indoor Units |  |  | 48000 | 21.8 | 9.8 | 49000 | 45000 | 91.84% | 2 | 11.6 | 11.7 |  |  |  | No | R-410A | 4 | Residential & Commercial | Non-Ducted CEE Tier 2
207642900 | Mini/Multi Split | BRYANT | HMSV-A-CB-O | 38MGHBQ24CA3 |  | Non-Ducted Indoor Units |  |  | 24000 | 24.6 | 10 | 25000 | 18500 | 74% | 1.9 | 13.1 | 13.4 |  |  |  | No | R-410A | 2 | Residential & Commercial | Non-Ducted CEE Tier 2
207642903 | Mini/Multi Split | BRYANT | HMSV-A-CB-O | 38MGHBQ30DA3 |  | Non-Ducted Indoor Units |  |  | 30000 | 26 | 9.8 | 30000 | 25200 | 84% | 1.8 | 12.5 | 13 |  |  |  | No | R-410A | 2.5 | Residential & Commercial | Non-Ducted CEE Tier 2
207642888 | Mini/Multi Split | CARRIER | HMSV-A-CB-O | 38MGHBQ48EA3 |  | Non-Ducted Indoor Units |  |  | 48000 | 21.8 | 9.8 | 49000 | 45000 | 91.84% | 2 | 11.6 | 11.7 |  |  |  | No | R-410A | 4 | Residential & Commercial | Non-Ducted CEE Tier 2
207642891 | Mini/Multi Split | CARRIER | HMSV-A-CB-O | 38MGHBQ36DA3 |  | Non-Ducted Indoor Units |  |  | 36000 | 22.2 | 10.3 | 37000 | 36000 | 97.3% | 1.9 | 13.6 | 13.6 |  |  |  | No | R-410A | 3 | Residential & Commercial | Non-Ducted CEE Tier 2
207642882 | Mini/Multi Split | CARRIER | HMSV-A-CB-O | 38MGHBQ30DA3 |  | Non-Ducted Indoor Units |  |  | 30000 | 26 | 9.8 | 30000 | 25200 | 84% | 1.8 | 12.5 | 13 |  |  |  | No | R-410A | 2.5 | Residential & Commercial | Non-Ducted CEE Tier 2
207642879 | Mini/Multi Split | CARRIER | HMSV-A-CB-O | 38MGHBQ24CA3 |  | Non-Ducted Indoor Units |  |  | 24000 | 24.6 | 10 | 25000 | 18500 | 74% | 1.9 | 13.1 | 13.4 |  |  |  | No | R-410A | 2 | Residential & Commercial | Non-Ducted CEE Tier 2
207641322 | Mini/Multi Split | LBG Products | HMSV-A-CB-O | LMUHB36DO |  | Non-Ducted Indoor Units |  |  | 36000 | 20 | 9.7 | 37000 | 36000 | 97.3% | 1.9 | 12.5 | 12.5 |  |  |  | No | R-410A | 3 | Residential & Commercial | Non-Ducted CEE Tier 2
207641325 | Mini/Multi Split | LBG Products | HMSV-A-CB-O | LMUHB48DO |  | Non-Ducted Indoor Units |  |  | 48000 | 21.2 | 10 | 49000 | 45000 | 91.84% | 2 | 11 | 11 |  |  |  | No | R-410A | 4 | Residential & Commercial | Non-Ducted CEE Tier 2
207641320 | Mini/Multi Split | LBG Products | HMSV-A-CB-O | LMUHB27DO |  | Non-Ducted Indoor Units |  |  | 28000 | 22.6 | 9.8 | 28000 | 25000 | 89.29% | 1.8 | 11.5 | 11.8 |  |  |  | No | R-410A | 2.3333 | Residential & Commercial | Non-Ducted CEE Tier 2
207641300 | Mini/Multi Split | BLUERIDGE | HMSV-A-CB-O | BMM48HHC |  | Non-Ducted Indoor Units |  |  | 48000 | 21.2 | 10 | 49000 | 45000 | 91.84% | 2 | 11 | 11 |  |  |  | No | R-410A | 4 | Residential & Commercial | Non-Ducted CEE Tier 2
207641297 | Mini/Multi Split | BLUERIDGE | HMSV-A-CB-O | BMM36HHC |  | Non-Ducted Indoor Units |  |  | 36000 | 20 | 9.7 | 37000 | 36000 | 97.3% | 1.9 | 12.5 | 12.5 |  |  |  | No | R-410A | 3 | Residential & Commercial | Non-Ducted CEE Tier 2
207641295 | Mini/Multi Split | BLUERIDGE | HMSV-A-CB-O | BMM27HHC |  | Non-Ducted Indoor Units |  |  | 28000 | 22.6 | 9.8 | 28000 | 25000 | 89.29% | 1.8 | 11.5 | 11.8 |  |  |  | No | R-410A | 2.3333 | Residential & Commercial | Non-Ducted CEE Tier 2
207641233 | Mini/Multi Split | MDV | HMSV-A-CB-O | M3OJ-24HFN1-M* |  | Non-Ducted Indoor Units |  |  | 24000 | 22.3 | 9.6 | 24000 | 17000 | 70.83% | 1.83 | 12.5 | 12.5 |  |  |  | No | R-410A | 2 | Residential & Commercial | Non-Ducted CEE Tier 2
207641237 | Mini/Multi Split | MDV | HMSV-A-CB-O | M4OI-36HFN1-M* |  | Non-Ducted Indoor Units |  |  | 36000 | 20 | 9.7 | 37000 | 36000 | 97.3% | 1.9 | 12.5 | 12.5 |  |  |  | No | R-410A | 3 | Residential & Commercial | Non-Ducted CEE Tier 2
207641238 | Mini/Multi Split | MDV | HMSV-A-CB-O | M5OG-48HFN1-M-[X]-20* |  | Non-Ducted Indoor Units |  |  | 48000 | 21.2 | 10 | 49000 | 45000 | 91.84% | 2 | 11 | 11 |  |  |  | No | R-410A | 4 | Residential & Commercial | Non-Ducted CEE Tier 2
207641228 | Mini/Multi Split | MDV | HMSV-A-CB-O | M4OI-36HFN1-M |  | Non-Ducted Indoor Units |  |  | 36000 | 22.2 | 10.3 | 37000 | 36000 | 97.3% | 1.9 | 13.6 | 13.6 |  |  |  | No | R-410A | 3 | Residential & Commercial | Non-Ducted CEE Tier 2
207617657 | Mini/Multi Split | MDV | HMSV-A-CB-O | M5OG-42HFN1-M-[X] |  | Non-Ducted Indoor Units |  |  | 42000 | 22.3 | 10.5 | 43000 | 44000 | 102.3% | 2 | 12.5 | 11.7 |  |  |  | No | R-410A | 3.5 | Residential & Commercial | Non-Ducted CEE Tier 2
207617655 | Mini/Multi Split | MDV | HMSV-A-CB-O | M3OI-24HFN1-M |  | Non-Ducted Indoor Units |  |  | 24000 | 23.7 | 10.8 | 24000 | 24000 | 100% | 1.8 | 12.6 | 12.8 |  |  |  | No | R-410A | 2 | Residential & Commercial | Non-Ducted CEE Tier 2
207617652 | Mini/Multi Split | MDV | HMSV-A-CB-O | M4OG-30HFN1-M |  | Non-Ducted Indoor Units |  |  | 30000 | 26 | 9.8 | 30000 | 25200 | 84% | 1.8 | 12.5 | 13 |  |  |  | No | R-410A | 2.5 | Residential & Commercial | Non-Ducted CEE Tier 2
207617649 | Mini/Multi Split | MDV | HMSV-A-CB-O | M3OJ-24HFN1-M |  | Non-Ducted Indoor Units |  |  | 24000 | 24.6 | 10 | 25000 | 18500 | 74% | 1.9 | 13.1 | 13.4 |  |  |  | No | R-410A | 2 | Residential & Commercial | Non-Ducted CEE Tier 2
207616612 | Mini/Multi Split | SMARTFLEX | HRCU-A-CB-O | DHS18CMB22S |  | Non-Ducted Indoor Units |  |  | 18000 | 20 | 10 | 21000 | 21800 | 103.8% | 1.81 | 12.5 | 12 |  |  |  | No | R-410A | 1.5 | Residential & Commercial | Non-Ducted CEE Tier 2
207616614 | Mini/Multi Split | SMARTFLEX | HMSV-A-CB-O | DHS24CMB22S |  | Non-Ducted Indoor Units |  |  | 22000 | 20 | 10 | 26000 | 30000 | 115.4% | 1.8 | 12.5 | 12 |  |  |  | No | R-410A | 1.8333 | Residential & Commercial | Non-Ducted CEE Tier 2
207616592 | Mini/Multi Split | Coleman | HRCU-A-CB-O | DHS18CMB22S |  | Non-Ducted Indoor Units |  |  | 18000 | 20 | 10 | 21000 | 21800 | 103.8% | 1.81 | 12.5 | 12 |  |  |  | No | R-410A | 1.5 | Residential & Commercial | Non-Ducted CEE Tier 2
207616594 | Mini/Multi Split | Coleman | HMSV-A-CB-O | DHS24CMB22S |  | Non-Ducted Indoor Units |  |  | 22000 | 20 | 10 | 26000 | 30000 | 115.4% | 1.8 | 12.5 | 12 |  |  |  | No | R-410A | 1.8333 | Residential & Commercial | Non-Ducted CEE Tier 2
207616572 | Mini/Multi Split | CHAMPION | HRCU-A-CB-O | DHS18CMB22S |  | Non-Ducted Indoor Units |  |  | 18000 | 20 | 10 | 21000 | 21800 | 103.8% | 1.81 | 12.5 | 12 |  |  |  | No | R-410A | 1.5 | Residential & Commercial | Non-Ducted CEE Tier 2
207616574 | Mini/Multi Split | CHAMPION | HMSV-A-CB-O | DHS24CMB22S |  | Non-Ducted Indoor Units |  |  | 22000 | 20 | 10 | 26000 | 30000 | 115.4% | 1.8 | 12.5 | 12 |  |  |  | No | R-410A | 1.8333 | Residential & Commercial | Non-Ducted CEE Tier 2
207616552 | Mini/Multi Split | Luxaire | HRCU-A-CB-O | DHS18CMB22S |  | Non-Ducted Indoor Units |  |  | 18000 | 20 | 10 | 21000 | 21800 | 103.8% | 1.81 | 12.5 | 12 |  |  |  | No | R-410A | 1.5 | Residential & Commercial | Non-Ducted CEE Tier 2
207616554 | Mini/Multi Split | Luxaire | HMSV-A-CB-O | DHS24CMB22S |  | Non-Ducted Indoor Units |  |  | 22000 | 20 | 10 | 26000 | 30000 | 115.4% | 1.8 | 12.5 | 12 |  |  |  | No | R-410A | 1.8333 | Residential & Commercial | Non-Ducted CEE Tier 2
207616532 | Mini/Multi Split | York | HRCU-A-CB-O | DHS18CMB22S |  | Non-Ducted Indoor Units |  |  | 18000 | 20 | 10 | 21000 | 21800 | 103.8% | 1.81 | 12.5 | 12 |  |  |  | No | R-410A | 1.5 | Residential & Commercial | Non-Ducted CEE Tier 2
207616534 | Mini/Multi Split | York | HMSV-A-CB-O | DHS24CMB22S |  | Non-Ducted Indoor Units |  |  | 22000 | 20 | 10 | 26000 | 30000 | 115.4% | 1.8 | 12.5 | 12 |  |  |  | No | R-410A | 1.8333 | Residential & Commercial | Non-Ducted CEE Tier 2
207590849 | Mini/Multi Split | Convectair | HMSV-A-CB-O | 8322-C27-O |  | Non-Ducted Indoor Units |  |  | 28000 | 23 | 10.6 | 28000 | 25000 | 89.29% | 1.8 | 12.5 | 12.5 |  |  |  | No | R-410A | 2.3333 | Residential & Commercial | Non-Ducted CEE Tier 2
207590852 | Mini/Multi Split | Convectair | HMSV-A-CB-O | 8522-C48-O |  | Non-Ducted Indoor Units |  |  | 48000 | 21.8 | 9.8 | 49000 | 45000 | 91.84% | 2 | 11.6 | 11.7 |  |  |  | No | R-410A | 4 | Residential & Commercial | Non-Ducted CEE Tier 2
207590846 | Mini/Multi Split | Convectair | HMSV-A-CB-O | 8222-C18-O |  | Non-Ducted Indoor Units |  |  | 19000 | 22 | 9.8 | 20000 | 19700 | 98.5% | 1.9 | 12.5 | 12.5 |  |  |  | No | R-410A | 1.5833 | Residential & Commercial | Non-Ducted CEE Tier 2
207339191 | Mini/Multi Split | MDV | HMSV-A-CB-O | M2OA-18HFN1-MQ1 |  | Non-Ducted Indoor Units |  |  | 18000 | 21.2 | 9.6 | 19000 | 14000 | 73.68% | 2 | 12.5 | 12.5 |  |  |  | No | R-410A | 1.5 | Residential & Commercial | Non-Ducted CEE Tier 2
207339192 | Mini/Multi Split | MDV | HMSV-A-CB-O | M3OH-27HFN1-MQ1 |  | Non-Ducted Indoor Units |  |  | 27000 | 22 | 9.5 | 27000 | 19000 | 70.37% | 1.9 | 12 | 12 |  |  |  | No | R-410A | 2.25 | Residential & Commercial | Non-Ducted CEE Tier 2
207339195 | Mini/Multi Split | MRCOOL | HMSV-A-CB-O | DIY-MULTI3-27HP230C |  | Non-Ducted Indoor Units |  |  | 27000 | 22 | 9.5 | 27000 | 19000 | 70.37% | 1.9 | 12 | 12 |  |  |  | No | R-410A | 2.25 | Residential & Commercial | Non-Ducted CEE Tier 2
207339196 | Mini/Multi Split | MRCOOL | HMSV-A-CB-O | DIY-MULTI2-18HP230C |  | Non-Ducted Indoor Units |  |  | 18000 | 21.2 | 9.6 | 19000 | 14000 | 73.68% | 2 | 12.5 | 12.5 |  |  |  | No | R-410A | 1.5 | Residential & Commercial | Non-Ducted CEE Tier 2
206764068 | Mini/Multi Split | FRANKLIN | HMSV-A-CB-O | MST183E23MHAA |  | Non-Ducted Indoor Units |  |  | 19000 | 22 | 9.8 | 20000 | 19700 | 98.5% | 1.9 | 12.5 | 12.5 |  |  |  | No | R-410A | 1.5833 | Residential & Commercial | Non-Ducted CEE Tier 2
206726756 | Mini/Multi Split | LBG Products | HMSV-A-CB-O | LMUH24DWO |  | Non-Ducted Indoor Units |  |  | 22000 | 20 | 10 | 26000 | 30000 | 115.4% | 1.8 | 12.5 | 12 |  |  |  | No | R-410A | 1.8333 | Residential & Commercial | Non-Ducted CEE Tier 2
206726754 | Mini/Multi Split | LBG Products | HRCU-A-CB-O | LMUH18DWO |  | Non-Ducted Indoor Units |  |  | 18000 | 20 | 10 | 21000 | 21800 | 103.8% | 1.81 | 12.5 | 12 |  |  |  | No | R-410A | 1.5 | Residential & Commercial | Non-Ducted CEE Tier 2
206717007 | Mini/Multi Split | LG | HMSV-A-CB-O | LMU361HHV |  | Non-Ducted Indoor Units |  |  | 36000 | 22 | 11 | 45000 | 41500 | 92.22% | 2.01 | 14.5 | 14.5 |  |  |  | No | R-410A | 3 | Residential & Commercial | Non-Ducted CEE Tier 2
206716986 | Mini/Multi Split | MDV | HMSV-A-CB-O | M2OI-18HFN1-M |  | Non-Ducted Indoor Units |  |  | 19000 | 22 | 9.8 | 20000 | 19700 | 98.5% | 1.9 | 12.5 | 12.5 |  |  |  | No | R-410A | 1.5833 | Residential & Commercial | Non-Ducted CEE Tier 2
206717001 | Mini/Multi Split | LG | HMSV-A-CB-O | LMU421HHV |  | Non-Ducted Indoor Units |  |  | 42000 | 21.5 | 11 | 48000 | 44000 | 91.67% | 2 | 13.8 | 13.8 |  |  |  | No | R-410A | 3.5 | Residential & Commercial | Non-Ducted CEE Tier 2
206717002 | Mini/Multi Split | LG | HMSV-A-CB-O | LMU480HHV |  | Non-Ducted Indoor Units |  |  | 48000 | 20.5 | 10.5 | 52500 | 48000 | 91.43% | 2.1 | 13.1 | 13.1 |  |  |  | No | R-410A | 4 | Residential & Commercial | Non-Ducted CEE Tier 2
206714984 | Mini/Multi Split | MDV | HMSV-A-CB-O | M5OG-48HFN1-M-[X]-20 |  | Non-Ducted Indoor Units |  |  | 48000 | 21.8 | 9.8 | 49000 | 45000 | 91.84% | 2 | 11.6 | 11.7 |  |  |  | No | R-410A | 4 | Residential & Commercial | Non-Ducted CEE Tier 2
206714976 | Mini/Multi Split | MDV | HMSV-A-CB-O | M3OI-28HFN1-M |  | Non-Ducted Indoor Units |  |  | 28000 | 23 | 10.6 | 28000 | 25000 | 89.29% | 1.8 | 12.5 | 12.5 |  |  |  | No | R-410A | 2.3333 | Residential & Commercial | Non-Ducted CEE Tier 2
206714978 | Mini/Multi Split | MDV | HMSV-A-CB-O | M4OH-36HFN1-M-20 |  | Non-Ducted Indoor Units |  |  | 36000 | 21.8 | 9.5 | 36400 | 36000 | 98.9% | 1.75 | 13.6 | 13.6 |  |  |  | No | R-410A | 3 | Residential & Commercial | Non-Ducted CEE Tier 2
206717015 | Mini/Multi Split | LG | HMSV-A-CB-O | LMU601HV |  | Non-Ducted Indoor Units |  |  | 60000 | 20.5 | 10 | 64000 | 46000 | 71.88% | 2.01 | 11.3 | 11.3 |  |  |  | No | R-410A | 5 | Residential & Commercial | Non-Ducted CEE Tier 2
206428584 | Mini/Multi Split | ACD | HRCU-A-CB-O | MUD18KCH23S-O |  | Non-Ducted Indoor Units |  |  | 18000 | 20 | 10 | 21000 | 21800 | 103.8% | 1.81 | 12.5 | 12 |  |  |  | No | R-410A | 1.5 | Residential & Commercial | Non-Ducted CEE Tier 2
206428585 | Mini/Multi Split | ACD | HMSV-A-CB-O | MUD24KCH23S-O |  | Non-Ducted Indoor Units |  |  | 22000 | 20 | 10 | 26000 | 30000 | 115.4% | 1.8 | 12.5 | 12 |  |  |  | No | R-410A | 1.8333 | Residential & Commercial | Non-Ducted CEE Tier 2
206428591 | Mini/Multi Split | Perfect Aire | HMSV-A-CB-O | 3PAMSHHQC18-MZO2 |  | Non-Ducted Indoor Units |  |  | 18000 | 21 | 9.5 | 18000 | 18000 | 100% | 1.84 | 12.5 | 12.5 |  |  |  | No | R-410A | 1.5 | Residential & Commercial | Non-Ducted CEE Tier 2
206346128 | Mini/Multi Split | ZEPHYR | HMSV-A-CB-O | ZE-18M222SCO |  | Non-Ducted Indoor Units |  |  | 18000 | 21 | 9.5 | 18000 | 18000 | 100% | 1.84 | 12.5 | 12.5 |  |  |  | No | R-410A | 1.5 | Residential & Commercial | Non-Ducted CEE Tier 2
206221553 | Mini/Multi Split | BLUERIDGE | HMSV-A-CB-O | BMKH18M23UH |  | Non-Ducted Indoor Units |  |  | 18000 | 20 | 10 | 21000 | 21800 | 103.8% | 1.81 | 12.5 | 12 |  |  |  | No | R-410A | 1.5 | Residential & Commercial | Non-Ducted CEE Tier 2
206221554 | Mini/Multi Split | BLUERIDGE | HMSV-A-CB-O | BMKH24M23UH |  | Non-Ducted Indoor Units |  |  | 22000 | 20 | 10 | 26000 | 30000 | 115.4% | 1.8 | 12.5 | 12 |  |  |  | No | R-410A | 1.8333 | Residential & Commercial | Non-Ducted CEE Tier 2
206221526 | Mini/Multi Split | RUUD | HMSV-A-CB | ROMH36FXZHJ |  | Non-Ducted Indoor Units |  |  | 35200 | 20.5 | 9.5 | 36400 | 36400 | 100% | 2.02 | 13 | 13 |  |  |  | No | R-410A | 2.9333 | Residential & Commercial | Non-Ducted CEE Tier 2
206221520 | Mini/Multi Split | RUUD | HMSV-A-CB | ROMH18FXZHJ |  | Non-Ducted Indoor Units |  |  | 18000 | 21.5 | 9.6 | 22000 | 22000 | 100% | 1.84 | 13.5 | 13.5 |  |  |  | No | R-410A | 1.5 | Residential & Commercial | Non-Ducted CEE Tier 2
206221523 | Mini/Multi Split | RUUD | HMSV-A-CB | ROMH24FXZHJ |  | Non-Ducted Indoor Units |  |  | 22000 | 20 | 10 | 25000 | 25600 | 102.4% | 2.06 | 13.3 | 13.3 |  |  |  | No | R-410A | 1.8333 | Residential & Commercial | Non-Ducted CEE Tier 2
205967237 | Mini/Multi Split | LG | HMSR-A-CB-O | ARUM036GSS5 |  | Non-Ducted Indoor Units |  |  | 36000 | 23 | 10.6 | 53000 | 48000 | 90.57% | 1.83 | 15.5 | 15.5 |  |  |  | No | R-410A | 3 | Residential & Commercial | Non-Ducted CEE Tier 2
205967235 | Mini/Multi Split | LG | HMSR-A-CB-O | ARUM048GSS5 |  | Non-Ducted Indoor Units |  |  | 48000 | 23.3 | 10.3 | 61000 | 48000 | 78.69% | 1.83 | 13.5 | 13.5 |  |  |  | No | R-410A | 4 | Residential & Commercial | Non-Ducted CEE Tier 2
205772851 | Mini/Multi Split | Weathermaker | HMSV-A-CB-O | 38MGRQ30D--3 |  | Non-Ducted Indoor Units |  |  | 30000 | 22.5 | 9.5 | 28000 | 20400 | 72.86% | 1.85 | 12.5 | 12 |  |  |  | No | R-410A | 2.5 | Residential & Commercial | Non-Ducted CEE Tier 2
205772854 | Mini/Multi Split | Weathermaker | HMSV-A-CB-O | 38MGRQ36D--3 |  | Non-Ducted Indoor Units |  |  | 36000 | 21.5 | 9.5 | 36000 | 36000 | 100% | 1.9 | 13.5 | 13.5 |  |  |  | No | R-410A | 3 | Residential & Commercial | Non-Ducted CEE Tier 2
205470408 | Mini/Multi Split | WESTINGHOUSE | HMSV-A-CB-O | WHP18M2A21S |  | Non-Ducted Indoor Units |  |  | 18000 | 21 | 9.5 | 18000 | 18000 | 100% | 1.84 | 12.5 | 12.5 |  |  |  | No | R-410A | 1.5 | Residential & Commercial | Non-Ducted CEE Tier 2
205150429 | Mini/Multi Split | FRIEDRICH | HMSV-A-CB-O | FPHMR18A3A |  | Non-Ducted Indoor Units |  |  | 18000 | 21 | 9.5 | 18000 | 18000 | 100% | 1.84 | 12.5 | 12.5 |  |  |  | No | R-410A | 1.5 | Residential & Commercial | Non-Ducted CEE Tier 2
205230040 | Mini/Multi Split | SAMSUNG | HMSR-A-CB-O | AM053TXMDCH |  | Non-Ducted Indoor Units |  |  | 53000 | 20 | 10 | 61000 | 43000 | 70.49% | 2 | 11.5 | 11.5 |  |  |  | No | R-410A | 4.4167 | Residential & Commercial | Non-Ducted CEE Tier 2
205150432 | Mini/Multi Split | AIR-CON | HMSV-A-CB-O | AMSCI4H4S18 |  | Non-Ducted Indoor Units |  |  | 18000 | 21 | 9.5 | 18000 | 18000 | 100% | 1.84 | 12.5 | 12.5 |  |  |  | No | R-410A | 1.5 | Residential & Commercial | Non-Ducted CEE Tier 2
205142809 | Mini/Multi Split | SAMSUNG | HMSR-A-CB-O | AM036TXMDCH |  | Non-Ducted Indoor Units |  |  | 38000 | 22 | 10 | 42000 | 31000 | 73.81% | 2.1 | 12.5 | 12.5 |  |  |  | No | R-410A | 3.1667 | Residential & Commercial | Non-Ducted CEE Tier 2
205142810 | Mini/Multi Split | SAMSUNG | HMSR-A-CB-O | AM048TXMDCH |  | Non-Ducted Indoor Units |  |  | 48000 | 20.5 | 10 | 54000 | 38000 | 70.37% | 2 | 11.5 | 11.5 |  |  |  | No | R-410A | 4 | Residential & Commercial | Non-Ducted CEE Tier 2
205049559 | Mini/Multi Split | RUUD | HMSV-A-CB | UOMH18AFXZJ |  | Non-Ducted Indoor Units |  |  | 18000 | 21.5 | 9.6 | 22000 | 22000 | 100% | 1.84 | 13.5 | 13.5 |  |  |  | No | R-410A | 1.5 | Residential & Commercial | Non-Ducted CEE Tier 2
205049560 | Mini/Multi Split | RHEEM | HMSV-A-CB | ROMH18AFXZJ |  | Non-Ducted Indoor Units |  |  | 18000 | 21.5 | 9.6 | 22000 | 22000 | 100% | 1.84 | 13.5 | 13.5 |  |  |  | No | R-410A | 1.5 | Residential & Commercial | Non-Ducted CEE Tier 2
205047864 | Mini/Multi Split | C&H | HMSV-A-CB-O | CH-HYP36MSPH-230VO |  | Non-Ducted Indoor Units |  |  | 36000 | 21.5 | 9.5 | 36000 | 36000 | 100% | 1.9 | 13.5 | 13.5 |  |  |  | No | R-410A | 3 | Residential & Commercial | Non-Ducted CEE Tier 2
204816953 | Mini/Multi Split | HISENSE | HMSV-A-CB-O | AMW2-18U3SFA |  | Non-Ducted Indoor Units |  |  | 18000 | 21 | 9.5 | 18000 | 18000 | 100% | 1.84 | 12.5 | 12.5 |  |  |  | No | R-410A | 1.5 | Residential & Commercial | Non-Ducted CEE Tier 2
204706296 | Mini/Multi Split | ACC | HMSV-A-CB-O | MST363E23MHAA |  | Non-Ducted Indoor Units |  |  | 36000 | 21.5 | 9.5 | 36000 | 36000 | 100% | 1.9 | 13.5 | 13.5 |  |  |  | No | R-410A | 3 | Residential & Commercial | Non-Ducted CEE Tier 2
204631560 | Mini/Multi Split | MIDEA | HMSV-A-CB | MV1-36DMN1-(C) |  | Non-Ducted Indoor Units |  |  | 36000 | 19.2 | 9.5 | 37000 | 26000 | 70.27% | 2.1 | 12.1 | 12.1 |  |  |  | No | R-410A | 3 | Residential & Commercial | Non-Ducted CEE Tier 2
213886050 | Mini/Multi Split | SLIMAIR | HMSV-A-CB-O | SHC5Z55VE2AG |  | Non-Ducted Indoor Units |  |  | 55000 | 20 | 9.5 | 55000 | 45500 | 82.73% | 1.8 | 10.5 | 10.5 |  |  |  | No | R-410A | 4.5833 | Residential & Commercial | Non-Ducted CEE Tier 2
213927619 | Mini/Multi Split | MAXI AIR | HMSV-A-CB-O | NE-T53-MULTI28E |  | Non-Ducted Indoor Units |  |  | 28000 | 23 | 10.6 | 28000 | 25000 | 89.29% | 1.8 | 12.5 | 12.5 |  |  |  | No | R-410A | 2.3333 | Residential & Commercial | Non-Ducted CEE Tier 2
213886044 | Mini/Multi Split | SLIMAIR | HMSV-A-CB-O | SHC4Z36VE2AG |  | Non-Ducted Indoor Units |  |  | 36000 | 20 | 9.7 | 37000 | 36000 | 97.3% | 1.9 | 12.5 | 12.5 |  |  |  | No | R-410A | 3 | Residential & Commercial | Non-Ducted CEE Tier 2
213886047 | Mini/Multi Split | SLIMAIR | HMSV-A-CB-O | SHC5Z48VE2AG |  | Non-Ducted Indoor Units |  |  | 48000 | 21.2 | 10 | 49000 | 45000 | 91.84% | 2 | 11 | 11 |  |  |  | No | R-410A | 4 | Residential & Commercial | Non-Ducted CEE Tier 2
213886041 | Mini/Multi Split | SLIMAIR | HMSV-A-CB-O | SHC3Z27VE2AG |  | Non-Ducted Indoor Units |  |  | 28000 | 22.6 | 9.8 | 28000 | 25000 | 89.29% | 1.8 | 11.5 | 11.8 |  |  |  | No | R-410A | 2.3333 | Residential & Commercial | Non-Ducted CEE Tier 2
204462622 | Mini/Multi Split | KINGHOME | HRCU-A-CB-O | KM18UH5O |  | Non-Ducted Indoor Units |  |  | 18000 | 20 | 10 | 21000 | 21800 | 103.8% | 1.81 | 12.5 | 12 |  |  |  | No | R-410A | 1.5 | Residential & Commercial | Non-Ducted CEE Tier 2
204462623 | Mini/Multi Split | KINGHOME | HRCU-A-CB-O | KM24UH5O |  | Non-Ducted Indoor Units |  |  | 22000 | 20 | 10 | 26000 | 30000 | 115.4% | 1.8 | 12.5 | 12 |  |  |  | No | R-410A | 1.8333 | Residential & Commercial | Non-Ducted CEE Tier 2
204344215 | Mini/Multi Split | Hisense | HMSV-A-CB-O | AVW-36H3FH |  | Non-Ducted Indoor Units |  |  | 36000 | 19.5 | 10.4 | 42000 | 31000 | 73.81% | 2.2 | 14.2 | 14.2 |  |  |  | No | R-410A | 3 | Residential & Commercial | Non-Ducted CEE Tier 2
204344216 | Mini/Multi Split | Hisense | HMSV-A-CB-O | AVW-48H3FH |  | Non-Ducted Indoor Units |  |  | 48000 | 18.5 | 10 | 54000 | 38000 | 70.37% | 2.2 | 12.6 | 12.6 |  |  |  | No | R-410A | 4 | Residential & Commercial | Non-Ducted CEE Tier 2
204344218 | Mini/Multi Split | TOSOT | HRCU-A-CB-O | TM18H5O |  | Non-Ducted Indoor Units |  |  | 18000 | 20 | 10 | 21000 | 21800 | 103.8% | 1.81 | 12.5 | 12 |  |  |  | No | R-410A | 1.5 | Residential & Commercial | Non-Ducted CEE Tier 2
204344219 | Mini/Multi Split | TOSOT | HRCU-A-CB-O | TM24H5O |  | Non-Ducted Indoor Units |  |  | 22000 | 20 | 10 | 26000 | 30000 | 115.4% | 1.8 | 12.5 | 12 |  |  |  | No | R-410A | 1.8333 | Residential & Commercial | Non-Ducted CEE Tier 2
204340534 | Mini/Multi Split | TRANE | HRCU-A-CB-O | 4TXM2318A12NU** |  | Non-Ducted Indoor Units |  |  | 18000 | 20 | 10 | 21000 | 21800 | 103.8% | 1.81 | 12.5 | 12 |  |  |  | No | R-410A | 1.5 | Residential & Commercial | Non-Ducted CEE Tier 2
204340535 | Mini/Multi Split | AMERICAN STANDARD | HRCU-A-CB-O | 4TXM2318A12NU** |  | Non-Ducted Indoor Units |  |  | 18000 | 20 | 10 | 21000 | 21800 | 103.8% | 1.81 | 12.5 | 12 |  |  |  | No | R-410A | 1.5 | Residential & Commercial | Non-Ducted CEE Tier 2
204340536 | Mini/Multi Split | TRANE | HMSV-A-CB-O | 4TXM2324A13NU** |  | Non-Ducted Indoor Units |  |  | 22000 | 20 | 10 | 26000 | 30000 | 115.4% | 1.8 | 12.5 | 12 |  |  |  | No | R-410A | 1.8333 | Residential & Commercial | Non-Ducted CEE Tier 2
204340537 | Mini/Multi Split | AMERICAN STANDARD | HMSV-A-CB-O | 4TXM2324A13NU** |  | Non-Ducted Indoor Units |  |  | 22000 | 20 | 10 | 26000 | 30000 | 115.4% | 1.8 | 12.5 | 12 |  |  |  | No | R-410A | 1.8333 | Residential & Commercial | Non-Ducted CEE Tier 2
204005786 | Mini/Multi Split | ELIOS | HMSV-A-CB-O | DE36HOM25230X3 |  | Non-Ducted Indoor Units |  |  | 36000 | 21.5 | 9.5 | 36000 | 36000 | 100% | 1.9 | 13.5 | 13.5 |  |  |  | No | R-410A | 3 | Residential & Commercial | Non-Ducted CEE Tier 2
204005752 | Mini/Multi Split | MOOVAIR | HMSV-A-CB-O | DM36HOM25230X3 |  | Non-Ducted Indoor Units |  |  | 36000 | 21.5 | 9.5 | 36000 | 36000 | 100% | 1.9 | 13.5 | 13.5 |  |  |  | No | R-410A | 3 | Residential & Commercial | Non-Ducted CEE Tier 2
203991186 | Mini/Multi Split | BOSCH | HMSV-A-CB-O | BMS500-AAM036-1CSXHB |  | Non-Ducted Indoor Units |  |  | 36000 | 21.5 | 9.5 | 36000 | 36000 | 100% | 1.9 | 13.5 | 13.5 |  |  |  | No | R-410A | 3 | Residential & Commercial | Non-Ducted CEE Tier 2
203994967 | Mini/Multi Split | YORK | HMSV-A-CB-O | YVAHP036B21S* |  | Non-Ducted Indoor Units |  |  | 36000 | 22.2 | 10.8 | 40000 | 29000 | 72.5% | 1.81 | 16.7 | 16.7 |  |  |  | No | R-410A | 3 | Residential & Commercial | Non-Ducted CEE Tier 2
203994969 | Mini/Multi Split | HITACHI | HMSV-A-CB-O | HVAHP036B21S* |  | Non-Ducted Indoor Units |  |  | 36000 | 22.2 | 10.8 | 40000 | 29000 | 72.5% | 1.81 | 16.7 | 16.7 |  |  |  | No | R-410A | 3 | Residential & Commercial | Non-Ducted CEE Tier 2
203994971 | Mini/Multi Split | Coleman | HMSV-A-CB-O | CVAHP036B21S* |  | Non-Ducted Indoor Units |  |  | 36000 | 22.2 | 10.8 | 40000 | 29000 | 72.5% | 1.81 | 16.7 | 16.7 |  |  |  | No | R-410A | 3 | Residential & Commercial | Non-Ducted CEE Tier 2
203966617 | Mini/Multi Split | AIRQUEST | HMSV-A-CB-O | DLCMRAH27CAK |  | Non-Ducted Indoor Units |  |  | 27000 | 22 | 9.6 | 27000 | 22600 | 83.7% | 2.06 | 11.5 | 11.5 |  |  |  | No | R-410A | 2.25 | Residential & Commercial | Non-Ducted CEE Tier 2
203514060 | Mini/Multi Split | EMI | HMSV-A-CB-O | DHMZ436DA |  | Non-Ducted Indoor Units |  |  | 36000 | 21.5 | 9.5 | 36000 | 36000 | 100% | 1.9 | 13.5 | 13.5 |  |  |  | No | R-410A | 3 | Residential & Commercial | Non-Ducted CEE Tier 2
203989085 | Mini/Multi Split | GREE | HMSV-A-CB-O | MULTIU18HP230V1DO |  | Non-Ducted Indoor Units |  |  | 18000 | 20 | 10 | 21000 | 21800 | 103.8% | 1.81 | 12.5 | 12 |  |  |  | No | R-410A | 1.5 | Residential & Commercial | Non-Ducted CEE Tier 2
203989086 | Mini/Multi Split | GREE | HMSV-A-CB-O | MULTIU24HP230V1DO |  | Non-Ducted Indoor Units |  |  | 22000 | 20 | 10 | 26000 | 30000 | 115.4% | 1.8 | 12.5 | 12 |  |  |  | No | R-410A | 1.8333 | Residential & Commercial | Non-Ducted CEE Tier 2
203269784 | Mini/Multi Split | DIRECT AIR | HMSV-A-CB-O | M4OH-36HFN1-M |  | Non-Ducted Indoor Units |  |  | 36000 | 21.5 | 9.5 | 36000 | 36000 | 100% | 1.9 | 13.5 | 13.5 |  |  |  | No | R-410A | 3 | Residential & Commercial | Non-Ducted CEE Tier 2
202918822 | Mini/Multi Split | BLUERIDGE | HMSV-A-CB-O | BMHH36M17C |  | Non-Ducted Indoor Units |  |  | 36000 | 21.5 | 9.5 | 36000 | 36000 | 100% | 1.9 | 13.5 | 13.5 |  |  |  | No | R-410A | 3 | Residential & Commercial | Non-Ducted CEE Tier 2
202557960 | Mini/Multi Split | GREE | HRCU-A-CB-O | GWHD(18)ND3JO |  | Non-Ducted Indoor Units |  |  | 18000 | 20 | 10 | 21000 | 21800 | 103.8% | 1.81 | 12.5 | 12 |  |  |  | No | R-410A | 1.5 | Residential & Commercial | Non-Ducted CEE Tier 2
202557961 | Mini/Multi Split | GREE | HMSV-A-CB-O | GWHD(24)ND3JO |  | Non-Ducted Indoor Units |  |  | 22000 | 20 | 10 | 26000 | 30000 | 115.4% | 1.8 | 12.5 | 12 |  |  |  | No | R-410A | 1.8333 | Residential & Commercial | Non-Ducted CEE Tier 2
202575873 | Mini/Multi Split | COMFORTSTAR | HMSV-A-CB-O | CM4-36-4ZX |  | Non-Ducted Indoor Units |  |  | 36000 | 21.5 | 9.5 | 36000 | 36000 | 100% | 1.9 | 13.5 | 13.5 |  |  |  | No | R-410A | 3 | Residential & Commercial | Non-Ducted CEE Tier 2
202119270 | Mini/Multi Split | SMART COMFORT | HMSV-A-CB-O | DLCMRAH27CAK |  | Non-Ducted Indoor Units |  |  | 27000 | 22 | 9.6 | 27000 | 22600 | 83.7% | 2.06 | 11.5 | 11.5 |  |  |  | No | R-410A | 2.25 | Residential & Commercial | Non-Ducted CEE Tier 2
202083996 | Mini/Multi Split | SAMSUNG | HMSV-A-CB-O | AM060NXMDCR |  | Non-Ducted Indoor Units |  |  | 60000 | 19 | 9.8 | 66000 | 47000 | 71.21% | 2 | 11.2 | 11.2 |  |  |  | No | R-410A | 5 | Residential & Commercial | Non-Ducted CEE Tier 2
202083810 | Mini/Multi Split | SAMSUNG | HMSV-A-CB-O | AM053NXMDCR |  | Non-Ducted Indoor Units |  |  | 53000 | 20 | 10 | 61000 | 43000 | 70.49% | 2 | 11.5 | 11.5 |  |  |  | No | R-410A | 4.4167 | Residential & Commercial | Non-Ducted CEE Tier 2
202098116 | Mini/Multi Split | SAMSUNG | HMSV-A-CB-O | AM036NXMDCR |  | Non-Ducted Indoor Units |  |  | 38000 | 22 | 10 | 42000 | 31000 | 73.81% | 2.1 | 12.5 | 12.5 |  |  |  | No | R-410A | 3.1667 | Residential & Commercial | Non-Ducted CEE Tier 2
202057118 | Mini/Multi Split | SAMSUNG | HMSV-A-CB-O | AM048NXMDCR |  | Non-Ducted Indoor Units |  |  | 48000 | 20.5 | 10 | 54000 | 38000 | 70.37% | 2 | 11.5 | 11.5 |  |  |  | No | R-410A | 4 | Residential & Commercial | Non-Ducted CEE Tier 2
201866481 | Mini/Multi Split | KERR | HMSV-A-CB-O | A-KMH36QU-1 |  | Non-Ducted Indoor Units |  |  | 36000 | 21.5 | 9.5 | 36000 | 36000 | 100% | 1.9 | 13.5 | 13.5 |  |  |  | No | R-410A | 3 | Residential & Commercial | Non-Ducted CEE Tier 2
201863418 | Mini/Multi Split | KOOLKING | HMSV-A-CB-O | M3OF-27HFN1-M |  | Non-Ducted Indoor Units |  |  | 27000 | 22 | 9.6 | 27000 | 22600 | 83.7% | 2.06 | 11.5 | 11.5 |  |  |  | No | R-410A | 2.25 | Residential & Commercial | Non-Ducted CEE Tier 2
201862959 | Mini/Multi Split | CENTURY | HMSV-A-CB-O | A-VMH36QU-1 |  | Non-Ducted Indoor Units |  |  | 36000 | 21.5 | 9.5 | 36000 | 36000 | 100% | 1.9 | 13.5 | 13.5 |  |  |  | No | R-410A | 3 | Residential & Commercial | Non-Ducted CEE Tier 2
201846984 | Mini/Multi Split | PAYNE | HMSV-A-CB-O | 38MGRQ36D--3 |  | Non-Ducted Indoor Units |  |  | 36000 | 21.5 | 9.5 | 36000 | 36000 | 100% | 1.9 | 13.5 | 13.5 |  |  |  | No | R-410A | 3 | Residential & Commercial | Non-Ducted CEE Tier 2
201835690 | Mini/Multi Split | HEIL | HMSV-A-CB-O | DLCMRAH27CAK |  | Non-Ducted Indoor Units |  |  | 27000 | 22 | 9.6 | 27000 | 22600 | 83.7% | 2.06 | 11.5 | 11.5 |  |  |  | No | R-410A | 2.25 | Residential & Commercial | Non-Ducted CEE Tier 2
201835691 | Mini/Multi Split | KEEPRITE | HMSV-A-CB-O | DLCMRAH27CAK |  | Non-Ducted Indoor Units |  |  | 27000 | 22 | 9.6 | 27000 | 22600 | 83.7% | 2.06 | 11.5 | 11.5 |  |  |  | No | R-410A | 2.25 | Residential & Commercial | Non-Ducted CEE Tier 2
201835786 | Mini/Multi Split | TEMPSTAR | HMSV-A-CB-O | DLCMRAH27CAK |  | Non-Ducted Indoor Units |  |  | 27000 | 22 | 9.6 | 27000 | 22600 | 83.7% | 2.06 | 11.5 | 11.5 |  |  |  | No | R-410A | 2.25 | Residential & Commercial | Non-Ducted CEE Tier 2
201835787 | Mini/Multi Split | KENMORE | HMSV-A-CB-O | DLCMRAH27CAK |  | Non-Ducted Indoor Units |  |  | 27000 | 22 | 9.6 | 27000 | 22600 | 83.7% | 2.06 | 11.5 | 11.5 |  |  |  | No | R-410A | 2.25 | Residential & Commercial | Non-Ducted CEE Tier 2
201847004 | Mini/Multi Split | MIDEA | HMSV-A-CB-O | 38MGRQ36D--3 |  | Non-Ducted Indoor Units |  |  | 36000 | 21.5 | 9.5 | 36000 | 36000 | 100% | 1.9 | 13.5 | 13.5 |  |  |  | No | R-410A | 3 | Residential & Commercial | Non-Ducted CEE Tier 2
201835525 | Mini/Multi Split | ARCOAIRE | HMSV-A-CB-O | DLCMRAH27CAK |  | Non-Ducted Indoor Units |  |  | 27000 | 22 | 9.6 | 27000 | 22600 | 83.7% | 2.06 | 11.5 | 11.5 |  |  |  | No | R-410A | 2.25 | Residential & Commercial | Non-Ducted CEE Tier 2
201835573 | Mini/Multi Split | COMFORTMAKER | HMSV-A-CB-O | DLCMRAH27CAK |  | Non-Ducted Indoor Units |  |  | 27000 | 22 | 9.6 | 27000 | 22600 | 83.7% | 2.06 | 11.5 | 11.5 |  |  |  | No | R-410A | 2.25 | Residential & Commercial | Non-Ducted CEE Tier 2
201835621 | Mini/Multi Split | DAY & NIGHT | HMSV-A-CB-O | DLCMRAH27CAK |  | Non-Ducted Indoor Units |  |  | 27000 | 22 | 9.6 | 27000 | 22600 | 83.7% | 2.06 | 11.5 | 11.5 |  |  |  | No | R-410A | 2.25 | Residential & Commercial | Non-Ducted CEE Tier 2
201771973 | Mini/Multi Split | MIDEA | HMSV-A-CB-O | DLCMRAH27CAK |  | Non-Ducted Indoor Units |  |  | 27000 | 22 | 9.6 | 27000 | 22600 | 83.7% | 2.06 | 11.5 | 11.5 |  |  |  | No | R-410A | 2.25 | Residential & Commercial | Non-Ducted CEE Tier 2
201771989 | Mini/Multi Split | LENNOX | HMSV-A-CB-O | MLA036S4M-1P |  | Non-Ducted Indoor Units |  |  | 36000 | 21.5 | 9.5 | 36000 | 36000 | 100% | 1.9 | 13.5 | 13.5 |  |  |  | No | R-410A | 3 | Residential & Commercial | Non-Ducted CEE Tier 2
10595430 | Mini/Multi Split | RHEEM | HMSV-A-CB | ROMH36FXZHJ |  | Non-Ducted Indoor Units |  |  | 35200 | 20.5 | 9.5 | 36400 | 36400 | 100% | 2.02 | 13 | 13 |  |  |  | No | R-410A | 2.9333 | Residential & Commercial | Non-Ducted CEE Tier 2
10595431 | Mini/Multi Split | RUUD | HMSV-A-CB | UOMH36FXZHJ |  | Non-Ducted Indoor Units |  |  | 35200 | 20.5 | 9.5 | 36400 | 36400 | 100% | 2.02 | 13 | 13 |  |  |  | No | R-410A | 2.9333 | Residential & Commercial | Non-Ducted CEE Tier 2
10595418 | Mini/Multi Split | RHEEM | HMSV-A-CB | ROMH18FXZHJ |  | Non-Ducted Indoor Units |  |  | 18000 | 21.5 | 9.6 | 22000 | 22000 | 100% | 1.84 | 13.5 | 13.5 |  |  |  | No | R-410A | 1.5 | Residential & Commercial | Non-Ducted CEE Tier 2
10595419 | Mini/Multi Split | RUUD | HMSV-A-CB | UOMH18FXZHJ |  | Non-Ducted Indoor Units |  |  | 18000 | 21.5 | 9.6 | 22000 | 22000 | 100% | 1.84 | 13.5 | 13.5 |  |  |  | No | R-410A | 1.5 | Residential & Commercial | Non-Ducted CEE Tier 2
10595424 | Mini/Multi Split | RHEEM | HMSV-A-CB | ROMH24FXZHJ |  | Non-Ducted Indoor Units |  |  | 22000 | 20 | 10 | 25000 | 25600 | 102.4% | 2.06 | 13.3 | 13.3 |  |  |  | No | R-410A | 1.8333 | Residential & Commercial | Non-Ducted CEE Tier 2
10595425 | Mini/Multi Split | RUUD | HMSV-A-CB | UOMH24FXZHJ |  | Non-Ducted Indoor Units |  |  | 22000 | 20 | 10 | 25000 | 25600 | 102.4% | 2.06 | 13.3 | 13.3 |  |  |  | No | R-410A | 1.8333 | Residential & Commercial | Non-Ducted CEE Tier 2
10445376 | Mini/Multi Split | LG | HMSV-A-CB-O | LMU300HHV |  | Non-Ducted Indoor Units |  |  | 28400 | 20 | 9.8 | 28600 | 24000 | 83.92% | 1.85 | 12.5 | 12.5 |  |  |  | No | R-410A | 2.3667 | Residential & Commercial | Non-Ducted CEE Tier 2
10514710 | Mini/Multi Split | LG | HMSV-A-CB-O | ARUN060GSS4 |  | Non-Ducted Indoor Units |  |  | 60000 | 23 | 10 | 66000 | 50000 | 75.76% | 1.83 | 10 | 10 |  |  |  | No | R-410A | 5 | Residential & Commercial | Non-Ducted CEE Tier 2
10445374 | Mini/Multi Split | LG | HMSV-A-CB-O | LMU240HHV |  | Non-Ducted Indoor Units |  |  | 24000 | 21 | 9.8 | 26000 | 22000 | 84.62% | 1.83 | 13.5 | 13.5 |  |  |  | No | R-410A | 2 | Residential & Commercial | Non-Ducted CEE Tier 2
10221199 | Mini/Multi Split | PANASONIC | HMSV-A-CB-O | CU-3E19RBU-5 |  | Non-Ducted Indoor Units |  |  | 19000 | 22 | 10.1 | 26000 | 18900 | 72.69% | 1.88 | 12.55 | 12.55 |  |  |  | No | R-410A | 1.5833 | Residential & Commercial | Non-Ducted CEE Tier 2
10221204 | Mini/Multi Split | PANASONIC | HMSV-A-CB-O | CU-4E24RBU-5 |  | Non-Ducted Indoor Units |  |  | 24000 | 22 | 9.5 | 29800 | 21000 | 70.47% | 1.95 | 12.55 | 12.55 |  |  |  | No | R-410A | 2 | Residential & Commercial | Non-Ducted CEE Tier 2
10208229 | Mini/Multi Split | PANASONIC | HMSV-A-CB-O | CU-2E18SBU-5 |  | Non-Ducted Indoor Units |  |  | 16700 | 19 | 9.5 | 20200 | 16800 | 83.17% | 1.82 | 12.55 | 12.55 |  |  |  | No | R-410A | 1.3917 | Residential & Commercial | Non-Ducted CEE Tier 2
10147097 | Mini/Multi Split | SAMSUNG | HMSV-A-CB-O | AM060MXMDCH |  | Non-Ducted Indoor Units |  |  | 60000 | 19 | 9.8 | 66000 | 47000 | 71.21% | 2 | 11.2 | 11.2 |  |  |  | No | R-410A | 5 | Residential & Commercial | Non-Ducted CEE Tier 2
10070561 | Mini/Multi Split | LG | HMSR-A-CB-O | ARUB060GSS4 |  | Non-Ducted Indoor Units |  |  | 60000 | 23 | 10 | 67000 | 50000 | 74.63% | 1.83 | 10 | 10 |  |  |  | No | R-410A | 5 | Residential & Commercial | Non-Ducted CEE Tier 2
10070562 | Mini/Multi Split | LG | HMSV-A-CB-O | ARUN024GSS4 |  | Non-Ducted Indoor Units |  |  | 24000 | 18.15 | 10.2 | 31200 | 26200 | 83.97% | 2.16 | 10.7 | 10.7 |  |  |  | No | R-410A | 2 | Residential & Commercial | Non-Ducted CEE Tier 2
207742469 | Mini/Multi Split | ELIOS | HMSV-A-CB-O | DEA48HOM25230X3 |  | Non-Ducted Indoor Units |  |  | 48000 | 21.8 | 9.8 | 49000 | 45000 | 91.84% | 2 | 11.6 | 11.7 |  |  |  | No | R-410A | 4 | Residential & Commercial | Non-Ducted CEE Tier 2
214442634 | Mini/Multi Split | CENTURY | HMSV-A-CB-O | A-VMH55PV-1 |  | Non-Ducted Indoor Units |  |  | 55000 | 22 | 9.5 | 55000 | 46000 | 83.64% | 1.9 | 10.5 | 10.5 |  |  |  | No | R-410A | 4.5833 | Residential & Commercial | Non-Ducted CEE Tier 2
207683486 | Mini/Multi Split | MIDEA | HMSV-A-CB-O | MMCMHAQ36DA3 |  | Non-Ducted Indoor Units |  |  | 36000 | 22.2 | 10.3 | 37000 | 36000 | 97.3% | 1.9 | 13.6 | 13.6 |  |  |  | No | R-410A | 3 | Residential & Commercial | Non-Ducted CEE Tier 2
207742381 | Mini/Multi Split | C&H | HMSV-A-CB-O | CH-HPR48M-230VO |  | Non-Ducted Indoor Units |  |  | 48000 | 21.8 | 9.8 | 49000 | 45000 | 91.84% | 2 | 11.6 | 11.7 |  |  |  | No | R-410A | 4 | Residential & Commercial | Non-Ducted CEE Tier 2
207642954 | Mini/Multi Split | Weathermaker | HMSV-A-CB-O | 38MGHBQ36DA3 |  | Non-Ducted Indoor Units |  |  | 36000 | 22.2 | 10.3 | 37000 | 36000 | 97.3% | 1.9 | 13.6 | 13.6 |  |  |  | No | R-410A | 3 | Residential & Commercial | Non-Ducted CEE Tier 2
212925602 | Mini/Multi Split | COMFORMATIC | HMSV-A-CB-O | GFMCX24-H2 |  | Non-Ducted Indoor Units |  |  | 23200 | 21 | 10 | 24000 | 21600 | 90% | 2.1 | 12.5 | 12.5 |  |  |  | No | R-410A | 1.9333 | Residential & Commercial | Non-Ducted CEE Tier 2
9854619 | Mini/Multi Split | MDV | HMSV-A-CB-O | M4OH-30HFN1-M |  | Non-Ducted Indoor Units |  |  | 30000 | 22.5 | 9.5 | 28000 | 20400 | 72.86% | 1.85 | 12.5 | 12 |  |  |  | No | R-410A | 2.5 | Residential & Commercial | Non-Ducted CEE Tier 2
9854626 | Mini/Multi Split | CARRIER | HMSV-A-CB-O | 38MGRQ30D--3 |  | Non-Ducted Indoor Units |  |  | 30000 | 22.5 | 9.5 | 28000 | 20400 | 72.86% | 1.85 | 12.5 | 12 |  |  |  | No | R-410A | 2.5 | Residential & Commercial | Non-Ducted CEE Tier 2
9854627 | Mini/Multi Split | BRYANT | HMSV-A-CB-O | 38MGRQ30D--3 |  | Non-Ducted Indoor Units |  |  | 30000 | 22.5 | 9.5 | 28000 | 20400 | 72.86% | 1.85 | 12.5 | 12 |  |  |  | No | R-410A | 2.5 | Residential & Commercial | Non-Ducted CEE Tier 2
9118473 | Mini/Multi Split | CARRIER | HMSV-A-CB-O | 38MGRQ36D--3 |  | Non-Ducted Indoor Units |  |  | 36000 | 21.5 | 9.5 | 36000 | 36000 | 100% | 1.9 | 13.5 | 13.5 |  |  |  | No | R-410A | 3 | Residential & Commercial | Non-Ducted CEE Tier 2
9118474 | Mini/Multi Split | BRYANT | HMSV-A-CB-O | 38MGRQ36D--3 |  | Non-Ducted Indoor Units |  |  | 36000 | 21.5 | 9.5 | 36000 | 36000 | 100% | 1.9 | 13.5 | 13.5 |  |  |  | No | R-410A | 3 | Residential & Commercial | Non-Ducted CEE Tier 2
208132541 | Mini/Multi Split | MDV | HMSV-A-CB-O | M5OA-55HFN1-M-[X](2) |  | Non-Ducted Indoor Units |  |  | 55000 | 22 | 9.5 | 55000 | 46000 | 83.64% | 1.9 | 10.5 | 10.5 |  |  |  | No | R-410A | 4.5833 | Residential & Commercial | Non-Ducted CEE Tier 2
212925867 | Mini/Multi Split | Mitsubishi Electric | HMSV-A-CB-O | MXZ-2C20NAHZ4-** |  | Non-Ducted Indoor Units |  |  | 18000 | 17 | 10 | 22000 | 21600 | 98.18% | 1.89 | 0 | 13.5 |  |  |  | No | R-410A | 1.5 | Residential & Commercial | Non-Ducted CEE Tier 2
212925868 | Mini/Multi Split | Mitsubishi Electric | HMSV-A-CB-O | MXZ-3C30NAHZ4-** |  | Non-Ducted Indoor Units |  |  | 28400 | 18 | 10 | 28600 | 28600 | 100% | 1.8 | 0 | 12.5 |  |  |  | No | R-410A | 2.3667 | Residential & Commercial | Non-Ducted CEE Tier 2
212925880 | Mini/Multi Split | Mitsubishi Electric | HMSV-A-CB-O | MXZ-3C24NA4-** |  | Non-Ducted Indoor Units |  |  | 22000 | 20 | 10 | 25000 | 19600 | 78.4% | 1.8 | 0 | 13.6 |  |  |  | No | R-410A | 1.8333 | Residential & Commercial | Non-Ducted CEE Tier 2
8994415 | Mini/Multi Split | MDV | HMSV-A-CB-O | M4OH-36HFN1-M |  | Non-Ducted Indoor Units |  |  | 36000 | 21.5 | 9.5 | 36000 | 36000 | 100% | 1.9 | 13.5 | 13.5 |  |  |  | No | R-410A | 3 | Residential & Commercial | Non-Ducted CEE Tier 2
212925599 | Mini/Multi Split | COMFORMATIC | HMSV-A-CB-O | GFMCX18-H2 |  | Non-Ducted Indoor Units |  |  | 17000 | 21 | 10 | 18000 | 13600 | 75.56% | 2.22 | 12 | 12 |  |  |  | No | R-410A | 1.4167 | Residential & Commercial | Non-Ducted CEE Tier 2
212925512 | Mini/Multi Split | American Standard / Mitsubishi Electric | HMSV-A-CB-O | NTXMPH20A122C** |  | Non-Ducted Indoor Units |  |  | 18000 | 17 | 10 | 22000 | 21600 | 98.18% | 1.89 | 0 | 13.5 |  |  |  | No | R-410A | 1.5 | Residential & Commercial | Non-Ducted CEE Tier 2
212925513 | Mini/Multi Split | Trane / Mitsubishi Electric | HMSV-A-CB-O | NTXMPH20A122C** |  | Non-Ducted Indoor Units |  |  | 18000 | 17 | 10 | 22000 | 21600 | 98.18% | 1.89 | 0 | 13.5 |  |  |  | No | R-410A | 1.5 | Residential & Commercial | Non-Ducted CEE Tier 2
212925514 | Mini/Multi Split | American Standard / Mitsubishi Electric | HMSV-A-CB-O | NTXMPH24A132C** |  | Non-Ducted Indoor Units |  |  | 22000 | 19 | 10 | 25000 | 25000 | 100% | 1.95 | 0 | 13.5 |  |  |  | No | R-410A | 1.8333 | Residential & Commercial | Non-Ducted CEE Tier 2
212925515 | Mini/Multi Split | American Standard / Mitsubishi Electric | HMSV-A-CB-O | NTXMPH30A132C** |  | Non-Ducted Indoor Units |  |  | 28400 | 18 | 10 | 28600 | 28600 | 100% | 1.8 | 0 | 12.5 |  |  |  | No | R-410A | 2.3667 | Residential & Commercial | Non-Ducted CEE Tier 2
212925516 | Mini/Multi Split | Trane / Mitsubishi Electric | HMSV-A-CB-O | NTXMPH30A132C** |  | Non-Ducted Indoor Units |  |  | 28400 | 18 | 10 | 28600 | 28600 | 100% | 1.8 | 0 | 12.5 |  |  |  | No | R-410A | 2.3667 | Residential & Commercial | Non-Ducted CEE Tier 2
212925533 | Mini/Multi Split | Trane / Mitsubishi Electric | HMSV-A-CB-O | NTXMPH24A132C** |  | Non-Ducted Indoor Units |  |  | 22000 | 19 | 10 | 25000 | 25000 | 100% | 1.95 | 0 | 13.5 |  |  |  | No | R-410A | 1.8333 | Residential & Commercial | Non-Ducted CEE Tier 2
212925534 | Mini/Multi Split | Mitsubishi Electric | HMSV-A-CB-O | MXZ-3C24NA3**** |  | Non-Ducted Indoor Units |  |  | 22000 | 20 | 9.5 | 25000 | 18200 | 72.8% | 2.2 | 0 | 13.6 |  |  |  | No | R-410A | 1.8333 | Residential & Commercial | Non-Ducted CEE Tier 2
212925537 | Mini/Multi Split | Mitsubishi Electric | HMSV-A-CB-O | MXZ-3C24NAHZ4-** |  | Non-Ducted Indoor Units |  |  | 22000 | 19 | 10 | 25000 | 25000 | 100% | 1.95 | 0 | 13.5 |  |  |  | No | R-410A | 1.8333 | Residential & Commercial | Non-Ducted CEE Tier 2
212925489 | Mini/Multi Split | Trane / Mitsubishi Electric | HMSV-A-CB-O | NTXMMX24A132B** |  | Non-Ducted Indoor Units |  |  | 22000 | 20 | 9.5 | 25000 | 18200 | 72.8% | 2.2 | 0 | 13.6 |  |  |  | No | R-410A | 1.8333 | Residential & Commercial | Non-Ducted CEE Tier 2
212925490 | Mini/Multi Split | American Standard / Mitsubishi Electric | HMSV-A-CB-O | NTXMMX24A132C** |  | Non-Ducted Indoor Units |  |  | 22000 | 20 | 10 | 25000 | 19600 | 78.4% | 1.8 | 0 | 13.6 |  |  |  | No | R-410A | 1.8333 | Residential & Commercial | Non-Ducted CEE Tier 2
212925491 | Mini/Multi Split | Trane / Mitsubishi Electric | HMSV-A-CB-O | NTXMMX24A132C** |  | Non-Ducted Indoor Units |  |  | 22000 | 20 | 10 | 25000 | 19600 | 78.4% | 1.8 | 0 | 13.6 |  |  |  | No | R-410A | 1.8333 | Residential & Commercial | Non-Ducted CEE Tier 2
8908615 | Mini/Multi Split | FUJITSU | HMSV-A-CB-O | AOU36RLXFZH |  | Non-Ducted Indoor Units |  |  | 35200 | 20.5 | 9.5 | 36400 | 36400 | 100% | 2.02 | 13 | 13 |  |  |  | No | R-410A | 2.9333 | Residential & Commercial | Non-Ducted CEE Tier 2
8717929 | Mini/Multi Split | LG | HMSV-A-CB-O | ARUN048GSS4 |  | Non-Ducted Indoor Units |  |  | 48000 | 20 | 10.2 | 54500 | 39000 | 71.56% | 2.16 | 10.5 | 13.2 |  |  |  | No | R-410A | 4 | Residential & Commercial | Non-Ducted CEE Tier 2
8858349 | Mini/Multi Split | MDV | HMSV-A-CB-O | M3OF-27HFN1-M** |  | Non-Ducted Indoor Units |  |  | 27000 | 22 | 9.6 | 27000 | 22600 | 83.7% | 2.06 | 11.5 | 11.5 |  |  |  | No | R-410A | 2.25 | Residential & Commercial | Non-Ducted CEE Tier 2
8858352 | Mini/Multi Split | MIDEA | HMSV-A-CB-O | MCH3U-27PHH2 |  | Non-Ducted Indoor Units |  |  | 27000 | 22 | 9.6 | 27000 | 22600 | 83.7% | 2.06 | 11.5 | 11.5 |  |  |  | No | R-410A | 2.25 | Residential & Commercial | Non-Ducted CEE Tier 2
8717931 | Mini/Multi Split | LG | HMSV-A-CB-O | ARUN038GSS4 |  | Non-Ducted Indoor Units |  |  | 38000 | 20.1 | 10.6 | 51000 | 39000 | 76.47% | 2.16 | 11.5 | 11.5 |  |  |  | No | R-410A | 3.1667 | Residential & Commercial | Non-Ducted CEE Tier 2
8033586 | Mini/Multi Split | FUJITSU | HMSV-A-CB | AOU24RLXFZH |  | Non-Ducted Indoor Units |  |  | 22000 | 20 | 10 | 25000 | 25600 | 102.4% | 2.06 | 13.3 | 13.3 |  |  |  | No | R-410A | 1.8333 | Residential & Commercial | Non-Ducted CEE Tier 2
8033584 | Mini/Multi Split | FUJITSU | HMSV-A-CB | AOU18RLXFZH |  | Non-Ducted Indoor Units |  |  | 18000 | 21.5 | 9.6 | 22000 | 22000 | 100% | 1.84 | 13.5 | 13.5 |  |  |  | No | R-410A | 1.5 | Residential & Commercial | Non-Ducted CEE Tier 2
213350250 | Mini/Multi Split | TOSHIBA CARRIER | HMSV-A-CB-O | MCY-MAP0487HS-UL* |  | Non-Ducted Indoor Units |  |  | 48000 | 22.6 | 10.3 | 54000 | 38000 | 70.37% | 2.6 | 0 | 13.2 |  |  |  | No | R-410A | 4 | Residential & Commercial | Non-Ducted CEE Tier 2
214377756 | Mini/Multi Split | COMFORT-AIRE | HMSV-A-CB-O | A-VMH36QV-1A |  | Non-Ducted Indoor Units |  |  | 36000 | 22.4 | 10.9 | 36000 | 37000 | 102.8% | 2 | 0 | 12.5 |  |  |  | No | R-410A | 3 | Residential & Commercial | Non-Ducted CEE Tier 2
207643002 | Mini/Multi Split | ARCOAIRE | HMSV-A-CB-O | DLCMHBH36DAK |  | Non-Ducted Indoor Units |  |  | 36000 | 20 | 9.7 | 37000 | 36000 | 97.3% | 1.9 | 12.5 | 12.5 |  |  |  | No | R-410A | 3 | Residential & Commercial | Non-Ducted CEE Tier 2
207643086 | Mini/Multi Split | KEEPRITE | HMSV-A-CB-O | DLCMHBH36DAK |  | Non-Ducted Indoor Units |  |  | 36000 | 20 | 9.7 | 37000 | 36000 | 97.3% | 1.9 | 12.5 | 12.5 |  |  |  | No | R-410A | 3 | Residential & Commercial | Non-Ducted CEE Tier 2
207643170 | Mini/Multi Split | SMART COMFORT | HMSV-A-CB-O | DLCMHBH36DAK |  | Non-Ducted Indoor Units |  |  | 36000 | 20 | 9.7 | 37000 | 36000 | 97.3% | 1.9 | 12.5 | 12.5 |  |  |  | No | R-410A | 3 | Residential & Commercial | Non-Ducted CEE Tier 2
213867403 | Mini/Multi Split | TRUST AIR CONDITIONERS | HMSV-A-CB-O | M5H60H/O4S4P |  | Non-Ducted Indoor Units |  |  | 55000 | 22 | 9.5 | 55000 | 46000 | 83.64% | 1.9 | 10.5 | 10.5 |  |  |  | No | R-410A | 4.5833 | Residential & Commercial | Non-Ducted CEE Tier 2
216573051 | Mini/Multi Split | GREE | HMSV-A-CB-O | GWHD(48)ND6MO |  | Non-Ducted Indoor Units |  |  | 48000 | 21 | 10 | 48000 | 37800 | 78.75% | 2.1 | 0 | 12 |  |  |  | No | R-32 | 4 | Residential & Commercial | Non-Ducted CEE Tier 2
214383395 | Mini/Multi Split | Simply The Best Minisplits | HMSV-A-CB-O | SBM-48HFN1-M-[X] |  | Non-Ducted Indoor Units |  |  | 48000 | 21.2 | 10 | 49000 | 45000 | 91.84% | 2 | 11 | 11 |  |  |  | No | R-410A | 4 | Residential & Commercial | Non-Ducted CEE Tier 2
216571390 | Mini/Multi Split | TOSOT | HMSV-A-CB-O | TM24D6MO |  | Non-Ducted Indoor Units |  |  | 24000 | 21 | 10 | 24000 | 21600 | 90% | 2 | 0 | 13.3 |  |  |  | No | R-32 | 2 | Residential & Commercial | Non-Ducted CEE Tier 2
216571391 | Mini/Multi Split | TOSOT | HMSV-A-CB-O | TM30D6MO |  | Non-Ducted Indoor Units |  |  | 28400 | 21 | 10 | 30000 | 27000 | 90% | 2.07 | 0 | 13.6 |  |  |  | No | R-32 | 2.3667 | Residential & Commercial | Non-Ducted CEE Tier 2
216571392 | Mini/Multi Split | TOSOT | HMSV-A-CB-O | TM36D6MO |  | Non-Ducted Indoor Units |  |  | 36000 | 21 | 10 | 36000 | 36000 | 100% | 2.1 | 0 | 12 |  |  |  | No | R-32 | 3 | Residential & Commercial | Non-Ducted CEE Tier 2
216571393 | Mini/Multi Split | TOSOT | HMSV-A-CB-O | TM42D6MO |  | Non-Ducted Indoor Units |  |  | 42000 | 21 | 10 | 42000 | 37800 | 90% | 2.1 | 0 | 13 |  |  |  | No | R-32 | 3.5 | Residential & Commercial | Non-Ducted CEE Tier 2
214914943 | Mini/Multi Split | LG | HMSV-A-CB-O | ZRUM060GSS0 |  | Non-Ducted Indoor Units |  |  | 60000 | 23 | 10 | 67000 | 54000 | 80.6% | 2.1 | 0 | 13 |  |  |  | No | R-32 | 5 | Residential & Commercial | Non-Ducted CEE Tier 2
216566103 | Mini/Multi Split | LUXAIRE | HMSV-A-CB-O | UMC48CN23STG1 |  | Non-Ducted Indoor Units |  |  | 42000 | 22 | 9.5 | 48000 | 36000 | 75% | 1.92 | 0 | 12 |  |  |  | No | R-454B | 3.5 | Residential & Commercial | Non-Ducted CEE Tier 2
213286753 | Mini/Multi Split | J-KU | HMSV-A-CB-O | JKS-18H2HP-M2O |  | Non-Ducted Indoor Units |  |  | 18000 | 21 | 9.5 | 18000 | 18000 | 100% | 1.84 | 12.5 | 12.5 |  |  |  | No | R-410A | 1.5 | Residential & Commercial | Non-Ducted CEE Tier 2
216571389 | Mini/Multi Split | TOSOT | HMSV-A-CB-O | TM18D6MO |  | Non-Ducted Indoor Units |  |  | 18000 | 21 | 10 | 18000 | 13800 | 76.67% | 2 | 0 | 12 |  |  |  | No | R-32 | 1.5 | Residential & Commercial | Non-Ducted CEE Tier 2
216566116 | Mini/Multi Split | Coleman | HMSV-A-CB-O | UMC18CN23STG1 |  | Non-Ducted Indoor Units |  |  | 18000 | 22 | 10 | 18000 | 18000 | 100% | 1.99 | 0 | 13.3 |  |  |  | No | R-454B | 1.5 | Residential & Commercial | Non-Ducted CEE Tier 2
216566117 | Mini/Multi Split | LUXAIRE | HMSV-A-CB-O | UMC18CN23STG1 |  | Non-Ducted Indoor Units |  |  | 18000 | 22 | 10 | 18000 | 18000 | 100% | 1.99 | 0 | 13.3 |  |  |  | No | R-454B | 1.5 | Residential & Commercial | Non-Ducted CEE Tier 2
216566118 | Mini/Multi Split | Coleman | HMSV-A-CB-O | UMC24CN23STG1 |  | Non-Ducted Indoor Units |  |  | 27000 | 23 | 10 | 27000 | 27000 | 100% | 1.82 | 0 | 12.85 |  |  |  | No | R-454B | 2.25 | Residential & Commercial | Non-Ducted CEE Tier 2
216566119 | Mini/Multi Split | LUXAIRE | HMSV-A-CB-O | UMC24CN23STG1 |  | Non-Ducted Indoor Units |  |  | 27000 | 23 | 10 | 27000 | 27000 | 100% | 1.82 | 0 | 12.85 |  |  |  | No | R-454B | 2.25 | Residential & Commercial | Non-Ducted CEE Tier 2
216566106 | Mini/Multi Split | LUXAIRE | HMSV-A-CB-O | UMC36CN23STG1 |  | Non-Ducted Indoor Units |  |  | 36000 | 22 | 10 | 36000 | 36000 | 100% | 1.92 | 0 | 12.85 |  |  |  | No | R-454B | 3 | Residential & Commercial | Non-Ducted CEE Tier 2
216566096 | Mini/Multi Split | Coleman | HMSV-A-CB-O | UMC36CN23STG1 |  | Non-Ducted Indoor Units |  |  | 36000 | 22 | 10 | 36000 | 36000 | 100% | 1.92 | 0 | 12.85 |  |  |  | No | R-454B | 3 | Residential & Commercial | Non-Ducted CEE Tier 2
216566093 | Mini/Multi Split | Coleman | HMSV-A-CB-O | UMC48CN23STG1 |  | Non-Ducted Indoor Units |  |  | 42000 | 22 | 9.5 | 48000 | 36000 | 75% | 1.92 | 0 | 12 |  |  |  | No | R-454B | 3.5 | Residential & Commercial | Non-Ducted CEE Tier 2
214914947 | Mini/Multi Split | LG | HMSV-A-CB-O | ZRUM048GSS0 |  | Non-Ducted Indoor Units |  |  | 48000 | 23.3 | 10.3 | 54000 | 54000 | 100% | 2.1 | 0 | 13.5 |  |  |  | No | R-32 | 4 | Residential & Commercial | Non-Ducted CEE Tier 2
215792835 | Mini/Multi Split | YITAHOME | HMSV-A-CB-O | IMHCAC-0034 |  | Non-Ducted Indoor Units |  |  | 24000 | 23 | 10 | 24000 | 20400 | 85% | 2 | 0 | 12.5 |  |  |  | No | R-32 | 2 | Residential & Commercial | Non-Ducted CEE Tier 2
214861827 | Mini/Multi Split | MDV | HMSV-A-CB-O | M4OD31-27HFN10-M1XD-D* |  | Non-Ducted Indoor Units |  |  | 27000 | 21 | 10 | 27000 | 27000 | 100% | 1.9 | 0 | 12 |  |  |  | No | R-454B | 2.25 | Residential & Commercial | Non-Ducted CEE Tier 2
214861914 | Mini/Multi Split | MDV | HMSV-A-CB-O | M5OD30-36HFN10-M1-D* |  | Non-Ducted Indoor Units |  |  | 35000 | 23.1 | 10 | 37000 | 26000 | 70.27% | 2 | 0 | 12 |  |  |  | No | R-454B | 2.9167 | Residential & Commercial | Non-Ducted CEE Tier 2
214861917 | Mini/Multi Split | MDV | HMSV-A-CB-O | M6OE30-48HFN10-M1-D* |  | Non-Ducted Indoor Units |  |  | 45000 | 21.3 | 10 | 48000 | 36000 | 75% | 2.1 | 0 | 11.7 |  |  |  | No | R-454B | 3.75 | Residential & Commercial | Non-Ducted CEE Tier 2
214861911 | Mini/Multi Split | MDV | HMSV-A-CB-O | M4OD30-27HFN10-M1-D* |  | Non-Ducted Indoor Units |  |  | 26000 | 23 | 9.5 | 27000 | 19000 | 70.37% | 2 | 0 | 12.2 |  |  |  | No | R-454B | 2.1667 | Residential & Commercial | Non-Ducted CEE Tier 2
214861902 | Mini/Multi Split | MDV | HMSV-A-CB-O | M5OD30-36HFN10-M1-D |  | Non-Ducted Indoor Units |  |  | 36000 | 24 | 9.5 | 37000 | 26000 | 70.27% | 2 | 0 | 12 |  |  |  | No | R-454B | 3 | Residential & Commercial | Non-Ducted CEE Tier 2
214861905 | Mini/Multi Split | MDV | HMSV-A-CB-O | M6OE30-48HFN10-M1-D |  | Non-Ducted Indoor Units |  |  | 47000 | 24 | 10.3 | 48000 | 36000 | 75% | 2 | 0 | 12.5 |  |  |  | No | R-454B | 3.9167 | Residential & Commercial | Non-Ducted CEE Tier 2
214861896 | Mini/Multi Split | MDV | HMSV-A-CB-O | M6OE31-53HFN10-M1X-D* |  | Non-Ducted Indoor Units |  |  | 51000 | 21.4 | 10.6 | 55000 | 48000 | 87.27% | 2 | 0 | 12 |  |  |  | No | R-454B | 4.25 | Residential & Commercial | Non-Ducted CEE Tier 2
214861899 | Mini/Multi Split | MDV | HMSV-A-CB-O | M4OD30-27HFN10-M1-D |  | Non-Ducted Indoor Units |  |  | 27000 | 25 | 9.5 | 27000 | 19000 | 70.37% | 2 | 0 | 13 |  |  |  | No | R-454B | 2.25 | Residential & Commercial | Non-Ducted CEE Tier 2
214861890 | Mini/Multi Split | MDV | HMSV-A-CB-O | M5OX631-36HFN10-M1X-D* |  | Non-Ducted Indoor Units |  |  | 36000 | 21.5 | 11.3 | 36000 | 37000 | 102.8% | 1.9 | 0 | 12.2 |  |  |  | No | R-454B | 3 | Residential & Commercial | Non-Ducted CEE Tier 2
214861893 | Mini/Multi Split | MDV | HMSV-A-CB-O | M6OE31-48HFN10-M1X-D* |  | Non-Ducted Indoor Units |  |  | 45000 | 21.2 | 10.2 | 49000 | 48000 | 97.96% | 2 | 0 | 12 |  |  |  | No | R-454B | 3.75 | Residential & Commercial | Non-Ducted CEE Tier 2
214861884 | Mini/Multi Split | MDV | HMSV-A-CB-O | M3OD31-18HFN10-M1X-D* |  | Non-Ducted Indoor Units |  |  | 19000 | 21 | 10 | 20000 | 18000 | 90% | 2 | 0 | 13 |  |  |  | No | R-454B | 1.5833 | Residential & Commercial | Non-Ducted CEE Tier 2
214861887 | Mini/Multi Split | MDV | HMSV-A-CB-O | M4OD31-27HFN10-M1X-D* |  | Non-Ducted Indoor Units |  |  | 27000 | 21 | 10 | 27000 | 27000 | 100% | 1.9 | 0 | 12 |  |  |  | No | R-454B | 2.25 | Residential & Commercial | Non-Ducted CEE Tier 2
214861878 | Mini/Multi Split | MDV | HMSV-A-CB-O | M6OE31-48HFN10-M1X-D |  | Non-Ducted Indoor Units |  |  | 47000 | 23 | 11 | 49000 | 47000 | 95.92% | 2 | 0 | 12 |  |  |  | No | R-454B | 3.9167 | Residential & Commercial | Non-Ducted CEE Tier 2
214861881 | Mini/Multi Split | MDV | HMSV-A-CB-O | M6OE31-53HFN10-M1X-D |  | Non-Ducted Indoor Units |  |  | 51000 | 22.2 | 10.5 | 55000 | 47000 | 85.45% | 2 | 0 | 12 |  |  |  | No | R-454B | 4.25 | Residential & Commercial | Non-Ducted CEE Tier 2
214861872 | Mini/Multi Split | MDV | HMSV-A-CB-O | M4OD31-27HFN10-M1X-D |  | Non-Ducted Indoor Units |  |  | 27000 | 23 | 10.5 | 27000 | 27000 | 100% | 2 | 0 | 12.5 |  |  |  | No | R-454B | 2.25 | Residential & Commercial | Non-Ducted CEE Tier 2
214861875 | Mini/Multi Split | MDV | HMSV-A-CB-O | M5OX631-36HFN10-M1X-D |  | Non-Ducted Indoor Units |  |  | 36000 | 23 | 10.7 | 36000 | 36000 | 100% | 2 | 0 | 13 |  |  |  | No | R-454B | 3 | Residential & Commercial | Non-Ducted CEE Tier 2
214861869 | Mini/Multi Split | MDV | HMSV-A-CB-O | M3OD31-18HFN10-M1X-D |  | Non-Ducted Indoor Units |  |  | 19000 | 25 | 10.4 | 20000 | 19000 | 95% | 2 | 0 | 15 |  |  |  | No | R-454B | 1.5833 | Residential & Commercial | Non-Ducted CEE Tier 2
214861860 | Mini/Multi Split | MDV | HMSV-A-CB-O | M5OD30-36HFN10-M1D-D* |  | Non-Ducted Indoor Units |  |  | 35000 | 23.1 | 10 | 37000 | 26000 | 70.27% | 2 | 0 | 12 |  |  |  | No | R-454B | 2.9167 | Residential & Commercial | Non-Ducted CEE Tier 2
214861863 | Mini/Multi Split | MDV | HMSV-A-CB-O | M6OE30-48HFN10-M1D-D* |  | Non-Ducted Indoor Units |  |  | 45000 | 21.3 | 10 | 48000 | 36000 | 75% | 2.1 | 0 | 11.7 |  |  |  | No | R-454B | 3.75 | Residential & Commercial | Non-Ducted CEE Tier 2
214861854 | Mini/Multi Split | MDV | HMSV-A-CB-O | M3OX430-18HFN10-M1-D* |  | Non-Ducted Indoor Units |  |  | 18000 | 23 | 10 | 19000 | 13500 | 71.05% | 2.2 | 0 | 12.5 |  |  |  | No | R-454B | 1.5 | Residential & Commercial | Non-Ducted CEE Tier 2
214861857 | Mini/Multi Split | MDV | HMSV-A-CB-O | M4OD30-27HFN10-M1D-D* |  | Non-Ducted Indoor Units |  |  | 26000 | 23 | 9.5 | 27000 | 19000 | 70.37% | 2 | 0 | 12.2 |  |  |  | No | R-454B | 2.1667 | Residential & Commercial | Non-Ducted CEE Tier 2
214861848 | Mini/Multi Split | MDV | HMSV-A-CB-O | M6OE30-48HFN10-M1D-D |  | Non-Ducted Indoor Units |  |  | 47000 | 24 | 10.3 | 48000 | 36000 | 75% | 2 | 0 | 12.5 |  |  |  | No | R-454B | 3.9167 | Residential & Commercial | Non-Ducted CEE Tier 2
214861842 | Mini/Multi Split | MDV | HMSV-A-CB-O | M4OD30-27HFN10-M1D-D |  | Non-Ducted Indoor Units |  |  | 27000 | 25 | 9.5 | 27000 | 19000 | 70.37% | 2 | 0 | 13 |  |  |  | No | R-454B | 2.25 | Residential & Commercial | Non-Ducted CEE Tier 2
214861845 | Mini/Multi Split | MDV | HMSV-A-CB-O | M5OD30-36HFN10-M1D-D |  | Non-Ducted Indoor Units |  |  | 36000 | 24 | 9.5 | 37000 | 26000 | 70.27% | 2 | 0 | 12 |  |  |  | No | R-454B | 3 | Residential & Commercial | Non-Ducted CEE Tier 2
214861836 | Mini/Multi Split | MDV | HMSV-A-CB-O | M6OE31-53HFN10-M1XD-D* |  | Non-Ducted Indoor Units |  |  | 51000 | 21.4 | 10.6 | 55000 | 48000 | 87.27% | 2 | 0 | 12 |  |  |  | No | R-454B | 4.25 | Residential & Commercial | Non-Ducted CEE Tier 2
214861839 | Mini/Multi Split | MDV | HMSV-A-CB-O | M3OX430-18HFN10-M1-D |  | Non-Ducted Indoor Units |  |  | 18000 | 25.1 | 9.8 | 19000 | 13500 | 71.05% | 2.3 | 0 | 14 |  |  |  | No | R-454B | 1.5 | Residential & Commercial | Non-Ducted CEE Tier 2
214861830 | Mini/Multi Split | MDV | HMSV-A-CB-O | M5OX631-36HFN10-M1XD-D* |  | Non-Ducted Indoor Units |  |  | 36000 | 21.5 | 11.3 | 36000 | 37000 | 102.8% | 1.9 | 0 | 12.2 |  |  |  | No | R-454B | 3 | Residential & Commercial | Non-Ducted CEE Tier 2
214861833 | Mini/Multi Split | MDV | HMSV-A-CB-O | M6OE31-48HFN10-M1XD-D* |  | Non-Ducted Indoor Units |  |  | 45000 | 21.2 | 10.2 | 49000 | 48000 | 97.96% | 2 | 0 | 12 |  |  |  | No | R-454B | 3.75 | Residential & Commercial | Non-Ducted CEE Tier 2
214861821 | Mini/Multi Split | MDV | HMSV-A-CB-O | M6OE31-53HFN10-M1XD-D |  | Non-Ducted Indoor Units |  |  | 51000 | 22.2 | 10.5 | 55000 | 47000 | 85.45% | 2 | 0 | 12 |  |  |  | No | R-454B | 4.25 | Residential & Commercial | Non-Ducted CEE Tier 2
214861824 | Mini/Multi Split | MDV | HMSV-A-CB-O | M3OD31-18HFN10-M1XD-D* |  | Non-Ducted Indoor Units |  |  | 19000 | 21 | 10 | 20000 | 18000 | 90% | 2 | 0 | 13 |  |  |  | No | R-454B | 1.5833 | Residential & Commercial | Non-Ducted CEE Tier 2
214861815 | Mini/Multi Split | MDV | HMSV-A-CB-O | M5OX631-36HFN10-M1XD-D |  | Non-Ducted Indoor Units |  |  | 36000 | 23 | 10.7 | 36000 | 36000 | 100% | 2 | 0 | 13 |  |  |  | No | R-454B | 3 | Residential & Commercial | Non-Ducted CEE Tier 2
214861818 | Mini/Multi Split | MDV | HMSV-A-CB-O | M6OE31-48HFN10-M1XD-D |  | Non-Ducted Indoor Units |  |  | 47000 | 23 | 11 | 49000 | 47000 | 95.92% | 2 | 0 | 12 |  |  |  | No | R-454B | 3.9167 | Residential & Commercial | Non-Ducted CEE Tier 2
214861809 | Mini/Multi Split | MDV | HMSV-A-CB-O | M3OD31-18HFN10-M1XD-D |  | Non-Ducted Indoor Units |  |  | 19000 | 25 | 10.4 | 20000 | 19000 | 95% | 2 | 0 | 15 |  |  |  | No | R-454B | 1.5833 | Residential & Commercial | Non-Ducted CEE Tier 2
214861812 | Mini/Multi Split | MDV | HMSV-A-CB-O | M4OD31-27HFN10-M1XD-D |  | Non-Ducted Indoor Units |  |  | 27000 | 23 | 10.5 | 27000 | 27000 | 100% | 2 | 0 | 12.5 |  |  |  | No | R-454B | 2.25 | Residential & Commercial | Non-Ducted CEE Tier 2
214861803 | Mini/Multi Split | MDV | HMSV-A-CB-O | M6OE30-48HFN10-M1* |  | Non-Ducted Indoor Units |  |  | 45000 | 21.3 | 10 | 48000 | 36000 | 75% | 2.1 | 0 | 11.7 |  |  |  | No | R-454B | 3.75 | Residential & Commercial | Non-Ducted CEE Tier 2
214861797 | Mini/Multi Split | MDV | HMSV-A-CB-O | M4OD30-27HFN10-M1* |  | Non-Ducted Indoor Units |  |  | 26000 | 23 | 9.5 | 27000 | 19000 | 70.37% | 2 | 0 | 12.2 |  |  |  | No | R-454B | 2.1667 | Residential & Commercial | Non-Ducted CEE Tier 2
214861800 | Mini/Multi Split | MDV | HMSV-A-CB-O | M5OD30-36HFN10-M1* |  | Non-Ducted Indoor Units |  |  | 35000 | 23.1 | 10 | 37000 | 26000 | 70.27% | 2 | 0 | 12 |  |  |  | No | R-454B | 2.9167 | Residential & Commercial | Non-Ducted CEE Tier 2
214861791 | Mini/Multi Split | MDV | HMSV-A-CB-O | M6OE31-48HFN10-M1X* |  | Non-Ducted Indoor Units |  |  | 45000 | 21.2 | 10.2 | 49000 | 48000 | 97.96% | 2 | 0 | 12 |  |  |  | No | R-454B | 3.75 | Residential & Commercial | Non-Ducted CEE Tier 2
214861794 | Mini/Multi Split | MDV | HMSV-A-CB-O | M6OE31-53HFN10-M1X* |  | Non-Ducted Indoor Units |  |  | 51000 | 21.4 | 10.6 | 55000 | 48000 | 87.27% | 2 | 0 | 12 |  |  |  | No | R-454B | 4.25 | Residential & Commercial | Non-Ducted CEE Tier 2
214861785 | Mini/Multi Split | MDV | HMSV-A-CB-O | M5OX631-36HFN10-M1X* |  | Non-Ducted Indoor Units |  |  | 36000 | 23.1 | 10.7 | 36000 | 36000 | 100% | 2 | 0 | 13.1 |  |  |  | No | R-454B | 3 | Residential & Commercial | Non-Ducted CEE Tier 2
214861788 | Mini/Multi Split | MDV | HMSV-A-CB-O | M5OX631-36HFN10-M1X** |  | Non-Ducted Indoor Units |  |  | 36000 | 21.5 | 11.3 | 36000 | 37000 | 102.8% | 1.9 | 0 | 12.2 |  |  |  | No | R-454B | 3 | Residential & Commercial | Non-Ducted CEE Tier 2
214861779 | Mini/Multi Split | MDV | HMSV-A-CB-O | M3OD31-18HFN10-M1X* |  | Non-Ducted Indoor Units |  |  | 19000 | 21 | 10 | 20000 | 18000 | 90% | 2 | 0 | 13 |  |  |  | No | R-454B | 1.5833 | Residential & Commercial | Non-Ducted CEE Tier 2
214861782 | Mini/Multi Split | MDV | HMSV-A-CB-O | M4OD31-27HFN10-M1X* |  | Non-Ducted Indoor Units |  |  | 27000 | 21 | 10 | 27000 | 27000 | 100% | 1.9 | 0 | 12 |  |  |  | No | R-454B | 2.25 | Residential & Commercial | Non-Ducted CEE Tier 2
214861773 | Mini/Multi Split | MDV | HMSV-A-CB-O | M6OE30-48HFN10-M1D* |  | Non-Ducted Indoor Units |  |  | 45000 | 21.3 | 10 | 48000 | 36000 | 75% | 2.1 | 0 | 11.7 |  |  |  | No | R-454B | 3.75 | Residential & Commercial | Non-Ducted CEE Tier 2
214861767 | Mini/Multi Split | MDV | HMSV-A-CB-O | M4OD30-27HFN10-M1D* |  | Non-Ducted Indoor Units |  |  | 26000 | 23 | 9.5 | 27000 | 19000 | 70.37% | 2 | 0 | 12.2 |  |  |  | No | R-454B | 2.1667 | Residential & Commercial | Non-Ducted CEE Tier 2
214861770 | Mini/Multi Split | MDV | HMSV-A-CB-O | M5OD30-36HFN10-M1D* |  | Non-Ducted Indoor Units |  |  | 35000 | 23.1 | 10 | 37000 | 26000 | 70.27% | 2 | 0 | 12 |  |  |  | No | R-454B | 2.9167 | Residential & Commercial | Non-Ducted CEE Tier 2
214861761 | Mini/Multi Split | MDV | HMSV-A-CB-O | M6OE31-53HFN10-M1XD* |  | Non-Ducted Indoor Units |  |  | 51000 | 21.4 | 10.6 | 55000 | 48000 | 87.27% | 2 | 0 | 12 |  |  |  | No | R-454B | 4.25 | Residential & Commercial | Non-Ducted CEE Tier 2
214861764 | Mini/Multi Split | MDV | HMSV-A-CB-O | M3OX430-18HFN10-M1* |  | Non-Ducted Indoor Units |  |  | 18000 | 23 | 10 | 19000 | 13500 | 71.05% | 2.2 | 0 | 12.5 |  |  |  | No | R-454B | 1.5 | Residential & Commercial | Non-Ducted CEE Tier 2
214861755 | Mini/Multi Split | MDV | HMSV-A-CB-O | M5OX631-36HFN10-M1XD* |  | Non-Ducted Indoor Units |  |  | 36000 | 21.5 | 11.3 | 36000 | 37000 | 102.8% | 1.9 | 0 | 12.2 |  |  |  | No | R-454B | 3 | Residential & Commercial | Non-Ducted CEE Tier 2
214861758 | Mini/Multi Split | MDV | HMSV-A-CB-O | M6OE31-48HFN10-M1XD* |  | Non-Ducted Indoor Units |  |  | 45000 | 21.2 | 10.2 | 49000 | 48000 | 97.96% | 2 | 0 | 12 |  |  |  | No | R-454B | 3.75 | Residential & Commercial | Non-Ducted CEE Tier 2
214861749 | Mini/Multi Split | MDV | HMSV-A-CB-O | M3OD31-18HFN10-M1XD* |  | Non-Ducted Indoor Units |  |  | 19000 | 21 | 10 | 20000 | 18000 | 90% | 2 | 0 | 13 |  |  |  | No | R-454B | 1.5833 | Residential & Commercial | Non-Ducted CEE Tier 2
214861752 | Mini/Multi Split | MDV | HMSV-A-CB-O | M4OD31-27HFN10-M1XD* |  | Non-Ducted Indoor Units |  |  | 27000 | 21 | 10 | 27000 | 27000 | 100% | 1.9 | 0 | 12 |  |  |  | No | R-454B | 2.25 | Residential & Commercial | Non-Ducted CEE Tier 2
214861737 | Mini/Multi Split | MDV | HMSV-A-CB-O | M5OD30-36HFN10-M1 |  | Non-Ducted Indoor Units |  |  | 36000 | 24 | 9.5 | 37000 | 26000 | 70.27% | 2 | 0 | 12 |  |  |  | No | R-454B | 3 | Residential & Commercial | Non-Ducted CEE Tier 2
214861740 | Mini/Multi Split | MDV | HMSV-A-CB-O | M6OE30-48HFN10-M1 |  | Non-Ducted Indoor Units |  |  | 47000 | 24 | 10.4 | 48000 | 36000 | 75% | 2 | 0 | 12.5 |  |  |  | No | R-454B | 3.9167 | Residential & Commercial | Non-Ducted CEE Tier 2
214861729 | Mini/Multi Split | MDV | HMSV-A-CB-O | M6OE31-53HFN10-M1X |  | Non-Ducted Indoor Units |  |  | 51000 | 22.3 | 10.5 | 55000 | 47000 | 85.45% | 2 | 0 | 12 |  |  |  | No | R-454B | 4.25 | Residential & Commercial | Non-Ducted CEE Tier 2
214861734 | Mini/Multi Split | MDV | HMSV-A-CB-O | M4OD30-27HFN10-M1 |  | Non-Ducted Indoor Units |  |  | 27000 | 25 | 9.5 | 27000 | 19000 | 70.37% | 2 | 0 | 13 |  |  |  | No | R-454B | 2.25 | Residential & Commercial | Non-Ducted CEE Tier 2
214861722 | Mini/Multi Split | MDV | HMSV-A-CB-O | M4OD31-27HFN10-M1X |  | Non-Ducted Indoor Units |  |  | 27000 | 23.1 | 10.5 | 27000 | 27000 | 100% | 2 | 0 | 12.7 |  |  |  | No | R-454B | 2.25 | Residential & Commercial | Non-Ducted CEE Tier 2
214861726 | Mini/Multi Split | MDV | HMSV-A-CB-O | M6OE31-48HFN10-M1X |  | Non-Ducted Indoor Units |  |  | 47000 | 23 | 11.3 | 49000 | 47000 | 95.92% | 2 | 0 | 12 |  |  |  | No | R-454B | 3.9167 | Residential & Commercial | Non-Ducted CEE Tier 2
214861716 | Mini/Multi Split | MDV | HMSV-A-CB-O | M6OE30-48HFN10-M1D |  | Non-Ducted Indoor Units |  |  | 47000 | 24 | 10.4 | 48000 | 36000 | 75% | 2 | 0 | 12.5 |  |  |  | No | R-454B | 3.9167 | Residential & Commercial | Non-Ducted CEE Tier 2
214861719 | Mini/Multi Split | MDV | HMSV-A-CB-O | M3OD31-18HFN10-M1X |  | Non-Ducted Indoor Units |  |  | 19000 | 25 | 10.5 | 20000 | 19000 | 95% | 2 | 0 | 15 |  |  |  | No | R-454B | 1.5833 | Residential & Commercial | Non-Ducted CEE Tier 2
214861710 | Mini/Multi Split | MDV | HMSV-A-CB-O | M4OD30-27HFN10-M1D |  | Non-Ducted Indoor Units |  |  | 27000 | 25 | 9.5 | 27000 | 19000 | 70.37% | 2 | 0 | 13 |  |  |  | No | R-454B | 2.25 | Residential & Commercial | Non-Ducted CEE Tier 2
214861713 | Mini/Multi Split | MDV | HMSV-A-CB-O | M5OD30-36HFN10-M1D |  | Non-Ducted Indoor Units |  |  | 36000 | 24 | 9.5 | 37000 | 26000 | 70.27% | 2 | 0 | 12 |  |  |  | No | R-454B | 3 | Residential & Commercial | Non-Ducted CEE Tier 2
214861704 | Mini/Multi Split | MDV | HMSV-A-CB-O | M6OE31-53HFN10-M1XD |  | Non-Ducted Indoor Units |  |  | 51000 | 22.3 | 10.5 | 55000 | 47000 | 85.45% | 2 | 0 | 12 |  |  |  | No | R-454B | 4.25 | Residential & Commercial | Non-Ducted CEE Tier 2
214861707 | Mini/Multi Split | MDV | HMSV-A-CB-O | M3OX430-18HFN10-M1 |  | Non-Ducted Indoor Units |  |  | 18000 | 25.2 | 9.8 | 19000 | 13500 | 71.05% | 2.3 | 0 | 14 |  |  |  | No | R-454B | 1.5 | Residential & Commercial | Non-Ducted CEE Tier 2
214861698 | Mini/Multi Split | MDV | HMSV-A-CB-O | M5OX631-36HFN10-M1XD |  | Non-Ducted Indoor Units |  |  | 36000 | 23.1 | 10.7 | 36000 | 36000 | 100% | 2 | 0 | 13.1 |  |  |  | No | R-454B | 3 | Residential & Commercial | Non-Ducted CEE Tier 2
214861701 | Mini/Multi Split | MDV | HMSV-A-CB-O | M6OE31-48HFN10-M1XD |  | Non-Ducted Indoor Units |  |  | 47000 | 23 | 11.3 | 49000 | 47000 | 95.92% | 2 | 0 | 12 |  |  |  | No | R-454B | 3.9167 | Residential & Commercial | Non-Ducted CEE Tier 2
214861695 | Mini/Multi Split | MDV | HMSV-A-CB-O | M4OD31-27HFN10-M1XD |  | Non-Ducted Indoor Units |  |  | 27000 | 23.1 | 10.5 | 27000 | 27000 | 100% | 2 | 0 | 12.7 |  |  |  | No | R-454B | 2.25 | Residential & Commercial | Non-Ducted CEE Tier 2
215357130 | Mini/Multi Split | BRYANT | HMSV-A-CB-O | 37MGRAQ18CA3 |  | Non-Ducted Indoor Units |  |  | 18000 | 25.2 | 9.8 | 19000 | 13500 | 71.05% | 2.3 | 0 | 14 |  |  |  | No | R-454B | 1.5 | Residential & Commercial | Non-Ducted CEE Tier 2
215357131 | Mini/Multi Split | ARCOAIRE | HMSV-A-CB-O | D5CMHAH24DAK |  | Non-Ducted Indoor Units |  |  | 24000 | 24 | 10 | 25000 | 25000 | 100% | 2 | 0 | 13 |  |  |  | No | R-454B | 2 | Residential & Commercial | Non-Ducted CEE Tier 2
215357124 | Mini/Multi Split | BRYANT | HMSV-A-CB-O | 37MGHAQ55FA3 |  | Non-Ducted Indoor Units |  |  | 51000 | 22.3 | 10.5 | 55000 | 47000 | 85.45% | 2 | 0 | 12 |  |  |  | No | R-454B | 4.25 | Residential & Commercial | Non-Ducted CEE Tier 2
215357125 | Mini/Multi Split | ARCOAIRE | HMSV-A-CB-O | D5CMHAH18CAK |  | Non-Ducted Indoor Units |  |  | 19000 | 25 | 10.5 | 20000 | 19000 | 95% | 2 | 0 | 15 |  |  |  | No | R-454B | 1.5833 | Residential & Commercial | Non-Ducted CEE Tier 2
214655286 | Mini/Multi Split | KINGHOME | HMSV-A-CB-O | KM18H5O3 |  | Non-Ducted Indoor Units |  |  | 18000 | 21 | 10 | 19000 | 13600 | 71.58% | 2.2 | 0 | 12 |  |  |  | No | R-410A | 1.5 | Residential & Commercial | Non-Ducted CEE Tier 2
215357121 | Mini/Multi Split | BRYANT | HMSV-A-CB-O | 37MGHAQ48FA3 |  | Non-Ducted Indoor Units |  |  | 47000 | 23 | 11.3 | 49000 | 47000 | 95.92% | 2 | 0 | 12 |  |  |  | No | R-454B | 3.9167 | Residential & Commercial | Non-Ducted CEE Tier 2
216097149 | Mini/Multi Split | Kerr | HMSV-A-CB-O | A-KHP486A-1 |  | Non-Ducted Indoor Units |  |  | 47000 | 23 | 11 | 49000 | 47000 | 95.92% | 2 | 0 | 12 |  |  |  | No | R-454B | 3.9167 | Residential & Commercial | Non-Ducted CEE Tier 2
216097153 | Mini/Multi Split | Kerr | HMSV-A-CB-O | A-KHP556A-1 |  | Non-Ducted Indoor Units |  |  | 51000 | 22.2 | 10.5 | 55000 | 47000 | 85.45% | 2 | 0 | 12 |  |  |  | No | R-454B | 4.25 | Residential & Commercial | Non-Ducted CEE Tier 2
216097142 | Mini/Multi Split | Kerr | HMSV-A-CB-O | A-KHP284A-1 |  | Non-Ducted Indoor Units |  |  | 27000 | 23 | 10.5 | 27000 | 27000 | 100% | 2 | 0 | 12.5 |  |  |  | No | R-454B | 2.25 | Residential & Commercial | Non-Ducted CEE Tier 2
216097145 | Mini/Multi Split | Kerr | HMSV-A-CB-O | A-KHP365A-1 |  | Non-Ducted Indoor Units |  |  | 36000 | 23 | 10.7 | 36000 | 36000 | 100% | 2 | 0 | 13 |  |  |  | No | R-454B | 3 | Residential & Commercial | Non-Ducted CEE Tier 2
216097136 | Mini/Multi Split | COMFORT-AIRE | HMSV-A-CB-O | A-VHP556A-1 |  | Non-Ducted Indoor Units |  |  | 51000 | 22.2 | 10.5 | 55000 | 47000 | 85.45% | 2 | 0 | 12 |  |  |  | No | R-454B | 4.25 | Residential & Commercial | Non-Ducted CEE Tier 2
216097139 | Mini/Multi Split | Kerr | HMSV-A-CB-O | A-KHP183A-1 |  | Non-Ducted Indoor Units |  |  | 19000 | 25 | 10.4 | 20000 | 19000 | 95% | 2 | 0 | 15 |  |  |  | No | R-454B | 1.5833 | Residential & Commercial | Non-Ducted CEE Tier 2
216097130 | Mini/Multi Split | COMFORT-AIRE | HMSV-A-CB-O | A-VHP365A-1 |  | Non-Ducted Indoor Units |  |  | 36000 | 23 | 10.7 | 36000 | 36000 | 100% | 2 | 0 | 13 |  |  |  | No | R-454B | 3 | Residential & Commercial | Non-Ducted CEE Tier 2
216097133 | Mini/Multi Split | COMFORT-AIRE | HMSV-A-CB-O | A-VHP486A-1 |  | Non-Ducted Indoor Units |  |  | 47000 | 23 | 11 | 49000 | 47000 | 95.92% | 2 | 0 | 12 |  |  |  | No | R-454B | 3.9167 | Residential & Commercial | Non-Ducted CEE Tier 2
216097124 | Mini/Multi Split | COMFORT-AIRE | HMSV-A-CB-O | A-VHP183A-1 |  | Non-Ducted Indoor Units |  |  | 19000 | 25 | 10.4 | 20000 | 19000 | 95% | 2 | 0 | 15 |  |  |  | No | R-454B | 1.5833 | Residential & Commercial | Non-Ducted CEE Tier 2
216097127 | Mini/Multi Split | COMFORT-AIRE | HMSV-A-CB-O | A-VHP284A-1 |  | Non-Ducted Indoor Units |  |  | 27000 | 23 | 10.5 | 27000 | 27000 | 100% | 2 | 0 | 12.5 |  |  |  | No | R-454B | 2.25 | Residential & Commercial | Non-Ducted CEE Tier 2
216046645 | Mini/Multi Split | ELIOS | HMSV-A-CB-O | EXHSA4862AV1 |  | Non-Ducted Indoor Units |  |  | 45000 | 21.3 | 10 | 48000 | 36000 | 75% | 2.1 | 0 | 11.7 |  |  |  | No | R-454B | 3.75 | Residential & Commercial | Non-Ducted CEE Tier 2
216051351 | Mini/Multi Split | Kepler | HMSV-A-CB-O | ODUM3OK-27HFN1-M* |  | Non-Ducted Indoor Units |  |  | 28000 | 23 | 10.6 | 28000 | 25000 | 89.29% | 1.8 | 12.5 | 12.5 |  |  |  | No | R-410A | 2.3333 | Residential & Commercial | Non-Ducted CEE Tier 2
216054505 | Mini/Multi Split | LENNOX | HMSV-A-CB-O | VPD036S6M-5P |  | Non-Ducted Indoor Units |  |  | 38000 | 22 | 11 | 42000 | 31000 | 73.81% | 2.2 | 0 | 13.5 |  |  |  | No | R-32 | 3.1667 | Residential & Commercial | Non-Ducted CEE Tier 2
216054506 | Mini/Multi Split | LENNOX | HMSV-A-CB-O | VPD048S6M-5P |  | Non-Ducted Indoor Units |  |  | 48000 | 21.3 | 10.5 | 54000 | 38000 | 70.37% | 2.2 | 0 | 12.4 |  |  |  | No | R-32 | 4 | Residential & Commercial | Non-Ducted CEE Tier 2
216054507 | Mini/Multi Split | LENNOX | HMSV-A-CB-O | VPD060S6M-5P |  | Non-Ducted Indoor Units |  |  | 60000 | 20 | 10.2 | 66000 | 47000 | 71.21% | 2.2 | 0 | 12 |  |  |  | No | R-32 | 5 | Residential & Commercial | Non-Ducted CEE Tier 2
216054508 | Mini/Multi Split | LENNOX | HMSV-A-CB-O | VPD060H6M-5P |  | Non-Ducted Indoor Units |  |  | 60000 | 23 | 11 | 66000 | 47000 | 71.21% | 2.4 | 0 | 13.8 |  |  |  | No | R-32 | 5 | Residential & Commercial | Non-Ducted CEE Tier 2
216046639 | Mini/Multi Split | ELIOS | HMSV-A-CB-O | EXHSA2742AV1 |  | Non-Ducted Indoor Units |  |  | 26000 | 23 | 9.5 | 27000 | 19000 | 70.37% | 2 | 0 | 12.2 |  |  |  | No | R-454B | 2.1667 | Residential & Commercial | Non-Ducted CEE Tier 2
216046642 | Mini/Multi Split | ELIOS | HMSV-A-CB-O | EXHSA3652AV1 |  | Non-Ducted Indoor Units |  |  | 35000 | 23.1 | 10 | 37000 | 26000 | 70.27% | 2 | 0 | 12 |  |  |  | No | R-454B | 2.9167 | Residential & Commercial | Non-Ducted CEE Tier 2
216032595 | Mini/Multi Split | MRCOOL | HMSV-A-CB-O | DIY-MULTI6-48HP230D-O |  | Non-Ducted Indoor Units |  |  | 43000 | 21.8 | 10 | 48000 | 37000 | 77.08% | 2 | 0 | 12 |  |  |  | No | R-454B | 3.5833 | Residential & Commercial | Non-Ducted CEE Tier 2
216032598 | Mini/Multi Split | MRCOOL | HMSV-A-CB-O | DIY-MULTI6-55HP230D-O |  | Non-Ducted Indoor Units |  |  | 47000 | 22 | 10.6 | 55000 | 46000 | 83.64% | 2 | 0 | 12 |  |  |  | No | R-454B | 3.9167 | Residential & Commercial | Non-Ducted CEE Tier 2
216032592 | Mini/Multi Split | MRCOOL | HMSV-A-CB-O | DIY-MULTI5-36HP230D-O |  | Non-Ducted Indoor Units |  |  | 34000 | 23 | 9.9 | 36000 | 25200 | 70% | 2 | 0 | 12 |  |  |  | No | R-454B | 2.8333 | Residential & Commercial | Non-Ducted CEE Tier 2
216032588 | Mini/Multi Split | MRCOOL | HMSV-A-CB-O | DIY-MULTI3-18HP230D-O |  | Non-Ducted Indoor Units |  |  | 18000 | 23.9 | 10 | 18000 | 13300 | 73.89% | 2.3 | 0 | 13 |  |  |  | No | R-454B | 1.5 | Residential & Commercial | Non-Ducted CEE Tier 2
216032693 | Mini/Multi Split | SAMSUNG | HMSV-A-CB-O | AM036FCMDCG |  | Non-Ducted Indoor Units |  |  | 38000 | 22 | 11 | 42000 | 31000 | 73.81% | 2.2 | 0 | 13.5 |  |  |  | No | R-32 | 3.1667 | Residential & Commercial | Non-Ducted CEE Tier 2
216032694 | Mini/Multi Split | SAMSUNG | HMSV-A-CB-O | AM048FCMDCG |  | Non-Ducted Indoor Units |  |  | 48000 | 21.3 | 10.5 | 54000 | 38000 | 70.37% | 2.2 | 0 | 12.4 |  |  |  | No | R-32 | 4 | Residential & Commercial | Non-Ducted CEE Tier 2
216032695 | Mini/Multi Split | SAMSUNG | HMSV-A-CB-O | AM060FCMDCG |  | Non-Ducted Indoor Units |  |  | 60000 | 20 | 10.2 | 66000 | 47000 | 71.21% | 2.2 | 0 | 12 |  |  |  | No | R-32 | 5 | Residential & Commercial | Non-Ducted CEE Tier 2
216032696 | Mini/Multi Split | SAMSUNG | HMSV-A-CB-O | AM060FCMDCG1 |  | Non-Ducted Indoor Units |  |  | 60000 | 23 | 11 | 66000 | 47000 | 71.21% | 2.4 | 0 | 13.8 |  |  |  | No | R-32 | 5 | Residential & Commercial | Non-Ducted CEE Tier 2
216032382 | Mini/Multi Split | ACIQ | HMSV-A-CB-O | ES-36Z-M5C |  | Non-Ducted Indoor Units |  |  | 36000 | 24 | 9.5 | 37000 | 26000 | 70.27% | 2 | 0 | 12 |  |  |  | No | R-454B | 3 | Residential & Commercial | Non-Ducted CEE Tier 2
216032385 | Mini/Multi Split | ACIQ | HMSV-A-CB-O | ES-48Z-M6C |  | Non-Ducted Indoor Units |  |  | 47000 | 24 | 10.3 | 48000 | 36000 | 75% | 2 | 0 | 12.5 |  |  |  | No | R-454B | 3.9167 | Residential & Commercial | Non-Ducted CEE Tier 2
216032376 | Mini/Multi Split | ACIQ | HMSV-A-CB-O | ES-18Z-M3C |  | Non-Ducted Indoor Units |  |  | 18000 | 25.1 | 9.8 | 19000 | 13500 | 71.05% | 2.3 | 0 | 14 |  |  |  | No | R-454B | 1.5 | Residential & Commercial | Non-Ducted CEE Tier 2
216032379 | Mini/Multi Split | ACIQ | HMSV-A-CB-O | ES-27Z-M4C |  | Non-Ducted Indoor Units |  |  | 27000 | 25 | 9.5 | 27000 | 19000 | 70.37% | 2 | 0 | 13 |  |  |  | No | R-454B | 2.25 | Residential & Commercial | Non-Ducted CEE Tier 2
216032370 | Mini/Multi Split | ACIQ | HMSV-A-CB-O | ACIQ-48Z-HH-M6C |  | Non-Ducted Indoor Units |  |  | 47000 | 23 | 11 | 49000 | 47000 | 95.92% | 2 | 0 | 12 |  |  |  | No | R-454B | 3.9167 | Residential & Commercial | Non-Ducted CEE Tier 2
216032373 | Mini/Multi Split | ACIQ | HMSV-A-CB-O | ACIQ-55Z-HH-M6C |  | Non-Ducted Indoor Units |  |  | 51000 | 22.2 | 10.5 | 55000 | 47000 | 85.45% | 2 | 0 | 12 |  |  |  | No | R-454B | 4.25 | Residential & Commercial | Non-Ducted CEE Tier 2
216032364 | Mini/Multi Split | ACIQ | HMSV-A-CB-O | ACIQ-27Z-HH-M4C |  | Non-Ducted Indoor Units |  |  | 27000 | 23 | 10.5 | 27000 | 27000 | 100% | 2 | 0 | 12.5 |  |  |  | No | R-454B | 2.25 | Residential & Commercial | Non-Ducted CEE Tier 2
216032367 | Mini/Multi Split | ACIQ | HMSV-A-CB-O | ACIQ-36Z-HH-M5C |  | Non-Ducted Indoor Units |  |  | 36000 | 23 | 10.7 | 36000 | 36000 | 100% | 2 | 0 | 13 |  |  |  | No | R-454B | 3 | Residential & Commercial | Non-Ducted CEE Tier 2
216032361 | Mini/Multi Split | ACIQ | HMSV-A-CB-O | ACIQ-18Z-HH-M3C |  | Non-Ducted Indoor Units |  |  | 19000 | 25 | 10.4 | 20000 | 19000 | 95% | 2 | 0 | 15 |  |  |  | No | R-454B | 1.5833 | Residential & Commercial | Non-Ducted CEE Tier 2
216032316 | Mini/Multi Split | 1HVAC | HMSV-A-CB-O | ES-36Z-M5C |  | Non-Ducted Indoor Units |  |  | 36000 | 24 | 9.5 | 37000 | 26000 | 70.27% | 2 | 0 | 12 |  |  |  | No | R-454B | 3 | Residential & Commercial | Non-Ducted CEE Tier 2
216032319 | Mini/Multi Split | 1HVAC | HMSV-A-CB-O | ES-48Z-M6C |  | Non-Ducted Indoor Units |  |  | 47000 | 24 | 10.3 | 48000 | 36000 | 75% | 2 | 0 | 12.5 |  |  |  | No | R-454B | 3.9167 | Residential & Commercial | Non-Ducted CEE Tier 2
216032310 | Mini/Multi Split | 1HVAC | HMSV-A-CB-O | ES-18Z-M3C |  | Non-Ducted Indoor Units |  |  | 18000 | 25.1 | 9.8 | 19000 | 13500 | 71.05% | 2.3 | 0 | 14 |  |  |  | No | R-454B | 1.5 | Residential & Commercial | Non-Ducted CEE Tier 2
216032313 | Mini/Multi Split | 1HVAC | HMSV-A-CB-O | ES-27Z-M4C |  | Non-Ducted Indoor Units |  |  | 27000 | 25 | 9.5 | 27000 | 19000 | 70.37% | 2 | 0 | 13 |  |  |  | No | R-454B | 2.25 | Residential & Commercial | Non-Ducted CEE Tier 2
216032304 | Mini/Multi Split | 1HVAC | HMSV-A-CB-O | ACIQ-48Z-HH-M6C |  | Non-Ducted Indoor Units |  |  | 47000 | 23 | 11 | 49000 | 47000 | 95.92% | 2 | 0 | 12 |  |  |  | No | R-454B | 3.9167 | Residential & Commercial | Non-Ducted CEE Tier 2
216032307 | Mini/Multi Split | 1HVAC | HMSV-A-CB-O | ACIQ-55Z-HH-M6C |  | Non-Ducted Indoor Units |  |  | 51000 | 22.2 | 10.5 | 55000 | 47000 | 85.45% | 2 | 0 | 12 |  |  |  | No | R-454B | 4.25 | Residential & Commercial | Non-Ducted CEE Tier 2
216032298 | Mini/Multi Split | 1HVAC | HMSV-A-CB-O | ACIQ-27Z-HH-M4C |  | Non-Ducted Indoor Units |  |  | 27000 | 23 | 10.5 | 27000 | 27000 | 100% | 2 | 0 | 12.5 |  |  |  | No | R-454B | 2.25 | Residential & Commercial | Non-Ducted CEE Tier 2
216032301 | Mini/Multi Split | 1HVAC | HMSV-A-CB-O | ACIQ-36Z-HH-M5C |  | Non-Ducted Indoor Units |  |  | 36000 | 23 | 10.7 | 36000 | 36000 | 100% | 2 | 0 | 13 |  |  |  | No | R-454B | 3 | Residential & Commercial | Non-Ducted CEE Tier 2
216031077 | Mini/Multi Split | MOOVAIR | HMSV-A-CB-O | MXHZA4862AV1 |  | Non-Ducted Indoor Units |  |  | 47000 | 23 | 11 | 49000 | 47000 | 95.92% | 2 | 0 | 12 |  |  |  | No | R-454B | 3.9167 | Residential & Commercial | Non-Ducted CEE Tier 2
216032295 | Mini/Multi Split | 1HVAC | HMSV-A-CB-O | ACIQ-18Z-HH-M3C |  | Non-Ducted Indoor Units |  |  | 19000 | 25 | 10.4 | 20000 | 19000 | 95% | 2 | 0 | 15 |  |  |  | No | R-454B | 1.5833 | Residential & Commercial | Non-Ducted CEE Tier 2
216031071 | Mini/Multi Split | MOOVAIR | HMSV-A-CB-O | MXHZA2742AV1 |  | Non-Ducted Indoor Units |  |  | 27000 | 23 | 10.5 | 27000 | 27000 | 100% | 2 | 0 | 12.5 |  |  |  | No | R-454B | 2.25 | Residential & Commercial | Non-Ducted CEE Tier 2
216031074 | Mini/Multi Split | MOOVAIR | HMSV-A-CB-O | MXHZA3652AV1 |  | Non-Ducted Indoor Units |  |  | 36000 | 23 | 10.7 | 36000 | 36000 | 100% | 2 | 0 | 13 |  |  |  | No | R-454B | 3 | Residential & Commercial | Non-Ducted CEE Tier 2
216031065 | Mini/Multi Split | MOOVAIR | HMSV-A-CB-O | MXHSA4862AV1 |  | Non-Ducted Indoor Units |  |  | 47000 | 24 | 10.3 | 48000 | 36000 | 75% | 2 | 0 | 12.5 |  |  |  | No | R-454B | 3.9167 | Residential & Commercial | Non-Ducted CEE Tier 2
216031068 | Mini/Multi Split | MOOVAIR | HMSV-A-CB-O | MXHZA1832AV1 |  | Non-Ducted Indoor Units |  |  | 19000 | 25 | 10.4 | 20000 | 19000 | 95% | 2 | 0 | 15 |  |  |  | No | R-454B | 1.5833 | Residential & Commercial | Non-Ducted CEE Tier 2
216031059 | Mini/Multi Split | MOOVAIR | HMSV-A-CB-O | MXHSA2742AV1 |  | Non-Ducted Indoor Units |  |  | 27000 | 25 | 9.5 | 27000 | 19000 | 70.37% | 2 | 0 | 13 |  |  |  | No | R-454B | 2.25 | Residential & Commercial | Non-Ducted CEE Tier 2
216031062 | Mini/Multi Split | MOOVAIR | HMSV-A-CB-O | MXHSA3652AV1 |  | Non-Ducted Indoor Units |  |  | 36000 | 24 | 9.5 | 37000 | 26000 | 70.27% | 2 | 0 | 12 |  |  |  | No | R-454B | 3 | Residential & Commercial | Non-Ducted CEE Tier 2
216027656 | Mini/Multi Split | Capella | HMSV-A-CB-O | CPM5B1V-H48A-O |  | Non-Ducted Indoor Units |  |  | 47000 | 23 | 11 | 49000 | 47000 | 95.92% | 2 | 0 | 12 |  |  |  | No | R-454B | 3.9167 | Residential & Commercial | Non-Ducted CEE Tier 2
216027659 | Mini/Multi Split | Capella | HMSV-A-CB-O | CPM5B1V-H55A-O |  | Non-Ducted Indoor Units |  |  | 51000 | 22.2 | 10.5 | 55000 | 47000 | 85.45% | 2 | 0 | 12 |  |  |  | No | R-454B | 4.25 | Residential & Commercial | Non-Ducted CEE Tier 2
216027650 | Mini/Multi Split | Capella | HMSV-A-CB-O | CPM3B1V-H27A-O |  | Non-Ducted Indoor Units |  |  | 27000 | 23 | 10.5 | 27000 | 27000 | 100% | 2 | 0 | 12.5 |  |  |  | No | R-454B | 2.25 | Residential & Commercial | Non-Ducted CEE Tier 2
216027653 | Mini/Multi Split | Capella | HMSV-A-CB-O | CPM4B1V-H36A-O |  | Non-Ducted Indoor Units |  |  | 36000 | 23 | 10.7 | 36000 | 36000 | 100% | 2 | 0 | 13 |  |  |  | No | R-454B | 3 | Residential & Commercial | Non-Ducted CEE Tier 2
216027644 | Mini/Multi Split | Capella | HMSV-A-CB-O | CPM5B1-H55A-O |  | Non-Ducted Indoor Units |  |  | 51000 | 22.2 | 10.5 | 55000 | 47000 | 85.45% | 2 | 0 | 12 |  |  |  | No | R-454B | 4.25 | Residential & Commercial | Non-Ducted CEE Tier 2
216027647 | Mini/Multi Split | Capella | HMSV-A-CB-O | CPM2B1V-H18A-O |  | Non-Ducted Indoor Units |  |  | 19000 | 25 | 10.4 | 20000 | 19000 | 95% | 2 | 0 | 15 |  |  |  | No | R-454B | 1.5833 | Residential & Commercial | Non-Ducted CEE Tier 2
216027638 | Mini/Multi Split | Capella | HMSV-A-CB-O | CPM4B1-H36A-O |  | Non-Ducted Indoor Units |  |  | 36000 | 23 | 10.7 | 36000 | 36000 | 100% | 2 | 0 | 13 |  |  |  | No | R-454B | 3 | Residential & Commercial | Non-Ducted CEE Tier 2
216027641 | Mini/Multi Split | Capella | HMSV-A-CB-O | CPM5B1-H48A-O |  | Non-Ducted Indoor Units |  |  | 47000 | 23 | 11 | 49000 | 47000 | 95.92% | 2 | 0 | 12 |  |  |  | No | R-454B | 3.9167 | Residential & Commercial | Non-Ducted CEE Tier 2
216027632 | Mini/Multi Split | Capella | HMSV-A-CB-O | CPM2B1-H18A-O |  | Non-Ducted Indoor Units |  |  | 19000 | 25 | 10.4 | 20000 | 19000 | 95% | 2 | 0 | 15 |  |  |  | No | R-454B | 1.5833 | Residential & Commercial | Non-Ducted CEE Tier 2
216027635 | Mini/Multi Split | Capella | HMSV-A-CB-O | CPM3B1-H27A-O |  | Non-Ducted Indoor Units |  |  | 27000 | 23 | 10.5 | 27000 | 27000 | 100% | 2 | 0 | 12.5 |  |  |  | No | R-454B | 2.25 | Residential & Commercial | Non-Ducted CEE Tier 2
216021096 | Mini/Multi Split | MDV | HMSV-A-CB-O | M6OE31-53HFPN10-M1XD |  | Non-Ducted Indoor Units |  |  | 47000 | 22 | 10.6 | 55000 | 46000 | 83.64% | 2 | 0 | 12 |  |  |  | No | R-454B | 3.9167 | Residential & Commercial | Non-Ducted CEE Tier 2
216021094 | Mini/Multi Split | MDV | HMSV-A-CB-O | M6OE30-48HFPN10-M1D |  | Non-Ducted Indoor Units |  |  | 43000 | 21.8 | 10 | 48000 | 37000 | 77.08% | 2 | 0 | 12 |  |  |  | No | R-454B | 3.5833 | Residential & Commercial | Non-Ducted CEE Tier 2
216021092 | Mini/Multi Split | MDV | HMSV-A-CB-O | M5OD30-36HFPN10-M1D |  | Non-Ducted Indoor Units |  |  | 34000 | 23 | 9.9 | 36000 | 25200 | 70% | 2 | 0 | 12 |  |  |  | No | R-454B | 2.8333 | Residential & Commercial | Non-Ducted CEE Tier 2
216021089 | Mini/Multi Split | MDV | HMSV-A-CB-O | M3OX430-18HFPN10-M1 |  | Non-Ducted Indoor Units |  |  | 18000 | 23.9 | 10 | 18000 | 13300 | 73.89% | 2.3 | 0 | 13 |  |  |  | No | R-454B | 1.5 | Residential & Commercial | Non-Ducted CEE Tier 2
216021075 | Mini/Multi Split | MIDEA | HMSV-A-CB-O | MDV-V30WMN10T |  | Non-Ducted Indoor Units |  |  | 30000 | 20 | 10.1 | 30000 | 30000 | 100% | 2.1 | 0 | 14 |  |  |  | No | R-454B | 2.5 | Residential & Commercial | Non-Ducted CEE Tier 2
216021077 | Mini/Multi Split | MIDEA | HMSV-A-CB-O | MDV-V36WMN10T |  | Non-Ducted Indoor Units |  |  | 36000 | 20 | 10.1 | 40000 | 34000 | 85% | 2 | 0 | 13.3 |  |  |  | No | R-454B | 3 | Residential & Commercial | Non-Ducted CEE Tier 2
216021079 | Mini/Multi Split | MIDEA | HMSV-A-CB-O | MDV-V48WMN10T |  | Non-Ducted Indoor Units |  |  | 48000 | 20 | 10.1 | 50000 | 40000 | 80% | 2 | 0 | 11.7 |  |  |  | No | R-454B | 4 | Residential & Commercial | Non-Ducted CEE Tier 2
216021081 | Mini/Multi Split | MIDEA | HMSV-A-CB-O | MDV-V60WMN10T |  | Non-Ducted Indoor Units |  |  | 60000 | 19.5 | 10.1 | 60000 | 42000 | 70% | 1.9 | 0 | 9.5 |  |  |  | No | R-454B | 5 | Residential & Commercial | Non-Ducted CEE Tier 2
216020714 | Mini/Multi Split | Rovsun | HMSV-A-CB-O | TMSC-18HA2/I2XI20B-O |  | Non-Ducted Indoor Units |  |  | 18000 | 24 | 10 | 20000 | 15800 | 79% | 2 | 0 | 13 |  |  |  | No | R-454B | 1.5 | Residential & Commercial | Non-Ducted CEE Tier 2
216020715 | Mini/Multi Split | Rovsun | HMSV-A-CB-O | TMSC-27HA2/I2XI19B-O |  | Non-Ducted Indoor Units |  |  | 27000 | 24 | 10 | 28000 | 19800 | 70.71% | 2 | 0 | 12 |  |  |  | No | R-454B | 2.25 | Residential & Commercial | Non-Ducted CEE Tier 2
216020716 | Mini/Multi Split | Rovsun | HMSV-A-CB-O | TMSC-36HA2/I2XI19B-O |  | Non-Ducted Indoor Units |  |  | 35000 | 22.5 | 9.5 | 36000 | 25400 | 70.56% | 2 | 0 | 12 |  |  |  | No | R-454B | 2.9167 | Residential & Commercial | Non-Ducted CEE Tier 2
216021071 | Mini/Multi Split | MIDEA | HMSV-A-CB-O | MDV-V18WMN10T |  | Non-Ducted Indoor Units |  |  | 18200 | 17.5 | 10 | 20000 | 18000 | 90% | 1.8 | 0 | 12 |  |  |  | No | R-454B | 1.5167 | Residential & Commercial | Non-Ducted CEE Tier 2
216021073 | Mini/Multi Split | MIDEA | HMSV-A-CB-O | MDV-V24WMN10T |  | Non-Ducted Indoor Units |  |  | 24400 | 18.5 | 10 | 26000 | 20000 | 76.92% | 1.8 | 0 | 11.7 |  |  |  | No | R-454B | 2.0333 | Residential & Commercial | Non-Ducted CEE Tier 2
215894277 | Mini/Multi Split | Nutech | HMSV-A-CB-O | N5OD30-36HFN10-M1D-D |  | Non-Ducted Indoor Units |  |  | 35000 | 23.1 | 10 | 37000 | 26000 | 70.27% | 2 | 0 | 12 |  |  |  | No | R-454B | 2.9167 | Residential & Commercial | Non-Ducted CEE Tier 2
215894280 | Mini/Multi Split | Nutech | HMSV-A-CB-O | N6OE30-48HFN10-M1D-D |  | Non-Ducted Indoor Units |  |  | 45000 | 21.3 | 10 | 48000 | 36000 | 75% | 2.1 | 0 | 11.7 |  |  |  | No | R-454B | 3.75 | Residential & Commercial | Non-Ducted CEE Tier 2
215931370 | Mini/Multi Split | CONTINENTAL | HMSV-A-CB-O | CDHAMBB-18-O |  | Non-Ducted Indoor Units |  |  | 19000 | 25 | 10.4 | 20000 | 19000 | 95% | 2 | 0 | 15 |  |  |  | No | R-454B | 1.5833 | Residential & Commercial | Non-Ducted CEE Tier 2
215931371 | Mini/Multi Split | CONTINENTAL | HMSV-A-CB-O | CDHAMBB-27-O |  | Non-Ducted Indoor Units |  |  | 27000 | 23 | 10.5 | 27000 | 27000 | 100% | 2 | 0 | 12.5 |  |  |  | No | R-454B | 2.25 | Residential & Commercial | Non-Ducted CEE Tier 2
215931372 | Mini/Multi Split | CONTINENTAL | HMSV-A-CB-O | CDHAMBB-36-O |  | Non-Ducted Indoor Units |  |  | 36000 | 23 | 10.7 | 36000 | 36000 | 100% | 2 | 0 | 13 |  |  |  | No | R-454B | 3 | Residential & Commercial | Non-Ducted CEE Tier 2
215931373 | Mini/Multi Split | NAPOLEON | HMSV-A-CB-O | NDHAMBB-18-O |  | Non-Ducted Indoor Units |  |  | 19000 | 25 | 10.4 | 20000 | 19000 | 95% | 2 | 0 | 15 |  |  |  | No | R-454B | 1.5833 | Residential & Commercial | Non-Ducted CEE Tier 2
215931374 | Mini/Multi Split | NAPOLEON | HMSV-A-CB-O | NDHAMBB-27-O |  | Non-Ducted Indoor Units |  |  | 27000 | 23 | 10.5 | 27000 | 27000 | 100% | 2 | 0 | 12.5 |  |  |  | No | R-454B | 2.25 | Residential & Commercial | Non-Ducted CEE Tier 2
215931375 | Mini/Multi Split | NAPOLEON | HMSV-A-CB-O | NDHAMBB-36-O |  | Non-Ducted Indoor Units |  |  | 36000 | 23 | 10.7 | 36000 | 36000 | 100% | 2 | 0 | 13 |  |  |  | No | R-454B | 3 | Residential & Commercial | Non-Ducted CEE Tier 2
215894271 | Mini/Multi Split | Nutech | HMSV-A-CB-O | N3OX430-18HFN10-M1-D |  | Non-Ducted Indoor Units |  |  | 18000 | 23 | 10 | 19000 | 13500 | 71.05% | 2.2 | 0 | 12.5 |  |  |  | No | R-454B | 1.5 | Residential & Commercial | Non-Ducted CEE Tier 2
215894274 | Mini/Multi Split | Nutech | HMSV-A-CB-O | N4OD30-27HFN10-M1D-D |  | Non-Ducted Indoor Units |  |  | 26000 | 23 | 9.5 | 27000 | 19000 | 70.37% | 2 | 0 | 12.2 |  |  |  | No | R-454B | 2.1667 | Residential & Commercial | Non-Ducted CEE Tier 2
215866824 | Mini/Multi Split | AI AIR CONDITIONING | HMSV-A-CB-O | A6MO23-48N2-M1H |  | Non-Ducted Indoor Units |  |  | 45000 | 21.2 | 10.2 | 49000 | 48000 | 97.96% | 2 | 0 | 12 |  |  |  | No | R-454B | 3.75 | Residential & Commercial | Non-Ducted CEE Tier 2
215866827 | Mini/Multi Split | AI AIR CONDITIONING | HMSV-A-CB-O | A6MO23-55N2-M1H |  | Non-Ducted Indoor Units |  |  | 51000 | 21.4 | 10.6 | 55000 | 48000 | 87.27% | 2 | 0 | 12 |  |  |  | No | R-454B | 4.25 | Residential & Commercial | Non-Ducted CEE Tier 2
215866818 | Mini/Multi Split | AI AIR CONDITIONING | HMSV-A-CB-O | A4MO23-27N2-M1H |  | Non-Ducted Indoor Units |  |  | 27000 | 21 | 10 | 27000 | 27000 | 100% | 1.9 | 0 | 12 |  |  |  | No | R-454B | 2.25 | Residential & Commercial | Non-Ducted CEE Tier 2
215866821 | Mini/Multi Split | AI AIR CONDITIONING | HMSV-A-CB-O | A5MO23-36N2-M1H |  | Non-Ducted Indoor Units |  |  | 36000 | 21.5 | 11.3 | 36000 | 37000 | 102.8% | 1.9 | 0 | 12.2 |  |  |  | No | R-454B | 3 | Residential & Commercial | Non-Ducted CEE Tier 2
215866815 | Mini/Multi Split | AI AIR CONDITIONING | HMSV-A-CB-O | A3MO23-18N2-M1H |  | Non-Ducted Indoor Units |  |  | 19000 | 21 | 10 | 20000 | 18000 | 90% | 2 | 0 | 13 |  |  |  | No | R-454B | 1.5833 | Residential & Commercial | Non-Ducted CEE Tier 2
215866806 | Mini/Multi Split | AI AIR CONDITIONING | HMSV-A-CB-O | A5MO21-36N2-M1 |  | Non-Ducted Indoor Units |  |  | 35000 | 23.1 | 10 | 37000 | 26000 | 70.27% | 2 | 0 | 12 |  |  |  | No | R-454B | 2.9167 | Residential & Commercial | Non-Ducted CEE Tier 2
215866809 | Mini/Multi Split | AI AIR CONDITIONING | HMSV-A-CB-O | A6MO21-48N2-M1 |  | Non-Ducted Indoor Units |  |  | 45000 | 21.3 | 10 | 48000 | 36000 | 75% | 2.1 | 0 | 11.7 |  |  |  | No | R-454B | 3.75 | Residential & Commercial | Non-Ducted CEE Tier 2
215866800 | Mini/Multi Split | AI AIR CONDITIONING | HMSV-A-CB-O | A3MO21-18N2-M1 |  | Non-Ducted Indoor Units |  |  | 18000 | 23 | 10 | 19000 | 13500 | 71.05% | 2.2 | 0 | 12.5 |  |  |  | No | R-454B | 1.5 | Residential & Commercial | Non-Ducted CEE Tier 2
215866803 | Mini/Multi Split | AI AIR CONDITIONING | HMSV-A-CB-O | A4MO21-27N2-M1 |  | Non-Ducted Indoor Units |  |  | 26000 | 23 | 9.5 | 27000 | 19000 | 70.37% | 2 | 0 | 12.2 |  |  |  | No | R-454B | 2.1667 | Residential & Commercial | Non-Ducted CEE Tier 2
215866692 | Mini/Multi Split | KADEN | HMSV-A-CB-O | KOB-HH-PS548HP-2AAMA |  | Non-Ducted Indoor Units |  |  | 47000 | 23 | 11 | 49000 | 47000 | 95.92% | 2 | 0 | 12 |  |  |  | No | R-454B | 3.9167 | Residential & Commercial | Non-Ducted CEE Tier 2
215866695 | Mini/Multi Split | KADEN | HMSV-A-CB-O | KOB-HH-PS555HP-2AAMA |  | Non-Ducted Indoor Units |  |  | 51000 | 22.2 | 10.5 | 55000 | 47000 | 85.45% | 2 | 0 | 12 |  |  |  | No | R-454B | 4.25 | Residential & Commercial | Non-Ducted CEE Tier 2
215866686 | Mini/Multi Split | KADEN | HMSV-A-CB-O | KOB-HH-PS327HP-2AAMA |  | Non-Ducted Indoor Units |  |  | 27000 | 23 | 10.5 | 27000 | 27000 | 100% | 2 | 0 | 12.5 |  |  |  | No | R-454B | 2.25 | Residential & Commercial | Non-Ducted CEE Tier 2
215866689 | Mini/Multi Split | KADEN | HMSV-A-CB-O | KOB-HH-PS436HP-2AAMA |  | Non-Ducted Indoor Units |  |  | 36000 | 23 | 10.7 | 36000 | 36000 | 100% | 2 | 0 | 13 |  |  |  | No | R-454B | 3 | Residential & Commercial | Non-Ducted CEE Tier 2
215866683 | Mini/Multi Split | KADEN | HMSV-A-CB-O | KOB-HH-PS218HP-2AAMA |  | Non-Ducted Indoor Units |  |  | 19000 | 25 | 10.4 | 20000 | 19000 | 95% | 2 | 0 | 15 |  |  |  | No | R-454B | 1.5833 | Residential & Commercial | Non-Ducted CEE Tier 2
215866674 | Mini/Multi Split | KADEN | HMSV-A-CB-O | KOB-PS436HP-2AAMA |  | Non-Ducted Indoor Units |  |  | 36000 | 24 | 9.5 | 37000 | 26000 | 70.27% | 2 | 0 | 12 |  |  |  | No | R-454B | 3 | Residential & Commercial | Non-Ducted CEE Tier 2
215866677 | Mini/Multi Split | KADEN | HMSV-A-CB-O | KOB-PS548HP-2AAMA |  | Non-Ducted Indoor Units |  |  | 47000 | 24 | 10.3 | 48000 | 36000 | 75% | 2 | 0 | 12.5 |  |  |  | No | R-454B | 3.9167 | Residential & Commercial | Non-Ducted CEE Tier 2
215866668 | Mini/Multi Split | KADEN | HMSV-A-CB-O | KOB-PS218HP-2AAMA |  | Non-Ducted Indoor Units |  |  | 18000 | 25.1 | 9.8 | 19000 | 13500 | 71.05% | 2.3 | 0 | 14 |  |  |  | No | R-454B | 1.5 | Residential & Commercial | Non-Ducted CEE Tier 2
215866671 | Mini/Multi Split | KADEN | HMSV-A-CB-O | KOB-PS327HP-2AAMA |  | Non-Ducted Indoor Units |  |  | 27000 | 25 | 9.5 | 27000 | 19000 | 70.37% | 2 | 0 | 13 |  |  |  | No | R-454B | 2.25 | Residential & Commercial | Non-Ducted CEE Tier 2
215864430 | Mini/Multi Split | MAINLINE | HMSV-A-CB-O | ML48HP230MULH-O |  | Non-Ducted Indoor Units |  |  | 45000 | 21.2 | 10.2 | 49000 | 48000 | 97.96% | 2 | 0 | 12 |  |  |  | No | R-454B | 3.75 | Residential & Commercial | Non-Ducted CEE Tier 2
215864433 | Mini/Multi Split | MAINLINE | HMSV-A-CB-O | ML55HP230MULH-O |  | Non-Ducted Indoor Units |  |  | 51000 | 21.4 | 10.6 | 55000 | 48000 | 87.27% | 2 | 0 | 12 |  |  |  | No | R-454B | 4.25 | Residential & Commercial | Non-Ducted CEE Tier 2
215864424 | Mini/Multi Split | MAINLINE | HMSV-A-CB-O | ML27HP230MULH-O |  | Non-Ducted Indoor Units |  |  | 27000 | 21 | 10 | 27000 | 27000 | 100% | 1.9 | 0 | 12 |  |  |  | No | R-454B | 2.25 | Residential & Commercial | Non-Ducted CEE Tier 2
215864427 | Mini/Multi Split | MAINLINE | HMSV-A-CB-O | ML36HP230MULH-O |  | Non-Ducted Indoor Units |  |  | 36000 | 21.5 | 11.3 | 36000 | 37000 | 102.8% | 1.9 | 0 | 12.2 |  |  |  | No | R-454B | 3 | Residential & Commercial | Non-Ducted CEE Tier 2
215864421 | Mini/Multi Split | MAINLINE | HMSV-A-CB-O | ML18HP230MULH-O |  | Non-Ducted Indoor Units |  |  | 19000 | 21 | 10 | 20000 | 18000 | 90% | 2 | 0 | 13 |  |  |  | No | R-454B | 1.5833 | Residential & Commercial | Non-Ducted CEE Tier 2
215864412 | Mini/Multi Split | MAINLINE | HMSV-A-CB-O | ML36HP230MUL-O |  | Non-Ducted Indoor Units |  |  | 35000 | 23.1 | 10 | 37000 | 26000 | 70.27% | 2 | 0 | 12 |  |  |  | No | R-454B | 2.9167 | Residential & Commercial | Non-Ducted CEE Tier 2
215864415 | Mini/Multi Split | MAINLINE | HMSV-A-CB-O | ML48HP230MUL-O |  | Non-Ducted Indoor Units |  |  | 45000 | 21.3 | 10 | 48000 | 36000 | 75% | 2.1 | 0 | 11.7 |  |  |  | No | R-454B | 3.75 | Residential & Commercial | Non-Ducted CEE Tier 2
215864406 | Mini/Multi Split | MAINLINE | HMSV-A-CB-O | ML18HP230MUL-O |  | Non-Ducted Indoor Units |  |  | 18000 | 23 | 10 | 19000 | 13500 | 71.05% | 2.2 | 0 | 12.5 |  |  |  | No | R-454B | 1.5 | Residential & Commercial | Non-Ducted CEE Tier 2
215864409 | Mini/Multi Split | MAINLINE | HMSV-A-CB-O | ML27HP230MUL-O |  | Non-Ducted Indoor Units |  |  | 26000 | 23 | 9.5 | 27000 | 19000 | 70.37% | 2 | 0 | 12.2 |  |  |  | No | R-454B | 2.1667 | Residential & Commercial | Non-Ducted CEE Tier 2
215864278 | Mini/Multi Split | Cooper&Hunter | HMSV-A-CB-O | CH-RVHP48M-230VO |  | Non-Ducted Indoor Units |  |  | 47000 | 23 | 11 | 49000 | 47000 | 95.92% | 2 | 0 | 12 |  |  |  | No | R-454B | 3.9167 | Residential & Commercial | Non-Ducted CEE Tier 2
215864281 | Mini/Multi Split | Cooper&Hunter | HMSV-A-CB-O | CH-RVHP55M-230VO |  | Non-Ducted Indoor Units |  |  | 51000 | 22.2 | 10.5 | 55000 | 47000 | 85.45% | 2 | 0 | 12 |  |  |  | No | R-454B | 4.25 | Residential & Commercial | Non-Ducted CEE Tier 2
215864272 | Mini/Multi Split | Cooper&Hunter | HMSV-A-CB-O | CH-RVHP28M-230VO |  | Non-Ducted Indoor Units |  |  | 27000 | 23 | 10.5 | 27000 | 27000 | 100% | 2 | 0 | 12.5 |  |  |  | No | R-454B | 2.25 | Residential & Commercial | Non-Ducted CEE Tier 2
215864275 | Mini/Multi Split | Cooper&Hunter | HMSV-A-CB-O | CH-RVHP36M-230VO |  | Non-Ducted Indoor Units |  |  | 36000 | 23 | 10.7 | 36000 | 36000 | 100% | 2 | 0 | 13 |  |  |  | No | R-454B | 3 | Residential & Commercial | Non-Ducted CEE Tier 2
215864269 | Mini/Multi Split | Cooper&Hunter | HMSV-A-CB-O | CH-RVHP19M-230VO |  | Non-Ducted Indoor Units |  |  | 19000 | 25 | 10.4 | 20000 | 19000 | 95% | 2 | 0 | 15 |  |  |  | No | R-454B | 1.5833 | Residential & Commercial | Non-Ducted CEE Tier 2
215864260 | Mini/Multi Split | Cooper&Hunter | HMSV-A-CB-O | CH-R36MES-230VO |  | Non-Ducted Indoor Units |  |  | 36000 | 24 | 9.5 | 37000 | 26000 | 70.27% | 2 | 0 | 12 |  |  |  | No | R-454B | 3 | Residential & Commercial | Non-Ducted CEE Tier 2
215864263 | Mini/Multi Split | Cooper&Hunter | HMSV-A-CB-O | CH-R48MES-230VO |  | Non-Ducted Indoor Units |  |  | 47000 | 24 | 10.3 | 48000 | 36000 | 75% | 2 | 0 | 12.5 |  |  |  | No | R-454B | 3.9167 | Residential & Commercial | Non-Ducted CEE Tier 2
215864436 | Mini/Multi Split | HAVELLS | HMSV-A-CB-O | GSSHAX7644 |  | Non-Ducted Indoor Units |  |  | 37000 | 22 | 10 | 40000 | 30000 | 75% | 2 | 0 | 12 |  |  |  | No | R-32 | 3.0833 | Residential & Commercial | Non-Ducted CEE Tier 2
215864254 | Mini/Multi Split | Cooper&Hunter | HMSV-A-CB-O | CH-R18MES-230VO |  | Non-Ducted Indoor Units |  |  | 18000 | 25.1 | 9.8 | 19000 | 13500 | 71.05% | 2.3 | 0 | 14 |  |  |  | No | R-454B | 1.5 | Residential & Commercial | Non-Ducted CEE Tier 2
215864257 | Mini/Multi Split | Cooper&Hunter | HMSV-A-CB-O | CH-R28MES-230VO |  | Non-Ducted Indoor Units |  |  | 27000 | 25 | 9.5 | 27000 | 19000 | 70.37% | 2 | 0 | 13 |  |  |  | No | R-454B | 2.25 | Residential & Commercial | Non-Ducted CEE Tier 2
215864114 | Mini/Multi Split | Wells | HMSV-A-CB-O | WOM-48HH6/230 |  | Non-Ducted Indoor Units |  |  | 45000 | 21.2 | 10.2 | 49000 | 48000 | 97.96% | 2 | 0 | 12 |  |  |  | No | R-454B | 3.75 | Residential & Commercial | Non-Ducted CEE Tier 2
215864117 | Mini/Multi Split | Wells | HMSV-A-CB-O | WOM-60HH6/230 |  | Non-Ducted Indoor Units |  |  | 51000 | 21.4 | 10.6 | 55000 | 48000 | 87.27% | 2 | 0 | 12 |  |  |  | No | R-454B | 4.25 | Residential & Commercial | Non-Ducted CEE Tier 2
215864108 | Mini/Multi Split | Wells | HMSV-A-CB-O | WOM-27HH4/230 |  | Non-Ducted Indoor Units |  |  | 27000 | 21 | 10 | 27000 | 27000 | 100% | 1.9 | 0 | 12 |  |  |  | No | R-454B | 2.25 | Residential & Commercial | Non-Ducted CEE Tier 2
215864111 | Mini/Multi Split | Wells | HMSV-A-CB-O | WOM-36HH5/230 |  | Non-Ducted Indoor Units |  |  | 36000 | 21.5 | 11.3 | 36000 | 37000 | 102.8% | 1.9 | 0 | 12.2 |  |  |  | No | R-454B | 3 | Residential & Commercial | Non-Ducted CEE Tier 2
215864105 | Mini/Multi Split | Wells | HMSV-A-CB-O | WOM-18HH3/230 |  | Non-Ducted Indoor Units |  |  | 19000 | 21 | 10 | 20000 | 18000 | 90% | 2 | 0 | 13 |  |  |  | No | R-454B | 1.5833 | Residential & Commercial | Non-Ducted CEE Tier 2
215864096 | Mini/Multi Split | Wells | HMSV-A-CB-O | WOM-36RH5/230 |  | Non-Ducted Indoor Units |  |  | 35000 | 23.1 | 10 | 37000 | 26000 | 70.27% | 2 | 0 | 12 |  |  |  | No | R-454B | 2.9167 | Residential & Commercial | Non-Ducted CEE Tier 2
215864099 | Mini/Multi Split | Wells | HMSV-A-CB-O | WOM-48RH6/230 |  | Non-Ducted Indoor Units |  |  | 45000 | 21.3 | 10 | 48000 | 36000 | 75% | 2.1 | 0 | 11.7 |  |  |  | No | R-454B | 3.75 | Residential & Commercial | Non-Ducted CEE Tier 2
215864090 | Mini/Multi Split | Wells | HMSV-A-CB-O | WOM-18RH3/230 |  | Non-Ducted Indoor Units |  |  | 18000 | 23 | 10 | 19000 | 13500 | 71.05% | 2.2 | 0 | 12.5 |  |  |  | No | R-454B | 1.5 | Residential & Commercial | Non-Ducted CEE Tier 2
215864093 | Mini/Multi Split | Wells | HMSV-A-CB-O | WOM-27RH4/230 |  | Non-Ducted Indoor Units |  |  | 26000 | 23 | 9.5 | 27000 | 19000 | 70.37% | 2 | 0 | 12.2 |  |  |  | No | R-454B | 2.1667 | Residential & Commercial | Non-Ducted CEE Tier 2
215835702 | Mini/Multi Split | INNOVAIR | HMSV-A-CB-O | MOM60H2BH6A |  | Non-Ducted Indoor Units |  |  | 51000 | 22.2 | 10.5 | 55000 | 47000 | 85.45% | 2 | 0 | 12 |  |  |  | No | R-454B | 4.25 | Residential & Commercial | Non-Ducted CEE Tier 2
215835705 | Mini/Multi Split | INNOVAIR | HMSV-A-CB-O | MOM60H2BH6B |  | Non-Ducted Indoor Units |  |  | 51000 | 22.2 | 10.5 | 55000 | 47000 | 85.45% | 2 | 0 | 12 |  |  |  | No | R-454B | 4.25 | Residential & Commercial | Non-Ducted CEE Tier 2
215832441 | Mini/Multi Split | APOWER | HMSV-A-CB-O | AP5M36HP230VMO |  | Non-Ducted Indoor Units |  |  | 36000 | 21 | 10 | 36000 | 36000 | 100% | 2.1 | 0 | 12 |  |  |  | No | R-32 | 3 | Residential & Commercial | Non-Ducted CEE Tier 2
215832444 | Mini/Multi Split | APOWER | HMSV-A-CB-O | AP5M42HP230VMO |  | Non-Ducted Indoor Units |  |  | 42000 | 21 | 10 | 42000 | 37800 | 90% | 2.1 | 0 | 13 |  |  |  | No | R-32 | 3.5 | Residential & Commercial | Non-Ducted CEE Tier 2
215832435 | Mini/Multi Split | APOWER | HMSV-A-CB-O | AP3M24HP230VMO |  | Non-Ducted Indoor Units |  |  | 24000 | 21 | 10 | 24000 | 21600 | 90% | 2 | 0 | 13.3 |  |  |  | No | R-32 | 2 | Residential & Commercial | Non-Ducted CEE Tier 2
215832438 | Mini/Multi Split | APOWER | HMSV-A-CB-O | AP4M30HP230VMO |  | Non-Ducted Indoor Units |  |  | 28400 | 21 | 10 | 30000 | 27000 | 90% | 2.07 | 0 | 13.6 |  |  |  | No | R-32 | 2.3667 | Residential & Commercial | Non-Ducted CEE Tier 2
215747778 | Mini/Multi Split | Innovair | HMSV-A-CB-O | QOM27H2BM3A |  | Non-Ducted Indoor Units |  |  | 27000 | 23 | 10 | 27000 | 27000 | 100% | 1.82 | 0 | 12.85 |  |  |  | No | R-454B | 2.25 | Residential & Commercial | Non-Ducted CEE Tier 2
215832412 | Mini/Multi Split | APOWER | HMSV-A-CB-O | AP2M18HP230VMO |  | Non-Ducted Indoor Units |  |  | 18000 | 21 | 10 | 18000 | 13800 | 76.67% | 2 | 0 | 12 |  |  |  | No | R-32 | 1.5 | Residential & Commercial | Non-Ducted CEE Tier 2
216472838 | Mini/Multi Split | HISENSE | HMSV-A-CB-O | AMO4-36U3T25U |  | Non-Ducted Indoor Units |  |  | 36000 | 22 | 10 | 36000 | 36000 | 100% | 1.92 | 0 | 12.85 |  |  |  | No | R-454B | 3 | Residential & Commercial | Non-Ducted CEE Tier 2
216472835 | Mini/Multi Split | HISENSE | HMSV-A-CB-O | AMO5-45U3T25U |  | Non-Ducted Indoor Units |  |  | 42000 | 22 | 9.5 | 48000 | 36000 | 75% | 1.92 | 0 | 12 |  |  |  | No | R-454B | 3.5 | Residential & Commercial | Non-Ducted CEE Tier 2
215747782 | Mini/Multi Split | Innovair | HMSV-A-CB-O | QOM42H2BM5A |  | Non-Ducted Indoor Units |  |  | 42000 | 22 | 9.5 | 48000 | 36000 | 75% | 1.92 | 0 | 12 |  |  |  | No | R-454B | 3.5 | Residential & Commercial | Non-Ducted CEE Tier 2
215747722 | Mini/Multi Split | GUARDIAN | HMSV-A-CB-O | UMC36CN23STG1 |  | Non-Ducted Indoor Units |  |  | 36000 | 22 | 10 | 36000 | 36000 | 100% | 1.92 | 0 | 12.85 |  |  |  | No | R-454B | 3 | Residential & Commercial | Non-Ducted CEE Tier 2
215746017 | Mini/Multi Split | Custom Comfort | HMSV-A-CB-O | CCOXHBMZ655HP |  | Non-Ducted Indoor Units |  |  | 51000 | 22.2 | 10.5 | 55000 | 47000 | 85.45% | 2 | 0 | 12 |  |  |  | No | R-454B | 4.25 | Residential & Commercial | Non-Ducted CEE Tier 2
215747775 | Mini/Multi Split | Innovair | HMSV-A-CB-O | QOM18H2BM2A |  | Non-Ducted Indoor Units |  |  | 18000 | 22 | 10 | 18000 | 18000 | 100% | 1.99 | 0 | 13.3 |  |  |  | No | R-454B | 1.5 | Residential & Commercial | Non-Ducted CEE Tier 2
215747719 | Mini/Multi Split | GUARDIAN | HMSV-A-CB-O | UMC48CN23STG1 |  | Non-Ducted Indoor Units |  |  | 42000 | 22 | 9.5 | 48000 | 36000 | 75% | 1.92 | 0 | 12 |  |  |  | No | R-454B | 3.5 | Residential & Commercial | Non-Ducted CEE Tier 2
215747785 | Mini/Multi Split | Innovair | HMSV-A-CB-O | QOM36H2BM4A |  | Non-Ducted Indoor Units |  |  | 36000 | 22 | 10 | 36000 | 36000 | 100% | 1.92 | 0 | 12.85 |  |  |  | No | R-454B | 3 | Residential & Commercial | Non-Ducted CEE Tier 2
215746325 | Mini/Multi Split | Intertherm | HMSV-A-CB-O | DXH18FMK3IH |  | Non-Ducted Indoor Units |  |  | 18000 | 21 | 10 | 18000 | 13800 | 76.67% | 2 | 0 | 12 |  |  |  | No | R-32 | 1.5 | Residential & Commercial | Non-Ducted CEE Tier 2
215746326 | Mini/Multi Split | Intertherm | HMSV-A-CB-O | DXH24FMK3IH |  | Non-Ducted Indoor Units |  |  | 24000 | 21 | 10 | 24000 | 21600 | 90% | 2 | 0 | 13.3 |  |  |  | No | R-32 | 2 | Residential & Commercial | Non-Ducted CEE Tier 2
215746327 | Mini/Multi Split | Intertherm | HMSV-A-CB-O | DXH30FMK3IH |  | Non-Ducted Indoor Units |  |  | 28400 | 21 | 10 | 30000 | 27000 | 90% | 2.07 | 0 | 13.6 |  |  |  | No | R-32 | 2.3667 | Residential & Commercial | Non-Ducted CEE Tier 2
215746328 | Mini/Multi Split | Intertherm | HMSV-A-CB-O | DXH36FMK3IH |  | Non-Ducted Indoor Units |  |  | 36000 | 21 | 10 | 36000 | 36000 | 100% | 2.1 | 0 | 12 |  |  |  | No | R-32 | 3 | Residential & Commercial | Non-Ducted CEE Tier 2
215746329 | Mini/Multi Split | Intertherm | HMSV-A-CB-O | DXH42FMK3IH |  | Non-Ducted Indoor Units |  |  | 42000 | 21 | 10 | 42000 | 37800 | 90% | 2.1 | 0 | 13 |  |  |  | No | R-32 | 3.5 | Residential & Commercial | Non-Ducted CEE Tier 2
215746310 | Mini/Multi Split | GIBSON | HMSV-A-CB-O | DXH18FMK3IH |  | Non-Ducted Indoor Units |  |  | 18000 | 21 | 10 | 18000 | 13800 | 76.67% | 2 | 0 | 12 |  |  |  | No | R-32 | 1.5 | Residential & Commercial | Non-Ducted CEE Tier 2
215746311 | Mini/Multi Split | GIBSON | HMSV-A-CB-O | DXH24FMK3IH |  | Non-Ducted Indoor Units |  |  | 24000 | 21 | 10 | 24000 | 21600 | 90% | 2 | 0 | 13.3 |  |  |  | No | R-32 | 2 | Residential & Commercial | Non-Ducted CEE Tier 2
215746312 | Mini/Multi Split | GIBSON | HMSV-A-CB-O | DXH30FMK3IH |  | Non-Ducted Indoor Units |  |  | 28400 | 21 | 10 | 30000 | 27000 | 90% | 2.07 | 0 | 13.6 |  |  |  | No | R-32 | 2.3667 | Residential & Commercial | Non-Ducted CEE Tier 2
215746313 | Mini/Multi Split | GIBSON | HMSV-A-CB-O | DXH36FMK3IH |  | Non-Ducted Indoor Units |  |  | 36000 | 21 | 10 | 36000 | 36000 | 100% | 2.1 | 0 | 12 |  |  |  | No | R-32 | 3 | Residential & Commercial | Non-Ducted CEE Tier 2
215746314 | Mini/Multi Split | GIBSON | HMSV-A-CB-O | DXH42FMK3IH |  | Non-Ducted Indoor Units |  |  | 42000 | 21 | 10 | 42000 | 37800 | 90% | 2.1 | 0 | 13 |  |  |  | No | R-32 | 3.5 | Residential & Commercial | Non-Ducted CEE Tier 2
215746295 | Mini/Multi Split | AIRTEMP | HMSV-A-CB-O | DXH18FMK3IH |  | Non-Ducted Indoor Units |  |  | 18000 | 21 | 10 | 18000 | 13800 | 76.67% | 2 | 0 | 12 |  |  |  | No | R-32 | 1.5 | Residential & Commercial | Non-Ducted CEE Tier 2
215746296 | Mini/Multi Split | AIRTEMP | HMSV-A-CB-O | DXH24FMK3IH |  | Non-Ducted Indoor Units |  |  | 24000 | 21 | 10 | 24000 | 21600 | 90% | 2 | 0 | 13.3 |  |  |  | No | R-32 | 2 | Residential & Commercial | Non-Ducted CEE Tier 2
215746297 | Mini/Multi Split | AIRTEMP | HMSV-A-CB-O | DXH30FMK3IH |  | Non-Ducted Indoor Units |  |  | 28400 | 21 | 10 | 30000 | 27000 | 90% | 2.07 | 0 | 13.6 |  |  |  | No | R-32 | 2.3667 | Residential & Commercial | Non-Ducted CEE Tier 2
215746298 | Mini/Multi Split | AIRTEMP | HMSV-A-CB-O | DXH36FMK3IH |  | Non-Ducted Indoor Units |  |  | 36000 | 21 | 10 | 36000 | 36000 | 100% | 2.1 | 0 | 12 |  |  |  | No | R-32 | 3 | Residential & Commercial | Non-Ducted CEE Tier 2
215746299 | Mini/Multi Split | AIRTEMP | HMSV-A-CB-O | DXH42FMK3IH |  | Non-Ducted Indoor Units |  |  | 42000 | 21 | 10 | 42000 | 37800 | 90% | 2.1 | 0 | 13 |  |  |  | No | R-32 | 3.5 | Residential & Commercial | Non-Ducted CEE Tier 2
215746280 | Mini/Multi Split | AireForce | HMSV-A-CB-O | DXH18FMK3IH |  | Non-Ducted Indoor Units |  |  | 18000 | 21 | 10 | 18000 | 13800 | 76.67% | 2 | 0 | 12 |  |  |  | No | R-32 | 1.5 | Residential & Commercial | Non-Ducted CEE Tier 2
215746281 | Mini/Multi Split | AireForce | HMSV-A-CB-O | DXH24FMK3IH |  | Non-Ducted Indoor Units |  |  | 24000 | 21 | 10 | 24000 | 21600 | 90% | 2 | 0 | 13.3 |  |  |  | No | R-32 | 2 | Residential & Commercial | Non-Ducted CEE Tier 2
215746282 | Mini/Multi Split | AireForce | HMSV-A-CB-O | DXH30FMK3IH |  | Non-Ducted Indoor Units |  |  | 28400 | 21 | 10 | 30000 | 27000 | 90% | 2.07 | 0 | 13.6 |  |  |  | No | R-32 | 2.3667 | Residential & Commercial | Non-Ducted CEE Tier 2
215746283 | Mini/Multi Split | AireForce | HMSV-A-CB-O | DXH36FMK3IH |  | Non-Ducted Indoor Units |  |  | 36000 | 21 | 10 | 36000 | 36000 | 100% | 2.1 | 0 | 12 |  |  |  | No | R-32 | 3 | Residential & Commercial | Non-Ducted CEE Tier 2
215746284 | Mini/Multi Split | AireForce | HMSV-A-CB-O | DXH42FMK3IH |  | Non-Ducted Indoor Units |  |  | 42000 | 21 | 10 | 42000 | 37800 | 90% | 2.1 | 0 | 13 |  |  |  | No | R-32 | 3.5 | Residential & Commercial | Non-Ducted CEE Tier 2
215746011 | Mini/Multi Split | Custom Comfort | HMSV-A-CB-O | CCOXHBMZ536HP |  | Non-Ducted Indoor Units |  |  | 36000 | 23 | 10.7 | 36000 | 36000 | 100% | 2 | 0 | 13 |  |  |  | No | R-454B | 3 | Residential & Commercial | Non-Ducted CEE Tier 2
215746014 | Mini/Multi Split | Custom Comfort | HMSV-A-CB-O | CCOXHBMZ648HP |  | Non-Ducted Indoor Units |  |  | 47000 | 23 | 11 | 49000 | 47000 | 95.92% | 2 | 0 | 12 |  |  |  | No | R-454B | 3.9167 | Residential & Commercial | Non-Ducted CEE Tier 2
215746005 | Mini/Multi Split | Custom Comfort | HMSV-A-CB-O | CCOXHBMZ318HP |  | Non-Ducted Indoor Units |  |  | 19000 | 25 | 10.4 | 20000 | 19000 | 95% | 2 | 0 | 15 |  |  |  | No | R-454B | 1.5833 | Residential & Commercial | Non-Ducted CEE Tier 2
215746008 | Mini/Multi Split | Custom Comfort | HMSV-A-CB-O | CCOXHBMZ427HP |  | Non-Ducted Indoor Units |  |  | 27000 | 23 | 10.5 | 27000 | 27000 | 100% | 2 | 0 | 12.5 |  |  |  | No | R-454B | 2.25 | Residential & Commercial | Non-Ducted CEE Tier 2
216472831 | Mini/Multi Split | HISENSE | HMSV-A-CB-O | AMO2-18U3T25U |  | Non-Ducted Indoor Units |  |  | 18000 | 22 | 10 | 18000 | 18000 | 100% | 1.99 | 0 | 13.3 |  |  |  | No | R-454B | 1.5 | Residential & Commercial | Non-Ducted CEE Tier 2
216472832 | Mini/Multi Split | HISENSE | HMSV-A-CB-O | AMO3-27U3T25U |  | Non-Ducted Indoor Units |  |  | 27000 | 23 | 10 | 27000 | 27000 | 100% | 1.82 | 0 | 12.85 |  |  |  | No | R-454B | 2.25 | Residential & Commercial | Non-Ducted CEE Tier 2
216472802 | Mini/Multi Split | MDV | HMSV-A-CB-O | M6OE30-48HFN10-M1D** |  | Non-Ducted Indoor Units |  |  | 48000 | 18.7 | 9.5 | 48000 | 36000 | 75% | 1.85 | 0 | 10 |  |  |  | No | R-454B | 4 | Residential & Commercial | Non-Ducted CEE Tier 2
216453528 | Mini/Multi Split | OUELLET | HMSV-A-CB-O | OFRM2X1-H18A-O |  | Non-Ducted Indoor Units |  |  | 18000 | 21 | 10 | 18000 | 13800 | 76.67% | 2 | 0 | 12 |  |  |  | No | R-32 | 1.5 | Residential & Commercial | Non-Ducted CEE Tier 2
216453529 | Mini/Multi Split | OUELLET | HMSV-A-CB-O | OFRM3X1-H24A-O |  | Non-Ducted Indoor Units |  |  | 24000 | 21 | 10 | 24000 | 21600 | 90% | 2 | 0 | 13.3 |  |  |  | No | R-32 | 2 | Residential & Commercial | Non-Ducted CEE Tier 2
216453530 | Mini/Multi Split | OUELLET | HMSV-A-CB-O | OFRM4X1-H30A-O |  | Non-Ducted Indoor Units |  |  | 28400 | 21 | 10 | 30000 | 27000 | 90% | 2.07 | 0 | 13.6 |  |  |  | No | R-32 | 2.3667 | Residential & Commercial | Non-Ducted CEE Tier 2
216453531 | Mini/Multi Split | OUELLET | HMSV-A-CB-O | OFRM4X1-H36A-O |  | Non-Ducted Indoor Units |  |  | 36000 | 21 | 10 | 36000 | 36000 | 100% | 2.1 | 0 | 12 |  |  |  | No | R-32 | 3 | Residential & Commercial | Non-Ducted CEE Tier 2
216453532 | Mini/Multi Split | OUELLET | HMSV-A-CB-O | OFRM5X1-H42A-O |  | Non-Ducted Indoor Units |  |  | 42000 | 21 | 10 | 42000 | 37800 | 90% | 2.1 | 0 | 13 |  |  |  | No | R-32 | 3.5 | Residential & Commercial | Non-Ducted CEE Tier 2
215742357 | Mini/Multi Split | 1HVAC | HMSV-A-CB-O | SC-27Z-HH-M4B |  | Non-Ducted Indoor Units |  |  | 23200 | 21 | 10 | 24000 | 21600 | 90% | 2.1 | 12.5 | 12.5 |  |  |  | No | R-410A | 1.9333 | Residential & Commercial | Non-Ducted CEE Tier 2
215742358 | Mini/Multi Split | ACIQ | HMSV-A-CB-O | SC-27Z-HH-M4B |  | Non-Ducted Indoor Units |  |  | 23200 | 21 | 10 | 24000 | 21600 | 90% | 2.1 | 12.5 | 12.5 |  |  |  | No | R-410A | 1.9333 | Residential & Commercial | Non-Ducted CEE Tier 2
215742359 | Mini/Multi Split | DIYCOOL | HMSV-A-CB-O | SC-27Z-HH-M4B |  | Non-Ducted Indoor Units |  |  | 23200 | 21 | 10 | 24000 | 21600 | 90% | 2.1 | 12.5 | 12.5 |  |  |  | No | R-410A | 1.9333 | Residential & Commercial | Non-Ducted CEE Tier 2
215742360 | Mini/Multi Split | Stealth Comfort | HMSV-A-CB-O | SC-27Z-HH-M4B |  | Non-Ducted Indoor Units |  |  | 23200 | 21 | 10 | 24000 | 21600 | 90% | 2.1 | 12.5 | 12.5 |  |  |  | No | R-410A | 1.9333 | Residential & Commercial | Non-Ducted CEE Tier 2
215735314 | Mini/Multi Split | SENVILLE | HMSV-A-CB-O | SENA-28HF-MOA |  | Non-Ducted Indoor Units |  |  | 27000 | 23 | 10.5 | 27000 | 27000 | 100% | 2 | 0 | 12.5 |  |  |  | No | R-454B | 2.25 | Residential & Commercial | Non-Ducted CEE Tier 2
215735317 | Mini/Multi Split | SENVILLE | HMSV-A-CB-O | SENA-36HF-MOA |  | Non-Ducted Indoor Units |  |  | 36000 | 23 | 10.7 | 36000 | 36000 | 100% | 2 | 0 | 13 |  |  |  | No | R-454B | 3 | Residential & Commercial | Non-Ducted CEE Tier 2
215735345 | Mini/Multi Split | HISENSE | HMSV-A-CB-O | AMW4-36U3TQA |  | Non-Ducted Indoor Units |  |  | 36000 | 22 | 10 | 36000 | 36000 | 100% | 1.92 | 0 | 12.85 |  |  |  | No | R-454B | 3 | Residential & Commercial | Non-Ducted CEE Tier 2
215735282 | Mini/Multi Split | FUJITSU | HMSV-A-CB-O | AOUH36KWAH4 |  | Non-Ducted Indoor Units |  |  | 35200 | 22 | 10 | 36400 | 36400 | 100% | 1.9 | 0 | 13 |  |  |  | No | R-32 | 2.9333 | Residential & Commercial | Non-Ducted CEE Tier 2
215725540 | Mini/Multi Split | INNOVAIR | HMSV-A-CB-O | MOM48H2BH6B |  | Non-Ducted Indoor Units |  |  | 47000 | 23 | 11 | 49000 | 47000 | 95.92% | 2 | 0 | 12 |  |  |  | No | R-454B | 3.9167 | Residential & Commercial | Non-Ducted CEE Tier 2
215735311 | Mini/Multi Split | SENVILLE | HMSV-A-CB-O | SENA-18HF-MOA |  | Non-Ducted Indoor Units |  |  | 19000 | 25 | 10.4 | 20000 | 19000 | 95% | 2 | 0 | 15 |  |  |  | No | R-454B | 1.5833 | Residential & Commercial | Non-Ducted CEE Tier 2
215735280 | Mini/Multi Split | FUJITSU | HMSV-A-CB-O | AOUH45KWAS5 |  | Non-Ducted Indoor Units |  |  | 43000 | 22 | 10 | 48000 | 36000 | 75% | 2.14 | 0 | 12 |  |  |  | No | R-32 | 3.5833 | Residential & Commercial | Non-Ducted CEE Tier 2
215725534 | Mini/Multi Split | INNOVAIR | HMSV-A-CB-O | MOM27H2BH4B |  | Non-Ducted Indoor Units |  |  | 27000 | 23 | 10.5 | 27000 | 27000 | 100% | 2 | 0 | 12.5 |  |  |  | No | R-454B | 2.25 | Residential & Commercial | Non-Ducted CEE Tier 2
215725537 | Mini/Multi Split | INNOVAIR | HMSV-A-CB-O | MOM36H2BH5B |  | Non-Ducted Indoor Units |  |  | 36000 | 23 | 10.7 | 36000 | 36000 | 100% | 2 | 0 | 13 |  |  |  | No | R-454B | 3 | Residential & Commercial | Non-Ducted CEE Tier 2
215725525 | Mini/Multi Split | INNOVAIR | HMSV-A-CB-O | MOM48H2BH6A |  | Non-Ducted Indoor Units |  |  | 47000 | 23 | 11 | 49000 | 47000 | 95.92% | 2 | 0 | 12 |  |  |  | No | R-454B | 3.9167 | Residential & Commercial | Non-Ducted CEE Tier 2
215725531 | Mini/Multi Split | INNOVAIR | HMSV-A-CB-O | MOM18H2BH3B |  | Non-Ducted Indoor Units |  |  | 19000 | 25 | 10.4 | 20000 | 19000 | 95% | 2 | 0 | 15 |  |  |  | No | R-454B | 1.5833 | Residential & Commercial | Non-Ducted CEE Tier 2
215725519 | Mini/Multi Split | INNOVAIR | HMSV-A-CB-O | MOM27H2BH4A |  | Non-Ducted Indoor Units |  |  | 27000 | 23 | 10.5 | 27000 | 27000 | 100% | 2 | 0 | 12.5 |  |  |  | No | R-454B | 2.25 | Residential & Commercial | Non-Ducted CEE Tier 2
215725522 | Mini/Multi Split | INNOVAIR | HMSV-A-CB-O | MOM36H2BH5A |  | Non-Ducted Indoor Units |  |  | 36000 | 23 | 10.7 | 36000 | 36000 | 100% | 2 | 0 | 13 |  |  |  | No | R-454B | 3 | Residential & Commercial | Non-Ducted CEE Tier 2
215725510 | Mini/Multi Split | INNOVAIR | HMSV-A-CB-O | MOM48H2BM6B |  | Non-Ducted Indoor Units |  |  | 47000 | 24 | 10.3 | 48000 | 36000 | 75% | 2 | 0 | 12.5 |  |  |  | No | R-454B | 3.9167 | Residential & Commercial | Non-Ducted CEE Tier 2
215725516 | Mini/Multi Split | INNOVAIR | HMSV-A-CB-O | MOM18H2BH3A |  | Non-Ducted Indoor Units |  |  | 19000 | 25 | 10.4 | 20000 | 19000 | 95% | 2 | 0 | 15 |  |  |  | No | R-454B | 1.5833 | Residential & Commercial | Non-Ducted CEE Tier 2
215725504 | Mini/Multi Split | INNOVAIR | HMSV-A-CB-O | MOM27H2BM4B |  | Non-Ducted Indoor Units |  |  | 27000 | 25 | 9.5 | 27000 | 19000 | 70.37% | 2 | 0 | 13 |  |  |  | No | R-454B | 2.25 | Residential & Commercial | Non-Ducted CEE Tier 2
215725507 | Mini/Multi Split | INNOVAIR | HMSV-A-CB-O | MOM36H2BM5B |  | Non-Ducted Indoor Units |  |  | 36000 | 24 | 9.5 | 37000 | 26000 | 70.27% | 2 | 0 | 12 |  |  |  | No | R-454B | 3 | Residential & Commercial | Non-Ducted CEE Tier 2
215725495 | Mini/Multi Split | INNOVAIR | HMSV-A-CB-O | MOM36H2BM5A |  | Non-Ducted Indoor Units |  |  | 36000 | 24 | 9.5 | 37000 | 26000 | 70.27% | 2 | 0 | 12 |  |  |  | No | R-454B | 3 | Residential & Commercial | Non-Ducted CEE Tier 2
215725498 | Mini/Multi Split | INNOVAIR | HMSV-A-CB-O | MOM48H2BM6A |  | Non-Ducted Indoor Units |  |  | 47000 | 24 | 10.3 | 48000 | 36000 | 75% | 2 | 0 | 12.5 |  |  |  | No | R-454B | 3.9167 | Residential & Commercial | Non-Ducted CEE Tier 2
215725489 | Mini/Multi Split | INNOVAIR | HMSV-A-CB-O | MOM18H2BM3A |  | Non-Ducted Indoor Units |  |  | 18000 | 25.1 | 9.8 | 19000 | 13500 | 71.05% | 2.3 | 0 | 14 |  |  |  | No | R-454B | 1.5 | Residential & Commercial | Non-Ducted CEE Tier 2
215725492 | Mini/Multi Split | INNOVAIR | HMSV-A-CB-O | MOM27H2BM4A |  | Non-Ducted Indoor Units |  |  | 27000 | 25 | 9.5 | 27000 | 19000 | 70.37% | 2 | 0 | 13 |  |  |  | No | R-454B | 2.25 | Residential & Commercial | Non-Ducted CEE Tier 2
213307912 | Mini/Multi Split | Alsetria | HMSV-A-CB-O | M4OX630-36HFN1-M1X |  | Non-Ducted Indoor Units |  |  | 36000 | 21 | 10.9 | 36000 | 36000 | 100% | 1.95 | 0 | 12 |  |  |  | No | R-410A | 3 | Residential & Commercial | Non-Ducted CEE Tier 2
215588619 | Mini/Multi Split | TEMP SHIFT | HMSV-A-CB-O | TSM3OI28HFN1M |  | Non-Ducted Indoor Units |  |  | 28000 | 22.6 | 9.8 | 28000 | 25000 | 89.29% | 1.8 | 11.5 | 11.8 |  |  |  | No | R-410A | 2.3333 | Residential & Commercial | Non-Ducted CEE Tier 2
216441120 | Mini/Multi Split | APOWER | HMSV-A-CB-O | AP4M36HP230VMO |  | Non-Ducted Indoor Units |  |  | 36000 | 21 | 10 | 36000 | 36000 | 100% | 2.1 | 0 | 12 |  |  |  | No | R-32 | 3 | Residential & Commercial | Non-Ducted CEE Tier 2
209319647 | Mini/Multi Split | ECO AIR | HMSV-A-CB-O | M5OG-48HFN1-M-[X] |  | Non-Ducted Indoor Units |  |  | 48000 | 21.8 | 9.8 | 49000 | 45000 | 91.84% | 2 | 11.6 | 11.7 |  |  |  | No | R-410A | 4 | Residential & Commercial | Non-Ducted CEE Tier 2
215471469 | Mini/Multi Split | MIDEA | HMSV-A-CB-O | MO6HX-H60B-2A |  | Non-Ducted Indoor Units |  |  | 51000 | 22.2 | 10.5 | 55000 | 47000 | 85.45% | 2 | 0 | 12 |  |  |  | No | R-454B | 4.25 | Residential & Commercial | Non-Ducted CEE Tier 2
215471472 | Mini/Multi Split | MIDEA | HMSV-A-CB-O | MO3EX-H18B-2A |  | Non-Ducted Indoor Units |  |  | 18000 | 25.1 | 9.8 | 19000 | 13500 | 71.05% | 2.3 | 0 | 14 |  |  |  | No | R-454B | 1.5 | Residential & Commercial | Non-Ducted CEE Tier 2
215708456 | Mini/Multi Split | TOSOT | HMSV-A-CB-O | MZ-COSMO18/O |  | Non-Ducted Indoor Units |  |  | 18000 | 21 | 10 | 18000 | 13800 | 76.67% | 2 | 0 | 12 |  |  |  | No | R-32 | 1.5 | Residential & Commercial | Non-Ducted CEE Tier 2
215708457 | Mini/Multi Split | TOSOT | HMSV-A-CB-O | MZ-COSMO24/O |  | Non-Ducted Indoor Units |  |  | 24000 | 21 | 10 | 24000 | 21600 | 90% | 2 | 0 | 13.3 |  |  |  | No | R-32 | 2 | Residential & Commercial | Non-Ducted CEE Tier 2
215708458 | Mini/Multi Split | TOSOT | HMSV-A-CB-O | MZ-COSMO30/O |  | Non-Ducted Indoor Units |  |  | 28400 | 21 | 10 | 30000 | 27000 | 90% | 2.07 | 0 | 13.6 |  |  |  | No | R-32 | 2.3667 | Residential & Commercial | Non-Ducted CEE Tier 2
215708459 | Mini/Multi Split | TOSOT | HMSV-A-CB-O | MZ-COSMO36/O |  | Non-Ducted Indoor Units |  |  | 36000 | 21 | 10 | 36000 | 36000 | 100% | 2.1 | 0 | 12 |  |  |  | No | R-32 | 3 | Residential & Commercial | Non-Ducted CEE Tier 2
215685465 | Mini/Multi Split | Mitsubishi Electric | HMSV-A-CB-O | MXZ-SM42NLHZ*** |  | Non-Ducted Indoor Units |  |  | 42000 | 21.5 | 11.1 | 48000 | 48000 | 100% | 2 | 0 | 13.4 |  |  |  | No | R-454B | 3.5 | Residential & Commercial | Non-Ducted CEE Tier 2
215685466 | Mini/Multi Split | Mitsubishi Electric | HMSV-A-CB-O | MXZ-SM48NL*** |  | Non-Ducted Indoor Units |  |  | 48000 | 23 | 10.4 | 50000 | 35400 | 70.8% | 2.1 | 0 | 12 |  |  |  | No | R-454B | 4 | Residential & Commercial | Non-Ducted CEE Tier 2
215685467 | Mini/Multi Split | Mitsubishi Electric | HMSV-A-CB-O | MXZ-SM48NLHZ*** |  | Non-Ducted Indoor Units |  |  | 48000 | 23 | 11.5 | 54000 | 54000 | 100% | 2 | 0 | 13.1 |  |  |  | No | R-454B | 4 | Residential & Commercial | Non-Ducted CEE Tier 2
215685468 | Mini/Multi Split | Mitsubishi Electric | HMSV-A-CB-O | MXZ-SM60NL*** |  | Non-Ducted Indoor Units |  |  | 60000 | 20 | 10.5 | 66000 | 46500 | 70.45% | 2 | 0 | 12 |  |  |  | No | R-454B | 5 | Residential & Commercial | Non-Ducted CEE Tier 2
215708441 | Mini/Multi Split | KINGHOME | HMSV-A-CB-O | KM18X6O |  | Non-Ducted Indoor Units |  |  | 18000 | 21 | 10 | 18000 | 13800 | 76.67% | 2 | 0 | 12 |  |  |  | No | R-32 | 1.5 | Residential & Commercial | Non-Ducted CEE Tier 2
215708442 | Mini/Multi Split | KINGHOME | HMSV-A-CB-O | KM24X6O |  | Non-Ducted Indoor Units |  |  | 24000 | 21 | 10 | 24000 | 21600 | 90% | 2 | 0 | 13.3 |  |  |  | No | R-32 | 2 | Residential & Commercial | Non-Ducted CEE Tier 2
215708443 | Mini/Multi Split | KINGHOME | HMSV-A-CB-O | KM30X6O |  | Non-Ducted Indoor Units |  |  | 28400 | 21 | 10 | 30000 | 27000 | 90% | 2.07 | 0 | 13.6 |  |  |  | No | R-32 | 2.3667 | Residential & Commercial | Non-Ducted CEE Tier 2
215708444 | Mini/Multi Split | KINGHOME | HMSV-A-CB-O | KM36X6O |  | Non-Ducted Indoor Units |  |  | 36000 | 21 | 10 | 36000 | 36000 | 100% | 2.1 | 0 | 12 |  |  |  | No | R-32 | 3 | Residential & Commercial | Non-Ducted CEE Tier 2
215708445 | Mini/Multi Split | KINGHOME | HMSV-A-CB-O | KM42X6O |  | Non-Ducted Indoor Units |  |  | 42000 | 21 | 10 | 42000 | 37800 | 90% | 2.1 | 0 | 13 |  |  |  | No | R-32 | 3.5 | Residential & Commercial | Non-Ducted CEE Tier 2
216410080 | Mini/Multi Split | ZOKOP | HMSV-A-CB-O | TMSC-18HA2/I2XI20B-O* |  | Non-Ducted Indoor Units |  |  | 18000 | 24 | 10 | 20000 | 15800 | 79% | 2 | 0 | 13 |  |  |  | No | R-454B | 1.5 | Residential & Commercial | Non-Ducted CEE Tier 2
216410081 | Mini/Multi Split | ZOKOP | HMSV-A-CB-O | TMSC-27HA2/I2XI19B-O* |  | Non-Ducted Indoor Units |  |  | 27000 | 24 | 10 | 28000 | 19800 | 70.71% | 2 | 0 | 12 |  |  |  | No | R-454B | 2.25 | Residential & Commercial | Non-Ducted CEE Tier 2
216410082 | Mini/Multi Split | ZOKOP | HMSV-A-CB-O | TMSC-36HA2/I2XI19B-O* |  | Non-Ducted Indoor Units |  |  | 35000 | 22.5 | 9.5 | 36000 | 25400 | 70.56% | 2 | 0 | 12 |  |  |  | No | R-454B | 2.9167 | Residential & Commercial | Non-Ducted CEE Tier 2
216441721 | Mini/Multi Split | PANASONIC | HMSV-A-CB-O | CU-4Z24BBUC |  | Non-Ducted Indoor Units |  |  | 24000 | 24 | 11.4 | 32000 | 27000 | 84.38% | 1.85 | 0 | 13.45 |  |  |  | No | R-32 | 2 | Residential & Commercial | Non-Ducted CEE Tier 2
216441722 | Mini/Multi Split | PANASONIC | HMSV-A-CB-O | CU-5Z36BBUC |  | Non-Ducted Indoor Units |  |  | 36000 | 22 | 10.3 | 36000 | 27000 | 75% | 2.08 | 0 | 11.8 |  |  |  | No | R-32 | 3 | Residential & Commercial | Non-Ducted CEE Tier 2
215685463 | Mini/Multi Split | Mitsubishi Electric | HMSV-A-CB-O | MXZ-SM36NL*** |  | Non-Ducted Indoor Units |  |  | 36000 | 23 | 11 | 41000 | 29000 | 70.73% | 2.2 | 0 | 14.1 |  |  |  | No | R-454B | 3 | Residential & Commercial | Non-Ducted CEE Tier 2
215685464 | Mini/Multi Split | Mitsubishi Electric | HMSV-A-CB-O | MXZ-SM36NLHZ*** |  | Non-Ducted Indoor Units |  |  | 36000 | 23 | 12 | 42000 | 42000 | 100% | 2 | 0 | 14.5 |  |  |  | No | R-454B | 3 | Residential & Commercial | Non-Ducted CEE Tier 2
216372792 | Mini/Multi Split | SAMSUNG | HMSV-A-CB-O | AJ036DXS4CG |  | Non-Ducted Indoor Units |  |  | 34000 | 21.5 | 9.5 | 36600 | 36600 | 100% | 2.04 | 0 | 12.5 |  |  |  | No | R-32 | 2.8333 | Residential & Commercial | Non-Ducted CEE Tier 2
216372793 | Mini/Multi Split | SAMSUNG | HMSV-A-CB-O | AJ030DXS4CG |  | Non-Ducted Indoor Units |  |  | 28400 | 22.5 | 10 | 28600 | 28600 | 100% | 1.81 | 0 | 13.5 |  |  |  | No | R-32 | 2.3667 | Residential & Commercial | Non-Ducted CEE Tier 2
216372794 | Mini/Multi Split | SAMSUNG | HMSV-A-CB-O | AJ024DXS4CG |  | Non-Ducted Indoor Units |  |  | 25000 | 23 | 10.4 | 25000 | 25000 | 100% | 1.85 | 0 | 14.55 |  |  |  | No | R-32 | 2.0833 | Residential & Commercial | Non-Ducted CEE Tier 2
216372795 | Mini/Multi Split | SAMSUNG | HMSV-A-CB-O | AJ020DXS3CG |  | Non-Ducted Indoor Units |  |  | 21000 | 23 | 10.5 | 22000 | 22000 | 100% | 1.95 | 0 | 15 |  |  |  | No | R-32 | 1.75 | Residential & Commercial | Non-Ducted CEE Tier 2
216410095 | Mini/Multi Split | Rovsun | HMSV-A-CB-O | TMSC-18HA2/I2XI20B-O* |  | Non-Ducted Indoor Units |  |  | 18000 | 24 | 10 | 20000 | 15800 | 79% | 2 | 0 | 13 |  |  |  | No | R-454B | 1.5 | Residential & Commercial | Non-Ducted CEE Tier 2
216410096 | Mini/Multi Split | Rovsun | HMSV-A-CB-O | TMSC-27HA2/I2XI19B-O* |  | Non-Ducted Indoor Units |  |  | 27000 | 24 | 10 | 28000 | 19800 | 70.71% | 2 | 0 | 12 |  |  |  | No | R-454B | 2.25 | Residential & Commercial | Non-Ducted CEE Tier 2
216410097 | Mini/Multi Split | Rovsun | HMSV-A-CB-O | TMSC-36HA2/I2XI19B-O* |  | Non-Ducted Indoor Units |  |  | 35000 | 22.5 | 9.5 | 36000 | 25400 | 70.56% | 2 | 0 | 12 |  |  |  | No | R-454B | 2.9167 | Residential & Commercial | Non-Ducted CEE Tier 2
215471463 | Mini/Multi Split | MIDEA | HMSV-A-CB-O | MO5HX-H36B-2A |  | Non-Ducted Indoor Units |  |  | 36000 | 23 | 10.7 | 36000 | 36000 | 100% | 2 | 0 | 13 |  |  |  | No | R-454B | 3 | Residential & Commercial | Non-Ducted CEE Tier 2
215471466 | Mini/Multi Split | MIDEA | HMSV-A-CB-O | MO6HX-H48B-2A |  | Non-Ducted Indoor Units |  |  | 47000 | 23 | 11 | 49000 | 47000 | 95.92% | 2 | 0 | 12 |  |  |  | No | R-454B | 3.9167 | Residential & Commercial | Non-Ducted CEE Tier 2
216020699 | Mini/Multi Split | ZOKOP | HMSV-A-CB-O | TMSC-18HA2/I2XI20B-O |  | Non-Ducted Indoor Units |  |  | 18000 | 24 | 10 | 20000 | 15800 | 79% | 2 | 0 | 13 |  |  |  | No | R-454B | 1.5 | Residential & Commercial | Non-Ducted CEE Tier 2
216020700 | Mini/Multi Split | ZOKOP | HMSV-A-CB-O | TMSC-27HA2/I2XI19B-O |  | Non-Ducted Indoor Units |  |  | 27000 | 24 | 10 | 28000 | 19800 | 70.71% | 2 | 0 | 12 |  |  |  | No | R-454B | 2.25 | Residential & Commercial | Non-Ducted CEE Tier 2
216020701 | Mini/Multi Split | ZOKOP | HMSV-A-CB-O | TMSC-36HA2/I2XI19B-O |  | Non-Ducted Indoor Units |  |  | 35000 | 22.5 | 9.5 | 36000 | 25400 | 70.56% | 2 | 0 | 12 |  |  |  | No | R-454B | 2.9167 | Residential & Commercial | Non-Ducted CEE Tier 2
215471457 | Mini/Multi Split | MIDEA | HMSV-A-CB-O | MO3HX-H18B-2A |  | Non-Ducted Indoor Units |  |  | 19000 | 25 | 10.4 | 20000 | 19000 | 95% | 2 | 0 | 15 |  |  |  | No | R-454B | 1.5833 | Residential & Commercial | Non-Ducted CEE Tier 2
215471460 | Mini/Multi Split | MIDEA | HMSV-A-CB-O | MO4HX-H27B-2A |  | Non-Ducted Indoor Units |  |  | 27000 | 23 | 10.5 | 27000 | 27000 | 100% | 2 | 0 | 12.5 |  |  |  | No | R-454B | 2.25 | Residential & Commercial | Non-Ducted CEE Tier 2
215471451 | Mini/Multi Split | MIDEA | HMSV-A-CB-O | MO6EX-H48B-2A |  | Non-Ducted Indoor Units |  |  | 47000 | 24 | 10.3 | 48000 | 36000 | 75% | 2 | 0 | 12.5 |  |  |  | No | R-454B | 3.9167 | Residential & Commercial | Non-Ducted CEE Tier 2
215471445 | Mini/Multi Split | MIDEA | HMSV-A-CB-O | MO4EX-H27B-2A |  | Non-Ducted Indoor Units |  |  | 27000 | 25 | 9.5 | 27000 | 19000 | 70.37% | 2 | 0 | 13 |  |  |  | No | R-454B | 2.25 | Residential & Commercial | Non-Ducted CEE Tier 2
215471448 | Mini/Multi Split | MIDEA | HMSV-A-CB-O | MO5EX-H36B-2A |  | Non-Ducted Indoor Units |  |  | 36000 | 24 | 9.5 | 37000 | 26000 | 70.27% | 2 | 0 | 12 |  |  |  | No | R-454B | 3 | Residential & Commercial | Non-Ducted CEE Tier 2
215449808 | Mini/Multi Split | Breeze33 | HMSV-A-CB-O | BZ33-HYP486Z2-454-G3-P |  | Non-Ducted Indoor Units |  |  | 47000 | 23 | 11 | 49000 | 47000 | 95.92% | 2 | 0 | 12 |  |  |  | No | R-454B | 3.9167 | Residential & Commercial | Non-Ducted CEE Tier 2
215449811 | Mini/Multi Split | Breeze33 | HMSV-A-CB-O | BZ33-HYP556Z2-454-G3-P |  | Non-Ducted Indoor Units |  |  | 51000 | 22.2 | 10.5 | 55000 | 47000 | 85.45% | 2 | 0 | 12 |  |  |  | No | R-454B | 4.25 | Residential & Commercial | Non-Ducted CEE Tier 2
215449802 | Mini/Multi Split | Breeze33 | HMSV-A-CB-O | BZ33-HYP274Z2-454-G3-P |  | Non-Ducted Indoor Units |  |  | 27000 | 23 | 10.5 | 27000 | 27000 | 100% | 2 | 0 | 12.5 |  |  |  | No | R-454B | 2.25 | Residential & Commercial | Non-Ducted CEE Tier 2
215449805 | Mini/Multi Split | Breeze33 | HMSV-A-CB-O | BZ33-HYP365Z2-454-G3-P |  | Non-Ducted Indoor Units |  |  | 36000 | 23 | 10.7 | 36000 | 36000 | 100% | 2 | 0 | 13 |  |  |  | No | R-454B | 3 | Residential & Commercial | Non-Ducted CEE Tier 2
215449796 | Mini/Multi Split | Breeze33 | HMSV-A-CB-O | BZ33-HP486Z2-454-G3-P |  | Non-Ducted Indoor Units |  |  | 47000 | 24 | 10.3 | 48000 | 36000 | 75% | 2 | 0 | 12.5 |  |  |  | No | R-454B | 3.9167 | Residential & Commercial | Non-Ducted CEE Tier 2
215449799 | Mini/Multi Split | Breeze33 | HMSV-A-CB-O | BZ33-HYP183Z2-454-G3-P |  | Non-Ducted Indoor Units |  |  | 19000 | 25 | 10.4 | 20000 | 19000 | 95% | 2 | 0 | 15 |  |  |  | No | R-454B | 1.5833 | Residential & Commercial | Non-Ducted CEE Tier 2
215449790 | Mini/Multi Split | Breeze33 | HMSV-A-CB-O | BZ33-HP274Z2-454-G3-P |  | Non-Ducted Indoor Units |  |  | 27000 | 25 | 9.5 | 27000 | 19000 | 70.37% | 2 | 0 | 13 |  |  |  | No | R-454B | 2.25 | Residential & Commercial | Non-Ducted CEE Tier 2
215449793 | Mini/Multi Split | Breeze33 | HMSV-A-CB-O | BZ33-HP365Z2-454-G3-P |  | Non-Ducted Indoor Units |  |  | 36000 | 24 | 9.5 | 37000 | 26000 | 70.27% | 2 | 0 | 12 |  |  |  | No | R-454B | 3 | Residential & Commercial | Non-Ducted CEE Tier 2
215449736 | Mini/Multi Split | CanAir | HMSV-A-CB-O | 4C28MC655H21 |  | Non-Ducted Indoor Units |  |  | 51000 | 22.2 | 10.5 | 55000 | 47000 | 85.45% | 2 | 0 | 12 |  |  |  | No | R-454B | 4.25 | Residential & Commercial | Non-Ducted CEE Tier 2
215449787 | Mini/Multi Split | Breeze33 | HMSV-A-CB-O | BZ33-HP183Z2-454-G3-P |  | Non-Ducted Indoor Units |  |  | 18000 | 25.1 | 9.8 | 19000 | 13500 | 71.05% | 2.3 | 0 | 14 |  |  |  | No | R-454B | 1.5 | Residential & Commercial | Non-Ducted CEE Tier 2
215449730 | Mini/Multi Split | CanAir | HMSV-A-CB-O | 4C28MC536H21 |  | Non-Ducted Indoor Units |  |  | 36000 | 23 | 10.7 | 36000 | 36000 | 100% | 2 | 0 | 13 |  |  |  | No | R-454B | 3 | Residential & Commercial | Non-Ducted CEE Tier 2
215449733 | Mini/Multi Split | CanAir | HMSV-A-CB-O | 4C28MC648H21 |  | Non-Ducted Indoor Units |  |  | 47000 | 23 | 11 | 49000 | 47000 | 95.92% | 2 | 0 | 12 |  |  |  | No | R-454B | 3.9167 | Residential & Commercial | Non-Ducted CEE Tier 2
215449724 | Mini/Multi Split | CanAir | HMSV-A-CB-O | 4C28MC318H21 |  | Non-Ducted Indoor Units |  |  | 19000 | 25 | 10.4 | 20000 | 19000 | 95% | 2 | 0 | 15 |  |  |  | No | R-454B | 1.5833 | Residential & Commercial | Non-Ducted CEE Tier 2
215449727 | Mini/Multi Split | CanAir | HMSV-A-CB-O | 4C28MC428H21 |  | Non-Ducted Indoor Units |  |  | 27000 | 23 | 10.5 | 27000 | 27000 | 100% | 2 | 0 | 12.5 |  |  |  | No | R-454B | 2.25 | Residential & Commercial | Non-Ducted CEE Tier 2
215447693 | Mini/Multi Split | FUJITSU | HMSV-A-CB-O | AOUH24KWAH3 |  | Non-Ducted Indoor Units |  |  | 22000 | 23.5 | 11.5 | 25000 | 25200 | 100.8% | 2.1 | 0 | 13.5 |  |  |  | No | R-32 | 1.8333 | Residential & Commercial | Non-Ducted CEE Tier 2
215447691 | Mini/Multi Split | FUJITSU | HMSV-A-CB-O | AOUH18KWAH2 |  | Non-Ducted Indoor Units |  |  | 18000 | 22 | 11 | 22000 | 22000 | 100% | 2.18 | 0 | 13.5 |  |  |  | No | R-32 | 1.5 | Residential & Commercial | Non-Ducted CEE Tier 2
215447687 | Mini/Multi Split | FUJITSU | HMSV-A-CB-O | AOUH24KWAS3 |  | Non-Ducted Indoor Units |  |  | 22000 | 23 | 10.5 | 24000 | 19200 | 80% | 2.04 | 0 | 13 |  |  |  | No | R-32 | 1.8333 | Residential & Commercial | Non-Ducted CEE Tier 2
215444949 | Mini/Multi Split | EMI | HMSV-A-CB-O | EMXMZ548DA |  | Non-Ducted Indoor Units |  |  | 47000 | 23 | 11 | 49000 | 47000 | 95.92% | 2 | 0 | 12 |  |  |  | No | R-454B | 3.9167 | Residential & Commercial | Non-Ducted CEE Tier 2
215447685 | Mini/Multi Split | FUJITSU | HMSV-A-CB-O | AOUH18KWAS2 |  | Non-Ducted Indoor Units |  |  | 18000 | 22 | 10.5 | 22000 | 17000 | 77.27% | 2.28 | 0 | 13.2 |  |  |  | No | R-32 | 1.5 | Residential & Commercial | Non-Ducted CEE Tier 2
215444943 | Mini/Multi Split | EMI | HMSV-A-CB-O | EMXMZ327DA |  | Non-Ducted Indoor Units |  |  | 27000 | 23 | 10.5 | 27000 | 27000 | 100% | 2 | 0 | 12.5 |  |  |  | No | R-454B | 2.25 | Residential & Commercial | Non-Ducted CEE Tier 2
215444946 | Mini/Multi Split | EMI | HMSV-A-CB-O | EMXMZ436DA |  | Non-Ducted Indoor Units |  |  | 36000 | 23 | 10.7 | 36000 | 36000 | 100% | 2 | 0 | 13 |  |  |  | No | R-454B | 3 | Residential & Commercial | Non-Ducted CEE Tier 2
216014171 | Mini/Multi Split | SEA BREEZE+ | HMSV-A-CB-O | HMZ55H525ZMO |  | Non-Ducted Indoor Units |  |  | 51000 | 22.2 | 10.5 | 55000 | 47000 | 85.45% | 2 | 0 | 12 |  |  |  | No | R-454B | 4.25 | Residential & Commercial | Non-Ducted CEE Tier 2
215444940 | Mini/Multi Split | EMI | HMSV-A-CB-O | EMXMZ218DA |  | Non-Ducted Indoor Units |  |  | 19000 | 25 | 10.4 | 20000 | 19000 | 95% | 2 | 0 | 15 |  |  |  | No | R-454B | 1.5833 | Residential & Commercial | Non-Ducted CEE Tier 2
216014165 | Mini/Multi Split | SEA BREEZE+ | HMSV-A-CB-O | HMZ36H525ZMO |  | Non-Ducted Indoor Units |  |  | 36000 | 23 | 10.7 | 36000 | 36000 | 100% | 2 | 0 | 13 |  |  |  | No | R-454B | 3 | Residential & Commercial | Non-Ducted CEE Tier 2
216014168 | Mini/Multi Split | SEA BREEZE+ | HMSV-A-CB-O | HMZ48H525ZMO |  | Non-Ducted Indoor Units |  |  | 47000 | 23 | 11 | 49000 | 47000 | 95.92% | 2 | 0 | 12 |  |  |  | No | R-454B | 3.9167 | Residential & Commercial | Non-Ducted CEE Tier 2
215438065 | Mini/Multi Split | ComfiAire | HMSV-A-CB-O | CA2-18UMTO |  | Non-Ducted Indoor Units |  |  | 18000 | 21 | 9.5 | 18000 | 18000 | 100% | 1.84 | 12.5 | 12.5 |  |  |  | No | R-410A | 1.5 | Residential & Commercial | Non-Ducted CEE Tier 2
216014159 | Mini/Multi Split | SEA BREEZE+ | HMSV-A-CB-O | HMZ18H525ZMO |  | Non-Ducted Indoor Units |  |  | 19000 | 25 | 10.4 | 20000 | 19000 | 95% | 2 | 0 | 15 |  |  |  | No | R-454B | 1.5833 | Residential & Commercial | Non-Ducted CEE Tier 2
216014162 | Mini/Multi Split | SEA BREEZE+ | HMSV-A-CB-O | HMZ27H525ZMO |  | Non-Ducted Indoor Units |  |  | 27000 | 23 | 10.5 | 27000 | 27000 | 100% | 2 | 0 | 12.5 |  |  |  | No | R-454B | 2.25 | Residential & Commercial | Non-Ducted CEE Tier 2
216014153 | Mini/Multi Split | SEA BREEZE+ | HMSV-A-CB-O | MZ48H525ZMO |  | Non-Ducted Indoor Units |  |  | 47000 | 24 | 10.3 | 48000 | 36000 | 75% | 2 | 0 | 12.5 |  |  |  | No | R-454B | 3.9167 | Residential & Commercial | Non-Ducted CEE Tier 2
216014147 | Mini/Multi Split | SEA BREEZE+ | HMSV-A-CB-O | MZ27H525ZMO |  | Non-Ducted Indoor Units |  |  | 27000 | 25 | 9.5 | 27000 | 19000 | 70.37% | 2 | 0 | 13 |  |  |  | No | R-454B | 2.25 | Residential & Commercial | Non-Ducted CEE Tier 2
216014150 | Mini/Multi Split | SEA BREEZE+ | HMSV-A-CB-O | MZ36H525ZMO |  | Non-Ducted Indoor Units |  |  | 36000 | 24 | 9.5 | 37000 | 26000 | 70.27% | 2 | 0 | 12 |  |  |  | No | R-454B | 3 | Residential & Commercial | Non-Ducted CEE Tier 2
216372779 | Mini/Multi Split | FUJITSU | HMSV-A-CB-O | AOUK024SSAN7 |  | Non-Ducted Indoor Units |  |  | 24000 | 22.2 | 11.3 | 28000 | 26200 | 93.57% | 2.44 | 0 | 15.7 |  |  |  | No | R-32 | 2 | Residential & Commercial | Non-Ducted CEE Tier 2
216014144 | Mini/Multi Split | SEA BREEZE+ | HMSV-A-CB-O | MZ18H525ZMO |  | Non-Ducted Indoor Units |  |  | 18000 | 25.1 | 9.8 | 19000 | 13500 | 71.05% | 2.3 | 0 | 14 |  |  |  | No | R-454B | 1.5 | Residential & Commercial | Non-Ducted CEE Tier 2
216372783 | Mini/Multi Split | FUJITSU | HMSV-A-CB-O | AOUK048SSAN7 |  | Non-Ducted Indoor Units |  |  | 48000 | 20.2 | 10.2 | 54000 | 41500 | 76.85% | 2.1 | 0 | 11.4 |  |  |  | No | R-32 | 4 | Residential & Commercial | Non-Ducted CEE Tier 2
216372781 | Mini/Multi Split | FUJITSU | HMSV-A-CB-O | AOUK036SSAN7 |  | Non-Ducted Indoor Units |  |  | 36000 | 21.7 | 10.8 | 42000 | 36400 | 86.67% | 2.14 | 0 | 13.6 |  |  |  | No | R-32 | 3 | Residential & Commercial | Non-Ducted CEE Tier 2
216369725 | Mini/Multi Split | LENNOX | HMSV-A-CB-O | VPC018H5M-3P |  | Non-Ducted Indoor Units |  |  | 18200 | 17.5 | 10 | 20000 | 18000 | 90% | 1.8 | 0 | 12 |  |  |  | No | R-454B | 1.5167 | Residential & Commercial | Non-Ducted CEE Tier 2
216369726 | Mini/Multi Split | LENNOX | HMSV-A-CB-O | VPC024H5M-3P |  | Non-Ducted Indoor Units |  |  | 24400 | 18.5 | 10 | 26000 | 20000 | 76.92% | 1.8 | 0 | 11.7 |  |  |  | No | R-454B | 2.0333 | Residential & Commercial | Non-Ducted CEE Tier 2
216369727 | Mini/Multi Split | LENNOX | HMSV-A-CB-O | VPC030H5M-3P |  | Non-Ducted Indoor Units |  |  | 30000 | 20 | 10.1 | 30000 | 30000 | 100% | 2.1 | 0 | 14 |  |  |  | No | R-454B | 2.5 | Residential & Commercial | Non-Ducted CEE Tier 2
216369728 | Mini/Multi Split | LENNOX | HMSV-A-CB-O | VPC036H5M-3P |  | Non-Ducted Indoor Units |  |  | 36000 | 20 | 10.1 | 40000 | 34000 | 85% | 2 | 0 | 13.3 |  |  |  | No | R-454B | 3 | Residential & Commercial | Non-Ducted CEE Tier 2
216369729 | Mini/Multi Split | LENNOX | HMSV-A-CB-O | VPC048H5M-3P |  | Non-Ducted Indoor Units |  |  | 48000 | 20 | 10.1 | 50000 | 40000 | 80% | 2 | 0 | 11.7 |  |  |  | No | R-454B | 4 | Residential & Commercial | Non-Ducted CEE Tier 2
216369730 | Mini/Multi Split | LENNOX | HMSV-A-CB-O | VPC060H5M-3P |  | Non-Ducted Indoor Units |  |  | 60000 | 19.5 | 10.1 | 60000 | 42000 | 70% | 1.9 | 0 | 9.5 |  |  |  | No | R-454B | 5 | Residential & Commercial | Non-Ducted CEE Tier 2
215424768 | Mini/Multi Split | BOREAL | HMSV-A-CB-O | MUL18HPJ132OA |  | Non-Ducted Indoor Units |  |  | 18000 | 21 | 10 | 18000 | 13800 | 76.67% | 2 | 0 | 12 |  |  |  | No | R-32 | 1.5 | Residential & Commercial | Non-Ducted CEE Tier 2
215424769 | Mini/Multi Split | BOREAL | HMSV-A-CB-O | MUL24HPJ132OA |  | Non-Ducted Indoor Units |  |  | 24000 | 21 | 10 | 24000 | 21600 | 90% | 2 | 0 | 13.3 |  |  |  | No | R-32 | 2 | Residential & Commercial | Non-Ducted CEE Tier 2
215424770 | Mini/Multi Split | BOREAL | HMSV-A-CB-O | MUL30HPJ132OA |  | Non-Ducted Indoor Units |  |  | 28400 | 21 | 10 | 30000 | 27000 | 90% | 2.07 | 0 | 13.6 |  |  |  | No | R-32 | 2.3667 | Residential & Commercial | Non-Ducted CEE Tier 2
215424771 | Mini/Multi Split | BOREAL | HMSV-A-CB-O | MUL36HPJ132OA |  | Non-Ducted Indoor Units |  |  | 36000 | 21 | 10 | 36000 | 36000 | 100% | 2.1 | 0 | 12 |  |  |  | No | R-32 | 3 | Residential & Commercial | Non-Ducted CEE Tier 2
215424772 | Mini/Multi Split | BOREAL | HMSV-A-CB-O | MUL42HPJ132OA |  | Non-Ducted Indoor Units |  |  | 42000 | 21 | 10 | 42000 | 37800 | 90% | 2.1 | 0 | 13 |  |  |  | No | R-32 | 3.5 | Residential & Commercial | Non-Ducted CEE Tier 2
216372789 | Mini/Multi Split | SAMSUNG | HMSV-A-CB-O | AJ036DXJ4CG |  | Non-Ducted Indoor Units |  |  | 32000 | 22.5 | 9.5 | 36000 | 26400 | 73.33% | 1.81 | 0 | 12.5 |  |  |  | No | R-32 | 2.6667 | Residential & Commercial | Non-Ducted CEE Tier 2
216369241 | Mini/Multi Split | Star Air Kontrol | HMSV-A-CB-O | SAK-48-QZ/220V |  | Non-Ducted Indoor Units |  |  | 45000 | 21.3 | 10 | 48000 | 36000 | 75% | 2.1 | 0 | 11.7 |  |  |  | No | R-454B | 3.75 | Residential & Commercial | Non-Ducted CEE Tier 2
215420702 | Mini/Multi Split | ECO AC | HMSV-A-CB-O | EMH-4O36KBA |  | Non-Ducted Indoor Units |  |  | 34000 | 21 | 10 | 36000 | 32400 | 90% | 1.82 | 12 | 12 |  |  |  | No | R-410A | 2.8333 | Residential & Commercial | Non-Ducted CEE Tier 2
215420703 | Mini/Multi Split | ECO AC | HMSV-A-CB-O | EMH-5O42KBA |  | Non-Ducted Indoor Units |  |  | 36000 | 21 | 10 | 40000 | 32400 | 81% | 1.92 | 12 | 12 |  |  |  | No | R-410A | 3 | Residential & Commercial | Non-Ducted CEE Tier 2
215420704 | Mini/Multi Split | ECO AC | HMSV-A-CB-O | EMH-2O18KBA |  | Non-Ducted Indoor Units |  |  | 17000 | 21 | 10 | 18000 | 13600 | 75.56% | 2.22 | 12 | 12 |  |  |  | No | R-410A | 1.4167 | Residential & Commercial | Non-Ducted CEE Tier 2
215420705 | Mini/Multi Split | ECO AC | HMSV-A-CB-O | EMH-3O24KBA |  | Non-Ducted Indoor Units |  |  | 23200 | 21 | 10 | 24000 | 21600 | 90% | 2.1 | 12.5 | 12.5 |  |  |  | No | R-410A | 1.9333 | Residential & Commercial | Non-Ducted CEE Tier 2
215420706 | Mini/Multi Split | ECO AC | HMSV-A-CB-O | EMH-4O30KBA |  | Non-Ducted Indoor Units |  |  | 28400 | 21 | 10 | 30000 | 22800 | 76% | 1.84 | 12.5 | 12.5 |  |  |  | No | R-410A | 2.3667 | Residential & Commercial | Non-Ducted CEE Tier 2
216369235 | Mini/Multi Split | Star Air Kontrol | HMSV-A-CB-O | SAK-27-TZ/220V |  | Non-Ducted Indoor Units |  |  | 26000 | 23 | 9.5 | 27000 | 19000 | 70.37% | 2 | 0 | 12.2 |  |  |  | No | R-454B | 2.1667 | Residential & Commercial | Non-Ducted CEE Tier 2
216369238 | Mini/Multi Split | Star Air Kontrol | HMSV-A-CB-O | SAK-36-QZ/220V |  | Non-Ducted Indoor Units |  |  | 35000 | 23.1 | 10 | 37000 | 26000 | 70.27% | 2 | 0 | 12 |  |  |  | No | R-454B | 2.9167 | Residential & Commercial | Non-Ducted CEE Tier 2
216369711 | Mini/Multi Split | CARRIER | HMSV-A-CB-O | 37VMB030HDS3-1 |  | Non-Ducted Indoor Units |  |  | 30000 | 20 | 10.1 | 30000 | 30000 | 100% | 2.1 | 0 | 14 |  |  |  | No | R-454B | 2.5 | Residential & Commercial | Non-Ducted CEE Tier 2
216369712 | Mini/Multi Split | CARRIER | HMSV-A-CB-O | 37VMB036HDS3-1 |  | Non-Ducted Indoor Units |  |  | 36000 | 20 | 10.1 | 40000 | 34000 | 85% | 2 | 0 | 13.3 |  |  |  | No | R-454B | 3 | Residential & Commercial | Non-Ducted CEE Tier 2
216369713 | Mini/Multi Split | CARRIER | HMSV-A-CB-O | 37VMB048HDS3-1 |  | Non-Ducted Indoor Units |  |  | 48000 | 20 | 10.1 | 50000 | 40000 | 80% | 2 | 0 | 11.7 |  |  |  | No | R-454B | 4 | Residential & Commercial | Non-Ducted CEE Tier 2
216369714 | Mini/Multi Split | CARRIER | HMSV-A-CB-O | 37VMB060HDS3-1 |  | Non-Ducted Indoor Units |  |  | 60000 | 19.5 | 10.1 | 60000 | 42000 | 70% | 1.9 | 0 | 9.5 |  |  |  | No | R-454B | 5 | Residential & Commercial | Non-Ducted CEE Tier 2
215408636 | Mini/Multi Split | LG | HMSV-A-CB-O | KUMXA481A |  | Non-Ducted Indoor Units |  |  | 48000 | 20.5 | 10.5 | 52500 | 48000 | 91.43% | 2.09 | 0 | 13.1 |  |  |  | No | R-32 | 4 | Residential & Commercial | Non-Ducted CEE Tier 2
216369232 | Mini/Multi Split | Star Air Kontrol | HMSV-A-CB-O | SAK-18-DZ/220V |  | Non-Ducted Indoor Units |  |  | 18000 | 23 | 10 | 19000 | 13500 | 71.05% | 2.2 | 0 | 12.5 |  |  |  | No | R-454B | 1.5 | Residential & Commercial | Non-Ducted CEE Tier 2
215412923 | Mini/Multi Split | Impecca | HMSV-A-CB-O | ISAM-3622 |  | Non-Ducted Indoor Units |  |  | 34000 | 21 | 10 | 36000 | 32400 | 90% | 1.82 | 12 | 12 |  |  |  | No | R-410A | 2.8333 | Residential & Commercial | Non-Ducted CEE Tier 2
215412924 | Mini/Multi Split | Impecca | HMSV-A-CB-O | ISAM-4222 |  | Non-Ducted Indoor Units |  |  | 36000 | 21 | 10 | 40000 | 32400 | 81% | 1.92 | 12 | 12 |  |  |  | No | R-410A | 3 | Residential & Commercial | Non-Ducted CEE Tier 2
215412925 | Mini/Multi Split | Impecca | HMSV-A-CB-O | ISAM-1822 |  | Non-Ducted Indoor Units |  |  | 17000 | 21 | 10 | 18000 | 13600 | 75.56% | 2.22 | 12 | 12 |  |  |  | No | R-410A | 1.4167 | Residential & Commercial | Non-Ducted CEE Tier 2
215412926 | Mini/Multi Split | Impecca | HMSV-A-CB-O | ISAM-2422 |  | Non-Ducted Indoor Units |  |  | 23200 | 21 | 10 | 24000 | 21600 | 90% | 2.1 | 12.5 | 12.5 |  |  |  | No | R-410A | 1.9333 | Residential & Commercial | Non-Ducted CEE Tier 2
212316180 | Mini/Multi Split | STEALTH | HMSV-A-CB-O | ACIQ-48Z-HH-M5B |  | Non-Ducted Indoor Units |  |  | 48000 | 21.8 | 9.8 | 49000 | 45000 | 91.84% | 2 | 11.6 | 11.7 |  |  |  | No | R-410A | 4 | Residential & Commercial | Non-Ducted CEE Tier 2
215402347 | Mini/Multi Split | LG | HMSV-A-CB-O | KUMXA421A |  | Non-Ducted Indoor Units |  |  | 42000 | 21.5 | 11 | 48000 | 44000 | 91.67% | 2 | 0 | 13.8 |  |  |  | No | R-32 | 3.5 | Residential & Commercial | Non-Ducted CEE Tier 2
215402345 | Mini/Multi Split | LG | HMSV-A-CB-O | KUMXA361A |  | Non-Ducted Indoor Units |  |  | 36000 | 22 | 11 | 45000 | 41500 | 92.22% | 1.89 | 0 | 14.5 |  |  |  | No | R-32 | 3 | Residential & Commercial | Non-Ducted CEE Tier 2
215402343 | Mini/Multi Split | LG | HMSV-A-CB-O | KUMXB601A |  | Non-Ducted Indoor Units |  |  | 56000 | 20.5 | 10 | 64000 | 46000 | 71.88% | 2.01 | 0 | 12 |  |  |  | No | R-32 | 4.6667 | Residential & Commercial | Non-Ducted CEE Tier 2
215402339 | Mini/Multi Split | LG | HMSV-A-CB-O | KUMXB481A |  | Non-Ducted Indoor Units |  |  | 48000 | 20.5 | 9.5 | 54000 | 37800 | 70% | 2.17 | 0 | 12.8 |  |  |  | No | R-32 | 4 | Residential & Commercial | Non-Ducted CEE Tier 2
215399247 | Mini/Multi Split | TOSOT | HMSV-A-CB-O | TM18H32MO |  | Non-Ducted Indoor Units |  |  | 18000 | 21 | 10 | 18000 | 13800 | 76.67% | 2 | 0 | 12 |  |  |  | No | R-32 | 1.5 | Residential & Commercial | Non-Ducted CEE Tier 2
215399248 | Mini/Multi Split | TOSOT | HMSV-A-CB-O | TM24H32MO |  | Non-Ducted Indoor Units |  |  | 24000 | 21 | 10 | 24000 | 21600 | 90% | 2 | 0 | 13.3 |  |  |  | No | R-32 | 2 | Residential & Commercial | Non-Ducted CEE Tier 2
215399249 | Mini/Multi Split | TOSOT | HMSV-A-CB-O | TM30H32MO |  | Non-Ducted Indoor Units |  |  | 28400 | 21 | 10 | 30000 | 27000 | 90% | 2.07 | 0 | 13.6 |  |  |  | No | R-32 | 2.3667 | Residential & Commercial | Non-Ducted CEE Tier 2
215399250 | Mini/Multi Split | TOSOT | HMSV-A-CB-O | TM36H32MO |  | Non-Ducted Indoor Units |  |  | 36000 | 21 | 10 | 36000 | 36000 | 100% | 2.1 | 0 | 12 |  |  |  | No | R-32 | 3 | Residential & Commercial | Non-Ducted CEE Tier 2
215399251 | Mini/Multi Split | TOSOT | HMSV-A-CB-O | TM42H32MO |  | Non-Ducted Indoor Units |  |  | 42000 | 21 | 10 | 42000 | 37800 | 90% | 2.1 | 0 | 13 |  |  |  | No | R-32 | 3.5 | Residential & Commercial | Non-Ducted CEE Tier 2
215387263 | Mini/Multi Split | TCL | HMSV-A-CB-O | H18FMH22XPC |  | Non-Ducted Indoor Units |  |  | 18000 | 24 | 10 | 20000 | 15800 | 79% | 2 | 0 | 13 |  |  |  | No | R-454B | 1.5 | Residential & Commercial | Non-Ducted CEE Tier 2
215387264 | Mini/Multi Split | TCL | HMSV-A-CB-O | H27FMH22XPC |  | Non-Ducted Indoor Units |  |  | 27000 | 24 | 10 | 28000 | 19800 | 70.71% | 2 | 0 | 12 |  |  |  | No | R-454B | 2.25 | Residential & Commercial | Non-Ducted CEE Tier 2
215387265 | Mini/Multi Split | TCL | HMSV-A-CB-O | H36FMH21XPC |  | Non-Ducted Indoor Units |  |  | 35000 | 22.5 | 9.5 | 36000 | 25400 | 70.56% | 2 | 0 | 12 |  |  |  | No | R-454B | 2.9167 | Residential & Commercial | Non-Ducted CEE Tier 2
215387266 | Mini/Multi Split | TCL | HMSV-A-CB-O | H42FMH20XPC |  | Non-Ducted Indoor Units |  |  | 42000 | 22 | 9.5 | 42000 | 30000 | 71.43% | 2 | 0 | 12 |  |  |  | No | R-454B | 3.5 | Residential & Commercial | Non-Ducted CEE Tier 2
215588561 | Mini/Multi Split | HAVELLS | HMSV-A-CB-O | GSSHAX7641 |  | Non-Ducted Indoor Units |  |  | 17700 | 22 | 10 | 18000 | 14000 | 77.78% | 2 | 0 | 12.3 |  |  |  | No | R-32 | 1.475 | Residential & Commercial | Non-Ducted CEE Tier 2
215588562 | Mini/Multi Split | HAVELLS | HMSV-A-CB-O | GSSHAX7642 |  | Non-Ducted Indoor Units |  |  | 24000 | 23 | 10 | 24000 | 20400 | 85% | 2 | 0 | 12.5 |  |  |  | No | R-32 | 2 | Residential & Commercial | Non-Ducted CEE Tier 2
215588563 | Mini/Multi Split | HAVELLS | HMSV-A-CB-O | GSSHAX7643 |  | Non-Ducted Indoor Units |  |  | 36000 | 23 | 10 | 36000 | 25200 | 70% | 2 | 0 | 12.3 |  |  |  | No | R-32 | 3 | Residential & Commercial | Non-Ducted CEE Tier 2
215569824 | Mini/Multi Split | Viessmann | HMSV-A-CB-O | DLCMHBH36DAK |  | Non-Ducted Indoor Units |  |  | 36000 | 20 | 9.7 | 37000 | 36000 | 97.3% | 1.9 | 12.5 | 12.5 |  |  |  | No | R-410A | 3 | Residential & Commercial | Non-Ducted CEE Tier 2
215569822 | Mini/Multi Split | Viessmann | HMSV-A-CB-O | DLCMHBH48EAK |  | Non-Ducted Indoor Units |  |  | 48000 | 21.2 | 10 | 49000 | 45000 | 91.84% | 2 | 11 | 11 |  |  |  | No | R-410A | 4 | Residential & Commercial | Non-Ducted CEE Tier 2
215569814 | Mini/Multi Split | Viessmann | HMSV-A-CB-O | DLCMHBH24CAK |  | Non-Ducted Indoor Units |  |  | 24000 | 22.3 | 9.6 | 24000 | 17000 | 70.83% | 1.83 | 12.5 | 12.5 |  |  |  | No | R-410A | 2 | Residential & Commercial | Non-Ducted CEE Tier 2
215359233 | Mini/Multi Split | Durastar | HMSV-A-CB-O | DRA4U28M2A |  | Non-Ducted Indoor Units |  |  | 26000 | 23 | 9.5 | 27000 | 19000 | 70.37% | 2 | 0 | 12.2 |  |  |  | No | R-454B | 2.1667 | Residential & Commercial | Non-Ducted CEE Tier 2
215359236 | Mini/Multi Split | Durastar | HMSV-A-CB-O | DRA5U36M2A |  | Non-Ducted Indoor Units |  |  | 35000 | 23.1 | 10 | 37000 | 26000 | 70.27% | 2 | 0 | 12 |  |  |  | No | R-454B | 2.9167 | Residential & Commercial | Non-Ducted CEE Tier 2
215359221 | Mini/Multi Split | Durastar | HMSV-A-CB-O | DRA5H36M2A |  | Non-Ducted Indoor Units |  |  | 36000 | 21.5 | 11.3 | 36000 | 37000 | 102.8% | 1.9 | 0 | 12.2 |  |  |  | No | R-454B | 3 | Residential & Commercial | Non-Ducted CEE Tier 2
215359230 | Mini/Multi Split | Durastar | HMSV-A-CB-O | DRA3U18M2A |  | Non-Ducted Indoor Units |  |  | 18000 | 23 | 10 | 19000 | 13500 | 71.05% | 2.2 | 0 | 12.5 |  |  |  | No | R-454B | 1.5 | Residential & Commercial | Non-Ducted CEE Tier 2
215359215 | Mini/Multi Split | Durastar | HMSV-A-CB-O | DRA3H18M2A |  | Non-Ducted Indoor Units |  |  | 19000 | 21 | 10 | 20000 | 18000 | 90% | 2 | 0 | 13 |  |  |  | No | R-454B | 1.5833 | Residential & Commercial | Non-Ducted CEE Tier 2
215359218 | Mini/Multi Split | Durastar | HMSV-A-CB-O | DRA4H28M2A |  | Non-Ducted Indoor Units |  |  | 27000 | 21 | 10 | 27000 | 27000 | 100% | 1.9 | 0 | 12 |  |  |  | No | R-454B | 2.25 | Residential & Commercial | Non-Ducted CEE Tier 2
215357814 | Mini/Multi Split | MIDEA | HMSV-A-CB-O | 37MGRAQ48FA3 |  | Non-Ducted Indoor Units |  |  | 47000 | 24 | 10.4 | 48000 | 36000 | 75% | 2 | 0 | 12.5 |  |  |  | No | R-454B | 3.9167 | Residential & Commercial | Non-Ducted CEE Tier 2
215357808 | Mini/Multi Split | MIDEA | HMSV-A-CB-O | 37MGRAQ30EA3 |  | Non-Ducted Indoor Units |  |  | 30000 | 25 | 10 | 31000 | 26000 | 83.87% | 2 | 0 | 13 |  |  |  | No | R-454B | 2.5 | Residential & Commercial | Non-Ducted CEE Tier 2
215357811 | Mini/Multi Split | MIDEA | HMSV-A-CB-O | 37MGRAQ36EA3 |  | Non-Ducted Indoor Units |  |  | 36000 | 24 | 9.5 | 37000 | 26000 | 70.27% | 2 | 0 | 12 |  |  |  | No | R-454B | 3 | Residential & Commercial | Non-Ducted CEE Tier 2
215357799 | Mini/Multi Split | MIDEA | HMSV-A-CB-O | 37MGRAQ18CA3 |  | Non-Ducted Indoor Units |  |  | 18000 | 25.2 | 9.8 | 19000 | 13500 | 71.05% | 2.3 | 0 | 14 |  |  |  | No | R-454B | 1.5 | Residential & Commercial | Non-Ducted CEE Tier 2
215357802 | Mini/Multi Split | MIDEA | HMSV-A-CB-O | 37MGRAQ24DA3 |  | Non-Ducted Indoor Units |  |  | 24000 | 25 | 9.5 | 25000 | 18000 | 72% | 2 | 0 | 13.5 |  |  |  | No | R-454B | 2 | Residential & Commercial | Non-Ducted CEE Tier 2
215357793 | Mini/Multi Split | MIDEA | HMSV-A-CB-O | 37MGHAQ48FA3 |  | Non-Ducted Indoor Units |  |  | 47000 | 23 | 11.3 | 49000 | 47000 | 95.92% | 2 | 0 | 12 |  |  |  | No | R-454B | 3.9167 | Residential & Commercial | Non-Ducted CEE Tier 2
215357796 | Mini/Multi Split | MIDEA | HMSV-A-CB-O | 37MGHAQ55FA3 |  | Non-Ducted Indoor Units |  |  | 51000 | 22.3 | 10.5 | 55000 | 47000 | 85.45% | 2 | 0 | 12 |  |  |  | No | R-454B | 4.25 | Residential & Commercial | Non-Ducted CEE Tier 2
215357787 | Mini/Multi Split | MIDEA | HMSV-A-CB-O | 37MGHAQ30EA3 |  | Non-Ducted Indoor Units |  |  | 30000 | 24 | 10.7 | 31000 | 36000 | 116.1% | 2 | 0 | 13.2 |  |  |  | No | R-454B | 2.5 | Residential & Commercial | Non-Ducted CEE Tier 2
215357790 | Mini/Multi Split | MIDEA | HMSV-A-CB-O | 37MGHAQ36EA3 |  | Non-Ducted Indoor Units |  |  | 36000 | 23.1 | 10.7 | 36000 | 36000 | 100% | 2 | 0 | 13.1 |  |  |  | No | R-454B | 3 | Residential & Commercial | Non-Ducted CEE Tier 2
215357778 | Mini/Multi Split | MIDEA | HMSV-A-CB-O | 37MGHAQ18CA3 |  | Non-Ducted Indoor Units |  |  | 19000 | 25 | 10.5 | 20000 | 19000 | 95% | 2 | 0 | 15 |  |  |  | No | R-454B | 1.5833 | Residential & Commercial | Non-Ducted CEE Tier 2
215357781 | Mini/Multi Split | MIDEA | HMSV-A-CB-O | 37MGHAQ24DA3 |  | Non-Ducted Indoor Units |  |  | 24000 | 24 | 10 | 25000 | 25000 | 100% | 2 | 0 | 13 |  |  |  | No | R-454B | 2 | Residential & Commercial | Non-Ducted CEE Tier 2
215357772 | Mini/Multi Split | Weathermaker | HMSV-A-CB-O | 37MGRAQ48FA3 |  | Non-Ducted Indoor Units |  |  | 47000 | 24 | 10.4 | 48000 | 36000 | 75% | 2 | 0 | 12.5 |  |  |  | No | R-454B | 3.9167 | Residential & Commercial | Non-Ducted CEE Tier 2
215357766 | Mini/Multi Split | Weathermaker | HMSV-A-CB-O | 37MGRAQ30EA3 |  | Non-Ducted Indoor Units |  |  | 30000 | 25 | 10 | 31000 | 26000 | 83.87% | 2 | 0 | 13 |  |  |  | No | R-454B | 2.5 | Residential & Commercial | Non-Ducted CEE Tier 2
215357769 | Mini/Multi Split | Weathermaker | HMSV-A-CB-O | 37MGRAQ36EA3 |  | Non-Ducted Indoor Units |  |  | 36000 | 24 | 9.5 | 37000 | 26000 | 70.27% | 2 | 0 | 12 |  |  |  | No | R-454B | 3 | Residential & Commercial | Non-Ducted CEE Tier 2
215357757 | Mini/Multi Split | Weathermaker | HMSV-A-CB-O | 37MGRAQ18CA3 |  | Non-Ducted Indoor Units |  |  | 18000 | 25.2 | 9.8 | 19000 | 13500 | 71.05% | 2.3 | 0 | 14 |  |  |  | No | R-454B | 1.5 | Residential & Commercial | Non-Ducted CEE Tier 2
215357760 | Mini/Multi Split | Weathermaker | HMSV-A-CB-O | 37MGRAQ24DA3 |  | Non-Ducted Indoor Units |  |  | 24000 | 25 | 9.5 | 25000 | 18000 | 72% | 2 | 0 | 13.5 |  |  |  | No | R-454B | 2 | Residential & Commercial | Non-Ducted CEE Tier 2
215357751 | Mini/Multi Split | Weathermaker | HMSV-A-CB-O | 37MGHAQ48FA3 |  | Non-Ducted Indoor Units |  |  | 47000 | 23 | 11.3 | 49000 | 47000 | 95.92% | 2 | 0 | 12 |  |  |  | No | R-454B | 3.9167 | Residential & Commercial | Non-Ducted CEE Tier 2
215357754 | Mini/Multi Split | Weathermaker | HMSV-A-CB-O | 37MGHAQ55FA3 |  | Non-Ducted Indoor Units |  |  | 51000 | 22.3 | 10.5 | 55000 | 47000 | 85.45% | 2 | 0 | 12 |  |  |  | No | R-454B | 4.25 | Residential & Commercial | Non-Ducted CEE Tier 2
215357745 | Mini/Multi Split | Weathermaker | HMSV-A-CB-O | 37MGHAQ30EA3 |  | Non-Ducted Indoor Units |  |  | 30000 | 24 | 10.7 | 31000 | 36000 | 116.1% | 2 | 0 | 13.2 |  |  |  | No | R-454B | 2.5 | Residential & Commercial | Non-Ducted CEE Tier 2
215357748 | Mini/Multi Split | Weathermaker | HMSV-A-CB-O | 37MGHAQ36EA3 |  | Non-Ducted Indoor Units |  |  | 36000 | 23.1 | 10.7 | 36000 | 36000 | 100% | 2 | 0 | 13.1 |  |  |  | No | R-454B | 3 | Residential & Commercial | Non-Ducted CEE Tier 2
215357736 | Mini/Multi Split | Weathermaker | HMSV-A-CB-O | 37MGHAQ18CA3 |  | Non-Ducted Indoor Units |  |  | 19000 | 25 | 10.5 | 20000 | 19000 | 95% | 2 | 0 | 15 |  |  |  | No | R-454B | 1.5833 | Residential & Commercial | Non-Ducted CEE Tier 2
215357739 | Mini/Multi Split | Weathermaker | HMSV-A-CB-O | 37MGHAQ24DA3 |  | Non-Ducted Indoor Units |  |  | 24000 | 24 | 10 | 25000 | 25000 | 100% | 2 | 0 | 13 |  |  |  | No | R-454B | 2 | Residential & Commercial | Non-Ducted CEE Tier 2
215357730 | Mini/Multi Split | PAYNE | HMSV-A-CB-O | 37MGRAQ48FA3 |  | Non-Ducted Indoor Units |  |  | 47000 | 24 | 10.4 | 48000 | 36000 | 75% | 2 | 0 | 12.5 |  |  |  | No | R-454B | 3.9167 | Residential & Commercial | Non-Ducted CEE Tier 2
215357724 | Mini/Multi Split | PAYNE | HMSV-A-CB-O | 37MGRAQ30EA3 |  | Non-Ducted Indoor Units |  |  | 30000 | 25 | 10 | 31000 | 26000 | 83.87% | 2 | 0 | 13 |  |  |  | No | R-454B | 2.5 | Residential & Commercial | Non-Ducted CEE Tier 2
215357727 | Mini/Multi Split | PAYNE | HMSV-A-CB-O | 37MGRAQ36EA3 |  | Non-Ducted Indoor Units |  |  | 36000 | 24 | 9.5 | 37000 | 26000 | 70.27% | 2 | 0 | 12 |  |  |  | No | R-454B | 3 | Residential & Commercial | Non-Ducted CEE Tier 2
215357715 | Mini/Multi Split | PAYNE | HMSV-A-CB-O | 37MGRAQ18CA3 |  | Non-Ducted Indoor Units |  |  | 18000 | 25.2 | 9.8 | 19000 | 13500 | 71.05% | 2.3 | 0 | 14 |  |  |  | No | R-454B | 1.5 | Residential & Commercial | Non-Ducted CEE Tier 2
215357718 | Mini/Multi Split | PAYNE | HMSV-A-CB-O | 37MGRAQ24DA3 |  | Non-Ducted Indoor Units |  |  | 24000 | 25 | 9.5 | 25000 | 18000 | 72% | 2 | 0 | 13.5 |  |  |  | No | R-454B | 2 | Residential & Commercial | Non-Ducted CEE Tier 2
215357709 | Mini/Multi Split | PAYNE | HMSV-A-CB-O | 37MGHAQ48FA3 |  | Non-Ducted Indoor Units |  |  | 47000 | 23 | 11.3 | 49000 | 47000 | 95.92% | 2 | 0 | 12 |  |  |  | No | R-454B | 3.9167 | Residential & Commercial | Non-Ducted CEE Tier 2
215357712 | Mini/Multi Split | PAYNE | HMSV-A-CB-O | 37MGHAQ55FA3 |  | Non-Ducted Indoor Units |  |  | 51000 | 22.3 | 10.5 | 55000 | 47000 | 85.45% | 2 | 0 | 12 |  |  |  | No | R-454B | 4.25 | Residential & Commercial | Non-Ducted CEE Tier 2
215357703 | Mini/Multi Split | PAYNE | HMSV-A-CB-O | 37MGHAQ30EA3 |  | Non-Ducted Indoor Units |  |  | 30000 | 24 | 10.7 | 31000 | 36000 | 116.1% | 2 | 0 | 13.2 |  |  |  | No | R-454B | 2.5 | Residential & Commercial | Non-Ducted CEE Tier 2
215357706 | Mini/Multi Split | PAYNE | HMSV-A-CB-O | 37MGHAQ36EA3 |  | Non-Ducted Indoor Units |  |  | 36000 | 23.1 | 10.7 | 36000 | 36000 | 100% | 2 | 0 | 13.1 |  |  |  | No | R-454B | 3 | Residential & Commercial | Non-Ducted CEE Tier 2
215357694 | Mini/Multi Split | PAYNE | HMSV-A-CB-O | 37MGHAQ18CA3 |  | Non-Ducted Indoor Units |  |  | 19000 | 25 | 10.5 | 20000 | 19000 | 95% | 2 | 0 | 15 |  |  |  | No | R-454B | 1.5833 | Residential & Commercial | Non-Ducted CEE Tier 2
215357697 | Mini/Multi Split | PAYNE | HMSV-A-CB-O | 37MGHAQ24DA3 |  | Non-Ducted Indoor Units |  |  | 24000 | 24 | 10 | 25000 | 25000 | 100% | 2 | 0 | 13 |  |  |  | No | R-454B | 2 | Residential & Commercial | Non-Ducted CEE Tier 2
215357688 | Mini/Multi Split | Grandaire | HMSV-A-CB-O | D5CMRAH48FAK |  | Non-Ducted Indoor Units |  |  | 47000 | 24 | 10.4 | 48000 | 36000 | 75% | 2 | 0 | 12.5 |  |  |  | No | R-454B | 3.9167 | Residential & Commercial | Non-Ducted CEE Tier 2
215357682 | Mini/Multi Split | Grandaire | HMSV-A-CB-O | D5CMRAH30EAK |  | Non-Ducted Indoor Units |  |  | 30000 | 25 | 10 | 31000 | 26000 | 83.87% | 2 | 0 | 13 |  |  |  | No | R-454B | 2.5 | Residential & Commercial | Non-Ducted CEE Tier 2
215357685 | Mini/Multi Split | Grandaire | HMSV-A-CB-O | D5CMRAH36EAK |  | Non-Ducted Indoor Units |  |  | 36000 | 24 | 9.5 | 37000 | 26000 | 70.27% | 2 | 0 | 12 |  |  |  | No | R-454B | 3 | Residential & Commercial | Non-Ducted CEE Tier 2
215357673 | Mini/Multi Split | Grandaire | HMSV-A-CB-O | D5CMRAH18CAK |  | Non-Ducted Indoor Units |  |  | 18000 | 25.2 | 9.8 | 19000 | 13500 | 71.05% | 2.3 | 0 | 14 |  |  |  | No | R-454B | 1.5 | Residential & Commercial | Non-Ducted CEE Tier 2
215357676 | Mini/Multi Split | Grandaire | HMSV-A-CB-O | D5CMRAH24DAK |  | Non-Ducted Indoor Units |  |  | 24000 | 25 | 9.5 | 25000 | 18000 | 72% | 2 | 0 | 13.5 |  |  |  | No | R-454B | 2 | Residential & Commercial | Non-Ducted CEE Tier 2
215357667 | Mini/Multi Split | Grandaire | HMSV-A-CB-O | D5CMHAH48FAK |  | Non-Ducted Indoor Units |  |  | 47000 | 23 | 11.3 | 49000 | 47000 | 95.92% | 2 | 0 | 12 |  |  |  | No | R-454B | 3.9167 | Residential & Commercial | Non-Ducted CEE Tier 2
215357670 | Mini/Multi Split | Grandaire | HMSV-A-CB-O | D5CMHAH55FAK |  | Non-Ducted Indoor Units |  |  | 51000 | 22.3 | 10.5 | 55000 | 47000 | 85.45% | 2 | 0 | 12 |  |  |  | No | R-454B | 4.25 | Residential & Commercial | Non-Ducted CEE Tier 2
215357661 | Mini/Multi Split | Grandaire | HMSV-A-CB-O | D5CMHAH30EAK |  | Non-Ducted Indoor Units |  |  | 30000 | 24 | 10.7 | 31000 | 36000 | 116.1% | 2 | 0 | 13.2 |  |  |  | No | R-454B | 2.5 | Residential & Commercial | Non-Ducted CEE Tier 2
215357664 | Mini/Multi Split | Grandaire | HMSV-A-CB-O | D5CMHAH36EAK |  | Non-Ducted Indoor Units |  |  | 36000 | 23.1 | 10.7 | 36000 | 36000 | 100% | 2 | 0 | 13.1 |  |  |  | No | R-454B | 3 | Residential & Commercial | Non-Ducted CEE Tier 2
215357652 | Mini/Multi Split | Grandaire | HMSV-A-CB-O | D5CMHAH18CAK |  | Non-Ducted Indoor Units |  |  | 19000 | 25 | 10.5 | 20000 | 19000 | 95% | 2 | 0 | 15 |  |  |  | No | R-454B | 1.5833 | Residential & Commercial | Non-Ducted CEE Tier 2
215357655 | Mini/Multi Split | Grandaire | HMSV-A-CB-O | D5CMHAH24DAK |  | Non-Ducted Indoor Units |  |  | 24000 | 24 | 10 | 25000 | 25000 | 100% | 2 | 0 | 13 |  |  |  | No | R-454B | 2 | Residential & Commercial | Non-Ducted CEE Tier 2
215357646 | Mini/Multi Split | LPS Legacy | HMSV-A-CB-O | D5CMRAH48FAK |  | Non-Ducted Indoor Units |  |  | 47000 | 24 | 10.4 | 48000 | 36000 | 75% | 2 | 0 | 12.5 |  |  |  | No | R-454B | 3.9167 | Residential & Commercial | Non-Ducted CEE Tier 2
215357640 | Mini/Multi Split | LPS Legacy | HMSV-A-CB-O | D5CMRAH30EAK |  | Non-Ducted Indoor Units |  |  | 30000 | 25 | 10 | 31000 | 26000 | 83.87% | 2 | 0 | 13 |  |  |  | No | R-454B | 2.5 | Residential & Commercial | Non-Ducted CEE Tier 2
215357643 | Mini/Multi Split | LPS Legacy | HMSV-A-CB-O | D5CMRAH36EAK |  | Non-Ducted Indoor Units |  |  | 36000 | 24 | 9.5 | 37000 | 26000 | 70.27% | 2 | 0 | 12 |  |  |  | No | R-454B | 3 | Residential & Commercial | Non-Ducted CEE Tier 2
215357631 | Mini/Multi Split | LPS Legacy | HMSV-A-CB-O | D5CMRAH18CAK |  | Non-Ducted Indoor Units |  |  | 18000 | 25.2 | 9.8 | 19000 | 13500 | 71.05% | 2.3 | 0 | 14 |  |  |  | No | R-454B | 1.5 | Residential & Commercial | Non-Ducted CEE Tier 2
215357634 | Mini/Multi Split | LPS Legacy | HMSV-A-CB-O | D5CMRAH24DAK |  | Non-Ducted Indoor Units |  |  | 24000 | 25 | 9.5 | 25000 | 18000 | 72% | 2 | 0 | 13.5 |  |  |  | No | R-454B | 2 | Residential & Commercial | Non-Ducted CEE Tier 2
215357625 | Mini/Multi Split | LPS Legacy | HMSV-A-CB-O | D5CMHAH48FAK |  | Non-Ducted Indoor Units |  |  | 47000 | 23 | 11.3 | 49000 | 47000 | 95.92% | 2 | 0 | 12 |  |  |  | No | R-454B | 3.9167 | Residential & Commercial | Non-Ducted CEE Tier 2
215357628 | Mini/Multi Split | LPS Legacy | HMSV-A-CB-O | D5CMHAH55FAK |  | Non-Ducted Indoor Units |  |  | 51000 | 22.3 | 10.5 | 55000 | 47000 | 85.45% | 2 | 0 | 12 |  |  |  | No | R-454B | 4.25 | Residential & Commercial | Non-Ducted CEE Tier 2
215357619 | Mini/Multi Split | LPS Legacy | HMSV-A-CB-O | D5CMHAH30EAK |  | Non-Ducted Indoor Units |  |  | 30000 | 24 | 10.7 | 31000 | 36000 | 116.1% | 2 | 0 | 13.2 |  |  |  | No | R-454B | 2.5 | Residential & Commercial | Non-Ducted CEE Tier 2
215357622 | Mini/Multi Split | LPS Legacy | HMSV-A-CB-O | D5CMHAH36EAK |  | Non-Ducted Indoor Units |  |  | 36000 | 23.1 | 10.7 | 36000 | 36000 | 100% | 2 | 0 | 13.1 |  |  |  | No | R-454B | 3 | Residential & Commercial | Non-Ducted CEE Tier 2
215357610 | Mini/Multi Split | LPS Legacy | HMSV-A-CB-O | D5CMHAH18CAK |  | Non-Ducted Indoor Units |  |  | 19000 | 25 | 10.5 | 20000 | 19000 | 95% | 2 | 0 | 15 |  |  |  | No | R-454B | 1.5833 | Residential & Commercial | Non-Ducted CEE Tier 2
215357613 | Mini/Multi Split | LPS Legacy | HMSV-A-CB-O | D5CMHAH24DAK |  | Non-Ducted Indoor Units |  |  | 24000 | 24 | 10 | 25000 | 25000 | 100% | 2 | 0 | 13 |  |  |  | No | R-454B | 2 | Residential & Commercial | Non-Ducted CEE Tier 2
215357604 | Mini/Multi Split | AIRQUEST | HMSV-A-CB-O | D5CMRAH48FAK |  | Non-Ducted Indoor Units |  |  | 47000 | 24 | 10.4 | 48000 | 36000 | 75% | 2 | 0 | 12.5 |  |  |  | No | R-454B | 3.9167 | Residential & Commercial | Non-Ducted CEE Tier 2
215357598 | Mini/Multi Split | AIRQUEST | HMSV-A-CB-O | D5CMRAH30EAK |  | Non-Ducted Indoor Units |  |  | 30000 | 25 | 10 | 31000 | 26000 | 83.87% | 2 | 0 | 13 |  |  |  | No | R-454B | 2.5 | Residential & Commercial | Non-Ducted CEE Tier 2
215357601 | Mini/Multi Split | AIRQUEST | HMSV-A-CB-O | D5CMRAH36EAK |  | Non-Ducted Indoor Units |  |  | 36000 | 24 | 9.5 | 37000 | 26000 | 70.27% | 2 | 0 | 12 |  |  |  | No | R-454B | 3 | Residential & Commercial | Non-Ducted CEE Tier 2
215357589 | Mini/Multi Split | AIRQUEST | HMSV-A-CB-O | D5CMRAH18CAK |  | Non-Ducted Indoor Units |  |  | 18000 | 25.2 | 9.8 | 19000 | 13500 | 71.05% | 2.3 | 0 | 14 |  |  |  | No | R-454B | 1.5 | Residential & Commercial | Non-Ducted CEE Tier 2
215357592 | Mini/Multi Split | AIRQUEST | HMSV-A-CB-O | D5CMRAH24DAK |  | Non-Ducted Indoor Units |  |  | 24000 | 25 | 9.5 | 25000 | 18000 | 72% | 2 | 0 | 13.5 |  |  |  | No | R-454B | 2 | Residential & Commercial | Non-Ducted CEE Tier 2
215357583 | Mini/Multi Split | AIRQUEST | HMSV-A-CB-O | D5CMHAH48FAK |  | Non-Ducted Indoor Units |  |  | 47000 | 23 | 11.3 | 49000 | 47000 | 95.92% | 2 | 0 | 12 |  |  |  | No | R-454B | 3.9167 | Residential & Commercial | Non-Ducted CEE Tier 2
215357586 | Mini/Multi Split | AIRQUEST | HMSV-A-CB-O | D5CMHAH55FAK |  | Non-Ducted Indoor Units |  |  | 51000 | 22.3 | 10.5 | 55000 | 47000 | 85.45% | 2 | 0 | 12 |  |  |  | No | R-454B | 4.25 | Residential & Commercial | Non-Ducted CEE Tier 2
215357577 | Mini/Multi Split | AIRQUEST | HMSV-A-CB-O | D5CMHAH30EAK |  | Non-Ducted Indoor Units |  |  | 30000 | 24 | 10.7 | 31000 | 36000 | 116.1% | 2 | 0 | 13.2 |  |  |  | No | R-454B | 2.5 | Residential & Commercial | Non-Ducted CEE Tier 2
215357580 | Mini/Multi Split | AIRQUEST | HMSV-A-CB-O | D5CMHAH36EAK |  | Non-Ducted Indoor Units |  |  | 36000 | 23.1 | 10.7 | 36000 | 36000 | 100% | 2 | 0 | 13.1 |  |  |  | No | R-454B | 3 | Residential & Commercial | Non-Ducted CEE Tier 2
215357568 | Mini/Multi Split | AIRQUEST | HMSV-A-CB-O | D5CMHAH18CAK |  | Non-Ducted Indoor Units |  |  | 19000 | 25 | 10.5 | 20000 | 19000 | 95% | 2 | 0 | 15 |  |  |  | No | R-454B | 1.5833 | Residential & Commercial | Non-Ducted CEE Tier 2
215357571 | Mini/Multi Split | AIRQUEST | HMSV-A-CB-O | D5CMHAH24DAK |  | Non-Ducted Indoor Units |  |  | 24000 | 24 | 10 | 25000 | 25000 | 100% | 2 | 0 | 13 |  |  |  | No | R-454B | 2 | Residential & Commercial | Non-Ducted CEE Tier 2
215357562 | Mini/Multi Split | SMART COMFORT | HMSV-A-CB-O | D5CMRAH48FAK |  | Non-Ducted Indoor Units |  |  | 47000 | 24 | 10.4 | 48000 | 36000 | 75% | 2 | 0 | 12.5 |  |  |  | No | R-454B | 3.9167 | Residential & Commercial | Non-Ducted CEE Tier 2
215357556 | Mini/Multi Split | SMART COMFORT | HMSV-A-CB-O | D5CMRAH30EAK |  | Non-Ducted Indoor Units |  |  | 30000 | 25 | 10 | 31000 | 26000 | 83.87% | 2 | 0 | 13 |  |  |  | No | R-454B | 2.5 | Residential & Commercial | Non-Ducted CEE Tier 2
215357559 | Mini/Multi Split | SMART COMFORT | HMSV-A-CB-O | D5CMRAH36EAK |  | Non-Ducted Indoor Units |  |  | 36000 | 24 | 9.5 | 37000 | 26000 | 70.27% | 2 | 0 | 12 |  |  |  | No | R-454B | 3 | Residential & Commercial | Non-Ducted CEE Tier 2
215357547 | Mini/Multi Split | SMART COMFORT | HMSV-A-CB-O | D5CMRAH18CAK |  | Non-Ducted Indoor Units |  |  | 18000 | 25.2 | 9.8 | 19000 | 13500 | 71.05% | 2.3 | 0 | 14 |  |  |  | No | R-454B | 1.5 | Residential & Commercial | Non-Ducted CEE Tier 2
215357550 | Mini/Multi Split | SMART COMFORT | HMSV-A-CB-O | D5CMRAH24DAK |  | Non-Ducted Indoor Units |  |  | 24000 | 25 | 9.5 | 25000 | 18000 | 72% | 2 | 0 | 13.5 |  |  |  | No | R-454B | 2 | Residential & Commercial | Non-Ducted CEE Tier 2
215357541 | Mini/Multi Split | SMART COMFORT | HMSV-A-CB-O | D5CMHAH48FAK |  | Non-Ducted Indoor Units |  |  | 47000 | 23 | 11.3 | 49000 | 47000 | 95.92% | 2 | 0 | 12 |  |  |  | No | R-454B | 3.9167 | Residential & Commercial | Non-Ducted CEE Tier 2
215357544 | Mini/Multi Split | SMART COMFORT | HMSV-A-CB-O | D5CMHAH55FAK |  | Non-Ducted Indoor Units |  |  | 51000 | 22.3 | 10.5 | 55000 | 47000 | 85.45% | 2 | 0 | 12 |  |  |  | No | R-454B | 4.25 | Residential & Commercial | Non-Ducted CEE Tier 2
215357535 | Mini/Multi Split | SMART COMFORT | HMSV-A-CB-O | D5CMHAH30EAK |  | Non-Ducted Indoor Units |  |  | 30000 | 24 | 10.7 | 31000 | 36000 | 116.1% | 2 | 0 | 13.2 |  |  |  | No | R-454B | 2.5 | Residential & Commercial | Non-Ducted CEE Tier 2
215357538 | Mini/Multi Split | SMART COMFORT | HMSV-A-CB-O | D5CMHAH36EAK |  | Non-Ducted Indoor Units |  |  | 36000 | 23.1 | 10.7 | 36000 | 36000 | 100% | 2 | 0 | 13.1 |  |  |  | No | R-454B | 3 | Residential & Commercial | Non-Ducted CEE Tier 2
215357526 | Mini/Multi Split | SMART COMFORT | HMSV-A-CB-O | D5CMHAH18CAK |  | Non-Ducted Indoor Units |  |  | 19000 | 25 | 10.5 | 20000 | 19000 | 95% | 2 | 0 | 15 |  |  |  | No | R-454B | 1.5833 | Residential & Commercial | Non-Ducted CEE Tier 2
215357529 | Mini/Multi Split | SMART COMFORT | HMSV-A-CB-O | D5CMHAH24DAK |  | Non-Ducted Indoor Units |  |  | 24000 | 24 | 10 | 25000 | 25000 | 100% | 2 | 0 | 13 |  |  |  | No | R-454B | 2 | Residential & Commercial | Non-Ducted CEE Tier 2
215357520 | Mini/Multi Split | TEMPSTAR | HMSV-A-CB-O | D5CMRAH48FAK |  | Non-Ducted Indoor Units |  |  | 47000 | 24 | 10.4 | 48000 | 36000 | 75% | 2 | 0 | 12.5 |  |  |  | No | R-454B | 3.9167 | Residential & Commercial | Non-Ducted CEE Tier 2
215357514 | Mini/Multi Split | TEMPSTAR | HMSV-A-CB-O | D5CMRAH30EAK |  | Non-Ducted Indoor Units |  |  | 30000 | 25 | 10 | 31000 | 26000 | 83.87% | 2 | 0 | 13 |  |  |  | No | R-454B | 2.5 | Residential & Commercial | Non-Ducted CEE Tier 2
215357517 | Mini/Multi Split | TEMPSTAR | HMSV-A-CB-O | D5CMRAH36EAK |  | Non-Ducted Indoor Units |  |  | 36000 | 24 | 9.5 | 37000 | 26000 | 70.27% | 2 | 0 | 12 |  |  |  | No | R-454B | 3 | Residential & Commercial | Non-Ducted CEE Tier 2
215357502 | Mini/Multi Split | CARRIER | HMSV-A-CB-O | 37MGRAQ48FA3 |  | Non-Ducted Indoor Units |  |  | 47000 | 24 | 10.4 | 48000 | 36000 | 75% | 2 | 0 | 12.5 |  |  |  | No | R-454B | 3.9167 | Residential & Commercial | Non-Ducted CEE Tier 2
215357503 | Mini/Multi Split | TEMPSTAR | HMSV-A-CB-O | D5CMRAH24DAK |  | Non-Ducted Indoor Units |  |  | 24000 | 25 | 9.5 | 25000 | 18000 | 72% | 2 | 0 | 13.5 |  |  |  | No | R-454B | 2 | Residential & Commercial | Non-Ducted CEE Tier 2
215357496 | Mini/Multi Split | CARRIER | HMSV-A-CB-O | 37MGRAQ36EA3 |  | Non-Ducted Indoor Units |  |  | 36000 | 24 | 9.5 | 37000 | 26000 | 70.27% | 2 | 0 | 12 |  |  |  | No | R-454B | 3 | Residential & Commercial | Non-Ducted CEE Tier 2
215357497 | Mini/Multi Split | TEMPSTAR | HMSV-A-CB-O | D5CMRAH18CAK |  | Non-Ducted Indoor Units |  |  | 18000 | 25.2 | 9.8 | 19000 | 13500 | 71.05% | 2.3 | 0 | 14 |  |  |  | No | R-454B | 1.5 | Residential & Commercial | Non-Ducted CEE Tier 2
215357485 | Mini/Multi Split | TEMPSTAR | HMSV-A-CB-O | D5CMHAH48FAK |  | Non-Ducted Indoor Units |  |  | 47000 | 23 | 11.3 | 49000 | 47000 | 95.92% | 2 | 0 | 12 |  |  |  | No | R-454B | 3.9167 | Residential & Commercial | Non-Ducted CEE Tier 2
215357490 | Mini/Multi Split | CARRIER | HMSV-A-CB-O | 37MGRAQ30EA3 |  | Non-Ducted Indoor Units |  |  | 30000 | 25 | 10 | 31000 | 26000 | 83.87% | 2 | 0 | 13 |  |  |  | No | R-454B | 2.5 | Residential & Commercial | Non-Ducted CEE Tier 2
215357491 | Mini/Multi Split | TEMPSTAR | HMSV-A-CB-O | D5CMHAH55FAK |  | Non-Ducted Indoor Units |  |  | 51000 | 22.3 | 10.5 | 55000 | 47000 | 85.45% | 2 | 0 | 12 |  |  |  | No | R-454B | 4.25 | Residential & Commercial | Non-Ducted CEE Tier 2
215357480 | Mini/Multi Split | TEMPSTAR | HMSV-A-CB-O | D5CMHAH36EAK |  | Non-Ducted Indoor Units |  |  | 36000 | 23.1 | 10.7 | 36000 | 36000 | 100% | 2 | 0 | 13.1 |  |  |  | No | R-454B | 3 | Residential & Commercial | Non-Ducted CEE Tier 2
215357477 | Mini/Multi Split | CARRIER | HMSV-A-CB-O | 37MGRAQ24DA3 |  | Non-Ducted Indoor Units |  |  | 24000 | 25 | 9.5 | 25000 | 18000 | 72% | 2 | 0 | 13.5 |  |  |  | No | R-454B | 2 | Residential & Commercial | Non-Ducted CEE Tier 2
215357474 | Mini/Multi Split | TEMPSTAR | HMSV-A-CB-O | D5CMHAH30EAK |  | Non-Ducted Indoor Units |  |  | 30000 | 24 | 10.7 | 31000 | 36000 | 116.1% | 2 | 0 | 13.2 |  |  |  | No | R-454B | 2.5 | Residential & Commercial | Non-Ducted CEE Tier 2
215357448 | Mini/Multi Split | CARRIER | HMSV-A-CB-O | 37MGHAQ30EA3 |  | Non-Ducted Indoor Units |  |  | 30000 | 24 | 10.7 | 31000 | 36000 | 116.1% | 2 | 0 | 13.2 |  |  |  | No | R-454B | 2.5 | Residential & Commercial | Non-Ducted CEE Tier 2
215357470 | Mini/Multi Split | CARRIER | HMSV-A-CB-O | 37MGRAQ18CA3 |  | Non-Ducted Indoor Units |  |  | 18000 | 25.2 | 9.8 | 19000 | 13500 | 71.05% | 2.3 | 0 | 14 |  |  |  | No | R-454B | 1.5 | Residential & Commercial | Non-Ducted CEE Tier 2
215357457 | Mini/Multi Split | TEMPSTAR | HMSV-A-CB-O | D5CMHAH18CAK |  | Non-Ducted Indoor Units |  |  | 19000 | 25 | 10.5 | 20000 | 19000 | 95% | 2 | 0 | 15 |  |  |  | No | R-454B | 1.5833 | Residential & Commercial | Non-Ducted CEE Tier 2
215357458 | Mini/Multi Split | CARRIER | HMSV-A-CB-O | 37MGHAQ48FA3 |  | Non-Ducted Indoor Units |  |  | 47000 | 23 | 11.3 | 49000 | 47000 | 95.92% | 2 | 0 | 12 |  |  |  | No | R-454B | 3.9167 | Residential & Commercial | Non-Ducted CEE Tier 2
215357463 | Mini/Multi Split | TEMPSTAR | HMSV-A-CB-O | D5CMHAH24DAK |  | Non-Ducted Indoor Units |  |  | 24000 | 24 | 10 | 25000 | 25000 | 100% | 2 | 0 | 13 |  |  |  | No | R-454B | 2 | Residential & Commercial | Non-Ducted CEE Tier 2
215357464 | Mini/Multi Split | CARRIER | HMSV-A-CB-O | 37MGHAQ55FA3 |  | Non-Ducted Indoor Units |  |  | 51000 | 22.3 | 10.5 | 55000 | 47000 | 85.45% | 2 | 0 | 12 |  |  |  | No | R-454B | 4.25 | Residential & Commercial | Non-Ducted CEE Tier 2
215357453 | Mini/Multi Split | CARRIER | HMSV-A-CB-O | 37MGHAQ36EA3 |  | Non-Ducted Indoor Units |  |  | 36000 | 23.1 | 10.7 | 36000 | 36000 | 100% | 2 | 0 | 13.1 |  |  |  | No | R-454B | 3 | Residential & Commercial | Non-Ducted CEE Tier 2
215357433 | Mini/Multi Split | CARRIER | HMSV-A-CB-O | 37MGHAQ18CA3 |  | Non-Ducted Indoor Units |  |  | 19000 | 25 | 10.5 | 20000 | 19000 | 95% | 2 | 0 | 15 |  |  |  | No | R-454B | 1.5833 | Residential & Commercial | Non-Ducted CEE Tier 2
215357442 | Mini/Multi Split | MIDEA | HMSV-A-CB-O | D5CMRAH48FAK |  | Non-Ducted Indoor Units |  |  | 47000 | 24 | 10.4 | 48000 | 36000 | 75% | 2 | 0 | 12.5 |  |  |  | No | R-454B | 3.9167 | Residential & Commercial | Non-Ducted CEE Tier 2
215357438 | Mini/Multi Split | CARRIER | HMSV-A-CB-O | 37MGHAQ24DA3 |  | Non-Ducted Indoor Units |  |  | 24000 | 24 | 10 | 25000 | 25000 | 100% | 2 | 0 | 13 |  |  |  | No | R-454B | 2 | Residential & Commercial | Non-Ducted CEE Tier 2
215357430 | Mini/Multi Split | MIDEA | HMSV-A-CB-O | D5CMRAH30EAK |  | Non-Ducted Indoor Units |  |  | 30000 | 25 | 10 | 31000 | 26000 | 83.87% | 2 | 0 | 13 |  |  |  | No | R-454B | 2.5 | Residential & Commercial | Non-Ducted CEE Tier 2
215357434 | Mini/Multi Split | MIDEA | HMSV-A-CB-O | D5CMRAH36EAK |  | Non-Ducted Indoor Units |  |  | 36000 | 24 | 9.5 | 37000 | 26000 | 70.27% | 2 | 0 | 12 |  |  |  | No | R-454B | 3 | Residential & Commercial | Non-Ducted CEE Tier 2
215357421 | Mini/Multi Split | MIDEA | HMSV-A-CB-O | D5CMRAH18CAK |  | Non-Ducted Indoor Units |  |  | 18000 | 25.2 | 9.8 | 19000 | 13500 | 71.05% | 2.3 | 0 | 14 |  |  |  | No | R-454B | 1.5 | Residential & Commercial | Non-Ducted CEE Tier 2
215357424 | Mini/Multi Split | MIDEA | HMSV-A-CB-O | D5CMRAH24DAK |  | Non-Ducted Indoor Units |  |  | 24000 | 25 | 9.5 | 25000 | 18000 | 72% | 2 | 0 | 13.5 |  |  |  | No | R-454B | 2 | Residential & Commercial | Non-Ducted CEE Tier 2
215357415 | Mini/Multi Split | MIDEA | HMSV-A-CB-O | D5CMHAH48FAK |  | Non-Ducted Indoor Units |  |  | 47000 | 23 | 11.3 | 49000 | 47000 | 95.92% | 2 | 0 | 12 |  |  |  | No | R-454B | 3.9167 | Residential & Commercial | Non-Ducted CEE Tier 2
215357418 | Mini/Multi Split | MIDEA | HMSV-A-CB-O | D5CMHAH55FAK |  | Non-Ducted Indoor Units |  |  | 51000 | 22.3 | 10.5 | 55000 | 47000 | 85.45% | 2 | 0 | 12 |  |  |  | No | R-454B | 4.25 | Residential & Commercial | Non-Ducted CEE Tier 2
215357409 | Mini/Multi Split | MIDEA | HMSV-A-CB-O | D5CMHAH30EAK |  | Non-Ducted Indoor Units |  |  | 30000 | 24 | 10.7 | 31000 | 36000 | 116.1% | 2 | 0 | 13.2 |  |  |  | No | R-454B | 2.5 | Residential & Commercial | Non-Ducted CEE Tier 2
215357412 | Mini/Multi Split | MIDEA | HMSV-A-CB-O | D5CMHAH36EAK |  | Non-Ducted Indoor Units |  |  | 36000 | 23.1 | 10.7 | 36000 | 36000 | 100% | 2 | 0 | 13.1 |  |  |  | No | R-454B | 3 | Residential & Commercial | Non-Ducted CEE Tier 2
215357400 | Mini/Multi Split | MIDEA | HMSV-A-CB-O | D5CMHAH18CAK |  | Non-Ducted Indoor Units |  |  | 19000 | 25 | 10.5 | 20000 | 19000 | 95% | 2 | 0 | 15 |  |  |  | No | R-454B | 1.5833 | Residential & Commercial | Non-Ducted CEE Tier 2
215357403 | Mini/Multi Split | MIDEA | HMSV-A-CB-O | D5CMHAH24DAK |  | Non-Ducted Indoor Units |  |  | 24000 | 24 | 10 | 25000 | 25000 | 100% | 2 | 0 | 13 |  |  |  | No | R-454B | 2 | Residential & Commercial | Non-Ducted CEE Tier 2
215357394 | Mini/Multi Split | KENMORE | HMSV-A-CB-O | D5CMRAH48FAK |  | Non-Ducted Indoor Units |  |  | 47000 | 24 | 10.4 | 48000 | 36000 | 75% | 2 | 0 | 12.5 |  |  |  | No | R-454B | 3.9167 | Residential & Commercial | Non-Ducted CEE Tier 2
215357388 | Mini/Multi Split | KENMORE | HMSV-A-CB-O | D5CMRAH30EAK |  | Non-Ducted Indoor Units |  |  | 30000 | 25 | 10 | 31000 | 26000 | 83.87% | 2 | 0 | 13 |  |  |  | No | R-454B | 2.5 | Residential & Commercial | Non-Ducted CEE Tier 2
215357391 | Mini/Multi Split | KENMORE | HMSV-A-CB-O | D5CMRAH36EAK |  | Non-Ducted Indoor Units |  |  | 36000 | 24 | 9.5 | 37000 | 26000 | 70.27% | 2 | 0 | 12 |  |  |  | No | R-454B | 3 | Residential & Commercial | Non-Ducted CEE Tier 2
215357379 | Mini/Multi Split | KENMORE | HMSV-A-CB-O | D5CMRAH18CAK |  | Non-Ducted Indoor Units |  |  | 18000 | 25.2 | 9.8 | 19000 | 13500 | 71.05% | 2.3 | 0 | 14 |  |  |  | No | R-454B | 1.5 | Residential & Commercial | Non-Ducted CEE Tier 2
215357382 | Mini/Multi Split | KENMORE | HMSV-A-CB-O | D5CMRAH24DAK |  | Non-Ducted Indoor Units |  |  | 24000 | 25 | 9.5 | 25000 | 18000 | 72% | 2 | 0 | 13.5 |  |  |  | No | R-454B | 2 | Residential & Commercial | Non-Ducted CEE Tier 2
215357373 | Mini/Multi Split | KENMORE | HMSV-A-CB-O | D5CMHAH48FAK |  | Non-Ducted Indoor Units |  |  | 47000 | 23 | 11.3 | 49000 | 47000 | 95.92% | 2 | 0 | 12 |  |  |  | No | R-454B | 3.9167 | Residential & Commercial | Non-Ducted CEE Tier 2
215357376 | Mini/Multi Split | KENMORE | HMSV-A-CB-O | D5CMHAH55FAK |  | Non-Ducted Indoor Units |  |  | 51000 | 22.3 | 10.5 | 55000 | 47000 | 85.45% | 2 | 0 | 12 |  |  |  | No | R-454B | 4.25 | Residential & Commercial | Non-Ducted CEE Tier 2
215357367 | Mini/Multi Split | KENMORE | HMSV-A-CB-O | D5CMHAH30EAK |  | Non-Ducted Indoor Units |  |  | 30000 | 24 | 10.7 | 31000 | 36000 | 116.1% | 2 | 0 | 13.2 |  |  |  | No | R-454B | 2.5 | Residential & Commercial | Non-Ducted CEE Tier 2
215357370 | Mini/Multi Split | KENMORE | HMSV-A-CB-O | D5CMHAH36EAK |  | Non-Ducted Indoor Units |  |  | 36000 | 23.1 | 10.7 | 36000 | 36000 | 100% | 2 | 0 | 13.1 |  |  |  | No | R-454B | 3 | Residential & Commercial | Non-Ducted CEE Tier 2
215357358 | Mini/Multi Split | KENMORE | HMSV-A-CB-O | D5CMHAH18CAK |  | Non-Ducted Indoor Units |  |  | 19000 | 25 | 10.5 | 20000 | 19000 | 95% | 2 | 0 | 15 |  |  |  | No | R-454B | 1.5833 | Residential & Commercial | Non-Ducted CEE Tier 2
215357361 | Mini/Multi Split | KENMORE | HMSV-A-CB-O | D5CMHAH24DAK |  | Non-Ducted Indoor Units |  |  | 24000 | 24 | 10 | 25000 | 25000 | 100% | 2 | 0 | 13 |  |  |  | No | R-454B | 2 | Residential & Commercial | Non-Ducted CEE Tier 2
215357352 | Mini/Multi Split | KEEPRITE | HMSV-A-CB-O | D5CMRAH48FAK |  | Non-Ducted Indoor Units |  |  | 47000 | 24 | 10.4 | 48000 | 36000 | 75% | 2 | 0 | 12.5 |  |  |  | No | R-454B | 3.9167 | Residential & Commercial | Non-Ducted CEE Tier 2
215357346 | Mini/Multi Split | KEEPRITE | HMSV-A-CB-O | D5CMRAH30EAK |  | Non-Ducted Indoor Units |  |  | 30000 | 25 | 10 | 31000 | 26000 | 83.87% | 2 | 0 | 13 |  |  |  | No | R-454B | 2.5 | Residential & Commercial | Non-Ducted CEE Tier 2
215357349 | Mini/Multi Split | KEEPRITE | HMSV-A-CB-O | D5CMRAH36EAK |  | Non-Ducted Indoor Units |  |  | 36000 | 24 | 9.5 | 37000 | 26000 | 70.27% | 2 | 0 | 12 |  |  |  | No | R-454B | 3 | Residential & Commercial | Non-Ducted CEE Tier 2
215357337 | Mini/Multi Split | KEEPRITE | HMSV-A-CB-O | D5CMRAH18CAK |  | Non-Ducted Indoor Units |  |  | 18000 | 25.2 | 9.8 | 19000 | 13500 | 71.05% | 2.3 | 0 | 14 |  |  |  | No | R-454B | 1.5 | Residential & Commercial | Non-Ducted CEE Tier 2
215357340 | Mini/Multi Split | KEEPRITE | HMSV-A-CB-O | D5CMRAH24DAK |  | Non-Ducted Indoor Units |  |  | 24000 | 25 | 9.5 | 25000 | 18000 | 72% | 2 | 0 | 13.5 |  |  |  | No | R-454B | 2 | Residential & Commercial | Non-Ducted CEE Tier 2
215357331 | Mini/Multi Split | KEEPRITE | HMSV-A-CB-O | D5CMHAH48FAK |  | Non-Ducted Indoor Units |  |  | 47000 | 23 | 11.3 | 49000 | 47000 | 95.92% | 2 | 0 | 12 |  |  |  | No | R-454B | 3.9167 | Residential & Commercial | Non-Ducted CEE Tier 2
215357334 | Mini/Multi Split | KEEPRITE | HMSV-A-CB-O | D5CMHAH55FAK |  | Non-Ducted Indoor Units |  |  | 51000 | 22.3 | 10.5 | 55000 | 47000 | 85.45% | 2 | 0 | 12 |  |  |  | No | R-454B | 4.25 | Residential & Commercial | Non-Ducted CEE Tier 2
215357325 | Mini/Multi Split | KEEPRITE | HMSV-A-CB-O | D5CMHAH30EAK |  | Non-Ducted Indoor Units |  |  | 30000 | 24 | 10.7 | 31000 | 36000 | 116.1% | 2 | 0 | 13.2 |  |  |  | No | R-454B | 2.5 | Residential & Commercial | Non-Ducted CEE Tier 2
215357328 | Mini/Multi Split | KEEPRITE | HMSV-A-CB-O | D5CMHAH36EAK |  | Non-Ducted Indoor Units |  |  | 36000 | 23.1 | 10.7 | 36000 | 36000 | 100% | 2 | 0 | 13.1 |  |  |  | No | R-454B | 3 | Residential & Commercial | Non-Ducted CEE Tier 2
215357316 | Mini/Multi Split | KEEPRITE | HMSV-A-CB-O | D5CMHAH18CAK |  | Non-Ducted Indoor Units |  |  | 19000 | 25 | 10.5 | 20000 | 19000 | 95% | 2 | 0 | 15 |  |  |  | No | R-454B | 1.5833 | Residential & Commercial | Non-Ducted CEE Tier 2
215357319 | Mini/Multi Split | KEEPRITE | HMSV-A-CB-O | D5CMHAH24DAK |  | Non-Ducted Indoor Units |  |  | 24000 | 24 | 10 | 25000 | 25000 | 100% | 2 | 0 | 13 |  |  |  | No | R-454B | 2 | Residential & Commercial | Non-Ducted CEE Tier 2
215357310 | Mini/Multi Split | HEIL | HMSV-A-CB-O | D5CMRAH48FAK |  | Non-Ducted Indoor Units |  |  | 47000 | 24 | 10.4 | 48000 | 36000 | 75% | 2 | 0 | 12.5 |  |  |  | No | R-454B | 3.9167 | Residential & Commercial | Non-Ducted CEE Tier 2
215357304 | Mini/Multi Split | HEIL | HMSV-A-CB-O | D5CMRAH30EAK |  | Non-Ducted Indoor Units |  |  | 30000 | 25 | 10 | 31000 | 26000 | 83.87% | 2 | 0 | 13 |  |  |  | No | R-454B | 2.5 | Residential & Commercial | Non-Ducted CEE Tier 2
215357307 | Mini/Multi Split | HEIL | HMSV-A-CB-O | D5CMRAH36EAK |  | Non-Ducted Indoor Units |  |  | 36000 | 24 | 9.5 | 37000 | 26000 | 70.27% | 2 | 0 | 12 |  |  |  | No | R-454B | 3 | Residential & Commercial | Non-Ducted CEE Tier 2
215357295 | Mini/Multi Split | HEIL | HMSV-A-CB-O | D5CMRAH18CAK |  | Non-Ducted Indoor Units |  |  | 18000 | 25.2 | 9.8 | 19000 | 13500 | 71.05% | 2.3 | 0 | 14 |  |  |  | No | R-454B | 1.5 | Residential & Commercial | Non-Ducted CEE Tier 2
215357298 | Mini/Multi Split | HEIL | HMSV-A-CB-O | D5CMRAH24DAK |  | Non-Ducted Indoor Units |  |  | 24000 | 25 | 9.5 | 25000 | 18000 | 72% | 2 | 0 | 13.5 |  |  |  | No | R-454B | 2 | Residential & Commercial | Non-Ducted CEE Tier 2
215357289 | Mini/Multi Split | HEIL | HMSV-A-CB-O | D5CMHAH48FAK |  | Non-Ducted Indoor Units |  |  | 47000 | 23 | 11.3 | 49000 | 47000 | 95.92% | 2 | 0 | 12 |  |  |  | No | R-454B | 3.9167 | Residential & Commercial | Non-Ducted CEE Tier 2
215357292 | Mini/Multi Split | HEIL | HMSV-A-CB-O | D5CMHAH55FAK |  | Non-Ducted Indoor Units |  |  | 51000 | 22.3 | 10.5 | 55000 | 47000 | 85.45% | 2 | 0 | 12 |  |  |  | No | R-454B | 4.25 | Residential & Commercial | Non-Ducted CEE Tier 2
215357283 | Mini/Multi Split | HEIL | HMSV-A-CB-O | D5CMHAH30EAK |  | Non-Ducted Indoor Units |  |  | 30000 | 24 | 10.7 | 31000 | 36000 | 116.1% | 2 | 0 | 13.2 |  |  |  | No | R-454B | 2.5 | Residential & Commercial | Non-Ducted CEE Tier 2
215357286 | Mini/Multi Split | HEIL | HMSV-A-CB-O | D5CMHAH36EAK |  | Non-Ducted Indoor Units |  |  | 36000 | 23.1 | 10.7 | 36000 | 36000 | 100% | 2 | 0 | 13.1 |  |  |  | No | R-454B | 3 | Residential & Commercial | Non-Ducted CEE Tier 2
215357274 | Mini/Multi Split | HEIL | HMSV-A-CB-O | D5CMHAH18CAK |  | Non-Ducted Indoor Units |  |  | 19000 | 25 | 10.5 | 20000 | 19000 | 95% | 2 | 0 | 15 |  |  |  | No | R-454B | 1.5833 | Residential & Commercial | Non-Ducted CEE Tier 2
215357277 | Mini/Multi Split | HEIL | HMSV-A-CB-O | D5CMHAH24DAK |  | Non-Ducted Indoor Units |  |  | 24000 | 24 | 10 | 25000 | 25000 | 100% | 2 | 0 | 13 |  |  |  | No | R-454B | 2 | Residential & Commercial | Non-Ducted CEE Tier 2
215357268 | Mini/Multi Split | DAY & NIGHT | HMSV-A-CB-O | D5CMRAH48FAK |  | Non-Ducted Indoor Units |  |  | 47000 | 24 | 10.4 | 48000 | 36000 | 75% | 2 | 0 | 12.5 |  |  |  | No | R-454B | 3.9167 | Residential & Commercial | Non-Ducted CEE Tier 2
215357262 | Mini/Multi Split | DAY & NIGHT | HMSV-A-CB-O | D5CMRAH30EAK |  | Non-Ducted Indoor Units |  |  | 30000 | 25 | 10 | 31000 | 26000 | 83.87% | 2 | 0 | 13 |  |  |  | No | R-454B | 2.5 | Residential & Commercial | Non-Ducted CEE Tier 2
215357265 | Mini/Multi Split | DAY & NIGHT | HMSV-A-CB-O | D5CMRAH36EAK |  | Non-Ducted Indoor Units |  |  | 36000 | 24 | 9.5 | 37000 | 26000 | 70.27% | 2 | 0 | 12 |  |  |  | No | R-454B | 3 | Residential & Commercial | Non-Ducted CEE Tier 2
215357253 | Mini/Multi Split | DAY & NIGHT | HMSV-A-CB-O | D5CMRAH18CAK |  | Non-Ducted Indoor Units |  |  | 18000 | 25.2 | 9.8 | 19000 | 13500 | 71.05% | 2.3 | 0 | 14 |  |  |  | No | R-454B | 1.5 | Residential & Commercial | Non-Ducted CEE Tier 2
215357256 | Mini/Multi Split | DAY & NIGHT | HMSV-A-CB-O | D5CMRAH24DAK |  | Non-Ducted Indoor Units |  |  | 24000 | 25 | 9.5 | 25000 | 18000 | 72% | 2 | 0 | 13.5 |  |  |  | No | R-454B | 2 | Residential & Commercial | Non-Ducted CEE Tier 2
215357247 | Mini/Multi Split | DAY & NIGHT | HMSV-A-CB-O | D5CMHAH48FAK |  | Non-Ducted Indoor Units |  |  | 47000 | 23 | 11.3 | 49000 | 47000 | 95.92% | 2 | 0 | 12 |  |  |  | No | R-454B | 3.9167 | Residential & Commercial | Non-Ducted CEE Tier 2
215357250 | Mini/Multi Split | DAY & NIGHT | HMSV-A-CB-O | D5CMHAH55FAK |  | Non-Ducted Indoor Units |  |  | 51000 | 22.3 | 10.5 | 55000 | 47000 | 85.45% | 2 | 0 | 12 |  |  |  | No | R-454B | 4.25 | Residential & Commercial | Non-Ducted CEE Tier 2
215357241 | Mini/Multi Split | DAY & NIGHT | HMSV-A-CB-O | D5CMHAH30EAK |  | Non-Ducted Indoor Units |  |  | 30000 | 24 | 10.7 | 31000 | 36000 | 116.1% | 2 | 0 | 13.2 |  |  |  | No | R-454B | 2.5 | Residential & Commercial | Non-Ducted CEE Tier 2
215357244 | Mini/Multi Split | DAY & NIGHT | HMSV-A-CB-O | D5CMHAH36EAK |  | Non-Ducted Indoor Units |  |  | 36000 | 23.1 | 10.7 | 36000 | 36000 | 100% | 2 | 0 | 13.1 |  |  |  | No | R-454B | 3 | Residential & Commercial | Non-Ducted CEE Tier 2
215357232 | Mini/Multi Split | DAY & NIGHT | HMSV-A-CB-O | D5CMHAH18CAK |  | Non-Ducted Indoor Units |  |  | 19000 | 25 | 10.5 | 20000 | 19000 | 95% | 2 | 0 | 15 |  |  |  | No | R-454B | 1.5833 | Residential & Commercial | Non-Ducted CEE Tier 2
215357235 | Mini/Multi Split | DAY & NIGHT | HMSV-A-CB-O | D5CMHAH24DAK |  | Non-Ducted Indoor Units |  |  | 24000 | 24 | 10 | 25000 | 25000 | 100% | 2 | 0 | 13 |  |  |  | No | R-454B | 2 | Residential & Commercial | Non-Ducted CEE Tier 2
215357226 | Mini/Multi Split | COMFORTMAKER | HMSV-A-CB-O | D5CMRAH48FAK |  | Non-Ducted Indoor Units |  |  | 47000 | 24 | 10.4 | 48000 | 36000 | 75% | 2 | 0 | 12.5 |  |  |  | No | R-454B | 3.9167 | Residential & Commercial | Non-Ducted CEE Tier 2
215357220 | Mini/Multi Split | COMFORTMAKER | HMSV-A-CB-O | D5CMRAH30EAK |  | Non-Ducted Indoor Units |  |  | 30000 | 25 | 10 | 31000 | 26000 | 83.87% | 2 | 0 | 13 |  |  |  | No | R-454B | 2.5 | Residential & Commercial | Non-Ducted CEE Tier 2
215357223 | Mini/Multi Split | COMFORTMAKER | HMSV-A-CB-O | D5CMRAH36EAK |  | Non-Ducted Indoor Units |  |  | 36000 | 24 | 9.5 | 37000 | 26000 | 70.27% | 2 | 0 | 12 |  |  |  | No | R-454B | 3 | Residential & Commercial | Non-Ducted CEE Tier 2
215357211 | Mini/Multi Split | COMFORTMAKER | HMSV-A-CB-O | D5CMRAH18CAK |  | Non-Ducted Indoor Units |  |  | 18000 | 25.2 | 9.8 | 19000 | 13500 | 71.05% | 2.3 | 0 | 14 |  |  |  | No | R-454B | 1.5 | Residential & Commercial | Non-Ducted CEE Tier 2
215357214 | Mini/Multi Split | COMFORTMAKER | HMSV-A-CB-O | D5CMRAH24DAK |  | Non-Ducted Indoor Units |  |  | 24000 | 25 | 9.5 | 25000 | 18000 | 72% | 2 | 0 | 13.5 |  |  |  | No | R-454B | 2 | Residential & Commercial | Non-Ducted CEE Tier 2
215357205 | Mini/Multi Split | COMFORTMAKER | HMSV-A-CB-O | D5CMHAH48FAK |  | Non-Ducted Indoor Units |  |  | 47000 | 23 | 11.3 | 49000 | 47000 | 95.92% | 2 | 0 | 12 |  |  |  | No | R-454B | 3.9167 | Residential & Commercial | Non-Ducted CEE Tier 2
215357208 | Mini/Multi Split | COMFORTMAKER | HMSV-A-CB-O | D5CMHAH55FAK |  | Non-Ducted Indoor Units |  |  | 51000 | 22.3 | 10.5 | 55000 | 47000 | 85.45% | 2 | 0 | 12 |  |  |  | No | R-454B | 4.25 | Residential & Commercial | Non-Ducted CEE Tier 2
215357199 | Mini/Multi Split | COMFORTMAKER | HMSV-A-CB-O | D5CMHAH30EAK |  | Non-Ducted Indoor Units |  |  | 30000 | 24 | 10.7 | 31000 | 36000 | 116.1% | 2 | 0 | 13.2 |  |  |  | No | R-454B | 2.5 | Residential & Commercial | Non-Ducted CEE Tier 2
215357202 | Mini/Multi Split | COMFORTMAKER | HMSV-A-CB-O | D5CMHAH36EAK |  | Non-Ducted Indoor Units |  |  | 36000 | 23.1 | 10.7 | 36000 | 36000 | 100% | 2 | 0 | 13.1 |  |  |  | No | R-454B | 3 | Residential & Commercial | Non-Ducted CEE Tier 2
215357190 | Mini/Multi Split | COMFORTMAKER | HMSV-A-CB-O | D5CMHAH18CAK |  | Non-Ducted Indoor Units |  |  | 19000 | 25 | 10.5 | 20000 | 19000 | 95% | 2 | 0 | 15 |  |  |  | No | R-454B | 1.5833 | Residential & Commercial | Non-Ducted CEE Tier 2
215357193 | Mini/Multi Split | COMFORTMAKER | HMSV-A-CB-O | D5CMHAH24DAK |  | Non-Ducted Indoor Units |  |  | 24000 | 24 | 10 | 25000 | 25000 | 100% | 2 | 0 | 13 |  |  |  | No | R-454B | 2 | Residential & Commercial | Non-Ducted CEE Tier 2
215357184 | Mini/Multi Split | ARCOAIRE | HMSV-A-CB-O | D5CMRAH48FAK |  | Non-Ducted Indoor Units |  |  | 47000 | 24 | 10.4 | 48000 | 36000 | 75% | 2 | 0 | 12.5 |  |  |  | No | R-454B | 3.9167 | Residential & Commercial | Non-Ducted CEE Tier 2
215357118 | Mini/Multi Split | BRYANT | HMSV-A-CB-O | 37MGHAQ36EA3 |  | Non-Ducted Indoor Units |  |  | 36000 | 23.1 | 10.7 | 36000 | 36000 | 100% | 2 | 0 | 13.1 |  |  |  | No | R-454B | 3 | Residential & Commercial | Non-Ducted CEE Tier 2
215357181 | Mini/Multi Split | ARCOAIRE | HMSV-A-CB-O | D5CMRAH36EAK |  | Non-Ducted Indoor Units |  |  | 36000 | 24 | 9.5 | 37000 | 26000 | 70.27% | 2 | 0 | 12 |  |  |  | No | R-454B | 3 | Residential & Commercial | Non-Ducted CEE Tier 2
215357178 | Mini/Multi Split | ARCOAIRE | HMSV-A-CB-O | D5CMRAH30EAK |  | Non-Ducted Indoor Units |  |  | 30000 | 25 | 10 | 31000 | 26000 | 83.87% | 2 | 0 | 13 |  |  |  | No | R-454B | 2.5 | Residential & Commercial | Non-Ducted CEE Tier 2
215357169 | Mini/Multi Split | ARCOAIRE | HMSV-A-CB-O | D5CMRAH24DAK |  | Non-Ducted Indoor Units |  |  | 24000 | 25 | 9.5 | 25000 | 18000 | 72% | 2 | 0 | 13.5 |  |  |  | No | R-454B | 2 | Residential & Commercial | Non-Ducted CEE Tier 2
215357157 | Mini/Multi Split | BRYANT | HMSV-A-CB-O | 37MGRAQ36EA3 |  | Non-Ducted Indoor Units |  |  | 36000 | 24 | 9.5 | 37000 | 26000 | 70.27% | 2 | 0 | 12 |  |  |  | No | R-454B | 3 | Residential & Commercial | Non-Ducted CEE Tier 2
215357158 | Mini/Multi Split | ARCOAIRE | HMSV-A-CB-O | D5CMHAH55FAK |  | Non-Ducted Indoor Units |  |  | 51000 | 22.3 | 10.5 | 55000 | 47000 | 85.45% | 2 | 0 | 12 |  |  |  | No | R-454B | 4.25 | Residential & Commercial | Non-Ducted CEE Tier 2
215357163 | Mini/Multi Split | ARCOAIRE | HMSV-A-CB-O | D5CMRAH18CAK |  | Non-Ducted Indoor Units |  |  | 18000 | 25.2 | 9.8 | 19000 | 13500 | 71.05% | 2.3 | 0 | 14 |  |  |  | No | R-454B | 1.5 | Residential & Commercial | Non-Ducted CEE Tier 2
215357164 | Mini/Multi Split | BRYANT | HMSV-A-CB-O | 37MGRAQ48FA3 |  | Non-Ducted Indoor Units |  |  | 47000 | 24 | 10.4 | 48000 | 36000 | 75% | 2 | 0 | 12.5 |  |  |  | No | R-454B | 3.9167 | Residential & Commercial | Non-Ducted CEE Tier 2
215357151 | Mini/Multi Split | BRYANT | HMSV-A-CB-O | 37MGRAQ30EA3 |  | Non-Ducted Indoor Units |  |  | 30000 | 25 | 10 | 31000 | 26000 | 83.87% | 2 | 0 | 13 |  |  |  | No | R-454B | 2.5 | Residential & Commercial | Non-Ducted CEE Tier 2
215357147 | Mini/Multi Split | ARCOAIRE | HMSV-A-CB-O | D5CMHAH36EAK |  | Non-Ducted Indoor Units |  |  | 36000 | 23.1 | 10.7 | 36000 | 36000 | 100% | 2 | 0 | 13.1 |  |  |  | No | R-454B | 3 | Residential & Commercial | Non-Ducted CEE Tier 2
215357152 | Mini/Multi Split | ARCOAIRE | HMSV-A-CB-O | D5CMHAH48FAK |  | Non-Ducted Indoor Units |  |  | 47000 | 23 | 11.3 | 49000 | 47000 | 95.92% | 2 | 0 | 12 |  |  |  | No | R-454B | 3.9167 | Residential & Commercial | Non-Ducted CEE Tier 2
215357137 | Mini/Multi Split | BRYANT | HMSV-A-CB-O | 37MGRAQ24DA3 |  | Non-Ducted Indoor Units |  |  | 24000 | 25 | 9.5 | 25000 | 18000 | 72% | 2 | 0 | 13.5 |  |  |  | No | R-454B | 2 | Residential & Commercial | Non-Ducted CEE Tier 2
215357141 | Mini/Multi Split | ARCOAIRE | HMSV-A-CB-O | D5CMHAH30EAK |  | Non-Ducted Indoor Units |  |  | 30000 | 24 | 10.7 | 31000 | 36000 | 116.1% | 2 | 0 | 13.2 |  |  |  | No | R-454B | 2.5 | Residential & Commercial | Non-Ducted CEE Tier 2
215357106 | Mini/Multi Split | BRYANT | HMSV-A-CB-O | 37MGHAQ18CA3 |  | Non-Ducted Indoor Units |  |  | 19000 | 25 | 10.5 | 20000 | 19000 | 95% | 2 | 0 | 15 |  |  |  | No | R-454B | 1.5833 | Residential & Commercial | Non-Ducted CEE Tier 2
215357115 | Mini/Multi Split | BRYANT | HMSV-A-CB-O | 37MGHAQ30EA3 |  | Non-Ducted Indoor Units |  |  | 30000 | 24 | 10.7 | 31000 | 36000 | 116.1% | 2 | 0 | 13.2 |  |  |  | No | R-454B | 2.5 | Residential & Commercial | Non-Ducted CEE Tier 2
215357109 | Mini/Multi Split | BRYANT | HMSV-A-CB-O | 37MGHAQ24DA3 |  | Non-Ducted Indoor Units |  |  | 24000 | 24 | 10 | 25000 | 25000 | 100% | 2 | 0 | 13 |  |  |  | No | R-454B | 2 | Residential & Commercial | Non-Ducted CEE Tier 2
215351187 | Mini/Multi Split | MDV | HMSV-A-CB-O | M5OX631-30HFN10-M1XD |  | Non-Ducted Indoor Units |  |  | 30000 | 24 | 10.7 | 31000 | 36000 | 116.1% | 2 | 0 | 13.2 |  |  |  | No | R-454B | 2.5 | Residential & Commercial | Non-Ducted CEE Tier 2
215351193 | Mini/Multi Split | TCL | HMSV-A-CB-O | TMH18HEI2NAO0U24 |  | Non-Ducted Indoor Units |  |  | 18000 | 24 | 10 | 20000 | 15800 | 79% | 2 | 0 | 13 |  |  |  | No | R-454B | 1.5 | Residential & Commercial | Non-Ducted CEE Tier 2
215351194 | Mini/Multi Split | TCL | HMSV-A-CB-O | TMH27HEI2NAO0U24 |  | Non-Ducted Indoor Units |  |  | 27000 | 24 | 10 | 28000 | 19800 | 70.71% | 2 | 0 | 12 |  |  |  | No | R-454B | 2.25 | Residential & Commercial | Non-Ducted CEE Tier 2
215351195 | Mini/Multi Split | TCL | HMSV-A-CB-O | TMH36HEI2NAM5U24 |  | Non-Ducted Indoor Units |  |  | 35000 | 22.5 | 9.5 | 36000 | 25400 | 70.56% | 2 | 0 | 12 |  |  |  | No | R-454B | 2.9167 | Residential & Commercial | Non-Ducted CEE Tier 2
215351196 | Mini/Multi Split | TCL | HMSV-A-CB-O | TMH42HEI2NAM0U24 |  | Non-Ducted Indoor Units |  |  | 42000 | 22 | 9.5 | 42000 | 30000 | 71.43% | 2 | 0 | 12 |  |  |  | No | R-454B | 3.5 | Residential & Commercial | Non-Ducted CEE Tier 2
215351185 | Mini/Multi Split | MDV | HMSV-A-CB-O | M5OD30-30HFN10-M1D |  | Non-Ducted Indoor Units |  |  | 30000 | 25 | 10 | 31000 | 26000 | 83.87% | 2 | 0 | 13 |  |  |  | No | R-454B | 2.5 | Residential & Commercial | Non-Ducted CEE Tier 2
215351183 | Mini/Multi Split | MDV | HMSV-A-CB-O | M4OD31-24HFN10-M1XD |  | Non-Ducted Indoor Units |  |  | 24000 | 24 | 10 | 25000 | 25000 | 100% | 2 | 0 | 13 |  |  |  | No | R-454B | 2 | Residential & Commercial | Non-Ducted CEE Tier 2
215853991 | Mini/Multi Split | BLUERIDGE | HMSV-A-CB-O | BMMZ55HHC |  | Non-Ducted Indoor Units |  |  | 51000 | 22.2 | 10.5 | 55000 | 47000 | 85.45% | 2 | 0 | 12 |  |  |  | No | R-454B | 4.25 | Residential & Commercial | Non-Ducted CEE Tier 2
215351181 | Mini/Multi Split | MDV | HMSV-A-CB-O | M4OD30-24HFN10-M1D |  | Non-Ducted Indoor Units |  |  | 24000 | 25 | 9.5 | 25000 | 18000 | 72% | 2 | 0 | 13.5 |  |  |  | No | R-454B | 2 | Residential & Commercial | Non-Ducted CEE Tier 2
214784527 | Mini/Multi Split | 1HVAC | HMSV-A-CB-O | SC-30Z-HH-M4B |  | Non-Ducted Indoor Units |  |  | 28400 | 21 | 10 | 30000 | 22800 | 76% | 1.84 | 12.5 | 12.5 |  |  |  | No | R-410A | 2.3667 | Residential & Commercial | Non-Ducted CEE Tier 2
215853985 | Mini/Multi Split | BLUERIDGE | HMSV-A-CB-O | BMMZ36HHC |  | Non-Ducted Indoor Units |  |  | 36000 | 23 | 10.7 | 36000 | 36000 | 100% | 2 | 0 | 13 |  |  |  | No | R-454B | 3 | Residential & Commercial | Non-Ducted CEE Tier 2
215853988 | Mini/Multi Split | BLUERIDGE | HMSV-A-CB-O | BMMZ48HHC |  | Non-Ducted Indoor Units |  |  | 47000 | 23 | 11 | 49000 | 47000 | 95.92% | 2 | 0 | 12 |  |  |  | No | R-454B | 3.9167 | Residential & Commercial | Non-Ducted CEE Tier 2
215853982 | Mini/Multi Split | BLUERIDGE | HMSV-A-CB-O | BMMZ27HHC |  | Non-Ducted Indoor Units |  |  | 27000 | 23 | 10.5 | 27000 | 27000 | 100% | 2 | 0 | 12.5 |  |  |  | No | R-454B | 2.25 | Residential & Commercial | Non-Ducted CEE Tier 2
215853979 | Mini/Multi Split | BLUERIDGE | HMSV-A-CB-O | BMMZ18HHC |  | Non-Ducted Indoor Units |  |  | 19000 | 25 | 10.4 | 20000 | 19000 | 95% | 2 | 0 | 15 |  |  |  | No | R-454B | 1.5833 | Residential & Commercial | Non-Ducted CEE Tier 2
215853973 | Mini/Multi Split | BLUERIDGE | HMSV-A-CB-O | BMMZ36C |  | Non-Ducted Indoor Units |  |  | 36000 | 24 | 9.5 | 37000 | 26000 | 70.27% | 2 | 0 | 12 |  |  |  | No | R-454B | 3 | Residential & Commercial | Non-Ducted CEE Tier 2
215853976 | Mini/Multi Split | BLUERIDGE | HMSV-A-CB-O | BMMZ48C |  | Non-Ducted Indoor Units |  |  | 47000 | 24 | 10.3 | 48000 | 36000 | 75% | 2 | 0 | 12.5 |  |  |  | No | R-454B | 3.9167 | Residential & Commercial | Non-Ducted CEE Tier 2
215853967 | Mini/Multi Split | BLUERIDGE | HMSV-A-CB-O | BMMZ18C |  | Non-Ducted Indoor Units |  |  | 18000 | 25.1 | 9.8 | 19000 | 13500 | 71.05% | 2.3 | 0 | 14 |  |  |  | No | R-454B | 1.5 | Residential & Commercial | Non-Ducted CEE Tier 2
215853970 | Mini/Multi Split | BLUERIDGE | HMSV-A-CB-O | BMMZ27C |  | Non-Ducted Indoor Units |  |  | 27000 | 25 | 9.5 | 27000 | 19000 | 70.37% | 2 | 0 | 13 |  |  |  | No | R-454B | 2.25 | Residential & Commercial | Non-Ducted CEE Tier 2
213286784 | Mini/Multi Split | Wells | HMSV-A-CB-O | WMCA-55HFMO |  | Non-Ducted Indoor Units |  |  | 55000 | 20 | 9.5 | 55000 | 45500 | 82.73% | 1.8 | 10.5 | 10.5 |  |  |  | No | R-410A | 4.5833 | Residential & Commercial | Non-Ducted CEE Tier 2
214728843 | Mini/Multi Split | Hessaire | HMSV-A-CB-O | HM18 |  | Non-Ducted Indoor Units |  |  | 18000 | 22 | 10 | 18000 | 18000 | 100% | 1.99 | 0 | 13.3 |  |  |  | No | R-454B | 1.5 | Residential & Commercial | Non-Ducted CEE Tier 2
214728844 | Mini/Multi Split | Hessaire | HMSV-A-CB-O | HM27 |  | Non-Ducted Indoor Units |  |  | 27000 | 23 | 10 | 27000 | 27000 | 100% | 1.82 | 0 | 12.85 |  |  |  | No | R-454B | 2.25 | Residential & Commercial | Non-Ducted CEE Tier 2
214837757 | Mini/Multi Split | DAIKIN | HMSR-A-CB-O | 2MXM18AVJU* |  | Non-Ducted Indoor Units |  |  | 17200 | 21 | 10 | 18500 | 13200 | 71.35% | 1.8 | 0 | 12 |  |  |  | No | R-32 | 1.4333 | Residential & Commercial | Non-Ducted CEE Tier 2
214728292 | Mini/Multi Split | HISENSE | HMSV-A-CB-O | AMW2-18U3TJA |  | Non-Ducted Indoor Units |  |  | 18000 | 22 | 10 | 18000 | 18000 | 100% | 1.99 | 0 | 13.3 |  |  |  | No | R-454B | 1.5 | Residential & Commercial | Non-Ducted CEE Tier 2
214728293 | Mini/Multi Split | HISENSE | HMSV-A-CB-O | AMW3-27U3TQA |  | Non-Ducted Indoor Units |  |  | 27000 | 23 | 10 | 27000 | 27000 | 100% | 1.82 | 0 | 12.85 |  |  |  | No | R-454B | 2.25 | Residential & Commercial | Non-Ducted CEE Tier 2
214720259 | Mini/Multi Split | TOSOT | HMSV-A-CB-O | MZ-M18/O |  | Non-Ducted Indoor Units |  |  | 17000 | 21 | 10 | 18000 | 13600 | 75.56% | 2.22 | 0 | 12 |  |  |  | No | R-410A | 1.4167 | Residential & Commercial | Non-Ducted CEE Tier 2
214720257 | Mini/Multi Split | TOSOT | HMSV-A-CB-O | MZ-M24/O |  | Non-Ducted Indoor Units |  |  | 23200 | 21 | 10 | 24000 | 21600 | 90% | 2.1 | 0 | 12.5 |  |  |  | No | R-410A | 1.9333 | Residential & Commercial | Non-Ducted CEE Tier 2
214720255 | Mini/Multi Split | TOSOT | HMSV-A-CB-O | MZ-M30/O |  | Non-Ducted Indoor Units |  |  | 28400 | 21 | 10 | 30000 | 22800 | 76% | 1.84 | 0 | 12.5 |  |  |  | No | R-410A | 2.3667 | Residential & Commercial | Non-Ducted CEE Tier 2
215223337 | Mini/Multi Split | BOSCH | HMSV-A-CB-O | BMS500-AAM048-1CSXRD |  | Non-Ducted Indoor Units |  |  | 47000 | 24 | 10.3 | 48000 | 36000 | 75% | 2 | 0 | 12.5 |  |  |  | No | R-454B | 3.9167 | Residential & Commercial | Non-Ducted CEE Tier 2
214720253 | Mini/Multi Split | TOSOT | HMSV-A-CB-O | MZ-M36/O |  | Non-Ducted Indoor Units |  |  | 34000 | 21 | 10 | 36000 | 32400 | 90% | 1.82 | 0 | 12 |  |  |  | No | R-410A | 2.8333 | Residential & Commercial | Non-Ducted CEE Tier 2
215223331 | Mini/Multi Split | BOSCH | HMSV-A-CB-O | BMS500-AAM027-1CSXRD |  | Non-Ducted Indoor Units |  |  | 27000 | 25 | 9.5 | 27000 | 19000 | 70.37% | 2 | 0 | 13 |  |  |  | No | R-454B | 2.25 | Residential & Commercial | Non-Ducted CEE Tier 2
215223334 | Mini/Multi Split | BOSCH | HMSV-A-CB-O | BMS500-AAM036-1CSXRD |  | Non-Ducted Indoor Units |  |  | 36000 | 24 | 9.5 | 37000 | 26000 | 70.27% | 2 | 0 | 12 |  |  |  | No | R-454B | 3 | Residential & Commercial | Non-Ducted CEE Tier 2
215223325 | Mini/Multi Split | BOSCH | HMSV-A-CB-O | BMS500-AAM048-1CSXHD |  | Non-Ducted Indoor Units |  |  | 47000 | 23 | 11 | 49000 | 47000 | 95.92% | 2 | 0 | 12 |  |  |  | No | R-454B | 3.9167 | Residential & Commercial | Non-Ducted CEE Tier 2
215223328 | Mini/Multi Split | BOSCH | HMSV-A-CB-O | BMS500-AAM018-1CSXRD |  | Non-Ducted Indoor Units |  |  | 18000 | 25.1 | 9.8 | 19000 | 13500 | 71.05% | 2.3 | 0 | 14 |  |  |  | No | R-454B | 1.5 | Residential & Commercial | Non-Ducted CEE Tier 2
215223319 | Mini/Multi Split | BOSCH | HMSV-A-CB-O | BMS500-AAM027-1CSXHD |  | Non-Ducted Indoor Units |  |  | 27000 | 23 | 10.5 | 27000 | 27000 | 100% | 2 | 0 | 12.5 |  |  |  | No | R-454B | 2.25 | Residential & Commercial | Non-Ducted CEE Tier 2
215223322 | Mini/Multi Split | BOSCH | HMSV-A-CB-O | BMS500-AAM036-1CSXHD |  | Non-Ducted Indoor Units |  |  | 36000 | 23 | 10.7 | 36000 | 36000 | 100% | 2 | 0 | 13 |  |  |  | No | R-454B | 3 | Residential & Commercial | Non-Ducted CEE Tier 2
215213808 | Mini/Multi Split | DIRECT AIR | HMSV-A-CB-O | DIRM4-48HXPRO28-5Z |  | Non-Ducted Indoor Units |  |  | 47000 | 23 | 11 | 49000 | 47000 | 95.92% | 2 | 0 | 12 |  |  |  | No | R-454B | 3.9167 | Residential & Commercial | Non-Ducted CEE Tier 2
215223316 | Mini/Multi Split | BOSCH | HMSV-A-CB-O | BMS500-AAM018-1CSXHD |  | Non-Ducted Indoor Units |  |  | 19000 | 25 | 10.4 | 20000 | 19000 | 95% | 2 | 0 | 15 |  |  |  | No | R-454B | 1.5833 | Residential & Commercial | Non-Ducted CEE Tier 2
214810602 | Mini/Multi Split | DIYCOOL | HMSV-A-CB-O | EZ-18Z-M2 |  | Non-Ducted Indoor Units |  |  | 18000 | 21.2 | 9.6 | 19000 | 14000 | 73.68% | 2 | 12.5 | 12.5 |  |  |  | No | R-410A | 1.5 | Residential & Commercial | Non-Ducted CEE Tier 2
214810603 | Mini/Multi Split | DIYCOOL | HMSV-A-CB-O | EZ-27Z-M3 |  | Non-Ducted Indoor Units |  |  | 27000 | 22 | 9.5 | 27000 | 19000 | 70.37% | 1.9 | 12 | 12 |  |  |  | No | R-410A | 2.25 | Residential & Commercial | Non-Ducted CEE Tier 2
215218913 | Mini/Multi Split | GREE | HMSV-A-CB-O | MUL18HP230V1R32AO |  | Non-Ducted Indoor Units |  |  | 18000 | 21 | 10 | 18000 | 13800 | 76.67% | 2 | 0 | 12 |  |  |  | No | R-32 | 1.5 | Residential & Commercial | Non-Ducted CEE Tier 2
215218914 | Mini/Multi Split | GREE | HMSV-A-CB-O | MUL24HP230V1R32AO |  | Non-Ducted Indoor Units |  |  | 24000 | 21 | 10 | 24000 | 21600 | 90% | 2 | 0 | 13.3 |  |  |  | No | R-32 | 2 | Residential & Commercial | Non-Ducted CEE Tier 2
215218915 | Mini/Multi Split | GREE | HMSV-A-CB-O | MUL30HP230V1R32AO |  | Non-Ducted Indoor Units |  |  | 28400 | 21 | 10 | 30000 | 27000 | 90% | 2.07 | 0 | 13.6 |  |  |  | No | R-32 | 2.3667 | Residential & Commercial | Non-Ducted CEE Tier 2
215218916 | Mini/Multi Split | GREE | HMSV-A-CB-O | MUL36HP230V1R32AO |  | Non-Ducted Indoor Units |  |  | 36000 | 21 | 10 | 36000 | 36000 | 100% | 2.1 | 0 | 12 |  |  |  | No | R-32 | 3 | Residential & Commercial | Non-Ducted CEE Tier 2
215218917 | Mini/Multi Split | GREE | HMSV-A-CB-O | MUL42HP230V1R32AO |  | Non-Ducted Indoor Units |  |  | 42000 | 21 | 10 | 42000 | 37800 | 90% | 2.1 | 0 | 13 |  |  |  | No | R-32 | 3.5 | Residential & Commercial | Non-Ducted CEE Tier 2
214810608 | Mini/Multi Split | PolarWave | HMSV-A-CB-O | EZ-18Z-M2 |  | Non-Ducted Indoor Units |  |  | 18000 | 21.2 | 9.6 | 19000 | 14000 | 73.68% | 2 | 12.5 | 12.5 |  |  |  | No | R-410A | 1.5 | Residential & Commercial | Non-Ducted CEE Tier 2
214810609 | Mini/Multi Split | PolarWave | HMSV-A-CB-O | EZ-27Z-M3 |  | Non-Ducted Indoor Units |  |  | 27000 | 22 | 9.5 | 27000 | 19000 | 70.37% | 1.9 | 12 | 12 |  |  |  | No | R-410A | 2.25 | Residential & Commercial | Non-Ducted CEE Tier 2
212365442 | Mini/Multi Split | Custom Comfort | HMSV-A-CB-O | CCOXHAMZ555HP |  | Non-Ducted Indoor Units |  |  | 55000 | 22 | 9.5 | 55000 | 46000 | 83.64% | 1.9 | 10.5 | 10.5 |  |  |  | No | R-410A | 4.5833 | Residential & Commercial | Non-Ducted CEE Tier 2
214810590 | Mini/Multi Split | 1HVAC | HMSV-A-CB-O | EZ-18Z-M2 |  | Non-Ducted Indoor Units |  |  | 18000 | 21.2 | 9.6 | 19000 | 14000 | 73.68% | 2 | 12.5 | 12.5 |  |  |  | No | R-410A | 1.5 | Residential & Commercial | Non-Ducted CEE Tier 2
214810591 | Mini/Multi Split | 1HVAC | HMSV-A-CB-O | EZ-27Z-M3 |  | Non-Ducted Indoor Units |  |  | 27000 | 22 | 9.5 | 27000 | 19000 | 70.37% | 1.9 | 12 | 12 |  |  |  | No | R-410A | 2.25 | Residential & Commercial | Non-Ducted CEE Tier 2
214810596 | Mini/Multi Split | InfinityLiving | HMSV-A-CB-O | EZ-18Z-M2 |  | Non-Ducted Indoor Units |  |  | 18000 | 21.2 | 9.6 | 19000 | 14000 | 73.68% | 2 | 12.5 | 12.5 |  |  |  | No | R-410A | 1.5 | Residential & Commercial | Non-Ducted CEE Tier 2
214810597 | Mini/Multi Split | InfinityLiving | HMSV-A-CB-O | EZ-27Z-M3 |  | Non-Ducted Indoor Units |  |  | 27000 | 22 | 9.5 | 27000 | 19000 | 70.37% | 1.9 | 12 | 12 |  |  |  | No | R-410A | 2.25 | Residential & Commercial | Non-Ducted CEE Tier 2
215213802 | Mini/Multi Split | DIRECT AIR | HMSV-A-CB-O | DIRM4-28HXPRO28-3Z |  | Non-Ducted Indoor Units |  |  | 27000 | 23 | 10.5 | 27000 | 27000 | 100% | 2 | 0 | 12.5 |  |  |  | No | R-454B | 2.25 | Residential & Commercial | Non-Ducted CEE Tier 2
215213805 | Mini/Multi Split | DIRECT AIR | HMSV-A-CB-O | DIRM4-36HXPRO28-4Z |  | Non-Ducted Indoor Units |  |  | 36000 | 23 | 10.7 | 36000 | 36000 | 100% | 2 | 0 | 13 |  |  |  | No | R-454B | 3 | Residential & Commercial | Non-Ducted CEE Tier 2
215213796 | Mini/Multi Split | DIRECT AIR | HMSV-A-CB-O | DIRM4-48DA25-5Z |  | Non-Ducted Indoor Units |  |  | 47000 | 24 | 10.3 | 48000 | 36000 | 75% | 2 | 0 | 12.5 |  |  |  | No | R-454B | 3.9167 | Residential & Commercial | Non-Ducted CEE Tier 2
215213799 | Mini/Multi Split | DIRECT AIR | HMSV-A-CB-O | DIRM4-18HXPRO28-2Z |  | Non-Ducted Indoor Units |  |  | 19000 | 25 | 10.4 | 20000 | 19000 | 95% | 2 | 0 | 15 |  |  |  | No | R-454B | 1.5833 | Residential & Commercial | Non-Ducted CEE Tier 2
215213790 | Mini/Multi Split | DIRECT AIR | HMSV-A-CB-O | DIRM4-27DA25-3Z |  | Non-Ducted Indoor Units |  |  | 27000 | 23 | 10.5 | 27000 | 27000 | 100% | 2 | 0 | 12.5 |  |  |  | No | R-454B | 2.25 | Residential & Commercial | Non-Ducted CEE Tier 2
215213793 | Mini/Multi Split | DIRECT AIR | HMSV-A-CB-O | DIRM4-36DA25-4Z |  | Non-Ducted Indoor Units |  |  | 36000 | 24 | 9.5 | 37000 | 26000 | 70.27% | 2 | 0 | 12 |  |  |  | No | R-454B | 3 | Residential & Commercial | Non-Ducted CEE Tier 2
215213728 | Mini/Multi Split | CONTINENTAL | HMSV-A-CB-O | CDHAMB-36-O |  | Non-Ducted Indoor Units |  |  | 36000 | 23 | 10.7 | 36000 | 36000 | 100% | 2 | 0 | 13 |  |  |  | No | R-454B | 3 | Residential & Commercial | Non-Ducted CEE Tier 2
215213787 | Mini/Multi Split | DIRECT AIR | HMSV-A-CB-O | DIRM4-18DA25-2Z |  | Non-Ducted Indoor Units |  |  | 18000 | 25.1 | 9.8 | 19000 | 13500 | 71.05% | 2.3 | 0 | 14 |  |  |  | No | R-454B | 1.5 | Residential & Commercial | Non-Ducted CEE Tier 2
215213722 | Mini/Multi Split | CONTINENTAL | HMSV-A-CB-O | CDHAMB-27-O |  | Non-Ducted Indoor Units |  |  | 27000 | 23 | 10.5 | 27000 | 27000 | 100% | 2 | 0 | 12.5 |  |  |  | No | R-454B | 2.25 | Residential & Commercial | Non-Ducted CEE Tier 2
215213725 | Mini/Multi Split | NAPOLEON | HMSV-A-CB-O | NDHAMB-36-O |  | Non-Ducted Indoor Units |  |  | 36000 | 23 | 10.7 | 36000 | 36000 | 100% | 2 | 0 | 13 |  |  |  | No | R-454B | 3 | Residential & Commercial | Non-Ducted CEE Tier 2
214438134 | Mini/Multi Split | GOODMAN | HMSV-A-CB-O | MST483G22MHAA |  | Non-Ducted Indoor Units |  |  | 48000 | 21.2 | 10 | 49000 | 45000 | 91.84% | 2 | 11 | 11 |  |  |  | No | R-410A | 4 | Residential & Commercial | Non-Ducted CEE Tier 2
214442637 | Mini/Multi Split | CENTURY | HMSV-A-CB-O | A-VMH48PV-1 |  | Non-Ducted Indoor Units |  |  | 48000 | 21.8 | 9.8 | 49000 | 45000 | 91.84% | 2 | 11.6 | 11.7 |  |  |  | No | R-410A | 4 | Residential & Commercial | Non-Ducted CEE Tier 2
214861692 | Mini/Multi Split | MDV | HMSV-A-CB-O | M3OD31-18HFN10-M1XD |  | Non-Ducted Indoor Units |  |  | 19000 | 25 | 10.5 | 20000 | 19000 | 95% | 2 | 0 | 15 |  |  |  | No | R-454B | 1.5833 | Residential & Commercial | Non-Ducted CEE Tier 2
214438128 | Mini/Multi Split | GOODMAN | HMSV-A-CB-O | MST273G22MHAA |  | Non-Ducted Indoor Units |  |  | 27000 | 20.5 | 9.6 | 27000 | 27000 | 100% | 1.8 | 0 | 11.8 |  |  |  | No | R-410A | 2.25 | Residential & Commercial | Non-Ducted CEE Tier 2
214438131 | Mini/Multi Split | GOODMAN | HMSV-A-CB-O | MST363G22MHAA |  | Non-Ducted Indoor Units |  |  | 36000 | 21 | 10.9 | 36000 | 36000 | 100% | 1.95 | 0 | 12 |  |  |  | No | R-410A | 3 | Residential & Commercial | Non-Ducted CEE Tier 2
214432063 | Mini/Multi Split | Multi MFG | HMSV-A-CB-O | 55MPC5-HH-A |  | Non-Ducted Indoor Units |  |  | 55000 | 22 | 9.5 | 55000 | 46000 | 83.64% | 1.9 | 10.5 | 10.5 |  |  |  | No | R-410A | 4.5833 | Residential & Commercial | Non-Ducted CEE Tier 2
214848483 | Mini/Multi Split | LG | HMSV-A-CB-O | KUMXB241A |  | Non-Ducted Indoor Units |  |  | 24000 | 22.5 | 9.8 | 24600 | 17300 | 70.33% | 2.3 | 0 | 12.5 |  |  |  | No | R-32 | 2 | Residential & Commercial | Non-Ducted CEE Tier 2
214848481 | Mini/Multi Split | LG | HMSV-A-CB-O | KUMXB181A |  | Non-Ducted Indoor Units |  |  | 18000 | 22.5 | 9.8 | 22000 | 15800 | 71.82% | 2.2 | 0 | 13.5 |  |  |  | No | R-32 | 1.5 | Residential & Commercial | Non-Ducted CEE Tier 2
214432060 | Mini/Multi Split | Multi MFG | HMSV-A-CB-O | 28MPC3-HH-A |  | Non-Ducted Indoor Units |  |  | 28000 | 23 | 10.6 | 28000 | 25000 | 89.29% | 1.8 | 12.5 | 12.5 |  |  |  | No | R-410A | 2.3333 | Residential & Commercial | Non-Ducted CEE Tier 2
214848477 | Mini/Multi Split | LG | HMSV-A-CB-O | KUMXA301A |  | Non-Ducted Indoor Units |  |  | 28400 | 20 | 9.8 | 30000 | 23000 | 76.67% | 1.85 | 0 | 12.5 |  |  |  | No | R-32 | 2.3667 | Residential & Commercial | Non-Ducted CEE Tier 2
212920659 | Mini/Multi Split | Bladex | HMSV-A-CB-O | B50A-55SPHP1 |  | Non-Ducted Indoor Units |  |  | 55000 | 20 | 9.5 | 55000 | 45500 | 82.73% | 1.8 | 10.5 | 10.5 |  |  |  | No | R-410A | 4.5833 | Residential & Commercial | Non-Ducted CEE Tier 2
214232458 | Mini/Multi Split | KERR | HMSV-A-CB-O | A-KMH55PV-1 |  | Non-Ducted Indoor Units |  |  | 55000 | 22 | 9.5 | 55000 | 46000 | 83.64% | 1.9 | 10.5 | 10.5 |  |  |  | No | R-410A | 4.5833 | Residential & Commercial | Non-Ducted CEE Tier 2
214415107 | Mini/Multi Split | CENTURY | HMSV-A-CB-O | A-VMH36QV-1A |  | Non-Ducted Indoor Units |  |  | 36000 | 22.4 | 10.9 | 36000 | 37000 | 102.8% | 2 | 0 | 12.5 |  |  |  | No | R-410A | 3 | Residential & Commercial | Non-Ducted CEE Tier 2
207643065 | Mini/Multi Split | HEIL | HMSV-A-CB-O | DLCMHBH36DAK |  | Non-Ducted Indoor Units |  |  | 36000 | 20 | 9.7 | 37000 | 36000 | 97.3% | 1.9 | 12.5 | 12.5 |  |  |  | No | R-410A | 3 | Residential & Commercial | Non-Ducted CEE Tier 2
207643149 | Mini/Multi Split | TEMPSTAR | HMSV-A-CB-O | DLCMHBH36DAK |  | Non-Ducted Indoor Units |  |  | 36000 | 20 | 9.7 | 37000 | 36000 | 97.3% | 1.9 | 12.5 | 12.5 |  |  |  | No | R-410A | 3 | Residential & Commercial | Non-Ducted CEE Tier 2
214389533 | Mini/Multi Split | ICONIC AIR SOLUTION | HMSV-A-CB-O | ICMZ48EK |  | Non-Ducted Indoor Units |  |  | 48000 | 21.2 | 10 | 49000 | 45000 | 91.84% | 2 | 11 | 11 |  |  |  | No | R-410A | 4 | Residential & Commercial | Non-Ducted CEE Tier 2
214389536 | Mini/Multi Split | ICONIC AIR SOLUTION | HMSV-A-CB-O | ICMZ60EK |  | Non-Ducted Indoor Units |  |  | 55000 | 20 | 9.5 | 55000 | 45500 | 82.73% | 1.8 | 10.5 | 10.5 |  |  |  | No | R-410A | 4.5833 | Residential & Commercial | Non-Ducted CEE Tier 2
214389530 | Mini/Multi Split | ICONIC AIR SOLUTION | HMSV-A-CB-O | ICMZ36DK |  | Non-Ducted Indoor Units |  |  | 36000 | 20 | 9.7 | 37000 | 36000 | 97.3% | 1.9 | 12.5 | 12.5 |  |  |  | No | R-410A | 3 | Residential & Commercial | Non-Ducted CEE Tier 2
214389527 | Mini/Multi Split | ICONIC AIR SOLUTION | HMSV-A-CB-O | ICMZ27CK |  | Non-Ducted Indoor Units |  |  | 28000 | 22.6 | 9.8 | 28000 | 25000 | 89.29% | 1.8 | 11.5 | 11.8 |  |  |  | No | R-410A | 2.3333 | Residential & Commercial | Non-Ducted CEE Tier 2
214389524 | Mini/Multi Split | ICONIC AIR SOLUTION | HMSV-A-CB-O | ICMZ24CK |  | Non-Ducted Indoor Units |  |  | 24000 | 22.3 | 9.6 | 24000 | 17000 | 70.83% | 1.83 | 12.5 | 12.5 |  |  |  | No | R-410A | 2 | Residential & Commercial | Non-Ducted CEE Tier 2
214383448 | Mini/Multi Split | FRANKLIN | HMSV-A-CB-O | MST483F25MHAA |  | Non-Ducted Indoor Units |  |  | 48000 | 21.8 | 9.8 | 49000 | 45000 | 91.84% | 2 | 11.6 | 11.7 |  |  |  | No | R-410A | 4 | Residential & Commercial | Non-Ducted CEE Tier 2
214383442 | Mini/Multi Split | FRANKLIN | HMSV-A-CB-O | MST273F25MHAA |  | Non-Ducted Indoor Units |  |  | 27000 | 21.8 | 10 | 27000 | 27000 | 100% | 1.8 | 0 | 12.2 |  |  |  | No | R-410A | 2.25 | Residential & Commercial | Non-Ducted CEE Tier 2
214383445 | Mini/Multi Split | FRANKLIN | HMSV-A-CB-O | MST363F25MHAA |  | Non-Ducted Indoor Units |  |  | 36000 | 22.4 | 10.9 | 36000 | 37000 | 102.8% | 2 | 0 | 12.5 |  |  |  | No | R-410A | 3 | Residential & Commercial | Non-Ducted CEE Tier 2
214377788 | Mini/Multi Split | Kepler | HMSV-A-CB-O | ODUM5OG-48HFN1-M-[X] |  | Non-Ducted Indoor Units |  |  | 48000 | 21.8 | 9.8 | 49000 | 45000 | 91.84% | 2 | 11.6 | 11.7 |  |  |  | No | R-410A | 4 | Residential & Commercial | Non-Ducted CEE Tier 2
214383439 | Mini/Multi Split | FRANKLIN | HMSV-A-CB-O | MST183F25MHAA |  | Non-Ducted Indoor Units |  |  | 19000 | 22 | 9.8 | 20000 | 19700 | 98.5% | 1.9 | 12.5 | 12.5 |  |  |  | No | R-410A | 1.5833 | Residential & Commercial | Non-Ducted CEE Tier 2
214389463 | Mini/Multi Split | TOSOT | HMSV-A-CB-O | TM18HPO |  | Non-Ducted Indoor Units |  |  | 18000 | 21 | 10 | 19000 | 13600 | 71.58% | 2.2 | 0 | 12 |  |  |  | No | R-410A | 1.5 | Residential & Commercial | Non-Ducted CEE Tier 2
214377791 | Mini/Multi Split | Kepler | HMSV-A-CB-O | ODUM5OA-55HFN1-M-[X] |  | Non-Ducted Indoor Units |  |  | 55000 | 22 | 9.5 | 55000 | 46000 | 83.64% | 1.9 | 10.5 | 10.5 |  |  |  | No | R-410A | 4.5833 | Residential & Commercial | Non-Ducted CEE Tier 2
214377782 | Mini/Multi Split | Kepler | HMSV-A-CB-O | ODUM4OI-36HFN1-M |  | Non-Ducted Indoor Units |  |  | 36000 | 22.2 | 10.3 | 37000 | 36000 | 97.3% | 1.9 | 13.6 | 13.6 |  |  |  | No | R-410A | 3 | Residential & Commercial | Non-Ducted CEE Tier 2
214377785 | Mini/Multi Split | Kepler | HMSV-A-CB-O | ODUM4OX630-36HFN1-M1X |  | Non-Ducted Indoor Units |  |  | 36000 | 22.4 | 10.9 | 36000 | 37000 | 102.8% | 2 | 0 | 12.5 |  |  |  | No | R-410A | 3 | Residential & Commercial | Non-Ducted CEE Tier 2
214377776 | Mini/Multi Split | Kepler | HMSV-A-CB-O | ODUM2OI-18HFN1-M |  | Non-Ducted Indoor Units |  |  | 19000 | 22 | 9.8 | 20000 | 19700 | 98.5% | 1.9 | 12.5 | 12.5 |  |  |  | No | R-410A | 1.5833 | Residential & Commercial | Non-Ducted CEE Tier 2
214377779 | Mini/Multi Split | Kepler | HMSV-A-CB-O | ODUM3OK-27HFN1-M |  | Non-Ducted Indoor Units |  |  | 27000 | 21.8 | 10 | 27000 | 27000 | 100% | 1.8 | 0 | 12.2 |  |  |  | No | R-410A | 2.25 | Residential & Commercial | Non-Ducted CEE Tier 2
214848475 | Mini/Multi Split | LG | HMSV-A-CB-O | KUMXA241A |  | Non-Ducted Indoor Units |  |  | 24000 | 21 | 9.8 | 26000 | 22000 | 84.62% | 1.85 | 0 | 13.5 |  |  |  | No | R-32 | 2 | Residential & Commercial | Non-Ducted CEE Tier 2
214848473 | Mini/Multi Split | LG | HMSV-A-CB-O | KUMXA181A |  | Non-Ducted Indoor Units |  |  | 18000 | 20 | 9.8 | 22000 | 19800 | 90% | 1.85 | 0 | 13.5 |  |  |  | No | R-32 | 1.5 | Residential & Commercial | Non-Ducted CEE Tier 2
214584777 | Mini/Multi Split | OLMO | HMSV-A-CB-O | OS-MSR18-230VO |  | Non-Ducted Indoor Units |  |  | 18000 | 21 | 9.5 | 18000 | 18000 | 100% | 1.84 | 12.5 | 12.5 |  |  |  | No | R-410A | 1.5 | Residential & Commercial | Non-Ducted CEE Tier 2
214594897 | Mini/Multi Split | COMFORTSTAR | HMSV-A-CB-O | CVH-60-5SH |  | Non-Ducted Indoor Units |  |  | 55000 | 22 | 9.5 | 55000 | 46000 | 83.64% | 1.9 | 10.5 | 10.5 |  |  |  | No | R-410A | 4.5833 | Residential & Commercial | Non-Ducted CEE Tier 2
214797736 | Mini/Multi Split | Multi MFG | HMSV-A-CB-O | 19MPC2-HH-A |  | Non-Ducted Indoor Units |  |  | 19000 | 22 | 9.8 | 20000 | 19700 | 98.5% | 1.9 | 12.5 | 12.5 |  |  |  | No | R-410A | 1.5833 | Residential & Commercial | Non-Ducted CEE Tier 2
214810329 | Mini/Multi Split | WILLIS | HMSV-A-CB-O | MZUHW36KCH21S2-O |  | Non-Ducted Indoor Units |  |  | 34000 | 21 | 10 | 36000 | 32400 | 90% | 1.82 | 12 | 12 |  |  |  | No | R-410A | 2.8333 | Residential & Commercial | Non-Ducted CEE Tier 2
214810330 | Mini/Multi Split | WILLIS | HMSV-A-CB-O | MZUHW42KCH21S2-O |  | Non-Ducted Indoor Units |  |  | 36000 | 21 | 10 | 40000 | 32400 | 81% | 1.92 | 12 | 12 |  |  |  | No | R-410A | 3 | Residential & Commercial | Non-Ducted CEE Tier 2
214810331 | Mini/Multi Split | WILLIS | HMSV-A-CB-O | MZUHW18KCH21S2-O |  | Non-Ducted Indoor Units |  |  | 17000 | 21 | 10 | 18000 | 13600 | 75.56% | 2.22 | 12 | 12 |  |  |  | No | R-410A | 1.4167 | Residential & Commercial | Non-Ducted CEE Tier 2
214810332 | Mini/Multi Split | WILLIS | HMSV-A-CB-O | MZUHW24KCH21S2-O |  | Non-Ducted Indoor Units |  |  | 23200 | 21 | 10 | 24000 | 21600 | 90% | 2.1 | 12.5 | 12.5 |  |  |  | No | R-410A | 1.9333 | Residential & Commercial | Non-Ducted CEE Tier 2
214810333 | Mini/Multi Split | WILLIS | HMSV-A-CB-O | MZUHW30KCH21S2-O |  | Non-Ducted Indoor Units |  |  | 28400 | 21 | 10 | 30000 | 22800 | 76% | 1.84 | 12.5 | 12.5 |  |  |  | No | R-410A | 2.3667 | Residential & Commercial | Non-Ducted CEE Tier 2
214784530 | Mini/Multi Split | 1HVAC | HMSV-A-CB-O | SC-42Z-HH-M5B |  | Non-Ducted Indoor Units |  |  | 36000 | 21 | 10 | 40000 | 32400 | 81% | 1.92 | 12 | 12 |  |  |  | No | R-410A | 3 | Residential & Commercial | Non-Ducted CEE Tier 2
214291424 | Mini/Multi Split | AUX | HMSV-A-CB-O | ASPR24HPMULO |  | Non-Ducted Indoor Units |  |  | 24000 | 23 | 10 | 24000 | 20400 | 85% | 2 | 0 | 12.5 |  |  |  | No | R-32 | 2 | Residential & Commercial | Non-Ducted CEE Tier 2
214291425 | Mini/Multi Split | AUX | HMSV-A-CB-O | ASPR30HPMULO |  | Non-Ducted Indoor Units |  |  | 30000 | 23 | 10 | 30000 | 24200 | 80.67% | 2 | 0 | 12.5 |  |  |  | No | R-32 | 2.5 | Residential & Commercial | Non-Ducted CEE Tier 2
214291426 | Mini/Multi Split | AUX | HMSV-A-CB-O | ASPR36HPMULO |  | Non-Ducted Indoor Units |  |  | 36000 | 23 | 10 | 36000 | 25200 | 70% | 2 | 0 | 12.3 |  |  |  | No | R-32 | 3 | Residential & Commercial | Non-Ducted CEE Tier 2
214291427 | Mini/Multi Split | AUX | HMSV-A-CB-O | ASPR42HPMULO |  | Non-Ducted Indoor Units |  |  | 37000 | 22 | 10 | 40000 | 30000 | 75% | 2 | 0 | 12 |  |  |  | No | R-32 | 3.0833 | Residential & Commercial | Non-Ducted CEE Tier 2
214291428 | Mini/Multi Split | AUX | HMSV-A-CB-O | ASUM18HPMULO |  | Non-Ducted Indoor Units |  |  | 18000 | 23.3 | 11 | 21000 | 21800 | 103.8% | 2 | 0 | 12.5 |  |  |  | No | R-32 | 1.5 | Residential & Commercial | Non-Ducted CEE Tier 2
214291429 | Mini/Multi Split | AUX | HMSV-A-CB-O | ASUM36HPMULO |  | Non-Ducted Indoor Units |  |  | 36000 | 24 | 11 | 36000 | 32400 | 90% | 2 | 0 | 12.5 |  |  |  | No | R-32 | 3 | Residential & Commercial | Non-Ducted CEE Tier 2
214291430 | Mini/Multi Split | AUX | HMSV-A-CB-O | ASUM42HPMULO |  | Non-Ducted Indoor Units |  |  | 42000 | 24 | 10.5 | 42000 | 33600 | 80% | 2 | 0 | 12.5 |  |  |  | No | R-32 | 3.5 | Residential & Commercial | Non-Ducted CEE Tier 2
214291431 | Mini/Multi Split | AUX | HMSV-A-CB-O | ASUM24HPMULO |  | Non-Ducted Indoor Units |  |  | 24000 | 24 | 10.5 | 26000 | 25400 | 97.69% | 2.1 | 0 | 13 |  |  |  | No | R-32 | 2 | Residential & Commercial | Non-Ducted CEE Tier 2
214914954 | Mini/Multi Split | LG | HMSV-A-CB-O | ZRUN024GSS0 |  | Non-Ducted Indoor Units |  |  | 24000 | 20.05 | 10.2 | 27000 | 27000 | 100% | 2.16 | 0 | 14.8 |  |  |  | No | R-32 | 2 | Residential & Commercial | Non-Ducted CEE Tier 2
214931586 | Mini/Multi Split | GREE | HMSV-A-CB-O | GWHD(18)ND6MO |  | Non-Ducted Indoor Units |  |  | 18000 | 21 | 10 | 18000 | 13800 | 76.67% | 2 | 0 | 12 |  |  |  | No | R-32 | 1.5 | Residential & Commercial | Non-Ducted CEE Tier 2
214931587 | Mini/Multi Split | GREE | HMSV-A-CB-O | GWHD(24)ND6MO |  | Non-Ducted Indoor Units |  |  | 24000 | 21 | 10 | 24000 | 21600 | 90% | 2 | 0 | 13.3 |  |  |  | No | R-32 | 2 | Residential & Commercial | Non-Ducted CEE Tier 2
214931588 | Mini/Multi Split | GREE | HMSV-A-CB-O | GWHD(30)ND6MO |  | Non-Ducted Indoor Units |  |  | 28400 | 21 | 10 | 30000 | 27000 | 90% | 2.07 | 0 | 13.6 |  |  |  | No | R-32 | 2.3667 | Residential & Commercial | Non-Ducted CEE Tier 2
214931589 | Mini/Multi Split | GREE | HMSV-A-CB-O | GWHD(36)ND6MO |  | Non-Ducted Indoor Units |  |  | 36000 | 21 | 10 | 36000 | 36000 | 100% | 2.1 | 0 | 12 |  |  |  | No | R-32 | 3 | Residential & Commercial | Non-Ducted CEE Tier 2
214931590 | Mini/Multi Split | GREE | HMSV-A-CB-O | GWHD(42)ND6MO |  | Non-Ducted Indoor Units |  |  | 42000 | 21 | 10 | 42000 | 37800 | 90% | 2.1 | 0 | 13 |  |  |  | No | R-32 | 3.5 | Residential & Commercial | Non-Ducted CEE Tier 2
214291423 | Mini/Multi Split | AUX | HMSV-A-CB-O | ASPR18HPMULO |  | Non-Ducted Indoor Units |  |  | 17700 | 22 | 10 | 18000 | 14000 | 77.78% | 2 | 0 | 12.3 |  |  |  | No | R-32 | 1.475 | Residential & Commercial | Non-Ducted CEE Tier 2
213732659 | Mini/Multi Split | SENVILLE | HMSV-A-CB-O | SENA-48HF-MOB |  | Non-Ducted Indoor Units |  |  | 48000 | 21.8 | 9.8 | 49000 | 45000 | 91.84% | 2 | 11.6 | 11.7 |  |  |  | No | R-410A | 4 | Residential & Commercial | Non-Ducted CEE Tier 2
215213719 | Mini/Multi Split | NAPOLEON | HMSV-A-CB-O | NDHAMB-27-O |  | Non-Ducted Indoor Units |  |  | 27000 | 23 | 10.5 | 27000 | 27000 | 100% | 2 | 0 | 12.5 |  |  |  | No | R-454B | 2.25 | Residential & Commercial | Non-Ducted CEE Tier 2
214914950 | Mini/Multi Split | LG | HMSV-A-CB-O | ZRUM036GSS0 |  | Non-Ducted Indoor Units |  |  | 36000 | 23 | 10.6 | 42000 | 42000 | 100% | 2.3 | 0 | 15.5 |  |  |  | No | R-32 | 3 | Residential & Commercial | Non-Ducted CEE Tier 2
214232455 | Mini/Multi Split | COMFORT-AIRE | HMSV-A-CB-O | A-VMH55PV-1 |  | Non-Ducted Indoor Units |  |  | 55000 | 22 | 9.5 | 55000 | 46000 | 83.64% | 1.9 | 10.5 | 10.5 |  |  |  | No | R-410A | 4.5833 | Residential & Commercial | Non-Ducted CEE Tier 2
214837934 | Mini/Multi Split | PANASONIC | HMSV-A-CB-O | CU-2Z18ABUC |  | Non-Ducted Indoor Units |  |  | 18000 | 22.5 | 12.5 | 22000 | 22000 | 100% | 2.15 | 0 | 15 |  |  |  | No | R-32 | 1.5 | Residential & Commercial | Non-Ducted CEE Tier 2
214837935 | Mini/Multi Split | PANASONIC | HMSV-A-CB-O | CU-3Z22ABUC |  | Non-Ducted Indoor Units |  |  | 22000 | 24.5 | 10.7 | 26000 | 23000 | 88.46% | 2.28 | 0 | 12.75 |  |  |  | No | R-32 | 1.8333 | Residential & Commercial | Non-Ducted CEE Tier 2
214837758 | Mini/Multi Split | DAIKIN | HMSR-A-CB-O | 3MXM24AVJU* |  | Non-Ducted Indoor Units |  |  | 23000 | 21 | 10 | 24000 | 18900 | 78.75% | 1.8 | 0 | 12 |  |  |  | No | R-32 | 1.9167 | Residential & Commercial | Non-Ducted CEE Tier 2
214837759 | Mini/Multi Split | DAIKIN | HMSR-A-CB-O | 4MXM36AVJU* |  | Non-Ducted Indoor Units |  |  | 34200 | 20 | 9.5 | 34600 | 24400 | 70.52% | 1.8 | 0 | 10 |  |  |  | No | R-32 | 2.85 | Residential & Commercial | Non-Ducted CEE Tier 2
214837760 | Mini/Multi Split | DAIKIN | HMSR-A-CB-O | 2MXT18AVJU* |  | Non-Ducted Indoor Units |  |  | 17200 | 21 | 10 | 18000 | 20600 | 114.4% | 1.8 | 0 | 12 |  |  |  | No | R-32 | 1.4333 | Residential & Commercial | Non-Ducted CEE Tier 2
214837761 | Mini/Multi Split | DAIKIN | HMSR-A-CB-O | 2MXTH18AVJU* |  | Non-Ducted Indoor Units |  |  | 17200 | 21 | 10 | 18000 | 20600 | 114.4% | 1.8 | 0 | 12 |  |  |  | No | R-32 | 1.4333 | Residential & Commercial | Non-Ducted CEE Tier 2
214232438 | Mini/Multi Split | Multi MFG | HMSV-A-CB-O | 36MPC4-HH-A |  | Non-Ducted Indoor Units |  |  | 36000 | 22.2 | 10.3 | 37000 | 36000 | 97.3% | 1.9 | 13.6 | 13.6 |  |  |  | No | R-410A | 3 | Residential & Commercial | Non-Ducted CEE Tier 2
214232441 | Mini/Multi Split | Multi MFG | HMSV-A-CB-O | 48MPC5-HH-A |  | Non-Ducted Indoor Units |  |  | 48000 | 21.8 | 9.8 | 49000 | 45000 | 91.84% | 2 | 11.6 | 11.7 |  |  |  | No | R-410A | 4 | Residential & Commercial | Non-Ducted CEE Tier 2
214232429 | Mini/Multi Split | Bladex | HMSV-A-CB-O | B50A-55SPHP1* |  | Non-Ducted Indoor Units |  |  | 55000 | 22 | 9.5 | 55000 | 46000 | 83.64% | 1.9 | 10.5 | 10.5 |  |  |  | No | R-410A | 4.5833 | Residential & Commercial | Non-Ducted CEE Tier 2
214232423 | Mini/Multi Split | Bladex | HMSV-A-CB-O | B40X-36SPHP1S* |  | Non-Ducted Indoor Units |  |  | 36000 | 22.4 | 10.9 | 36000 | 37000 | 102.8% | 2 | 0 | 12.5 |  |  |  | No | R-410A | 3 | Residential & Commercial | Non-Ducted CEE Tier 2
214232426 | Mini/Multi Split | Bladex | HMSV-A-CB-O | B50G-48SPHP1* |  | Non-Ducted Indoor Units |  |  | 48000 | 21.8 | 9.8 | 49000 | 45000 | 91.84% | 2 | 11.6 | 11.7 |  |  |  | No | R-410A | 4 | Residential & Commercial | Non-Ducted CEE Tier 2
214232417 | Mini/Multi Split | Bladex | HMSV-A-CB-O | B30I-28SPHP1* |  | Non-Ducted Indoor Units |  |  | 28000 | 23 | 10.6 | 28000 | 25000 | 89.29% | 1.8 | 12.5 | 12.5 |  |  |  | No | R-410A | 2.3333 | Residential & Commercial | Non-Ducted CEE Tier 2
214232420 | Mini/Multi Split | Bladex | HMSV-A-CB-O | B40I-36SPHP1* |  | Non-Ducted Indoor Units |  |  | 36000 | 22.2 | 10.3 | 37000 | 36000 | 97.3% | 1.9 | 13.6 | 13.6 |  |  |  | No | R-410A | 3 | Residential & Commercial | Non-Ducted CEE Tier 2
214232411 | Mini/Multi Split | Bladex | HMSV-A-CB-O | B20I-18SPHP1* |  | Non-Ducted Indoor Units |  |  | 19000 | 22 | 9.8 | 20000 | 19700 | 98.5% | 1.9 | 12.5 | 12.5 |  |  |  | No | R-410A | 1.5833 | Residential & Commercial | Non-Ducted CEE Tier 2
214232414 | Mini/Multi Split | Bladex | HMSV-A-CB-O | B30K-27SPHP1* |  | Non-Ducted Indoor Units |  |  | 27000 | 21.8 | 10 | 27000 | 27000 | 100% | 1.8 | 0 | 12.2 |  |  |  | No | R-410A | 2.25 | Residential & Commercial | Non-Ducted CEE Tier 2
212615016 | Mini/Multi Split | Relief Sciences | HMSV-A-CB-O | LANG27OD35-3 |  | Non-Ducted Indoor Units |  |  | 28000 | 22.6 | 9.8 | 28000 | 25000 | 89.29% | 1.8 | 11.5 | 11.8 |  |  |  | No | R-410A | 2.3333 | Residential & Commercial | Non-Ducted CEE Tier 2
213785768 | Mini/Multi Split | Mitsutomo | HMSV-A-CB-O | HO-MQ36-AC-Q |  | Non-Ducted Indoor Units |  |  | 36000 | 21 | 10.9 | 36000 | 36000 | 100% | 1.95 | 0 | 12 |  |  |  | No | R-410A | 3 | Residential & Commercial | Non-Ducted CEE Tier 2
213769964 | Mini/Multi Split | AI AIR CONDITIONING | HMSV-A-CB-O | A5MO22-55N1-M1H |  | Non-Ducted Indoor Units |  |  | 55000 | 20 | 9.5 | 55000 | 45500 | 82.73% | 1.8 | 10.5 | 10.5 |  |  |  | No | R-410A | 4.5833 | Residential & Commercial | Non-Ducted CEE Tier 2
213769961 | Mini/Multi Split | AI AIR CONDITIONING | HMSV-A-CB-O | A5MO22-48N1-M1H |  | Non-Ducted Indoor Units |  |  | 48000 | 21.2 | 10 | 49000 | 45000 | 91.84% | 2 | 11 | 11 |  |  |  | No | R-410A | 4 | Residential & Commercial | Non-Ducted CEE Tier 2
213785765 | Mini/Multi Split | Mitsutomo | HMSV-A-CB-O | HO-MT28-AC-Q |  | Non-Ducted Indoor Units |  |  | 27000 | 20.5 | 9.6 | 27000 | 27000 | 100% | 1.8 | 0 | 11.8 |  |  |  | No | R-410A | 2.25 | Residential & Commercial | Non-Ducted CEE Tier 2
213769955 | Mini/Multi Split | AI AIR CONDITIONING | HMSV-A-CB-O | A3MO22-27N1-M1H |  | Non-Ducted Indoor Units |  |  | 27000 | 20.5 | 9.6 | 27000 | 27000 | 100% | 1.8 | 0 | 11.8 |  |  |  | No | R-410A | 2.25 | Residential & Commercial | Non-Ducted CEE Tier 2
213769958 | Mini/Multi Split | AI AIR CONDITIONING | HMSV-A-CB-O | A4MO22-36N1-M1H |  | Non-Ducted Indoor Units |  |  | 36000 | 21 | 10.9 | 36000 | 36000 | 100% | 1.95 | 0 | 12 |  |  |  | No | R-410A | 3 | Residential & Commercial | Non-Ducted CEE Tier 2
213479404 | Mini/Multi Split | CanAir | HMSV-A-CB-O | C28MC328H21 |  | Non-Ducted Indoor Units |  |  | 28000 | 23 | 10.6 | 28000 | 25000 | 89.29% | 1.8 | 12.5 | 12.5 |  |  |  | No | R-410A | 2.3333 | Residential & Commercial | Non-Ducted CEE Tier 2
211174349 | Mini/Multi Split | BOREAL | HMSV-A-CB-O | MBRS36HPJ1OE |  | Non-Ducted Indoor Units |  |  | 34000 | 21 | 10 | 36000 | 32400 | 90% | 1.82 | 12 | 12 |  |  |  | No | R-410A | 2.8333 | Residential & Commercial | Non-Ducted CEE Tier 2
211174350 | Mini/Multi Split | BOREAL | HMSV-A-CB-O | MBRS42HPJ1OE |  | Non-Ducted Indoor Units |  |  | 36000 | 21 | 10 | 40000 | 32400 | 81% | 1.92 | 12 | 12 |  |  |  | No | R-410A | 3 | Residential & Commercial | Non-Ducted CEE Tier 2
212940825 | Mini/Multi Split | CENTURY | HMSV-A-CB-O | A-VMH36QV-1 |  | Non-Ducted Indoor Units |  |  | 36000 | 22.2 | 10.3 | 37000 | 36000 | 97.3% | 1.9 | 13.6 | 13.6 |  |  |  | No | R-410A | 3 | Residential & Commercial | Non-Ducted CEE Tier 2
213927622 | Mini/Multi Split | MAXI AIR | HMSV-A-CB-O | NE-T53-MULTI36E |  | Non-Ducted Indoor Units |  |  | 36000 | 22.2 | 10.3 | 37000 | 36000 | 97.3% | 1.9 | 13.6 | 13.6 |  |  |  | No | R-410A | 3 | Residential & Commercial | Non-Ducted CEE Tier 2
214065608 | Mini/Multi Split | Bladex | HMSV-A-CB-O | B30I-28SPHP1 |  | Non-Ducted Indoor Units |  |  | 28000 | 22.6 | 9.8 | 28000 | 25000 | 89.29% | 1.8 | 11.5 | 11.8 |  |  |  | No | R-410A | 2.3333 | Residential & Commercial | Non-Ducted CEE Tier 2
207641258 | Mini/Multi Split | MDV | HMSV-A-CB-O | M3OI-28HFN1-M* |  | Non-Ducted Indoor Units |  |  | 28000 | 22.6 | 9.8 | 28000 | 25000 | 89.29% | 1.8 | 11.5 | 11.8 |  |  |  | No | R-410A | 2.3333 | Residential & Commercial | Non-Ducted CEE Tier 2
213927613 | Mini/Multi Split | QUEBEC VAIR | HMSV-A-CB-O | NE-T53-MULTI28E |  | Non-Ducted Indoor Units |  |  | 28000 | 23 | 10.6 | 28000 | 25000 | 89.29% | 1.8 | 12.5 | 12.5 |  |  |  | No | R-410A | 2.3333 | Residential & Commercial | Non-Ducted CEE Tier 2
213927616 | Mini/Multi Split | QUEBEC VAIR | HMSV-A-CB-O | NE-T53-MULTI36E |  | Non-Ducted Indoor Units |  |  | 36000 | 22.2 | 10.3 | 37000 | 36000 | 97.3% | 1.9 | 13.6 | 13.6 |  |  |  | No | R-410A | 3 | Residential & Commercial | Non-Ducted CEE Tier 2
213732668 | Mini/Multi Split | ZERO | HMSV-A-CB-O | Z5SOV-48HDM-US |  | Non-Ducted Indoor Units |  |  | 48000 | 21.2 | 10 | 49000 | 45000 | 91.84% | 2 | 11 | 11 |  |  |  | No | R-410A | 4 | Residential & Commercial | Non-Ducted CEE Tier 2
213927543 | Mini/Multi Split | SHARP | HMSV-A-CB-O | AE-X3M24BU |  | Non-Ducted Indoor Units |  |  | 24000 | 24 | 11.5 | 26000 | 21200 | 81.54% | 2.3 | 0 | 14 |  |  |  | No | R-32 | 2 | Residential & Commercial | Non-Ducted CEE Tier 2
213732656 | Mini/Multi Split | SENVILLE | HMSV-A-CB-O | SENA-36HF-MOB |  | Non-Ducted Indoor Units |  |  | 36000 | 22.4 | 10.9 | 36000 | 37000 | 102.8% | 2 | 0 | 12.5 |  |  |  | No | R-410A | 3 | Residential & Commercial | Non-Ducted CEE Tier 2
213732650 | Mini/Multi Split | SENVILLE | HMSV-A-CB-O | SENA-18HF-MOB |  | Non-Ducted Indoor Units |  |  | 19000 | 22 | 9.8 | 20000 | 19700 | 98.5% | 1.9 | 12.5 | 12.5 |  |  |  | No | R-410A | 1.5833 | Residential & Commercial | Non-Ducted CEE Tier 2
213732653 | Mini/Multi Split | SENVILLE | HMSV-A-CB-O | SENA-28HF-MOB |  | Non-Ducted Indoor Units |  |  | 28000 | 23 | 10.6 | 28000 | 25000 | 89.29% | 1.8 | 12.5 | 12.5 |  |  |  | No | R-410A | 2.3333 | Residential & Commercial | Non-Ducted CEE Tier 2
213479407 | Mini/Multi Split | CanAir | HMSV-A-CB-O | C28MC436H22 |  | Non-Ducted Indoor Units |  |  | 36000 | 22.2 | 10.3 | 37000 | 36000 | 97.3% | 1.9 | 13.6 | 13.6 |  |  |  | No | R-410A | 3 | Residential & Commercial | Non-Ducted CEE Tier 2
213479410 | Mini/Multi Split | CanAir | HMSV-A-CB-O | C28MC218H22 |  | Non-Ducted Indoor Units |  |  | 19000 | 22 | 9.8 | 20000 | 19700 | 98.5% | 1.9 | 12.5 | 12.5 |  |  |  | No | R-410A | 1.5833 | Residential & Commercial | Non-Ducted CEE Tier 2
213479395 | Mini/Multi Split | TEMP SHIFT | HMSV-A-CB-O | TSM4OX63036HFN1M1X |  | Non-Ducted Indoor Units |  |  | 36000 | 21 | 10.9 | 36000 | 36000 | 100% | 1.95 | 0 | 12 |  |  |  | No | R-410A | 3 | Residential & Commercial | Non-Ducted CEE Tier 2
213479401 | Mini/Multi Split | TEMP SHIFT | HMSV-A-CB-O | TSM5OA55HFN1M[X] |  | Non-Ducted Indoor Units |  |  | 55000 | 20 | 9.5 | 55000 | 45500 | 82.73% | 1.8 | 10.5 | 10.5 |  |  |  | No | R-410A | 4.5833 | Residential & Commercial | Non-Ducted CEE Tier 2
213479392 | Mini/Multi Split | TEMP SHIFT | HMSV-A-CB-O | TSM3OK27HFN1M |  | Non-Ducted Indoor Units |  |  | 27000 | 20.5 | 9.6 | 27000 | 27000 | 100% | 1.8 | 0 | 11.8 |  |  |  | No | R-410A | 2.25 | Residential & Commercial | Non-Ducted CEE Tier 2
213353367 | Mini/Multi Split | SAMSUNG | HMSV-A-CB-O | AJ020CXS3CH |  | Non-Ducted Indoor Units |  |  | 21000 | 23 | 10.5 | 22000 | 22000 | 100% | 1.95 | 0 | 15 |  |  |  | No | R-410A | 1.75 | Residential & Commercial | Non-Ducted CEE Tier 2
213353368 | Mini/Multi Split | SAMSUNG | HMSV-A-CB-O | AJ024CXS4CH |  | Non-Ducted Indoor Units |  |  | 25000 | 23 | 10.4 | 25000 | 25000 | 100% | 1.85 | 0 | 14.55 |  |  |  | No | R-410A | 2.0833 | Residential & Commercial | Non-Ducted CEE Tier 2
213353369 | Mini/Multi Split | SAMSUNG | HMSV-A-CB-O | AJ030CXS4CH |  | Non-Ducted Indoor Units |  |  | 28400 | 22.5 | 10.4 | 28600 | 28600 | 100% | 1.81 | 0 | 13.5 |  |  |  | No | R-410A | 2.3667 | Residential & Commercial | Non-Ducted CEE Tier 2
213353370 | Mini/Multi Split | SAMSUNG | HMSV-A-CB-O | AJ036CXS4CH |  | Non-Ducted Indoor Units |  |  | 34000 | 21.5 | 9.5 | 36600 | 36600 | 100% | 2.04 | 0 | 12.5 |  |  |  | No | R-410A | 2.8333 | Residential & Commercial | Non-Ducted CEE Tier 2
213386541 | Mini/Multi Split | CONTINENTAL | HMSV-A-CB-O | CDHAM-28-O |  | Non-Ducted Indoor Units |  |  | 28000 | 22.6 | 9.8 | 28000 | 25000 | 89.29% | 1.8 | 11.5 | 11.8 |  |  |  | No | R-410A | 2.3333 | Residential & Commercial | Non-Ducted CEE Tier 2
213386544 | Mini/Multi Split | CONTINENTAL | HMSV-A-CB-O | CDHAM-36-O |  | Non-Ducted Indoor Units |  |  | 36000 | 20 | 9.7 | 37000 | 36000 | 97.3% | 1.9 | 12.5 | 12.5 |  |  |  | No | R-410A | 3 | Residential & Commercial | Non-Ducted CEE Tier 2
213350252 | Mini/Multi Split | TOSHIBA CARRIER | HMSV-A-CB-O | MCY-MAP0607HS-UL* |  | Non-Ducted Indoor Units |  |  | 60000 | 23.1 | 10.6 | 66000 | 46500 | 70.45% | 2.4 | 0 | 12.3 |  |  |  | No | R-410A | 5 | Residential & Commercial | Non-Ducted CEE Tier 2
213350249 | Mini/Multi Split | TOSHIBA CARRIER | HMSV-A-CB-O | MCY-MAP0367HS-UL* |  | Non-Ducted Indoor Units |  |  | 36000 | 22.8 | 10 | 40000 | 28400 | 71% | 2.7 | 0 | 14.3 |  |  |  | No | R-410A | 3 | Residential & Commercial | Non-Ducted CEE Tier 2
215735342 | Mini/Multi Split | HISENSE | HMSV-A-CB-O | AMW5-42U3TQA |  | Non-Ducted Indoor Units |  |  | 42000 | 22 | 9.5 | 48000 | 36000 | 75% | 1.92 | 0 | 12 |  |  |  | No | R-454B | 3.5 | Residential & Commercial | Non-Ducted CEE Tier 2
215735323 | Mini/Multi Split | SENVILLE | HMSV-A-CB-O | SENA-55HF-MOA |  | Non-Ducted Indoor Units |  |  | 51000 | 22.2 | 10.5 | 55000 | 47000 | 85.45% | 2 | 0 | 12 |  |  |  | No | R-454B | 4.25 | Residential & Commercial | Non-Ducted CEE Tier 2
213307896 | Mini/Multi Split | Wells | HMSV-A-CB-O | WMCA-36HFMO |  | Non-Ducted Indoor Units |  |  | 36000 | 21 | 10.9 | 36000 | 36000 | 100% | 1.95 | 0 | 12 |  |  |  | No | R-410A | 3 | Residential & Commercial | Non-Ducted CEE Tier 2
213307915 | Mini/Multi Split | ECO-AIR | HMSV-A-CB-O | M4OX630-36HFN1-M1X |  | Non-Ducted Indoor Units |  |  | 36000 | 21 | 10.9 | 36000 | 36000 | 100% | 1.95 | 0 | 12 |  |  |  | No | R-410A | 3 | Residential & Commercial | Non-Ducted CEE Tier 2
213363376 | Mini/Multi Split | BLUERIDGE | HMSV-A-CB-O | BMM36HH2C |  | Non-Ducted Indoor Units |  |  | 36000 | 21 | 10.9 | 36000 | 36000 | 100% | 1.95 | 0 | 12 |  |  |  | No | R-410A | 3 | Residential & Commercial | Non-Ducted CEE Tier 2
215735320 | Mini/Multi Split | SENVILLE | HMSV-A-CB-O | SENA-48HF-MOA |  | Non-Ducted Indoor Units |  |  | 47000 | 23 | 11 | 49000 | 47000 | 95.92% | 2 | 0 | 12 |  |  |  | No | R-454B | 3.9167 | Residential & Commercial | Non-Ducted CEE Tier 2
213307893 | Mini/Multi Split | Bladex | HMSV-A-CB-O | B40XS-36SPHP1 |  | Non-Ducted Indoor Units |  |  | 36000 | 21 | 10.9 | 36000 | 36000 | 100% | 1.95 | 0 | 12 |  |  |  | No | R-410A | 3 | Residential & Commercial | Non-Ducted CEE Tier 2
215225062 | Mini/Multi Split | GUARDIAN | HMSV-A-CB-O | UMC18CN23STG1 |  | Non-Ducted Indoor Units |  |  | 18000 | 22 | 10 | 18000 | 18000 | 100% | 1.99 | 0 | 13.3 |  |  |  | No | R-454B | 1.5 | Residential & Commercial | Non-Ducted CEE Tier 2
215225063 | Mini/Multi Split | GUARDIAN | HMSV-A-CB-O | UMC24CN23STG1 |  | Non-Ducted Indoor Units |  |  | 27000 | 23 | 10 | 27000 | 27000 | 100% | 1.82 | 0 | 12.85 |  |  |  | No | R-454B | 2.25 | Residential & Commercial | Non-Ducted CEE Tier 2
210857362 | Mini/Multi Split | 1HVAC | HMSV-A-CB-O | ACIQ-55Z-HH-M5B |  | Non-Ducted Indoor Units |  |  | 55000 | 22 | 9.5 | 55000 | 46000 | 83.64% | 1.9 | 10.5 | 10.5 |  |  |  | No | R-410A | 4.5833 | Residential & Commercial | Non-Ducted CEE Tier 2
204711130 | Mini/Multi Split | Breeze33 | HMSV-A-CB-O | BZ33-HYP36HP4Z2 |  | Non-Ducted Indoor Units |  |  | 36000 | 21.5 | 9.5 | 36000 | 36000 | 100% | 1.9 | 13.5 | 13.5 |  |  |  | No | R-410A | 3 | Residential & Commercial | Non-Ducted CEE Tier 2
204722815 | Mini/Multi Split | MIDEA | HMSV-A-CB-O | 38MGRQ30D--3 |  | Non-Ducted Indoor Units |  |  | 30000 | 22.5 | 9.5 | 28000 | 20400 | 72.86% | 1.85 | 12.5 | 12 |  |  |  | No | R-410A | 2.5 | Residential & Commercial | Non-Ducted CEE Tier 2
204722816 | Mini/Multi Split | PAYNE | HMSV-A-CB-O | 38MGRQ30D--3 |  | Non-Ducted Indoor Units |  |  | 30000 | 22.5 | 9.5 | 28000 | 20400 | 72.86% | 1.85 | 12.5 | 12 |  |  |  | No | R-410A | 2.5 | Residential & Commercial | Non-Ducted CEE Tier 2
213479398 | Mini/Multi Split | TEMP SHIFT | HMSV-A-CB-O | TSM5OG48HFN1M[X] |  | Non-Ducted Indoor Units |  |  | 48000 | 21.2 | 10 | 49000 | 45000 | 91.84% | 2 | 11 | 11 |  |  |  | No | R-410A | 4 | Residential & Commercial | Non-Ducted CEE Tier 2
212365436 | Mini/Multi Split | Custom Comfort | HMSV-A-CB-O | CCOXHAMZ436HP |  | Non-Ducted Indoor Units |  |  | 36000 | 22.2 | 10.3 | 37000 | 36000 | 97.3% | 1.9 | 13.6 | 13.6 |  |  |  | No | R-410A | 3 | Residential & Commercial | Non-Ducted CEE Tier 2
212365439 | Mini/Multi Split | Custom Comfort | HMSV-A-CB-O | CCOXHAMZ548HP |  | Non-Ducted Indoor Units |  |  | 48000 | 21.8 | 9.8 | 49000 | 45000 | 91.84% | 2 | 11.6 | 11.7 |  |  |  | No | R-410A | 4 | Residential & Commercial | Non-Ducted CEE Tier 2
212360178 | Mini/Multi Split | BLUERIDGE | HMSV-A-CB-O | BMM27HH2C |  | Non-Ducted Indoor Units |  |  | 27000 | 21.8 | 10 | 27000 | 27000 | 100% | 1.8 | 0 | 12.2 |  |  |  | No | R-410A | 2.25 | Residential & Commercial | Non-Ducted CEE Tier 2
212365433 | Mini/Multi Split | Custom Comfort | HMSV-A-CB-O | CCOXHAMZ218HP |  | Non-Ducted Indoor Units |  |  | 19000 | 22 | 9.8 | 20000 | 19700 | 98.5% | 1.9 | 12.5 | 12.5 |  |  |  | No | R-410A | 1.5833 | Residential & Commercial | Non-Ducted CEE Tier 2
212360172 | Mini/Multi Split | MDV | HMSV-A-CB-O | M3OK-27HFN1-M |  | Non-Ducted Indoor Units |  |  | 27000 | 21.8 | 10 | 27000 | 27000 | 100% | 1.8 | 0 | 12.2 |  |  |  | No | R-410A | 2.25 | Residential & Commercial | Non-Ducted CEE Tier 2
212360173 | Mini/Multi Split | MDV | HMSV-A-CB-O | M3OK-27HFN1-M* |  | Non-Ducted Indoor Units |  |  | 27000 | 20.5 | 9.6 | 27000 | 27000 | 100% | 1.8 | 0 | 11.8 |  |  |  | No | R-410A | 2.25 | Residential & Commercial | Non-Ducted CEE Tier 2
212316203 | Mini/Multi Split | STEALTH | HMSV-A-CB-O | ACIQ-55Z-HH-M5B |  | Non-Ducted Indoor Units |  |  | 55000 | 22 | 9.5 | 55000 | 46000 | 83.64% | 1.9 | 10.5 | 10.5 |  |  |  | No | R-410A | 4.5833 | Residential & Commercial | Non-Ducted CEE Tier 2
212316174 | Mini/Multi Split | STEALTH | HMSV-A-CB-O | ACIQ-27Z-HH-M3B |  | Non-Ducted Indoor Units |  |  | 28000 | 23 | 10.6 | 28000 | 25000 | 89.29% | 1.8 | 12.5 | 12.5 |  |  |  | No | R-410A | 2.3333 | Residential & Commercial | Non-Ducted CEE Tier 2
212316177 | Mini/Multi Split | STEALTH | HMSV-A-CB-O | ACIQ-36Z-HH-M4B |  | Non-Ducted Indoor Units |  |  | 36000 | 22.2 | 10.3 | 37000 | 36000 | 97.3% | 1.9 | 13.6 | 13.6 |  |  |  | No | R-410A | 3 | Residential & Commercial | Non-Ducted CEE Tier 2
212316171 | Mini/Multi Split | STEALTH | HMSV-A-CB-O | ACIQ-18Z-HH-M2B |  | Non-Ducted Indoor Units |  |  | 19000 | 22 | 9.8 | 20000 | 19700 | 98.5% | 1.9 | 12.5 | 12.5 |  |  |  | No | R-410A | 1.5833 | Residential & Commercial | Non-Ducted CEE Tier 2
212316117 | Mini/Multi Split | PolarWave | HMSV-A-CB-O | ACIQ-55Z-HH-M5B |  | Non-Ducted Indoor Units |  |  | 55000 | 22 | 9.5 | 55000 | 46000 | 83.64% | 1.9 | 10.5 | 10.5 |  |  |  | No | R-410A | 4.5833 | Residential & Commercial | Non-Ducted CEE Tier 2
212316091 | Mini/Multi Split | PolarWave | HMSV-A-CB-O | ACIQ-36Z-HH-M4B |  | Non-Ducted Indoor Units |  |  | 36000 | 22.2 | 10.3 | 37000 | 36000 | 97.3% | 1.9 | 13.6 | 13.6 |  |  |  | No | R-410A | 3 | Residential & Commercial | Non-Ducted CEE Tier 2
212316094 | Mini/Multi Split | PolarWave | HMSV-A-CB-O | ACIQ-48Z-HH-M5B |  | Non-Ducted Indoor Units |  |  | 48000 | 21.8 | 9.8 | 49000 | 45000 | 91.84% | 2 | 11.6 | 11.7 |  |  |  | No | R-410A | 4 | Residential & Commercial | Non-Ducted CEE Tier 2
212316085 | Mini/Multi Split | PolarWave | HMSV-A-CB-O | ACIQ-18Z-HH-M2B |  | Non-Ducted Indoor Units |  |  | 19000 | 22 | 9.8 | 20000 | 19700 | 98.5% | 1.9 | 12.5 | 12.5 |  |  |  | No | R-410A | 1.5833 | Residential & Commercial | Non-Ducted CEE Tier 2
212316088 | Mini/Multi Split | PolarWave | HMSV-A-CB-O | ACIQ-27Z-HH-M3B |  | Non-Ducted Indoor Units |  |  | 28000 | 23 | 10.6 | 28000 | 25000 | 89.29% | 1.8 | 12.5 | 12.5 |  |  |  | No | R-410A | 2.3333 | Residential & Commercial | Non-Ducted CEE Tier 2
211756575 | Mini/Multi Split | LPS Legacy | HMSV-A-CB-O | DLCMHBH48EAK |  | Non-Ducted Indoor Units |  |  | 48000 | 21.2 | 10 | 49000 | 45000 | 91.84% | 2 | 11 | 11 |  |  |  | No | R-410A | 4 | Residential & Commercial | Non-Ducted CEE Tier 2
211756554 | Mini/Multi Split | LPS Legacy | HMSV-A-CB-O | DLCMHBH24CAK |  | Non-Ducted Indoor Units |  |  | 24000 | 22.3 | 9.6 | 24000 | 17000 | 70.83% | 1.83 | 12.5 | 12.5 |  |  |  | No | R-410A | 2 | Residential & Commercial | Non-Ducted CEE Tier 2
211756577 | Mini/Multi Split | LPS Legacy | HMSV-A-CB-O | DLCMHBH36DAK |  | Non-Ducted Indoor Units |  |  | 36000 | 20 | 9.7 | 37000 | 36000 | 97.3% | 1.9 | 12.5 | 12.5 |  |  |  | No | R-410A | 3 | Residential & Commercial | Non-Ducted CEE Tier 2
211756528 | Mini/Multi Split | LPS Legacy | HMSV-A-CB-O | DLCMRAH27CAK |  | Non-Ducted Indoor Units |  |  | 27000 | 22 | 9.6 | 27000 | 22600 | 83.7% | 2.06 | 11.5 | 11.5 |  |  |  | No | R-410A | 2.25 | Residential & Commercial | Non-Ducted CEE Tier 2
211727021 | Mini/Multi Split | TOSOT | HMSV-A-CB-O | TM18HMO |  | Non-Ducted Indoor Units |  |  | 17000 | 21 | 10 | 18000 | 13600 | 75.56% | 2.22 | 0 | 12 |  |  |  | No | R-410A | 1.4167 | Residential & Commercial | Non-Ducted CEE Tier 2
211727022 | Mini/Multi Split | TOSOT | HMSV-A-CB-O | TM24HMO |  | Non-Ducted Indoor Units |  |  | 23200 | 21 | 10 | 24000 | 21600 | 90% | 2.1 | 0 | 12.5 |  |  |  | No | R-410A | 1.9333 | Residential & Commercial | Non-Ducted CEE Tier 2
211727023 | Mini/Multi Split | TOSOT | HMSV-A-CB-O | TM30HMO |  | Non-Ducted Indoor Units |  |  | 28400 | 21 | 10 | 30000 | 22800 | 76% | 1.84 | 0 | 12.5 |  |  |  | No | R-410A | 2.3667 | Residential & Commercial | Non-Ducted CEE Tier 2
211727024 | Mini/Multi Split | TOSOT | HMSV-A-CB-O | TM36HMO |  | Non-Ducted Indoor Units |  |  | 34000 | 21 | 10 | 36000 | 32400 | 90% | 1.82 | 0 | 12 |  |  |  | No | R-410A | 2.8333 | Residential & Commercial | Non-Ducted CEE Tier 2
211727025 | Mini/Multi Split | TOSOT | HMSV-A-CB-O | TM42HMO |  | Non-Ducted Indoor Units |  |  | 36000 | 21 | 10 | 40000 | 32400 | 81% | 1.92 | 0 | 12 |  |  |  | No | R-410A | 3 | Residential & Commercial | Non-Ducted CEE Tier 2
211752944 | Mini/Multi Split | GREE | HMSV-A-CB-O | GWHD(18)ND3PO |  | Non-Ducted Indoor Units |  |  | 18000 | 21 | 10 | 19000 | 13600 | 71.58% | 2.2 | 0 | 12 |  |  |  | No | R-410A | 1.5 | Residential & Commercial | Non-Ducted CEE Tier 2
211641660 | Mini/Multi Split | DAIKIN | HMSV-A-CB-O | RXTQ48TBVJU* |  | Non-Ducted Indoor Units |  |  | 45500 | 20 | 9.5 | 47500 | 34000 | 71.58% | 2.3 | 0 | 10.3 |  |  |  | No | R-410A | 3.7917 | Residential & Commercial | Non-Ducted CEE Tier 2
211641662 | Mini/Multi Split | DAIKIN | HMSV-A-CB-O | RXSQ24TBVJU* |  | Non-Ducted Indoor Units |  |  | 23000 | 23 | 9.6 | 25800 | 19000 | 73.64% | 2.45 | 0 | 14.5 |  |  |  | No | R-410A | 1.9167 | Residential & Commercial | Non-Ducted CEE Tier 2
211641704 | Mini/Multi Split | DAIKIN | HMSV-A-CB-O | RXSQ48TBVJU* |  | Non-Ducted Indoor Units |  |  | 45500 | 20 | 9.5 | 47500 | 34000 | 71.58% | 2.3 | 0 | 10.3 |  |  |  | No | R-410A | 3.7917 | Residential & Commercial | Non-Ducted CEE Tier 2
211635193 | Mini/Multi Split | AireForce | HMSV-A-CB-O | GXH24(7.0)FMK4DH-1 |  | Non-Ducted Indoor Units |  |  | 23200 | 21 | 10 | 24000 | 21600 | 90% | 2.1 | 12.5 | 12.5 |  |  |  | No | R-410A | 1.9333 | Residential & Commercial | Non-Ducted CEE Tier 2
211635194 | Mini/Multi Split | AireForce | HMSV-A-CB-O | GXH30(8.8)FMK4DH-1 |  | Non-Ducted Indoor Units |  |  | 28400 | 21 | 10 | 30000 | 22800 | 76% | 1.84 | 12.5 | 12.5 |  |  |  | No | R-410A | 2.3667 | Residential & Commercial | Non-Ducted CEE Tier 2
211635195 | Mini/Multi Split | AireForce | HMSV-A-CB-O | GXH36(10.6)FMK4DH-1 |  | Non-Ducted Indoor Units |  |  | 34000 | 21 | 10 | 36000 | 32400 | 90% | 1.82 | 12 | 12 |  |  |  | No | R-410A | 2.8333 | Residential & Commercial | Non-Ducted CEE Tier 2
211635196 | Mini/Multi Split | AireForce | HMSV-A-CB-O | GXH42(12.3)FMK4DH-1 |  | Non-Ducted Indoor Units |  |  | 36000 | 21 | 10 | 40000 | 32400 | 81% | 1.92 | 12 | 12 |  |  |  | No | R-410A | 3 | Residential & Commercial | Non-Ducted CEE Tier 2
213248958 | Mini/Multi Split | Trane / Mitsubishi Electric | HMSV-A-CB-O | NTXMSH48A182B** |  | Non-Ducted Indoor Units |  |  | 48000 | 23 | 11.5 | 54000 | 47000 | 87.04% | 2 | 0 | 13.1 |  |  |  | No | R-410A | 4 | Residential & Commercial | Non-Ducted CEE Tier 2
213248956 | Mini/Multi Split | Trane / Mitsubishi Electric | HMSV-A-CB-O | NTXMSH48A182A** |  | Non-Ducted Indoor Units |  |  | 48000 | 23 | 11.5 | 54000 | 47000 | 87.04% | 2 | 0 | 13.1 |  |  |  | No | R-410A | 4 | Residential & Commercial | Non-Ducted CEE Tier 2
213248954 | Mini/Multi Split | Trane / Mitsubishi Electric | HMSV-A-CB-O | NTXMSM48A182B** |  | Non-Ducted Indoor Units |  |  | 48000 | 23 | 10.4 | 50000 | 35400 | 70.8% | 2.1 | 0 | 13.1 |  |  |  | No | R-410A | 4 | Residential & Commercial | Non-Ducted CEE Tier 2
213248960 | Mini/Multi Split | Trane / Mitsubishi Electric | HMSV-A-CB-O | NTXMSM60A182A** |  | Non-Ducted Indoor Units |  |  | 60000 | 20 | 10.5 | 66000 | 46500 | 70.45% | 2 | 0 | 13.3 |  |  |  | No | R-410A | 5 | Residential & Commercial | Non-Ducted CEE Tier 2
213248961 | Mini/Multi Split | Trane / Mitsubishi Electric | HMSV-A-CB-O | NTXMSM60A182B** |  | Non-Ducted Indoor Units |  |  | 60000 | 20 | 10.5 | 66000 | 46500 | 70.45% | 2 | 0 | 13.3 |  |  |  | No | R-410A | 5 | Residential & Commercial | Non-Ducted CEE Tier 2
213255583 | Mini/Multi Split | Gridless | HMSV-A-CB-O | O-AYD18SD-2 |  | Non-Ducted Indoor Units |  |  | 18000 | 21 | 9.5 | 18000 | 18000 | 100% | 1.84 | 12.5 | 12.5 |  |  |  | No | R-410A | 1.5 | Residential & Commercial | Non-Ducted CEE Tier 2
213248949 | Mini/Multi Split | Trane / Mitsubishi Electric | HMSV-A-CB-O | NTXMSH42A152A** |  | Non-Ducted Indoor Units |  |  | 42000 | 21.5 | 11.1 | 48000 | 44000 | 91.67% | 2 | 0 | 13.4 |  |  |  | No | R-410A | 3.5 | Residential & Commercial | Non-Ducted CEE Tier 2
213248950 | Mini/Multi Split | Trane / Mitsubishi Electric | HMSV-A-CB-O | NTXMSH42A152B** |  | Non-Ducted Indoor Units |  |  | 42000 | 21.5 | 11.1 | 48000 | 44000 | 91.67% | 2 | 0 | 13.4 |  |  |  | No | R-410A | 3.5 | Residential & Commercial | Non-Ducted CEE Tier 2
213248946 | Mini/Multi Split | Trane / Mitsubishi Electric | HMSV-A-CB-O | NTXMSH36A142A** |  | Non-Ducted Indoor Units |  |  | 36000 | 23 | 12 | 42000 | 38500 | 91.67% | 2 | 0 | 15 |  |  |  | No | R-410A | 3 | Residential & Commercial | Non-Ducted CEE Tier 2
213248947 | Mini/Multi Split | Trane / Mitsubishi Electric | HMSV-A-CB-O | NTXMSH36A142B** |  | Non-Ducted Indoor Units |  |  | 36000 | 23 | 12 | 42000 | 38500 | 91.67% | 2 | 0 | 15 |  |  |  | No | R-410A | 3 | Residential & Commercial | Non-Ducted CEE Tier 2
213248844 | Mini/Multi Split | Mitsubishi Electric | HMSV-A-CB-O | MXZ-SM60NAM*** |  | Non-Ducted Indoor Units |  |  | 60000 | 20 | 10.5 | 66000 | 46500 | 70.45% | 2 | 0 | 13.3 |  |  |  | No | R-410A | 5 | Residential & Commercial | Non-Ducted CEE Tier 2
213248845 | Mini/Multi Split | Mitsubishi Electric | HMSV-A-CB-O | MXZ-SM60NAM2*** |  | Non-Ducted Indoor Units |  |  | 60000 | 20 | 10.5 | 66000 | 46500 | 70.45% | 2 | 0 | 13.3 |  |  |  | No | R-410A | 5 | Residential & Commercial | Non-Ducted CEE Tier 2
213248944 | Mini/Multi Split | Trane / Mitsubishi Electric | HMSV-A-CB-O | NTXMSM36A142B** |  | Non-Ducted Indoor Units |  |  | 36000 | 23 | 11 | 41000 | 29000 | 70.73% | 2.2 | 0 | 15 |  |  |  | No | R-410A | 3 | Residential & Commercial | Non-Ducted CEE Tier 2
213248842 | Mini/Multi Split | Mitsubishi Electric | HMSV-A-CB-O | MXZ-SM48NAMHZ2*** |  | Non-Ducted Indoor Units |  |  | 48000 | 23 | 11.5 | 54000 | 47000 | 87.04% | 2 | 0 | 13.1 |  |  |  | No | R-410A | 4 | Residential & Commercial | Non-Ducted CEE Tier 2
213248840 | Mini/Multi Split | Mitsubishi Electric | HMSV-A-CB-O | MXZ-SM48NAMHZ*** |  | Non-Ducted Indoor Units |  |  | 48000 | 23 | 11.5 | 54000 | 47000 | 87.04% | 2 | 0 | 13.1 |  |  |  | No | R-410A | 4 | Residential & Commercial | Non-Ducted CEE Tier 2
213088006 | Mini/Multi Split | ECO AC | HMSV-A-CB-O | EMH-5O48BBH |  | Non-Ducted Indoor Units |  |  | 48000 | 21.2 | 10 | 49000 | 45000 | 91.84% | 2 | 11 | 11 |  |  |  | No | R-410A | 4 | Residential & Commercial | Non-Ducted CEE Tier 2
213082089 | Mini/Multi Split | DIAL | HMSV-A-CB-O | MZME18WW2P230BAJ |  | Non-Ducted Indoor Units |  |  | 18000 | 21 | 9.5 | 18000 | 18000 | 100% | 1.84 | 12.5 | 12.5 |  |  |  | No | R-410A | 1.5 | Residential & Commercial | Non-Ducted CEE Tier 2
211635192 | Mini/Multi Split | AireForce | HMSV-A-CB-O | GXH18(5.3)FMK4DH-1 |  | Non-Ducted Indoor Units |  |  | 17000 | 21 | 10 | 18000 | 13600 | 75.56% | 2.22 | 12 | 12 |  |  |  | No | R-410A | 1.4167 | Residential & Commercial | Non-Ducted CEE Tier 2
211306413 | Mini/Multi Split | Mitsutomo | HMSV-A-CB-O | HO-MP55-AB-Q |  | Non-Ducted Indoor Units |  |  | 55000 | 20 | 9.5 | 55000 | 45500 | 82.73% | 1.8 | 10.5 | 10.5 |  |  |  | No | R-410A | 4.5833 | Residential & Commercial | Non-Ducted CEE Tier 2
213248838 | Mini/Multi Split | Mitsubishi Electric | HMSV-A-CB-O | MXZ-SM48NAM2*** |  | Non-Ducted Indoor Units |  |  | 48000 | 23 | 10.4 | 50000 | 35400 | 70.8% | 2.1 | 0 | 13.1 |  |  |  | No | R-410A | 4 | Residential & Commercial | Non-Ducted CEE Tier 2
213248833 | Mini/Multi Split | Mitsubishi Electric | HMSV-A-CB-O | MXZ-SM42NAMHZ*** |  | Non-Ducted Indoor Units |  |  | 42000 | 21.5 | 11.1 | 48000 | 44000 | 91.67% | 2 | 0 | 13.4 |  |  |  | No | R-410A | 3.5 | Residential & Commercial | Non-Ducted CEE Tier 2
213248834 | Mini/Multi Split | Mitsubishi Electric | HMSV-A-CB-O | MXZ-SM42NAMHZ2*** |  | Non-Ducted Indoor Units |  |  | 42000 | 21.5 | 11.1 | 48000 | 44000 | 91.67% | 2 | 0 | 13.4 |  |  |  | No | R-410A | 3.5 | Residential & Commercial | Non-Ducted CEE Tier 2
213248830 | Mini/Multi Split | Mitsubishi Electric | HMSV-A-CB-O | MXZ-SM36NAMHZ*** |  | Non-Ducted Indoor Units |  |  | 36000 | 23 | 12 | 42000 | 38500 | 91.67% | 2 | 0 | 15 |  |  |  | No | R-410A | 3 | Residential & Commercial | Non-Ducted CEE Tier 2
213248831 | Mini/Multi Split | Mitsubishi Electric | HMSV-A-CB-O | MXZ-SM36NAMHZ2*** |  | Non-Ducted Indoor Units |  |  | 36000 | 23 | 12 | 42000 | 38500 | 91.67% | 2 | 0 | 15 |  |  |  | No | R-410A | 3 | Residential & Commercial | Non-Ducted CEE Tier 2
213248828 | Mini/Multi Split | Mitsubishi Electric | HMSV-A-CB-O | MXZ-SM36NAM2*** |  | Non-Ducted Indoor Units |  |  | 36000 | 23 | 11 | 41000 | 29000 | 70.73% | 2.2 | 0 | 15 |  |  |  | No | R-410A | 3 | Residential & Commercial | Non-Ducted CEE Tier 2
211497152 | Mini/Multi Split | KINGHOME | HMSV-A-CB-O | KM18H5O |  | Non-Ducted Indoor Units |  |  | 17000 | 21 | 10 | 18000 | 13600 | 75.56% | 2.22 | 0 | 12 |  |  |  | No | R-410A | 1.4167 | Residential & Commercial | Non-Ducted CEE Tier 2
211497153 | Mini/Multi Split | KINGHOME | HMSV-A-CB-O | KM24H5O |  | Non-Ducted Indoor Units |  |  | 23200 | 21 | 10 | 24000 | 21600 | 90% | 2.1 | 0 | 12.5 |  |  |  | No | R-410A | 1.9333 | Residential & Commercial | Non-Ducted CEE Tier 2
211497154 | Mini/Multi Split | KINGHOME | HMSV-A-CB-O | KM30H5O |  | Non-Ducted Indoor Units |  |  | 28400 | 21 | 10 | 30000 | 22800 | 76% | 1.84 | 0 | 12.5 |  |  |  | No | R-410A | 2.3667 | Residential & Commercial | Non-Ducted CEE Tier 2
211497155 | Mini/Multi Split | KINGHOME | HMSV-A-CB-O | KM36H5O |  | Non-Ducted Indoor Units |  |  | 34000 | 21 | 10 | 36000 | 32400 | 90% | 1.82 | 0 | 12 |  |  |  | No | R-410A | 2.8333 | Residential & Commercial | Non-Ducted CEE Tier 2
211497156 | Mini/Multi Split | KINGHOME | HMSV-A-CB-O | KM42H5O |  | Non-Ducted Indoor Units |  |  | 36000 | 21 | 10 | 40000 | 32400 | 81% | 1.92 | 0 | 12 |  |  |  | No | R-410A | 3 | Residential & Commercial | Non-Ducted CEE Tier 2
211306407 | Mini/Multi Split | Mitsutomo | HMSV-A-CB-O | HO-MQ36-AB-Q |  | Non-Ducted Indoor Units |  |  | 36000 | 20 | 9.7 | 37000 | 36000 | 97.3% | 1.9 | 12.5 | 12.5 |  |  |  | No | R-410A | 3 | Residential & Commercial | Non-Ducted CEE Tier 2
211306410 | Mini/Multi Split | Mitsutomo | HMSV-A-CB-O | HO-MP48-AB-Q |  | Non-Ducted Indoor Units |  |  | 48000 | 21.2 | 10 | 49000 | 45000 | 91.84% | 2 | 11 | 11 |  |  |  | No | R-410A | 4 | Residential & Commercial | Non-Ducted CEE Tier 2
211306404 | Mini/Multi Split | Mitsutomo | HMSV-A-CB-O | HO-MT28-AB-Q |  | Non-Ducted Indoor Units |  |  | 28000 | 22.6 | 9.8 | 28000 | 25000 | 89.29% | 1.8 | 11.5 | 11.8 |  |  |  | No | R-410A | 2.3333 | Residential & Commercial | Non-Ducted CEE Tier 2
211289831 | Mini/Multi Split | MDV | HMSV-A-CB-O | M3OI-28HFN1-M-L |  | Non-Ducted Indoor Units |  |  | 28000 | 23 | 10.6 | 28000 | 25000 | 89.29% | 1.8 | 0 | 12.5 |  |  |  | No | R-410A | 2.3333 | Residential & Commercial | Non-Ducted CEE Tier 2
211253532 | Mini/Multi Split | PERFECTAIRE | HMSV-A-CB-O | 3PAMS55-HH-MZO5 |  | Non-Ducted Indoor Units |  |  | 55000 | 20 | 9.5 | 55000 | 45500 | 82.73% | 1.8 | 10.5 | 10.5 |  |  |  | No | R-410A | 4.5833 | Residential & Commercial | Non-Ducted CEE Tier 2
210799477 | Mini/Multi Split | Cooper&Hunter | HMSV-A-CB-O | CH-HYP36MSPH-230VO |  | Non-Ducted Indoor Units |  |  | 36000 | 21.5 | 9.5 | 36000 | 36000 | 100% | 1.9 | 13.5 | 13.5 |  |  |  | No | R-410A | 3 | Residential & Commercial | Non-Ducted CEE Tier 2
206764074 | Mini/Multi Split | FRANKLIN | HMSV-A-CB-O | MST363E23MHAA |  | Non-Ducted Indoor Units |  |  | 36000 | 21.5 | 9.5 | 36000 | 36000 | 100% | 1.9 | 13.5 | 13.5 |  |  |  | No | R-410A | 3 | Residential & Commercial | Non-Ducted CEE Tier 2
201810036 | Mini/Multi Split | COMFORT-AIRE | HMSV-A-CB-O | A-VMH36QU-1 |  | Non-Ducted Indoor Units |  |  | 36000 | 21.5 | 9.5 | 36000 | 36000 | 100% | 1.9 | 13.5 | 13.5 |  |  |  | No | R-410A | 3 | Residential & Commercial | Non-Ducted CEE Tier 2
211164239 | Mini/Multi Split | TOSOT | HMSV-A-CB-O | TM18HX4O |  | Non-Ducted Indoor Units |  |  | 17000 | 21 | 10 | 18000 | 13600 | 75.56% | 2.22 | 12 | 12 |  |  |  | No | R-410A | 1.4167 | Residential & Commercial | Non-Ducted CEE Tier 2
211164240 | Mini/Multi Split | TOSOT | HMSV-A-CB-O | TM24HX4O |  | Non-Ducted Indoor Units |  |  | 23200 | 21 | 10 | 24000 | 21600 | 90% | 2.1 | 12.5 | 12.5 |  |  |  | No | R-410A | 1.9333 | Residential & Commercial | Non-Ducted CEE Tier 2
211164241 | Mini/Multi Split | TOSOT | HMSV-A-CB-O | TM30HX4O |  | Non-Ducted Indoor Units |  |  | 28400 | 21 | 10 | 30000 | 22800 | 76% | 1.84 | 12.5 | 12.5 |  |  |  | No | R-410A | 2.3667 | Residential & Commercial | Non-Ducted CEE Tier 2
211164242 | Mini/Multi Split | TOSOT | HMSV-A-CB-O | TM36HX4O |  | Non-Ducted Indoor Units |  |  | 34000 | 21 | 10 | 36000 | 32400 | 90% | 1.82 | 12 | 12 |  |  |  | No | R-410A | 2.8333 | Residential & Commercial | Non-Ducted CEE Tier 2
211164243 | Mini/Multi Split | TOSOT | HMSV-A-CB-O | TM42HX4O |  | Non-Ducted Indoor Units |  |  | 36000 | 21 | 10 | 40000 | 32400 | 81% | 1.92 | 12 | 12 |  |  |  | No | R-410A | 3 | Residential & Commercial | Non-Ducted CEE Tier 2
211044463 | Mini/Multi Split | RHEEM | HMSV-A-CB | RO3HFZ24AJ1H |  | Non-Ducted Indoor Units |  |  | 22000 | 20 | 10 | 25000 | 25600 | 102.4% | 2.06 | 13.3 | 13.3 |  |  |  | No | R-410A | 1.8333 | Residential & Commercial | Non-Ducted CEE Tier 2
211044464 | Mini/Multi Split | RUUD | HMSV-A-CB | RO3HFZ24AJ1H |  | Non-Ducted Indoor Units |  |  | 22000 | 20 | 10 | 25000 | 25600 | 102.4% | 2.06 | 13.3 | 13.3 |  |  |  | No | R-410A | 1.8333 | Residential & Commercial | Non-Ducted CEE Tier 2
211174346 | Mini/Multi Split | BOREAL | HMSV-A-CB-O | MBRS18HPJ1OE |  | Non-Ducted Indoor Units |  |  | 17000 | 21 | 10 | 18000 | 13600 | 75.56% | 2.22 | 12 | 12 |  |  |  | No | R-410A | 1.4167 | Residential & Commercial | Non-Ducted CEE Tier 2
211174347 | Mini/Multi Split | BOREAL | HMSV-A-CB-O | MBRS24HPJ1OE |  | Non-Ducted Indoor Units |  |  | 23200 | 21 | 10 | 24000 | 21600 | 90% | 2.1 | 12.5 | 12.5 |  |  |  | No | R-410A | 1.9333 | Residential & Commercial | Non-Ducted CEE Tier 2
211174348 | Mini/Multi Split | BOREAL | HMSV-A-CB-O | MBRS30HPJ1OE |  | Non-Ducted Indoor Units |  |  | 28400 | 21 | 10 | 30000 | 22800 | 76% | 1.84 | 12.5 | 12.5 |  |  |  | No | R-410A | 2.3667 | Residential & Commercial | Non-Ducted CEE Tier 2
211133300 | Mini/Multi Split | NOVAIR | HMSV-A-CB-O | LEA36MZ-4P-35SK-O |  | Non-Ducted Indoor Units |  |  | 36000 | 20 | 9.7 | 37000 | 36000 | 97.3% | 1.9 | 12.5 | 12.5 |  |  |  | No | R-410A | 3 | Residential & Commercial | Non-Ducted CEE Tier 2
211120891 | Mini/Multi Split | Multi MFG | HMSV-A-CB-O | 18HPC2-HH-A |  | Non-Ducted Indoor Units |  |  | 18000 | 21 | 9.5 | 18000 | 18000 | 100% | 1.84 | 12.5 | 12.5 |  |  |  | No | R-410A | 1.5 | Residential & Commercial | Non-Ducted CEE Tier 2
211044459 | Mini/Multi Split | RHEEM | HMSV-A-CB | RO2HFZ18AJ1H |  | Non-Ducted Indoor Units |  |  | 18000 | 21.5 | 9.6 | 22000 | 22000 | 100% | 1.84 | 13.5 | 13.5 |  |  |  | No | R-410A | 1.5 | Residential & Commercial | Non-Ducted CEE Tier 2
211044460 | Mini/Multi Split | RUUD | HMSV-A-CB | RO2HFZ18AJ1H |  | Non-Ducted Indoor Units |  |  | 18000 | 21.5 | 9.6 | 22000 | 22000 | 100% | 1.84 | 13.5 | 13.5 |  |  |  | No | R-410A | 1.5 | Residential & Commercial | Non-Ducted CEE Tier 2
204631570 | Mini/Multi Split | LENNOX | HMSV-A-CB | VPB036H4M-3P |  | Non-Ducted Indoor Units |  |  | 36000 | 19.2 | 9.5 | 37000 | 26000 | 70.27% | 2.1 | 12.1 | 12.1 |  |  |  | No | R-410A | 3 | Residential & Commercial | Non-Ducted CEE Tier 2
208674933 | Mini/Multi Split | DIYCOOL | HMSV-A-CB-O | SC-27Z-HH-M3 |  | Non-Ducted Indoor Units |  |  | 22000 | 20 | 10 | 26000 | 30000 | 115.4% | 1.8 | 12.5 | 12 |  |  |  | No | R-410A | 1.8333 | Residential & Commercial | Non-Ducted CEE Tier 2
210276799 | Mini/Multi Split | GIBSON | HMSV-A-CB-O | GXH42(12.3)FMK4DH-1 |  | Non-Ducted Indoor Units |  |  | 36000 | 21 | 10 | 40000 | 32400 | 81% | 1.92 | 12 | 12 |  |  |  | No | R-410A | 3 | Residential & Commercial | Non-Ducted CEE Tier 2
210276800 | Mini/Multi Split | GIBSON | HMSV-A-CB-O | GXH18(5.3)FMK4DH-1 |  | Non-Ducted Indoor Units |  |  | 17000 | 21 | 10 | 18000 | 13600 | 75.56% | 2.22 | 12 | 12 |  |  |  | No | R-410A | 1.4167 | Residential & Commercial | Non-Ducted CEE Tier 2
210276801 | Mini/Multi Split | GIBSON | HMSV-A-CB-O | GXH24(7.0)FMK4DH-1 |  | Non-Ducted Indoor Units |  |  | 23200 | 21 | 10 | 24000 | 21600 | 90% | 2.1 | 12.5 | 12.5 |  |  |  | No | R-410A | 1.9333 | Residential & Commercial | Non-Ducted CEE Tier 2
210534130 | Mini/Multi Split | ACD | HMSV-A-CB-O | MPD36KCH21SB-O |  | Non-Ducted Indoor Units |  |  | 34000 | 21 | 10 | 36000 | 32400 | 90% | 1.82 | 12 | 12 |  |  |  | No | R-410A | 2.8333 | Residential & Commercial | Non-Ducted CEE Tier 2
210534131 | Mini/Multi Split | ACD | HMSV-A-CB-O | MPD42KCH21SB-O |  | Non-Ducted Indoor Units |  |  | 36000 | 21 | 10 | 40000 | 32400 | 81% | 1.92 | 12 | 12 |  |  |  | No | R-410A | 3 | Residential & Commercial | Non-Ducted CEE Tier 2
208674918 | Mini/Multi Split | ACIQ | HMSV-A-CB-O | SC-18Z-HH-M2 |  | Non-Ducted Indoor Units |  |  | 18000 | 20 | 10 | 21000 | 21800 | 103.8% | 1.81 | 12.5 | 12 |  |  |  | No | R-410A | 1.5 | Residential & Commercial | Non-Ducted CEE Tier 2
210857398 | Mini/Multi Split | DIYCOOL | HMSV-A-CB-O | ACIQ-55Z-HH-M5B |  | Non-Ducted Indoor Units |  |  | 55000 | 22 | 9.5 | 55000 | 46000 | 83.64% | 1.9 | 10.5 | 10.5 |  |  |  | No | R-410A | 4.5833 | Residential & Commercial | Non-Ducted CEE Tier 2
210857380 | Mini/Multi Split | ACIQ | HMSV-A-CB-O | ACIQ-55Z-HH-M5B |  | Non-Ducted Indoor Units |  |  | 55000 | 22 | 9.5 | 55000 | 46000 | 83.64% | 1.9 | 10.5 | 10.5 |  |  |  | No | R-410A | 4.5833 | Residential & Commercial | Non-Ducted CEE Tier 2
212940823 | Mini/Multi Split | CENTURY | HMSV-A-CB-O | A-VMH28TV-1 |  | Non-Ducted Indoor Units |  |  | 28000 | 23 | 10.6 | 28000 | 25000 | 89.29% | 1.8 | 12.5 | 12.5 |  |  |  | No | R-410A | 2.3333 | Residential & Commercial | Non-Ducted CEE Tier 2
212940821 | Mini/Multi Split | CENTURY | HMSV-A-CB-O | A-VMH18DV-1 |  | Non-Ducted Indoor Units |  |  | 19000 | 22 | 9.8 | 20000 | 19700 | 98.5% | 1.9 | 12.5 | 12.5 |  |  |  | No | R-410A | 1.5833 | Residential & Commercial | Non-Ducted CEE Tier 2
212920682 | Mini/Multi Split | NOVAIR | HMSV-A-CB-O | LEA36MZ-4P-35SK-O* |  | Non-Ducted Indoor Units |  |  | 36000 | 22.2 | 10.3 | 37000 | 36000 | 97.3% | 1.9 | 13.6 | 13.6 |  |  |  | No | R-410A | 3 | Residential & Commercial | Non-Ducted CEE Tier 2
212920656 | Mini/Multi Split | Bladex | HMSV-A-CB-O | B50G-48SPHP1 |  | Non-Ducted Indoor Units |  |  | 48000 | 21.2 | 10 | 49000 | 45000 | 91.84% | 2 | 11 | 11 |  |  |  | No | R-410A | 4 | Residential & Commercial | Non-Ducted CEE Tier 2
212920679 | Mini/Multi Split | NOVAIR | HMSV-A-CB-O | LEA20MZ-2P-35SK-O* |  | Non-Ducted Indoor Units |  |  | 19000 | 22 | 9.8 | 20000 | 19700 | 98.5% | 1.9 | 12.5 | 12.5 |  |  |  | No | R-410A | 1.5833 | Residential & Commercial | Non-Ducted CEE Tier 2
212920653 | Mini/Multi Split | Bladex | HMSV-A-CB-O | B40I-36SPHP1 |  | Non-Ducted Indoor Units |  |  | 36000 | 20 | 9.7 | 37000 | 36000 | 97.3% | 1.9 | 12.5 | 12.5 |  |  |  | No | R-410A | 3 | Residential & Commercial | Non-Ducted CEE Tier 2
212920651 | Mini/Multi Split | Bladex | HMSV-A-CB-O | B30K-27SPHP1 |  | Non-Ducted Indoor Units |  |  | 27000 | 20.5 | 9.6 | 27000 | 27000 | 100% | 1.8 | 0 | 11.8 |  |  |  | No | R-410A | 2.25 | Residential & Commercial | Non-Ducted CEE Tier 2
210838022 | Mini/Multi Split | AC PRO.COM | HMSV-A-CB-O | AWHD(36)ND3MO |  | Non-Ducted Indoor Units |  |  | 34000 | 21 | 10 | 36000 | 32400 | 90% | 1.82 | 12 | 12 |  |  |  | No | R-410A | 2.8333 | Residential & Commercial | Non-Ducted CEE Tier 2
210838025 | Mini/Multi Split | AC PRO.COM | HMSV-A-CB-O | AWHD(42)ND3MO |  | Non-Ducted Indoor Units |  |  | 36000 | 21 | 10 | 40000 | 32400 | 81% | 1.92 | 12 | 12 |  |  |  | No | R-410A | 3 | Residential & Commercial | Non-Ducted CEE Tier 2
210838016 | Mini/Multi Split | AC PRO.COM | HMSV-A-CB-O | AWHD(24)ND3MO |  | Non-Ducted Indoor Units |  |  | 23200 | 21 | 10 | 24000 | 21600 | 90% | 2.1 | 12.5 | 12.5 |  |  |  | No | R-410A | 1.9333 | Residential & Commercial | Non-Ducted CEE Tier 2
210838019 | Mini/Multi Split | AC PRO.COM | HMSV-A-CB-O | AWHD(30)ND3MO |  | Non-Ducted Indoor Units |  |  | 28400 | 21 | 10 | 30000 | 22800 | 76% | 1.84 | 12.5 | 12.5 |  |  |  | No | R-410A | 2.3667 | Residential & Commercial | Non-Ducted CEE Tier 2
210838013 | Mini/Multi Split | AC PRO.COM | HMSV-A-CB-O | AWHD(18)ND3MO |  | Non-Ducted Indoor Units |  |  | 17000 | 21 | 10 | 18000 | 13600 | 75.56% | 2.22 | 12 | 12 |  |  |  | No | R-410A | 1.4167 | Residential & Commercial | Non-Ducted CEE Tier 2
210824765 | Mini/Multi Split | RHEEM | HMSV-A-CB | RO4HFZ36AJ1H |  | Non-Ducted Indoor Units |  |  | 35200 | 20.5 | 9.5 | 36400 | 36400 | 100% | 2.02 | 13 | 13 |  |  |  | No | R-410A | 2.9333 | Residential & Commercial | Non-Ducted CEE Tier 2
210824767 | Mini/Multi Split | RUUD | HMSV-A-CB | RO4HFZ36AJ1H |  | Non-Ducted Indoor Units |  |  | 35200 | 20.5 | 9.5 | 36400 | 36400 | 100% | 2.02 | 13 | 13 |  |  |  | No | R-410A | 2.9333 | Residential & Commercial | Non-Ducted CEE Tier 2
210799636 | Mini/Multi Split | Cooper&Hunter | HMSV-A-CB-O | CH-HPR48M-230VO |  | Non-Ducted Indoor Units |  |  | 48000 | 21.8 | 9.8 | 49000 | 45000 | 91.84% | 2 | 11.6 | 11.7 |  |  |  | No | R-410A | 4 | Residential & Commercial | Non-Ducted CEE Tier 2
210799631 | Mini/Multi Split | Cooper&Hunter | HMSV-A-CB-O | CH-HPR28M-230VO |  | Non-Ducted Indoor Units |  |  | 28000 | 23 | 10.6 | 28000 | 25000 | 89.29% | 1.8 | 12.5 | 12.5 |  |  |  | No | R-410A | 2.3333 | Residential & Commercial | Non-Ducted CEE Tier 2
210799634 | Mini/Multi Split | Cooper&Hunter | HMSV-A-CB-O | CH-HPR36M-230VO |  | Non-Ducted Indoor Units |  |  | 36000 | 22.2 | 10.3 | 37000 | 36000 | 97.3% | 1.9 | 13.6 | 13.6 |  |  |  | No | R-410A | 3 | Residential & Commercial | Non-Ducted CEE Tier 2
210799628 | Mini/Multi Split | Cooper&Hunter | HMSV-A-CB-O | CH-HPR19M-230VO |  | Non-Ducted Indoor Units |  |  | 19000 | 22 | 9.8 | 20000 | 19700 | 98.5% | 1.9 | 12.5 | 12.5 |  |  |  | No | R-410A | 1.5833 | Residential & Commercial | Non-Ducted CEE Tier 2
210799644 | Mini/Multi Split | Cooper&Hunter | HMSV-A-CB-O | CH-HPR55M-230VO |  | Non-Ducted Indoor Units |  |  | 55000 | 22 | 9.5 | 55000 | 46000 | 83.64% | 1.9 | 10.5 | 10.5 |  |  |  | No | R-410A | 4.5833 | Residential & Commercial | Non-Ducted CEE Tier 2
210722661 | Mini/Multi Split | DAIKIN | HMSV-A-CB-O | 3MXS24WMVJU* |  | Non-Ducted Indoor Units |  |  | 24000 | 18 | 9.7 | 24000 | 18900 | 78.75% | 1.8 | 11.7 | 11.7 |  |  |  | No | R-410A | 2 | Residential & Commercial | Non-Ducted CEE Tier 2
210722665 | Mini/Multi Split | DAIKIN | HMSV-A-CB-O | 3MXL24WMVJU* |  | Non-Ducted Indoor Units |  |  | 24000 | 18 | 9.7 | 24000 | 21600 | 90% | 1.8 | 11.7 | 11.7 |  |  |  | No | R-410A | 2 | Residential & Commercial | Non-Ducted CEE Tier 2
210644055 | Mini/Multi Split | MDV | HMSV-A-CB-O | M2OI-18HFN1-M-L |  | Non-Ducted Indoor Units |  |  | 19000 | 21.7 | 9.8 | 20000 | 19700 | 98.5% | 1.9 | 12.5 | 12.5 |  |  |  | No | R-410A | 1.5833 | Residential & Commercial | Non-Ducted CEE Tier 2
210644056 | Mini/Multi Split | MDV | HMSV-A-CB-O | M4OI-36HFN1-M-L |  | Non-Ducted Indoor Units |  |  | 36000 | 22.2 | 10.3 | 37000 | 36000 | 97.3% | 1.9 | 13.6 | 13.6 |  |  |  | No | R-410A | 3 | Residential & Commercial | Non-Ducted CEE Tier 2
210605816 | Mini/Multi Split | Conforto | HMSV-A-CB-O | MHMZ436DA |  | Non-Ducted Indoor Units |  |  | 36000 | 22.2 | 10.3 | 37000 | 36000 | 97.3% | 1.9 | 13.6 | 13.6 |  |  |  | No | R-410A | 3 | Residential & Commercial | Non-Ducted CEE Tier 2
210605819 | Mini/Multi Split | Conforto | HMSV-A-CB-O | MHMZ548DA |  | Non-Ducted Indoor Units |  |  | 48000 | 21.8 | 9.8 | 49000 | 45000 | 91.84% | 2 | 11.6 | 11.7 |  |  |  | No | R-410A | 4 | Residential & Commercial | Non-Ducted CEE Tier 2
210605810 | Mini/Multi Split | Conforto | HMSV-A-CB-O | MHMZ218DA |  | Non-Ducted Indoor Units |  |  | 19000 | 22 | 9.8 | 20000 | 19700 | 98.5% | 1.9 | 12.5 | 12.5 |  |  |  | No | R-410A | 1.5833 | Residential & Commercial | Non-Ducted CEE Tier 2
210605813 | Mini/Multi Split | Conforto | HMSV-A-CB-O | MHMZ327DA |  | Non-Ducted Indoor Units |  |  | 28000 | 23 | 10.6 | 28000 | 25000 | 89.29% | 1.8 | 12.5 | 12.5 |  |  |  | No | R-410A | 2.3333 | Residential & Commercial | Non-Ducted CEE Tier 2
210586154 | Mini/Multi Split | ECO AC | HMSV-A-CB-O | EMH-3O27BBH |  | Non-Ducted Indoor Units |  |  | 28000 | 22.6 | 9.8 | 28000 | 25000 | 89.29% | 1.8 | 11.5 | 11.8 |  |  |  | No | R-410A | 2.3333 | Residential & Commercial | Non-Ducted CEE Tier 2
210586157 | Mini/Multi Split | ECO AC | HMSV-A-CB-O | EMH-4O36BBH |  | Non-Ducted Indoor Units |  |  | 36000 | 20 | 9.7 | 37000 | 36000 | 97.3% | 1.9 | 12.5 | 12.5 |  |  |  | No | R-410A | 3 | Residential & Commercial | Non-Ducted CEE Tier 2
210568223 | Mini/Multi Split | Durastar | HMSV-A-CB-O | DRA5H55M1A |  | Non-Ducted Indoor Units |  |  | 55000 | 20 | 9.5 | 55000 | 45500 | 82.73% | 1.8 | 10.5 | 10.5 |  |  |  | No | R-410A | 4.5833 | Residential & Commercial | Non-Ducted CEE Tier 2
214097936 | Mini/Multi Split | AUX | HMSV-A-CB-O | AM3-H24/2DR3A |  | Non-Ducted Indoor Units |  |  | 24000 | 23 | 10 | 24000 | 20400 | 85% | 2 | 0 | 12.5 |  |  |  | No | R-32 | 2 | Residential & Commercial | Non-Ducted CEE Tier 2
214097937 | Mini/Multi Split | AUX | HMSV-A-CB-O | AM4-H30/2DR3A |  | Non-Ducted Indoor Units |  |  | 30000 | 23 | 10 | 30000 | 24200 | 80.67% | 2 | 0 | 12.5 |  |  |  | No | R-32 | 2.5 | Residential & Commercial | Non-Ducted CEE Tier 2
214097938 | Mini/Multi Split | AUX | HMSV-A-CB-O | AM4-H36/2DR3A |  | Non-Ducted Indoor Units |  |  | 36000 | 23 | 10 | 36000 | 25200 | 70% | 2 | 0 | 12.3 |  |  |  | No | R-32 | 3 | Residential & Commercial | Non-Ducted CEE Tier 2
214097939 | Mini/Multi Split | AUX | HMSV-A-CB-O | AM5-H42/2DR3A |  | Non-Ducted Indoor Units |  |  | 37000 | 22 | 10 | 40000 | 30000 | 75% | 2 | 0 | 12 |  |  |  | No | R-32 | 3.0833 | Residential & Commercial | Non-Ducted CEE Tier 2
214097940 | Mini/Multi Split | AUX | HMSV-A-CB-O | AM2-H18/2DR3B |  | Non-Ducted Indoor Units |  |  | 18000 | 23.3 | 11 | 21000 | 21800 | 103.8% | 2 | 0 | 12.5 |  |  |  | No | R-32 | 1.5 | Residential & Commercial | Non-Ducted CEE Tier 2
214097941 | Mini/Multi Split | AUX | HMSV-A-CB-O | AM4-H36/2DR3B |  | Non-Ducted Indoor Units |  |  | 36000 | 24 | 11 | 36000 | 32400 | 90% | 2 | 0 | 12.5 |  |  |  | No | R-32 | 3 | Residential & Commercial | Non-Ducted CEE Tier 2
214097942 | Mini/Multi Split | AUX | HMSV-A-CB-O | AM5-H42/2DR3B |  | Non-Ducted Indoor Units |  |  | 42000 | 24 | 10.5 | 42000 | 33600 | 80% | 2 | 0 | 12.5 |  |  |  | No | R-32 | 3.5 | Residential & Commercial | Non-Ducted CEE Tier 2
214097943 | Mini/Multi Split | AUX | HMSV-A-CB-O | AM3-H24/2DR3B |  | Non-Ducted Indoor Units |  |  | 24000 | 24 | 10.5 | 26000 | 25400 | 97.69% | 2.1 | 0 | 13 |  |  |  | No | R-32 | 2 | Residential & Commercial | Non-Ducted CEE Tier 2
210568217 | Mini/Multi Split | Durastar | HMSV-A-CB-O | DRA4H36M1A |  | Non-Ducted Indoor Units |  |  | 36000 | 20 | 9.7 | 37000 | 36000 | 97.3% | 1.9 | 12.5 | 12.5 |  |  |  | No | R-410A | 3 | Residential & Commercial | Non-Ducted CEE Tier 2
210568220 | Mini/Multi Split | Durastar | HMSV-A-CB-O | DRA5H48M1A |  | Non-Ducted Indoor Units |  |  | 48000 | 21.2 | 10 | 49000 | 45000 | 91.84% | 2 | 11 | 11 |  |  |  | No | R-410A | 4 | Residential & Commercial | Non-Ducted CEE Tier 2
210568214 | Mini/Multi Split | Durastar | HMSV-A-CB-O | DRA3H28M1A |  | Non-Ducted Indoor Units |  |  | 28000 | 22.6 | 9.8 | 28000 | 25000 | 89.29% | 1.8 | 11.5 | 11.8 |  |  |  | No | R-410A | 2.3333 | Residential & Commercial | Non-Ducted CEE Tier 2
210534127 | Mini/Multi Split | ACD | HMSV-A-CB-O | MPD18KCH21SB-O |  | Non-Ducted Indoor Units |  |  | 17000 | 21 | 10 | 18000 | 13600 | 75.56% | 2.22 | 12 | 12 |  |  |  | No | R-410A | 1.4167 | Residential & Commercial | Non-Ducted CEE Tier 2
210534128 | Mini/Multi Split | ACD | HMSV-A-CB-O | MPD24KCH21SB-O |  | Non-Ducted Indoor Units |  |  | 23200 | 21 | 10 | 24000 | 21600 | 90% | 2.1 | 12.5 | 12.5 |  |  |  | No | R-410A | 1.9333 | Residential & Commercial | Non-Ducted CEE Tier 2
210534129 | Mini/Multi Split | ACD | HMSV-A-CB-O | MPD30KCH21SB-O |  | Non-Ducted Indoor Units |  |  | 28400 | 21 | 10 | 30000 | 22800 | 76% | 1.84 | 12.5 | 12.5 |  |  |  | No | R-410A | 2.3667 | Residential & Commercial | Non-Ducted CEE Tier 2
210534145 | Mini/Multi Split | BLUERIDGE | HMSV-A-CB-O | BMKH18MC |  | Non-Ducted Indoor Units |  |  | 17000 | 21 | 10 | 18000 | 13600 | 75.56% | 2.22 | 12 | 12 |  |  |  | No | R-410A | 1.4167 | Residential & Commercial | Non-Ducted CEE Tier 2
210534146 | Mini/Multi Split | BLUERIDGE | HMSV-A-CB-O | BMKH24MC |  | Non-Ducted Indoor Units |  |  | 23200 | 21 | 10 | 24000 | 21600 | 90% | 2.1 | 12.5 | 12.5 |  |  |  | No | R-410A | 1.9333 | Residential & Commercial | Non-Ducted CEE Tier 2
210534147 | Mini/Multi Split | BLUERIDGE | HMSV-A-CB-O | BMKH30MC |  | Non-Ducted Indoor Units |  |  | 28400 | 21 | 10 | 30000 | 22800 | 76% | 1.84 | 12.5 | 12.5 |  |  |  | No | R-410A | 2.3667 | Residential & Commercial | Non-Ducted CEE Tier 2
210534148 | Mini/Multi Split | BLUERIDGE | HMSV-A-CB-O | BMKH42MC |  | Non-Ducted Indoor Units |  |  | 36000 | 21 | 10 | 40000 | 32400 | 81% | 1.92 | 12 | 12 |  |  |  | No | R-410A | 3 | Residential & Commercial | Non-Ducted CEE Tier 2
210488259 | Mini/Multi Split | Ameristar | HMSV-A-CB-O | M4THM1918A12N** |  | Non-Ducted Indoor Units |  |  | 17000 | 19 | 10 | 18000 | 13600 | 75.56% | 2.22 | 12 | 12 |  |  |  | No | R-410A | 1.4167 | Residential & Commercial | Non-Ducted CEE Tier 2
210488260 | Mini/Multi Split | Ameristar | HMSV-A-CB-O | M4THM1924A13N** |  | Non-Ducted Indoor Units |  |  | 23200 | 19 | 10 | 24000 | 21600 | 90% | 2.1 | 12.5 | 12.5 |  |  |  | No | R-410A | 1.9333 | Residential & Commercial | Non-Ducted CEE Tier 2
210488261 | Mini/Multi Split | Ameristar | HMSV-A-CB-O | M4THM1930A14N** |  | Non-Ducted Indoor Units |  |  | 28400 | 19 | 10 | 30000 | 22800 | 76% | 1.84 | 12.5 | 12.5 |  |  |  | No | R-410A | 2.3667 | Residential & Commercial | Non-Ducted CEE Tier 2
210488262 | Mini/Multi Split | Ameristar | HMSV-A-CB-O | M4THM1936A14N** |  | Non-Ducted Indoor Units |  |  | 34000 | 19 | 10 | 36000 | 32400 | 90% | 1.82 | 12 | 12 |  |  |  | No | R-410A | 2.8333 | Residential & Commercial | Non-Ducted CEE Tier 2
210488263 | Mini/Multi Split | Ameristar | HMSV-A-CB-O | M4THM1942A15N** |  | Non-Ducted Indoor Units |  |  | 36000 | 19 | 10 | 40000 | 32400 | 81% | 1.92 | 12 | 12 |  |  |  | No | R-410A | 3 | Residential & Commercial | Non-Ducted CEE Tier 2
210488274 | Mini/Multi Split | RUNTRU | HMSV-A-CB-O | M4THM1918A12N** |  | Non-Ducted Indoor Units |  |  | 17000 | 19 | 10 | 18000 | 13600 | 75.56% | 2.22 | 12 | 12 |  |  |  | No | R-410A | 1.4167 | Residential & Commercial | Non-Ducted CEE Tier 2
210488275 | Mini/Multi Split | RUNTRU | HMSV-A-CB-O | M4THM1924A13N** |  | Non-Ducted Indoor Units |  |  | 23200 | 19 | 10 | 24000 | 21600 | 90% | 2.1 | 12.5 | 12.5 |  |  |  | No | R-410A | 1.9333 | Residential & Commercial | Non-Ducted CEE Tier 2
210488276 | Mini/Multi Split | RUNTRU | HMSV-A-CB-O | M4THM1930A14N** |  | Non-Ducted Indoor Units |  |  | 28400 | 19 | 10 | 30000 | 22800 | 76% | 1.84 | 12.5 | 12.5 |  |  |  | No | R-410A | 2.3667 | Residential & Commercial | Non-Ducted CEE Tier 2
210488277 | Mini/Multi Split | RUNTRU | HMSV-A-CB-O | M4THM1936A14N** |  | Non-Ducted Indoor Units |  |  | 34000 | 19 | 10 | 36000 | 32400 | 90% | 1.82 | 12 | 12 |  |  |  | No | R-410A | 2.8333 | Residential & Commercial | Non-Ducted CEE Tier 2
210488278 | Mini/Multi Split | RUNTRU | HMSV-A-CB-O | M4THM1942A15N** |  | Non-Ducted Indoor Units |  |  | 36000 | 19 | 10 | 40000 | 32400 | 81% | 1.92 | 12 | 12 |  |  |  | No | R-410A | 3 | Residential & Commercial | Non-Ducted CEE Tier 2
210485362 | Mini/Multi Split | GREE | HMSV-A-CB-O | GWHD(18)ND3NO |  | Non-Ducted Indoor Units |  |  | 17000 | 19 | 10 | 18000 | 13600 | 75.56% | 2.22 | 12 | 12 |  |  |  | No | R-410A | 1.4167 | Residential & Commercial | Non-Ducted CEE Tier 2
210485363 | Mini/Multi Split | GREE | HMSV-A-CB-O | GWHD(24)ND3NO |  | Non-Ducted Indoor Units |  |  | 23200 | 19 | 10 | 24000 | 21600 | 90% | 2.1 | 12.5 | 12.5 |  |  |  | No | R-410A | 1.9333 | Residential & Commercial | Non-Ducted CEE Tier 2
210485364 | Mini/Multi Split | GREE | HMSV-A-CB-O | GWHD(30)ND3NO |  | Non-Ducted Indoor Units |  |  | 28400 | 19 | 10 | 30000 | 22800 | 76% | 1.84 | 12.5 | 12.5 |  |  |  | No | R-410A | 2.3667 | Residential & Commercial | Non-Ducted CEE Tier 2
210485365 | Mini/Multi Split | GREE | HMSV-A-CB-O | GWHD(36)ND3NO |  | Non-Ducted Indoor Units |  |  | 34000 | 19 | 10 | 36000 | 32400 | 90% | 1.82 | 12 | 12 |  |  |  | No | R-410A | 2.8333 | Residential & Commercial | Non-Ducted CEE Tier 2
210485366 | Mini/Multi Split | GREE | HMSV-A-CB-O | GWHD(42)ND3NO |  | Non-Ducted Indoor Units |  |  | 36000 | 19 | 10 | 40000 | 32400 | 81% | 1.92 | 12 | 12 |  |  |  | No | R-410A | 3 | Residential & Commercial | Non-Ducted CEE Tier 2
210435420 | Mini/Multi Split | AMERICAN STANDARD | HMSV-A-CB-O | 4TXM2118A12N0** |  | Non-Ducted Indoor Units |  |  | 17000 | 21 | 10 | 18000 | 13600 | 75.56% | 2.22 | 12 | 12 |  |  |  | No | R-410A | 1.4167 | Residential & Commercial | Non-Ducted CEE Tier 2
210435421 | Mini/Multi Split | AMERICAN STANDARD | HMSV-A-CB-O | 4TXM2124A13N0** |  | Non-Ducted Indoor Units |  |  | 23200 | 21 | 10 | 24000 | 21600 | 90% | 2.1 | 12.5 | 12.5 |  |  |  | No | R-410A | 1.9333 | Residential & Commercial | Non-Ducted CEE Tier 2
210435422 | Mini/Multi Split | AMERICAN STANDARD | HMSV-A-CB-O | 4TXM2130A14N0** |  | Non-Ducted Indoor Units |  |  | 28400 | 21 | 10 | 30000 | 22800 | 76% | 1.84 | 12.5 | 12.5 |  |  |  | No | R-410A | 2.3667 | Residential & Commercial | Non-Ducted CEE Tier 2
210435423 | Mini/Multi Split | AMERICAN STANDARD | HMSV-A-CB-O | 4TXM2136A14N0** |  | Non-Ducted Indoor Units |  |  | 34000 | 21 | 10 | 36000 | 32400 | 90% | 1.82 | 12 | 12 |  |  |  | No | R-410A | 2.8333 | Residential & Commercial | Non-Ducted CEE Tier 2
210435424 | Mini/Multi Split | AMERICAN STANDARD | HMSV-A-CB-O | 4TXM2142A15N0** |  | Non-Ducted Indoor Units |  |  | 36000 | 21 | 10 | 40000 | 32400 | 81% | 1.92 | 12 | 12 |  |  |  | No | R-410A | 3 | Residential & Commercial | Non-Ducted CEE Tier 2
210288146 | Mini/Multi Split | CTMorley | HMSV-A-CB-O | MOU-4A36H-2 |  | Non-Ducted Indoor Units |  |  | 36000 | 20 | 9.7 | 37000 | 36000 | 97.3% | 1.9 | 12.5 | 12.5 |  |  |  | No | R-410A | 3 | Residential & Commercial | Non-Ducted CEE Tier 2
210288149 | Mini/Multi Split | CTMorley | HMSV-A-CB-O | MOU-5A48H-2 |  | Non-Ducted Indoor Units |  |  | 48000 | 21.2 | 10 | 49000 | 45000 | 91.84% | 2 | 11 | 11 |  |  |  | No | R-410A | 4 | Residential & Commercial | Non-Ducted CEE Tier 2
210435405 | Mini/Multi Split | TRANE | HMSV-A-CB-O | 4TXM2118A12N0** |  | Non-Ducted Indoor Units |  |  | 17000 | 21 | 10 | 18000 | 13600 | 75.56% | 2.22 | 12 | 12 |  |  |  | No | R-410A | 1.4167 | Residential & Commercial | Non-Ducted CEE Tier 2
210435406 | Mini/Multi Split | TRANE | HMSV-A-CB-O | 4TXM2124A13N0** |  | Non-Ducted Indoor Units |  |  | 23200 | 21 | 10 | 24000 | 21600 | 90% | 2.1 | 12.5 | 12.5 |  |  |  | No | R-410A | 1.9333 | Residential & Commercial | Non-Ducted CEE Tier 2
210435407 | Mini/Multi Split | TRANE | HMSV-A-CB-O | 4TXM2130A14N0** |  | Non-Ducted Indoor Units |  |  | 28400 | 21 | 10 | 30000 | 22800 | 76% | 1.84 | 12.5 | 12.5 |  |  |  | No | R-410A | 2.3667 | Residential & Commercial | Non-Ducted CEE Tier 2
210435408 | Mini/Multi Split | TRANE | HMSV-A-CB-O | 4TXM2136A14N0** |  | Non-Ducted Indoor Units |  |  | 34000 | 21 | 10 | 36000 | 32400 | 90% | 1.82 | 12 | 12 |  |  |  | No | R-410A | 2.8333 | Residential & Commercial | Non-Ducted CEE Tier 2
210435409 | Mini/Multi Split | TRANE | HMSV-A-CB-O | 4TXM2142A15N0** |  | Non-Ducted Indoor Units |  |  | 36000 | 21 | 10 | 40000 | 32400 | 81% | 1.92 | 12 | 12 |  |  |  | No | R-410A | 3 | Residential & Commercial | Non-Ducted CEE Tier 2
210288143 | Mini/Multi Split | CTMorley | HMSV-A-CB-O | MOU-3A27H-2 |  | Non-Ducted Indoor Units |  |  | 28000 | 22.6 | 9.8 | 28000 | 25000 | 89.29% | 1.8 | 11.5 | 11.8 |  |  |  | No | R-410A | 2.3333 | Residential & Commercial | Non-Ducted CEE Tier 2
210278981 | Mini/Multi Split | GREE | HMSV-A-CB-O | MULTI42HP230V1EO |  | Non-Ducted Indoor Units |  |  | 36000 | 21 | 10 | 40000 | 32400 | 81% | 1.92 | 12 | 12 |  |  |  | No | R-410A | 3 | Residential & Commercial | Non-Ducted CEE Tier 2
210278979 | Mini/Multi Split | GREE | HMSV-A-CB-O | MULTI36HP230V1EO |  | Non-Ducted Indoor Units |  |  | 34000 | 21 | 10 | 36000 | 32400 | 90% | 1.82 | 12 | 12 |  |  |  | No | R-410A | 2.8333 | Residential & Commercial | Non-Ducted CEE Tier 2
210278977 | Mini/Multi Split | GREE | HMSV-A-CB-O | MULTI30HP230V1EO |  | Non-Ducted Indoor Units |  |  | 28400 | 21 | 10 | 30000 | 22800 | 76% | 1.84 | 12.5 | 12.5 |  |  |  | No | R-410A | 2.3667 | Residential & Commercial | Non-Ducted CEE Tier 2
210278975 | Mini/Multi Split | GREE | HMSV-A-CB-O | MULTI24HP230V1EO |  | Non-Ducted Indoor Units |  |  | 23200 | 21 | 10 | 24000 | 21600 | 90% | 2.1 | 12.5 | 12.5 |  |  |  | No | R-410A | 1.9333 | Residential & Commercial | Non-Ducted CEE Tier 2
210278973 | Mini/Multi Split | GREE | HMSV-A-CB-O | MULTI18HP230V1EO |  | Non-Ducted Indoor Units |  |  | 17000 | 21 | 10 | 18000 | 13600 | 75.56% | 2.22 | 12 | 12 |  |  |  | No | R-410A | 1.4167 | Residential & Commercial | Non-Ducted CEE Tier 2
210276798 | Mini/Multi Split | GIBSON | HMSV-A-CB-O | GXH36(10.6)FMK4DH-1 |  | Non-Ducted Indoor Units |  |  | 34000 | 21 | 10 | 36000 | 32400 | 90% | 1.82 | 12 | 12 |  |  |  | No | R-410A | 2.8333 | Residential & Commercial | Non-Ducted CEE Tier 2
210276802 | Mini/Multi Split | GIBSON | HMSV-A-CB-O | GXH30(8.8)FMK4DH-1 |  | Non-Ducted Indoor Units |  |  | 28400 | 21 | 10 | 30000 | 22800 | 76% | 1.84 | 12.5 | 12.5 |  |  |  | No | R-410A | 2.3667 | Residential & Commercial | Non-Ducted CEE Tier 2
210276803 | Mini/Multi Split | AIRTEMP | HMSV-A-CB-O | GXH36(10.6)FMK4DH-1 |  | Non-Ducted Indoor Units |  |  | 34000 | 21 | 10 | 36000 | 32400 | 90% | 1.82 | 12 | 12 |  |  |  | No | R-410A | 2.8333 | Residential & Commercial | Non-Ducted CEE Tier 2
210276804 | Mini/Multi Split | AIRTEMP | HMSV-A-CB-O | GXH42(12.3)FMK4DH-1 |  | Non-Ducted Indoor Units |  |  | 36000 | 21 | 10 | 40000 | 32400 | 81% | 1.92 | 12 | 12 |  |  |  | No | R-410A | 3 | Residential & Commercial | Non-Ducted CEE Tier 2
210276805 | Mini/Multi Split | AIRTEMP | HMSV-A-CB-O | GXH18(5.3)FMK4DH-1 |  | Non-Ducted Indoor Units |  |  | 17000 | 21 | 10 | 18000 | 13600 | 75.56% | 2.22 | 12 | 12 |  |  |  | No | R-410A | 1.4167 | Residential & Commercial | Non-Ducted CEE Tier 2
210276806 | Mini/Multi Split | AIRTEMP | HMSV-A-CB-O | GXH24(7.0)FMK4DH-1 |  | Non-Ducted Indoor Units |  |  | 23200 | 21 | 10 | 24000 | 21600 | 90% | 2.1 | 12.5 | 12.5 |  |  |  | No | R-410A | 1.9333 | Residential & Commercial | Non-Ducted CEE Tier 2
210276807 | Mini/Multi Split | AIRTEMP | HMSV-A-CB-O | GXH30(8.8)FMK4DH-1 |  | Non-Ducted Indoor Units |  |  | 28400 | 21 | 10 | 30000 | 22800 | 76% | 1.84 | 12.5 | 12.5 |  |  |  | No | R-410A | 2.3667 | Residential & Commercial | Non-Ducted CEE Tier 2
210154196 | Mini/Multi Split | GE Appliances | HMSV-A-CB-O | ASH436NCDD** |  | Non-Ducted Indoor Units |  |  | 33400 | 19 | 9.5 | 36000 | 26000 | 72.22% | 2 | 9.3 | 9.3 |  |  |  | No | R-410A | 2.7833 | Residential & Commercial | Non-Ducted CEE Tier 2
210154192 | Mini/Multi Split | GE Appliances | HMSV-A-CB-O | ASH324NCDD** |  | Non-Ducted Indoor Units |  |  | 22000 | 19.5 | 10.2 | 26000 | 19000 | 73.08% | 1.9 | 12 | 12 |  |  |  | No | R-410A | 1.8333 | Residential & Commercial | Non-Ducted CEE Tier 2
210154187 | Mini/Multi Split | GE Appliances | HMSV-A-CB-O | ASH220NCDD** |  | Non-Ducted Indoor Units |  |  | 18000 | 18 | 10.2 | 22000 | 18500 | 84.09% | 2 | 12 | 12 |  |  |  | No | R-410A | 1.5 | Residential & Commercial | Non-Ducted CEE Tier 2
210082195 | Mini/Multi Split | HAIER | HMSV-A-CB-O | 2U20EH2HD** |  | Non-Ducted Indoor Units |  |  | 18000 | 18 | 10.2 | 22000 | 18500 | 84.09% | 2 | 12 | 12 |  |  |  | No | R-410A | 1.5 | Residential & Commercial | Non-Ducted CEE Tier 2
210082198 | Mini/Multi Split | HAIER | HMSV-A-CB-O | 3U24EH2HD** |  | Non-Ducted Indoor Units |  |  | 22000 | 19.5 | 10.2 | 26000 | 19000 | 73.08% | 1.9 | 12 | 12 |  |  |  | No | R-410A | 1.8333 | Residential & Commercial | Non-Ducted CEE Tier 2
210082201 | Mini/Multi Split | HAIER | HMSV-A-CB-O | 4U36EH2HD** |  | Non-Ducted Indoor Units |  |  | 33400 | 19 | 9.5 | 36000 | 26000 | 72.22% | 2 | 9.3 | 9.3 |  |  |  | No | R-410A | 2.7833 | Residential & Commercial | Non-Ducted CEE Tier 2
216506195 | Mini/Multi Split | TCL | HRCU-A-CB-O | TSH09HEI2NAP0T24U |  | Mini-Splits(Non-Ducted) | TSH09IEI2NAO0T24U |  | 9000 | 25 | 10.5 | 9500 | 9500 | 100% | 1.8 | 0 | 14.5 |  |  |  | No | R-454B | 0.75 | Residential & Commercial | Non-Ducted CEE Tier 2
216506196 | Mini/Multi Split | TCL | HRCU-A-CB-O | TSH12HEI2NAP0T24U |  | Mini-Splits(Non-Ducted) | TSH12IEI2NAO0T24U |  | 12000 | 25 | 10.5 | 12000 | 12000 | 100% | 1.8 | 0 | 14 |  |  |  | No | R-454B | 1 | Residential & Commercial | Non-Ducted CEE Tier 2
216506198 | Mini/Multi Split | TCL | HRCU-A-CB-O | TSH18HEI2NAN5T24U |  | Mini-Splits(Non-Ducted) | TSH18IEI2NAN0T24U |  | 18000 | 23.5 | 10 | 18500 | 17800 | 96.22% | 1.8 | 0 | 12.5 |  |  |  | No | R-454B | 1.5 | Residential & Commercial | Non-Ducted CEE Tier 2
216506199 | Mini/Multi Split | TCL | HRCU-A-CB-O | TSH24HEI2NAN0T24U |  | Mini-Splits(Non-Ducted) | TSH24IEI2NAN0T24U |  | 24000 | 23 | 10 | 24000 | 22400 | 93.33% | 1.8 | 0 | 12 |  |  |  | No | R-454B | 2 | Residential & Commercial | Non-Ducted CEE Tier 2
216506200 | Mini/Multi Split | TCL | HRCU-A-CB-O | H09SUH25XGC |  | Mini-Splits(Non-Ducted) | H09SUH25XGE |  | 9000 | 25 | 10.5 | 9500 | 9500 | 100% | 1.8 | 0 | 14.5 |  |  |  | No | R-454B | 0.75 | Residential & Commercial | Non-Ducted CEE Tier 2
216506201 | Mini/Multi Split | TCL | HRCU-A-CB-O | H12SUH25XGC |  | Mini-Splits(Non-Ducted) | H12SUH25XGE |  | 12000 | 25 | 10.5 | 12000 | 12000 | 100% | 1.8 | 0 | 14 |  |  |  | No | R-454B | 1 | Residential & Commercial | Non-Ducted CEE Tier 2
216506202 | Mini/Multi Split | TCL | HRCU-A-CB-O | H18SUH23XGC |  | Mini-Splits(Non-Ducted) | H18SUH23XGE |  | 18000 | 23.5 | 10 | 18500 | 17800 | 96.22% | 1.8 | 0 | 12.5 |  |  |  | No | R-454B | 1.5 | Residential & Commercial | Non-Ducted CEE Tier 2
216506203 | Mini/Multi Split | TCL | HRCU-A-CB-O | H24SUH23XGC |  | Mini-Splits(Non-Ducted) | H24SUH23XGE |  | 24000 | 23 | 10 | 24000 | 22400 | 93.33% | 1.8 | 0 | 12 |  |  |  | No | R-454B | 2 | Residential & Commercial | Non-Ducted CEE Tier 2
216581329 | Mini/Multi Split | LENNOX | HRCU-A-CB-O | MMLD012S6S-1P |  | Mini-Splits(Non-Ducted) | MFMD012S6-1P |  | 10200 | 21 | 9.5 | 13000 | 10400 | 80% | 1.8 | 0 | 12.2 |  |  |  | No | R-32 | 0.85 | Residential & Commercial | Non-Ducted CEE Tier 2
216581330 | Mini/Multi Split | LENNOX | HRCU-A-CB-O | MMLD018S6S-1P |  | Mini-Splits(Non-Ducted) | MFMD018S6-1P |  | 16000 | 20 | 9.5 | 19000 | 18100 | 95.26% | 1.8 | 0 | 12.2 |  |  |  | No | R-32 | 1.3333 | Residential & Commercial | Non-Ducted CEE Tier 2
216605989 | Mini/Multi Split | MOOVAIR | HRCU-A-CB-O | MSHHA12C2AN1 |  | Mini-Splits(Non-Ducted) | MWHHA12C2AS1 |  | 12000 | 29.4 | 14.5 | 12000 | 13500 | 112.5% | 2 | 0 | 14.2 |  |  |  | No | R-454B | 1 | Residential & Commercial | Non-Ducted CEE Tier 2
216505503 | Mini/Multi Split | MOOVAIR | HRCU-A-CB-O | MSHEA15C2AN1 |  | Mini-Splits(Non-Ducted) | MWHEA15C2AN1* |  | 15000 | 23.5 | 9.9 | 15000 | 11500 | 76.67% | 1.8 | 0 | 11.7 |  |  |  | No | R-454B | 1.25 | Residential & Commercial | Non-Ducted CEE Tier 2
216505504 | Mini/Multi Split | MOOVAIR | HRCU-A-CB-O | MSHMA15C2AN1 |  | Mini-Splits(Non-Ducted) | MWHMA15C2AS1* |  | 15400 | 22.2 | 11.5 | 15400 | 17500 | 113.6% | 1.83 | 0 | 13.5 |  |  |  | No | R-454B | 1.2833 | Residential & Commercial | Non-Ducted CEE Tier 2
216505505 | Mini/Multi Split | MOOVAIR | HRCU-A-CB-O | MSHEA12C2AN1 |  | Mini-Splits(Non-Ducted) | GOHRA12C2AS1 |  | 12000 | 22.1 | 10 | 12000 | 8600 | 71.67% | 2.48 | 0 | 12.3 |  |  |  | No | R-454B | 1 | Residential & Commercial | Non-Ducted CEE Tier 2
216505506 | Mini/Multi Split | MOOVAIR | HRCU-A-CB-O | MSHMA12C2AN1 |  | Mini-Splits(Non-Ducted) | GOHRA12C2AS1 |  | 12000 | 23 | 10 | 12500 | 11500 | 92% | 2 | 0 | 13 |  |  |  | No | R-454B | 1 | Residential & Commercial | Non-Ducted CEE Tier 2
216505507 | Mini/Multi Split | ELIOS | HRCU-A-CB-O | ESHEA12C2AN1 |  | Mini-Splits(Non-Ducted) | GOHRA12C2AS1 |  | 12000 | 22.1 | 10 | 12000 | 8600 | 71.67% | 2.48 | 0 | 12.3 |  |  |  | No | R-454B | 1 | Residential & Commercial | Non-Ducted CEE Tier 2
216505487 | Mini/Multi Split | KADEN | HRCU-A-CB-O | KOB-HH-PSX36HP-2AAMA |  | Mini-Splits(Non-Ducted) | KIB-PSX36WM-2AAMA |  | 33000 | 19.5 | 10.5 | 36000 | 35000 | 97.22% | 1.98 | 0 | 12 |  |  |  | No | R-454B | 2.75 | Residential & Commercial | Non-Ducted CEE Tier 2
216498629 | Mini/Multi Split | MDV | HRCU-A-CB-O | MOX330-15HFN10-M1 |  | Mini-Splits(Non-Ducted) | MSEPB-15HRFN10-M1 |  | 15000 | 23.5 | 9.9 | 15000 | 11500 | 76.67% | 1.8 | 0 | 11.7 |  |  |  | No | R-454B | 1.25 | Residential & Commercial | Non-Ducted CEE Tier 2
216498632 | Mini/Multi Split | HISENSE | HRCU-A-CB-O | AOU-09U3T25U |  | Mini-Splits(Non-Ducted) | ACU-09U3T25U |  | 9000 | 20 | 9.5 | 9000 | 12000 | 133.3% | 1.8 | 0 | 12 |  |  |  | No | R-454B | 0.75 | Residential & Commercial | Non-Ducted CEE Tier 2
216498633 | Mini/Multi Split | HISENSE | HRCU-A-CB-O | AOU-12U3T25U |  | Mini-Splits(Non-Ducted) | ACU-12U3T25U |  | 12000 | 20 | 9.5 | 12000 | 12000 | 100% | 1.8 | 0 | 12 |  |  |  | No | R-454B | 1 | Residential & Commercial | Non-Ducted CEE Tier 2
216498634 | Mini/Multi Split | HISENSE | HRCU-A-CB-O | AOU-18U3T25U |  | Mini-Splits(Non-Ducted) | ACU-18U3T25U |  | 18000 | 20 | 10 | 18000 | 18000 | 100% | 2 | 0 | 12 |  |  |  | No | R-454B | 1.5 | Residential & Commercial | Non-Ducted CEE Tier 2
216498635 | Mini/Multi Split | HISENSE | HRCU-A-CB-O | AOU-24U3T25U |  | Mini-Splits(Non-Ducted) | ACU-24U3T25U |  | 24000 | 20 | 10.5 | 24000 | 24000 | 100% | 2 | 0 | 12 |  |  |  | No | R-454B | 2 | Residential & Commercial | Non-Ducted CEE Tier 2
216498637 | Mini/Multi Split | HISENSE | HRCU-A-CB-O | AOU-36U3T25U |  | Mini-Splits(Non-Ducted) | AC-36U3T25U |  | 36000 | 19.5 | 9.5 | 36000 | 36000 | 100% | 2 | 0 | 12 |  |  |  | No | R-454B | 3 | Residential & Commercial | Non-Ducted CEE Tier 2
216498639 | Mini/Multi Split | HISENSE | HRCU-A-CB-O | AOU-24U3T25U |  | Mini-Splits(Non-Ducted) | ADU-24U3T25U |  | 24000 | 19 | 9.5 | 24000 | 24000 | 100% | 2 | 0 | 11.7 |  |  |  | No | R-454B | 2 | Residential & Commercial | Non-Ducted CEE Tier 2
216498640 | Mini/Multi Split | OUELLET | HRCU-A-CB-O | OARX-H24A-O |  | Mini-Splits(Non-Ducted) | OARX-H24A-I |  | 22000 | 27 | 10 | 24000 | 24000 | 100% | 1.8 | 0 | 13.95 |  |  |  | No | R-32 | 1.8333 | Residential & Commercial | Non-Ducted CEE Tier 2
216498641 | Mini/Multi Split | OUELLET | HRCU-A-CB-O | OARX-H18A-O |  | Mini-Splits(Non-Ducted) | OARX-H18A-I |  | 18000 | 27.5 | 10 | 18600 | 18000 | 96.77% | 1.8 | 0 | 14.3 |  |  |  | No | R-32 | 1.5 | Residential & Commercial | Non-Ducted CEE Tier 2
216498642 | Mini/Multi Split | Perfect Aire | HRCU-A-CB-O | 4PAMSHQCO09 |  | Mini-Splits(Non-Ducted) | 4PAMSHQCW09 |  | 9000 | 23 | 10 | 9500 | 8700 | 91.58% | 1.9 | 0 | 14.05 |  |  |  | No | R-454B | 0.75 | Residential & Commercial | Non-Ducted CEE Tier 2
216498643 | Mini/Multi Split | Perfect Aire | HRCU-A-CB-O | 4PAMSHQCO12 |  | Mini-Splits(Non-Ducted) | 4PAMSHQCW12 |  | 12000 | 22 | 9.5 | 12000 | 9200 | 76.67% | 1.9 | 0 | 12.25 |  |  |  | No | R-454B | 1 | Residential & Commercial | Non-Ducted CEE Tier 2
216498644 | Mini/Multi Split | DENALI AIRE | HRCU-A-CB-O | 2DNMSHQCO9A |  | Mini-Splits(Non-Ducted) | 2DNMSHQCW9A |  | 9000 | 23 | 10 | 9500 | 8700 | 91.58% | 1.9 | 0 | 14.05 |  |  |  | No | R-454B | 0.75 | Residential & Commercial | Non-Ducted CEE Tier 2
216498645 | Mini/Multi Split | DENALI AIRE | HRCU-A-CB-O | 2DNMSHQCO12A |  | Mini-Splits(Non-Ducted) | 2DNMSHQCW12A |  | 12000 | 22 | 9.5 | 12000 | 9200 | 76.67% | 1.9 | 0 | 12.25 |  |  |  | No | R-454B | 1 | Residential & Commercial | Non-Ducted CEE Tier 2
216498646 | Mini/Multi Split | Perfect Aire | HRCU-A-CB-O | 4PAMSHQCO18 |  | Mini-Splits(Non-Ducted) | 4PAMSHQCW18 |  | 18000 | 21 | 10 | 18000 | 18000 | 100% | 1.9 | 0 | 12.95 |  |  |  | No | R-454B | 1.5 | Residential & Commercial | Non-Ducted CEE Tier 2
216498647 | Mini/Multi Split | Perfect Aire | HRCU-A-CB-O | 4PAMSHQCO24 |  | Mini-Splits(Non-Ducted) | 4PAMSHQCW24 |  | 24000 | 22.5 | 9.5 | 24000 | 19800 | 82.5% | 1.8 | 0 | 12.25 |  |  |  | No | R-454B | 2 | Residential & Commercial | Non-Ducted CEE Tier 2
216498648 | Mini/Multi Split | DENALI AIRE | HRCU-A-CB-O | 2DNMSHQCO18 |  | Mini-Splits(Non-Ducted) | 2DNMSHQCW18 |  | 18000 | 21 | 10 | 18000 | 18000 | 100% | 1.9 | 0 | 12.95 |  |  |  | No | R-454B | 1.5 | Residential & Commercial | Non-Ducted CEE Tier 2
216498649 | Mini/Multi Split | DENALI AIRE | HRCU-A-CB-O | 2DNMSHQCO24 |  | Mini-Splits(Non-Ducted) | 2DNMSHQCW24 |  | 24000 | 22.5 | 9.5 | 24000 | 19800 | 82.5% | 1.8 | 0 | 12.25 |  |  |  | No | R-454B | 2 | Residential & Commercial | Non-Ducted CEE Tier 2
212621377 | Mini/Multi Split | HISENSE | HRCU-A-CB-O | AUW-18U3SF |  | Mini-Splits(Non-Ducted) | AST-18UW3SBB**00 |  | 18000 | 22 | 9.6 | 19000 | 13300 | 70% | 2.3 | 0 | 13.1 |  |  |  | No | R-410A | 1.5 | Residential & Commercial | Non-Ducted CEE Tier 2
209864933 | Mini/Multi Split | CTMorley | HRCU-A-CB-O | MOU-A09H-2 |  | Mini-Splits(Non-Ducted) | MIU-A09CO-2 |  | 9000 | 24 | 12.4 | 10900 | 10500 | 96.33% | 1.8 | 13 | 13 |  |  |  | No | R-410A | 0.75 | Residential & Commercial | Non-Ducted CEE Tier 2
209864934 | Mini/Multi Split | CTMorley | HRCU-A-CB-O | MOU-A12H-2 |  | Mini-Splits(Non-Ducted) | MIU-A12CO-2 |  | 12000 | 23 | 10 | 12500 | 11000 | 88% | 1.8 | 13 | 13 |  |  |  | No | R-410A | 1 | Residential & Commercial | Non-Ducted CEE Tier 2
209864935 | Mini/Multi Split | CTMorley | HRCU-A-CB-O | MOU-A18H-2 |  | Mini-Splits(Non-Ducted) | MIU-A18CO-2 |  | 16700 | 19.8 | 11.2 | 20000 | 16700 | 83.5% | 1.93 | 12.5 | 12.5 |  |  |  | No | R-410A | 1.3917 | Residential & Commercial | Non-Ducted CEE Tier 2
216497938 | Mini/Multi Split | AC PRO | HRCU-A-CB-O | MHPC-H-009BSB |  | Mini-Splits(Non-Ducted) | MCON-H-009BBB |  | 9000 | 26 | 13.9 | 9000 | 8600 | 95.56% | 2.27 | 0 | 16.2 |  |  |  | No | R-454B | 0.75 | Residential & Commercial | Non-Ducted CEE Tier 2
216497939 | Mini/Multi Split | AC PRO | HRCU-A-CB-O | MHPC-H-012BSB |  | Mini-Splits(Non-Ducted) | MCON-O-012BBB |  | 12000 | 24.6 | 11 | 12000 | 8900 | 74.17% | 2.5 | 0 | 12.7 |  |  |  | No | R-454B | 1 | Residential & Commercial | Non-Ducted CEE Tier 2
216497940 | Mini/Multi Split | AC PRO | HRCU-A-CB-O | MHPC-H-018BSB |  | Mini-Splits(Non-Ducted) | MCON-H-016BBB |  | 16000 | 23.8 | 13.5 | 17000 | 13100 | 77.06% | 2.16 | 0 | 12.5 |  |  |  | No | R-454B | 1.3333 | Residential & Commercial | Non-Ducted CEE Tier 2
215415543 | Mini/Multi Split | GREE | HRCU-A-CB-O | GWH09AVDXE-D6DNA1A/O |  | Mini-Splits(Non-Ducted) | GKH(09)EB-D6DN***/I |  | 9100 | 24.5 | 9.5 | 10500 | 8500 | 80.95% | 1.84 | 0 | 15.5 |  |  |  | No | R-32 | 0.75833 | Residential & Commercial | Non-Ducted CEE Tier 2
215415544 | Mini/Multi Split | GREE | HRCU-A-CB-O | GWH09AVDXE-D6DNA1A/O |  | Mini-Splits(Non-Ducted) | GTH(09)CA-D6DN***/I |  | 9100 | 25.5 | 9.8 | 10500 | 10500 | 100% | 1.9 | 0 | 14.3 |  |  |  | No | R-32 | 0.75833 | Residential & Commercial | Non-Ducted CEE Tier 2
215415545 | Mini/Multi Split | GREE | HRCU-A-CB-O | GWH09AVDXE-D6DNA1A/O |  | Mini-Splits(Non-Ducted) | GKH(09)DA-D6DN***/I |  | 9100 | 22.5 | 9.5 | 10500 | 9000 | 85.71% | 1.75 | 0 | 13.65 |  |  |  | No | R-32 | 0.75833 | Residential & Commercial | Non-Ducted CEE Tier 2
215415546 | Mini/Multi Split | GREE | HRCU-A-CB-O | GWH09AVDXE-D6DNA1A/O |  | Mini-Splits(Non-Ducted) | GEH(09)AA-D6DN***/I |  | 9100 | 23.3 | 9.5 | 10500 | 10000 | 95.24% | 1.75 | 0 | 15.3 |  |  |  | No | R-32 | 0.75833 | Residential & Commercial | Non-Ducted CEE Tier 2
212615061 | Mini/Multi Split | YONAN | HRCU-A-CB-O | YS-09HRFN1-C5OU |  | Mini-Splits(Non-Ducted) | YS-09HRFN1-C5 |  | 9000 | 25.5 | 12.3 | 10000 | 7500 | 75% | 2.17 | 15 | 15 |  |  |  | No | R-410A | 0.75 | Residential & Commercial | Non-Ducted CEE Tier 2
212615065 | Mini/Multi Split | YONAN | HRCU-A-CB-O | YS-09HRFN1-E0OU |  | Mini-Splits(Non-Ducted) | YS-09HRFN1-E0 |  | 9000 | 28.5 | 18 | 12000 | 13700 | 114.2% | 1.85 | 16 | 16 |  |  |  | No | R-410A | 0.75 | Residential & Commercial | Non-Ducted CEE Tier 2
212615066 | Mini/Multi Split | YONAN | HRCU-A-CB-O | YS-12HRFN1-E0OU |  | Mini-Splits(Non-Ducted) | YS-12HRFN1-E0 |  | 12000 | 27 | 12 | 12000 | 13700 | 114.2% | 1.85 | 13.8 | 14 |  |  |  | No | R-410A | 1 | Residential & Commercial | Non-Ducted CEE Tier 2
215415529 | Mini/Multi Split | GREE | HRCU-A-CB-O | SAP12HP230V1R32AO |  | Mini-Splits(Non-Ducted) | FLR12HP230V1R32AH |  | 12000 | 23 | 9.5 | 12000 | 10200 | 85% | 1.9 | 0 | 13 |  |  |  | No | R-32 | 1 | Residential & Commercial | Non-Ducted CEE Tier 2
215415531 | Mini/Multi Split | GREE | HRCU-A-CB-O | SAP12HP230V1R32AO |  | Mini-Splits(Non-Ducted) | OWC12HP230V1R32AH |  | 12000 | 21.5 | 9.5 | 12000 | 10000 | 83.33% | 1.9 | 0 | 12.3 |  |  |  | No | R-32 | 1 | Residential & Commercial | Non-Ducted CEE Tier 2
212596839 | Mini/Multi Split | MOOVAIR | HRCU-A-CB-O | DMA12HOS25230E8 |  | Mini-Splits(Non-Ducted) | DUB12HIFU230X5A |  | 12000 | 25 | 11 | 12000 | 8400 | 70% | 2.38 | 13 | 13 |  |  |  | No | R-410A | 1 | Residential & Commercial | Non-Ducted CEE Tier 2
212596840 | Mini/Multi Split | MOOVAIR | HRCU-A-CB-O | DMA12HOS28230E8 |  | Mini-Splits(Non-Ducted) | DUB12HIFU230X5A |  | 12000 | 24.2 | 10.7 | 12000 | 11900 | 99.17% | 1.99 | 13.3 | 13.3 |  |  |  | No | R-410A | 1 | Residential & Commercial | Non-Ducted CEE Tier 2
212600486 | Mini/Multi Split | GREE | HRCU-A-CB-O | GWH24ATEXF-D3DNA1F/O |  | Mini-Splits(Non-Ducted) | GWH24AWEXF-D3DN***/I |  | 22000 | 24.5 | 10 | 24000 | 19000 | 79.17% | 1.8 | 0 | 12.25 |  |  |  | No | R-410A | 1.8333 | Residential & Commercial | Non-Ducted CEE Tier 2
213288941 | Mini/Multi Split | SAMSUNG | HRCU-A-CB-O | AR24CSDAEWKX |  | Mini-Splits(Non-Ducted) | AR24CSDADWKN |  | 21000 | 20 | 9.5 | 24400 | 24400 | 100% | 2 | 0 | 12.5 |  |  |  | No | R-410A | 1.75 | Residential & Commercial | Non-Ducted CEE Tier 2
213288942 | Mini/Multi Split | SAMSUNG | HRCU-A-CB-O | AR24CSDADWKX |  | Mini-Splits(Non-Ducted) | AR24CSDADWKN |  | 21000 | 20 | 9.5 | 24400 | 24400 | 100% | 2 | 0 | 12.5 |  |  |  | No | R-410A | 1.75 | Residential & Commercial | Non-Ducted CEE Tier 2
213288943 | Mini/Multi Split | SAMSUNG | HRCU-A-CB-O | AR18CSDAEWKX |  | Mini-Splits(Non-Ducted) | AR18CSDABWKN |  | 18000 | 21 | 9.7 | 20000 | 19000 | 95% | 2 | 0 | 13.15 |  |  |  | No | R-410A | 1.5 | Residential & Commercial | Non-Ducted CEE Tier 2
213288945 | Mini/Multi Split | SAMSUNG | HRCU-A-CB-O | AR18CSDADWKX |  | Mini-Splits(Non-Ducted) | AR18CSDABWKN |  | 18000 | 21 | 9.7 | 20000 | 19000 | 95% | 2 | 0 | 13.15 |  |  |  | No | R-410A | 1.5 | Residential & Commercial | Non-Ducted CEE Tier 2
212596834 | Mini/Multi Split | GREE | HRCU-A-CB-O | GWH24ATEXF-D3DNA1F/O |  | Mini-Splits(Non-Ducted) | GWH24ATEXF-D3DN***/I |  | 22000 | 24.5 | 10 | 24000 | 19000 | 79.17% | 1.8 | 0 | 12.25 |  |  |  | No | R-410A | 1.8333 | Residential & Commercial | Non-Ducted CEE Tier 2
209843058 | Mini/Multi Split | CTMorley | HRCU-A-CB-O | MOU-A12H-2 |  | Mini-Splits(Non-Ducted) | MIU-A12C-2 |  | 12000 | 22.3 | 10.2 | 12000 | 11300 | 94.17% | 1.89 | 12.7 | 12.7 |  |  |  | No | R-410A | 1 | Residential & Commercial | Non-Ducted CEE Tier 2
209843060 | Mini/Multi Split | CTMorley | HRCU-A-CB-O | MOU-A12H-2 |  | Mini-Splits(Non-Ducted) | MIU-A12F-2 |  | 12000 | 23.6 | 10 | 12000 | 12000 | 100% | 1.89 | 13 | 13 |  |  |  | No | R-410A | 1 | Residential & Commercial | Non-Ducted CEE Tier 2
209843061 | Mini/Multi Split | CTMorley | HRCU-A-CB-O | MOU-A18H-2 |  | Mini-Splits(Non-Ducted) | MIU-A18C-2 |  | 16000 | 20 | 9.5 | 17000 | 16000 | 94.12% | 1.75 | 12.5 | 12.5 |  |  |  | No | R-410A | 1.3333 | Residential & Commercial | Non-Ducted CEE Tier 2
209843063 | Mini/Multi Split | CTMorley | HRCU-A-CB-O | MOU-A18H-2 |  | Mini-Splits(Non-Ducted) | MIU-A18F-2 |  | 17000 | 20.5 | 9.8 | 18000 | 16800 | 93.33% | 1.86 | 12.5 | 12.5 |  |  |  | No | R-410A | 1.4167 | Residential & Commercial | Non-Ducted CEE Tier 2
209843064 | Mini/Multi Split | CTMorley | HRCU-A-CB-O | MOU-A24H-2 |  | Mini-Splits(Non-Ducted) | MIU-A24C-2 |  | 24000 | 20.5 | 11.5 | 25000 | 25800 | 103.2% | 2 | 11 | 11 |  |  |  | No | R-410A | 2 | Residential & Commercial | Non-Ducted CEE Tier 2
209843066 | Mini/Multi Split | CTMorley | HRCU-A-CB-O | MOU-A24H-2 |  | Mini-Splits(Non-Ducted) | MIU-A24F-2 |  | 24000 | 20.5 | 11 | 25000 | 25000 | 100% | 2.1 | 11.5 | 11.7 |  |  |  | No | R-410A | 2 | Residential & Commercial | Non-Ducted CEE Tier 2
209843072 | Mini/Multi Split | CTMorley | HRCU-A-CB-O | MOU-A48L-2 |  | Mini-Splits(Non-Ducted) | MIU-A48LF-2 |  | 48000 | 18.9 | 10 | 50000 | 35000 | 70% | 1.85 | 9.3 | 9.3 |  |  |  | No | R-410A | 4 | Residential & Commercial | Non-Ducted CEE Tier 2
209843075 | Mini/Multi Split | CTMorley | HRCU-A-CB-O | MOU-A36LH-2 |  | Mini-Splits(Non-Ducted) | MIU-A36LC-2 |  | 36000 | 19.4 | 10.5 | 40000 | 40000 | 100% | 1.85 | 9.5 | 9.5 |  |  |  | No | R-410A | 3 | Residential & Commercial | Non-Ducted CEE Tier 2
209843081 | Mini/Multi Split | CTMorley | HRCU-A-CB-O | MOU-A09H-2 |  | Mini-Splits(Non-Ducted) | MIU-A09C-2 |  | 9000 | 20.5 | 10.3 | 9800 | 10000 | 102% | 1.8 | 13 | 13 |  |  |  | No | R-410A | 0.75 | Residential & Commercial | Non-Ducted CEE Tier 2
209842998 | Mini/Multi Split | CLASSIC | HRCU-A-CB-O | MRSVHC24AS |  | Mini-Splits(Non-Ducted) | MC4VHC24S |  | 24000 | 21.5 | 9.7 | 25000 | 18500 | 74% | 2.2 | 12.5 | 12.5 |  |  |  | No | R-410A | 2 | Residential & Commercial | Non-Ducted CEE Tier 2
209843008 | Mini/Multi Split | CLASSIC | HRCU-A-CB-O | MRSVHC24AS |  | Mini-Splits(Non-Ducted) | MUVHC24S |  | 24000 | 21.2 | 10.3 | 24000 | 18200 | 75.83% | 2.2 | 12.5 | 12.5 |  |  |  | No | R-410A | 2 | Residential & Commercial | Non-Ducted CEE Tier 2
209843010 | Mini/Multi Split | CLASSIC | HRCU-A-CB-O | MRSVHC48AS |  | Mini-Splits(Non-Ducted) | MUVHC48S |  | 48000 | 18.9 | 10 | 50000 | 35000 | 70% | 1.85 | 9.3 | 9.3 |  |  |  | No | R-410A | 4 | Residential & Commercial | Non-Ducted CEE Tier 2
209843014 | Mini/Multi Split | TGM | HRCU-A-CB-O | MRSVHT24AS |  | Mini-Splits(Non-Ducted) | MC4VHT24S |  | 24000 | 21.5 | 9.7 | 25000 | 18500 | 74% | 2.2 | 12.5 | 12.5 |  |  |  | No | R-410A | 2 | Residential & Commercial | Non-Ducted CEE Tier 2
209843024 | Mini/Multi Split | TGM | HRCU-A-CB-O | MRSVHT24AS |  | Mini-Splits(Non-Ducted) | MUVHT24S |  | 24000 | 21.2 | 10.3 | 24000 | 18200 | 75.83% | 2.2 | 12.5 | 12.5 |  |  |  | No | R-410A | 2 | Residential & Commercial | Non-Ducted CEE Tier 2
209843026 | Mini/Multi Split | TGM | HRCU-A-CB-O | MRSVHT48AS |  | Mini-Splits(Non-Ducted) | MUVHT48S |  | 48000 | 18.9 | 10 | 50000 | 35000 | 70% | 1.85 | 9.3 | 9.3 |  |  |  | No | R-410A | 4 | Residential & Commercial | Non-Ducted CEE Tier 2
209847249 | Mini/Multi Split | KINGHOME | HRCU-A-CB-O | KW09HQ25SDO |  | Mini-Splits(Non-Ducted) | KW09HQ25SDI |  | 9100 | 25.5 | 10.2 | 10500 | 9100 | 86.67% | 1.86 | 14.7 | 14.7 |  |  |  | No | R-410A | 0.75833 | Residential & Commercial | Non-Ducted CEE Tier 2
209847250 | Mini/Multi Split | KINGHOME | HRCU-A-CB-O | KW09HQ25SAO |  | Mini-Splits(Non-Ducted) | KW09HQ25SAI |  | 9100 | 27 | 10 | 10000 | 9900 | 99% | 1.87 | 14.55 | 14.55 |  |  |  | No | R-410A | 0.75833 | Residential & Commercial | Non-Ducted CEE Tier 2
209862149 | Mini/Multi Split | KLIMAIRE | HRCU-A-CB-O | KSIE009-H221-O-2 |  | Mini-Splits(Non-Ducted) | KSIE009-H221-IW-2 |  | 9000 | 24 | 11.4 | 10000 | 7800 | 78% | 2.18 | 14 | 14 |  |  |  | No | R-410A | 0.75 | Residential & Commercial | Non-Ducted CEE Tier 2
209862151 | Mini/Multi Split | KLIMAIRE | HRCU-A-CB-O | KSIE018-H220-O-2 |  | Mini-Splits(Non-Ducted) | KSIE018-H220-IW-2 |  | 18000 | 23.7 | 10.3 | 18000 | 12600 | 70% | 2.39 | 13.5 | 13.5 |  |  |  | No | R-410A | 1.5 | Residential & Commercial | Non-Ducted CEE Tier 2
209862153 | Mini/Multi Split | KLIMAIRE | HRCU-A-CB-O | KSIH009-H225-O-2 |  | Mini-Splits(Non-Ducted) | KSIH009-H225-IW-2 |  | 9000 | 26.4 | 11.6 | 12000 | 11000 | 91.67% | 1.85 | 15.8 | 15.8 |  |  |  | No | R-410A | 0.75 | Residential & Commercial | Non-Ducted CEE Tier 2
209862154 | Mini/Multi Split | KLIMAIRE | HRCU-A-CB-O | KSIH012-H222-O-2 |  | Mini-Splits(Non-Ducted) | KSIH012-H222-IW-2 |  | 12000 | 23.1 | 10.5 | 12000 | 11000 | 91.67% | 1.88 | 13 | 13 |  |  |  | No | R-410A | 1 | Residential & Commercial | Non-Ducted CEE Tier 2
209862155 | Mini/Multi Split | KLIMAIRE | HRCU-A-CB-O | KSIH018-H220-O-2 |  | Mini-Splits(Non-Ducted) | KSIH018-H220-IW-2 |  | 18000 | 22 | 10.6 | 18000 | 17200 | 95.56% | 1.89 | 13 | 13 |  |  |  | No | R-410A | 1.5 | Residential & Commercial | Non-Ducted CEE Tier 2
209862156 | Mini/Multi Split | KLIMAIRE | HRCU-A-CB-O | KSIH024-H220-O-2 |  | Mini-Splits(Non-Ducted) | KSIH024-H220-IW-2 |  | 23000 | 22.3 | 10.3 | 26000 | 23000 | 88.46% | 1.8 | 12.5 | 12.5 |  |  |  | No | R-410A | 1.9167 | Residential & Commercial | Non-Ducted CEE Tier 2
209862157 | Mini/Multi Split | KLIMAIRE | HRCU-A-CB-O | KSIE009-H221-O-2 |  | Mini-Splits(Non-Ducted) | KTIR09-H2 |  | 9000 | 20 | 10 | 10000 | 7400 | 74% | 1.9 | 13 | 13 |  |  |  | No | R-410A | 0.75 | Residential & Commercial | Non-Ducted CEE Tier 2
209862165 | Mini/Multi Split | KLIMAIRE | HRCU-A-CB-O | KSIE024-H220-O-2 |  | Mini-Splits(Non-Ducted) | KUIR24-H2 |  | 24000 | 21.2 | 10.3 | 24000 | 18200 | 75.83% | 2.2 | 12.5 | 12.5 |  |  |  | No | R-410A | 2 | Residential & Commercial | Non-Ducted CEE Tier 2
209862166 | Mini/Multi Split | KLIMAIRE | HRCU-A-CB-O | KSIH009-H225-O-2 |  | Mini-Splits(Non-Ducted) | KTIR09-H2 |  | 9000 | 20.5 | 10.3 | 9800 | 10000 | 102% | 1.8 | 13 | 13 |  |  |  | No | R-410A | 0.75 | Residential & Commercial | Non-Ducted CEE Tier 2
209862167 | Mini/Multi Split | KLIMAIRE | HRCU-A-CB-O | KSIH012-H222-O-2 |  | Mini-Splits(Non-Ducted) | KTIR12-H2 |  | 12000 | 22.3 | 10.2 | 12000 | 11300 | 94.17% | 1.89 | 12.7 | 12.7 |  |  |  | No | R-410A | 1 | Residential & Commercial | Non-Ducted CEE Tier 2
209862168 | Mini/Multi Split | KLIMAIRE | HRCU-A-CB-O | KSIH018-H220-O-2 |  | Mini-Splits(Non-Ducted) | KTIR18-H2 |  | 16000 | 20 | 9.5 | 17000 | 16000 | 94.12% | 1.75 | 12.5 | 12.5 |  |  |  | No | R-410A | 1.3333 | Residential & Commercial | Non-Ducted CEE Tier 2
209862173 | Mini/Multi Split | KLIMAIRE | HRCU-A-CB-O | KSIH018-H220-O-2 |  | Mini-Splits(Non-Ducted) | KUIR18-H2 |  | 17000 | 20.5 | 9.8 | 18000 | 16800 | 93.33% | 1.86 | 12.5 | 12.5 |  |  |  | No | R-410A | 1.4167 | Residential & Commercial | Non-Ducted CEE Tier 2
209862174 | Mini/Multi Split | KLIMAIRE | HRCU-A-CB-O | KSIH024-H220-O-2 |  | Mini-Splits(Non-Ducted) | KUIR24-H2 |  | 24000 | 20.5 | 11 | 25000 | 25000 | 100% | 2.1 | 11.5 | 11.7 |  |  |  | No | R-410A | 2 | Residential & Commercial | Non-Ducted CEE Tier 2
209862179 | Mini/Multi Split | KLIMAIRE | HRCU-A-CB-O | KSIR048-H218-2 |  | Mini-Splits(Non-Ducted) | KFUF048-H2G1 |  | 48000 | 18.9 | 10 | 50000 | 35000 | 70% | 1.85 | 9.3 | 9.3 |  |  |  | No | R-410A | 4 | Residential & Commercial | Non-Ducted CEE Tier 2
209550307 | Mini/Multi Split | BLUERIDGE | HRCU-A-CB-O | BMY6HH27C |  | Mini-Splits(Non-Ducted) | BMM6CC2 |  | 6500 | 22 | 10.8 | 7100 | 8000 | 112.7% | 2 | 14.5 | 14.5 |  |  |  | No | R-410A | 0.54167 | Residential & Commercial | Non-Ducted CEE Tier 2
209550308 | Mini/Multi Split | BLUERIDGE | HRCU-A-CB-O | BMY9HH28C |  | Mini-Splits(Non-Ducted) | BMM9CC2 |  | 9000 | 24 | 12.4 | 10900 | 10500 | 96.33% | 1.8 | 13 | 13 |  |  |  | No | R-410A | 0.75 | Residential & Commercial | Non-Ducted CEE Tier 2
209550309 | Mini/Multi Split | BLUERIDGE | HRCU-A-CB-O | BMY12HH26C |  | Mini-Splits(Non-Ducted) | BMM12CC2 |  | 12000 | 23 | 10 | 12500 | 11000 | 88% | 1.8 | 13 | 13 |  |  |  | No | R-410A | 1 | Residential & Commercial | Non-Ducted CEE Tier 2
209550310 | Mini/Multi Split | BLUERIDGE | HRCU-A-CB-O | BMY18HH22C |  | Mini-Splits(Non-Ducted) | BMM18CC2 |  | 16700 | 19.8 | 11.2 | 20000 | 16700 | 83.5% | 1.93 | 12.5 | 12.5 |  |  |  | No | R-410A | 1.3917 | Residential & Commercial | Non-Ducted CEE Tier 2
209550311 | Mini/Multi Split | BLUERIDGE | HRCU-A-CB-O | BMY12HH26C |  | Mini-Splits(Non-Ducted) | BMM12LW |  | 12000 | 24.2 | 10.7 | 12000 | 11900 | 99.17% | 1.99 | 13.3 | 13.3 |  |  |  | No | R-410A | 1 | Residential & Commercial | Non-Ducted CEE Tier 2
209550322 | Mini/Multi Split | GREE | HRCU-A-CB-O | GWH09AGCXD-D3DNA1A/O |  | Mini-Splits(Non-Ducted) | GTH(09)CA-D3DN***/I |  | 9100 | 19 | 9.5 | 10500 | 10000 | 95.24% | 1.85 | 13 | 13 |  |  |  | No | R-410A | 0.75833 | Residential & Commercial | Non-Ducted CEE Tier 2
209550324 | Mini/Multi Split | TGM | HRCU-A-CB-O | MRAPT12AS |  | Mini-Splits(Non-Ducted) | MWAPT12S |  | 12000 | 25.5 | 10.4 | 12000 | 12000 | 100% | 1.8 | 14 | 14 |  |  |  | No | R-410A | 1 | Residential & Commercial | Non-Ducted CEE Tier 2
209694745 | Mini/Multi Split | CTMorley | HRCU-A-CB-O | MOU-A09H-2 |  | Mini-Splits(Non-Ducted) | MIU-A09W-2 |  | 9000 | 26.4 | 11.6 | 12000 | 11000 | 91.67% | 1.85 | 15.8 | 15.8 |  |  |  | No | R-410A | 0.75 | Residential & Commercial | Non-Ducted CEE Tier 2
209694746 | Mini/Multi Split | CTMorley | HRCU-A-CB-O | MOU-A12H-2 |  | Mini-Splits(Non-Ducted) | MIU-A12W-2 |  | 12000 | 23.1 | 10.5 | 12000 | 11000 | 91.67% | 1.88 | 13 | 13 |  |  |  | No | R-410A | 1 | Residential & Commercial | Non-Ducted CEE Tier 2
209694747 | Mini/Multi Split | CTMorley | HRCU-A-CB-O | MOU-A18H-2 |  | Mini-Splits(Non-Ducted) | MIU-A18W-2 |  | 18000 | 22 | 10.6 | 18000 | 17200 | 95.56% | 1.89 | 13 | 13 |  |  |  | No | R-410A | 1.5 | Residential & Commercial | Non-Ducted CEE Tier 2
209694748 | Mini/Multi Split | CTMorley | HRCU-A-CB-O | MOU-A24H-2 |  | Mini-Splits(Non-Ducted) | MIU-A24W-2 |  | 23000 | 22.3 | 10.3 | 26000 | 23000 | 88.46% | 1.8 | 12.5 | 12.5 |  |  |  | No | R-410A | 1.9167 | Residential & Commercial | Non-Ducted CEE Tier 2
209748099 | Mini/Multi Split | AC PRO.COM | HRCU-A-CB-O | AOX230-09HFN1-MW5W |  | Mini-Splits(Non-Ducted) | ACCA3U-09HRFN1-M |  | 9000 | 20 | 10 | 10000 | 7400 | 74% | 1.9 | 13 | 13 |  |  |  | No | R-410A | 0.75 | Residential & Commercial | Non-Ducted CEE Tier 2
209748102 | Mini/Multi Split | AC PRO.COM | HRCU-A-CB-O | AOD32-24HFN1-MT0W |  | Mini-Splits(Non-Ducted) | ACD1-24HRFN1-MT0W |  | 24000 | 21.5 | 9.7 | 25000 | 18500 | 74% | 2.2 | 12.5 | 12.5 |  |  |  | No | R-410A | 2 | Residential & Commercial | Non-Ducted CEE Tier 2
209748106 | Mini/Multi Split | AC PRO.COM | HRCU-A-CB-O | AOX230-12HFN1-MV5W |  | Mini-Splits(Non-Ducted) | AFAU-12HRFN1-M(C) |  | 12000 | 22.7 | 10.2 | 12000 | 8400 | 70% | 2.26 | 13 | 13 |  |  |  | No | R-410A | 1 | Residential & Commercial | Non-Ducted CEE Tier 2
209748108 | Mini/Multi Split | AC PRO.COM | HRCU-A-CB-O | AOD32-24HFN1-MT0W |  | Mini-Splits(Non-Ducted) | AUEU-24HRFN1-M(C) |  | 24000 | 21.2 | 10.3 | 24000 | 18200 | 75.83% | 2.2 | 12.5 | 12.5 |  |  |  | No | R-410A | 2 | Residential & Commercial | Non-Ducted CEE Tier 2
209832199 | Mini/Multi Split | Mitsubishi Electric | HRCU-A-CB-O | MUZ-FS06NA*** |  | Mini-Splits(Non-Ducted) | MSZ-FS06NA*** |  | 6000 | 32.2 | 11.9 | 8700 | 10500 | 120.7% | 2.46 | 19.05 | 19.05 |  |  |  | No | R-410A | 0.5 | Residential & Commercial | Non-Ducted CEE Tier 2
209832203 | Mini/Multi Split | Mitsubishi Electric | HRCU-A-CB-O | MUZ-FS12NA*** |  | Mini-Splits(Non-Ducted) | MSZ-FS12NA*** |  | 12000 | 26.3 | 11.1 | 12300 | 14700 | 119.5% | 2.3 | 13.8 | 13.8 |  |  |  | No | R-410A | 1 | Residential & Commercial | Non-Ducted CEE Tier 2
209832204 | Mini/Multi Split | Mitsubishi Electric | HRCU-A-CB-O | MUZ-FS12NAH*** |  | Mini-Splits(Non-Ducted) | MSZ-FS12NA*** |  | 12000 | 26.3 | 10.4 | 12300 | 14700 | 119.5% | 2.3 | 13.8 | 13.8 |  |  |  | No | R-410A | 1 | Residential & Commercial | Non-Ducted CEE Tier 2
209832208 | Mini/Multi Split | Mitsubishi Electric | HRCU-A-CB-O | MUZ-FS18NAH*** |  | Mini-Splits(Non-Ducted) | MSZ-FS18NA*** |  | 17200 | 21 | 10.3 | 19000 | 22400 | 117.9% | 2 | 12.5 | 12.5 |  |  |  | No | R-410A | 1.4333 | Residential & Commercial | Non-Ducted CEE Tier 2
209832258 | Mini/Multi Split | Trane / Mitsubishi Electric | HRCU-A-CB-O | NTXSPH06B112A* |  | Mini-Splits(Non-Ducted) | NTXWPH06B112A* |  | 6000 | 32.2 | 11.9 | 8700 | 10500 | 120.7% | 2.46 | 19.05 | 19.05 |  |  |  | No | R-410A | 0.5 | Residential & Commercial | Non-Ducted CEE Tier 2
209832259 | Mini/Multi Split | Trane / Mitsubishi Electric | HRCU-A-CB-O | NTXSPH09B112A* |  | Mini-Splits(Non-Ducted) | NTXWPH09B112A* |  | 9000 | 29.8 | 10.9 | 9600 | 11300 | 117.7% | 2.4 | 16.05 | 16.05 |  |  |  | No | R-410A | 0.75 | Residential & Commercial | Non-Ducted CEE Tier 2
209832260 | Mini/Multi Split | Trane / Mitsubishi Electric | HRCU-A-CB-O | NTXSPH12B112A* |  | Mini-Splits(Non-Ducted) | NTXWPH12B112A* |  | 12000 | 26.3 | 11.1 | 12300 | 14700 | 119.5% | 2.3 | 13.8 | 13.8 |  |  |  | No | R-410A | 1 | Residential & Commercial | Non-Ducted CEE Tier 2
209832261 | Mini/Multi Split | Trane / Mitsubishi Electric | HRCU-A-CB-O | NTXSPH15B112A* |  | Mini-Splits(Non-Ducted) | NTXWPH15B112A* |  | 14000 | 22.3 | 10.4 | 16000 | 19400 | 121.2% | 2 | 14 | 14 |  |  |  | No | R-410A | 1.1667 | Residential & Commercial | Non-Ducted CEE Tier 2
209832262 | Mini/Multi Split | Trane / Mitsubishi Electric | HRCU-A-CB-O | NTXSPH18B112A* |  | Mini-Splits(Non-Ducted) | NTXWPH18B112A* |  | 17200 | 21 | 10.7 | 19000 | 22400 | 117.9% | 2 | 12.5 | 12.5 |  |  |  | No | R-410A | 1.4333 | Residential & Commercial | Non-Ducted CEE Tier 2
209832979 | Mini/Multi Split | American Standard / Mitsubishi Electric | HRCU-A-CB-O | MUZ-FS06NA*** |  | Mini-Splits(Non-Ducted) | NAXWPH06B112A* |  | 6000 | 32.2 | 11.9 | 8700 | 10500 | 120.7% | 2.46 | 19.05 | 19.05 |  |  |  | No | R-410A | 0.5 | Residential & Commercial | Non-Ducted CEE Tier 2
209832980 | Mini/Multi Split | Trane / Mitsubishi Electric | HRCU-A-CB-O | MUZ-FS06NA*** |  | Mini-Splits(Non-Ducted) | NTXWPH06B112A* |  | 6000 | 32.2 | 11.9 | 8700 | 10500 | 120.7% | 2.46 | 19.05 | 19.05 |  |  |  | No | R-410A | 0.5 | Residential & Commercial | Non-Ducted CEE Tier 2
209832981 | Mini/Multi Split | Trane / Mitsubishi Electric | HRCU-A-CB-O | NTXSPH06B112A* |  | Mini-Splits(Non-Ducted) | MSZ-FS06NA*** |  | 6000 | 32.2 | 11.9 | 8700 | 10500 | 120.7% | 2.46 | 19.05 | 19.05 |  |  |  | No | R-410A | 0.5 | Residential & Commercial | Non-Ducted CEE Tier 2
209832982 | Mini/Multi Split | Trane / Mitsubishi Electric | HRCU-A-CB-O | NTXSPH06B112A* |  | Mini-Splits(Non-Ducted) | NAXWPH06B112A* |  | 6000 | 32.2 | 11.9 | 8700 | 10500 | 120.7% | 2.46 | 19.05 | 19.05 |  |  |  | No | R-410A | 0.5 | Residential & Commercial | Non-Ducted CEE Tier 2
209832983 | Mini/Multi Split | Trane / Mitsubishi Electric | HRCU-A-CB-O | NTXSPB06B112A* |  | Mini-Splits(Non-Ducted) | MSZ-FS06NA*** |  | 6000 | 32.2 | 10.9 | 8700 | 10500 | 120.7% | 2.46 | 19 | 19.05 |  |  |  | No | R-410A | 0.5 | Residential & Commercial | Non-Ducted CEE Tier 2
209832984 | Mini/Multi Split | American Standard / Mitsubishi Electric | HRCU-A-CB-O | MUZ-FS09NA*** |  | Mini-Splits(Non-Ducted) | NAXWPH09B112A* |  | 9000 | 29.8 | 10.9 | 9600 | 11300 | 117.7% | 2.4 | 16.05 | 16.05 |  |  |  | No | R-410A | 0.75 | Residential & Commercial | Non-Ducted CEE Tier 2
209832985 | Mini/Multi Split | Trane / Mitsubishi Electric | HRCU-A-CB-O | MUZ-FS09NA*** |  | Mini-Splits(Non-Ducted) | NTXWPH09B112A* |  | 9000 | 29.8 | 10.9 | 9600 | 11300 | 117.7% | 2.4 | 16.05 | 16.05 |  |  |  | No | R-410A | 0.75 | Residential & Commercial | Non-Ducted CEE Tier 2
209832986 | Mini/Multi Split | Trane / Mitsubishi Electric | HRCU-A-CB-O | NTXSPH09B112A* |  | Mini-Splits(Non-Ducted) | MSZ-FS09NA*** |  | 9000 | 29.8 | 10.9 | 9600 | 11300 | 117.7% | 2.4 | 16.05 | 16.05 |  |  |  | No | R-410A | 0.75 | Residential & Commercial | Non-Ducted CEE Tier 2
209832987 | Mini/Multi Split | Trane / Mitsubishi Electric | HRCU-A-CB-O | NTXSPH09B112A* |  | Mini-Splits(Non-Ducted) | NAXWPH09B112A* |  | 9000 | 29.8 | 10.9 | 9600 | 11300 | 117.7% | 2.4 | 16.05 | 16.05 |  |  |  | No | R-410A | 0.75 | Residential & Commercial | Non-Ducted CEE Tier 2
209832988 | Mini/Multi Split | Trane / Mitsubishi Electric | HRCU-A-CB-O | NTXSPB09B112A* |  | Mini-Splits(Non-Ducted) | MSZ-FS09NA*** |  | 9000 | 29.8 | 10 | 9600 | 11300 | 117.7% | 2.4 | 16.1 | 16.05 |  |  |  | No | R-410A | 0.75 | Residential & Commercial | Non-Ducted CEE Tier 2
209832989 | Mini/Multi Split | American Standard / Mitsubishi Electric | HRCU-A-CB-O | MUZ-FS12NA*** |  | Mini-Splits(Non-Ducted) | NAXWPH12B112A* |  | 12000 | 26.3 | 11.1 | 12300 | 14700 | 119.5% | 2.3 | 13.8 | 13.8 |  |  |  | No | R-410A | 1 | Residential & Commercial | Non-Ducted CEE Tier 2
209832990 | Mini/Multi Split | Trane / Mitsubishi Electric | HRCU-A-CB-O | MUZ-FS12NA*** |  | Mini-Splits(Non-Ducted) | NTXWPH12B112A* |  | 12000 | 26.3 | 11.1 | 12300 | 14700 | 119.5% | 2.3 | 13.8 | 13.8 |  |  |  | No | R-410A | 1 | Residential & Commercial | Non-Ducted CEE Tier 2
209832991 | Mini/Multi Split | Trane / Mitsubishi Electric | HRCU-A-CB-O | NTXSPH12B112A* |  | Mini-Splits(Non-Ducted) | MSZ-FS12NA*** |  | 12000 | 26.3 | 11.1 | 12300 | 14700 | 119.5% | 2.3 | 13.8 | 13.8 |  |  |  | No | R-410A | 1 | Residential & Commercial | Non-Ducted CEE Tier 2
209832992 | Mini/Multi Split | Trane / Mitsubishi Electric | HRCU-A-CB-O | NTXSPH12B112A* |  | Mini-Splits(Non-Ducted) | NAXWPH12B112A* |  | 12000 | 26.3 | 11.1 | 12300 | 14700 | 119.5% | 2.3 | 13.8 | 13.8 |  |  |  | No | R-410A | 1 | Residential & Commercial | Non-Ducted CEE Tier 2
209832993 | Mini/Multi Split | Trane / Mitsubishi Electric | HRCU-A-CB-O | NTXSPB12B112A* |  | Mini-Splits(Non-Ducted) | MSZ-FS12NA*** |  | 12000 | 26.3 | 10.4 | 12300 | 14700 | 119.5% | 2.3 | 13.8 | 13.8 |  |  |  | No | R-410A | 1 | Residential & Commercial | Non-Ducted CEE Tier 2
209832994 | Mini/Multi Split | American Standard / Mitsubishi Electric | HRCU-A-CB-O | MUZ-FS15NA*** |  | Mini-Splits(Non-Ducted) | NAXWPH15B112A* |  | 14000 | 22.3 | 10.4 | 16000 | 19400 | 121.2% | 2 | 14 | 14 |  |  |  | No | R-410A | 1.1667 | Residential & Commercial | Non-Ducted CEE Tier 2
209832995 | Mini/Multi Split | Trane / Mitsubishi Electric | HRCU-A-CB-O | MUZ-FS15NA*** |  | Mini-Splits(Non-Ducted) | NTXWPH15B112A* |  | 14000 | 22.3 | 10.4 | 16000 | 19400 | 121.2% | 2 | 14 | 14 |  |  |  | No | R-410A | 1.1667 | Residential & Commercial | Non-Ducted CEE Tier 2
209832996 | Mini/Multi Split | Trane / Mitsubishi Electric | HRCU-A-CB-O | NTXSPH15B112A* |  | Mini-Splits(Non-Ducted) | MSZ-FS15NA*** |  | 14000 | 22.3 | 10.4 | 16000 | 19400 | 121.2% | 2 | 14 | 14 |  |  |  | No | R-410A | 1.1667 | Residential & Commercial | Non-Ducted CEE Tier 2
209832997 | Mini/Multi Split | Trane / Mitsubishi Electric | HRCU-A-CB-O | NTXSPH15B112A* |  | Mini-Splits(Non-Ducted) | NAXWPH15B112A* |  | 14000 | 22.3 | 10.4 | 16000 | 19400 | 121.2% | 2 | 14 | 14 |  |  |  | No | R-410A | 1.1667 | Residential & Commercial | Non-Ducted CEE Tier 2
209832998 | Mini/Multi Split | Trane / Mitsubishi Electric | HRCU-A-CB-O | NTXSPB15B112A* |  | Mini-Splits(Non-Ducted) | MSZ-FS15NA*** |  | 14000 | 22.3 | 9.9 | 16000 | 19400 | 121.2% | 2 | 14 | 14 |  |  |  | No | R-410A | 1.1667 | Residential & Commercial | Non-Ducted CEE Tier 2
209832999 | Mini/Multi Split | American Standard / Mitsubishi Electric | HRCU-A-CB-O | MUZ-FS18NA*** |  | Mini-Splits(Non-Ducted) | NAXWPH18B112A* |  | 17200 | 21 | 10.7 | 19000 | 22400 | 117.9% | 2 | 12.5 | 12.5 |  |  |  | No | R-410A | 1.4333 | Residential & Commercial | Non-Ducted CEE Tier 2
209833000 | Mini/Multi Split | Trane / Mitsubishi Electric | HRCU-A-CB-O | MUZ-FS18NA*** |  | Mini-Splits(Non-Ducted) | NTXWPH18B112A* |  | 17200 | 21 | 10.7 | 19000 | 22400 | 117.9% | 2 | 12.5 | 12.5 |  |  |  | No | R-410A | 1.4333 | Residential & Commercial | Non-Ducted CEE Tier 2
209833001 | Mini/Multi Split | Trane / Mitsubishi Electric | HRCU-A-CB-O | NTXSPH18B112A* |  | Mini-Splits(Non-Ducted) | MSZ-FS18NA*** |  | 17200 | 21 | 10.7 | 19000 | 22400 | 117.9% | 2 | 12.5 | 12.5 |  |  |  | No | R-410A | 1.4333 | Residential & Commercial | Non-Ducted CEE Tier 2
209833002 | Mini/Multi Split | Trane / Mitsubishi Electric | HRCU-A-CB-O | NTXSPH18B112A* |  | Mini-Splits(Non-Ducted) | NAXWPH18B112A* |  | 17200 | 21 | 10.7 | 19000 | 22400 | 117.9% | 2 | 12.5 | 12.5 |  |  |  | No | R-410A | 1.4333 | Residential & Commercial | Non-Ducted CEE Tier 2
209833003 | Mini/Multi Split | Trane / Mitsubishi Electric | HRCU-A-CB-O | NTXSPB18B112A* |  | Mini-Splits(Non-Ducted) | MSZ-FS18NA*** |  | 17200 | 21 | 10.3 | 19000 | 22400 | 117.9% | 2 | 12.5 | 12.5 |  |  |  | No | R-410A | 1.4333 | Residential & Commercial | Non-Ducted CEE Tier 2
209549002 | Mini/Multi Split | THERMOCORE SYSTEMS | HRCU-A-CB-O | T424S-H209-C |  | Mini-Splits(Non-Ducted) | T424S-H209-E |  | 9000 | 24 | 11.4 | 10000 | 7800 | 78% | 2.18 | 14 | 14 |  |  |  | No | R-410A | 0.75 | Residential & Commercial | Non-Ducted CEE Tier 2
209549004 | Mini/Multi Split | THERMOCORE SYSTEMS | HRCU-A-CB-O | T424S-H218-C |  | Mini-Splits(Non-Ducted) | T424S-H218-E |  | 18000 | 23.7 | 10.3 | 18000 | 12600 | 70% | 2.39 | 13.5 | 13.5 |  |  |  | No | R-410A | 1.5 | Residential & Commercial | Non-Ducted CEE Tier 2
209549006 | Mini/Multi Split | THERMOCORE SYSTEMS | HRCU-A-CB-O | T5HH27S-H206-C |  | Mini-Splits(Non-Ducted) | T5HH27S-H206-E |  | 6000 | 26.5 | 13.6 | 7000 | 7500 | 107.1% | 2.1 | 15.8 | 15.8 |  |  |  | No | R-410A | 0.5 | Residential & Commercial | Non-Ducted CEE Tier 2
209549007 | Mini/Multi Split | THERMOCORE SYSTEMS | HRCU-A-CB-O | T5HH28S-H209-C |  | Mini-Splits(Non-Ducted) | T5HH28S-H209-E |  | 9000 | 28.1 | 11.5 | 12000 | 10600 | 88.33% | 2 | 16.2 | 16.2 |  |  |  | No | R-410A | 0.75 | Residential & Commercial | Non-Ducted CEE Tier 2
209549008 | Mini/Multi Split | THERMOCORE SYSTEMS | HRCU-A-CB-O | T5HH26S-H212-C |  | Mini-Splits(Non-Ducted) | T5HH26S-H212-E |  | 12000 | 25.5 | 10.4 | 12000 | 12000 | 100% | 1.8 | 14 | 14 |  |  |  | No | R-410A | 1 | Residential & Commercial | Non-Ducted CEE Tier 2
209549009 | Mini/Multi Split | THERMOCORE SYSTEMS | HRCU-A-CB-O | T5HH22S-H218-C |  | Mini-Splits(Non-Ducted) | T5HH22S-H218-E |  | 18000 | 21.5 | 11.3 | 18000 | 18000 | 100% | 1.8 | 12.5 | 12.5 |  |  |  | No | R-410A | 1.5 | Residential & Commercial | Non-Ducted CEE Tier 2
209549010 | Mini/Multi Split | THERMOCORE SYSTEMS | HRCU-A-CB-O | T5HH22S-H224-C |  | Mini-Splits(Non-Ducted) | T5HH22S-H224-E |  | 24000 | 21.5 | 11.4 | 29000 | 25000 | 86.21% | 2.21 | 13 | 13 |  |  |  | No | R-410A | 2 | Residential & Commercial | Non-Ducted CEE Tier 2
209549011 | Mini/Multi Split | THERMOCORE SYSTEMS | HRCU-A-CB-O | T5HH27S-H209-C |  | Mini-Splits(Non-Ducted) | T3-OS209-EC |  | 9000 | 20 | 10 | 10000 | 7400 | 74% | 1.9 | 13 | 13 |  |  |  | No | R-410A | 0.75 | Residential & Commercial | Non-Ducted CEE Tier 2
209549014 | Mini/Multi Split | THERMOCORE SYSTEMS | HRCU-A-CB-O | T5HH22S-H224-C |  | Mini-Splits(Non-Ducted) | T3-OS224-EC |  | 24000 | 21.5 | 9.7 | 25000 | 18500 | 74% | 2.2 | 12.5 | 12.5 |  |  |  | No | R-410A | 2 | Residential & Commercial | Non-Ducted CEE Tier 2
209549015 | Mini/Multi Split | THERMOCORE SYSTEMS | HRCU-A-CB-O | T5HH28S-H209-C |  | Mini-Splits(Non-Ducted) | T3-OS209-EC |  | 9000 | 20.5 | 10.3 | 9800 | 10000 | 102% | 1.8 | 13 | 13 |  |  |  | No | R-410A | 0.75 | Residential & Commercial | Non-Ducted CEE Tier 2
209549021 | Mini/Multi Split | THERMOCORE SYSTEMS | HRCU-A-CB-O | T5HH22S-H224-C |  | Mini-Splits(Non-Ducted) | T3-OS224-ESC |  | 24000 | 21.2 | 10.3 | 24000 | 18200 | 75.83% | 2.2 | 12.5 | 12.5 |  |  |  | No | R-410A | 2 | Residential & Commercial | Non-Ducted CEE Tier 2
209549023 | Mini/Multi Split | THERMOCORE SYSTEMS | HRCU-A-CB-O | T4C18S-H248-C |  | Mini-Splits(Non-Ducted) | T3C18S-H248-ED |  | 48000 | 18.9 | 10 | 50000 | 35000 | 70% | 1.85 | 9.3 | 9.3 |  |  |  | No | R-410A | 4 | Residential & Commercial | Non-Ducted CEE Tier 2
209423516 | Mini/Multi Split | SHARP | HRCU-A-CB-O | AE-X12ZHU |  | Mini-Splits(Non-Ducted) | AY-XP12ZHU |  | 12000 | 25 | 11 | 16000 | 16000 | 100% | 2.1 | 0 | 16 |  |  |  | No | R-32 | 1 | Residential & Commercial | Non-Ducted CEE Tier 2
209423517 | Mini/Multi Split | SHARP | HRCU-A-CB-O | AE-X15ZU |  | Mini-Splits(Non-Ducted) | AY-XPC15ZU |  | 14000 | 24 | 11 | 18000 | 15300 | 85% | 2.1 | 0 | 14 |  |  |  | No | R-32 | 1.1667 | Residential & Commercial | Non-Ducted CEE Tier 2
209424784 | Mini/Multi Split | SHARP | HRCU-A-CB-O | AE-X18ZHU |  | Mini-Splits(Non-Ducted) | AY-XP18ZHU |  | 18000 | 25 | 11.5 | 21600 | 19500 | 90.28% | 2.2 | 0 | 13 |  |  |  | No | R-32 | 1.5 | Residential & Commercial | Non-Ducted CEE Tier 2
209416880 | Mini/Multi Split | NOVAIR | HRCU-A-CB-O | LEA24SZ35SK-O |  | Mini-Splits(Non-Ducted) | LEA24UUSK-I |  | 23000 | 22.3 | 10.3 | 26000 | 23000 | 88.46% | 1.8 | 12.5 | 12.5 |  |  |  | No | R-410A | 1.9167 | Residential & Commercial | Non-Ducted CEE Tier 2
212521705 | Mini/Multi Split | DAIKIN | HRCU-A-CB-O | RXL09WMVJU* |  | Mini-Splits(Non-Ducted) | FTX09WMVJU* |  | 9000 | 19.5 | 10 | 10900 | 9600 | 88.07% | 1.8 | 0 | 11.5 |  |  |  | No | R-410A | 0.75 | Residential & Commercial | Non-Ducted CEE Tier 2
212521709 | Mini/Multi Split | DAIKIN | HRCU-A-CB-O | RXL09WMVJU* |  | Mini-Splits(Non-Ducted) | FVXS09WVJU* |  | 9000 | 19.5 | 9.7 | 10100 | 9800 | 97.03% | 1.8 | 0 | 11.5 |  |  |  | No | R-410A | 0.75 | Residential & Commercial | Non-Ducted CEE Tier 2
212524534 | Mini/Multi Split | TCL | HRCU-A-CB-O | TSH09HDI1NAN0T23 |  | Mini-Splits(Non-Ducted) | TSH09IDI1NAN0T23 |  | 9000 | 23.5 | 9.5 | 9000 | 6800 | 75.56% | 1.8 | 0 | 13.5 |  |  |  | No | R-32 | 0.75 | Residential & Commercial | Non-Ducted CEE Tier 2
212386867 | Mini/Multi Split | TURBRO | HRCU-A-CB-O | GL12K230-O |  | Mini-Splits(Non-Ducted) | GL12K230-I |  | 12000 | 23 | 9.5 | 12000 | 9100 | 75.83% | 1.8 | 13 | 13 |  |  |  | No | R-410A | 1 | Residential & Commercial | Non-Ducted CEE Tier 2
215413267 | Mini/Multi Split | KEEPRITE | HRCU-A-CB-O | D5CPRAH06AAK |  | Mini-Splits(Non-Ducted) | D5FPHAH06XAK |  | 6000 | 33.1 | 29 | 9000 | 13500 | 150% | 2 | 0 | 16.5 |  |  |  | No | R-454B | 0.5 | Residential & Commercial | Non-Ducted CEE Tier 2
215413268 | Mini/Multi Split | KEEPRITE | HRCU-A-CB-O | D5CPRAH09AAK |  | Mini-Splits(Non-Ducted) | D5FPHAH09XAK |  | 9000 | 31.5 | 21 | 12000 | 13500 | 112.5% | 2 | 0 | 16 |  |  |  | No | R-454B | 0.75 | Residential & Commercial | Non-Ducted CEE Tier 2
215413269 | Mini/Multi Split | KEEPRITE | HRCU-A-CB-O | D5CPRAH12AAK |  | Mini-Splits(Non-Ducted) | D5FPHAH12XAK |  | 12000 | 28 | 13.5 | 12000 | 13500 | 112.5% | 2 | 0 | 13.5 |  |  |  | No | R-454B | 1 | Residential & Commercial | Non-Ducted CEE Tier 2
215413270 | Mini/Multi Split | KEEPRITE | HRCU-A-CB-O | D5CPRAH18AA |  | Mini-Splits(Non-Ducted) | D5FPHAH18XAK |  | 18000 | 24.5 | 15.2 | 20000 | 22600 | 113% | 2.34 | 0 | 14 |  |  |  | No | R-454B | 1.5 | Residential & Commercial | Non-Ducted CEE Tier 2
209270275 | Mini/Multi Split | TEMPSTAR | HRCU-A-CB-O | DLCSRBH09AAK |  | Mini-Splits(Non-Ducted) | DLFCCAH09XAK |  | 9000 | 24 | 12.4 | 10900 | 10500 | 96.33% | 1.8 | 13 | 13 |  |  |  | No | R-410A | 0.75 | Residential & Commercial | Non-Ducted CEE Tier 2
209270276 | Mini/Multi Split | TEMPSTAR | HRCU-A-CB-O | DLCSRBH18AAK |  | Mini-Splits(Non-Ducted) | DLFCCAH18XAK |  | 16700 | 19.8 | 11.2 | 20000 | 16700 | 83.5% | 1.93 | 12.5 | 12.5 |  |  |  | No | R-410A | 1.3917 | Residential & Commercial | Non-Ducted CEE Tier 2
209270279 | Mini/Multi Split | SMART COMFORT | HRCU-A-CB-O | DLCSRBH09AAK |  | Mini-Splits(Non-Ducted) | DLFCCAH09XAK |  | 9000 | 24 | 12.4 | 10900 | 10500 | 96.33% | 1.8 | 13 | 13 |  |  |  | No | R-410A | 0.75 | Residential & Commercial | Non-Ducted CEE Tier 2
209270280 | Mini/Multi Split | SMART COMFORT | HRCU-A-CB-O | DLCSRBH18AAK |  | Mini-Splits(Non-Ducted) | DLFCCAH18XAK |  | 16700 | 19.8 | 11.2 | 20000 | 16700 | 83.5% | 1.93 | 12.5 | 12.5 |  |  |  | No | R-410A | 1.3917 | Residential & Commercial | Non-Ducted CEE Tier 2
209270283 | Mini/Multi Split | AIRQUEST | HRCU-A-CB-O | DLCSRBH09AAK |  | Mini-Splits(Non-Ducted) | DLFCCAH09XAK |  | 9000 | 24 | 12.4 | 10900 | 10500 | 96.33% | 1.8 | 13 | 13 |  |  |  | No | R-410A | 0.75 | Residential & Commercial | Non-Ducted CEE Tier 2
209270284 | Mini/Multi Split | AIRQUEST | HRCU-A-CB-O | DLCSRBH18AAK |  | Mini-Splits(Non-Ducted) | DLFCCAH18XAK |  | 16700 | 19.8 | 11.2 | 20000 | 16700 | 83.5% | 1.93 | 12.5 | 12.5 |  |  |  | No | R-410A | 1.3917 | Residential & Commercial | Non-Ducted CEE Tier 2
209270289 | Mini/Multi Split | CARRIER | HRCU-A-CB-O | 38MARBQ09AA3 |  | Mini-Splits(Non-Ducted) | 40MCCAQ09XA3 |  | 9000 | 24 | 12.4 | 10900 | 10500 | 96.33% | 1.8 | 13 | 13 |  |  |  | No | R-410A | 0.75 | Residential & Commercial | Non-Ducted CEE Tier 2
209270290 | Mini/Multi Split | CARRIER | HRCU-A-CB-O | 38MARBQ18AA3 |  | Mini-Splits(Non-Ducted) | 40MCCAQ18XA3 |  | 16700 | 19.8 | 11.2 | 20000 | 16700 | 83.5% | 1.93 | 12.5 | 12.5 |  |  |  | No | R-410A | 1.3917 | Residential & Commercial | Non-Ducted CEE Tier 2
209270293 | Mini/Multi Split | BRYANT | HRCU-A-CB-O | 38MARBQ09AA3 |  | Mini-Splits(Non-Ducted) | 40MCCAQ09XA3 |  | 9000 | 24 | 12.4 | 10900 | 10500 | 96.33% | 1.8 | 13 | 13 |  |  |  | No | R-410A | 0.75 | Residential & Commercial | Non-Ducted CEE Tier 2
209270294 | Mini/Multi Split | BRYANT | HRCU-A-CB-O | 38MARBQ18AA3 |  | Mini-Splits(Non-Ducted) | 40MCCAQ18XA3 |  | 16700 | 19.8 | 11.2 | 20000 | 16700 | 83.5% | 1.93 | 12.5 | 12.5 |  |  |  | No | R-410A | 1.3917 | Residential & Commercial | Non-Ducted CEE Tier 2
209270297 | Mini/Multi Split | PAYNE | HRCU-A-CB-O | 38MARBQ09AA3 |  | Mini-Splits(Non-Ducted) | 40MCCAQ09XA3 |  | 9000 | 24 | 12.4 | 10900 | 10500 | 96.33% | 1.8 | 13 | 13 |  |  |  | No | R-410A | 0.75 | Residential & Commercial | Non-Ducted CEE Tier 2
209270298 | Mini/Multi Split | PAYNE | HRCU-A-CB-O | 38MARBQ18AA3 |  | Mini-Splits(Non-Ducted) | 40MCCAQ18XA3 |  | 16700 | 19.8 | 11.2 | 20000 | 16700 | 83.5% | 1.93 | 12.5 | 12.5 |  |  |  | No | R-410A | 1.3917 | Residential & Commercial | Non-Ducted CEE Tier 2
209270301 | Mini/Multi Split | Weathermaker | HRCU-A-CB-O | 38MARBQ09AA3 |  | Mini-Splits(Non-Ducted) | 40MCCAQ09XA3 |  | 9000 | 24 | 12.4 | 10900 | 10500 | 96.33% | 1.8 | 13 | 13 |  |  |  | No | R-410A | 0.75 | Residential & Commercial | Non-Ducted CEE Tier 2
209270302 | Mini/Multi Split | Weathermaker | HRCU-A-CB-O | 38MARBQ18AA3 |  | Mini-Splits(Non-Ducted) | 40MCCAQ18XA3 |  | 16700 | 19.8 | 11.2 | 20000 | 16700 | 83.5% | 1.93 | 12.5 | 12.5 |  |  |  | No | R-410A | 1.3917 | Residential & Commercial | Non-Ducted CEE Tier 2
209270305 | Mini/Multi Split | MIDEA | HRCU-A-CB-O | 38MARBQ09AA3 |  | Mini-Splits(Non-Ducted) | 40MCCAQ09XA3 |  | 9000 | 24 | 12.4 | 10900 | 10500 | 96.33% | 1.8 | 13 | 13 |  |  |  | No | R-410A | 0.75 | Residential & Commercial | Non-Ducted CEE Tier 2
209270306 | Mini/Multi Split | MIDEA | HRCU-A-CB-O | 38MARBQ18AA3 |  | Mini-Splits(Non-Ducted) | 40MCCAQ18XA3 |  | 16700 | 19.8 | 11.2 | 20000 | 16700 | 83.5% | 1.93 | 12.5 | 12.5 |  |  |  | No | R-410A | 1.3917 | Residential & Commercial | Non-Ducted CEE Tier 2
213199198 | Mini/Multi Split | MDV | HRCU-A-CB-O | MOX230-09HFN1-MW5W-L |  | Mini-Splits(Non-Ducted) | MSEPB-06HRFN1-MY5W |  | 6000 | 26.5 | 13.6 | 7000 | 7500 | 107.1% | 2.1 | 0 | 15.8 |  |  |  | No | R-410A | 0.5 | Residential & Commercial | Non-Ducted CEE Tier 2
213199199 | Mini/Multi Split | LENNOX | HRCU-A-CB-O | MPC009S4S-1P |  | Mini-Splits(Non-Ducted) | MWMC006S4-2P |  | 6000 | 26.5 | 13.6 | 7000 | 7500 | 107.1% | 2.1 | 0 | 15.8 |  |  |  | No | R-410A | 0.5 | Residential & Commercial | Non-Ducted CEE Tier 2
213214824 | Mini/Multi Split | MDV | HRCU-A-CB-O | MOX430-09HFN1-MZG5W |  | Mini-Splits(Non-Ducted) | MSOP1B-09HRFN1-MZA5W |  | 9000 | 25.5 | 15 | 12000 | 12000 | 100% | 1.8 | 0 | 14.4 |  |  |  | No | R-410A | 0.75 | Residential & Commercial | Non-Ducted CEE Tier 2
213214825 | Mini/Multi Split | MDV | HRCU-A-CB-O | MOX430-12HFN1-MZ60W |  | Mini-Splits(Non-Ducted) | MSOP1B-12HRFN1-MZ50W |  | 12000 | 24 | 10.5 | 12000 | 12000 | 100% | 1.8 | 0 | 12.5 |  |  |  | No | R-410A | 1 | Residential & Commercial | Non-Ducted CEE Tier 2
213214826 | Mini/Multi Split | MDV | HRCU-A-CB-O | MOD30-18HFN1-MZ20W |  | Mini-Splits(Non-Ducted) | MSAB2F-18HRFN1-MZ22W |  | 18000 | 23.5 | 13.5 | 20000 | 21000 | 105% | 1.8 | 0 | 13.5 |  |  |  | No | R-410A | 1.5 | Residential & Commercial | Non-Ducted CEE Tier 2
213214827 | Mini/Multi Split | CARRIER | HRCU-A-CB-O | 38MPRBQ09AA3 |  | Mini-Splits(Non-Ducted) | 40MPHAQ09XA3 |  | 9000 | 25.5 | 15 | 12000 | 12000 | 100% | 1.8 | 0 | 14.4 |  |  |  | No | R-410A | 0.75 | Residential & Commercial | Non-Ducted CEE Tier 2
213214828 | Mini/Multi Split | CARRIER | HRCU-A-CB-O | 38MPRBQ12AA3 |  | Mini-Splits(Non-Ducted) | 40MPHAQ12XA3 |  | 12000 | 24 | 10.5 | 12000 | 12000 | 100% | 1.8 | 0 | 12.5 |  |  |  | No | R-410A | 1 | Residential & Commercial | Non-Ducted CEE Tier 2
213214829 | Mini/Multi Split | CARRIER | HRCU-A-CB-O | 38MPRBQ18AA3 |  | Mini-Splits(Non-Ducted) | 40MPHAQ18XA3 |  | 18000 | 23.5 | 13.5 | 20000 | 21000 | 105% | 1.8 | 0 | 13.5 |  |  |  | No | R-410A | 1.5 | Residential & Commercial | Non-Ducted CEE Tier 2
213214830 | Mini/Multi Split | BRYANT | HRCU-A-CB-O | 38MPRBQ09AA3 |  | Mini-Splits(Non-Ducted) | 619PHAQ09XA3 |  | 9000 | 25.5 | 15 | 12000 | 12000 | 100% | 1.8 | 0 | 14.4 |  |  |  | No | R-410A | 0.75 | Residential & Commercial | Non-Ducted CEE Tier 2
213214831 | Mini/Multi Split | BRYANT | HRCU-A-CB-O | 38MPRBQ12AA3 |  | Mini-Splits(Non-Ducted) | 619PHAQ12XA3 |  | 12000 | 24 | 10.5 | 12000 | 12000 | 100% | 1.8 | 0 | 12.5 |  |  |  | No | R-410A | 1 | Residential & Commercial | Non-Ducted CEE Tier 2
213214832 | Mini/Multi Split | BRYANT | HRCU-A-CB-O | 38MPRBQ18AA3 |  | Mini-Splits(Non-Ducted) | 619PHAQ18XA3 |  | 18000 | 23.5 | 13.5 | 20000 | 21000 | 105% | 1.8 | 0 | 13.5 |  |  |  | No | R-410A | 1.5 | Residential & Commercial | Non-Ducted CEE Tier 2
213214833 | Mini/Multi Split | PAYNE | HRCU-A-CB-O | 38MPRBQ09AA3 |  | Mini-Splits(Non-Ducted) | DHMPHAQ09XA3 |  | 9000 | 25.5 | 15 | 12000 | 12000 | 100% | 1.8 | 0 | 14.4 |  |  |  | No | R-410A | 0.75 | Residential & Commercial | Non-Ducted CEE Tier 2
213214834 | Mini/Multi Split | PAYNE | HRCU-A-CB-O | 38MPRBQ12AA3 |  | Mini-Splits(Non-Ducted) | DHMPHAQ12XA3 |  | 12000 | 24 | 10.5 | 12000 | 12000 | 100% | 1.8 | 0 | 12.5 |  |  |  | No | R-410A | 1 | Residential & Commercial | Non-Ducted CEE Tier 2
213214835 | Mini/Multi Split | PAYNE | HRCU-A-CB-O | 38MPRBQ18AA3 |  | Mini-Splits(Non-Ducted) | DHMPHAQ18XA3 |  | 18000 | 23.5 | 13.5 | 20000 | 21000 | 105% | 1.8 | 0 | 13.5 |  |  |  | No | R-410A | 1.5 | Residential & Commercial | Non-Ducted CEE Tier 2
213214836 | Mini/Multi Split | Weathermaker | HRCU-A-CB-O | 38MPRBQ09AA3 |  | Mini-Splits(Non-Ducted) | DHMPHAQ09XA3 |  | 9000 | 25.5 | 15 | 12000 | 12000 | 100% | 1.8 | 0 | 14.4 |  |  |  | No | R-410A | 0.75 | Residential & Commercial | Non-Ducted CEE Tier 2
213214837 | Mini/Multi Split | Weathermaker | HRCU-A-CB-O | 38MPRBQ12AA3 |  | Mini-Splits(Non-Ducted) | DHMPHAQ12XA3 |  | 12000 | 24 | 10.5 | 12000 | 12000 | 100% | 1.8 | 0 | 12.5 |  |  |  | No | R-410A | 1 | Residential & Commercial | Non-Ducted CEE Tier 2
213214838 | Mini/Multi Split | Weathermaker | HRCU-A-CB-O | 38MPRBQ18AA3 |  | Mini-Splits(Non-Ducted) | DHMPHAQ18XA3 |  | 18000 | 23.5 | 13.5 | 20000 | 21000 | 105% | 1.8 | 0 | 13.5 |  |  |  | No | R-410A | 1.5 | Residential & Commercial | Non-Ducted CEE Tier 2
213214839 | Mini/Multi Split | MIDEA | HRCU-A-CB-O | 38MPRBQ09AA3 |  | Mini-Splits(Non-Ducted) | DHMPHAQ09XA3 |  | 9000 | 25.5 | 15 | 12000 | 12000 | 100% | 1.8 | 0 | 14.4 |  |  |  | No | R-410A | 0.75 | Residential & Commercial | Non-Ducted CEE Tier 2
213214840 | Mini/Multi Split | MIDEA | HRCU-A-CB-O | 38MPRBQ12AA3 |  | Mini-Splits(Non-Ducted) | DHMPHAQ12XA3 |  | 12000 | 24 | 10.5 | 12000 | 12000 | 100% | 1.8 | 0 | 12.5 |  |  |  | No | R-410A | 1 | Residential & Commercial | Non-Ducted CEE Tier 2
213214841 | Mini/Multi Split | MIDEA | HRCU-A-CB-O | 38MPRBQ18AA3 |  | Mini-Splits(Non-Ducted) | DHMPHAQ18XA3 |  | 18000 | 23.5 | 13.5 | 20000 | 21000 | 105% | 1.8 | 0 | 13.5 |  |  |  | No | R-410A | 1.5 | Residential & Commercial | Non-Ducted CEE Tier 2
213214842 | Mini/Multi Split | ARCOAIRE | HRCU-A-CB-O | DLCPRBH09AAK |  | Mini-Splits(Non-Ducted) | DLFPHAH09XAK |  | 9000 | 25.5 | 15 | 12000 | 12000 | 100% | 1.8 | 0 | 14.4 |  |  |  | No | R-410A | 0.75 | Residential & Commercial | Non-Ducted CEE Tier 2
213214843 | Mini/Multi Split | ARCOAIRE | HRCU-A-CB-O | DLCPRBH12AAK |  | Mini-Splits(Non-Ducted) | DLFPHAH12XAK |  | 12000 | 24 | 10.5 | 12000 | 12000 | 100% | 1.8 | 0 | 12.5 |  |  |  | No | R-410A | 1 | Residential & Commercial | Non-Ducted CEE Tier 2
213214844 | Mini/Multi Split | ARCOAIRE | HRCU-A-CB-O | DLCPRBH18AAK |  | Mini-Splits(Non-Ducted) | DLFPHAH18XAK |  | 18000 | 23.5 | 13.5 | 20000 | 21000 | 105% | 1.8 | 0 | 13.5 |  |  |  | No | R-410A | 1.5 | Residential & Commercial | Non-Ducted CEE Tier 2
213214845 | Mini/Multi Split | COMFORTMAKER | HRCU-A-CB-O | DLCPRBH09AAK |  | Mini-Splits(Non-Ducted) | DLFPHAH09XAK |  | 9000 | 25.5 | 15 | 12000 | 12000 | 100% | 1.8 | 0 | 14.4 |  |  |  | No | R-410A | 0.75 | Residential & Commercial | Non-Ducted CEE Tier 2
213214846 | Mini/Multi Split | COMFORTMAKER | HRCU-A-CB-O | DLCPRBH12AAK |  | Mini-Splits(Non-Ducted) | DLFPHAH12XAK |  | 12000 | 24 | 10.5 | 12000 | 12000 | 100% | 1.8 | 0 | 12.5 |  |  |  | No | R-410A | 1 | Residential & Commercial | Non-Ducted CEE Tier 2
213214847 | Mini/Multi Split | COMFORTMAKER | HRCU-A-CB-O | DLCPRBH18AAK |  | Mini-Splits(Non-Ducted) | DLFPHAH18XAK |  | 18000 | 23.5 | 13.5 | 20000 | 21000 | 105% | 1.8 | 0 | 13.5 |  |  |  | No | R-410A | 1.5 | Residential & Commercial | Non-Ducted CEE Tier 2
213214848 | Mini/Multi Split | DAY & NIGHT | HRCU-A-CB-O | DLCPRBH09AAK |  | Mini-Splits(Non-Ducted) | DLFPHAH09XAK |  | 9000 | 25.5 | 15 | 12000 | 12000 | 100% | 1.8 | 0 | 14.4 |  |  |  | No | R-410A | 0.75 | Residential & Commercial | Non-Ducted CEE Tier 2
209270207 | Mini/Multi Split | SHARP | HRCU-A-CB-O | AE-X12ZU |  | Mini-Splits(Non-Ducted) | AY-XPC12ZU |  | 12000 | 22 | 11 | 14000 | 12000 | 85.71% | 2.1 | 0 | 12.5 |  |  |  | No | R-32 | 1 | Residential & Commercial | Non-Ducted CEE Tier 2
209270209 | Mini/Multi Split | MDV | HRCU-A-CB-O | MOX230-09HFN1-MW5W |  | Mini-Splits(Non-Ducted) | MCBU-09HRFN1-MW0W |  | 9000 | 22.5 | 11.5 | 11000 | 7700 | 70% | 2.34 | 13 | 13 |  |  |  | No | R-410A | 0.75 | Residential & Commercial | Non-Ducted CEE Tier 2
209270210 | Mini/Multi Split | MDV | HRCU-A-CB-O | MOX330-09HFN1-MY5W |  | Mini-Splits(Non-Ducted) | MCBU-09HRFN1-MW0W |  | 9000 | 24 | 12.4 | 10900 | 10500 | 96.33% | 1.8 | 13 | 13 |  |  |  | No | R-410A | 0.75 | Residential & Commercial | Non-Ducted CEE Tier 2
209270211 | Mini/Multi Split | MDV | HRCU-A-CB-O | MOX330-12HFN1-MW5W |  | Mini-Splits(Non-Ducted) | MCBU-12HRFN1-MV0W |  | 12000 | 23 | 10 | 12500 | 11000 | 88% | 1.8 | 13 | 13 |  |  |  | No | R-410A | 1 | Residential & Commercial | Non-Ducted CEE Tier 2
209270213 | Mini/Multi Split | MDV | HRCU-A-CB-O | MOX230-09HFN1-MW5W |  | Mini-Splits(Non-Ducted) | MCBU-06HRFN1-MV0W |  | 6500 | 22 | 10.8 | 7100 | 8000 | 112.7% | 2 | 14.5 | 14.5 |  |  |  | No | R-410A | 0.54167 | Residential & Commercial | Non-Ducted CEE Tier 2
209270214 | Mini/Multi Split | MDV | HRCU-A-CB-O | MOX430-17HFN1-MT0W |  | Mini-Splits(Non-Ducted) | MCBU-18HRFN1-MU2W |  | 16700 | 19.8 | 11.2 | 20000 | 16700 | 83.5% | 1.93 | 12.5 | 12.5 |  |  |  | No | R-410A | 1.3917 | Residential & Commercial | Non-Ducted CEE Tier 2
209270247 | Mini/Multi Split | ARCOAIRE | HRCU-A-CB-O | DLCSRBH09AAK |  | Mini-Splits(Non-Ducted) | DLFCCAH09XAK |  | 9000 | 24 | 12.4 | 10900 | 10500 | 96.33% | 1.8 | 13 | 13 |  |  |  | No | R-410A | 0.75 | Residential & Commercial | Non-Ducted CEE Tier 2
209270248 | Mini/Multi Split | ARCOAIRE | HRCU-A-CB-O | DLCSRBH18AAK |  | Mini-Splits(Non-Ducted) | DLFCCAH18XAK |  | 16700 | 19.8 | 11.2 | 20000 | 16700 | 83.5% | 1.93 | 12.5 | 12.5 |  |  |  | No | R-410A | 1.3917 | Residential & Commercial | Non-Ducted CEE Tier 2
209270251 | Mini/Multi Split | COMFORTMAKER | HRCU-A-CB-O | DLCSRBH09AAK |  | Mini-Splits(Non-Ducted) | DLFCCAH09XAK |  | 9000 | 24 | 12.4 | 10900 | 10500 | 96.33% | 1.8 | 13 | 13 |  |  |  | No | R-410A | 0.75 | Residential & Commercial | Non-Ducted CEE Tier 2
209270252 | Mini/Multi Split | COMFORTMAKER | HRCU-A-CB-O | DLCSRBH18AAK |  | Mini-Splits(Non-Ducted) | DLFCCAH18XAK |  | 16700 | 19.8 | 11.2 | 20000 | 16700 | 83.5% | 1.93 | 12.5 | 12.5 |  |  |  | No | R-410A | 1.3917 | Residential & Commercial | Non-Ducted CEE Tier 2
209270255 | Mini/Multi Split | DAY & NIGHT | HRCU-A-CB-O | DLCSRBH09AAK |  | Mini-Splits(Non-Ducted) | DLFCCAH09XAK |  | 9000 | 24 | 12.4 | 10900 | 10500 | 96.33% | 1.8 | 13 | 13 |  |  |  | No | R-410A | 0.75 | Residential & Commercial | Non-Ducted CEE Tier 2
209270256 | Mini/Multi Split | DAY & NIGHT | HRCU-A-CB-O | DLCSRBH18AAK |  | Mini-Splits(Non-Ducted) | DLFCCAH18XAK |  | 16700 | 19.8 | 11.2 | 20000 | 16700 | 83.5% | 1.93 | 12.5 | 12.5 |  |  |  | No | R-410A | 1.3917 | Residential & Commercial | Non-Ducted CEE Tier 2
209270259 | Mini/Multi Split | HEIL | HRCU-A-CB-O | DLCSRBH09AAK |  | Mini-Splits(Non-Ducted) | DLFCCAH09XAK |  | 9000 | 24 | 12.4 | 10900 | 10500 | 96.33% | 1.8 | 13 | 13 |  |  |  | No | R-410A | 0.75 | Residential & Commercial | Non-Ducted CEE Tier 2
209270260 | Mini/Multi Split | HEIL | HRCU-A-CB-O | DLCSRBH18AAK |  | Mini-Splits(Non-Ducted) | DLFCCAH18XAK |  | 16700 | 19.8 | 11.2 | 20000 | 16700 | 83.5% | 1.93 | 12.5 | 12.5 |  |  |  | No | R-410A | 1.3917 | Residential & Commercial | Non-Ducted CEE Tier 2
209270263 | Mini/Multi Split | KEEPRITE | HRCU-A-CB-O | DLCSRBH09AAK |  | Mini-Splits(Non-Ducted) | DLFCCAH09XAK |  | 9000 | 24 | 12.4 | 10900 | 10500 | 96.33% | 1.8 | 13 | 13 |  |  |  | No | R-410A | 0.75 | Residential & Commercial | Non-Ducted CEE Tier 2
209270264 | Mini/Multi Split | KEEPRITE | HRCU-A-CB-O | DLCSRBH18AAK |  | Mini-Splits(Non-Ducted) | DLFCCAH18XAK |  | 16700 | 19.8 | 11.2 | 20000 | 16700 | 83.5% | 1.93 | 12.5 | 12.5 |  |  |  | No | R-410A | 1.3917 | Residential & Commercial | Non-Ducted CEE Tier 2
209270267 | Mini/Multi Split | KENMORE | HRCU-A-CB-O | DLCSRBH09AAK |  | Mini-Splits(Non-Ducted) | DLFCCAH09XAK |  | 9000 | 24 | 12.4 | 10900 | 10500 | 96.33% | 1.8 | 13 | 13 |  |  |  | No | R-410A | 0.75 | Residential & Commercial | Non-Ducted CEE Tier 2
209270268 | Mini/Multi Split | KENMORE | HRCU-A-CB-O | DLCSRBH18AAK |  | Mini-Splits(Non-Ducted) | DLFCCAH18XAK |  | 16700 | 19.8 | 11.2 | 20000 | 16700 | 83.5% | 1.93 | 12.5 | 12.5 |  |  |  | No | R-410A | 1.3917 | Residential & Commercial | Non-Ducted CEE Tier 2
209270271 | Mini/Multi Split | MIDEA | HRCU-A-CB-O | DLCSRBH09AAK |  | Mini-Splits(Non-Ducted) | DLFCCAH09XAK |  | 9000 | 24 | 12.4 | 10900 | 10500 | 96.33% | 1.8 | 13 | 13 |  |  |  | No | R-410A | 0.75 | Residential & Commercial | Non-Ducted CEE Tier 2
209270272 | Mini/Multi Split | MIDEA | HRCU-A-CB-O | DLCSRBH18AAK |  | Mini-Splits(Non-Ducted) | DLFCCAH18XAK |  | 16700 | 19.8 | 11.2 | 20000 | 16700 | 83.5% | 1.93 | 12.5 | 12.5 |  |  |  | No | R-410A | 1.3917 | Residential & Commercial | Non-Ducted CEE Tier 2
212521250 | Mini/Multi Split | BRYANT | HRCU-A-CB-O | 38MPRAQ12AA3 |  | Mini-Splits(Non-Ducted) | 619PHBQ12XA3 |  | 12000 | 18.2 | 10 | 12000 | 12400 | 103.3% | 1.82 | 12.2 | 11 |  |  |  | No | R-410A | 1 | Residential & Commercial | Non-Ducted CEE Tier 2
212521252 | Mini/Multi Split | PAYNE | HRCU-A-CB-O | 38MPRAQ12AA3 |  | Mini-Splits(Non-Ducted) | DHMPHBQ12XA3 |  | 12000 | 18.2 | 10 | 12000 | 12400 | 103.3% | 1.82 | 12.2 | 11 |  |  |  | No | R-410A | 1 | Residential & Commercial | Non-Ducted CEE Tier 2
212521254 | Mini/Multi Split | Weathermaker | HRCU-A-CB-O | 38MPRAQ12AA3 |  | Mini-Splits(Non-Ducted) | DHMPHBQ12XA3 |  | 12000 | 18.2 | 10 | 12000 | 12400 | 103.3% | 1.82 | 12.2 | 11 |  |  |  | No | R-410A | 1 | Residential & Commercial | Non-Ducted CEE Tier 2
212521256 | Mini/Multi Split | MIDEA | HRCU-A-CB-O | 38MPRAQ12AA3 |  | Mini-Splits(Non-Ducted) | DHMPHBQ12XA3 |  | 12000 | 18.2 | 10 | 12000 | 12400 | 103.3% | 1.82 | 12.2 | 11 |  |  |  | No | R-410A | 1 | Residential & Commercial | Non-Ducted CEE Tier 2
212521258 | Mini/Multi Split | ARCOAIRE | HRCU-A-CB-O | DLCPRAH12AAK |  | Mini-Splits(Non-Ducted) | DLFPHBH12XAK |  | 12000 | 18.2 | 10 | 12000 | 12400 | 103.3% | 1.82 | 12.2 | 11 |  |  |  | No | R-410A | 1 | Residential & Commercial | Non-Ducted CEE Tier 2
212521260 | Mini/Multi Split | COMFORTMAKER | HRCU-A-CB-O | DLCPRAH12AAK |  | Mini-Splits(Non-Ducted) | DLFPHBH12XAK |  | 12000 | 18.2 | 10 | 12000 | 12400 | 103.3% | 1.82 | 12.2 | 11 |  |  |  | No | R-410A | 1 | Residential & Commercial | Non-Ducted CEE Tier 2
212521262 | Mini/Multi Split | DAY & NIGHT | HRCU-A-CB-O | DLCPRAH12AAK |  | Mini-Splits(Non-Ducted) | DLFPHBH12XAK |  | 12000 | 18.2 | 10 | 12000 | 12400 | 103.3% | 1.82 | 12.2 | 11 |  |  |  | No | R-410A | 1 | Residential & Commercial | Non-Ducted CEE Tier 2
212521264 | Mini/Multi Split | HEIL | HRCU-A-CB-O | DLCPRAH12AAK |  | Mini-Splits(Non-Ducted) | DLFPHBH12XAK |  | 12000 | 18.2 | 10 | 12000 | 12400 | 103.3% | 1.82 | 12.2 | 11 |  |  |  | No | R-410A | 1 | Residential & Commercial | Non-Ducted CEE Tier 2
212521266 | Mini/Multi Split | KEEPRITE | HRCU-A-CB-O | DLCPRAH12AAK |  | Mini-Splits(Non-Ducted) | DLFPHBH12XAK |  | 12000 | 18.2 | 10 | 12000 | 12400 | 103.3% | 1.82 | 12.2 | 11 |  |  |  | No | R-410A | 1 | Residential & Commercial | Non-Ducted CEE Tier 2
212521268 | Mini/Multi Split | KENMORE | HRCU-A-CB-O | DLCPRAH12AAK |  | Mini-Splits(Non-Ducted) | DLFPHBH12XAK |  | 12000 | 18.2 | 10 | 12000 | 12400 | 103.3% | 1.82 | 12.2 | 11 |  |  |  | No | R-410A | 1 | Residential & Commercial | Non-Ducted CEE Tier 2
212521270 | Mini/Multi Split | MIDEA | HRCU-A-CB-O | DLCPRAH12AAK |  | Mini-Splits(Non-Ducted) | DLFPHBH12XAK |  | 12000 | 18.2 | 10 | 12000 | 12400 | 103.3% | 1.82 | 12.2 | 11 |  |  |  | No | R-410A | 1 | Residential & Commercial | Non-Ducted CEE Tier 2
212521272 | Mini/Multi Split | TEMPSTAR | HRCU-A-CB-O | DLCPRAH12AAK |  | Mini-Splits(Non-Ducted) | DLFPHBH12XAK |  | 12000 | 18.2 | 10 | 12000 | 12400 | 103.3% | 1.82 | 12.2 | 11 |  |  |  | No | R-410A | 1 | Residential & Commercial | Non-Ducted CEE Tier 2
212521274 | Mini/Multi Split | SMART COMFORT | HRCU-A-CB-O | DLCPRAH12AAK |  | Mini-Splits(Non-Ducted) | DLFPHBH12XAK |  | 12000 | 18.2 | 10 | 12000 | 12400 | 103.3% | 1.82 | 12.2 | 11 |  |  |  | No | R-410A | 1 | Residential & Commercial | Non-Ducted CEE Tier 2
212521276 | Mini/Multi Split | AIRQUEST | HRCU-A-CB-O | DLCPRAH12AAK |  | Mini-Splits(Non-Ducted) | DLFPHBH12XAK |  | 12000 | 18.2 | 10 | 12000 | 12400 | 103.3% | 1.82 | 12.2 | 11 |  |  |  | No | R-410A | 1 | Residential & Commercial | Non-Ducted CEE Tier 2
212521278 | Mini/Multi Split | LPS Legacy | HRCU-A-CB-O | DLCPRAH12AAK |  | Mini-Splits(Non-Ducted) | DLFPHBH12XAK |  | 12000 | 18.2 | 10 | 12000 | 12400 | 103.3% | 1.82 | 12.2 | 11 |  |  |  | No | R-410A | 1 | Residential & Commercial | Non-Ducted CEE Tier 2
212521279 | Mini/Multi Split | CARRIER | HRCU-A-CB-O | 38MPRAQ18AA3 |  | Mini-Splits(Non-Ducted) | 40MPHBQ18XA3 |  | 18000 | 24.1 | 12 | 18000 | 16100 | 89.44% | 1.92 | 13.1 | 12.4 |  |  |  | No | R-410A | 1.5 | Residential & Commercial | Non-Ducted CEE Tier 2
212521280 | Mini/Multi Split | BRYANT | HRCU-A-CB-O | 38MPRAQ18AA3 |  | Mini-Splits(Non-Ducted) | 619PHBQ18XA3 |  | 18000 | 24.1 | 12 | 18000 | 16100 | 89.44% | 1.92 | 13.1 | 12.4 |  |  |  | No | R-410A | 1.5 | Residential & Commercial | Non-Ducted CEE Tier 2
212521281 | Mini/Multi Split | PAYNE | HRCU-A-CB-O | 38MPRAQ18AA3 |  | Mini-Splits(Non-Ducted) | DHMPHBQ18XA3 |  | 18000 | 24.1 | 12 | 18000 | 16100 | 89.44% | 1.92 | 13.1 | 12.4 |  |  |  | No | R-410A | 1.5 | Residential & Commercial | Non-Ducted CEE Tier 2
212521282 | Mini/Multi Split | Weathermaker | HRCU-A-CB-O | 38MPRAQ18AA3 |  | Mini-Splits(Non-Ducted) | DHMPHBQ18XA3 |  | 18000 | 24.1 | 12 | 18000 | 16100 | 89.44% | 1.92 | 13.1 | 12.4 |  |  |  | No | R-410A | 1.5 | Residential & Commercial | Non-Ducted CEE Tier 2
212521283 | Mini/Multi Split | MIDEA | HRCU-A-CB-O | 38MPRAQ18AA3 |  | Mini-Splits(Non-Ducted) | DHMPHBQ18XA3 |  | 18000 | 24.1 | 12 | 18000 | 16100 | 89.44% | 1.92 | 13.1 | 12.4 |  |  |  | No | R-410A | 1.5 | Residential & Commercial | Non-Ducted CEE Tier 2
212521284 | Mini/Multi Split | ARCOAIRE | HRCU-A-CB-O | DLCPRAH18AAK |  | Mini-Splits(Non-Ducted) | DLFPHBH18XAK |  | 18000 | 24.1 | 12 | 18000 | 16100 | 89.44% | 1.92 | 13.1 | 12.4 |  |  |  | No | R-410A | 1.5 | Residential & Commercial | Non-Ducted CEE Tier 2
212521285 | Mini/Multi Split | COMFORTMAKER | HRCU-A-CB-O | DLCPRAH18AAK |  | Mini-Splits(Non-Ducted) | DLFPHBH18XAK |  | 18000 | 24.1 | 12 | 18000 | 16100 | 89.44% | 1.92 | 13.1 | 12.4 |  |  |  | No | R-410A | 1.5 | Residential & Commercial | Non-Ducted CEE Tier 2
212521286 | Mini/Multi Split | DAY & NIGHT | HRCU-A-CB-O | DLCPRAH18AAK |  | Mini-Splits(Non-Ducted) | DLFPHBH18XAK |  | 18000 | 24.1 | 12 | 18000 | 16100 | 89.44% | 1.92 | 13.1 | 12.4 |  |  |  | No | R-410A | 1.5 | Residential & Commercial | Non-Ducted CEE Tier 2
212521287 | Mini/Multi Split | HEIL | HRCU-A-CB-O | DLCPRAH18AAK |  | Mini-Splits(Non-Ducted) | DLFPHBH18XAK |  | 18000 | 24.1 | 12 | 18000 | 16100 | 89.44% | 1.92 | 13.1 | 12.4 |  |  |  | No | R-410A | 1.5 | Residential & Commercial | Non-Ducted CEE Tier 2
212521288 | Mini/Multi Split | KEEPRITE | HRCU-A-CB-O | DLCPRAH18AAK |  | Mini-Splits(Non-Ducted) | DLFPHBH18XAK |  | 18000 | 24.1 | 12 | 18000 | 16100 | 89.44% | 1.92 | 13.1 | 12.4 |  |  |  | No | R-410A | 1.5 | Residential & Commercial | Non-Ducted CEE Tier 2
212521289 | Mini/Multi Split | KENMORE | HRCU-A-CB-O | DLCPRAH18AAK |  | Mini-Splits(Non-Ducted) | DLFPHBH18XAK |  | 18000 | 24.1 | 12 | 18000 | 16100 | 89.44% | 1.92 | 13.1 | 12.4 |  |  |  | No | R-410A | 1.5 | Residential & Commercial | Non-Ducted CEE Tier 2
212521290 | Mini/Multi Split | MIDEA | HRCU-A-CB-O | DLCPRAH18AAK |  | Mini-Splits(Non-Ducted) | DLFPHBH18XAK |  | 18000 | 24.1 | 12 | 18000 | 16100 | 89.44% | 1.92 | 13.1 | 12.4 |  |  |  | No | R-410A | 1.5 | Residential & Commercial | Non-Ducted CEE Tier 2
212521291 | Mini/Multi Split | TEMPSTAR | HRCU-A-CB-O | DLCPRAH18AAK |  | Mini-Splits(Non-Ducted) | DLFPHBH18XAK |  | 18000 | 24.1 | 12 | 18000 | 16100 | 89.44% | 1.92 | 13.1 | 12.4 |  |  |  | No | R-410A | 1.5 | Residential & Commercial | Non-Ducted CEE Tier 2
212521292 | Mini/Multi Split | SMART COMFORT | HRCU-A-CB-O | DLCPRAH18AAK |  | Mini-Splits(Non-Ducted) | DLFPHBH18XAK |  | 18000 | 24.1 | 12 | 18000 | 16100 | 89.44% | 1.92 | 13.1 | 12.4 |  |  |  | No | R-410A | 1.5 | Residential & Commercial | Non-Ducted CEE Tier 2
212521293 | Mini/Multi Split | AIRQUEST | HRCU-A-CB-O | DLCPRAH18AAK |  | Mini-Splits(Non-Ducted) | DLFPHBH18XAK |  | 18000 | 24.1 | 12 | 18000 | 16100 | 89.44% | 1.92 | 13.1 | 12.4 |  |  |  | No | R-410A | 1.5 | Residential & Commercial | Non-Ducted CEE Tier 2
212521294 | Mini/Multi Split | LPS Legacy | HRCU-A-CB-O | DLCPRAH18AAK |  | Mini-Splits(Non-Ducted) | DLFPHBH18XAK |  | 18000 | 24.1 | 12 | 18000 | 16100 | 89.44% | 1.92 | 13.1 | 12.4 |  |  |  | No | R-410A | 1.5 | Residential & Commercial | Non-Ducted CEE Tier 2
209248923 | Mini/Multi Split | MDV | HRCU-A-CB-O | MOX330-09HFN1-MY6W |  | Mini-Splits(Non-Ducted) | MFA2U-09HRFN1-MY6W |  | 9000 | 26.3 | 11.4 | 9000 | 11900 | 132.2% | 1.99 | 15.7 | 15.7 |  |  |  | No | R-410A | 0.75 | Residential & Commercial | Non-Ducted CEE Tier 2
209248924 | Mini/Multi Split | MDV | HRCU-A-CB-O | MOX330-12HFN1-MW5W |  | Mini-Splits(Non-Ducted) | MFA2U-12HRFN1-MW5W |  | 12000 | 24.2 | 10.7 | 12000 | 11900 | 99.17% | 1.99 | 13.3 | 13.3 |  |  |  | No | R-410A | 1 | Residential & Commercial | Non-Ducted CEE Tier 2
209248925 | Mini/Multi Split | MDV | HRCU-A-CB-O | MOX230-09HFN1-MY2W |  | Mini-Splits(Non-Ducted) | MFA2U-09HRFN1-MY6W |  | 9000 | 25.6 | 12.5 | 9000 | 8300 | 92.22% | 2.38 | 14.7 | 14.7 |  |  |  | No | R-410A | 0.75 | Residential & Commercial | Non-Ducted CEE Tier 2
209248926 | Mini/Multi Split | MDV | HRCU-A-CB-O | MOX230-12HFN1-MV5W |  | Mini-Splits(Non-Ducted) | MFA2U-12HRFN1-MW5W |  | 12000 | 25 | 11 | 12000 | 8400 | 70% | 2.38 | 13 | 13 |  |  |  | No | R-410A | 1 | Residential & Commercial | Non-Ducted CEE Tier 2
209248927 | Mini/Multi Split | MDV | HRCU-A-CB-O | MOX430-18HFN1-MU0W |  | Mini-Splits(Non-Ducted) | MFA2U-16HRFN1-MV0W |  | 16000 | 22.4 | 10.4 | 17000 | 12700 | 74.71% | 2.32 | 12.5 | 12.5 |  |  |  | No | R-410A | 1.3333 | Residential & Commercial | Non-Ducted CEE Tier 2
209248929 | Mini/Multi Split | GREE | HRCU-A-CB-O | GWH09AGCXD-D3DNA1A/O |  | Mini-Splits(Non-Ducted) | GWH09QCXD-D3DN***/I |  | 9100 | 25.5 | 10.2 | 10500 | 9100 | 86.67% | 1.86 | 14.7 | 14.7 |  |  |  | No | R-410A | 0.75833 | Residential & Commercial | Non-Ducted CEE Tier 2
209248930 | Mini/Multi Split | GREE | HRCU-A-CB-O | GWH09AGCXD-D3DNA1A/O |  | Mini-Splits(Non-Ducted) | GWH09AFCXD-D3DN***/I |  | 9100 | 25.5 | 10.2 | 10500 | 9100 | 86.67% | 1.86 | 14.7 | 14.7 |  |  |  | No | R-410A | 0.75833 | Residential & Commercial | Non-Ducted CEE Tier 2
209248931 | Mini/Multi Split | GREE | HRCU-A-CB-O | GWH09AGCXD-A3DNA1A/O |  | Mini-Splits(Non-Ducted) | GWH09QCXD-A3DN***/I |  | 9100 | 27 | 10 | 10000 | 9900 | 99% | 1.87 | 14.55 | 14.55 |  |  |  | No | R-410A | 0.75833 | Residential & Commercial | Non-Ducted CEE Tier 2
209248937 | Mini/Multi Split | KANIONco | HRCU-A-CB-O | KWSM-12IR410AHS23 |  | Mini-Splits(Non-Ducted) | KWSM-12IR410AHS23 |  | 12000 | 23 | 9.5 | 12000 | 9100 | 75.83% | 1.8 | 13 | 13 |  |  |  | No | R-410A | 1 | Residential & Commercial | Non-Ducted CEE Tier 2
208812667 | Mini/Multi Split | Multi MFG | HRCU-A-CB-O | 12HHW0-HP-AO |  | Mini-Splits(Non-Ducted) | 12HHW0-HP-A |  | 12000 | 21 | 9.5 | 12000 | 8400 | 70% | 1.75 | 13 | 13 |  |  |  | No | R-410A | 1 | Residential & Commercial | Non-Ducted CEE Tier 2
208815368 | Mini/Multi Split | PERFECTAIRE | HRCU-A-CB-O | 3PAMSHH18-SZO |  | Mini-Splits(Non-Ducted) | 3PAMSHH18-UVW |  | 18000 | 22 | 10.6 | 18000 | 17200 | 95.56% | 1.89 | 13 | 13 |  |  |  | No | R-410A | 1.5 | Residential & Commercial | Non-Ducted CEE Tier 2
208816889 | Mini/Multi Split | SEA BREEZE+ | HRCU-A-CB-O | HSZ9H424ZMO |  | Mini-Splits(Non-Ducted) | WM9H424ZMI |  | 9000 | 26.4 | 11.6 | 12000 | 11000 | 91.67% | 1.85 | 15.8 | 15.8 |  |  |  | No | R-410A | 0.75 | Residential & Commercial | Non-Ducted CEE Tier 2
208816890 | Mini/Multi Split | SEA BREEZE+ | HRCU-A-CB-O | HSZ18H424ZMO |  | Mini-Splits(Non-Ducted) | WM18H424ZMI |  | 18000 | 22 | 10.6 | 18000 | 17200 | 95.56% | 1.89 | 13 | 13 |  |  |  | No | R-410A | 1.5 | Residential & Commercial | Non-Ducted CEE Tier 2
208816891 | Mini/Multi Split | SEA BREEZE+ | HRCU-A-CB-O | HSZ24H424ZMO |  | Mini-Splits(Non-Ducted) | WM24H424ZMI |  | 23000 | 22.3 | 10.3 | 26000 | 23000 | 88.46% | 1.8 | 12.5 | 12.5 |  |  |  | No | R-410A | 1.9167 | Residential & Commercial | Non-Ducted CEE Tier 2
209157090 | Mini/Multi Split | ApooDr | HRCU-A-CB-O | AGN24-09H220V1B |  | Mini-Splits(Non-Ducted) | AGN24-09H220V1A |  | 9000 | 24 | 11.6 | 10000 | 7500 | 75% | 2.25 | 14.7 | 14.7 |  |  |  | No | R-410A | 0.75 | Residential & Commercial | Non-Ducted CEE Tier 2
209157092 | Mini/Multi Split | ApooDr | HRCU-A-CB-O | AGN24-12H220V1B |  | Mini-Splits(Non-Ducted) | AGN24-12H220V1A |  | 12000 | 23.1 | 10.8 | 12000 | 8400 | 70% | 2.41 | 13 | 13 |  |  |  | No | R-410A | 1 | Residential & Commercial | Non-Ducted CEE Tier 2
209157093 | Mini/Multi Split | ApooDr | HRCU-A-CB-O | AGN24-18H1B |  | Mini-Splits(Non-Ducted) | AGN24-18H1A |  | 18000 | 24 | 10.5 | 18000 | 12800 | 71.11% | 2.44 | 13.5 | 13.5 |  |  |  | No | R-410A | 1.5 | Residential & Commercial | Non-Ducted CEE Tier 2
208816909 | Mini/Multi Split | TRUST AIR CONDITIONERS | HRCU-A-CB-O | OUS09H/O4S4P |  | Mini-Splits(Non-Ducted) | IUMW109H/I41P |  | 9000 | 25.5 | 12.3 | 10000 | 7500 | 75% | 2.17 | 15 | 15 |  |  |  | No | R-410A | 0.75 | Residential & Commercial | Non-Ducted CEE Tier 2
208816913 | Mini/Multi Split | TRUST AIR CONDITIONERS | HRCU-A-CB-O | OUS09H/O4S4P |  | Mini-Splits(Non-Ducted) | IUMW106H/I41P |  | 6000 | 26.5 | 13.6 | 7000 | 7500 | 107.1% | 2.1 | 15.8 | 15.8 |  |  |  | No | R-410A | 0.5 | Residential & Commercial | Non-Ducted CEE Tier 2
208816914 | Mini/Multi Split | TRUST AIR CONDITIONERS | HRCU-A-CB-O | OAH09H/O4S4P |  | Mini-Splits(Non-Ducted) | IUMW109H/I41P |  | 9000 | 28.1 | 11.5 | 12000 | 10600 | 88.33% | 2 | 16.2 | 16.2 |  |  |  | No | R-410A | 0.75 | Residential & Commercial | Non-Ducted CEE Tier 2
208816915 | Mini/Multi Split | TRUST AIR CONDITIONERS | HRCU-A-CB-O | OAH12H/O4S4P |  | Mini-Splits(Non-Ducted) | IUMW112H/I41P |  | 12000 | 25.5 | 10.4 | 12000 | 12000 | 100% | 1.8 | 14 | 14 |  |  |  | No | R-410A | 1 | Residential & Commercial | Non-Ducted CEE Tier 2
208816916 | Mini/Multi Split | TRUST AIR CONDITIONERS | HRCU-A-CB-O | OAH18H/O4S4P |  | Mini-Splits(Non-Ducted) | IUMW118H/I41P |  | 18000 | 21.5 | 11.3 | 18000 | 18000 | 100% | 1.8 | 12.5 | 12.5 |  |  |  | No | R-410A | 1.5 | Residential & Commercial | Non-Ducted CEE Tier 2
208816917 | Mini/Multi Split | TRUST AIR CONDITIONERS | HRCU-A-CB-O | OAH24H/O4S4P |  | Mini-Splits(Non-Ducted) | IUMW124H/I41P |  | 24000 | 21.5 | 11.4 | 29000 | 25000 | 86.21% | 2.21 | 13 | 13 |  |  |  | No | R-410A | 2 | Residential & Commercial | Non-Ducted CEE Tier 2
208816918 | Mini/Multi Split | TRUST AIR CONDITIONERS | HRCU-A-CB-O | OUS09H/O4S4P |  | Mini-Splits(Non-Ducted) | IUMC409H/I41P |  | 9000 | 20 | 10 | 10000 | 7400 | 74% | 1.9 | 13 | 13 |  |  |  | No | R-410A | 0.75 | Residential & Commercial | Non-Ducted CEE Tier 2
212506076 | Mini/Multi Split | DAIKIN | HRCU-A-CB-O | RXL12WMVJU* |  | Mini-Splits(Non-Ducted) | FTX12WMVJU* |  | 10600 | 19.5 | 10 | 13400 | 10800 | 80.6% | 1.8 | 0 | 11.5 |  |  |  | No | R-410A | 0.88333 | Residential & Commercial | Non-Ducted CEE Tier 2
212506077 | Mini/Multi Split | DAIKIN | HRCU-A-CB-O | RXL15WMVJU* |  | Mini-Splits(Non-Ducted) | FTX15WMVJU* |  | 15000 | 19.5 | 10 | 18300 | 14600 | 79.78% | 1.8 | 0 | 12 |  |  |  | No | R-410A | 1.25 | Residential & Commercial | Non-Ducted CEE Tier 2
208816921 | Mini/Multi Split | TRUST AIR CONDITIONERS | HRCU-A-CB-O | OUS24H/O4S4P |  | Mini-Splits(Non-Ducted) | IUMC424H/I41P |  | 24000 | 21.5 | 9.7 | 25000 | 18500 | 74% | 2.2 | 12.5 | 12.5 |  |  |  | No | R-410A | 2 | Residential & Commercial | Non-Ducted CEE Tier 2
208816922 | Mini/Multi Split | TRUST AIR CONDITIONERS | HRCU-A-CB-O | OAH09H/O4S4P |  | Mini-Splits(Non-Ducted) | IUMC409H/I41P |  | 9000 | 20.5 | 10.3 | 9800 | 10000 | 102% | 1.8 | 13 | 13 |  |  |  | No | R-410A | 0.75 | Residential & Commercial | Non-Ducted CEE Tier 2
208816923 | Mini/Multi Split | TRUST AIR CONDITIONERS | HRCU-A-CB-O | OAH12H/O4S4P |  | Mini-Splits(Non-Ducted) | IUMC412H/I41P |  | 12000 | 22.3 | 10.2 | 12000 | 11300 | 94.17% | 1.89 | 12.7 | 12.7 |  |  |  | No | R-410A | 1 | Residential & Commercial | Non-Ducted CEE Tier 2
208816924 | Mini/Multi Split | TRUST AIR CONDITIONERS | HRCU-A-CB-O | OAH18H/O4S4P |  | Mini-Splits(Non-Ducted) | IUMC418H/I41P |  | 16000 | 20 | 9.5 | 17000 | 16000 | 94.12% | 1.75 | 12.5 | 12.5 |  |  |  | No | R-410A | 1.3333 | Residential & Commercial | Non-Ducted CEE Tier 2
208816925 | Mini/Multi Split | TRUST AIR CONDITIONERS | HRCU-A-CB-O | OAH24H/O4S4P |  | Mini-Splits(Non-Ducted) | IUMC424H/I41P |  | 24000 | 20.5 | 11.5 | 25000 | 25800 | 103.2% | 2 | 11 | 11 |  |  |  | No | R-410A | 2 | Residential & Commercial | Non-Ducted CEE Tier 2
208816934 | Mini/Multi Split | TRUST AIR CONDITIONERS | HRCU-A-CB-O | OUS12H/O4S4P |  | Mini-Splits(Non-Ducted) | IUMCO12H/I41P |  | 12000 | 22.7 | 10.2 | 12000 | 8400 | 70% | 2.26 | 13 | 13 |  |  |  | No | R-410A | 1 | Residential & Commercial | Non-Ducted CEE Tier 2
208816935 | Mini/Multi Split | TRUST AIR CONDITIONERS | HRCU-A-CB-O | OAH12H/O4S4P |  | Mini-Splits(Non-Ducted) | IUMCO12H/I41P |  | 12000 | 23.6 | 10 | 12000 | 12000 | 100% | 1.89 | 13 | 13 |  |  |  | No | R-410A | 1 | Residential & Commercial | Non-Ducted CEE Tier 2
208816937 | Mini/Multi Split | TRUST AIR CONDITIONERS | HRCU-A-CB-O | OUS24H/O4S4P |  | Mini-Splits(Non-Ducted) | IUMFC24H/I41P |  | 24000 | 21.2 | 10.3 | 24000 | 18200 | 75.83% | 2.2 | 12.5 | 12.5 |  |  |  | No | R-410A | 2 | Residential & Commercial | Non-Ducted CEE Tier 2
208816938 | Mini/Multi Split | TRUST AIR CONDITIONERS | HRCU-A-CB-O | OAH18H/O4S4P |  | Mini-Splits(Non-Ducted) | IUMFC18H/I41P |  | 17000 | 20.5 | 9.8 | 18000 | 16800 | 93.33% | 1.86 | 12.5 | 12.5 |  |  |  | No | R-410A | 1.4167 | Residential & Commercial | Non-Ducted CEE Tier 2
208816939 | Mini/Multi Split | TRUST AIR CONDITIONERS | HRCU-A-CB-O | OAH24H/O4S4P |  | Mini-Splits(Non-Ducted) | IUMFC24H/I41P |  | 24000 | 20.5 | 11 | 25000 | 25000 | 100% | 2.1 | 11.5 | 11.7 |  |  |  | No | R-410A | 2 | Residential & Commercial | Non-Ducted CEE Tier 2
208816949 | Mini/Multi Split | C&H | HRCU-A-CB-O | CH-HPR12-230VO |  | Mini-Splits(Non-Ducted) | CH-D12MSPHWM-230VI |  | 12000 | 23.6 | 9.5 | 12000 | 10000 | 83.33% | 1.8 | 13.5 | 13.5 |  |  |  | No | R-410A | 1 | Residential & Commercial | Non-Ducted CEE Tier 2
208816951 | Mini/Multi Split | C&H | HRCU-A-CB-O | CH-HPR24-230VO |  | Mini-Splits(Non-Ducted) | CH-D24MSPHWM-230VI |  | 21600 | 18.9 | 10.4 | 23400 | 23400 | 100% | 1.89 | 13 | 11.7 |  |  |  | No | R-410A | 1.8 | Residential & Commercial | Non-Ducted CEE Tier 2
208836317 | Mini/Multi Split | Kanartic | HRCU-A-CB-O | KEOS-18UHE-NA |  | Mini-Splits(Non-Ducted) | KEOS-18UHE-NA |  | 18000 | 22 | 10.6 | 18000 | 17200 | 95.56% | 1.89 | 13 | 13 |  |  |  | No | R-410A | 1.5 | Residential & Commercial | Non-Ducted CEE Tier 2
208836319 | Mini/Multi Split | Kanartic | HRCU-A-CB-O | KEOS-12UHE-NA |  | Mini-Splits(Non-Ducted) | KEOS-12UHE-NA |  | 12000 | 23.1 | 10.5 | 12000 | 11000 | 91.67% | 1.88 | 13 | 13 |  |  |  | No | R-410A | 1 | Residential & Commercial | Non-Ducted CEE Tier 2
208836320 | Mini/Multi Split | Kanartic | HRCU-A-CB-O | KEOS-09UHE-NA |  | Mini-Splits(Non-Ducted) | KEOS-09UHE-NA |  | 9000 | 26.4 | 11.6 | 12000 | 11000 | 91.67% | 1.85 | 15.8 | 15.8 |  |  |  | No | R-410A | 0.75 | Residential & Commercial | Non-Ducted CEE Tier 2
208842429 | Mini/Multi Split | SKM AIR CONDITIONING EQUIPMENT | HRCU-A-CB-O | MSKM-12 |  | Mini-Splits(Non-Ducted) | MSKM-12 |  | 12000 | 23 | 9.5 | 12000 | 9100 | 75.83% | 1.8 | 13 | 13 |  |  |  | No | R-410A | 1 | Residential & Commercial | Non-Ducted CEE Tier 2
208917513 | Mini/Multi Split | LENNOX | HRCU-A-CB-O | LI009HO-380P432 |  | Mini-Splits(Non-Ducted) | LI009HI-380P432 |  | 9000 | 27 | 11 | 9000 | 13000 | 144.4% | 1.91 | 16.5 | 16.6 |  |  |  | No | R-410A | 0.75 | Residential & Commercial | Non-Ducted CEE Tier 2
208917517 | Mini/Multi Split | LENNOX | HRCU-A-CB-O | LI018HO-380P432 |  | Mini-Splits(Non-Ducted) | LI018HI-380P432 |  | 18000 | 22 | 10 | 18000 | 20000 | 111.1% | 1.8 | 13.5 | 13.5 |  |  |  | No | R-410A | 1.5 | Residential & Commercial | Non-Ducted CEE Tier 2
208917519 | Mini/Multi Split | LENNOX | HRCU-A-CB-O | LI024HO-380P432 |  | Mini-Splits(Non-Ducted) | LI024HI-380P432 |  | 22000 | 21.5 | 9.5 | 24000 | 24000 | 100% | 1.9 | 13 | 13 |  |  |  | No | R-410A | 1.8333 | Residential & Commercial | Non-Ducted CEE Tier 2
212615011 | Mini/Multi Split | MDV | HRCU-A-CB-O | MOE30U-48HFN1-M[X] |  | Mini-Splits(Non-Ducted) | MUE-48HRFN1-MW |  | 44000 | 18.7 | 11 | 58000 | 56500 | 97.41% | 1.95 | 0 | 11.7 |  |  |  | No | R-410A | 3.6667 | Residential & Commercial | Non-Ducted CEE Tier 2
212615012 | Mini/Multi Split | Relief Sciences | HRCU-A-CB-O | LANG12OD35-1 |  | Mini-Splits(Non-Ducted) | LANG12ID-25 |  | 12000 | 23.1 | 10.5 | 12000 | 11000 | 91.67% | 1.88 | 13 | 13 |  |  |  | No | R-410A | 1 | Residential & Commercial | Non-Ducted CEE Tier 2
212615013 | Mini/Multi Split | Relief Sciences | HRCU-A-CB-O | LANG18OD35-1 |  | Mini-Splits(Non-Ducted) | LANG18ID-25 |  | 18000 | 22 | 10.6 | 18000 | 17200 | 95.56% | 1.89 | 13 | 13 |  |  |  | No | R-410A | 1.5 | Residential & Commercial | Non-Ducted CEE Tier 2
208674954 | Mini/Multi Split | SEA BREEZE+ | HRCU-A-CB-O | SZ9H424ZMO |  | Mini-Splits(Non-Ducted) | WM9H424ZMI |  | 9000 | 24 | 11.6 | 10000 | 7500 | 75% | 2.25 | 14.7 | 14.7 |  |  |  | No | R-410A | 0.75 | Residential & Commercial | Non-Ducted CEE Tier 2
212494258 | Mini/Multi Split | DAIKIN | HRCU-A-CB-O | RXM12WVJU* |  | Mini-Splits(Non-Ducted) | FTXM12WVJU* |  | 12000 | 25.2 | 10.7 | 13600 | 13600 | 100% | 1.8 | 0 | 13.2 |  |  |  | No | R-32 | 1 | Residential & Commercial | Non-Ducted CEE Tier 2
212494259 | Mini/Multi Split | DAIKIN | HRCU-A-CB-O | RXM18WVJU* |  | Mini-Splits(Non-Ducted) | FTXM18WVJU* |  | 18000 | 22.7 | 10 | 21600 | 21600 | 100% | 1.75 | 0 | 12.5 |  |  |  | No | R-32 | 1.5 | Residential & Commercial | Non-Ducted CEE Tier 2
212494260 | Mini/Multi Split | DAIKIN | HRCU-A-CB-O | RXM24WVJU* |  | Mini-Splits(Non-Ducted) | FTXM24WVJU* |  | 21600 | 22 | 10 | 24000 | 23400 | 97.5% | 1.8 | 0 | 12 |  |  |  | No | R-32 | 1.8 | Residential & Commercial | Non-Ducted CEE Tier 2
209832200 | Mini/Multi Split | Mitsubishi Electric | HRCU-A-CB-O | MUZ-FS06NAH*** |  | Mini-Splits(Non-Ducted) | MSZ-FS06NA*** |  | 6000 | 32.2 | 10.9 | 8700 | 10500 | 120.7% | 2.46 | 19.05 | 19.05 |  |  |  | No | R-410A | 0.5 | Residential & Commercial | Non-Ducted CEE Tier 2
209832201 | Mini/Multi Split | Mitsubishi Electric | HRCU-A-CB-O | MUZ-FS09NA*** |  | Mini-Splits(Non-Ducted) | MSZ-FS09NA*** |  | 9000 | 29.8 | 10.9 | 9600 | 11300 | 117.7% | 2.4 | 16.05 | 16.05 |  |  |  | No | R-410A | 0.75 | Residential & Commercial | Non-Ducted CEE Tier 2
209832202 | Mini/Multi Split | Mitsubishi Electric | HRCU-A-CB-O | MUZ-FS09NAH*** |  | Mini-Splits(Non-Ducted) | MSZ-FS09NA*** |  | 9000 | 29.8 | 10 | 9600 | 11300 | 117.7% | 2.4 | 16.05 | 16.05 |  |  |  | No | R-410A | 0.75 | Residential & Commercial | Non-Ducted CEE Tier 2
209832205 | Mini/Multi Split | Mitsubishi Electric | HRCU-A-CB-O | MUZ-FS15NA*** |  | Mini-Splits(Non-Ducted) | MSZ-FS15NA*** |  | 14000 | 22.3 | 10.4 | 16000 | 19400 | 121.2% | 2 | 14 | 14 |  |  |  | No | R-410A | 1.1667 | Residential & Commercial | Non-Ducted CEE Tier 2
209832206 | Mini/Multi Split | Mitsubishi Electric | HRCU-A-CB-O | MUZ-FS15NAH*** |  | Mini-Splits(Non-Ducted) | MSZ-FS15NA*** |  | 14000 | 22.3 | 9.9 | 16000 | 19400 | 121.2% | 2 | 14 | 14 |  |  |  | No | R-410A | 1.1667 | Residential & Commercial | Non-Ducted CEE Tier 2
209832207 | Mini/Multi Split | Mitsubishi Electric | HRCU-A-CB-O | MUZ-FS18NA*** |  | Mini-Splits(Non-Ducted) | MSZ-FS18NA*** |  | 17200 | 21 | 10.7 | 19000 | 22400 | 117.9% | 2 | 12.5 | 12.5 |  |  |  | No | R-410A | 1.4333 | Residential & Commercial | Non-Ducted CEE Tier 2
212494257 | Mini/Multi Split | DAIKIN | HRCU-A-CB-O | RXM09WVJU* |  | Mini-Splits(Non-Ducted) | FTXM09WVJU* |  | 9000 | 27.4 | 11.2 | 11000 | 11000 | 100% | 1.8 | 0 | 16.3 |  |  |  | No | R-32 | 0.75 | Residential & Commercial | Non-Ducted CEE Tier 2
208141286 | Mini/Multi Split | Clearity | HRCU-A-CB-O | MOX430-17HFN1-MT0W |  | Mini-Splits(Non-Ducted) | MSEPC-18HRFN1-MU0W |  | 18000 | 21.5 | 11.3 | 18000 | 18000 | 100% | 1.8 | 12.5 | 12.5 |  |  |  | No | R-410A | 1.5 | Residential & Commercial | Non-Ducted CEE Tier 2
208568345 | Mini/Multi Split | MIDEA | HRCU-A-CB-O | MOX430-09HFN1-MZG5W |  | Mini-Splits(Non-Ducted) | MSOP1B-09HRFN1-MZG5W |  | 9000 | 28.5 | 18 | 12000 | 13700 | 114.2% | 1.85 | 16 | 16 |  |  |  | No | R-410A | 0.75 | Residential & Commercial | Non-Ducted CEE Tier 2
208568353 | Mini/Multi Split | MIDEA | HRCU-A-CB-O | MOX230-09HFN1-MW5W |  | Mini-Splits(Non-Ducted) | CCA3U-09HRFN1-M(C) |  | 9000 | 20 | 10 | 10000 | 7400 | 74% | 1.9 | 13 | 13 |  |  |  | No | R-410A | 0.75 | Residential & Commercial | Non-Ducted CEE Tier 2
212519802 | Mini/Multi Split | MDV | HRCU-A-CB-O | MOCA30-12HFN1-MZ50W |  | Mini-Splits(Non-Ducted) | MSOP1B-12HRFN1-MZ60W |  | 12000 | 18.2 | 10 | 12000 | 12400 | 103.3% | 1.82 | 12.2 | 11 |  |  |  | No | R-410A | 1 | Residential & Commercial | Non-Ducted CEE Tier 2
212519803 | Mini/Multi Split | MDV | HRCU-A-CB-O | MOD30-18HFN1-MZ22W |  | Mini-Splits(Non-Ducted) | MSEPD-18HRFN1-MZ22W |  | 18000 | 24.1 | 12 | 18000 | 16100 | 89.44% | 1.92 | 13.1 | 12.4 |  |  |  | No | R-410A | 1.5 | Residential & Commercial | Non-Ducted CEE Tier 2
212521248 | Mini/Multi Split | CARRIER | HRCU-A-CB-O | 38MPRAQ12AA3 |  | Mini-Splits(Non-Ducted) | 40MPHBQ12XA3 |  | 12000 | 18.2 | 10 | 12000 | 12400 | 103.3% | 1.82 | 12.2 | 11 |  |  |  | No | R-410A | 1 | Residential & Commercial | Non-Ducted CEE Tier 2
208650726 | Mini/Multi Split | 1HVAC | HRCU-A-CB-O | SC-09ZPL-HP230 |  | Mini-Splits(Non-Ducted) | SC-09WPL-HP230 |  | 9000 | 27 | 11 | 9000 | 13000 | 144.4% | 1.91 | 16.5 | 16.6 |  |  |  | No | R-410A | 0.75 | Residential & Commercial | Non-Ducted CEE Tier 2
208650728 | Mini/Multi Split | 1HVAC | HRCU-A-CB-O | SC-18ZPL-HP230 |  | Mini-Splits(Non-Ducted) | SC-18WPL-HP230 |  | 18000 | 22 | 10 | 18000 | 20000 | 111.1% | 1.8 | 13.5 | 13.5 |  |  |  | No | R-410A | 1.5 | Residential & Commercial | Non-Ducted CEE Tier 2
208650729 | Mini/Multi Split | 1HVAC | HRCU-A-CB-O | SC-24ZPL-HP230 |  | Mini-Splits(Non-Ducted) | SC-24WPL-HP230 |  | 22000 | 21.5 | 9.5 | 24000 | 24000 | 100% | 1.9 | 13 | 13 |  |  |  | No | R-410A | 1.8333 | Residential & Commercial | Non-Ducted CEE Tier 2
208650732 | Mini/Multi Split | 1HVAC | HRCU-A-CB-O | SC-09ZGLD-HP230 |  | Mini-Splits(Non-Ducted) | SC-09WGLD-HP230 |  | 9100 | 25.5 | 10.2 | 10500 | 9100 | 86.67% | 1.86 | 14.7 | 14.7 |  |  |  | No | R-410A | 0.75833 | Residential & Commercial | Non-Ducted CEE Tier 2
208650735 | Mini/Multi Split | ACIQ | HRCU-A-CB-O | SC-09ZPL-HP230 |  | Mini-Splits(Non-Ducted) | SC-09WPL-HP230 |  | 9000 | 27 | 11 | 9000 | 13000 | 144.4% | 1.91 | 16.5 | 16.6 |  |  |  | No | R-410A | 0.75 | Residential & Commercial | Non-Ducted CEE Tier 2
208650737 | Mini/Multi Split | ACIQ | HRCU-A-CB-O | SC-18ZPL-HP230 |  | Mini-Splits(Non-Ducted) | SC-18WPL-HP230 |  | 18000 | 22 | 10 | 18000 | 20000 | 111.1% | 1.8 | 13.5 | 13.5 |  |  |  | No | R-410A | 1.5 | Residential & Commercial | Non-Ducted CEE Tier 2
208650738 | Mini/Multi Split | ACIQ | HRCU-A-CB-O | SC-24ZPL-HP230 |  | Mini-Splits(Non-Ducted) | SC-24WPL-HP230 |  | 22000 | 21.5 | 9.5 | 24000 | 24000 | 100% | 1.9 | 13 | 13 |  |  |  | No | R-410A | 1.8333 | Residential & Commercial | Non-Ducted CEE Tier 2
208650741 | Mini/Multi Split | ACIQ | HRCU-A-CB-O | SC-09ZGLD-HP230 |  | Mini-Splits(Non-Ducted) | SC-09WGLD-HP230 |  | 9100 | 25.5 | 10.2 | 10500 | 9100 | 86.67% | 1.86 | 14.7 | 14.7 |  |  |  | No | R-410A | 0.75833 | Residential & Commercial | Non-Ducted CEE Tier 2
208650744 | Mini/Multi Split | DIYCOOL | HRCU-A-CB-O | SC-09ZPL-HP230 |  | Mini-Splits(Non-Ducted) | SC-09WPL-HP230 |  | 9000 | 27 | 11 | 9000 | 13000 | 144.4% | 1.91 | 16.5 | 16.6 |  |  |  | No | R-410A | 0.75 | Residential & Commercial | Non-Ducted CEE Tier 2
208650746 | Mini/Multi Split | DIYCOOL | HRCU-A-CB-O | SC-18ZPL-HP230 |  | Mini-Splits(Non-Ducted) | SC-18WPL-HP230 |  | 18000 | 22 | 10 | 18000 | 20000 | 111.1% | 1.8 | 13.5 | 13.5 |  |  |  | No | R-410A | 1.5 | Residential & Commercial | Non-Ducted CEE Tier 2
208650747 | Mini/Multi Split | DIYCOOL | HRCU-A-CB-O | SC-24ZPL-HP230 |  | Mini-Splits(Non-Ducted) | SC-24WPL-HP230 |  | 22000 | 21.5 | 9.5 | 24000 | 24000 | 100% | 1.9 | 13 | 13 |  |  |  | No | R-410A | 1.8333 | Residential & Commercial | Non-Ducted CEE Tier 2
208650750 | Mini/Multi Split | DIYCOOL | HRCU-A-CB-O | SC-09ZGLD-HP230 |  | Mini-Splits(Non-Ducted) | SC-09WGLD-HP230 |  | 9100 | 25.5 | 10.2 | 10500 | 9100 | 86.67% | 1.86 | 14.7 | 14.7 |  |  |  | No | R-410A | 0.75833 | Residential & Commercial | Non-Ducted CEE Tier 2
208650753 | Mini/Multi Split | Stealth Comfort | HRCU-A-CB-O | SC-09ZPL-HP230 |  | Mini-Splits(Non-Ducted) | SC-09WPL-HP230 |  | 9000 | 27 | 11 | 9000 | 13000 | 144.4% | 1.91 | 16.5 | 16.6 |  |  |  | No | R-410A | 0.75 | Residential & Commercial | Non-Ducted CEE Tier 2
208650755 | Mini/Multi Split | Stealth Comfort | HRCU-A-CB-O | SC-18ZPL-HP230 |  | Mini-Splits(Non-Ducted) | SC-18WPL-HP230 |  | 18000 | 22 | 10 | 18000 | 20000 | 111.1% | 1.8 | 13.5 | 13.5 |  |  |  | No | R-410A | 1.5 | Residential & Commercial | Non-Ducted CEE Tier 2
208650756 | Mini/Multi Split | Stealth Comfort | HRCU-A-CB-O | SC-24ZPL-HP230 |  | Mini-Splits(Non-Ducted) | SC-24WPL-HP230 |  | 22000 | 21.5 | 9.5 | 24000 | 24000 | 100% | 1.9 | 13 | 13 |  |  |  | No | R-410A | 1.8333 | Residential & Commercial | Non-Ducted CEE Tier 2
208650759 | Mini/Multi Split | Stealth Comfort | HRCU-A-CB-O | SC-09ZGLD-HP230 |  | Mini-Splits(Non-Ducted) | SC-09WGLD-HP230 |  | 9100 | 25.5 | 10.2 | 10500 | 9100 | 86.67% | 1.86 | 14.7 | 14.7 |  |  |  | No | R-410A | 0.75833 | Residential & Commercial | Non-Ducted CEE Tier 2
212436236 | Mini/Multi Split | Weathermaker | HRCU-A-CB-O | 38MPRAQ24AA3 |  | Mini-Splits(Non-Ducted) | DHMPHAQ24XA3 |  | 22000 | 23.5 | 10.5 | 24000 | 23400 | 97.5% | 1.94 | 13.65 | 13.7 |  |  |  | No | R-410A | 1.8333 | Residential & Commercial | Non-Ducted CEE Tier 2
212437226 | Mini/Multi Split | KINGHOME | HRCU-A-CB-O | KW09HQ25SDO |  | Mini-Splits(Non-Ducted) | KM09HT1DI |  | 9100 | 19 | 9.5 | 10500 | 10000 | 95.24% | 1.85 | 0 | 13 |  |  |  | No | R-410A | 0.75833 | Residential & Commercial | Non-Ducted CEE Tier 2
208459002 | Mini/Multi Split | TOSHIBA CARRIER | HRCU-A-CB-O | RAV-SP242AT2P-UL |  | Mini-Splits(Non-Ducted) | RAV-SM242KRTP-UL |  | 24000 | 22.7 | 10.3 | 27000 | 19500 | 72.22% | 2.05 | 11.7 | 11.8 |  |  |  | No | R-410A | 2 | Residential & Commercial | Non-Ducted CEE Tier 2
208497421 | Mini/Multi Split | MDV | HRCU-A-CB-O | MOX430-12HFN1-MZ60W |  | Mini-Splits(Non-Ducted) | MSOP1B-12HRFN1-MZ60W-CA |  | 12000 | 25.3 | 11.7 | 12000 | 13700 | 114.2% | 1.85 | 13.8 | 14 |  |  |  | No | R-410A | 1 | Residential & Commercial | Non-Ducted CEE Tier 2
208497422 | Mini/Multi Split | MDV | HRCU-A-CB-O | MOX430-09HFN1-MZG5W |  | Mini-Splits(Non-Ducted) | MSOP1B-09HRFN1-MZG5W-CA |  | 9000 | 27 | 17.5 | 12000 | 13700 | 114.2% | 1.85 | 16 | 16 |  |  |  | No | R-410A | 0.75 | Residential & Commercial | Non-Ducted CEE Tier 2
208546034 | Mini/Multi Split | LENNOX | HRCU-A-CB-O | MLB024S4S-1P |  | Mini-Splits(Non-Ducted) | MWMA024S4-2P |  | 21600 | 18.9 | 10.4 | 23400 | 23400 | 100% | 1.89 | 13 | 11.7 |  |  |  | No | R-410A | 1.8 | Residential & Commercial | Non-Ducted CEE Tier 2
208552810 | Mini/Multi Split | MRCOOL | HRCU-A-CB-O | O-ES-09-HP-C-230B |  | Mini-Splits(Non-Ducted) | O-09-HP-WMAH-230B |  | 9000 | 25.5 | 12.3 | 10000 | 7500 | 75% | 2.17 | 15 | 15 |  |  |  | No | R-410A | 0.75 | Residential & Commercial | Non-Ducted CEE Tier 2
208552819 | Mini/Multi Split | MRCOOL | HRCU-A-CB-O | O-HH-09-HP-C-230B |  | Mini-Splits(Non-Ducted) | O-09-HP-WMAH-230B |  | 9000 | 28.1 | 11.5 | 12000 | 10600 | 88.33% | 2 | 16.2 | 16.2 |  |  |  | No | R-410A | 0.75 | Residential & Commercial | Non-Ducted CEE Tier 2
208552821 | Mini/Multi Split | MRCOOL | HRCU-A-CB-O | O-HH-12-HP-C-230B |  | Mini-Splits(Non-Ducted) | O-12-HP-WMAH-230B |  | 12000 | 25.5 | 10.4 | 12000 | 12000 | 100% | 1.8 | 14 | 14 |  |  |  | No | R-410A | 1 | Residential & Commercial | Non-Ducted CEE Tier 2
208552823 | Mini/Multi Split | MRCOOL | HRCU-A-CB-O | O-HH-18-HP-C-230B |  | Mini-Splits(Non-Ducted) | O-18-HP-WMAH-230B |  | 18000 | 21.5 | 11.3 | 18000 | 18000 | 100% | 1.8 | 12.5 | 12.5 |  |  |  | No | R-410A | 1.5 | Residential & Commercial | Non-Ducted CEE Tier 2
208552825 | Mini/Multi Split | MRCOOL | HRCU-A-CB-O | O-HH-24-HP-C-230B |  | Mini-Splits(Non-Ducted) | O-24-HP-WMAH-230B |  | 24000 | 21.5 | 11.4 | 29000 | 25000 | 86.21% | 2.21 | 13 | 13 |  |  |  | No | R-410A | 2 | Residential & Commercial | Non-Ducted CEE Tier 2
208286573 | Mini/Multi Split | Innovair | HRCU-A-CB-O | WIN09H7H51(O) |  | Mini-Splits(Non-Ducted) | WIN09H7H51(I) |  | 9000 | 25.5 | 10.5 | 10000 | 7000 | 70% | 2.05 | 14.5 | 14.5 |  |  |  | No | R-410A | 0.75 | Residential & Commercial | Non-Ducted CEE Tier 2
208286574 | Mini/Multi Split | Innovair | HRCU-A-CB-O | WIN12H7H51(O) |  | Mini-Splits(Non-Ducted) | WIN12H7H51(I) |  | 12000 | 23.5 | 9.5 | 12000 | 8400 | 70% | 2.05 | 12.5 | 12.7 |  |  |  | No | R-410A | 1 | Residential & Commercial | Non-Ducted CEE Tier 2
208286575 | Mini/Multi Split | Innovair | HRCU-A-CB-O | WIN18H7H51(O) |  | Mini-Splits(Non-Ducted) | WIN18H7H51(I) |  | 18000 | 20.5 | 9.5 | 19000 | 13300 | 70% | 1.8 | 13 | 13.2 |  |  |  | No | R-410A | 1.5 | Residential & Commercial | Non-Ducted CEE Tier 2
208286577 | Mini/Multi Split | Innovair | HRCU-A-CB-O | WIN24H7H51(O) |  | Mini-Splits(Non-Ducted) | WIN24H7H51(I) |  | 24000 | 21 | 10 | 26000 | 18200 | 70% | 1.75 | 12.5 | 12.5 |  |  |  | No | R-410A | 2 | Residential & Commercial | Non-Ducted CEE Tier 2
208287539 | Mini/Multi Split | ZEPHYR | HRCU-A-CB-O | ZE-09UH24SCO |  | Mini-Splits(Non-Ducted) | ZE-09UH24SCI |  | 9000 | 25.5 | 10.5 | 10000 | 7000 | 70% | 2.05 | 14.5 | 14.5 |  |  |  | No | R-410A | 0.75 | Residential & Commercial | Non-Ducted CEE Tier 2
208287541 | Mini/Multi Split | ZEPHYR | HRCU-A-CB-O | ZE-12UH24SCO |  | Mini-Splits(Non-Ducted) | ZE-12UH24SCI |  | 12000 | 23.5 | 9.5 | 12000 | 8400 | 70% | 2.05 | 12.5 | 12.7 |  |  |  | No | R-410A | 1 | Residential & Commercial | Non-Ducted CEE Tier 2
208287543 | Mini/Multi Split | ZEPHYR | HRCU-A-CB-O | ZE-18UH24SCO |  | Mini-Splits(Non-Ducted) | ZE-18UH24SCI |  | 18000 | 20.5 | 9.5 | 19000 | 13300 | 70% | 1.8 | 13 | 13.2 |  |  |  | No | R-410A | 1.5 | Residential & Commercial | Non-Ducted CEE Tier 2
208287545 | Mini/Multi Split | ZEPHYR | HRCU-A-CB-O | ZE-24UH24SCO |  | Mini-Splits(Non-Ducted) | ZE-24UH24SCI |  | 24000 | 21 | 10 | 26000 | 18200 | 70% | 1.75 | 12.5 | 12.5 |  |  |  | No | R-410A | 2 | Residential & Commercial | Non-Ducted CEE Tier 2
208287565 | Mini/Multi Split | ACiQ | HRCU-A-CB-O | UB1MSHQCO12 |  | Mini-Splits(Non-Ducted) | UB1MSHQCW12 |  | 12000 | 21.7 | 9.5 | 12000 | 8400 | 70% | 1.75 | 12.5 | 12.5 |  |  |  | No | R-410A | 1 | Residential & Commercial | Non-Ducted CEE Tier 2
208287572 | Mini/Multi Split | Buck Cool | HRCU-A-CB-O | UB1MSHQCO12 |  | Mini-Splits(Non-Ducted) | UB1MSHQCW12 |  | 12000 | 21.7 | 9.5 | 12000 | 8400 | 70% | 1.75 | 12.5 | 12.5 |  |  |  | No | R-410A | 1 | Residential & Commercial | Non-Ducted CEE Tier 2
208287581 | Mini/Multi Split | Perfect Aire | HRCU-A-CB-O | UB1MSHQCO12 |  | Mini-Splits(Non-Ducted) | UB1MSHQCW12 |  | 12000 | 21.7 | 9.5 | 12000 | 8400 | 70% | 1.75 | 12.5 | 12.5 |  |  |  | No | R-410A | 1 | Residential & Commercial | Non-Ducted CEE Tier 2
208287591 | Mini/Multi Split | ProAire | HRCU-A-CB-O | UB1MSHQCO12 |  | Mini-Splits(Non-Ducted) | UB1MSHQCW12 |  | 12000 | 21.7 | 9.5 | 12000 | 8400 | 70% | 1.75 | 12.5 | 12.5 |  |  |  | No | R-410A | 1 | Residential & Commercial | Non-Ducted CEE Tier 2
208136306 | Mini/Multi Split | DUCTLESSAIRE | HRCU-A-CB-O | DA0921-H2-O* |  | Mini-Splits(Non-Ducted) | DA0921-H2-I* |  | 9000 | 24 | 11.4 | 10000 | 7800 | 78% | 2.18 | 14 | 14 |  |  |  | No | R-410A | 0.75 | Residential & Commercial | Non-Ducted CEE Tier 2
208136308 | Mini/Multi Split | DUCTLESSAIRE | HRCU-A-CB-O | DA1821-H2-O* |  | Mini-Splits(Non-Ducted) | DA1821-H2-I* |  | 18000 | 23.7 | 10.3 | 18000 | 12600 | 70% | 2.39 | 13.5 | 13.5 |  |  |  | No | R-410A | 1.5 | Residential & Commercial | Non-Ducted CEE Tier 2
208429503 | Mini/Multi Split | TOSHIBA CARRIER | HRCU-A-CB-O | RAV-SP122AT2P-UL |  | Mini-Splits(Non-Ducted) | RAV-SM122KRTP-UL |  | 12000 | 25.2 | 11.1 | 14000 | 9900 | 70.71% | 2.5 | 15.6 | 15.7 |  |  |  | No | R-410A | 1 | Residential & Commercial | Non-Ducted CEE Tier 2
208429504 | Mini/Multi Split | TOSHIBA CARRIER | HRCU-A-CB-O | RAV-SP182AT2P-UL |  | Mini-Splits(Non-Ducted) | RAV-SM182KRTP-UL |  | 18000 | 23.8 | 10.3 | 20000 | 14500 | 72.5% | 2.27 | 12 | 12 |  |  |  | No | R-410A | 1.5 | Residential & Commercial | Non-Ducted CEE Tier 2
208429505 | Mini/Multi Split | TOSHIBA CARRIER | HRCU-A-CB-O | RAV-SP242AT2P-UL |  | Mini-Splits(Non-Ducted) | RAV-SM242UTP-UL |  | 24000 | 23.7 | 10.7 | 27000 | 19300 | 71.48% | 2.22 | 12 | 13 |  |  |  | No | R-410A | 2 | Residential & Commercial | Non-Ducted CEE Tier 2
208429506 | Mini/Multi Split | TOSHIBA CARRIER | HRCU-A-CB-O | RAV-SP302AT2P-UL |  | Mini-Splits(Non-Ducted) | RAV-SM302KRTP-UL |  | 30000 | 23.6 | 9.5 | 34000 | 25400 | 74.71% | 2.16 | 12.6 | 13.1 |  |  |  | No | R-410A | 2.5 | Residential & Commercial | Non-Ducted CEE Tier 2
208429508 | Mini/Multi Split | TOSHIBA CARRIER | HRCU-A-CB-O | RAV-SP422AT2P-UL |  | Mini-Splits(Non-Ducted) | RAV-SM422UTP-UL |  | 42000 | 22.6 | 10.2 | 47000 | 33600 | 71.49% | 2.1 | 11.7 | 12 |  |  |  | No | R-410A | 3.5 | Residential & Commercial | Non-Ducted CEE Tier 2
208429509 | Mini/Multi Split | TOSHIBA CARRIER | HRCU-A-CB-O | RAV-SP482AT2P-UL |  | Mini-Splits(Non-Ducted) | RAV-SM482UTP-UL |  | 48000 | 22.4 | 9.8 | 54000 | 38000 | 70.37% | 2.02 | 10.3 | 10.6 |  |  |  | No | R-410A | 4 | Residential & Commercial | Non-Ducted CEE Tier 2
208447319 | Mini/Multi Split | TOSHIBA CARRIER | HRCU-A-CB-O | RAV-SP182AT2P-UL |  | Mini-Splits(Non-Ducted) | RAV-SM182UTP-UL |  | 18000 | 25.5 | 11.3 | 20000 | 14100 | 70.5% | 2.45 | 13.7 | 13.5 |  |  |  | No | R-410A | 1.5 | Residential & Commercial | Non-Ducted CEE Tier 2
208447320 | Mini/Multi Split | TOSHIBA CARRIER | HRCU-A-CB-O | RAV-SP182AT2P-UL |  | Mini-Splits(Non-Ducted) | RAV-SM182CTP-UL |  | 18000 | 23.6 | 10.7 | 20000 | 14500 | 72.5% | 2.36 | 11.5 | 11.5 |  |  |  | No | R-410A | 1.5 | Residential & Commercial | Non-Ducted CEE Tier 2
208447322 | Mini/Multi Split | TOSHIBA CARRIER | HRCU-A-CB-O | RAV-SP242AT2P-UL |  | Mini-Splits(Non-Ducted) | RAV-SM242CTP-UL |  | 24000 | 23.2 | 10.4 | 27000 | 19200 | 71.11% | 2.3 | 12.7 | 12.7 |  |  |  | No | R-410A | 2 | Residential & Commercial | Non-Ducted CEE Tier 2
208447324 | Mini/Multi Split | TOSHIBA CARRIER | HRCU-A-CB-O | RAV-SP302AT2P-UL |  | Mini-Splits(Non-Ducted) | RAV-SM302UTP-UL |  | 30000 | 23.7 | 11.2 | 34000 | 24000 | 70.59% | 2.51 | 13.9 | 14 |  |  |  | No | R-410A | 2.5 | Residential & Commercial | Non-Ducted CEE Tier 2
208447325 | Mini/Multi Split | TOSHIBA CARRIER | HRCU-A-CB-O | RAV-SP302AT2P-UL |  | Mini-Splits(Non-Ducted) | RAV-SM302CTP-UL |  | 30000 | 22 | 10.4 | 34000 | 24200 | 71.18% | 2.28 | 12.5 | 13 |  |  |  | No | R-410A | 2.5 | Residential & Commercial | Non-Ducted CEE Tier 2
208447327 | Mini/Multi Split | TOSHIBA CARRIER | HRCU-A-CB-O | RAV-SP362AT2P-UL |  | Mini-Splits(Non-Ducted) | RAV-SM362UTP-UL |  | 36000 | 24.3 | 11.1 | 40000 | 29800 | 74.5% | 2.47 | 13 | 13.4 |  |  |  | No | R-410A | 3 | Residential & Commercial | Non-Ducted CEE Tier 2
208447328 | Mini/Multi Split | TOSHIBA CARRIER | HRCU-A-CB-O | RAV-SP362AT2P-UL |  | Mini-Splits(Non-Ducted) | RAV-SM362CTP-UL |  | 36000 | 22.4 | 11.1 | 40000 | 29600 | 74% | 2.39 | 12.1 | 12.1 |  |  |  | No | R-410A | 3 | Residential & Commercial | Non-Ducted CEE Tier 2
208447330 | Mini/Multi Split | TOSHIBA CARRIER | HRCU-A-CB-O | RAV-SP422AT2P-UL |  | Mini-Splits(Non-Ducted) | RAV-SM422CTP-UL |  | 42000 | 19.6 | 10.7 | 47000 | 33400 | 71.06% | 2.16 | 9.8 | 9.9 |  |  |  | No | R-410A | 3.5 | Residential & Commercial | Non-Ducted CEE Tier 2
208447614 | Mini/Multi Split | ARCOAIRE | HRCU-A-CB-O | DLCSRBH12AAK |  | Mini-Splits(Non-Ducted) | DLFSHCH12XAK |  | 12000 | 25.5 | 10.4 | 12000 | 12000 | 100% | 1.8 | 14 | 14 |  |  |  | No | R-410A | 1 | Residential & Commercial | Non-Ducted CEE Tier 2
208447615 | Mini/Multi Split | ARCOAIRE | HRCU-A-CB-O | DLCSRBH24AAK |  | Mini-Splits(Non-Ducted) | DLFSHCH24XAK |  | 24000 | 21.5 | 11.4 | 29000 | 25000 | 86.21% | 2.21 | 13 | 13 |  |  |  | No | R-410A | 2 | Residential & Commercial | Non-Ducted CEE Tier 2
208447617 | Mini/Multi Split | ARCOAIRE | HRCU-A-CB-O | DLCSRBH09AAK |  | Mini-Splits(Non-Ducted) | DLFSHCH09XAK |  | 9000 | 28.1 | 11.5 | 12000 | 10600 | 88.33% | 2 | 16.2 | 16.2 |  |  |  | No | R-410A | 0.75 | Residential & Commercial | Non-Ducted CEE Tier 2
208447619 | Mini/Multi Split | ARCOAIRE | HRCU-A-CB-O | DLCSRBH18AAK |  | Mini-Splits(Non-Ducted) | DLFSHCH18XAK |  | 18000 | 21.5 | 11.3 | 18000 | 18000 | 100% | 1.8 | 12.5 | 12.5 |  |  |  | No | R-410A | 1.5 | Residential & Commercial | Non-Ducted CEE Tier 2
208447621 | Mini/Multi Split | ARCOAIRE | HRCU-A-CB-O | DLCSRBH06AAK |  | Mini-Splits(Non-Ducted) | DLFSHCH06XAK |  | 6000 | 26.5 | 13.6 | 7000 | 7500 | 107.1% | 2.1 | 15.8 | 15.8 |  |  |  | No | R-410A | 0.5 | Residential & Commercial | Non-Ducted CEE Tier 2
208447622 | Mini/Multi Split | COMFORTMAKER | HRCU-A-CB-O | DLCSRBH12AAK |  | Mini-Splits(Non-Ducted) | DLFSHCH12XAK |  | 12000 | 25.5 | 10.4 | 12000 | 12000 | 100% | 1.8 | 14 | 14 |  |  |  | No | R-410A | 1 | Residential & Commercial | Non-Ducted CEE Tier 2
208447623 | Mini/Multi Split | COMFORTMAKER | HRCU-A-CB-O | DLCSRBH24AAK |  | Mini-Splits(Non-Ducted) | DLFSHCH24XAK |  | 24000 | 21.5 | 11.4 | 29000 | 25000 | 86.21% | 2.21 | 13 | 13 |  |  |  | No | R-410A | 2 | Residential & Commercial | Non-Ducted CEE Tier 2
208447625 | Mini/Multi Split | COMFORTMAKER | HRCU-A-CB-O | DLCSRBH09AAK |  | Mini-Splits(Non-Ducted) | DLFSHCH09XAK |  | 9000 | 28.1 | 11.5 | 12000 | 10600 | 88.33% | 2 | 16.2 | 16.2 |  |  |  | No | R-410A | 0.75 | Residential & Commercial | Non-Ducted CEE Tier 2
208447627 | Mini/Multi Split | COMFORTMAKER | HRCU-A-CB-O | DLCSRBH18AAK |  | Mini-Splits(Non-Ducted) | DLFSHCH18XAK |  | 18000 | 21.5 | 11.3 | 18000 | 18000 | 100% | 1.8 | 12.5 | 12.5 |  |  |  | No | R-410A | 1.5 | Residential & Commercial | Non-Ducted CEE Tier 2
208447629 | Mini/Multi Split | COMFORTMAKER | HRCU-A-CB-O | DLCSRBH06AAK |  | Mini-Splits(Non-Ducted) | DLFSHCH06XAK |  | 6000 | 26.5 | 13.6 | 7000 | 7500 | 107.1% | 2.1 | 15.8 | 15.8 |  |  |  | No | R-410A | 0.5 | Residential & Commercial | Non-Ducted CEE Tier 2
208447630 | Mini/Multi Split | DAY & NIGHT | HRCU-A-CB-O | DLCSRBH12AAK |  | Mini-Splits(Non-Ducted) | DLFSHCH12XAK |  | 12000 | 25.5 | 10.4 | 12000 | 12000 | 100% | 1.8 | 14 | 14 |  |  |  | No | R-410A | 1 | Residential & Commercial | Non-Ducted CEE Tier 2
208447631 | Mini/Multi Split | DAY & NIGHT | HRCU-A-CB-O | DLCSRBH24AAK |  | Mini-Splits(Non-Ducted) | DLFSHCH24XAK |  | 24000 | 21.5 | 11.4 | 29000 | 25000 | 86.21% | 2.21 | 13 | 13 |  |  |  | No | R-410A | 2 | Residential & Commercial | Non-Ducted CEE Tier 2
208447633 | Mini/Multi Split | DAY & NIGHT | HRCU-A-CB-O | DLCSRBH09AAK |  | Mini-Splits(Non-Ducted) | DLFSHCH09XAK |  | 9000 | 28.1 | 11.5 | 12000 | 10600 | 88.33% | 2 | 16.2 | 16.2 |  |  |  | No | R-410A | 0.75 | Residential & Commercial | Non-Ducted CEE Tier 2
208447635 | Mini/Multi Split | DAY & NIGHT | HRCU-A-CB-O | DLCSRBH18AAK |  | Mini-Splits(Non-Ducted) | DLFSHCH18XAK |  | 18000 | 21.5 | 11.3 | 18000 | 18000 | 100% | 1.8 | 12.5 | 12.5 |  |  |  | No | R-410A | 1.5 | Residential & Commercial | Non-Ducted CEE Tier 2
208447637 | Mini/Multi Split | DAY & NIGHT | HRCU-A-CB-O | DLCSRBH06AAK |  | Mini-Splits(Non-Ducted) | DLFSHCH06XAK |  | 6000 | 26.5 | 13.6 | 7000 | 7500 | 107.1% | 2.1 | 15.8 | 15.8 |  |  |  | No | R-410A | 0.5 | Residential & Commercial | Non-Ducted CEE Tier 2
208447638 | Mini/Multi Split | HEIL | HRCU-A-CB-O | DLCSRBH12AAK |  | Mini-Splits(Non-Ducted) | DLFSHCH12XAK |  | 12000 | 25.5 | 10.4 | 12000 | 12000 | 100% | 1.8 | 14 | 14 |  |  |  | No | R-410A | 1 | Residential & Commercial | Non-Ducted CEE Tier 2
208447639 | Mini/Multi Split | HEIL | HRCU-A-CB-O | DLCSRBH24AAK |  | Mini-Splits(Non-Ducted) | DLFSHCH24XAK |  | 24000 | 21.5 | 11.4 | 29000 | 25000 | 86.21% | 2.21 | 13 | 13 |  |  |  | No | R-410A | 2 | Residential & Commercial | Non-Ducted CEE Tier 2
208447641 | Mini/Multi Split | HEIL | HRCU-A-CB-O | DLCSRBH09AAK |  | Mini-Splits(Non-Ducted) | DLFSHCH09XAK |  | 9000 | 28.1 | 11.5 | 12000 | 10600 | 88.33% | 2 | 16.2 | 16.2 |  |  |  | No | R-410A | 0.75 | Residential & Commercial | Non-Ducted CEE Tier 2
208447643 | Mini/Multi Split | HEIL | HRCU-A-CB-O | DLCSRBH18AAK |  | Mini-Splits(Non-Ducted) | DLFSHCH18XAK |  | 18000 | 21.5 | 11.3 | 18000 | 18000 | 100% | 1.8 | 12.5 | 12.5 |  |  |  | No | R-410A | 1.5 | Residential & Commercial | Non-Ducted CEE Tier 2
208447645 | Mini/Multi Split | HEIL | HRCU-A-CB-O | DLCSRBH06AAK |  | Mini-Splits(Non-Ducted) | DLFSHCH06XAK |  | 6000 | 26.5 | 13.6 | 7000 | 7500 | 107.1% | 2.1 | 15.8 | 15.8 |  |  |  | No | R-410A | 0.5 | Residential & Commercial | Non-Ducted CEE Tier 2
208447646 | Mini/Multi Split | KEEPRITE | HRCU-A-CB-O | DLCSRBH12AAK |  | Mini-Splits(Non-Ducted) | DLFSHCH12XAK |  | 12000 | 25.5 | 10.4 | 12000 | 12000 | 100% | 1.8 | 14 | 14 |  |  |  | No | R-410A | 1 | Residential & Commercial | Non-Ducted CEE Tier 2
208447647 | Mini/Multi Split | KEEPRITE | HRCU-A-CB-O | DLCSRBH24AAK |  | Mini-Splits(Non-Ducted) | DLFSHCH24XAK |  | 24000 | 21.5 | 11.4 | 29000 | 25000 | 86.21% | 2.21 | 13 | 13 |  |  |  | No | R-410A | 2 | Residential & Commercial | Non-Ducted CEE Tier 2
208447649 | Mini/Multi Split | KEEPRITE | HRCU-A-CB-O | DLCSRBH09AAK |  | Mini-Splits(Non-Ducted) | DLFSHCH09XAK |  | 9000 | 28.1 | 11.5 | 12000 | 10600 | 88.33% | 2 | 16.2 | 16.2 |  |  |  | No | R-410A | 0.75 | Residential & Commercial | Non-Ducted CEE Tier 2
208447651 | Mini/Multi Split | KEEPRITE | HRCU-A-CB-O | DLCSRBH18AAK |  | Mini-Splits(Non-Ducted) | DLFSHCH18XAK |  | 18000 | 21.5 | 11.3 | 18000 | 18000 | 100% | 1.8 | 12.5 | 12.5 |  |  |  | No | R-410A | 1.5 | Residential & Commercial | Non-Ducted CEE Tier 2
208447653 | Mini/Multi Split | KEEPRITE | HRCU-A-CB-O | DLCSRBH06AAK |  | Mini-Splits(Non-Ducted) | DLFSHCH06XAK |  | 6000 | 26.5 | 13.6 | 7000 | 7500 | 107.1% | 2.1 | 15.8 | 15.8 |  |  |  | No | R-410A | 0.5 | Residential & Commercial | Non-Ducted CEE Tier 2
208447654 | Mini/Multi Split | KENMORE | HRCU-A-CB-O | DLCSRBH12AAK |  | Mini-Splits(Non-Ducted) | DLFSHCH12XAK |  | 12000 | 25.5 | 10.4 | 12000 | 12000 | 100% | 1.8 | 14 | 14 |  |  |  | No | R-410A | 1 | Residential & Commercial | Non-Ducted CEE Tier 2
208447655 | Mini/Multi Split | KENMORE | HRCU-A-CB-O | DLCSRBH24AAK |  | Mini-Splits(Non-Ducted) | DLFSHCH24XAK |  | 24000 | 21.5 | 11.4 | 29000 | 25000 | 86.21% | 2.21 | 13 | 13 |  |  |  | No | R-410A | 2 | Residential & Commercial | Non-Ducted CEE Tier 2
208447657 | Mini/Multi Split | KENMORE | HRCU-A-CB-O | DLCSRBH09AAK |  | Mini-Splits(Non-Ducted) | DLFSHCH09XAK |  | 9000 | 28.1 | 11.5 | 12000 | 10600 | 88.33% | 2 | 16.2 | 16.2 |  |  |  | No | R-410A | 0.75 | Residential & Commercial | Non-Ducted CEE Tier 2
208447659 | Mini/Multi Split | KENMORE | HRCU-A-CB-O | DLCSRBH18AAK |  | Mini-Splits(Non-Ducted) | DLFSHCH18XAK |  | 18000 | 21.5 | 11.3 | 18000 | 18000 | 100% | 1.8 | 12.5 | 12.5 |  |  |  | No | R-410A | 1.5 | Residential & Commercial | Non-Ducted CEE Tier 2
208447661 | Mini/Multi Split | KENMORE | HRCU-A-CB-O | DLCSRBH06AAK |  | Mini-Splits(Non-Ducted) | DLFSHCH06XAK |  | 6000 | 26.5 | 13.6 | 7000 | 7500 | 107.1% | 2.1 | 15.8 | 15.8 |  |  |  | No | R-410A | 0.5 | Residential & Commercial | Non-Ducted CEE Tier 2
208447662 | Mini/Multi Split | MIDEA | HRCU-A-CB-O | DLCSRBH12AAK |  | Mini-Splits(Non-Ducted) | DLFSHCH12XAK |  | 12000 | 25.5 | 10.4 | 12000 | 12000 | 100% | 1.8 | 14 | 14 |  |  |  | No | R-410A | 1 | Residential & Commercial | Non-Ducted CEE Tier 2
208447663 | Mini/Multi Split | MIDEA | HRCU-A-CB-O | DLCSRBH24AAK |  | Mini-Splits(Non-Ducted) | DLFSHCH24XAK |  | 24000 | 21.5 | 11.4 | 29000 | 25000 | 86.21% | 2.21 | 13 | 13 |  |  |  | No | R-410A | 2 | Residential & Commercial | Non-Ducted CEE Tier 2
208447665 | Mini/Multi Split | MIDEA | HRCU-A-CB-O | DLCSRBH09AAK |  | Mini-Splits(Non-Ducted) | DLFSHCH09XAK |  | 9000 | 28.1 | 11.5 | 12000 | 10600 | 88.33% | 2 | 16.2 | 16.2 |  |  |  | No | R-410A | 0.75 | Residential & Commercial | Non-Ducted CEE Tier 2
208447667 | Mini/Multi Split | MIDEA | HRCU-A-CB-O | DLCSRBH18AAK |  | Mini-Splits(Non-Ducted) | DLFSHCH18XAK |  | 18000 | 21.5 | 11.3 | 18000 | 18000 | 100% | 1.8 | 12.5 | 12.5 |  |  |  | No | R-410A | 1.5 | Residential & Commercial | Non-Ducted CEE Tier 2
208447669 | Mini/Multi Split | MIDEA | HRCU-A-CB-O | DLCSRBH06AAK |  | Mini-Splits(Non-Ducted) | DLFSHCH06XAK |  | 6000 | 26.5 | 13.6 | 7000 | 7500 | 107.1% | 2.1 | 15.8 | 15.8 |  |  |  | No | R-410A | 0.5 | Residential & Commercial | Non-Ducted CEE Tier 2
208447670 | Mini/Multi Split | TEMPSTAR | HRCU-A-CB-O | DLCSRBH12AAK |  | Mini-Splits(Non-Ducted) | DLFSHCH12XAK |  | 12000 | 25.5 | 10.4 | 12000 | 12000 | 100% | 1.8 | 14 | 14 |  |  |  | No | R-410A | 1 | Residential & Commercial | Non-Ducted CEE Tier 2
208447671 | Mini/Multi Split | TEMPSTAR | HRCU-A-CB-O | DLCSRBH24AAK |  | Mini-Splits(Non-Ducted) | DLFSHCH24XAK |  | 24000 | 21.5 | 11.4 | 29000 | 25000 | 86.21% | 2.21 | 13 | 13 |  |  |  | No | R-410A | 2 | Residential & Commercial | Non-Ducted CEE Tier 2
208447673 | Mini/Multi Split | TEMPSTAR | HRCU-A-CB-O | DLCSRBH09AAK |  | Mini-Splits(Non-Ducted) | DLFSHCH09XAK |  | 9000 | 28.1 | 11.5 | 12000 | 10600 | 88.33% | 2 | 16.2 | 16.2 |  |  |  | No | R-410A | 0.75 | Residential & Commercial | Non-Ducted CEE Tier 2
208447675 | Mini/Multi Split | TEMPSTAR | HRCU-A-CB-O | DLCSRBH18AAK |  | Mini-Splits(Non-Ducted) | DLFSHCH18XAK |  | 18000 | 21.5 | 11.3 | 18000 | 18000 | 100% | 1.8 | 12.5 | 12.5 |  |  |  | No | R-410A | 1.5 | Residential & Commercial | Non-Ducted CEE Tier 2
208447677 | Mini/Multi Split | TEMPSTAR | HRCU-A-CB-O | DLCSRBH06AAK |  | Mini-Splits(Non-Ducted) | DLFSHCH06XAK |  | 6000 | 26.5 | 13.6 | 7000 | 7500 | 107.1% | 2.1 | 15.8 | 15.8 |  |  |  | No | R-410A | 0.5 | Residential & Commercial | Non-Ducted CEE Tier 2
208447678 | Mini/Multi Split | SMART COMFORT | HRCU-A-CB-O | DLCSRBH12AAK |  | Mini-Splits(Non-Ducted) | DLFSHCH12XAK |  | 12000 | 25.5 | 10.4 | 12000 | 12000 | 100% | 1.8 | 14 | 14 |  |  |  | No | R-410A | 1 | Residential & Commercial | Non-Ducted CEE Tier 2
208447679 | Mini/Multi Split | SMART COMFORT | HRCU-A-CB-O | DLCSRBH24AAK |  | Mini-Splits(Non-Ducted) | DLFSHCH24XAK |  | 24000 | 21.5 | 11.4 | 29000 | 25000 | 86.21% | 2.21 | 13 | 13 |  |  |  | No | R-410A | 2 | Residential & Commercial | Non-Ducted CEE Tier 2
208447681 | Mini/Multi Split | SMART COMFORT | HRCU-A-CB-O | DLCSRBH09AAK |  | Mini-Splits(Non-Ducted) | DLFSHCH09XAK |  | 9000 | 28.1 | 11.5 | 12000 | 10600 | 88.33% | 2 | 16.2 | 16.2 |  |  |  | No | R-410A | 0.75 | Residential & Commercial | Non-Ducted CEE Tier 2
208447683 | Mini/Multi Split | SMART COMFORT | HRCU-A-CB-O | DLCSRBH18AAK |  | Mini-Splits(Non-Ducted) | DLFSHCH18XAK |  | 18000 | 21.5 | 11.3 | 18000 | 18000 | 100% | 1.8 | 12.5 | 12.5 |  |  |  | No | R-410A | 1.5 | Residential & Commercial | Non-Ducted CEE Tier 2
208447685 | Mini/Multi Split | SMART COMFORT | HRCU-A-CB-O | DLCSRBH06AAK |  | Mini-Splits(Non-Ducted) | DLFSHCH06XAK |  | 6000 | 26.5 | 13.6 | 7000 | 7500 | 107.1% | 2.1 | 15.8 | 15.8 |  |  |  | No | R-410A | 0.5 | Residential & Commercial | Non-Ducted CEE Tier 2
208447686 | Mini/Multi Split | AIRQUEST | HRCU-A-CB-O | DLCSRBH12AAK |  | Mini-Splits(Non-Ducted) | DLFSHCH12XAK |  | 12000 | 25.5 | 10.4 | 12000 | 12000 | 100% | 1.8 | 14 | 14 |  |  |  | No | R-410A | 1 | Residential & Commercial | Non-Ducted CEE Tier 2
208447687 | Mini/Multi Split | AIRQUEST | HRCU-A-CB-O | DLCSRBH24AAK |  | Mini-Splits(Non-Ducted) | DLFSHCH24XAK |  | 24000 | 21.5 | 11.4 | 29000 | 25000 | 86.21% | 2.21 | 13 | 13 |  |  |  | No | R-410A | 2 | Residential & Commercial | Non-Ducted CEE Tier 2
208447689 | Mini/Multi Split | AIRQUEST | HRCU-A-CB-O | DLCSRBH09AAK |  | Mini-Splits(Non-Ducted) | DLFSHCH09XAK |  | 9000 | 28.1 | 11.5 | 12000 | 10600 | 88.33% | 2 | 16.2 | 16.2 |  |  |  | No | R-410A | 0.75 | Residential & Commercial | Non-Ducted CEE Tier 2
208447691 | Mini/Multi Split | AIRQUEST | HRCU-A-CB-O | DLCSRBH18AAK |  | Mini-Splits(Non-Ducted) | DLFSHCH18XAK |  | 18000 | 21.5 | 11.3 | 18000 | 18000 | 100% | 1.8 | 12.5 | 12.5 |  |  |  | No | R-410A | 1.5 | Residential & Commercial | Non-Ducted CEE Tier 2
208447693 | Mini/Multi Split | AIRQUEST | HRCU-A-CB-O | DLCSRBH06AAK |  | Mini-Splits(Non-Ducted) | DLFSHCH06XAK |  | 6000 | 26.5 | 13.6 | 7000 | 7500 | 107.1% | 2.1 | 15.8 | 15.8 |  |  |  | No | R-410A | 0.5 | Residential & Commercial | Non-Ducted CEE Tier 2
208447936 | Mini/Multi Split | SLIMAIR | HRCU-A-CB-O | SHC09VE2AG |  | Mini-Splits(Non-Ducted) | SHM09VE2AG |  | 9000 | 24 | 11.6 | 10000 | 7500 | 75% | 2.25 | 14.7 | 14.7 |  |  |  | No | R-410A | 0.75 | Residential & Commercial | Non-Ducted CEE Tier 2
208447937 | Mini/Multi Split | SLIMAIR | HRCU-A-CB-O | SHC12VE2AG |  | Mini-Splits(Non-Ducted) | SHM12VE2AG |  | 12000 | 23.1 | 10.8 | 12000 | 8400 | 70% | 2.41 | 13 | 13 |  |  |  | No | R-410A | 1 | Residential & Commercial | Non-Ducted CEE Tier 2
208447938 | Mini/Multi Split | SLIMAIR | HRCU-A-CB-O | SHC18VE2AG |  | Mini-Splits(Non-Ducted) | SHM18VE2AG |  | 18000 | 24 | 10.5 | 18000 | 12800 | 71.11% | 2.44 | 13.5 | 13.5 |  |  |  | No | R-410A | 1.5 | Residential & Commercial | Non-Ducted CEE Tier 2
208447940 | Mini/Multi Split | SLIMAIR | HRCU-A-CB-O | SHCD09VC2AG |  | Mini-Splits(Non-Ducted) | SHMZ09VC2AG |  | 9000 | 26.4 | 11.6 | 12000 | 11000 | 91.67% | 1.85 | 15.8 | 15.8 |  |  |  | No | R-410A | 0.75 | Residential & Commercial | Non-Ducted CEE Tier 2
208447941 | Mini/Multi Split | SLIMAIR | HRCU-A-CB-O | SHCD12VC2AG |  | Mini-Splits(Non-Ducted) | SHMZ12VC2AG |  | 12000 | 23.1 | 10.5 | 12000 | 11000 | 91.67% | 1.88 | 13 | 13 |  |  |  | No | R-410A | 1 | Residential & Commercial | Non-Ducted CEE Tier 2
208447942 | Mini/Multi Split | SLIMAIR | HRCU-A-CB-O | SHCD18VC2AG |  | Mini-Splits(Non-Ducted) | SHMZ18VC2AG |  | 18000 | 22 | 10.6 | 18000 | 17200 | 95.56% | 1.89 | 13 | 13 |  |  |  | No | R-410A | 1.5 | Residential & Commercial | Non-Ducted CEE Tier 2
208447943 | Mini/Multi Split | SLIMAIR | HRCU-A-CB-O | SHCD24VC2AG |  | Mini-Splits(Non-Ducted) | SHMZ24VC2AG |  | 23000 | 22.3 | 10.3 | 26000 | 23000 | 88.46% | 1.8 | 12.5 | 12.5 |  |  |  | No | R-410A | 1.9167 | Residential & Commercial | Non-Ducted CEE Tier 2
208447944 | Mini/Multi Split | SLIMAIR | HRCU-A-CB-O | SHC09VE2AG |  | Mini-Splits(Non-Ducted) | SHMZ09VC2AG |  | 9000 | 24 | 11.6 | 10000 | 7500 | 75% | 2.25 | 14.7 | 14.7 |  |  |  | No | R-410A | 0.75 | Residential & Commercial | Non-Ducted CEE Tier 2
208447945 | Mini/Multi Split | SLIMAIR | HRCU-A-CB-O | SHC12VE2AG |  | Mini-Splits(Non-Ducted) | SHMZ12VC2AG |  | 12000 | 23.1 | 10.8 | 12000 | 8400 | 70% | 2.41 | 13 | 13 |  |  |  | No | R-410A | 1 | Residential & Commercial | Non-Ducted CEE Tier 2
208447946 | Mini/Multi Split | SLIMAIR | HRCU-A-CB-O | SHC18VE2AG |  | Mini-Splits(Non-Ducted) | SHMZ18VC2AG |  | 18000 | 24 | 10.5 | 18000 | 12800 | 71.11% | 2.44 | 13.5 | 13.5 |  |  |  | No | R-410A | 1.5 | Residential & Commercial | Non-Ducted CEE Tier 2
208141168 | Mini/Multi Split | COMFORT-AIRE | HRCU-A-CB-O | A-VMH12SV-1 |  | Mini-Splits(Non-Ducted) | B-VMH12SU-1 |  | 12000 | 23.6 | 9.5 | 12000 | 10000 | 83.33% | 1.8 | 13.5 | 13.5 |  |  |  | No | R-410A | 1 | Residential & Commercial | Non-Ducted CEE Tier 2
208141170 | Mini/Multi Split | COMFORT-AIRE | HRCU-A-CB-O | A-VMH24SV-1 |  | Mini-Splits(Non-Ducted) | B-VMH24SU-1 |  | 21600 | 18.9 | 10.4 | 23400 | 23400 | 100% | 1.89 | 13 | 11.7 |  |  |  | No | R-410A | 1.8 | Residential & Commercial | Non-Ducted CEE Tier 2
208141174 | Mini/Multi Split | COMFORT-AIRE | HRCU-A-CB-O | A-VMH12SV-1 |  | Mini-Splits(Non-Ducted) | B-VMH12SU-1C |  | 12000 | 23.6 | 9.5 | 12000 | 10000 | 83.33% | 1.8 | 13.5 | 13.5 |  |  |  | No | R-410A | 1 | Residential & Commercial | Non-Ducted CEE Tier 2
208141177 | Mini/Multi Split | COMFORT-AIRE | HRCU-A-CB-O | A-VMH18SU-1A |  | Mini-Splits(Non-Ducted) | B-VMH18SV-1 |  | 18000 | 21.5 | 11.3 | 18000 | 18000 | 100% | 1.8 | 12.5 | 12.5 |  |  |  | No | R-410A | 1.5 | Residential & Commercial | Non-Ducted CEE Tier 2
208141178 | Mini/Multi Split | COMFORT-AIRE | HRCU-A-CB-O | A-VMH24SU-1 |  | Mini-Splits(Non-Ducted) | B-VMH24SV-1 |  | 24000 | 21.5 | 11.4 | 29000 | 25000 | 86.21% | 2.21 | 13 | 13 |  |  |  | No | R-410A | 2 | Residential & Commercial | Non-Ducted CEE Tier 2
208141182 | Mini/Multi Split | COMFORT-AIRE | HRCU-A-CB-O | A-KMH12SV-1 |  | Mini-Splits(Non-Ducted) | B-KMH12SU-1 |  | 12000 | 23.6 | 9.5 | 12000 | 10000 | 83.33% | 1.8 | 13.5 | 13.5 |  |  |  | No | R-410A | 1 | Residential & Commercial | Non-Ducted CEE Tier 2
208141184 | Mini/Multi Split | COMFORT-AIRE | HRCU-A-CB-O | A-KMH24SV-1 |  | Mini-Splits(Non-Ducted) | B-KMH24SU-1 |  | 21600 | 18.9 | 10.4 | 23400 | 23400 | 100% | 1.89 | 13 | 11.7 |  |  |  | No | R-410A | 1.8 | Residential & Commercial | Non-Ducted CEE Tier 2
208141188 | Mini/Multi Split | COMFORT-AIRE | HRCU-A-CB-O | A-KMH18SU-1 |  | Mini-Splits(Non-Ducted) | B-KMH18SV-1 |  | 18000 | 21.5 | 11.3 | 18000 | 18000 | 100% | 1.8 | 12.5 | 12.5 |  |  |  | No | R-410A | 1.5 | Residential & Commercial | Non-Ducted CEE Tier 2
208141189 | Mini/Multi Split | COMFORT-AIRE | HRCU-A-CB-O | A-KMH24SU-1 |  | Mini-Splits(Non-Ducted) | B-KMH24SV-1 |  | 24000 | 21.5 | 11.4 | 29000 | 25000 | 86.21% | 2.21 | 13 | 13 |  |  |  | No | R-410A | 2 | Residential & Commercial | Non-Ducted CEE Tier 2
208141194 | Mini/Multi Split | KERR | HRCU-A-CB-O | A-KMH12SV-1 |  | Mini-Splits(Non-Ducted) | B-KMH12SU-1 |  | 12000 | 23.6 | 9.5 | 12000 | 10000 | 83.33% | 1.8 | 13.5 | 13.5 |  |  |  | No | R-410A | 1 | Residential & Commercial | Non-Ducted CEE Tier 2
208141196 | Mini/Multi Split | KERR | HRCU-A-CB-O | A-KMH24SV-1 |  | Mini-Splits(Non-Ducted) | B-KMH24SU-1 |  | 21600 | 18.9 | 10.4 | 23400 | 23400 | 100% | 1.89 | 13 | 11.7 |  |  |  | No | R-410A | 1.8 | Residential & Commercial | Non-Ducted CEE Tier 2
208141200 | Mini/Multi Split | KERR | HRCU-A-CB-O | A-KMH18SU-1 |  | Mini-Splits(Non-Ducted) | B-KMH18SV-1 |  | 18000 | 21.5 | 11.3 | 18000 | 18000 | 100% | 1.8 | 12.5 | 12.5 |  |  |  | No | R-410A | 1.5 | Residential & Commercial | Non-Ducted CEE Tier 2
208141201 | Mini/Multi Split | KERR | HRCU-A-CB-O | A-KMH24SU-1 |  | Mini-Splits(Non-Ducted) | B-KMH24SV-1 |  | 24000 | 21.5 | 11.4 | 29000 | 25000 | 86.21% | 2.21 | 13 | 13 |  |  |  | No | R-410A | 2 | Residential & Commercial | Non-Ducted CEE Tier 2
208141955 | Mini/Multi Split | PIONEER | HRCU-A-CB-O | YN012GMFI22RPE |  | Mini-Splits(Non-Ducted) | FB012GMFILDFHE |  | 12000 | 22.7 | 10.2 | 12000 | 8400 | 70% | 2.26 | 13 | 13 |  |  |  | No | R-410A | 1 | Residential & Commercial | Non-Ducted CEE Tier 2
208141957 | Mini/Multi Split | PIONEER | HRCU-A-CB-O | YN024GMFI22RPE |  | Mini-Splits(Non-Ducted) | UB024GMFILCFHD |  | 24000 | 21.2 | 10.3 | 24000 | 18200 | 75.83% | 2.2 | 12.5 | 12.5 |  |  |  | No | R-410A | 2 | Residential & Commercial | Non-Ducted CEE Tier 2
208157117 | Mini/Multi Split | BOSCH | HRCU-A-CB-O | BMS500-AAS012-1CSXHC |  | Mini-Splits(Non-Ducted) | BMS500-AAU012-1AHWXB |  | 12000 | 23.6 | 9.5 | 12000 | 10000 | 83.33% | 1.8 | 13.5 | 13.5 |  |  |  | No | R-410A | 1 | Residential & Commercial | Non-Ducted CEE Tier 2
208157119 | Mini/Multi Split | BOSCH | HRCU-A-CB-O | BMS500-AAS024-1CSXHC |  | Mini-Splits(Non-Ducted) | BMS500-AAU024-1AHWXB |  | 21600 | 18.9 | 10.4 | 23400 | 23400 | 100% | 1.89 | 13 | 11.7 |  |  |  | No | R-410A | 1.8 | Residential & Commercial | Non-Ducted CEE Tier 2
208185841 | Mini/Multi Split | Ameristar | HRCU-A-CB-O | M4THS2324A11NAA |  | Mini-Splits(Non-Ducted) | M4MHW2324A1N0AA |  | 22000 | 23 | 9.5 | 24000 | 20000 | 83.33% | 1.8 | 13 | 13 |  |  |  | No | R-410A | 1.8333 | Residential & Commercial | Non-Ducted CEE Tier 2
208185842 | Mini/Multi Split | RUNTRU | HRCU-A-CB-O | M4THS2324A11NAA |  | Mini-Splits(Non-Ducted) | M4MHW2324A1N0AA |  | 22000 | 23 | 9.5 | 24000 | 20000 | 83.33% | 1.8 | 13 | 13 |  |  |  | No | R-410A | 1.8333 | Residential & Commercial | Non-Ducted CEE Tier 2
208191857 | Mini/Multi Split | PIONEER | HRCU-A-CB-O | YN009GMFI22RPE |  | Mini-Splits(Non-Ducted) | CB009GMFILCFHD |  | 9000 | 20 | 10 | 10000 | 7400 | 74% | 1.9 | 13 | 13 |  |  |  | No | R-410A | 0.75 | Residential & Commercial | Non-Ducted CEE Tier 2
208191864 | Mini/Multi Split | PIONEER | HRCU-A-CB-O | YN024GMFI22RPE |  | Mini-Splits(Non-Ducted) | CB024GMFILDFHE |  | 24000 | 21.5 | 9.7 | 25000 | 18500 | 74% | 2.2 | 12.5 | 12.5 |  |  |  | No | R-410A | 2 | Residential & Commercial | Non-Ducted CEE Tier 2
208193232 | Mini/Multi Split | HISENSE | HRCU-A-CB-O | AST-09UW3SXE01 |  | Mini-Splits(Non-Ducted) | AST-09UW3SXE**01 |  | 9000 | 25.5 | 10.5 | 10000 | 7000 | 70% | 2.05 | 14.5 | 14.5 |  |  |  | No | R-410A | 0.75 | Residential & Commercial | Non-Ducted CEE Tier 2
208193233 | Mini/Multi Split | HISENSE | HRCU-A-CB-O | AST-12UW3SXE02 |  | Mini-Splits(Non-Ducted) | AST-12UW3SXE**02 |  | 12000 | 23.5 | 9.5 | 12000 | 8400 | 70% | 2.05 | 12.5 | 12.7 |  |  |  | No | R-410A | 1 | Residential & Commercial | Non-Ducted CEE Tier 2
208193234 | Mini/Multi Split | HISENSE | HRCU-A-CB-O | AST-18UW3SBB01 |  | Mini-Splits(Non-Ducted) | AST-18UW3SBB**01 |  | 18000 | 20.5 | 9.5 | 19000 | 13300 | 70% | 1.8 | 13 | 13.2 |  |  |  | No | R-410A | 1.5 | Residential & Commercial | Non-Ducted CEE Tier 2
208193235 | Mini/Multi Split | HISENSE | HRCU-A-CB-O | AS-24UW3SKK00 |  | Mini-Splits(Non-Ducted) | AS-24UW3SKK**00 |  | 24000 | 21 | 10 | 26000 | 18200 | 70% | 1.75 | 12.5 | 12.5 |  |  |  | No | R-410A | 2 | Residential & Commercial | Non-Ducted CEE Tier 2
208280093 | Mini/Multi Split | TRUST AIR CONDITIONERS | HRCU-A-CB-O | OAH36H/O4S41P |  | Mini-Splits(Non-Ducted) | IUMC436H/I41P |  | 36000 | 19.4 | 10.5 | 40000 | 40000 | 100% | 1.85 | 9.5 | 9.5 |  |  |  | No | R-410A | 3 | Residential & Commercial | Non-Ducted CEE Tier 2
208280163 | Mini/Multi Split | TRUST AIR CONDITIONERS | HRCU-A-CB-O | OUS48H/O4S41P |  | Mini-Splits(Non-Ducted) | IUMFC48H/I41P |  | 48000 | 18.9 | 10 | 50000 | 35000 | 70% | 1.85 | 9.3 | 9.3 |  |  |  | No | R-410A | 4 | Residential & Commercial | Non-Ducted CEE Tier 2
208130803 | Mini/Multi Split | LBG Products | HRCU-A-CB-O | LBHB09DUWO |  | Mini-Splits(Non-Ducted) | LBHB09DUWI |  | 9000 | 24 | 11.6 | 10000 | 7500 | 75% | 2.25 | 14.7 | 14.7 |  |  |  | No | R-410A | 0.75 | Residential & Commercial | Non-Ducted CEE Tier 2
208130804 | Mini/Multi Split | LBG Products | HRCU-A-CB-O | LBHB12DUWO |  | Mini-Splits(Non-Ducted) | LBHB12DUWI |  | 12000 | 23.1 | 10.8 | 12000 | 8400 | 70% | 2.41 | 13 | 13 |  |  |  | No | R-410A | 1 | Residential & Commercial | Non-Ducted CEE Tier 2
208130805 | Mini/Multi Split | LBG Products | HRCU-A-CB-O | LBHB18DUWO |  | Mini-Splits(Non-Ducted) | LBHB18DUWI |  | 18000 | 24 | 10.5 | 18000 | 12800 | 71.11% | 2.44 | 13.5 | 13.5 |  |  |  | No | R-410A | 1.5 | Residential & Commercial | Non-Ducted CEE Tier 2
208130807 | Mini/Multi Split | LBG Products | HRCU-A-CB-O | LBHB09DUWO |  | Mini-Splits(Non-Ducted) | LMHB09DSI |  | 9000 | 20 | 10 | 10000 | 7400 | 74% | 1.9 | 13 | 13 |  |  |  | No | R-410A | 0.75 | Residential & Commercial | Non-Ducted CEE Tier 2
208130810 | Mini/Multi Split | LBG Products | HRCU-A-CB-O | LBHB24DUWO |  | Mini-Splits(Non-Ducted) | LMHB24DSI |  | 24000 | 21.5 | 9.7 | 25000 | 18500 | 74% | 2.2 | 12.5 | 12.5 |  |  |  | No | R-410A | 2 | Residential & Commercial | Non-Ducted CEE Tier 2
208130820 | Mini/Multi Split | LBG Products | HRCU-A-CB-O | LBHB12DUWO |  | Mini-Splits(Non-Ducted) | LMHB12DZGI |  | 12000 | 22.7 | 10.2 | 12000 | 8400 | 70% | 2.26 | 13 | 13 |  |  |  | No | R-410A | 1 | Residential & Commercial | Non-Ducted CEE Tier 2
208130822 | Mini/Multi Split | LBG Products | HRCU-A-CB-O | LBHB24DUWO |  | Mini-Splits(Non-Ducted) | LMHB24DZDI |  | 24000 | 21.2 | 10.3 | 24000 | 18200 | 75.83% | 2.2 | 12.5 | 12.5 |  |  |  | No | R-410A | 2 | Residential & Commercial | Non-Ducted CEE Tier 2
208130824 | Mini/Multi Split | LBG Products | HRCU-A-CB-O | LUHB48DO |  | Mini-Splits(Non-Ducted) | LUHB48DZDI |  | 48000 | 18.9 | 10 | 50000 | 35000 | 70% | 1.85 | 9.3 | 9.3 |  |  |  | No | R-410A | 4 | Residential & Commercial | Non-Ducted CEE Tier 2
208130826 | Mini/Multi Split | LBG Products | HRCU-A-CB-O | LBHB06DVWO |  | Mini-Splits(Non-Ducted) | LBHB06DVWI |  | 6000 | 23.5 | 12 | 7000 | 7100 | 101.4% | 1.84 | 15 | 15 |  |  |  | No | R-410A | 0.5 | Residential & Commercial | Non-Ducted CEE Tier 2
208130827 | Mini/Multi Split | LBG Products | HRCU-A-CB-O | LBHB09DVWO |  | Mini-Splits(Non-Ducted) | LBHB09DUWI |  | 9000 | 26.4 | 11.6 | 12000 | 11000 | 91.67% | 1.85 | 15.8 | 15.8 |  |  |  | No | R-410A | 0.75 | Residential & Commercial | Non-Ducted CEE Tier 2
208130828 | Mini/Multi Split | LBG Products | HRCU-A-CB-O | LBHB12DVWO |  | Mini-Splits(Non-Ducted) | LBHB12DUWI |  | 12000 | 23.1 | 10.5 | 12000 | 11000 | 91.67% | 1.88 | 13 | 13 |  |  |  | No | R-410A | 1 | Residential & Commercial | Non-Ducted CEE Tier 2
208130829 | Mini/Multi Split | LBG Products | HRCU-A-CB-O | LBHB18DVWO |  | Mini-Splits(Non-Ducted) | LBHB18DUWI |  | 18000 | 22 | 10.6 | 18000 | 17200 | 95.56% | 1.89 | 13 | 13 |  |  |  | No | R-410A | 1.5 | Residential & Commercial | Non-Ducted CEE Tier 2
208130830 | Mini/Multi Split | LBG Products | HRCU-A-CB-O | LBHB24DVWO |  | Mini-Splits(Non-Ducted) | LBHB24DUWI |  | 23000 | 22.3 | 10.3 | 26000 | 23000 | 88.46% | 1.8 | 12.5 | 12.5 |  |  |  | No | R-410A | 1.9167 | Residential & Commercial | Non-Ducted CEE Tier 2
208130831 | Mini/Multi Split | LBG Products | HRCU-A-CB-O | LBHB09DVWO |  | Mini-Splits(Non-Ducted) | LMHB09DSI |  | 9000 | 20.5 | 10.3 | 9800 | 10000 | 102% | 1.8 | 13 | 13 |  |  |  | No | R-410A | 0.75 | Residential & Commercial | Non-Ducted CEE Tier 2
208130832 | Mini/Multi Split | LBG Products | HRCU-A-CB-O | LBHB12DVWO |  | Mini-Splits(Non-Ducted) | LMHB12DSI |  | 12000 | 22.3 | 10.2 | 12000 | 11300 | 94.17% | 1.89 | 12.7 | 12.7 |  |  |  | No | R-410A | 1 | Residential & Commercial | Non-Ducted CEE Tier 2
208130833 | Mini/Multi Split | LBG Products | HRCU-A-CB-O | LBHB18DVWO |  | Mini-Splits(Non-Ducted) | LMHB18DSI |  | 16000 | 20 | 9.5 | 17000 | 16000 | 94.12% | 1.75 | 12.5 | 12.5 |  |  |  | No | R-410A | 1.3333 | Residential & Commercial | Non-Ducted CEE Tier 2
208130834 | Mini/Multi Split | LBG Products | HRCU-A-CB-O | LBHB24DVWO |  | Mini-Splits(Non-Ducted) | LMHB24DSI |  | 24000 | 20.5 | 11.5 | 25000 | 25800 | 103.2% | 2 | 11 | 11 |  |  |  | No | R-410A | 2 | Residential & Commercial | Non-Ducted CEE Tier 2
208130835 | Mini/Multi Split | LBG Products | HRCU-A-CB-O | LUUHB36DO |  | Mini-Splits(Non-Ducted) | LUHB36DSI |  | 36000 | 19.4 | 10.5 | 40000 | 40000 | 100% | 1.85 | 9.5 | 9.5 |  |  |  | No | R-410A | 3 | Residential & Commercial | Non-Ducted CEE Tier 2
208130843 | Mini/Multi Split | LBG Products | HRCU-A-CB-O | LBHB12DVWO |  | Mini-Splits(Non-Ducted) | LMHB12DZGI |  | 12000 | 23.6 | 10 | 12000 | 12000 | 100% | 1.89 | 13 | 13 |  |  |  | No | R-410A | 1 | Residential & Commercial | Non-Ducted CEE Tier 2
208130844 | Mini/Multi Split | LBG Products | HRCU-A-CB-O | LBHB18DVWO |  | Mini-Splits(Non-Ducted) | LMHB18DZDI |  | 17000 | 20.5 | 9.8 | 18000 | 16800 | 93.33% | 1.86 | 12.5 | 12.5 |  |  |  | No | R-410A | 1.4167 | Residential & Commercial | Non-Ducted CEE Tier 2
208130845 | Mini/Multi Split | LBG Products | HRCU-A-CB-O | LBHB24DVWO |  | Mini-Splits(Non-Ducted) | LMHB24DZDI |  | 24000 | 20.5 | 11 | 25000 | 25000 | 100% | 2.1 | 11.5 | 11.7 |  |  |  | No | R-410A | 2 | Residential & Commercial | Non-Ducted CEE Tier 2
208128182 | Mini/Multi Split | Allied | HRCU-A-CB-O | 4DHP2S09S-1P |  | Mini-Splits(Non-Ducted) | DWM209S4-1P |  | 9000 | 25.5 | 12.3 | 10000 | 7500 | 75% | 2.17 | 15 | 15 |  |  |  | No | R-410A | 0.75 | Residential & Commercial | Non-Ducted CEE Tier 2
208128183 | Mini/Multi Split | Allied | HRCU-A-CB-O | 4DHP2S09S-1P |  | Mini-Splits(Non-Ducted) | D22C109S4-1P |  | 9000 | 20 | 10 | 10000 | 7400 | 74% | 1.9 | 13 | 13 |  |  |  | No | R-410A | 0.75 | Residential & Commercial | Non-Ducted CEE Tier 2
208128185 | Mini/Multi Split | AirEase | HRCU-A-CB-O | 4DHP2S09S-1P |  | Mini-Splits(Non-Ducted) | DWM209S4-1P |  | 9000 | 25.5 | 12.3 | 10000 | 7500 | 75% | 2.17 | 15 | 15 |  |  |  | No | R-410A | 0.75 | Residential & Commercial | Non-Ducted CEE Tier 2
208128186 | Mini/Multi Split | AirEase | HRCU-A-CB-O | 4DHP2S09S-1P |  | Mini-Splits(Non-Ducted) | D22C109S4-1P |  | 9000 | 20 | 10 | 10000 | 7400 | 74% | 1.9 | 13 | 13 |  |  |  | No | R-410A | 0.75 | Residential & Commercial | Non-Ducted CEE Tier 2
208128188 | Mini/Multi Split | Armstrong Air | HRCU-A-CB-O | 4DHP2S09S-1P |  | Mini-Splits(Non-Ducted) | DWM209S4-1P |  | 9000 | 25.5 | 12.3 | 10000 | 7500 | 75% | 2.17 | 15 | 15 |  |  |  | No | R-410A | 0.75 | Residential & Commercial | Non-Ducted CEE Tier 2
208128189 | Mini/Multi Split | Armstrong Air | HRCU-A-CB-O | 4DHP2S09S-1P |  | Mini-Splits(Non-Ducted) | D22C109S4-1P |  | 9000 | 20 | 10 | 10000 | 7400 | 74% | 1.9 | 13 | 13 |  |  |  | No | R-410A | 0.75 | Residential & Commercial | Non-Ducted CEE Tier 2
208128191 | Mini/Multi Split | CONCORD | HRCU-A-CB-O | 4DHP2S09S-1P |  | Mini-Splits(Non-Ducted) | DWM209S4-1P |  | 9000 | 25.5 | 12.3 | 10000 | 7500 | 75% | 2.17 | 15 | 15 |  |  |  | No | R-410A | 0.75 | Residential & Commercial | Non-Ducted CEE Tier 2
208128192 | Mini/Multi Split | CONCORD | HRCU-A-CB-O | 4DHP2S09S-1P |  | Mini-Splits(Non-Ducted) | D22C109S4-1P |  | 9000 | 20 | 10 | 10000 | 7400 | 74% | 1.9 | 13 | 13 |  |  |  | No | R-410A | 0.75 | Residential & Commercial | Non-Ducted CEE Tier 2
208128194 | Mini/Multi Split | DUCANE | HRCU-A-CB-O | 4DHP2S09S-1P |  | Mini-Splits(Non-Ducted) | DWM209S4-1P |  | 9000 | 25.5 | 12.3 | 10000 | 7500 | 75% | 2.17 | 15 | 15 |  |  |  | No | R-410A | 0.75 | Residential & Commercial | Non-Ducted CEE Tier 2
208128195 | Mini/Multi Split | DUCANE | HRCU-A-CB-O | 4DHP2S09S-1P |  | Mini-Splits(Non-Ducted) | D22C109S4-1P |  | 9000 | 20 | 10 | 10000 | 7400 | 74% | 1.9 | 13 | 13 |  |  |  | No | R-410A | 0.75 | Residential & Commercial | Non-Ducted CEE Tier 2
208128263 | Mini/Multi Split | SEA BREEZE+ | HRCU-A-CB-O | SZ12H424ZMO |  | Mini-Splits(Non-Ducted) | WM12H424ZMI |  | 12000 | 23.1 | 10.8 | 12000 | 8400 | 70% | 2.41 | 13 | 13 |  |  |  | No | R-410A | 1 | Residential & Commercial | Non-Ducted CEE Tier 2
208128264 | Mini/Multi Split | SEA BREEZE+ | HRCU-A-CB-O | SZ18H424ZMO |  | Mini-Splits(Non-Ducted) | WM18H424ZMI |  | 18000 | 24 | 10.5 | 18000 | 12800 | 71.11% | 2.44 | 13.5 | 13.5 |  |  |  | No | R-410A | 1.5 | Residential & Commercial | Non-Ducted CEE Tier 2
208128266 | Mini/Multi Split | SEA BREEZE+ | HRCU-A-CB-O | SZ9H424ZMO |  | Mini-Splits(Non-Ducted) | WM6H424ZMI |  | 6000 | 23.5 | 12 | 7000 | 7100 | 101.4% | 1.84 | 15 | 15 |  |  |  | No | R-410A | 0.5 | Residential & Commercial | Non-Ducted CEE Tier 2
208128267 | Mini/Multi Split | SEA BREEZE+ | HRCU-A-CB-O | HSZ12H424ZMO |  | Mini-Splits(Non-Ducted) | WM12H424ZMI |  | 12000 | 23.1 | 10.5 | 12000 | 11000 | 91.67% | 1.88 | 13 | 13 |  |  |  | No | R-410A | 1 | Residential & Commercial | Non-Ducted CEE Tier 2
208128268 | Mini/Multi Split | SEA BREEZE+ | HRCU-A-CB-O | HSZ12H424ZMO |  | Mini-Splits(Non-Ducted) | CA12H424ZMI |  | 12000 | 22.3 | 10.2 | 12000 | 11300 | 94.17% | 1.89 | 12.7 | 12.7 |  |  |  | No | R-410A | 1 | Residential & Commercial | Non-Ducted CEE Tier 2
208128270 | Mini/Multi Split | SEA BREEZE+ | HRCU-A-CB-O | SZ9H424ZMO |  | Mini-Splits(Non-Ducted) | CA9H424ZMI |  | 9000 | 20 | 10 | 10000 | 7400 | 74% | 1.9 | 13 | 13 |  |  |  | No | R-410A | 0.75 | Residential & Commercial | Non-Ducted CEE Tier 2
208128273 | Mini/Multi Split | SEA BREEZE+ | HRCU-A-CB-O | SZ24H424ZMO |  | Mini-Splits(Non-Ducted) | CA24H424ZMI |  | 24000 | 21.5 | 9.7 | 25000 | 18500 | 74% | 2.2 | 12.5 | 12.5 |  |  |  | No | R-410A | 2 | Residential & Commercial | Non-Ducted CEE Tier 2
208128274 | Mini/Multi Split | SEA BREEZE+ | HRCU-A-CB-O | CSZ36H424ZMO |  | Mini-Splits(Non-Ducted) | CA36H424ZMI |  | 36000 | 19.4 | 10.5 | 40000 | 40000 | 100% | 1.85 | 9.5 | 9.5 |  |  |  | No | R-410A | 3 | Residential & Commercial | Non-Ducted CEE Tier 2
208128281 | Mini/Multi Split | SEA BREEZE+ | HRCU-A-CB-O | SZ24H424ZMO |  | Mini-Splits(Non-Ducted) | FC24H424ZMI |  | 24000 | 21.2 | 10.3 | 24000 | 18200 | 75.83% | 2.2 | 12.5 | 12.5 |  |  |  | No | R-410A | 2 | Residential & Commercial | Non-Ducted CEE Tier 2
208121923 | Mini/Multi Split | EMI | HRCU-A-CB-O | MHSZ106DA |  | Mini-Splits(Non-Ducted) | MHWAL06DA |  | 6000 | 26.5 | 13.6 | 7000 | 7500 | 107.1% | 2.1 | 15.8 | 15.8 |  |  |  | No | R-410A | 0.5 | Residential & Commercial | Non-Ducted CEE Tier 2
208121924 | Mini/Multi Split | EMI | HRCU-A-CB-O | MHSZ109DA |  | Mini-Splits(Non-Ducted) | MHWAL09DA |  | 9000 | 28.1 | 11.5 | 12000 | 10600 | 88.33% | 2 | 16.2 | 16.2 |  |  |  | No | R-410A | 0.75 | Residential & Commercial | Non-Ducted CEE Tier 2
208121925 | Mini/Multi Split | EMI | HRCU-A-CB-O | MHSZ112DA |  | Mini-Splits(Non-Ducted) | MHWAL12DA |  | 12000 | 25.5 | 10.4 | 12000 | 12000 | 100% | 1.8 | 14 | 14 |  |  |  | No | R-410A | 1 | Residential & Commercial | Non-Ducted CEE Tier 2
208121926 | Mini/Multi Split | EMI | HRCU-A-CB-O | MHSZ118DA |  | Mini-Splits(Non-Ducted) | MHWAL18DA |  | 18000 | 21.5 | 11.3 | 18000 | 18000 | 100% | 1.8 | 12.5 | 12.5 |  |  |  | No | R-410A | 1.5 | Residential & Commercial | Non-Ducted CEE Tier 2
208121927 | Mini/Multi Split | EMI | HRCU-A-CB-O | MHSZ124DA |  | Mini-Splits(Non-Ducted) | MHWAL24DA |  | 24000 | 21.5 | 11.4 | 29000 | 25000 | 86.21% | 2.21 | 13 | 13 |  |  |  | No | R-410A | 2 | Residential & Commercial | Non-Ducted CEE Tier 2
208121928 | Mini/Multi Split | EMI | HRCU-A-CB-O | MHSZ109DA |  | Mini-Splits(Non-Ducted) | MHCAS09DA |  | 9000 | 20.5 | 10.3 | 9800 | 10000 | 102% | 1.8 | 13 | 13 |  |  |  | No | R-410A | 0.75 | Residential & Commercial | Non-Ducted CEE Tier 2
208121929 | Mini/Multi Split | EMI | HRCU-A-CB-O | MHSZ112DA |  | Mini-Splits(Non-Ducted) | MHCAS12DA |  | 12000 | 22.3 | 10.2 | 12000 | 11300 | 94.17% | 1.89 | 12.7 | 12.7 |  |  |  | No | R-410A | 1 | Residential & Commercial | Non-Ducted CEE Tier 2
208121930 | Mini/Multi Split | EMI | HRCU-A-CB-O | MHSZ118DA |  | Mini-Splits(Non-Ducted) | MHCAS18DA |  | 16000 | 20 | 9.5 | 17000 | 16000 | 94.12% | 1.75 | 12.5 | 12.5 |  |  |  | No | R-410A | 1.3333 | Residential & Commercial | Non-Ducted CEE Tier 2
208121931 | Mini/Multi Split | EMI | HRCU-A-CB-O | MHSZ124DA |  | Mini-Splits(Non-Ducted) | MHCAS24DA |  | 24000 | 20.5 | 11.5 | 25000 | 25800 | 103.2% | 2 | 11 | 11 |  |  |  | No | R-410A | 2 | Residential & Commercial | Non-Ducted CEE Tier 2
208121944 | Mini/Multi Split | PIONEER | HRCU-A-CB-O | YN009GMFI20RPD |  | Mini-Splits(Non-Ducted) | CB009GMFILCFHD |  | 9000 | 20 | 10 | 10000 | 7400 | 74% | 1.9 | 13 | 13 |  |  |  | No | R-410A | 0.75 | Residential & Commercial | Non-Ducted CEE Tier 2
208121947 | Mini/Multi Split | PIONEER | HRCU-A-CB-O | YN024GMFI20RPD |  | Mini-Splits(Non-Ducted) | CB024GMFILDFHE |  | 24000 | 21.5 | 9.7 | 25000 | 18500 | 74% | 2.2 | 12.5 | 12.5 |  |  |  | No | R-410A | 2 | Residential & Commercial | Non-Ducted CEE Tier 2
208121960 | Mini/Multi Split | PIONEER | HRCU-A-CB-O | YN048GMFI18RUE |  | Mini-Splits(Non-Ducted) | UB048GMFILCFHD |  | 48000 | 18.9 | 10 | 50000 | 35000 | 70% | 1.85 | 9.3 | 9.3 |  |  |  | No | R-410A | 4 | Residential & Commercial | Non-Ducted CEE Tier 2
208121896 | Mini/Multi Split | Alsetria | HRCU-A-CB-O | MOX230-09HFN1-MW5W |  | Mini-Splits(Non-Ducted) | MSEPB-09HRFN1-MY5W(GA) |  | 9000 | 25.5 | 12.3 | 10000 | 7500 | 75% | 2.17 | 15 | 15 |  |  |  | No | R-410A | 0.75 | Residential & Commercial | Non-Ducted CEE Tier 2
208121900 | Mini/Multi Split | Alsetria | HRCU-A-CB-O | MOX230-09HFN1-MW5W |  | Mini-Splits(Non-Ducted) | MSEPB-06HRFN1-MY5W |  | 6000 | 26.5 | 13.6 | 7000 | 7500 | 107.1% | 2.1 | 15.8 | 15.8 |  |  |  | No | R-410A | 0.5 | Residential & Commercial | Non-Ducted CEE Tier 2
208121901 | Mini/Multi Split | Alsetria | HRCU-A-CB-O | MOX330-09HFN1-MY5W |  | Mini-Splits(Non-Ducted) | MSEPB-09HRFN1-MY5W(GA) |  | 9000 | 28.1 | 11.5 | 12000 | 10600 | 88.33% | 2 | 16.2 | 16.2 |  |  |  | No | R-410A | 0.75 | Residential & Commercial | Non-Ducted CEE Tier 2
208121902 | Mini/Multi Split | Alsetria | HRCU-A-CB-O | MOX330-12HFN1-MW5W |  | Mini-Splits(Non-Ducted) | MSEPB-12HRFN1-MW5W(GA) |  | 12000 | 25.5 | 10.4 | 12000 | 12000 | 100% | 1.8 | 14 | 14 |  |  |  | No | R-410A | 1 | Residential & Commercial | Non-Ducted CEE Tier 2
208121903 | Mini/Multi Split | Alsetria | HRCU-A-CB-O | MOX430-17HFN1-MT0W |  | Mini-Splits(Non-Ducted) | MSEPC-18HRFN1-MU0W |  | 18000 | 21.5 | 11.3 | 18000 | 18000 | 100% | 1.8 | 12.5 | 12.5 |  |  |  | No | R-410A | 1.5 | Residential & Commercial | Non-Ducted CEE Tier 2
208121904 | Mini/Multi Split | Alsetria | HRCU-A-CB-O | MOD30-24HFN1-MU0W |  | Mini-Splits(Non-Ducted) | MSEPD-24HRFN1-MU0W |  | 24000 | 21.5 | 11.4 | 29000 | 25000 | 86.21% | 2.21 | 13 | 13 |  |  |  | No | R-410A | 2 | Residential & Commercial | Non-Ducted CEE Tier 2
208119825 | Mini/Multi Split | MOOVAIR | HRCU-A-CB-O | DMA12HOS28230E8 |  | Mini-Splits(Non-Ducted) | DM12HIW23230E3 |  | 12000 | 23.6 | 9.5 | 12000 | 10000 | 83.33% | 1.8 | 13.5 | 13.5 |  |  |  | No | R-410A | 1 | Residential & Commercial | Non-Ducted CEE Tier 2
208119827 | Mini/Multi Split | MOOVAIR | HRCU-A-CB-O | DMA24HOS28230E8 |  | Mini-Splits(Non-Ducted) | DM24HIW23230E3 |  | 21600 | 18.9 | 10.4 | 23400 | 23400 | 100% | 1.89 | 13 | 11.7 |  |  |  | No | R-410A | 1.8 | Residential & Commercial | Non-Ducted CEE Tier 2
208119829 | Mini/Multi Split | ELIOS | HRCU-A-CB-O | DEA12HOS28230E8 |  | Mini-Splits(Non-Ducted) | DE12HIW23230E3 |  | 12000 | 23.6 | 9.5 | 12000 | 10000 | 83.33% | 1.8 | 13.5 | 13.5 |  |  |  | No | R-410A | 1 | Residential & Commercial | Non-Ducted CEE Tier 2
208119831 | Mini/Multi Split | ELIOS | HRCU-A-CB-O | DEA24HOS28230E8 |  | Mini-Splits(Non-Ducted) | DE24HIW23230E3 |  | 21600 | 18.9 | 10.4 | 23400 | 23400 | 100% | 1.89 | 13 | 11.7 |  |  |  | No | R-410A | 1.8 | Residential & Commercial | Non-Ducted CEE Tier 2
208106972 | Mini/Multi Split | YONAN | HRCU-A-CB-O | YOX-09HFN1 |  | Mini-Splits(Non-Ducted) | YCA-09HRFN1 |  | 9000 | 20 | 10 | 10000 | 7400 | 74% | 1.9 | 13 | 13 |  |  |  | No | R-410A | 0.75 | Residential & Commercial | Non-Ducted CEE Tier 2
208106979 | Mini/Multi Split | YONAN | HRCU-A-CB-O | YOD-24HFN1 |  | Mini-Splits(Non-Ducted) | YCD-24HRFN1 |  | 24000 | 21.5 | 9.7 | 25000 | 18500 | 74% | 2.2 | 12.5 | 12.5 |  |  |  | No | R-410A | 2 | Residential & Commercial | Non-Ducted CEE Tier 2
208106981 | Mini/Multi Split | YONAN | HRCU-A-CB-O | YOD-24HFN1 |  | Mini-Splits(Non-Ducted) | YUE-24HRFN1 |  | 24000 | 21.2 | 10.3 | 24000 | 18200 | 75.83% | 2.2 | 12.5 | 12.5 |  |  |  | No | R-410A | 2 | Residential & Commercial | Non-Ducted CEE Tier 2
208106987 | Mini/Multi Split | YONAN | HRCU-A-CB-O | YOE-48HFN1 |  | Mini-Splits(Non-Ducted) | YUE-48HRFN1 |  | 48000 | 18.9 | 10 | 50000 | 35000 | 70% | 1.85 | 9.3 | 9.3 |  |  |  | No | R-410A | 4 | Residential & Commercial | Non-Ducted CEE Tier 2
208119661 | Mini/Multi Split | Airlux | HRCU-A-CB-O | ASZ09O/2022 |  | Mini-Splits(Non-Ducted) | AMM09I/2022 |  | 9000 | 24 | 11.4 | 10000 | 7800 | 78% | 2.18 | 14 | 14 |  |  |  | No | R-410A | 0.75 | Residential & Commercial | Non-Ducted CEE Tier 2
208119663 | Mini/Multi Split | Airlux | HRCU-A-CB-O | ASZ18O/2022 |  | Mini-Splits(Non-Ducted) | AMM18I/2022 |  | 18000 | 23.7 | 10.3 | 18000 | 12600 | 70% | 2.39 | 13.5 | 13.5 |  |  |  | No | R-410A | 1.5 | Residential & Commercial | Non-Ducted CEE Tier 2
208121859 | Mini/Multi Split | ECO-AIR | HRCU-A-CB-O | MOX230-09HFN1-MW5W |  | Mini-Splits(Non-Ducted) | MSEPB-09HRFN1-MY5W(GA) |  | 9000 | 25.5 | 12.3 | 10000 | 7500 | 75% | 2.17 | 15 | 15 |  |  |  | No | R-410A | 0.75 | Residential & Commercial | Non-Ducted CEE Tier 2
208121863 | Mini/Multi Split | ECO-AIR | HRCU-A-CB-O | MOX230-09HFN1-MW5W |  | Mini-Splits(Non-Ducted) | MSEPB-06HRFN1-MY5W |  | 6000 | 26.5 | 13.6 | 7000 | 7500 | 107.1% | 2.1 | 15.8 | 15.8 |  |  |  | No | R-410A | 0.5 | Residential & Commercial | Non-Ducted CEE Tier 2
208121864 | Mini/Multi Split | ECO-AIR | HRCU-A-CB-O | MOX330-09HFN1-MY5W |  | Mini-Splits(Non-Ducted) | MSEPB-09HRFN1-MY5W(GA) |  | 9000 | 28.1 | 11.5 | 12000 | 10600 | 88.33% | 2 | 16.2 | 16.2 |  |  |  | No | R-410A | 0.75 | Residential & Commercial | Non-Ducted CEE Tier 2
208121865 | Mini/Multi Split | ECO-AIR | HRCU-A-CB-O | MOX330-12HFN1-MW5W |  | Mini-Splits(Non-Ducted) | MSEPB-12HRFN1-MW5W(GA) |  | 12000 | 25.5 | 10.4 | 12000 | 12000 | 100% | 1.8 | 14 | 14 |  |  |  | No | R-410A | 1 | Residential & Commercial | Non-Ducted CEE Tier 2
208121866 | Mini/Multi Split | ECO-AIR | HRCU-A-CB-O | MOX430-17HFN1-MT0W |  | Mini-Splits(Non-Ducted) | MSEPC-18HRFN1-MU0W |  | 18000 | 21.5 | 11.3 | 18000 | 18000 | 100% | 1.8 | 12.5 | 12.5 |  |  |  | No | R-410A | 1.5 | Residential & Commercial | Non-Ducted CEE Tier 2
208121867 | Mini/Multi Split | ECO-AIR | HRCU-A-CB-O | MOD30-24HFN1-MU0W |  | Mini-Splits(Non-Ducted) | MSEPD-24HRFN1-MU0W |  | 24000 | 21.5 | 11.4 | 29000 | 25000 | 86.21% | 2.21 | 13 | 13 |  |  |  | No | R-410A | 2 | Residential & Commercial | Non-Ducted CEE Tier 2
208075829 | Mini/Multi Split | MOOVAIR | HRCU-A-CB-O | DMA09HOS25230E8 |  | Mini-Splits(Non-Ducted) | DMA06HIW25230E8 |  | 6000 | 26.5 | 13.6 | 7000 | 7500 | 107.1% | 2.1 | 15.8 | 15.8 |  |  |  | No | R-410A | 0.5 | Residential & Commercial | Non-Ducted CEE Tier 2
208075830 | Mini/Multi Split | ELIOS | HRCU-A-CB-O | DEA09HOS25230E8 |  | Mini-Splits(Non-Ducted) | DEA06HIW25230E8 |  | 6000 | 26.5 | 13.6 | 7000 | 7500 | 107.1% | 2.1 | 15.8 | 15.8 |  |  |  | No | R-410A | 0.5 | Residential & Commercial | Non-Ducted CEE Tier 2
208101238 | Mini/Multi Split | PIONEER | HRCU-A-CB-O | YN009GMFI22RPE |  | Mini-Splits(Non-Ducted) | WS009GMFI22HLE |  | 9000 | 24 | 11.4 | 10000 | 7800 | 78% | 2.18 | 14 | 14 |  |  |  | No | R-410A | 0.75 | Residential & Commercial | Non-Ducted CEE Tier 2
208101240 | Mini/Multi Split | PIONEER | HRCU-A-CB-O | YN018GMFI22RPE |  | Mini-Splits(Non-Ducted) | WS018GMFI22HLE |  | 18000 | 23.7 | 10.3 | 18000 | 12600 | 70% | 2.39 | 13.5 | 13.5 |  |  |  | No | R-410A | 1.5 | Residential & Commercial | Non-Ducted CEE Tier 2
208101255 | Mini/Multi Split | AURORA | HRCU-A-CB-O | AU-CX06HR-2A-O |  | Mini-Splits(Non-Ducted) | AU-CX06HR-2A-I |  | 6000 | 23.5 | 12 | 7000 | 7100 | 101.4% | 1.84 | 15 | 15 |  |  |  | No | R-410A | 0.5 | Residential & Commercial | Non-Ducted CEE Tier 2
208101256 | Mini/Multi Split | AURORA | HRCU-A-CB-O | AU-CX09HR-2A-O |  | Mini-Splits(Non-Ducted) | AU-BS09HR-2A-I |  | 9000 | 26.4 | 11.6 | 12000 | 11000 | 91.67% | 1.85 | 15.8 | 15.8 |  |  |  | No | R-410A | 0.75 | Residential & Commercial | Non-Ducted CEE Tier 2
208101257 | Mini/Multi Split | AURORA | HRCU-A-CB-O | AU-CX12HR-2A-O |  | Mini-Splits(Non-Ducted) | AU-BS12HR-2A-I |  | 12000 | 23.1 | 10.5 | 12000 | 11000 | 91.67% | 1.88 | 13 | 13 |  |  |  | No | R-410A | 1 | Residential & Commercial | Non-Ducted CEE Tier 2
208101258 | Mini/Multi Split | AURORA | HRCU-A-CB-O | AU-CX18HR-2A-O |  | Mini-Splits(Non-Ducted) | AU-BS18HR-2A-I |  | 18000 | 22 | 10.6 | 18000 | 17200 | 95.56% | 1.89 | 13 | 13 |  |  |  | No | R-410A | 1.5 | Residential & Commercial | Non-Ducted CEE Tier 2
208101259 | Mini/Multi Split | AURORA | HRCU-A-CB-O | AU-CX24HR-2A-O |  | Mini-Splits(Non-Ducted) | AU-BS24HR-2A-I |  | 23000 | 22.3 | 10.3 | 26000 | 23000 | 88.46% | 1.8 | 12.5 | 12.5 |  |  |  | No | R-410A | 1.9167 | Residential & Commercial | Non-Ducted CEE Tier 2
208106659 | Mini/Multi Split | Allied | HRCU-A-CB-O | 4DHP2S24S-1P |  | Mini-Splits(Non-Ducted) | D33C224S4-1P |  | 23600 | 21.5 | 9.6 | 26000 | 18500 | 71.15% | 2.2 | 12.5 | 12.3 |  |  |  | No | R-410A | 1.9667 | Residential & Commercial | Non-Ducted CEE Tier 2
208106668 | Mini/Multi Split | DUCANE | HRCU-A-CB-O | 4DHP2S24S-1P |  | Mini-Splits(Non-Ducted) | D33C224S4-1P |  | 23600 | 21.5 | 9.6 | 26000 | 18500 | 71.15% | 2.2 | 12.5 | 12.3 |  |  |  | No | R-410A | 1.9667 | Residential & Commercial | Non-Ducted CEE Tier 2
208106677 | Mini/Multi Split | Armstrong Air | HRCU-A-CB-O | 4DHP2S24S-1P |  | Mini-Splits(Non-Ducted) | D33C224S4-1P |  | 23600 | 21.5 | 9.6 | 26000 | 18500 | 71.15% | 2.2 | 12.5 | 12.3 |  |  |  | No | R-410A | 1.9667 | Residential & Commercial | Non-Ducted CEE Tier 2
208106686 | Mini/Multi Split | AirEase | HRCU-A-CB-O | 4DHP2S24S-1P |  | Mini-Splits(Non-Ducted) | D33C224S4-1P |  | 23600 | 21.5 | 9.6 | 26000 | 18500 | 71.15% | 2.2 | 12.5 | 12.3 |  |  |  | No | R-410A | 1.9667 | Residential & Commercial | Non-Ducted CEE Tier 2
208106695 | Mini/Multi Split | CONCORD | HRCU-A-CB-O | 4DHP2S24S-1P |  | Mini-Splits(Non-Ducted) | D33C224S4-1P |  | 23600 | 21.5 | 9.6 | 26000 | 18500 | 71.15% | 2.2 | 12.5 | 12.3 |  |  |  | No | R-410A | 1.9667 | Residential & Commercial | Non-Ducted CEE Tier 2
208106703 | Mini/Multi Split | Allied | HRCU-A-CB-O | 4DHPS209S-1P |  | Mini-Splits(Non-Ducted) | DWM209S4-1P |  | 9000 | 25.5 | 12.3 | 10000 | 7500 | 75% | 2.17 | 15 | 15 |  |  |  | No | R-410A | 0.75 | Residential & Commercial | Non-Ducted CEE Tier 2
208106705 | Mini/Multi Split | Allied | HRCU-A-CB-O | 4DHPS209S-1P |  | Mini-Splits(Non-Ducted) | D22C109S4-1P |  | 9000 | 20 | 10 | 10000 | 7400 | 74% | 1.9 | 13 | 13 |  |  |  | No | R-410A | 0.75 | Residential & Commercial | Non-Ducted CEE Tier 2
208106714 | Mini/Multi Split | DUCANE | HRCU-A-CB-O | 4DHPS209S-1P |  | Mini-Splits(Non-Ducted) | DWM209S4-1P |  | 9000 | 25.5 | 12.3 | 10000 | 7500 | 75% | 2.17 | 15 | 15 |  |  |  | No | R-410A | 0.75 | Residential & Commercial | Non-Ducted CEE Tier 2
208106716 | Mini/Multi Split | DUCANE | HRCU-A-CB-O | 4DHPS209S-1P |  | Mini-Splits(Non-Ducted) | D22C109S4-1P |  | 9000 | 20 | 10 | 10000 | 7400 | 74% | 1.9 | 13 | 13 |  |  |  | No | R-410A | 0.75 | Residential & Commercial | Non-Ducted CEE Tier 2
208106725 | Mini/Multi Split | AirEase | HRCU-A-CB-O | 4DHPS209S-1P |  | Mini-Splits(Non-Ducted) | DWM209S4-1P |  | 9000 | 25.5 | 12.3 | 10000 | 7500 | 75% | 2.17 | 15 | 15 |  |  |  | No | R-410A | 0.75 | Residential & Commercial | Non-Ducted CEE Tier 2
208106727 | Mini/Multi Split | AirEase | HRCU-A-CB-O | 4DHPS209S-1P |  | Mini-Splits(Non-Ducted) | D22C109S4-1P |  | 9000 | 20 | 10 | 10000 | 7400 | 74% | 1.9 | 13 | 13 |  |  |  | No | R-410A | 0.75 | Residential & Commercial | Non-Ducted CEE Tier 2
208106736 | Mini/Multi Split | Armstrong Air | HRCU-A-CB-O | 4DHPS209S-1P |  | Mini-Splits(Non-Ducted) | DWM209S4-1P |  | 9000 | 25.5 | 12.3 | 10000 | 7500 | 75% | 2.17 | 15 | 15 |  |  |  | No | R-410A | 0.75 | Residential & Commercial | Non-Ducted CEE Tier 2
208106738 | Mini/Multi Split | Armstrong Air | HRCU-A-CB-O | 4DHPS209S-1P |  | Mini-Splits(Non-Ducted) | D22C109S4-1P |  | 9000 | 20 | 10 | 10000 | 7400 | 74% | 1.9 | 13 | 13 |  |  |  | No | R-410A | 0.75 | Residential & Commercial | Non-Ducted CEE Tier 2
208106747 | Mini/Multi Split | CONCORD | HRCU-A-CB-O | 4DHPS209S-1P |  | Mini-Splits(Non-Ducted) | DWM209S4-1P |  | 9000 | 25.5 | 12.3 | 10000 | 7500 | 75% | 2.17 | 15 | 15 |  |  |  | No | R-410A | 0.75 | Residential & Commercial | Non-Ducted CEE Tier 2
208106749 | Mini/Multi Split | CONCORD | HRCU-A-CB-O | 4DHPS209S-1P |  | Mini-Splits(Non-Ducted) | D22C109S4-1P |  | 9000 | 20 | 10 | 10000 | 7400 | 74% | 1.9 | 13 | 13 |  |  |  | No | R-410A | 0.75 | Residential & Commercial | Non-Ducted CEE Tier 2
208106761 | Mini/Multi Split | Allied | HRCU-A-CB-O | 4DHPS209S-1P |  | Mini-Splits(Non-Ducted) | DWM206S4-1P |  | 6000 | 26.5 | 13.6 | 7000 | 7500 | 107.1% | 2.1 | 15.8 | 15.8 |  |  |  | No | R-410A | 0.5 | Residential & Commercial | Non-Ducted CEE Tier 2
208106766 | Mini/Multi Split | AirEase | HRCU-A-CB-O | 4DHPS209S-1P |  | Mini-Splits(Non-Ducted) | DWM206S4-1P |  | 6000 | 26.5 | 13.6 | 7000 | 7500 | 107.1% | 2.1 | 15.8 | 15.8 |  |  |  | No | R-410A | 0.5 | Residential & Commercial | Non-Ducted CEE Tier 2
208106771 | Mini/Multi Split | Armstrong Air | HRCU-A-CB-O | 4DHPS209S-1P |  | Mini-Splits(Non-Ducted) | DWM206S4-1P |  | 6000 | 26.5 | 13.6 | 7000 | 7500 | 107.1% | 2.1 | 15.8 | 15.8 |  |  |  | No | R-410A | 0.5 | Residential & Commercial | Non-Ducted CEE Tier 2
208106776 | Mini/Multi Split | CONCORD | HRCU-A-CB-O | 4DHPS209S-1P |  | Mini-Splits(Non-Ducted) | DWM206S4-1P |  | 6000 | 26.5 | 13.6 | 7000 | 7500 | 107.1% | 2.1 | 15.8 | 15.8 |  |  |  | No | R-410A | 0.5 | Residential & Commercial | Non-Ducted CEE Tier 2
208106781 | Mini/Multi Split | DUCANE | HRCU-A-CB-O | 4DHPS209S-1P |  | Mini-Splits(Non-Ducted) | DWM206S4-1P |  | 6000 | 26.5 | 13.6 | 7000 | 7500 | 107.1% | 2.1 | 15.8 | 15.8 |  |  |  | No | R-410A | 0.5 | Residential & Commercial | Non-Ducted CEE Tier 2
207862069 | Mini/Multi Split | Breeze33 | HRCU-A-CB-O | BZ33-HYP06OUT2-G2-P |  | Mini-Splits(Non-Ducted) | BZ33-HYP06WALL2-G2-P |  | 6000 | 26.5 | 13.6 | 7000 | 7500 | 107.1% | 2.1 | 15.8 | 15.8 |  |  |  | No | R-410A | 0.5 | Residential & Commercial | Non-Ducted CEE Tier 2
207862070 | Mini/Multi Split | Breeze33 | HRCU-A-CB-O | BZ33-HYP09OUT2-G2-P |  | Mini-Splits(Non-Ducted) | BZ33-HYP09WALL2-G2-P |  | 9000 | 28.1 | 11.5 | 12000 | 10600 | 88.33% | 2 | 16.2 | 16.2 |  |  |  | No | R-410A | 0.75 | Residential & Commercial | Non-Ducted CEE Tier 2
207862071 | Mini/Multi Split | Breeze33 | HRCU-A-CB-O | BZ33-HYP12OUT2-G2-P |  | Mini-Splits(Non-Ducted) | BZ33-HYP12WALL2-G2-P |  | 12000 | 25.5 | 10.4 | 12000 | 12000 | 100% | 1.8 | 14 | 14 |  |  |  | No | R-410A | 1 | Residential & Commercial | Non-Ducted CEE Tier 2
207862072 | Mini/Multi Split | Breeze33 | HRCU-A-CB-O | BZ33-HYP18OUT2-G2-P |  | Mini-Splits(Non-Ducted) | BZ33-HYP18WALL2-G2-P |  | 18000 | 21.5 | 11.3 | 18000 | 18000 | 100% | 1.8 | 12.5 | 12.5 |  |  |  | No | R-410A | 1.5 | Residential & Commercial | Non-Ducted CEE Tier 2
207862073 | Mini/Multi Split | Breeze33 | HRCU-A-CB-O | BZ33-HYP24OUT2-G2-P |  | Mini-Splits(Non-Ducted) | BZ33-HYP24WALL2-G2-P |  | 24000 | 21.5 | 11.4 | 29000 | 25000 | 86.21% | 2.21 | 13 | 13 |  |  |  | No | R-410A | 2 | Residential & Commercial | Non-Ducted CEE Tier 2
207862076 | Mini/Multi Split | Breeze33 | HRCU-A-CB-O | BZ33-HYP09OUT2-G2-P |  | Mini-Splits(Non-Ducted) | BZ33-CASS09-P |  | 9000 | 20.5 | 10.3 | 9800 | 10000 | 102% | 1.8 | 13 | 13 |  |  |  | No | R-410A | 0.75 | Residential & Commercial | Non-Duc
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